## Title
Future 1 BAU, Sensitivity 14: Less Agressive EPA Regulations (+5 years)
"The results presented herein use modeling assumptions developed by EIPC, EIPC stakeholders and CRA for purposes of EIPC capacity expansion modeling. As such, these results do not necessarily reflect the opinions or views of CRA or any individual EIPC stakeholder."

## Build Summary
EI New Build Summary
EI New Builds by Type
|  | Additions |  |  | Retirements
| 2010 | 2015 | 2020 | 2030 | 2015 | 2020 | 2030 | Total
Coal | 271.9155 | 8.4766 | 0 | 0 | 64.1224 | 8.0614 | 5.5429 | 202.6654
Nuclear | 99.849 | 2.7406 | 4.53 | 0 | 0 | 0.6145 | 1.4882 | 105.0169
CC | 132.682 | 29.7736 | 9.8398 | 32.7715 | 5.4554 | 0 | 0 | 199.6115
CT | 120.329 | 4.6917 | 5.7503 | 3.9289 | 2.3757 | 0 | 0 | 132.3242
Steam Oil/Gas | 74.547 | 0 | 0 | 0 | 38.9273 | 0 | 1.1322 | 34.4875
Hydro | 44.6048 | 0 | 0 | 0 | 0 | 0 | 0 | 44.6048
On-Shore Wind | 18.707 | 22.1949 | 12.1692 | 14.7628 | 0 | 0 | 0 | 67.8338
Off-Shore Wind | 0 | 0.469 | 0 | 1.1 | 0 | 0 | 0 | 1.569
Other Renewable | 3.613 | 2.3484 | 3.2791 | 4.4817 | 0 | 0 | 0 | 13.7221
New HQ/Maritimes | 0 | 0 | 0 | 0 | 0 | 0 | 0 | 0
Other | 17.054 | 0 | 0 | 0 | 0 | 0 | 0 | 17.054
Total w/o DR | 783.3012 | 70.6948 | 35.5682 | 57.0448 | 110.8808 | 8.6759 | 8.1633 | 818.8891
DR | 33.1 | -1.344 | 16.8375 | 22.1146 | 0 | 0 | 0 | 70.7081
Total w/DR | 816.4013 | 69.3507 | 52.4057 | 79.1595 | 110.8808 | 8.6759 | 8.1633 | 889.5972
EI New Builds by Region
| EI Cumulative New Builds |  |  |  | EI Cumulative New CCs |  |  |  | EI Cumulative New On-Shore Wind |  |  |  | EI Cumulative Coal Retirements
| 2015 | 2020 | 2030 |  |  | 2015 | 2020 | 2030 |  | 2015 | 2020 | 2030 |  | 2015 | 2020 | 2030
ENT | 1357.34 | 2277.99 | 3387.52 |  | ENT | 467.05 | 1323.16 | 2287.1 | ENT | 0 | 0 | 0 | ENT | 892.9 | 892.9 | 892.9
FRCC | 4226.23 | 8986.89 | 16085.72 |  | FRCC | 1516.9 | 6277.56 | 13178.39 | FRCC | 0 | 0 | 0 | FRCC | 466 | 1335 | 1335
IESO | 5144.99 | 5144.99 | 5144.99 |  | IESO | 1263 | 1263 | 1263 | IESO | 2105.9 | 2105.9 | 2105.9 | IESO | 6416 | 6416 | 6416
MAPP_CA | 1215.47 | 1726.89 | 2309.19 |  | MAPP_CA | 913.07 | 1424.49 | 2006.79 | MAPP_CA | 302.4 | 302.4 | 302.4 | MAPP_CA | 1009.4 | 1009.4 | 1009.4
MAPP_US | 729.6 | 988.18 | 1788.34 |  | MAPP_US | 0 | 0 | 0 | MAPP_US | 421.3 | 679.88 | 1223.76 | MAPP_US | 715.5 | 715.5 | 715.5
MISO_IN | 618 | 859.58 | 4449.35 |  | MISO_IN | 0 | 0 | 3344.81 | MISO_IN | 0 | 0 | 0 | MISO_IN | 929.9 | 929.9 | 1360.87
MISO_MI | 2000 | 2160.25 | 2760.27 |  | MISO_MI | 0 | 0 | 0.01 | MISO_MI | 2000 | 2000 | 2600 | MISO_MI | 2325.99 | 2325.99 | 3512.96
MISO_MO-IL | 2090 | 2090 | 2313.33 |  | MISO_MO-IL | 0 | 0 | 0 | MISO_MO-IL | 300 | 300 | 300 | MISO_MO-IL | 1024.7 | 1024.7 | 2056.67
MISO_W | 2894.83 | 4997.1 | 8936.14 |  | MISO_W | 0 | 0 | 0.01 | MISO_W | 2800.5 | 4902.77 | 8770.12 | MISO_W | 2910.79 | 2910.79 | 2926.96
MISO_WUMS | 1818.9 | 5082.94 | 10488.53 |  | MISO_WUMS | 0 | 0.02 | 3343.95 | MISO_WUMS | 968.9 | 968.9 | 968.9 | MISO_WUMS | 1857.1 | 2118.08 | 2672.08
NE | 434.1 | 434.1 | 505.77 |  | NE | 0 | 0 | 0 | NE | 202 | 202 | 202 | NE | 0 | 0 | 0
NEISO | 3384.16 | 6600.08 | 8817.56 |  | NEISO | 2049.5 | 2049.5 | 2049.5 | NEISO | 231.2 | 3132.33 | 5280 | NEISO | 2250.13 | 2570.13 | 2570.13
NonRTO_Midwest | 0 | 736.94 | 1168.01 |  | NonRTO_Midwest | 0 | 386.7 | 657.52 | NonRTO_Midwest | 0 | 0 | 0 | NonRTO_Midwest | 1100.88 | 1100.88 | 1100.88
NYISO_A-F | 3289.7 | 3999.5 | 4431.75 |  | NYISO_A-F | 639 | 639 | 639 | NYISO_A-F | 2476.3 | 3186.1 | 3550.42 | NYISO_A-F | 2251.9 | 2251.9 | 2251.9
NYISO_G-I | 0 | 60 | 1419.61 |  | NYISO_G-I | 0 | 0 | 1285.27 | NYISO_G-I | 0 | 60 | 60.01 | NYISO_G-I | 368.2 | 368.2 | 368.2
NYISO_J-K | 1207.4 | 1207.4 | 2744.17 |  | NYISO_J-K | 1175.4 | 1175.4 | 1175.4 | NYISO_J-K | 0 | 0 | 0 | NYISO_J-K | 0 | 0 | 0
PJM_E | 5940.05 | 6072.95 | 7172.95 |  | PJM_E | 4634.3 | 4634.3 | 4634.3 | PJM_E | 1150 | 1150 | 1150 | PJM_E | 3284.96 | 3852.96 | 3852.96
PJM_ROM | 2243.7 | 3954.99 | 11642.8 |  | PJM_ROM | 1678.5 | 1678.5 | 1678.5 | PJM_ROM | 479.8 | 479.8 | 7040 | PJM_ROM | 8414.94 | 8414.94 | 8414.94
PJM_ROR | 14076.1 | 14196.1 | 20349.53 |  | PJM_ROR | 3077 | 3197 | 8645.02 | PJM_ROR | 8325.7 | 8325.7 | 8517.4 | PJM_ROR | 11823.06 | 17169.46 | 18205.45
SOCO | 5151.9 | 7538.9 | 10428.93 |  | SOCO | 5026.9 | 5213.9 | 7996.53 | SOCO | 0 | 0 | 0 | SOCO | 8529.96 | 8529.96 | 8529.96
SPP_N | 465.04 | 1624.11 | 2858.66 |  | SPP_N | 0 | 1159.07 | 1916.53 | SPP_N | 0 | 0 | 1.55 | SPP_N | 0 | 0 | 0
SPP_S | 1830.99 | 5398.1 | 7811.38 |  | SPP_S | 0 | 628.86 | 2461.01 | SPP_S | 430 | 3068.25 | 3554.37 | SPP_S | 529.99 | 529.99 | 1057.98
TVA | 3115.89 | 6042.22 | 7399.35 |  | TVA | 1418 | 2445.41 | 3695.14 | TVA | 0 | 0 | 0 | TVA | 3802.76 | 3802.76 | 3802.76
VACAR | 7460.35 | 14082.76 | 18893.97 |  | VACAR | 5914.99 | 6117.52 | 10127.07 | VACAR | 0.9 | 3500 | 3500 | VACAR | 3217.39 | 3914.39 | 4673.21
| 70694.74 | 106262.96 | 163307.82 |  |  | 29773.61 | 39613.39 | 72384.85 |  | 22194.9 | 34364.03 | 49126.83 |  | 64122.45 | 72183.83 | 77726.71

## Generation
#1 | Total Generation (GWh)
Total Generation by Reporting Type: Entergy
ReportingType | 2015 | 2020 | 2025 | 2030 | 2035 | 2040
BM | 0 | 0 | 0 | 0 | 0 | 0
CC | 67315.16 | 75995.07 | 81596.46 | 82585.22 | 91573.14 | 94219.29
CSP | 0 | 0 | 0 | 0 | 0 | 0
CT | 0 | 0 | 0 | 0 | 0 | 0
Coal | 60773.61 | 60969.78 | 58563.96 | 60276.31 | 60276.32 | 60276.34
Geo | 0 | 0 | 0 | 0 | 0 | 0
H | 153 | 153 | 153 | 153 | 153 | 153
LFG | 63.07 | 63.07 | 909.81 | 909.81 | 909.81 | 909.81
Nuc | 42234.08 | 42234.08 | 42234.08 | 42234.08 | 35675.42 | 27909.39
PS | 25.67 | 25.67 | 44.84 | 37.47 | 25.67 | 27.14
PV | 0.57 | 124.94 | 192.43 | 198.55 | 205.47 | 212.64
PeakG | 0 | 0 | 96.6 | 58.23 | 23.91 | 23.91
PeakO | 0 | 0 | 0 | 0 | 0 | 0
ST | 0 | 0 | 0 | 0 | 0 | 0
STOG | 1269.8 | 1402.02 | 1307.72 | 1307.72 | 1307.72 | 1271.04
STWD | 0 | 0 | 0 | 0 | 6.29 | 76.01
WT | 315.27 | 315.27 | 315.27 | 315.28 | 315.28 | 315.28
IGCC | 0 | 0 | 0 | 0 | 0 | 0
DemandResponse | 0 | 0 | 0 | 0 | 0 | 0
IGCC-CCS | 0 | 0 | 0 | 0 | 0 | 0
WT_off | 0 | 0 | 0 | 0 | 0 | 0
PseudoUnit | 0 | 0 | 0 | 0 | 0 | 0
FixedInterchange | 0 | 0 | 0 | 0 | 0 | 0
Total Generation by Reporting Type: FRCC
ReportingType | 2015 | 2020 | 2025 | 2030 | 2035 | 2040
BM | 0 | 0 | 0 | 0 | 0 | 0
CC | 151064.56 | 172729.04 | 182865.07 | 201229.62 | 232560.38 | 265227.5
CSP | 0 | 0 | 0 | 0 | 0 | 0
CT | 810.28 | 1007.71 | 1007.71 | 1002.01 | 861.29 | 717.86
Coal | 54375.36 | 52081.52 | 58140.2 | 58970.78 | 60270.38 | 60270.41
Geo | 0 | 0 | 0 | 0 | 0 | 0
H | 27.85 | 27.85 | 27.85 | 27.85 | 27.85 | 27.85
LFG | 3831.62 | 3831.62 | 5392.66 | 5392.66 | 5392.66 | 5392.66
Nuc | 32180.57 | 32180.57 | 32180.57 | 32180.57 | 19598.11 | 6535.31
PS | 0 | 0 | 0 | 0 | 0 | 0
PV | 134.03 | 134.03 | 134.03 | 134.03 | 134.03 | 134.03
PeakG | 443.13 | 456.75 | 746.92 | 502.87 | 400.37 | 303.26
PeakO | 0 | 0 | 0 | 0 | 0 | 0
ST | 0 | 0 | 0 | 0 | 0 | 0
STOG | 3410.27 | 3048.33 | 2491.3 | 2426.91 | 2200.35 | 1486.79
STWD | 0 | 76.34 | 131.92 | 131.92 | 131.4 | 131.92
WT | 0 | 0 | 0 | 0 | 0 | 0
IGCC | 0 | 0 | 0 | 0 | 0 | 0
DemandResponse | 0 | 0 | 0 | 0 | 0 | 0
IGCC-CCS | 0 | 0 | 0 | 0 | 0 | 0
WT_off | 0 | 0 | 0 | 0 | 0 | 0
PseudoUnit | 0 | 0 | 0 | 0 | 0 | 0
FixedInterchange | 0 | 0 | 0 | 0 | 0 | 0
Total Generation by Reporting Type: MAPP_US
ReportingType | 2015 | 2020 | 2025 | 2030 | 2035 | 2040
BM | 0 | 0 | 0 | 0 | 0 | 0
CC | 199.98 | 200.44 | 254.84 | 304.34 | 253.44 | 200.01
CSP | 0 | 0 | 0 | 0 | 0 | 0
CT | 0 | 0 | 2.88 | 4.61 | 7.05 | 9.09
Coal | 20434.73 | 21190.21 | 20905.66 | 21199.43 | 21199.44 | 21614.79
Geo | 354.6 | 354.6 | 354.6 | 354.6 | 354.6 | 354.6
H | 10150.02 | 10150.02 | 10150.02 | 10150.02 | 10150.02 | 10150.02
LFG | 15.77 | 15.77 | 580.79 | 580.79 | 580.79 | 580.79
Nuc | 0 | 0 | 0 | 0 | 0 | 0
PS | 0 | 0 | 0 | 0 | 0 | 0
PV | 0 | 0 | 0 | 0 | 0 | 0
PeakG | 44.41 | 90.12 | 91.98 | 133.98 | 177.81 | 94.5
PeakO | 0 | 0 | 0 | 0 | 0 | 0
ST | 0 | 0 | 0 | 0 | 0 | 0
STOG | 0 | 0 | 0 | 0 | 0 | 0
STWD | 0 | 0 | 0 | 0 | 0 | 0
WT | 5908.78 | 6813.25 | 6813.25 | 8715.59 | 9060.84 | 9419.76
IGCC | 0 | 0 | 0 | 0 | 0 | 0
DemandResponse | 0 | 0 | 0 | 0 | 0 | 0
IGCC-CCS | 0 | 0 | 0 | 0 | 0 | 0
WT_off | 0 | 0 | 0 | 0 | 0 | 0
PseudoUnit | 0 | 0 | 0 | 0 | 0 | 0
FixedInterchange | 0 | 0 | 0 | 0 | 0 | 0
Total Generation by Reporting Type: MISO_IN
ReportingType | 2015 | 2020 | 2025 | 2030 | 2035 | 2040
BM | 0 | 0 | 0 | 0 | 0 | 0
CC | 4691.13 | 4633.88 | 12334.48 | 23593.38 | 42286.6 | 40977.31
CSP | 0 | 0 | 0 | 0 | 0 | 0
CT | 0 | 0 | 0 | 0 | 0 | 0
Coal | 86296.39 | 92125.12 | 92631.21 | 93896.32 | 97597.06 | 98667.94
Geo | 0 | 0 | 0 | 0 | 0 | 0
H | 417.2 | 417.2 | 417.2 | 417.2 | 417.2 | 417.2
LFG | 291.71 | 291.71 | 291.71 | 923.41 | 923.41 | 923.41
Nuc | 0 | 0 | 0 | 0 | 0 | 0.02
PS | 0 | 0 | 0 | 0 | 0 | 0
PV | 0 | 402.09 | 655.09 | 676.43 | 698.39 | 721.04
PeakG | 7.7 | 25.81 | 90.34 | 90.35 | 90.35 | 90.35
PeakO | 0 | 0 | 0 | 0 | 0 | 0
ST | 0 | 0 | 0 | 0 | 0 | 0
STOG | 28.64 | 54.68 | 106.75 | 54.68 | 54.68 | 54.68
STWD | 0 | 0 | 0 | 0 | 0 | 0
WT | 1553.06 | 1553.06 | 1553.06 | 1553.06 | 1553.06 | 1553.06
IGCC | 4427.31 | 4427.31 | 4427.31 | 4427.31 | 4427.31 | 4427.31
DemandResponse | 0 | 0 | 0 | 0 | 0 | 0
IGCC-CCS | 0 | 0 | 0 | 0 | 0 | 0
WT_off | 0 | 0 | 0 | 0 | 0 | 0
PseudoUnit | 0 | 0 | 0 | 0 | 0 | 0
FixedInterchange | 0 | 0 | 0 | 0 | 0 | 0
Total Generation by Reporting Type: MISO_MI
ReportingType | 2015 | 2020 | 2025 | 2030 | 2035 | 2040
BM | 0 | 0 | 0 | 0 | 0 | 0
CC | 13863.15 | 9535.45 | 12932.62 | 9206.58 | 8443.46 | 7260.95
CSP | 0 | 0 | 0 | 0 | 0 | 0
CT | 0 | 0 | 0 | 0 | 0 | 0
Coal | 52925.03 | 58204.83 | 50085.23 | 52194.01 | 53729.99 | 53730.02
Geo | 0 | 0 | 0 | 0 | 0 | 0
H | 410 | 410 | 410 | 410 | 410 | 410
LFG | 1285.09 | 2548.5 | 2548.5 | 2548.5 | 2548.5 | 2548.5
Nuc | 14714.16 | 14714.16 | 14714.16 | 14714.16 | 8654.01 | 8654.01
PS | 762.79 | 861.12 | 1422.72 | 1279.21 | 1422.72 | 1091.43
PV | 0 | 0 | 0 | 0 | 0 | 0
PeakG | 19.51 | 23.93 | 104.85 | 104.85 | 104.85 | 104.85
PeakO | 0 | 0 | 0 | 0 | 0 | 0
ST | 0 | 0 | 0 | 0 | 0 | 0
STOG | 288.88 | 394.39 | 540.49 | 541.37 | 541.37 | 540.49
STWD | 144.53 | 364.66 | 335.63 | 749.45 | 721.99 | 721.99
WT | 5161.16 | 5161.16 | 6773.47 | 6773.47 | 7242.51 | 7701.85
IGCC | 0 | 0 | 0 | 0 | 0 | 0
DemandResponse | 0 | 0 | 0 | 0 | 0 | 0
IGCC-CCS | 0 | 0 | 0 | 0 | 0 | 0
WT_off | 0 | 0 | 0 | 0 | 0 | 0
PseudoUnit | 0 | 0 | 0 | 0 | 0 | 0
FixedInterchange | 0 | 0 | 0 | 0 | 0 | 0
Total Generation by Reporting Type: MISO_MO-IL
ReportingType | 2015 | 2020 | 2025 | 2030 | 2035 | 2040
BM | 0 | 0 | 0 | 0 | 0 | 0
CC | 3111.58 | 2648.75 | 2580.96 | 2445.37 | 2445.37 | 1667.13
CSP | 0 | 0 | 0 | 0 | 0 | 0
CT | 0 | 0 | 0 | 0 | 0 | 0
Coal | 100202.88 | 104145.82 | 90455.27 | 97279.02 | 100726.02 | 100726.06
Geo | 0 | 0 | 0 | 0 | 0 | 0
H | 1317.1 | 1317.1 | 1317.1 | 1317.1 | 1317.1 | 1317.1
LFG | 141.91 | 141.91 | 1902.67 | 1902.67 | 1902.67 | 1902.67
Nuc | 17393.71 | 17393.71 | 17393.71 | 17393.71 | 17393.71 | 17393.71
PS | 202.4 | 202.4 | 334.4 | 334.4 | 334.4 | 334.4
PV | 0 | 0 | 0 | 0 | 0 | 0
PeakG | 140.51 | 222.83 | 380.88 | 308.28 | 441.61 | 578.56
PeakO | 0 | 0 | 0 | 0 | 0 | 0
ST | 0 | 0 | 0 | 0 | 0 | 0
STOG | 57.9 | 110.53 | 110.53 | 69.44 | 57.9 | 18.42
STWD | 0 | 0 | 0 | 0 | 0 | 0
WT | 2075.16 | 2075.16 | 2075.16 | 2075.16 | 2075.16 | 2075.16
IGCC | 0 | 0 | 0 | 0 | 0 | 0
DemandResponse | 0 | 0 | 0 | 0 | 0 | 0
IGCC-CCS | 0 | 0 | 0 | 0 | 0 | 0
WT_off | 0 | 0 | 0 | 0 | 0 | 0
PseudoUnit | 0 | 0 | 0 | 0 | 0 | 0
FixedInterchange | 0 | 0 | 0 | 0 | 0 | 0
Total Generation by Reporting Type: MISO_W
ReportingType | 2015 | 2020 | 2025 | 2030 | 2035 | 2040
BM | 0 | 0 | 0 | 0 | 0 | 0
CC | 11457.5 | 6840.65 | 7068.9 | 5582.57 | 6306.19 | 3474.49
CSP | 0 | 0 | 0 | 0 | 0 | 0
CT | 0 | 0 | 0 | 0 | 0 | 0
Coal | 81372.06 | 82014.21 | 80417.26 | 81436.21 | 93326.58 | 128399.8
Geo | 0 | 0 | 0 | 0 | 0 | 0
H | 1643.74 | 1643.74 | 1643.74 | 1643.74 | 1643.74 | 1643.74
LFG | 1616.22 | 1616.22 | 2181.24 | 2181.24 | 2181.24 | 2181.24
Nuc | 18393.35 | 18393.35 | 18393.35 | 18393.35 | 0.78 | 0.78
PS | 0 | 0 | 0 | 0 | 0 | 0
PV | 0 | 0 | 0 | 0 | 0 | 0
PeakG | 421.62 | 371.61 | 243.8 | 289.1 | 736.91 | 94.18
PeakO | 0 | 0 | 0 | 0 | 0 | 0
ST | 0 | 0 | 0 | 0 | 0 | 0
STOG | 27.24 | 16.04 | 4.84 | 1.74 | 3.07 | 1.3
STWD | 0 | 156.79 | 127.24 | 126.41 | 127.24 | 127.24
WT | 27590.66 | 34530.07 | 45725.63 | 47295.83 | 49106.89 | 50980.04
IGCC | 0 | 0 | 0 | 0 | 0 | 0
DemandResponse | 0 | 0 | 0 | 0 | 0 | 0
IGCC-CCS | 0 | 0 | 0 | 0 | 0 | 0
WT_off | 0 | 0 | 0 | 0 | 0 | 0
PseudoUnit | 0 | 0 | 0 | 0 | 0 | 0
FixedInterchange | 0 | 0 | 0 | 0 | 0 | 0
Total Generation by Reporting Type: MISO_WUMS
ReportingType | 2015 | 2020 | 2025 | 2030 | 2035 | 2040
BM | 0 | 0 | 0 | 0 | 0 | 0
CC | 17700.47 | 13011.66 | 34036.6 | 28351.91 | 35228.92 | 30865.36
CSP | 0 | 0 | 0 | 0 | 0 | 0
CT | 0 | 440.22 | 138.85 | 152.7 | 565.6 | 1001.95
Coal | 27462.79 | 35910.1 | 30580.03 | 34556.39 | 39334.59 | 39387.43
Geo | 0 | 0 | 0 | 0 | 0 | 0
H | 1018.41 | 1018.41 | 1018.41 | 1018.41 | 1018.41 | 1018.41
LFG | 559.76 | 1055.96 | 2320.52 | 2320.52 | 2320.52 | 2320.52
Nuc | 14153.33 | 14153.33 | 14153.33 | 14153.33 | 0.78 | 0.78
PS | 0 | 0 | 0 | 0 | 0 | 0
PV | 0 | 0 | 0 | 0 | 0 | 0
PeakG | 26.97 | 30.6 | 0 | 0 | 0 | 0
PeakO | 0 | 0 | 0 | 0 | 0 | 0
ST | 0 | 0 | 0 | 0 | 0 | 0
STOG | 2.33 | 0 | 0 | 0 | 0 | 0
STWD | 0 | 41.11 | 22.21 | 42.68 | 42.68 | 42.68
WT | 4109.61 | 4109.61 | 4109.61 | 4109.61 | 4109.61 | 4109.61
IGCC | 0 | 0 | 0 | 0 | 0 | 0
DemandResponse | 0 | 0 | 0 | 0 | 0 | 0
IGCC-CCS | 0 | 0 | 0 | 0 | 0 | 0
WT_off | 0 | 0 | 0 | 0 | 0 | 0
PseudoUnit | 0 | 0 | 0 | 0 | 0 | 0
FixedInterchange | 0 | 0 | 0 | 0 | 0 | 0
Total Generation by Reporting Type: Nebraska
ReportingType | 2015 | 2020 | 2025 | 2030 | 2035 | 2040
BM | 0 | 0 | 0 | 0 | 0 | 0
CC | 656.42 | 454.73 | 454.74 | 454.75 | 367.89 | 253.68
CSP | 0 | 0 | 0 | 0 | 0 | 0
CT | 0 | 0 | 0 | 0 | 0 | 0
Coal | 30719.51 | 30719.52 | 30424.37 | 30424.37 | 47112.61 | 51608.52
Geo | 0 | 0 | 0 | 0 | 0 | 0
H | 591 | 591 | 591 | 591 | 591 | 591
LFG | 47.3 | 47.3 | 612.32 | 612.32 | 612.32 | 612.32
Nuc | 9752.32 | 9752.32 | 9752.32 | 9752.32 | 1.56 | 1.56
PS | 0 | 0 | 0 | 0 | 0 | 0
PV | 0 | 0 | 0 | 0 | 0 | 0
PeakG | 91.31 | 95.56 | 133.38 | 191.71 | 140.75 | 95.01
PeakO | 0 | 0 | 0 | 0 | 0 | 0
ST | 0 | 0 | 0 | 0 | 0 | 0
STOG | 0.06 | 0.06 | 0.06 | 0.06 | 0.06 | 0.03
STWD | 0 | 0 | 0 | 0 | 0 | 0
WT | 1220.72 | 1220.72 | 1220.72 | 1220.72 | 1220.72 | 1220.72
IGCC | 0 | 0 | 0 | 0 | 0 | 0
DemandResponse | 0 | 0 | 0 | 0 | 0 | 0
IGCC-CCS | 0 | 0 | 0 | 0 | 0 | 0
WT_off | 0 | 0 | 0 | 0 | 0 | 0
PseudoUnit | 0 | 0 | 0 | 0 | 0 | 0
FixedInterchange | 0 | 0 | 0 | 0 | 0 | 0
Total Generation by Reporting Type: NEISO
ReportingType | 2015 | 2020 | 2025 | 2030 | 2035 | 2040
BM | 1882.96 | 1882.95 | 528.47 | 551.16 | 632.2 | 597.67
CC | 45456.3 | 36110.78 | 36544.6 | 39418.24 | 50890.79 | 57481.29
CSP | 0 | 0 | 0 | 0 | 0 | 0
CT | 3.12 | 10.92 | 10.92 | 10.92 | 32.24 | 66.46
Coal | 32.28 | 0.01 | 0.01 | 0.02 | 0.02 | 0.02
Geo | 0 | 0 | 0 | 0 | 0 | 0
H | 12289.94 | 12289.94 | 12289.94 | 12289.94 | 12289.94 | 12289.94
LFG | 4582.65 | 4582.74 | 5132.48 | 5132.48 | 5132.48 | 5132.48
Nuc | 36181.73 | 36181.73 | 36181.73 | 36181.73 | 26141.23 | 19310.53
PS | 63.05 | 170.08 | 184.14 | 165.79 | 245.32 | 314.12
PV | 5.26 | 556.75 | 556.75 | 556.89 | 556.98 | 557.07
PeakG | 28.26 | 38.51 | 38.51 | 38.51 | 102.41 | 102.41
PeakO | 0 | 0 | 0 | 0 | 0 | 0
ST | 0 | 0 | 0 | 0 | 0 | 0
STOG | 0 | 0 | 0 | 0 | 0 | 0
STWD | 4030.19 | 1246.49 | 83.98 | 1099.82 | 1201.03 | 1240.91
WT | 1283.3 | 9857.71 | 15187.27 | 16205.23 | 16205.23 | 16205.23
IGCC | 0 | 0 | 0 | 0 | 0 | 0
DemandResponse | 0 | 0 | 0 | 0 | 0 | 0
IGCC-CCS | 0 | 0 | 0 | 0 | 0 | 0
WT_off | 1870.13 | 1870.13 | 1870.13 | 1870.13 | 0.01 | 0.01
PseudoUnit | 0 | 0 | 0 | 0 | 0 | 0
FixedInterchange | 0 | 0 | 0 | 0 | 0 | 0
Total Generation by Reporting Type: NonRTO_Midwest
ReportingType | 2015 | 2020 | 2025 | 2030 | 2035 | 2040
BM | 0 | 0 | 0 | 0 | 0 | 0
CC | 0 | 837.38 | 1845.02 | 2288.28 | 2823.74 | 3999.95
CSP | 0 | 0 | 0 | 0 | 0 | 0
CT | 0 | 68.7 | 68.7 | 134.13 | 68.7 | 134.14
Coal | 61187.18 | 64595.87 | 64836.66 | 65664.23 | 67318.69 | 69180.94
Geo | 0 | 0 | 0 | 0 | 0 | 0
H | 457.8 | 457.8 | 457.8 | 457.8 | 457.8 | 457.8
LFG | 110.38 | 110.38 | 154.06 | 1373.79 | 1373.79 | 1373.79
Nuc | 0 | 0 | 0 | 0 | 0 | 0.04
PS | 0 | 0 | 0 | 0 | 0 | 0
PV | 0 | 0 | 0 | 0 | 0 | 0
PeakG | 146.79 | 206.05 | 319.83 | 339.88 | 361.24 | 353.22
PeakO | 0 | 0 | 0 | 0 | 0 | 0
ST | 0 | 0 | 0 | 0 | 0 | 0
STOG | 0 | 0 | 0 | 0 | 0 | 0
STWD | 0 | 0 | 0 | 0 | 0 | 0
WT | 151.43 | 151.43 | 151.43 | 151.43 | 151.43 | 151.43
IGCC | 0 | 0 | 0 | 0 | 0 | 0
DemandResponse | 0 | 0 | 0 | 0 | 0 | 0
IGCC-CCS | 0 | 0 | 0 | 0 | 0 | 0
WT_off | 0 | 0 | 0 | 0 | 0 | 0
PseudoUnit | 0 | 0 | 0 | 0 | 0 | 0
FixedInterchange | 0 | 0 | 0 | 0 | 0 | 0
Total Generation by Reporting Type: NYISO_A-F
ReportingType | 2015 | 2020 | 2025 | 2030 | 2035 | 2040
BM | 0 | 0 | 0 | 0 | 0 | 0
CC | 7061.44 | 9195.23 | 11409.39 | 12550 | 14457.71 | 14009.84
CSP | 0 | 0 | 0 | 0 | 0 | 0
CT | 0 | 0 | 0 | 0 | 0 | 0
Coal | 0.02 | 0.02 | 0.03 | 0.03 | 0.03 | 0.03
Geo | 0 | 0 | 0 | 0 | 0 | 0
H | 27149.99 | 27149.99 | 27149.99 | 27149.99 | 27149.99 | 27149.99
LFG | 1359.2 | 1359.2 | 1419.12 | 1894.79 | 1894.79 | 1894.79
Nuc | 26211.3 | 26211.3 | 26211.3 | 21372.53 | 16850.79 | 10212.67
PS | 22.18 | 49.42 | 138.38 | 190.64 | 328.59 | 300.44
PV | 0 | 0 | 0 | 0 | 0 | 0
PeakG | 0 | 1.88 | 6.58 | 6.58 | 6.58 | 7.98
PeakO | 0 | 0 | 0 | 0 | 0 | 0
ST | 0 | 0 | 0 | 0 | 0 | 0
STOG | 0 | 0 | 0 | 0 | 0 | 0
STWD | 0 | 0 | 0 | 0.77 | 0.77 | 2.71
WT | 10101.82 | 11933.66 | 11933.66 | 12830.76 | 14523.99 | 14523.99
IGCC | 0 | 0 | 0 | 0 | 0 | 0
DemandResponse | 0 | 0 | 0 | 0 | 0 | 0
IGCC-CCS | 0 | 0 | 0 | 0 | 0 | 0
WT_off | 0 | 0 | 0 | 0 | 0 | 0
PseudoUnit | 0 | 0 | 0 | 0 | 0 | 0
FixedInterchange | 0 | 0 | 0 | 0 | 0 | 0
Total Generation by Reporting Type: NYISO_G-I
ReportingType | 2015 | 2020 | 2025 | 2030 | 2035 | 2040
BM | 0 | 0 | 0 | 0 | 0 | 0
CC | 6767.27 | 8555.68 | 13499.77 | 17932.33 | 39368.5 | 61916.3
CSP | 0 | 0 | 0 | 0 | 0 | 0
CT | 0 | 0 | 0 | 0 | 0 | 0
Coal | 0.01 | 0.01 | 0 | 0.01 | 0.01 | 0.01
Geo | 0 | 0 | 0 | 0 | 0 | 0
H | 266.56 | 266.56 | 266.56 | 266.56 | 266.56 | 266.56
LFG | 504.58 | 504.58 | 1090.62 | 1090.62 | 1090.62 | 1090.62
Nuc | 15929.31 | 15929.31 | 15929.31 | 15929.31 | 7987.24 | 3.12
PS | 0 | 0 | 0 | 0 | 0 | 0
PV | 0 | 0 | 0 | 0 | 0 | 0
PeakG | 0.01 | 0.04 | 0.04 | 0.04 | 0.04 | 0.08
PeakO | 0 | 0 | 0 | 0 | 0 | 0
ST | 0 | 0 | 0 | 0 | 0 | 0
STOG | 0 | 0 | 0 | 0 | 0 | 0
STWD | 0 | 0 | 0 | 0 | 0 | 0
WT | 0 | 178.23 | 178.23 | 178.25 | 178.25 | 178.25
IGCC | 0 | 0 | 0 | 0 | 0 | 0
DemandResponse | 0 | 0 | 0 | 0 | 0 | 0
IGCC-CCS | 0 | 0 | 0 | 0 | 0 | 0
WT_off | 0 | 0 | 0 | 0 | 0 | 0
PseudoUnit | 0 | 0 | 0 | 0 | 0 | 0
FixedInterchange | 0 | 0 | 0 | 0 | 0 | 0
Total Generation by Reporting Type: NYISO_J-K
ReportingType | 2015 | 2020 | 2025 | 2030 | 2035 | 2040
BM | 0 | 0 | 0 | 0 | 0 | 0
CC | 24792.73 | 31244.85 | 31253.97 | 30341.28 | 31349 | 31792.4
CSP | 0 | 0 | 0 | 0 | 0 | 0
CT | 0 | 0 | 8.74 | 47.81 | 98.61 | 210.59
Coal | 0 | 0 | 0 | 0 | 0 | 0
Geo | 0 | 0 | 0 | 0 | 0 | 0
H | 0 | 0 | 0 | 0 | 0 | 0
LFG | 977.62 | 977.62 | 977.62 | 1563.66 | 1563.66 | 1563.66
Nuc | 0 | 0 | 0 | 0 | 0 | 0
PS | 0 | 0 | 0 | 0 | 0 | 0
PV | 53.26 | 53.26 | 53.26 | 53.26 | 0 | 0
PeakG | 49.73 | 146.56 | 153.52 | 179.54 | 209.2 | 296.34
PeakO | 0 | 0 | 0 | 0 | 0 | 0
ST | 0 | 0 | 0 | 0 | 0 | 0
STOG | 1158.35 | 2168.43 | 2453.31 | 2630.75 | 3222.38 | 4017.67
STWD | 0 | 0 | 0 | 0 | 0 | 0
WT | 0 | 0 | 0 | 0 | 0 | 0
IGCC | 0 | 0 | 0 | 0 | 0 | 0
DemandResponse | 0 | 0 | 0 | 0 | 0 | 0
IGCC-CCS | 0 | 0 | 0 | 0 | 0 | 0
WT_off | 0 | 0 | 0 | 0 | 0 | 0
PseudoUnit | 0 | 0 | 0 | 0 | 0 | 0
FixedInterchange | 0 | 0 | 0 | 0 | 0 | 0
Total Generation by Reporting Type: PJM_E
ReportingType | 2015 | 2020 | 2025 | 2030 | 2035 | 2040
BM | 141.2 | 223.98 | 223.98 | 223.98 | 223.98 | 223.98
CC | 24834.66 | 39040.48 | 46831.87 | 41620.56 | 49333.41 | 55146.62
CSP | 0 | 0 | 0 | 0 | 0 | 0
CT | 0 | 0.86 | 0.86 | 5.14 | 64.65 | 162.38
Coal | 269.24 | 131.07 | 207.69 | 207.73 | 207.8 | 207.85
Geo | 0 | 0 | 0 | 0 | 0 | 0
H | 1839.28 | 1839.28 | 1839.28 | 1839.28 | 1839.28 | 1839.28
LFG | 3714.15 | 4761.94 | 4761.94 | 4761.94 | 4761.94 | 4761.94
Nuc | 66287.73 | 61501.14 | 61501.14 | 61501.14 | 44177.54 | 35032.79
PS | 84 | 184 | 304 | 184.06 | 184.08 | 221.7
PV | 102.4 | 102.4 | 102.4 | 102.4 | 102.4 | 102.4
PeakG | 2.68 | 80.26 | 481.53 | 481.53 | 497.96 | 427.93
PeakO | 0 | 0 | 0 | 0 | 0 | 0
ST | 0 | 0 | 0 | 0 | 0 | 0
STOG | 85.43 | 512.56 | 971.08 | 848.16 | 1000.72 | 953.4
STWD | 0 | 0 | 0 | 0 | 0 | 0
WT | 2143.36 | 2143.36 | 2143.36 | 2143.36 | 2143.36 | 2143.36
IGCC | 0 | 0 | 0 | 0 | 0 | 0
DemandResponse | 0 | 0 | 0 | 0 | 0 | 0
IGCC-CCS | 0 | 0 | 0 | 0 | 0 | 0
WT_off | 0 | 0 | 3990.53 | 3990.53 | 3990.53 | 3990.53
PseudoUnit | 0 | 0 | 0 | 0 | 0 | 0
FixedInterchange | 0 | 0 | 0 | 0 | 0 | 0
Total Generation by Reporting Type: PJM_ROM
ReportingType | 2015 | 2020 | 2025 | 2030 | 2035 | 2040
BM | 84.72 | 134.39 | 134.39 | 134.39 | 134.39 | 134.39
CC | 15504.31 | 23033.57 | 23505.29 | 20173.65 | 48558.71 | 139340.99
CSP | 0 | 0 | 0 | 0 | 0 | 0
CT | 0 | 0.52 | 3.14 | 3.14 | 3.14 | 1.65
Coal | 50641.39 | 50795.84 | 58368.65 | 59967.19 | 59967.2 | 59967.21
Geo | 0 | 0 | 0 | 0 | 0 | 0
H | 3645.46 | 3645.46 | 3645.46 | 3645.46 | 3645.46 | 3645.46
LFG | 2813.8 | 4903.85 | 4903.85 | 4903.85 | 4903.85 | 4903.85
Nuc | 39227.38 | 39227.38 | 39227.38 | 39227.38 | 25736.15 | 18733.49
PS | 317.73 | 696.02 | 1149.88 | 1110.64 | 1070.85 | 1111.96
PV | 10.51 | 2544.24 | 4121.36 | 4519.81 | 4676.78 | 4839.08
PeakG | 0 | 48.51 | 48.51 | 48.51 | 294.11 | 155.51
PeakO | 0 | 0 | 0 | 0 | 0 | 0
ST | 0 | 0 | 0 | 0 | 0 | 0
STOG | 480.35 | 729.99 | 995.04 | 937.85 | 1009.49 | 995.04
STWD | 225.62 | 490.56 | 490.56 | 490.56 | 490.56 | 490.56
WT | 3032.09 | 3032.09 | 4910.74 | 17226.13 | 17226.13 | 17226.13
IGCC | 0 | 0 | 0 | 0 | 0 | 0
DemandResponse | 0 | 0 | 0 | 0 | 0 | 0
IGCC-CCS | 0 | 0 | 0 | 0 | 0 | 0
WT_off | 0 | 0 | 0 | 0 | 0 | 0
PseudoUnit | 0 | 0 | 0 | 0 | 0 | 0
FixedInterchange | 0 | 0 | 0 | 0 | 0 | 0
Total Generation by Reporting Type: PJM_ROR
ReportingType | 2015 | 2020 | 2025 | 2030 | 2035 | 2040
BM | 39.05 | 161.29 | 358.22 | 913.49 | 1634.58 | 1216.37
CC | 70133.69 | 67929.66 | 67621.69 | 97090.74 | 158308.67 | 129387.37
CSP | 0 | 0 | 0 | 0 | 0 | 0
CT | 2.98 | 5.69 | 5.69 | 5.69 | 5.69 | 5.69
Coal | 355086.07 | 320291.62 | 314096.25 | 316914.7 | 320546.07 | 322943.94
Geo | 0 | 0 | 0 | 0 | 0 | 0
H | 4602.26 | 4602.26 | 4602.26 | 4602.26 | 4602.26 | 4602.26
LFG | 4252.63 | 4252.63 | 8302.71 | 8302.71 | 8302.71 | 8302.71
Nuc | 156083.84 | 156083.84 | 156083.84 | 149330.43 | 116030.78 | 77993.94
PS | 1373.03 | 1627.41 | 2341.56 | 2341.51 | 2341.49 | 1574.06
PV | 63.07 | 63.07 | 63.07 | 63.07 | 63.07 | 63.07
PeakG | 1251.82 | 1112.72 | 1456.69 | 1543.73 | 1050.98 | 1162.77
PeakO | 0 | 0 | 0 | 0 | 0 | 0
ST | 0 | 0 | 0 | 0 | 0 | 0
STOG | 798.51 | 828 | 882.15 | 875.1 | 882.15 | 847.2
STWD | 36.67 | 608.76 | 1139.21 | 1359.55 | 1359.55 | 1359.55
WT | 28147.97 | 28147.97 | 28682.04 | 28682.04 | 28682.04 | 31260.46
IGCC | 0 | 0 | 0 | 0 | 0 | 0
DemandResponse | 0 | 0 | 0 | 0 | 0 | 0
IGCC-CCS | 0 | 0 | 0 | 0 | 0 | 0
WT_off | 0 | 0 | 0 | 0 | 0 | 0
PseudoUnit | 0 | 0 | 0 | 0 | 0 | 0
FixedInterchange | 0 | 0 | 0 | 0 | 0 | 0
Total Generation by Reporting Type: SOCO
ReportingType | 2015 | 2020 | 2025 | 2030 | 2035 | 2040
BM | 0 | 0 | 23.04 | 23.04 | 38.26 | 38.26
CC | 114610.75 | 111205.51 | 108971.55 | 118330.91 | 110699.24 | 105129.18
CSP | 0 | 0 | 0 | 0 | 0 | 0
CT | 0 | 0 | 0 | 0 | 0 | 0
Coal | 101400.63 | 109988.83 | 121200.95 | 124572.78 | 146006.21 | 187662.62
Geo | 0 | 0 | 0 | 0 | 0 | 0
H | 10893.11 | 10893.11 | 10893.11 | 10893.11 | 10893.11 | 10893.11
LFG | 291.71 | 291.71 | 1138.45 | 1138.45 | 1138.45 | 1138.45
Nuc | 45497.84 | 62634.5 | 62634.5 | 62634.5 | 62634.5 | 42031.17
PS | 796.87 | 1273 | 1273 | 1273 | 1273 | 1273
PV | 0 | 0 | 0 | 0 | 0 | 0
PeakG | 449.25 | 1045.81 | 2127.26 | 1956.11 | 1978.33 | 1737.04
PeakO | 0 | 0 | 0 | 0 | 0 | 0
ST | 0 | 0 | 0 | 0 | 0 | 0
STOG | 0 | 0 | 0 | 0 | 0 | 0
STWD | 0 | 0 | 0 | 0 | 0 | 0
WT | 0 | 0 | 0 | 0 | 0 | 0
IGCC | 0 | 0 | 0 | 0 | 0 | 0
DemandResponse | 0 | 0 | 0 | 0 | 0 | 0
IGCC-CCS | 0 | 0 | 0 | 0 | 0 | 0
WT_off | 0 | 0 | 0 | 0 | 0 | 0
PseudoUnit | 0 | 0 | 0 | 0 | 0 | 0
FixedInterchange | 0 | 0 | 0 | 0 | 0 | 0
Total Generation by Reporting Type: SPP_N
ReportingType | 2015 | 2020 | 2025 | 2030 | 2035 | 2040
BM | 0 | 0 | 0 | 0 | 0 | 0
CC | 8061.79 | 11557.27 | 14426.28 | 16400.62 | 10599.56 | 8958.88
CSP | 0 | 0 | 0 | 0 | 0 | 0
CT | 0 | 0 | 0 | 74.65 | 339.93 | 367.01
Coal | 61836.51 | 61836.52 | 61676.24 | 61676.24 | 61676.24 | 69040.49
Geo | 0 | 0 | 0 | 0 | 0 | 0
H | 60 | 60 | 60 | 60 | 60 | 60
LFG | 55.19 | 55.19 | 804.17 | 804.17 | 804.17 | 804.17
Nuc | 9035.69 | 9035.69 | 9035.69 | 9035.69 | 9035.69 | 9035.69
PS | 0 | 0 | 0 | 0 | 0 | 0
PV | 0 | 0 | 0 | 0 | 0 | 0
PeakG | 52.33 | 99.04 | 161.07 | 201.92 | 136.59 | 71.56
PeakO | 0 | 0 | 0 | 0 | 0 | 0
ST | 0 | 0 | 0 | 0 | 0 | 0
STOG | 485.69 | 583.78 | 589.12 | 660.38 | 649.43 | 635.9
STWD | 0 | 0 | 0 | 0 | 0 | 0
WT | 4213.48 | 4213.49 | 4213.52 | 4218.79 | 5688.86 | 5688.86
IGCC | 0 | 0 | 0 | 0 | 0 | 0
DemandResponse | 0 | 0 | 0 | 0 | 0 | 0
IGCC-CCS | 0 | 0 | 0 | 0 | 0 | 0
WT_off | 0 | 0 | 0 | 0 | 0 | 0
PseudoUnit | 0 | 0 | 0 | 0 | 0 | 0
FixedInterchange | 0 | 0 | 0 | 0 | 0 | 0
Total Generation by Reporting Type: SPP_S
ReportingType | 2015 | 2020 | 2025 | 2030 | 2035 | 2040
BM | 0 | 0 | 0 | 0 | 0 | 0
CC | 37287.19 | 42106.47 | 49438.51 | 54768.69 | 37991.4 | 25481.01
CSP | 0 | 0 | 0 | 0 | 0 | 0
CT | 0 | 4.62 | 109.87 | 70.73 | 0 | 0
Coal | 93032.38 | 94002.76 | 90953.95 | 94559.43 | 94944.66 | 95436
Geo | 0 | 0 | 0 | 0 | 0 | 0
H | 10050.79 | 10050.79 | 10050.79 | 10050.79 | 10050.79 | 10050.79
LFG | 149.8 | 149.8 | 898.78 | 898.78 | 898.78 | 898.78
Nuc | 0 | 0 | 0 | 0 | 0 | 0
PS | 194.01 | 327.81 | 338.96 | 338.96 | 327.81 | 312.2
PV | 0 | 0 | 0 | 0 | 0 | 0
PeakG | 0 | 0 | 70.58 | 11.01 | 0 | 0
PeakO | 0 | 0 | 0 | 0 | 0 | 0
ST | 0 | 0 | 0 | 0 | 0 | 0
STOG | 1978.72 | 2025.83 | 2552.06 | 2355.1 | 1704.36 | 1066.04
STWD | 0 | 0 | 0 | 0 | 0 | 0
WT | 9404.55 | 18503.05 | 18877.72 | 20179.49 | 52581.8 | 80191.05
IGCC | 0 | 0 | 0 | 0 | 0 | 0
DemandResponse | 0 | 0 | 0 | 0 | 0 | 0
IGCC-CCS | 0 | 0 | 0 | 0 | 0 | 0
WT_off | 0 | 0 | 0 | 0 | 0 | 0
PseudoUnit | 0 | 0 | 0 | 0 | 0 | 0
FixedInterchange | 0 | 0 | 0 | 0 | 0 | 0
Total Generation by Reporting Type: TVA
ReportingType | 2015 | 2020 | 2025 | 2030 | 2035 | 2040
BM | 0 | 0 | 0 | 0 | 0 | 0
CC | 20141.07 | 22652.62 | 27832.89 | 30871.14 | 27080.37 | 23497.61
CSP | 0 | 0 | 0 | 0 | 0 | 0
CT | 0 | 195.12 | 372.49 | 371.47 | 256.55 | 372.49
Coal | 83314.62 | 84062.88 | 82544.79 | 83750.44 | 111481.84 | 129638.8
Geo | 0 | 0 | 0 | 0 | 0 | 0
H | 17444.81 | 17444.81 | 17444.81 | 17444.81 | 17444.81 | 17444.81
LFG | 102.49 | 102.49 | 949.23 | 949.23 | 949.23 | 949.23
Nuc | 65391.09 | 65391.09 | 65391.09 | 65391.09 | 45821.54 | 35861.5
PS | 762.31 | 752.08 | 795.98 | 794.91 | 776.8 | 834.14
PV | 0 | 0 | 0 | 0 | 0 | 0
PeakG | 0 | 0 | 36.16 | 35.72 | 39.3 | 40.47
PeakO | 0 | 0 | 0 | 0 | 0 | 0
ST | 0 | 0 | 0 | 0 | 0 | 0
STOG | 0 | 0 | 0 | 0 | 0 | 0
STWD | 0 | 0 | 0.04 | 0.16 | 1.84 | 1.85
WT | 73.94 | 73.94 | 73.94 | 73.94 | 73.94 | 73.94
IGCC | 0 | 0 | 0 | 0 | 0 | 0
DemandResponse | 0 | 0 | 0 | 0 | 0 | 0
IGCC-CCS | 0 | 0 | 0 | 0 | 0 | 0
WT_off | 0 | 0 | 0 | 0 | 0 | 0
PseudoUnit | 0 | 0 | 0 | 0 | 0 | 0
FixedInterchange | 0 | 0 | 0 | 0 | 0 | 0
Total Generation by Reporting Type: TVA_Transmission
ReportingType | 2015 | 2020 | 2025 | 2030 | 2035 | 2040
BM | 0 | 0 | 0 | 0 | 0 | 0
CC | 0 | 0 | 0 | 0 | 0 | 0
CSP | 0 | 0 | 0 | 0 | 0 | 0
CT | 0 | 0 | 0 | 0 | 0 | 0
Coal | 0 | 0 | 0 | 0 | 0 | 0
Geo | 0 | 0 | 0 | 0 | 0 | 0
H | 0 | 0 | 0 | 0 | 0 | 0
LFG | 0 | 0 | 0 | 0 | 0 | 0
Nuc | 0 | 0 | 0 | 0 | 0 | 0
PS | 0 | 0 | 0 | 0 | 0 | 0
PV | 0 | 0 | 0 | 0 | 0 | 0
PeakG | 0 | 0 | 0 | 0 | 0 | 0
PeakO | 0 | 0 | 0 | 0 | 0 | 0
ST | 0 | 0 | 0 | 0 | 0 | 0
STOG | 0 | 0 | 0 | 0 | 0 | 0
STWD | 0 | 0 | 0 | 0 | 0 | 0
WT | 0 | 0 | 0 | 0 | 0 | 0
IGCC | 0 | 0 | 0 | 0 | 0 | 0
DemandResponse | 0 | 0 | 0 | 0 | 0 | 0
IGCC-CCS | 0 | 0 | 0 | 0 | 0 | 0
WT_off | 0 | 0 | 0 | 0 | 0 | 0
PseudoUnit | 0 | 0 | 0 | 0 | 0 | 0
FixedInterchange | 0 | 0 | 0 | 0 | 0 | 0
Total Generation by Reporting Type: VACAR
ReportingType | 2015 | 2020 | 2025 | 2030 | 2035 | 2040
BM | 6.84 | 2600.04 | 7612.97 | 8474.11 | 9180.78 | 10233.76
CC | 54377.11 | 51597.23 | 49080.29 | 53834.87 | 75771.9 | 107265.78
CSP | 0 | 0 | 0 | 0 | 0 | 0
CT | 73.69 | 73.69 | 131.02 | 104.87 | 393.65 | 370.24
Coal | 82081.7 | 85107.09 | 100798.97 | 110059.11 | 119296.33 | 120548.08
Geo | 0 | 0 | 0 | 0 | 0 | 0
H | 4325 | 4325 | 4325 | 4325 | 4325 | 4325
LFG | 499.37 | 1343.43 | 1343.43 | 1343.43 | 1343.43 | 1343.43
Nuc | 89032.75 | 107182.03 | 107182.03 | 107182.03 | 81882.09 | 67409.4
PS | 592.26 | 1131.5 | 1688.79 | 1203.36 | 1203.36 | 1330.53
PV | 42.05 | 304.91 | 317.74 | 333.62 | 349.95 | 367.07
PeakG | 113.51 | 194.13 | 350.83 | 338.04 | 397.01 | 388.61
PeakO | 0 | 0 | 0 | 0 | 0 | 0
ST | 0 | 0 | 0 | 0 | 0 | 0
STOG | 0 | 0 | 0.86 | 0.86 | 0.86 | 0.86
STWD | 1969.25 | 1969.25 | 1244.67 | 1447.77 | 1969.24 | 1969.25
WT | 2.34 | 7866.99 | 7866.99 | 7866.99 | 7866.99 | 7866.99
IGCC | 0 | 0 | 0 | 0 | 0 | 0
DemandResponse | 0 | 0 | 0 | 0 | 0 | 0
IGCC-CCS | 0 | 0 | 0 | 0 | 0 | 0
WT_off | 3.46 | 3.46 | 3.46 | 3.46 | 3.46 | 3.46
PseudoUnit | 0 | 0 | 0 | 0 | 0 | 0
FixedInterchange | 0 | 0 | 0 | 0 | 0 | 0
Total Generation by Reporting Type: IESO
ReportingType | 2015 | 2020 | 2025 | 2030 | 2035 | 2040
BM | 0 | 0 | 0 | 0 | 3.01 | 3.01
CC | 980.1 | 1508.54 | 2032.33 | 2370.05 | 11772.11 | 30697.34
CSP | 0 | 0 | 0 | 0 | 0 | 0
CT | 0 | 0 | 3.44 | 3.44 | 39.41 | 146.03
Coal | 0 | 0 | 0 | 0 | 0 | 0
Geo | 0 | 0 | 0 | 0 | 0 | 0
H | 46189.03 | 46189.03 | 46189.03 | 46189.03 | 46189.03 | 46189.03
LFG | 926.37 | 926.37 | 926.37 | 926.37 | 930.31 | 930.31
Nuc | 101402.3 | 101402.3 | 101402.3 | 101402.3 | 93379.23 | 81383.57
PS | 13.53 | 13.53 | 13.53 | 25.83 | 25.83 | 50.43
PV | 78.84 | 78.84 | 78.84 | 78.84 | 78.84 | 78.84
PeakG | 0 | 0 | 4.3 | 4.3 | 4.3 | 15.05
PeakO | 0 | 0 | 0 | 0 | 0 | 0
ST | 0 | 0 | 0 | 0 | 0 | 0
STOG | 0 | 0 | 0 | 0 | 0 | 0
STWD | 0 | 0 | 0 | 0 | 0 | 0
WT | 8479.75 | 8479.75 | 8479.75 | 8479.75 | 3205.67 | 3205.67
IGCC | 0 | 0 | 0 | 0 | 0 | 0
DemandResponse | 0 | 0 | 0 | 0 | 0 | 0
IGCC-CCS | 0 | 0 | 0 | 0 | 0 | 0
WT_off | 0 | 0 | 0 | 0 | 0 | 0
PseudoUnit | 0 | 0 | 0 | 0 | 0 | 0
FixedInterchange | 0 | 0 | 0 | 0 | 0 | 0
Total Generation by Reporting Type: MAPP_CA
ReportingType | 2015 | 2020 | 2025 | 2030 | 2035 | 2040
BM | 0 | 0 | 0 | 0 | 0 | 0
CC | 10059.51 | 12840.29 | 14143.34 | 16751.87 | 19988.45 | 18975.9
CSP | 0 | 0 | 0 | 0 | 0 | 0
CT | 0 | 0 | 0 | 0 | 0 | 32.06
Coal | 120.89 | 233.89 | 587.94 | 2091.5 | 3780.67 | 4395.19
Geo | 0 | 0 | 0 | 0 | 0 | 0
H | 41520.42 | 41520.42 | 41520.42 | 41520.42 | 41520.42 | 41520.42
LFG | 0 | 0 | 0 | 0 | 0 | 0
Nuc | 0 | 0 | 0 | 0 | 0 | 0.02
PS | 0 | 0 | 0 | 0 | 0 | 0
PV | 0 | 0 | 0 | 0 | 0 | 0
PeakG | 0 | 0 | 0.51 | 0 | 4.05 | 0
PeakO | 0 | 0 | 0 | 0 | 0 | 0
ST | 0 | 0 | 0 | 0 | 0 | 0
STOG | 0 | 0 | 0 | 0 | 0 | 0
STWD | 0 | 0 | 0 | 0 | 0 | 0
WT | 1446.06 | 1446.06 | 1446.06 | 1446.06 | 1446.06 | 1446.06
IGCC | 0 | 0 | 0 | 0 | 0 | 0
DemandResponse | 0 | 0 | 0 | 0 | 0 | 0
IGCC-CCS | 0 | 0 | 0 | 0 | 0 | 0
WT_off | 0 | 0 | 0 | 0 | 0 | 0
PseudoUnit | 0 | 0 | 0 | 0 | 0 | 0
FixedInterchange | 0 | 0 | 0 | 0 | 0 | 0
Total Generation by Reporting Type: AZ_NM_SNV_Coal
ReportingType | 2015 | 2020 | 2025 | 2030 | 2035 | 2040
BM | 0 | 0 | 0 | 0 | 0 | 0
CC | 0 | 0 | 0 | 0 | 0 | 0
CSP | 0 | 0 | 0 | 0 | 0 | 0
CT | 0 | 0 | 0 | 0 | 0 | 0
Coal | 71885.43 | 77482.02 | 77472.96 | 77472.96 | 77473 | 128735.86
Geo | 0 | 0 | 0 | 0 | 0 | 0
H | 0 | 0 | 0 | 0 | 0 | 0
LFG | 0 | 0 | 0 | 0 | 0 | 0
Nuc | 0 | 0 | 0 | 0 | 0 | 0
PS | 0 | 0 | 0 | 0 | 0 | 0
PV | 0 | 0 | 0 | 0 | 0 | 0
PeakG | 0 | 0 | 0 | 0 | 0 | 0
PeakO | 0 | 0 | 0 | 0 | 0 | 0
ST | 0 | 0 | 0 | 0 | 0 | 0
STOG | 0 | 0 | 0 | 0 | 0 | 0
STWD | 0 | 0 | 0 | 0 | 0 | 0
WT | 0 | 0 | 0 | 0 | 0 | 0
IGCC | 0 | 0 | 0 | 0 | 0 | 0
DemandResponse | 0 | 0 | 0 | 0 | 0 | 0
IGCC-CCS | 0 | 0 | 0 | 0 | 0 | 0
WT_off | 0 | 0 | 0 | 0 | 0 | 0
PseudoUnit | 0 | 0 | 0 | 0 | 0 | 0
FixedInterchange | 0 | 0 | 0 | 0 | 0 | 0
Total Generation by Reporting Type: AZ_NM_SNV_Gas
ReportingType | 2015 | 2020 | 2025 | 2030 | 2035 | 2040
BM | 0 | 0 | 0 | 0 | 0 | 0
CC | 104850.43 | 116128.05 | 119296.79 | 140130.86 | 164176.87 | 154096.45
CSP | 0 | 0 | 0 | 0 | 0 | 0
CT | 0 | 0 | 75.62 | 144.37 | 0 | 0
Coal | 0 | 0 | 0 | 0 | 0 | 0
Geo | 0 | 0 | 0 | 0 | 0 | 0
H | 0 | 0 | 0 | 0 | 0 | 0
LFG | 0 | 0 | 0 | 0 | 0 | 0
Nuc | 0 | 0 | 0 | 0 | 0 | 0
PS | 0 | 0 | 0 | 0 | 0 | 0
PV | 0 | 0 | 0 | 0 | 0 | 0
PeakG | 0 | 0 | 272.82 | 451.74 | 615.45 | 0
PeakO | 0 | 0 | 0 | 0 | 0 | 0
ST | 0 | 0 | 0 | 0 | 0 | 0
STOG | 0 | 0 | 0 | 0 | 0 | 0
STWD | 0 | 0 | 0 | 0 | 0 | 0
WT | 0 | 0 | 0 | 0 | 0 | 0
IGCC | 0 | 0 | 0 | 0 | 0 | 0
DemandResponse | 0 | 0 | 0 | 0 | 0 | 0
IGCC-CCS | 0 | 0 | 0 | 0 | 0 | 0
WT_off | 0 | 0 | 0 | 0 | 0 | 0
PseudoUnit | 0 | 0 | 0 | 0 | 0 | 0
FixedInterchange | 0 | 0 | 0 | 0 | 0 | 0
Total Generation by Reporting Type: AZ_NM_SNV_NucRenew
ReportingType | 2015 | 2020 | 2025 | 2030 | 2035 | 2040
BM | 0 | 0 | 0 | 0 | 0 | 0
CC | 0 | 0 | 0 | 0 | 0 | 0
CSP | 0 | 0 | 0 | 0 | 0 | 0
CT | 0 | 0 | 0 | 0 | 0 | 0
Coal | 0 | 0 | 0 | 0 | 0 | 0
Geo | 0 | 0 | 12066.9 | 12066.9 | 12066.9 | 12066.9
H | 8952 | 8952 | 8952 | 8952 | 8952 | 8952
LFG | 55.19 | 533.48 | 533.48 | 533.48 | 533.48 | 533.48
Nuc | 30183.89 | 30183.89 | 30183.89 | 30183.89 | 30183.89 | 30183.89
PS | 45.36 | 45.36 | 45.36 | 88.56 | 88.56 | 88.56
PV | 365.63 | 365.63 | 365.63 | 365.63 | 365.63 | 365.63
PeakG | 0 | 0 | 0 | 0 | 0 | 0
PeakO | 0 | 0 | 0 | 0 | 0 | 0
ST | 981.12 | 2607.68 | 3582.95 | 3845.86 | 3845.87 | 3845.88
STOG | 0 | 0 | 0 | 0 | 0 | 0
STWD | 182.21 | 182.21 | 17.2 | 163.38 | 163.41 | 163.43
WT | 1407.73 | 27030.67 | 27030.67 | 27858.13 | 27858.13 | 27858.13
IGCC | 0 | 0 | 0 | 0 | 0 | 0
DemandResponse | 0 | 0 | 0 | 0 | 0 | 0
IGCC-CCS | 0 | 0 | 0 | 0 | 0 | 0
WT_off | 0 | 0 | 0 | 0 | 0 | 0
PseudoUnit | 0 | 0 | 0 | 0 | 0 | 0
FixedInterchange | 0 | 0 | 0 | 0 | 0 | 0
Total Generation by Reporting Type: ERCOT
ReportingType | 2015 | 2020 | 2025 | 2030 | 2035 | 2040
BM | 0 | 0 | 4.68 | 13.99 | 98.27 | 100.59
CC | 168239.84 | 166568.04 | 164051.07 | 173284.07 | 186822.59 | 190483.11
CSP | 0 | 0 | 0 | 0 | 0 | 0
CT | 0 | 5.09 | 24.45 | 8.17 | 8.17 | 8.17
Coal | 101898.77 | 128057.67 | 141005.36 | 141005.37 | 141005.38 | 141005.38
Geo | 0 | 0 | 0 | 0 | 0 | 0
H | 607.38 | 607.38 | 607.38 | 607.38 | 607.38 | 607.38
LFG | 591.3 | 591.3 | 591.3 | 3382.24 | 3382.24 | 3382.24
Nuc | 39655.79 | 39655.79 | 39655.79 | 39655.79 | 39655.79 | 39655.79
PS | 0 | 0 | 0 | 0 | 0 | 0
PV | 30.84 | 30.84 | 30.84 | 30.84 | 2.63 | 2.63
PeakG | 0 | 10.76 | 98.78 | 98.72 | 70.84 | 53.94
PeakO | 0 | 0 | 0 | 0 | 0 | 0
ST | 0 | 0 | 0 | 0 | 0 | 0
STOG | 3875.72 | 5103.91 | 7099.15 | 6676.33 | 6171.82 | 5360.32
STWD | 0 | 0 | 0 | 0 | 0 | 0
WT | 27080.39 | 27080.39 | 27080.39 | 27080.39 | 27080.39 | 34775.18
IGCC | 0 | 0 | 0 | 0 | 0 | 0
DemandResponse | 0 | 0 | 0 | 0 | 0 | 0
IGCC-CCS | 0 | 0 | 0 | 0 | 0 | 0
WT_off | 0 | 0 | 0 | 0 | 0 | 0
PseudoUnit | 0 | 0 | 0 | 0 | 0 | 0
FixedInterchange | 0 | 0 | 0 | 0 | 0 | 0
Total Generation by Reporting Type: NP15
ReportingType | 2015 | 2020 | 2025 | 2030 | 2035 | 2040
BM | 0 | 0 | 0 | 0 | 0 | 0
CC | 39109.83 | 26853.07 | 34987.21 | 21633.6 | 14648.89 | 8621.18
CSP | 0 | 0 | 0 | 0 | 0 | 0
CT | 0 | 0 | 0 | 0 | 0 | 0
Coal | 213.44 | 213.44 | 0 | 0 | 0 | 0
Geo | 9050.48 | 11425.68 | 14043.68 | 14043.68 | 14043.68 | 14043.68
H | 24182 | 24182 | 24182 | 24182 | 24182 | 24182
LFG | 670.14 | 5124.6 | 5124.6 | 5124.6 | 5124.6 | 5124.6
Nuc | 17915.6 | 17915.6 | 17915.6 | 17915.6 | 17915.6 | 17915.6
PS | 1.48 | 0 | 7.24 | 43.12 | 347.63 | 473.97
PV | 153.52 | 153.52 | 153.52 | 153.52 | 153.52 | 153.52
PeakG | 0 | 0 | 0 | 0 | 0 | 23.26
PeakO | 0 | 0 | 0 | 0 | 0 | 0
ST | 99.08 | 99.08 | 99.08 | 99.08 | 99.08 | 99.08
STOG | 134.1 | 88.33 | 199.93 | 273.19 | 197.47 | 348.21
STWD | 3097.54 | 3097.54 | 3.98 | 1809.3 | 1824.58 | 1888.88
WT | 3102.31 | 11679.16 | 11679.16 | 11679.16 | 11679.16 | 11679.16
IGCC | 0 | 0 | 0 | 0 | 0 | 0
DemandResponse | 0 | 0 | 0 | 0 | 0 | 0
IGCC-CCS | 0 | 0 | 0 | 0 | 0 | 0
WT_off | 0 | 0 | 0 | 0 | 0 | 0
PseudoUnit | 0 | 0 | 0 | 0 | 0 | 0
FixedInterchange | 0 | 0 | 0 | 0 | 0 | 0
Total Generation by Reporting Type: NWPP_Coal
ReportingType | 2015 | 2020 | 2025 | 2030 | 2035 | 2040
BM | 0 | 0 | 0 | 0 | 0 | 0
CC | 0 | 0 | 0 | 0 | 0 | 0
CSP | 0 | 0 | 0 | 0 | 0 | 0
CT | 0 | 0 | 0 | 0 | 0 | 0
Coal | 92100.81 | 92100.81 | 91982.71 | 91982.71 | 91982.71 | 91982.71
Geo | 0 | 0 | 0 | 0 | 0 | 0
H | 0 | 0 | 0 | 0 | 0 | 0
LFG | 0 | 0 | 0 | 0 | 0 | 0
Nuc | 0 | 0 | 0 | 0 | 0 | 0
PS | 0 | 0 | 0 | 0 | 0 | 0
PV | 0 | 0 | 0 | 0 | 0 | 0
PeakG | 0 | 0 | 0 | 0 | 0 | 0
PeakO | 0 | 0 | 0 | 0 | 0 | 0
ST | 0 | 0 | 0 | 0 | 0 | 0
STOG | 0 | 0 | 0 | 0 | 0 | 0
STWD | 0 | 0 | 0 | 0 | 0 | 0
WT | 0 | 0 | 0 | 0 | 0 | 0
IGCC | 0 | 0 | 0 | 0 | 0 | 0
DemandResponse | 0 | 0 | 0 | 0 | 0 | 0
IGCC-CCS | 0 | 0 | 0 | 0 | 0 | 0
WT_off | 0 | 0 | 0 | 0 | 0 | 0
PseudoUnit | 0 | 0 | 0 | 0 | 0 | 0
FixedInterchange | 0 | 0 | 0 | 0 | 0 | 0
Total Generation by Reporting Type: NWPP_Gas
ReportingType | 2015 | 2020 | 2025 | 2030 | 2035 | 2040
BM | 0 | 0 | 0 | 0 | 0 | 0
CC | 50575.36 | 50575.36 | 52033.65 | 89406.92 | 114083.76 | 119540.25
CSP | 0 | 0 | 0 | 0 | 0 | 0
CT | 0 | 0 | 0 | 0 | 0 | 0
Coal | 0 | 0 | 0 | 0 | 1.9 | 7269.78
Geo | 0 | 0 | 0 | 0 | 0 | 0
H | 0 | 0 | 0 | 0 | 0 | 0
LFG | 0 | 0 | 0 | 0 | 0 | 0
Nuc | 0 | 0 | 0 | 0 | 0 | 0
PS | 0 | 0 | 0 | 0 | 0 | 0
PV | 0 | 0 | 0 | 0 | 0 | 0
PeakG | 0 | 0 | 0 | 0 | 0 | 0
PeakO | 0 | 0 | 0 | 0 | 0 | 0
ST | 0 | 0 | 0 | 0 | 0 | 0
STOG | 0 | 0 | 0 | 0 | 0 | 0
STWD | 0 | 0 | 0 | 0 | 0 | 0
WT | 0 | 0 | 0 | 0 | 0 | 0
IGCC | 0 | 0 | 0 | 0 | 0 | 0
DemandResponse | 0 | 0 | 0 | 0 | 0 | 0
IGCC-CCS | 0 | 0 | 0 | 0 | 0 | 0
WT_off | 0 | 0 | 0 | 0 | 0 | 0
PseudoUnit | 0 | 0 | 0 | 0 | 0 | 0
FixedInterchange | 0 | 0 | 0 | 0 | 0 | 0
Total Generation by Reporting Type: NWPP_NucRenew
ReportingType | 2015 | 2020 | 2025 | 2030 | 2035 | 2040
BM | 0 | 243.02 | 0 | 243.02 | 243.02 | 243.02
CC | 0 | 0 | 0 | 0 | 0 | 0
CSP | 0 | 0 | 0 | 0 | 0 | 0
CT | 0 | 0 | 0 | 0 | 0 | 0
Coal | 0 | 0 | 0 | 0 | 0 | 0
Geo | 3280.13 | 3280.13 | 6891.88 | 6891.88 | 6891.88 | 6891.88
H | 133486 | 133486 | 133486 | 133486 | 133486 | 133486
LFG | 1013.09 | 1126.17 | 2940.73 | 2940.73 | 2940.73 | 2940.73
Nuc | 8809.8 | 8809.8 | 8809.8 | 8809.8 | 8809.8 | 8809.8
PS | 0 | 0 | 0 | 0 | 0 | 0
PV | 7.88 | 7.88 | 7.88 | 7.88 | 7.88 | 7.88
PeakG | 0 | 0 | 0 | 0 | 0 | 0
PeakO | 0 | 0 | 0 | 0 | 0 | 0
ST | 0 | 0 | 0 | 0 | 0 | 0
STOG | 0 | 0 | 0 | 0 | 0 | 0
STWD | 0 | 0.86 | 0 | 190.77 | 190.77 | 190.77
WT | 15874.4 | 15874.4 | 15874.4 | 15874.4 | 15874.4 | 15874.4
IGCC | 0 | 0 | 0 | 0 | 0 | 0
DemandResponse | 0 | 0 | 0 | 0 | 0 | 0
IGCC-CCS | 0 | 0 | 0 | 0 | 0 | 0
WT_off | 0 | 0 | 0 | 0 | 0 | 0
PseudoUnit | 0 | 0 | 0 | 0 | 0 | 0
FixedInterchange | 0 | 0 | 0 | 0 | 0 | 0
Total Generation by Reporting Type: RMPA
ReportingType | 2015 | 2020 | 2025 | 2030 | 2035 | 2040
BM | 0 | 0 | 0 | 0 | 0 | 0
CC | 7527.27 | 8674.01 | 4200.13 | 4212.26 | 3029.52 | 2464.71
CSP | 0 | 0 | 0 | 0 | 0 | 0
CT | 0 | 0 | 0 | 0 | 0 | 0
Coal | 54976.35 | 53693.21 | 50950.17 | 51443.24 | 61325.75 | 70636.13
Geo | 0 | 2826.05 | 21387.54 | 21387.54 | 21387.54 | 21387.54
H | 4353 | 4353 | 4353 | 4353 | 4353 | 4353
LFG | 58.34 | 286.45 | 286.45 | 286.45 | 286.45 | 286.45
Nuc | 0 | 0 | 0 | 0 | 0 | 0.01
PS | 61.93 | 97.25 | 130.24 | 132.31 | 244.91 | 534.77
PV | 54.93 | 54.93 | 54.93 | 54.93 | 54.93 | 54.93
PeakG | 11.05 | 40.03 | 3.02 | 99.27 | 69.82 | 61.62
PeakO | 0 | 0 | 0 | 0 | 0 | 0
ST | 9.83 | 1242.02 | 1326.28 | 1416.22 | 1416.22 | 1416.22
STOG | 0 | 0 | 0 | 0 | 0 | 0
STWD | 0 | 0 | 0 | 0 | 0 | 0
WT | 6354.34 | 7020.61 | 7020.61 | 7020.61 | 7020.61 | 7020.61
IGCC | 0 | 0 | 0 | 0 | 0 | 0
DemandResponse | 0 | 0 | 0 | 0 | 0 | 0
IGCC-CCS | 0 | 0 | 0 | 0 | 0 | 0
WT_off | 0 | 0 | 0 | 0 | 0 | 0
PseudoUnit | 0 | 0 | 0 | 0 | 0 | 0
FixedInterchange | 0 | 0 | 0 | 0 | 0 | 0
Total Generation by Reporting Type: SP15
ReportingType | 2015 | 2020 | 2025 | 2030 | 2035 | 2040
BM | 44.8 | 44.8 | 1.16 | 39.65 | 32.67 | 32.67
CC | 39104.36 | 18703.88 | 20733.9 | 18377.49 | 15790.36 | 10823.82
CSP | 0 | 0 | 0 | 0 | 0 | 0
CT | 0 | 0 | 0 | 0 | 0 | 0
Coal | 761.6 | 761.6 | 0.05 | 0.03 | 0.01 | 0
Geo | 7774.15 | 19841.05 | 19841.05 | 19841.05 | 19841.05 | 19841.05
H | 5920 | 5920 | 5920 | 5920 | 5920 | 5920
LFG | 1759.71 | 6141.64 | 6141.64 | 6141.64 | 6141.64 | 6141.64
Nuc | 17526.13 | 17526.13 | 17526.13 | 17526.13 | 17526.13 | 17526.13
PS | 188.4 | 166.78 | 302.4 | 383.78 | 590.4 | 590.4
PV | 331.57 | 331.57 | 331.57 | 331.57 | 323.25 | 323.25
PeakG | 0 | 0 | 0 | 0 | 0 | 0
PeakO | 0 | 0 | 0 | 0 | 0 | 0
ST | 1569.79 | 1569.79 | 1569.79 | 1569.79 | 1569.79 | 1569.79
STOG | 219.05 | 229.69 | 70.63 | 191.27 | 397.97 | 554.74
STWD | 833.95 | 833.95 | 22.49 | 512.64 | 512.64 | 448.29
WT | 5740.26 | 5740.26 | 5740.26 | 5740.26 | 5740.26 | 5740.26
IGCC | 0 | 0 | 0 | 0 | 0 | 0
DemandResponse | 0 | 0 | 0 | 0 | 0 | 0
IGCC-CCS | 0 | 0 | 0 | 0 | 0 | 0
WT_off | 0 | 0 | 0 | 0 | 0 | 0
PseudoUnit | 0 | 0 | 0 | 0 | 0 | 0
FixedInterchange | 0 | 0 | 0 | 0 | 0 | 0
Total Generation by Reporting Type: ALB
ReportingType | 2015 | 2020 | 2025 | 2030 | 2035 | 2040
BM | 0 | 0 | 0 | 0 | 0 | 0
CC | 18524.68 | 24494.31 | 28802.8 | 35293.05 | 41272.11 | 47770.08
CSP | 0 | 0 | 0 | 0 | 0 | 0
CT | 0 | 0 | 0 | 0 | 0 | 0
Coal | 46350.59 | 46350.59 | 46350.59 | 46350.59 | 46350.59 | 46350.59
Geo | 0 | 0 | 0 | 0 | 0 | 0
H | 1979.87 | 1979.87 | 1979.87 | 1979.87 | 1979.87 | 1979.87
LFG | 78.84 | 78.84 | 78.84 | 78.84 | 78.84 | 78.84
Nuc | 0 | 0 | 0 | 0 | 0 | 0
PS | 0 | 0 | 0 | 0 | 0 | 0
PV | 0 | 0 | 0 | 0 | 0 | 0
PeakG | 0 | 0 | 0 | 0 | 0 | 0
PeakO | 0 | 0 | 0 | 0 | 0 | 0
ST | 0 | 0 | 0 | 0 | 0 | 0
STOG | 0 | 0 | 0 | 0 | 0 | 0
STWD | 0 | 0 | 0 | 0 | 0 | 0
WT | 1553.84 | 1553.84 | 1553.84 | 1553.84 | 1553.84 | 1553.84
IGCC | 0 | 0 | 0 | 0 | 0 | 0
DemandResponse | 0 | 0 | 0 | 0 | 0 | 0
IGCC-CCS | 0 | 0 | 0 | 0 | 0 | 0
WT_off | 0 | 0 | 0 | 0 | 0 | 0
PseudoUnit | 0 | 0 | 0 | 0 | 0 | 0
FixedInterchange | 0 | 0 | 0 | 0 | 0 | 0
Total Generation by Reporting Type: BC
ReportingType | 2015 | 2020 | 2025 | 2030 | 2035 | 2040
BM | 0 | 0 | 0 | 0 | 0 | 0
CC | 10267.29 | 13584.42 | 18577.16 | 22630.19 | 28572.91 | 34806.76
CSP | 0 | 0 | 0 | 0 | 0 | 0
CT | 0 | 0 | 0 | 0 | 0 | 0
Coal | 0 | 0 | 0 | 0 | 0 | 0
Geo | 0 | 0 | 0 | 0 | 0 | 0
H | 54411.22 | 54411.22 | 54411.22 | 54411.22 | 54411.22 | 54411.22
LFG | 189.22 | 189.22 | 189.22 | 189.22 | 189.22 | 189.22
Nuc | 0 | 0 | 0 | 0 | 0 | 0
PS | 0 | 0 | 0 | 0 | 0 | 0
PV | 0 | 0 | 0 | 0 | 0 | 0
PeakG | 0 | 0 | 0 | 0 | 0 | 0
PeakO | 0 | 0 | 0 | 0 | 0 | 0
ST | 0 | 0 | 0 | 0 | 0 | 0
STOG | 0 | 0 | 0 | 0 | 0 | 0
STWD | 0 | 0 | 0 | 0 | 0 | 0
WT | 568.82 | 568.82 | 568.82 | 568.82 | 568.82 | 568.82
IGCC | 0 | 0 | 0 | 0 | 0 | 0
DemandResponse | 0 | 0 | 0 | 0 | 0 | 0
IGCC-CCS | 0 | 0 | 0 | 0 | 0 | 0
WT_off | 0 | 0 | 0 | 0 | 0 | 0
PseudoUnit | 0 | 0 | 0 | 0 | 0 | 0
FixedInterchange | 0 | 0 | 0 | 0 | 0 | 0
Total Generation by Reporting Type: HQ_IESO
ReportingType | 2015 | 2020 | 2025 | 2030 | 2035 | 2040
BM | 0 | 0 | 0 | 0 | 0 | 0
CC | 0 | 0 | 0 | 0 | 0 | 0
CSP | 0 | 0 | 0 | 0 | 0 | 0
CT | 0 | 0 | 0 | 0 | 0 | 0
Coal | 0 | 0 | 0 | 0 | 0 | 0
Geo | 0 | 0 | 0 | 0 | 0 | 0
H | 0 | 0 | 0 | 0 | 0 | 0
LFG | 0 | 0 | 0 | 0 | 0 | 0
Nuc | 0 | 0 | 0 | 0 | 0 | 0
PS | 0 | 0 | 0 | 0 | 0 | 0
PV | 0 | 0 | 0 | 0 | 0 | 0
PeakG | 0 | 0 | 0 | 0 | 0 | 0
PeakO | 0 | 0 | 0 | 0 | 0 | 0
ST | 0 | 0 | 0 | 0 | 0 | 0
STOG | 0 | 0 | 0 | 0 | 0 | 0
STWD | 0 | 0 | 0 | 0 | 0 | 0
WT | 0 | 0 | 0 | 0 | 0 | 0
IGCC | 0 | 0 | 0 | 0 | 0 | 0
DemandResponse | 0 | 0 | 0 | 0 | 0 | 0
IGCC-CCS | 0 | 0 | 0 | 0 | 0 | 0
WT_off | 0 | 0 | 0 | 0 | 0 | 0
PseudoUnit | 0 | 0 | 0 | 0 | 0 | 0
FixedInterchange | 2336 | 2336 | 2336 | 2336 | 2336 | 2336
Total Generation by Reporting Type: HQ_NEISO
ReportingType | 2015 | 2020 | 2025 | 2030 | 2035 | 2040
BM | 0 | 0 | 0 | 0 | 0 | 0
CC | 0 | 0 | 0 | 0 | 0 | 0
CSP | 0 | 0 | 0 | 0 | 0 | 0
CT | 0 | 0 | 0 | 0 | 0 | 0
Coal | 0 | 0 | 0 | 0 | 0 | 0
Geo | 0 | 0 | 0 | 0 | 0 | 0
H | 0 | 0 | 0 | 0 | 0 | 0
LFG | 0 | 0 | 0 | 0 | 0 | 0
Nuc | 0 | 0 | 0 | 0 | 0 | 0
PS | 0 | 0 | 0 | 0 | 0 | 0
PV | 0 | 0 | 0 | 0 | 0 | 0
PeakG | 0 | 0 | 0 | 0 | 0 | 0
PeakO | 0 | 0 | 0 | 0 | 0 | 0
ST | 0 | 0 | 0 | 0 | 0 | 0
STOG | 0 | 0 | 0 | 0 | 0 | 0
STWD | 0 | 0 | 0 | 0 | 0 | 0
WT | 0 | 0 | 0 | 0 | 0 | 0
IGCC | 0 | 0 | 0 | 0 | 0 | 0
DemandResponse | 0 | 0 | 0 | 0 | 0 | 0
IGCC-CCS | 0 | 0 | 0 | 0 | 0 | 0
WT_off | 0 | 0 | 0 | 0 | 0 | 0
PseudoUnit | 0 | 0 | 0 | 0 | 0 | 0
FixedInterchange | 19184.4 | 19184.4 | 19184.4 | 19184.4 | 19184.4 | 19184.4
Total Generation by Reporting Type: HQ_NY
ReportingType | 2015 | 2020 | 2025 | 2030 | 2035 | 2040
BM | 0 | 0 | 0 | 0 | 0 | 0
CC | 0 | 0 | 0 | 0 | 0 | 0
CSP | 0 | 0 | 0 | 0 | 0 | 0
CT | 0 | 0 | 0 | 0 | 0 | 0
Coal | 0 | 0 | 0 | 0 | 0 | 0
Geo | 0 | 0 | 0 | 0 | 0 | 0
H | 0 | 0 | 0 | 0 | 0 | 0
LFG | 0 | 0 | 0 | 0 | 0 | 0
Nuc | 0 | 0 | 0 | 0 | 0 | 0
PS | 0 | 0 | 0 | 0 | 0 | 0
PV | 0 | 0 | 0 | 0 | 0 | 0
PeakG | 0 | 0 | 0 | 0 | 0 | 0
PeakO | 0 | 0 | 0 | 0 | 0 | 0
ST | 0 | 0 | 0 | 0 | 0 | 0
STOG | 0 | 0 | 0 | 0 | 0 | 0
STWD | 0 | 0 | 0 | 0 | 0 | 0
WT | 0 | 0 | 0 | 0 | 0 | 0
IGCC | 0 | 0 | 0 | 0 | 0 | 0
DemandResponse | 0 | 0 | 0 | 0 | 0 | 0
IGCC-CCS | 0 | 0 | 0 | 0 | 0 | 0
WT_off | 0 | 0 | 0 | 0 | 0 | 0
PseudoUnit | 0 | 0 | 0 | 0 | 0 | 0
FixedInterchange | 5840 | 5840 | 5840 | 5840 | 5840 | 5840
Total Generation by Reporting Type: MARITIMES
ReportingType | 2015 | 2020 | 2025 | 2030 | 2035 | 2040
BM | 0 | 0 | 0 | 0 | 0 | 0
CC | 0 | 0 | 0 | 0 | 0 | 0
CSP | 0 | 0 | 0 | 0 | 0 | 0
CT | 0 | 0 | 0 | 0 | 0 | 0
Coal | 0 | 0 | 0 | 0 | 0 | 0
Geo | 0 | 0 | 0 | 0 | 0 | 0
H | 0 | 0 | 0 | 0 | 0 | 0
LFG | 0 | 0 | 0 | 0 | 0 | 0
Nuc | 0 | 0 | 0 | 0 | 0 | 0
PS | 0 | 0 | 0 | 0 | 0 | 0
PV | 0 | 0 | 0 | 0 | 0 | 0
PeakG | 0 | 0 | 0 | 0 | 0 | 0
PeakO | 0 | 0 | 0 | 0 | 0 | 0
ST | 0 | 0 | 0 | 0 | 0 | 0
STOG | 0 | 0 | 0 | 0 | 0 | 0
STWD | 0 | 0 | 0 | 0 | 0 | 0
WT | 0 | 0 | 0 | 0 | 0 | 0
IGCC | 0 | 0 | 0 | 0 | 0 | 0
DemandResponse | 0 | 0 | 0 | 0 | 0 | 0
IGCC-CCS | 0 | 0 | 0 | 0 | 0 | 0
WT_off | 0 | 0 | 0 | 0 | 0 | 0
PseudoUnit | 0 | 0 | 0 | 0 | 0 | 0
FixedInterchange | 8760 | 8760 | 8760 | 8760 | 8760 | 8760
Total Generation by Reporting Type: All
ReportingType | 2015 | 2020 | 2025 | 2030 | 2035 | 2040
BM | 2199.57 | 5290.49 | 8886.92 | 10616.84 | 12221.15 | 12823.71
CC | 1148326.93 | 1181046.37 | 1275244.21 | 1413465.41 | 1676855.98 | 1825832.56
CSP | 0 | 0 | 0 | 0 | 0 | 0
CT | 890.07 | 1813.14 | 1964.38 | 2143.85 | 2744.69 | 3605.83
Coal | 1771752.26 | 1807066.84 | 1815237.17 | 1857951.16 | 1976938.08 | 2159682.91
Geo | 20459.37 | 37727.52 | 74585.65 | 74585.65 | 74585.65 | 74585.65
H | 430354.22 | 430354.22 | 430354.22 | 430354.22 | 430354.22 | 430354.22
LFG | 32608.23 | 48005.68 | 65429.32 | 71133.39 | 71137.33 | 71137.33
Nuc | 913193.7 | 943693.07 | 943693.07 | 932100.9 | 725092.39 | 571594.74
PS | 5507 | 7623.44 | 10515.42 | 9927.55 | 10831.41 | 10463.25
PV | 1434.35 | 5308.9 | 7219.34 | 7661.27 | 7773.76 | 7983.09
PeakG | 3300.6 | 4341.51 | 7519.32 | 7514.52 | 7954.78 | 6282.38
PeakO | 0 | 0 | 0 | 0 | 0 | 0
ST | 2659.82 | 5518.57 | 6578.1 | 6930.95 | 6930.96 | 6930.97
STOG | 14301.04 | 17296.58 | 20375.03 | 19850.91 | 19401.78 | 18152.13
STWD | 10519.96 | 9068.51 | 3619.13 | 8125.2 | 8744.03 | 8856.05
WT | 178096.59 | 248354.18 | 269279.03 | 289116.55 | 322033.43 | 362607.32
IGCC | 4427.31 | 4427.31 | 4427.31 | 4427.32 | 4427.33 | 4427.34
DemandResponse | 0 | 0 | 0 | 0 | 0 | 0
IGCC-CCS | 0 | 0 | 0 | 0 | 0 | 0
WT_off | 1873.58 | 1873.58 | 5864.11 | 5864.11 | 3993.99 | 3993.99
PseudoUnit | 0 | 0 | 0 | 0 | 0 | 0
FixedInterchange | 36120.4 | 36120.4 | 36120.4 | 36120.4 | 36120.4 | 36120.4
Total Generation by Reporting Type: EI_US
ReportingType | 2015 | 2020 | 2025 | 2030 | 2035 | 2040
BM | 2154.77 | 5002.67 | 8881.08 | 10320.18 | 11844.18 | 12444.42
CC | 699088.26 | 741116.39 | 816385.8 | 889375.05 | 1076698.41 | 1207552.96
CSP | 0 | 0 | 0 | 0 | 0 | 0
CT | 890.07 | 1808.05 | 1860.87 | 1987.87 | 2697.1 | 3419.56
Coal | 1403444.39 | 1408173.61 | 1406887.4 | 1447604.76 | 1555018.08 | 1669307.27
Geo | 354.6 | 354.6 | 354.6 | 354.6 | 354.6 | 354.6
H | 108753.3 | 108753.3 | 108753.3 | 108753.3 | 108753.3 | 108753.3
LFG | 27266.03 | 33007.61 | 48616.68 | 51529.83 | 51529.83 | 51529.82
Nuc | 697700.18 | 728199.54 | 728199.54 | 716607.37 | 517621.94 | 376119.92
PS | 5196.3 | 7300.52 | 10016.65 | 9253.95 | 9534.08 | 8725.12
PV | 411.15 | 4285.7 | 6196.14 | 6638.07 | 6787.08 | 6996.41
PeakG | 3289.55 | 4290.72 | 7139.89 | 6860.49 | 7190.31 | 6128.51
PeakO | 0 | 0 | 0 | 0 | 0 | 0
ST | 0 | 0 | 0 | 0 | 0 | 0
STOG | 10072.17 | 11874.64 | 13005.32 | 12710.11 | 12634.53 | 11888.86
STWD | 6406.26 | 4953.96 | 3575.45 | 5449.11 | 6052.62 | 6164.68
WT | 106488.69 | 141880.22 | 162805.07 | 181815.13 | 220006.09 | 252885.18
IGCC | 4427.31 | 4427.31 | 4427.31 | 4427.32 | 4427.33 | 4427.34
DemandResponse | 0 | 0 | 0 | 0 | 0 | 0
IGCC-CCS | 0 | 0 | 0 | 0 | 0 | 0
WT_off | 1873.58 | 1873.58 | 5864.11 | 5864.11 | 3993.99 | 3993.99
PseudoUnit | 0 | 0 | 0 | 0 | 0 | 0
FixedInterchange | 33784.4 | 33784.4 | 33784.4 | 33784.4 | 33784.4 | 33784.4
Total Generation by Reporting Type: EI_Canada
ReportingType | 2015 | 2020 | 2025 | 2030 | 2035 | 2040
BM | 0 | 0 | 0 | 0 | 3.01 | 3.01
CC | 11039.61 | 14348.83 | 16175.68 | 19121.92 | 31760.56 | 49673.24
CSP | 0 | 0 | 0 | 0 | 0 | 0
CT | 0 | 0 | 3.44 | 3.44 | 39.41 | 178.09
Coal | 120.89 | 233.89 | 587.94 | 2091.5 | 3780.67 | 4395.19
Geo | 0 | 0 | 0 | 0 | 0 | 0
H | 87709.45 | 87709.45 | 87709.45 | 87709.45 | 87709.45 | 87709.45
LFG | 926.37 | 926.37 | 926.37 | 926.37 | 930.31 | 930.31
Nuc | 101402.3 | 101402.3 | 101402.3 | 101402.3 | 93379.23 | 81383.59
PS | 13.53 | 13.53 | 13.53 | 25.83 | 25.83 | 50.43
PV | 78.84 | 78.84 | 78.84 | 78.84 | 78.84 | 78.84
PeakG | 0 | 0 | 4.82 | 4.3 | 8.35 | 15.05
PeakO | 0 | 0 | 0 | 0 | 0 | 0
ST | 0 | 0 | 0 | 0 | 0 | 0
STOG | 0 | 0 | 0 | 0 | 0 | 0
STWD | 0 | 0 | 0 | 0 | 0 | 0
WT | 9925.81 | 9925.81 | 9925.81 | 9925.81 | 4651.73 | 4651.73
IGCC | 0 | 0 | 0 | 0 | 0 | 0
DemandResponse | 0 | 0 | 0 | 0 | 0 | 0
IGCC-CCS | 0 | 0 | 0 | 0 | 0 | 0
WT_off | 0 | 0 | 0 | 0 | 0 | 0
PseudoUnit | 0 | 0 | 0 | 0 | 0 | 0
FixedInterchange | 2336 | 2336 | 2336 | 2336 | 2336 | 2336
Total Generation by Reporting Type: EI
ReportingType | 2015 | 2020 | 2025 | 2030 | 2035 | 2040
BM | 2154.77 | 5002.67 | 8881.08 | 10320.18 | 11847.19 | 12447.43
CC | 710127.87 | 755465.23 | 832561.48 | 908496.96 | 1108458.97 | 1257226.2
CSP | 0 | 0 | 0 | 0 | 0 | 0
CT | 890.07 | 1808.05 | 1864.31 | 1991.31 | 2736.51 | 3597.65
Coal | 1403565.28 | 1408407.5 | 1407475.34 | 1449696.26 | 1558798.75 | 1673702.46
Geo | 354.6 | 354.6 | 354.6 | 354.6 | 354.6 | 354.6
H | 196462.75 | 196462.75 | 196462.75 | 196462.75 | 196462.75 | 196462.75
LFG | 28192.4 | 33933.98 | 49543.05 | 52456.2 | 52460.14 | 52460.14
Nuc | 799102.48 | 829601.84 | 829601.84 | 818009.67 | 611001.17 | 457503.5
PS | 5209.83 | 7314.05 | 10030.18 | 9279.78 | 9559.91 | 8775.55
PV | 489.99 | 4364.54 | 6274.98 | 6716.91 | 6865.92 | 7075.25
PeakG | 3289.55 | 4290.72 | 7144.7 | 6864.79 | 7198.66 | 6143.56
PeakO | 0 | 0 | 0 | 0 | 0 | 0
ST | 0 | 0 | 0 | 0 | 0 | 0
STOG | 10072.17 | 11874.64 | 13005.32 | 12710.11 | 12634.53 | 11888.86
STWD | 6406.26 | 4953.96 | 3575.45 | 5449.11 | 6052.62 | 6164.68
WT | 116414.5 | 151806.03 | 172730.88 | 191740.93 | 224657.82 | 257536.91
IGCC | 4427.31 | 4427.31 | 4427.31 | 4427.32 | 4427.33 | 4427.34
DemandResponse | 0 | 0 | 0 | 0 | 0 | 0
IGCC-CCS | 0 | 0 | 0 | 0 | 0 | 0
WT_off | 1873.58 | 1873.58 | 5864.11 | 5864.11 | 3993.99 | 3993.99
PseudoUnit | 0 | 0 | 0 | 0 | 0 | 0
FixedInterchange | 36120.4 | 36120.4 | 36120.4 | 36120.4 | 36120.4 | 36120.4
Total Generation by Reporting Type: Outside_EI
ReportingType | 2015 | 2020 | 2025 | 2030 | 2035 | 2040
BM | 44.8 | 287.82 | 5.84 | 296.66 | 373.96 | 376.28
CC | 438199.05 | 425581.14 | 442682.73 | 504968.44 | 568397.02 | 568606.36
CSP | 0 | 0 | 0 | 0 | 0 | 0
CT | 0 | 5.09 | 100.07 | 152.55 | 8.17 | 8.17
Coal | 368186.98 | 398659.34 | 407761.83 | 408254.9 | 418139.33 | 485980.45
Geo | 20104.76 | 37372.91 | 74231.05 | 74231.05 | 74231.05 | 74231.05
H | 233891.47 | 233891.47 | 233891.47 | 233891.47 | 233891.47 | 233891.47
LFG | 4415.83 | 14071.7 | 15886.26 | 18677.2 | 18677.2 | 18677.2
Nuc | 114091.22 | 114091.22 | 114091.22 | 114091.22 | 114091.23 | 114091.24
PS | 297.17 | 309.39 | 485.24 | 647.77 | 1271.5 | 1687.7
PV | 944.36 | 944.36 | 944.36 | 944.36 | 907.84 | 907.84
PeakG | 11.05 | 50.8 | 374.61 | 649.73 | 756.11 | 138.82
PeakO | 0 | 0 | 0 | 0 | 0 | 0
ST | 2659.82 | 5518.57 | 6578.1 | 6930.95 | 6930.96 | 6930.97
STOG | 4228.87 | 5421.93 | 7369.71 | 7140.8 | 6767.26 | 6263.27
STWD | 4113.7 | 4114.55 | 43.67 | 2676.09 | 2691.41 | 2691.37
WT | 61682.09 | 96548.15 | 96548.15 | 97375.61 | 97375.61 | 105070.41
IGCC | 0 | 0 | 0 | 0 | 0 | 0
DemandResponse | 0 | 0 | 0 | 0 | 0 | 0
IGCC-CCS | 0 | 0 | 0 | 0 | 0 | 0
WT_off | 0 | 0 | 0 | 0 | 0 | 0
PseudoUnit | 0 | 0 | 0 | 0 | 0 | 0
FixedInterchange | 0 | 0 | 0 | 0 | 0 | 0
#2 | Energy Demand (TWh)
Energy Demand by Pool & Region:
Pool/Region | 2015 | 2020 | 2025 | 2030 | 2035 | 2040
ENT | 170.56 | 180.36 | 185.19 | 190.15 | 195.24 | 200.47
FRCC | 249.01 | 267.35 | 284.35 | 302.42 | 321.64 | 342.08
MAPP_US | 30.63 | 32.26 | 33.53 | 34.86 | 36.24 | 37.68
MISO_IN | 101.24 | 106.66 | 109.96 | 113.35 | 116.85 | 120.46
MISO_MI | 97.74 | 101.72 | 105.8 | 110.04 | 114.46 | 119.05
MISO_MO-IL | 99.56 | 103.97 | 108.31 | 112.82 | 117.52 | 122.42
MISO_W | 142.5 | 148.67 | 154.56 | 160.68 | 167.05 | 173.67
MISO_WUMS | 69.4 | 73.3 | 75.75 | 78.28 | 80.9 | 83.6
NE | 32.19 | 34.65 | 36.02 | 37.45 | 38.93 | 40.47
NEISO | 129.72 | 130.01 | 129.96 | 130.06 | 130.08 | 130.1
NonRTO_Midwest | 62.65 | 67.4 | 69.07 | 70.78 | 72.53 | 74.32
NYISO_A-F | 61.21 | 64.4 | 66.06 | 67.76 | 69.51 | 71.3
NYISO_G-I | 18.61 | 19.78 | 20.64 | 21.53 | 22.46 | 23.43
NYISO_J-K | 70.23 | 75.9 | 79.3 | 82.85 | 86.56 | 90.44
PJM_E | 131.69 | 124.3 | 128.52 | 132.88 | 137.39 | 142.06
PJM_ROM | 147.41 | 155.57 | 160.85 | 166.31 | 171.96 | 177.8
PJM_ROR | 547.27 | 538.93 | 555.57 | 572.72 | 590.4 | 608.63
SOCO | 272.24 | 296.47 | 308.67 | 321.38 | 334.6 | 348.38
SPP_N | 78.31 | 84.71 | 88.63 | 92.74 | 97.03 | 101.53
SPP_S | 172.38 | 181.68 | 187.57 | 193.65 | 199.92 | 206.4
TVA | 186.06 | 189.35 | 194.03 | 198.83 | 203.75 | 208.79
TVA_Transmission | 0 | 0 | 0 | 0 | 0 | 0
VACAR | 252.05 | 272.96 | 286.32 | 300.33 | 315.02 | 330.44
IESO | 141.12 | 138.65 | 143.35 | 148.22 | 153.25 | 158.46
MAPP_CA | 53.52 | 57.41 | 59.69 | 62.05 | 64.51 | 67.06
AZ_NM_SNV_Coal | 133.91 | 146.91 | 156.77 | 167.46 | 178.59 | 190.6
AZ_NM_SNV_Gas | 0 | 0 | 0 | 0 | 0 | 0
AZ_NM_SNV_NucRenew | 0 | 0 | 0 | 0 | 0 | 0
ERCOT | 341.98 | 367.77 | 380.66 | 392.33 | 405.32 | 418.67
NP15 | 114.79 | 119.7 | 124.98 | 132.1 | 138.96 | 146.05
NWPP_Coal | 263.05 | 277.43 | 289.37 | 304.27 | 319.2 | 334.48
NWPP_Gas | 0 | 0 | 0 | 0 | 0 | 0
NWPP_NucRenew | 0 | 0 | 0 | 0 | 0 | 0
RMPA | 74.52 | 80.3 | 85.52 | 91.09 | 97.01 | 103.32
SP15 | 189.47 | 202.27 | 211.19 | 223.22 | 234.82 | 246.8
ALB | 68.94 | 73.93 | 79.28 | 85.01 | 91.16 | 97.76
BC | 66.74 | 70.01 | 73.44 | 77.03 | 80.81 | 84.77
HQ_IESO | 0 | 0 | 0 | 0 | 0 | 0
HQ_NEISO | 0 | 0 | 0 | 0 | 0 | 0
HQ_NY | 0 | 0 | 0 | 0 | 0 | 0
MARITIMES | 0 | 0 | 0 | 0 | 0 | 0
All | 4570.68 | 4784.77 | 4972.89 | 5174.65 | 5383.7 | 5601.48
EI_US | 3122.64 | 3250.39 | 3368.63 | 3491.87 | 3620.06 | 3753.52
EI_Canada | 194.64 | 196.06 | 203.04 | 210.27 | 217.76 | 225.52
EI | 3317.29 | 3446.44 | 3571.67 | 3702.14 | 3837.82 | 3979.04
Outside_EI | 1253.39 | 1338.32 | 1401.22 | 1472.51 | 1545.88 | 1622.44
#3 | Generation Minus Energy (TWh)
Generation Minus Energy by Pool & Region:
Pool/Region | 2015 | 2020 | 2025 | 2030 | 2035 | 2040
ENT | 1.59 | 0.92 | 0.22 | -2.08 | -4.77 | -15.08
FRCC | -2.73 | -1.78 | -1.23 | -0.42 | -0.06 | -1.85
MAPP_US | 6.48 | 6.56 | 5.62 | 6.58 | 5.54 | 4.74
MISO_IN | -3.53 | -2.73 | 2.55 | 12.28 | 31.2 | 27.37
MISO_MI | -8.17 | -9.5 | -15.93 | -21.52 | -30.64 | -36.29
MISO_MO-IL | 25.09 | 24.29 | 8.24 | 10.3 | 9.17 | 3.59
MISO_W | 0.03 | -3.09 | 1.24 | -3.73 | -13.62 | 13.24
MISO_WUMS | -4.36 | -3.53 | 10.63 | 6.42 | 1.72 | -4.86
NE | 10.89 | 8.24 | 7.17 | 5.8 | 11.12 | 13.91
NEISO | -22.01 | -25.21 | -21.35 | -16.54 | -16.65 | -16.8
NonRTO_Midwest | -0.59 | -0.97 | -1.23 | -0.37 | 0.03 | 1.33
NYISO_A-F | 10.7 | 11.5 | 12.21 | 8.23 | 5.7 | -3.2
NYISO_G-I | 4.86 | 5.65 | 10.33 | 13.87 | 26.43 | 40.03
NYISO_J-K | -43.2 | -41.31 | -44.4 | -48.04 | -50.12 | -52.56
PJM_E | -32.18 | -13.77 | -5.16 | -14.97 | -28.86 | -36.84
PJM_ROM | -31.43 | -26.29 | -19.35 | -13.92 | -4.24 | 73.75
PJM_ROR | 74.6 | 46.79 | 30.07 | 39.3 | 53.41 | -27.91
SOCO | 1.7 | 0.87 | -0.41 | -0.55 | 0.06 | 1.53
SPP_N | 5.49 | 2.74 | 2.34 | 0.4 | -8.04 | -6.87
SPP_S | -20.28 | -14.51 | -14.28 | -10.41 | -1.42 | 7.03
TVA | 1.17 | 1.33 | 1.41 | 0.85 | 0.17 | -0.08
TVA_Transmission | 0 | 0 | 0 | 0 | 0 | 0
VACAR | -18.93 | -9.26 | -4.37 | -3.81 | -11.04 | -7.01
IESO | 16.95 | 19.95 | 15.78 | 11.26 | 2.38 | 4.24
MAPP_CA | -0.37 | -1.37 | -1.99 | -0.24 | 2.23 | -0.69
AZ_NM_SNV_Coal | -62.02 | -69.43 | -79.3 | -89.99 | -101.11 | -61.86
AZ_NM_SNV_Gas | 104.85 | 116.13 | 119.65 | 140.73 | 164.79 | 154.1
AZ_NM_SNV_NucRenew | 42.17 | 69.9 | 82.78 | 84.06 | 84.06 | 84.06
ERCOT | 0 | -0.06 | -0.41 | -0.48 | -0.41 | -3.23
NP15 | -17.06 | -18.87 | -16.59 | -35.14 | -48.75 | -61.5
NWPP_Coal | -170.94 | -185.33 | -197.39 | -212.29 | -227.22 | -242.49
NWPP_Gas | 50.58 | 50.58 | 52.03 | 89.41 | 114.09 | 126.81
NWPP_NucRenew | 162.47 | 162.83 | 168.01 | 168.44 | 168.44 | 168.44
RMPA | -1.11 | -2.02 | 4.19 | -0.69 | 2.18 | 4.9
SP15 | -107.7 | -124.46 | -132.99 | -146.64 | -160.44 | -177.29
ALB | -0.45 | 0.53 | -0.51 | 0.24 | 0.07 | -0.03
BC | -1.3 | -1.25 | 0.31 | 0.76 | 2.93 | 5.21
HQ_IESO | 2.34 | 2.34 | 2.34 | 2.34 | 2.34 | 2.34
HQ_NEISO | 19.18 | 19.18 | 19.18 | 19.18 | 19.18 | 19.18
HQ_NY | 5.84 | 5.84 | 5.84 | 5.84 | 5.84 | 5.84
MARITIMES | 8.76 | 8.76 | 8.76 | 8.76 | 8.76 | 8.76
All | 7.34 | 10.16 | 14.02 | 13.24 | 14.44 | 13.95
EI_US | -11.04 | -9.3 | -1.88 | 1.47 | 8.87 | 10.95
EI_Canada | 18.91 | 20.92 | 16.13 | 13.36 | 6.94 | 5.89
EI | 7.87 | 11.62 | 14.25 | 14.82 | 15.81 | 16.84
Outside_EI | -0.52 | -1.45 | -0.22 | -1.59 | -1.37 | -2.89
#4 | Fuel Use (TBtu)
Total Fuel Consumption by Reporting Type: Entergy
ReportingType | 2015 | 2020 | 2025 | 2030 | 2035 | 2040
BM | 0 | 0 | 0 | 0 | 0 | 0
CC | 486.04 | 543.91 | 585.09 | 586.04 | 639.32 | 645.93
CSP | 0 | 0 | 0 | 0 | 0 | 0
CT | 0 | 0 | 0 | 0 | 0 | 0
Coal | 610.16 | 612.37 | 594.12 | 612.4 | 612.4 | 612.4
Geo | 0 | 0 | 0 | 0 | 0 | 0
H | 0 | 0 | 0 | 0 | 0 | 0
LFG | 0 | 0 | 11.56 | 11.56 | 11.56 | 11.56
Nuc | 464.87 | 464.87 | 464.87 | 464.87 | 392.68 | 307.2
PS | 0 | 0 | 0 | 0 | 0 | 0
PV | 0 | 0 | 0 | 0 | 0 | 0
PeakG | 0 | 0 | 1.14 | 0.69 | 0.28 | 0.28
PeakO | 0 | 0 | 0 | 0 | 0 | 0
ST | 0 | 0 | 0 | 0 | 0 | 0
STOG | 13.67 | 15.09 | 14.08 | 14.08 | 14.08 | 13.68
STWD | 0 | 0 | 0 | 0 | 0.08 | 1
WT | 0 | 0 | 0 | 0 | 0 | 0
IGCC | 0 | 0 | 0 | 0 | 0 | 0
DemandResponse | 0 | 0 | 0 | 0 | 0 | 0
IGCC-CCS | 0 | 0 | 0 | 0 | 0 | 0
WT_off | 0 | 0 | 0 | 0 | 0 | 0
PseudoUnit | 0 | 0 | 0 | 0 | 0 | 0
FixedInterchange | 0 | 0 | 0 | 0 | 0 | 0
Total Fuel Consumption by Reporting Type: FRCC
ReportingType | 2015 | 2020 | 2025 | 2030 | 2035 | 2040
BM | 0 | 0 | 0 | 0 | 0 | 0
CC | 1086.51 | 1211.82 | 1266.09 | 1374.88 | 1566.37 | 1765.17
CSP | 0 | 0 | 0 | 0 | 0 | 0
CT | 8.76 | 10.89 | 10.89 | 10.83 | 9.31 | 7.76
Coal | 576.03 | 556.31 | 618.28 | 627.58 | 642.17 | 642.17
Geo | 0 | 0 | 0 | 0 | 0 | 0
H | 0 | 0 | 0 | 0 | 0 | 0
LFG | 0 | 0 | 21.31 | 21.31 | 21.31 | 21.31
Nuc | 352.09 | 352.09 | 352.09 | 352.09 | 214.42 | 71.5
PS | 0 | 0 | 0 | 0 | 0 | 0
PV | 0 | 0 | 0 | 0 | 0 | 0
PeakG | 4.99 | 5.14 | 8.41 | 5.66 | 4.51 | 3.41
PeakO | 0 | 0 | 0 | 0 | 0 | 0
ST | 0 | 0 | 0 | 0 | 0 | 0
STOG | 35.21 | 31.47 | 25.72 | 25.06 | 22.72 | 15.35
STWD | 0 | 0.86 | 1.49 | 1.49 | 1.49 | 1.49
WT | 0 | 0 | 0 | 0 | 0 | 0
IGCC | 0 | 0 | 0 | 0 | 0 | 0
DemandResponse | 0 | 0 | 0 | 0 | 0 | 0
IGCC-CCS | 0 | 0 | 0 | 0 | 0 | 0
WT_off | 0 | 0 | 0 | 0 | 0 | 0
PseudoUnit | 0 | 0 | 0 | 0 | 0 | 0
FixedInterchange | 0 | 0 | 0 | 0 | 0 | 0
Total Fuel Consumption by Reporting Type: MAPP_US
ReportingType | 2015 | 2020 | 2025 | 2030 | 2035 | 2040
BM | 0 | 0 | 0 | 0 | 0 | 0
CC | 1.44 | 1.44 | 1.83 | 2.19 | 1.82 | 1.44
CSP | 0 | 0 | 0 | 0 | 0 | 0
CT | 0 | 0 | 0.03 | 0.05 | 0.08 | 0.1
Coal | 215 | 223.39 | 220.62 | 223.75 | 223.75 | 227.57
Geo | 0 | 0 | 0 | 0 | 0 | 0
H | 0 | 0 | 0 | 0 | 0 | 0
LFG | 0 | 0 | 7.71 | 7.71 | 7.71 | 7.71
Nuc | 0 | 0 | 0 | 0 | 0 | 0
PS | 0 | 0 | 0 | 0 | 0 | 0
PV | 0 | 0 | 0 | 0 | 0 | 0
PeakG | 0.44 | 0.9 | 0.92 | 1.33 | 1.77 | 0.94
PeakO | 0 | 0 | 0 | 0 | 0 | 0
ST | 0 | 0 | 0 | 0 | 0 | 0
STOG | 0 | 0 | 0 | 0 | 0 | 0
STWD | 0 | 0 | 0 | 0 | 0 | 0
WT | 0.01 | 0.01 | 0.01 | 0.01 | 0.01 | 0.01
IGCC | 0 | 0 | 0 | 0 | 0 | 0
DemandResponse | 0 | 0 | 0 | 0 | 0 | 0
IGCC-CCS | 0 | 0 | 0 | 0 | 0 | 0
WT_off | 0 | 0 | 0 | 0 | 0 | 0
PseudoUnit | 0 | 0 | 0 | 0 | 0 | 0
FixedInterchange | 0 | 0 | 0 | 0 | 0 | 0
Total Fuel Consumption by Reporting Type: MISO_IN
ReportingType | 2015 | 2020 | 2025 | 2030 | 2035 | 2040
BM | 0 | 0 | 0 | 0 | 0 | 0
CC | 34.04 | 33.63 | 83.39 | 155.14 | 275.43 | 266.56
CSP | 0 | 0 | 0 | 0 | 0 | 0
CT | 0 | 0 | 0 | 0 | 0 | 0
Coal | 875.09 | 939.78 | 949.82 | 963.5 | 1004.47 | 1018.1
Geo | 0 | 0 | 0 | 0 | 0 | 0
H | 0 | 0 | 0 | 0 | 0 | 0
LFG | 0 | 0 | 0 | 8.62 | 8.62 | 8.62
Nuc | 0 | 0 | 0 | 0 | 0 | 0
PS | 0 | 0 | 0 | 0 | 0 | 0
PV | 0 | 0 | 0 | 0 | 0 | 0
PeakG | 0.09 | 0.31 | 1.07 | 1.07 | 1.07 | 1.07
PeakO | 0 | 0 | 0 | 0 | 0 | 0
ST | 0 | 0 | 0 | 0 | 0 | 0
STOG | 0.34 | 0.65 | 1.26 | 0.65 | 0.65 | 0.65
STWD | 0 | 0 | 0 | 0 | 0 | 0
WT | 0 | 0 | 0 | 0 | 0 | 0
IGCC | 40.45 | 40.45 | 40.45 | 40.45 | 40.45 | 40.45
DemandResponse | 0 | 0 | 0 | 0 | 0 | 0
IGCC-CCS | 0 | 0 | 0 | 0 | 0 | 0
WT_off | 0 | 0 | 0 | 0 | 0 | 0
PseudoUnit | 0 | 0 | 0 | 0 | 0 | 0
FixedInterchange | 0 | 0 | 0 | 0 | 0 | 0
Total Fuel Consumption by Reporting Type: MISO_MI
ReportingType | 2015 | 2020 | 2025 | 2030 | 2035 | 2040
BM | 0 | 0 | 0 | 0 | 0 | 0
CC | 103.47 | 71.69 | 96.82 | 69.87 | 63.89 | 54.78
CSP | 0 | 0 | 0 | 0 | 0 | 0
CT | 0 | 0 | 0 | 0 | 0 | 0
Coal | 530.26 | 583.78 | 509.37 | 531.49 | 546.86 | 546.86
Geo | 0 | 0 | 0 | 0 | 0 | 0
H | 0 | 0 | 0 | 0 | 0 | 0
LFG | 0 | 17.24 | 17.24 | 17.24 | 17.24 | 17.24
Nuc | 174.19 | 174.19 | 174.19 | 174.19 | 102.45 | 102.45
PS | 0 | 0 | 0 | 0 | 0 | 0
PV | 0 | 0 | 0 | 0 | 0 | 0
PeakG | 0.23 | 0.28 | 1.24 | 1.24 | 1.24 | 1.24
PeakO | 0 | 0 | 0 | 0 | 0 | 0
ST | 0 | 0 | 0 | 0 | 0 | 0
STOG | 3.45 | 4.7 | 6.45 | 6.46 | 6.46 | 6.45
STWD | 1.69 | 4.27 | 3.93 | 8.79 | 8.46 | 8.46
WT | 0.01 | 0.01 | 0.01 | 0.01 | 0.01 | 0.01
IGCC | 0 | 0 | 0 | 0 | 0 | 0
DemandResponse | 0 | 0 | 0 | 0 | 0 | 0
IGCC-CCS | 0 | 0 | 0 | 0 | 0 | 0
WT_off | 0 | 0 | 0 | 0 | 0 | 0
PseudoUnit | 0 | 0 | 0 | 0 | 0 | 0
FixedInterchange | 0 | 0 | 0 | 0 | 0 | 0
Total Fuel Consumption by Reporting Type: MISO_MO-IL
ReportingType | 2015 | 2020 | 2025 | 2030 | 2035 | 2040
BM | 0 | 0 | 0 | 0 | 0 | 0
CC | 22.82 | 19.4 | 18.87 | 17.81 | 17.81 | 12.21
CSP | 0 | 0 | 0 | 0 | 0 | 0
CT | 0 | 0 | 0 | 0 | 0 | 0
Coal | 1009.95 | 1052.45 | 915.5 | 987.62 | 1023.44 | 1023.44
Geo | 0 | 0 | 0 | 0 | 0 | 0
H | 0 | 0 | 0 | 0 | 0 | 0
LFG | 0 | 0 | 24.03 | 24.03 | 24.03 | 24.03
Nuc | 178.81 | 178.81 | 178.81 | 178.81 | 178.81 | 178.81
PS | 0 | 0 | 0 | 0 | 0 | 0
PV | 0 | 0 | 0 | 0 | 0 | 0
PeakG | 1.58 | 2.51 | 4.28 | 3.47 | 4.97 | 6.51
PeakO | 0 | 0 | 0 | 0 | 0 | 0
ST | 0 | 0 | 0 | 0 | 0 | 0
STOG | 0.7 | 1.34 | 1.34 | 0.84 | 0.7 | 0.22
STWD | 0 | 0 | 0 | 0 | 0 | 0
WT | 0 | 0 | 0 | 0 | 0 | 0
IGCC | 0 | 0 | 0 | 0 | 0 | 0
DemandResponse | 0 | 0 | 0 | 0 | 0 | 0
IGCC-CCS | 0 | 0 | 0 | 0 | 0 | 0
WT_off | 0 | 0 | 0 | 0 | 0 | 0
PseudoUnit | 0 | 0 | 0 | 0 | 0 | 0
FixedInterchange | 0 | 0 | 0 | 0 | 0 | 0
Total Fuel Consumption by Reporting Type: MISO_W
ReportingType | 2015 | 2020 | 2025 | 2030 | 2035 | 2040
BM | 0 | 0 | 0 | 0 | 0 | 0
CC | 82.72 | 49.45 | 51.09 | 40.38 | 45.58 | 25.14
CSP | 0 | 0 | 0 | 0 | 0 | 0
CT | 0 | 0 | 0 | 0 | 0 | 0
Coal | 839.84 | 846.54 | 833.73 | 844.95 | 955.12 | 1277.79
Geo | 0 | 0 | 0 | 0 | 0 | 0
H | 0 | 0 | 0 | 0 | 0 | 0
LFG | 0 | 0 | 7.71 | 7.71 | 7.71 | 7.71
Nuc | 190.11 | 190.11 | 190.11 | 190.11 | 0.01 | 0.01
PS | 0 | 0 | 0 | 0 | 0 | 0
PV | 0 | 0 | 0 | 0 | 0 | 0
PeakG | 4.73 | 4.15 | 2.73 | 3.24 | 8.26 | 1.06
PeakO | 0 | 0 | 0 | 0 | 0 | 0
ST | 0 | 0 | 0 | 0 | 0 | 0
STOG | 0.34 | 0.2 | 0.06 | 0.02 | 0.04 | 0.02
STWD | 0 | 1.78 | 1.45 | 1.44 | 1.45 | 1.45
WT | 0.03 | 0.03 | 0.05 | 0.05 | 0.05 | 0.05
IGCC | 0 | 0 | 0 | 0 | 0 | 0
DemandResponse | 0 | 0 | 0 | 0 | 0 | 0
IGCC-CCS | 0 | 0 | 0 | 0 | 0 | 0
WT_off | 0 | 0 | 0 | 0 | 0 | 0
PseudoUnit | 0 | 0 | 0 | 0 | 0 | 0
FixedInterchange | 0 | 0 | 0 | 0 | 0 | 0
Total Fuel Consumption by Reporting Type: MISO_WUMS
ReportingType | 2015 | 2020 | 2025 | 2030 | 2035 | 2040
BM | 0 | 0 | 0 | 0 | 0 | 0
CC | 127.58 | 93.8 | 227.99 | 188.75 | 234.16 | 204.58
CSP | 0 | 0 | 0 | 0 | 0 | 0
CT | 0 | 4.76 | 1.5 | 1.65 | 6.11 | 10.83
Coal | 281.08 | 367.82 | 315.05 | 353.23 | 401.05 | 401.6
Geo | 0 | 0 | 0 | 0 | 0 | 0
H | 0 | 0 | 0 | 0 | 0 | 0
LFG | 0 | 6.77 | 24.03 | 24.03 | 24.03 | 24.03
Nuc | 150.68 | 150.68 | 150.68 | 150.68 | 0.01 | 0.01
PS | 0 | 0 | 0 | 0 | 0 | 0
PV | 0 | 0 | 0 | 0 | 0 | 0
PeakG | 0.32 | 0.36 | 0 | 0 | 0 | 0
PeakO | 0 | 0 | 0 | 0 | 0 | 0
ST | 0 | 0 | 0 | 0 | 0 | 0
STOG | 0.03 | 0 | 0 | 0 | 0 | 0
STWD | 0 | 0.54 | 0.29 | 0.56 | 0.56 | 0.56
WT | 0 | 0 | 0 | 0 | 0 | 0
IGCC | 0 | 0 | 0 | 0 | 0 | 0
DemandResponse | 0 | 0 | 0 | 0 | 0 | 0
IGCC-CCS | 0 | 0 | 0 | 0 | 0 | 0
WT_off | 0 | 0 | 0 | 0 | 0 | 0
PseudoUnit | 0 | 0 | 0 | 0 | 0 | 0
FixedInterchange | 0 | 0 | 0 | 0 | 0 | 0
Total Fuel Consumption by Reporting Type: Nebraska
ReportingType | 2015 | 2020 | 2025 | 2030 | 2035 | 2040
BM | 0 | 0 | 0 | 0 | 0 | 0
CC | 5.13 | 3.56 | 3.56 | 3.56 | 2.88 | 1.98
CSP | 0 | 0 | 0 | 0 | 0 | 0
CT | 0 | 0 | 0 | 0 | 0 | 0
Coal | 332.69 | 332.69 | 332.38 | 332.38 | 485.91 | 527.27
Geo | 0 | 0 | 0 | 0 | 0 | 0
H | 0 | 0 | 0 | 0 | 0 | 0
LFG | 0 | 0 | 7.71 | 7.71 | 7.71 | 7.71
Nuc | 104.28 | 104.28 | 104.28 | 104.28 | 0.02 | 0.02
PS | 0 | 0 | 0 | 0 | 0 | 0
PV | 0 | 0 | 0 | 0 | 0 | 0
PeakG | 1.05 | 1.1 | 1.54 | 2.21 | 1.62 | 1.1
PeakO | 0 | 0 | 0 | 0 | 0 | 0
ST | 0 | 0 | 0 | 0 | 0 | 0
STOG | 0 | 0 | 0 | 0 | 0 | 0
STWD | 0 | 0 | 0 | 0 | 0 | 0
WT | 0 | 0 | 0 | 0 | 0 | 0
IGCC | 0 | 0 | 0 | 0 | 0 | 0
DemandResponse | 0 | 0 | 0 | 0 | 0 | 0
IGCC-CCS | 0 | 0 | 0 | 0 | 0 | 0
WT_off | 0 | 0 | 0 | 0 | 0 | 0
PseudoUnit | 0 | 0 | 0 | 0 | 0 | 0
FixedInterchange | 0 | 0 | 0 | 0 | 0 | 0
Total Fuel Consumption by Reporting Type: NEISO
ReportingType | 2015 | 2020 | 2025 | 2030 | 2035 | 2040
BM | 24.48 | 24.48 | 6.87 | 7.17 | 8.22 | 7.77
CC | 315.16 | 247.91 | 251.03 | 271.7 | 354.27 | 401.73
CSP | 0 | 0 | 0 | 0 | 0 | 0
CT | 0.03 | 0.12 | 0.12 | 0.12 | 0.35 | 0.72
Coal | 0.36 | 0 | 0 | 0 | 0 | 0
Geo | 0 | 0 | 0 | 0 | 0 | 0
H | 0 | 0 | 0 | 0 | 0 | 0
LFG | 5.3 | 5.31 | 12.81 | 12.81 | 12.81 | 12.81
Nuc | 365.51 | 365.51 | 365.51 | 365.51 | 264.08 | 195.08
PS | 0 | 0 | 0 | 0 | 0 | 0
PV | 0 | 0 | 0 | 0 | 0 | 0
PeakG | 0.29 | 0.4 | 0.4 | 0.4 | 1.06 | 1.06
PeakO | 0 | 0 | 0 | 0 | 0 | 0
ST | 0 | 0 | 0 | 0 | 0 | 0
STOG | 0 | 0 | 0 | 0 | 0 | 0
STWD | 48.6 | 14.8 | 0.94 | 13.19 | 14.35 | 14.89
WT | 0 | 0.01 | 0.02 | 0.02 | 0.02 | 0.02
IGCC | 0 | 0 | 0 | 0 | 0 | 0
DemandResponse | 0 | 0 | 0 | 0 | 0 | 0
IGCC-CCS | 0 | 0 | 0 | 0 | 0 | 0
WT_off | 0 | 0 | 0 | 0 | 0 | 0
PseudoUnit | 0 | 0 | 0 | 0 | 0 | 0
FixedInterchange | 0 | 0 | 0 | 0 | 0 | 0
Total Fuel Consumption by Reporting Type: NonRTO_Midwest
ReportingType | 2015 | 2020 | 2025 | 2030 | 2035 | 2040
BM | 0 | 0 | 0 | 0 | 0 | 0
CC | 0 | 5.38 | 11.86 | 14.71 | 18.16 | 25.72
CSP | 0 | 0 | 0 | 0 | 0 | 0
CT | 0 | 0.74 | 0.74 | 1.45 | 0.74 | 1.45
Coal | 610.96 | 644.65 | 645.78 | 654.11 | 670.86 | 690.13
Geo | 0 | 0 | 0 | 0 | 0 | 0
H | 0 | 0 | 0 | 0 | 0 | 0
LFG | 0 | 0 | 0.6 | 17.24 | 17.24 | 17.24
Nuc | 0 | 0 | 0 | 0 | 0 | 0
PS | 0 | 0 | 0 | 0 | 0 | 0
PV | 0 | 0 | 0 | 0 | 0 | 0
PeakG | 1.67 | 2.35 | 3.65 | 3.87 | 4.12 | 4.03
PeakO | 0 | 0 | 0 | 0 | 0 | 0
ST | 0 | 0 | 0 | 0 | 0 | 0
STOG | 0 | 0 | 0 | 0 | 0 | 0
STWD | 0 | 0 | 0 | 0 | 0 | 0
WT | 0 | 0 | 0 | 0 | 0 | 0
IGCC | 0 | 0 | 0 | 0 | 0 | 0
DemandResponse | 0 | 0 | 0 | 0 | 0 | 0
IGCC-CCS | 0 | 0 | 0 | 0 | 0 | 0
WT_off | 0 | 0 | 0 | 0 | 0 | 0
PseudoUnit | 0 | 0 | 0 | 0 | 0 | 0
FixedInterchange | 0 | 0 | 0 | 0 | 0 | 0
Total Fuel Consumption by Reporting Type: NYISO_A-F
ReportingType | 2015 | 2020 | 2025 | 2030 | 2035 | 2040
BM | 0 | 0 | 0 | 0 | 0 | 0
CC | 47.6 | 63.07 | 79.45 | 87.84 | 102.72 | 99.84
CSP | 0 | 0 | 0 | 0 | 0 | 0
CT | 0 | 0 | 0 | 0 | 0 | 0
Coal | 0 | 0 | 0 | 0 | 0 | 0
Geo | 0 | 0 | 0 | 0 | 0 | 0
H | 0 | 0 | 0 | 0 | 0 | 0
LFG | 0.69 | 0.69 | 1.51 | 8 | 8 | 8
Nuc | 270.5 | 270.5 | 270.5 | 220.56 | 173.9 | 105.39
PS | 0 | 0 | 0 | 0 | 0 | 0
PV | 0 | 0 | 0 | 0 | 0 | 0
PeakG | 0 | 0.02 | 0.07 | 0.07 | 0.07 | 0.08
PeakO | 0 | 0 | 0 | 0 | 0 | 0
ST | 0 | 0 | 0 | 0 | 0 | 0
STOG | 0 | 0 | 0 | 0 | 0 | 0
STWD | 0 | 0 | 0 | 0.01 | 0.01 | 0.03
WT | 0.01 | 0.01 | 0.01 | 0.01 | 0.01 | 0.01
IGCC | 0 | 0 | 0 | 0 | 0 | 0
DemandResponse | 0 | 0 | 0 | 0 | 0 | 0
IGCC-CCS | 0 | 0 | 0 | 0 | 0 | 0
WT_off | 0 | 0 | 0 | 0 | 0 | 0
PseudoUnit | 0 | 0 | 0 | 0 | 0 | 0
FixedInterchange | 0 | 0 | 0 | 0 | 0 | 0
Total Fuel Consumption by Reporting Type: NYISO_G-I
ReportingType | 2015 | 2020 | 2025 | 2030 | 2035 | 2040
BM | 0 | 0 | 0 | 0 | 0 | 0
CC | 48.71 | 61.59 | 93.16 | 121.54 | 259.83 | 404.8
CSP | 0 | 0 | 0 | 0 | 0 | 0
CT | 0 | 0 | 0 | 0 | 0 | 0
Coal | 0 | 0 | 0 | 0 | 0 | 0
Geo | 0 | 0 | 0 | 0 | 0 | 0
H | 0 | 0 | 0 | 0 | 0 | 0
LFG | 0 | 0 | 8 | 8 | 8 | 8
Nuc | 162.83 | 162.83 | 162.83 | 162.83 | 81.65 | 0.03
PS | 0 | 0 | 0 | 0 | 0 | 0
PV | 0 | 0 | 0 | 0 | 0 | 0
PeakG | 0 | 0 | 0 | 0 | 0 | 0
PeakO | 0 | 0 | 0 | 0 | 0 | 0
ST | 0 | 0 | 0 | 0 | 0 | 0
STOG | 0 | 0 | 0 | 0 | 0 | 0
STWD | 0 | 0 | 0 | 0 | 0 | 0
WT | 0 | 0 | 0 | 0 | 0 | 0
IGCC | 0 | 0 | 0 | 0 | 0 | 0
DemandResponse | 0 | 0 | 0 | 0 | 0 | 0
IGCC-CCS | 0 | 0 | 0 | 0 | 0 | 0
WT_off | 0 | 0 | 0 | 0 | 0 | 0
PseudoUnit | 0 | 0 | 0 | 0 | 0 | 0
FixedInterchange | 0 | 0 | 0 | 0 | 0 | 0
Total Fuel Consumption by Reporting Type: NYISO_J-K
ReportingType | 2015 | 2020 | 2025 | 2030 | 2035 | 2040
BM | 0 | 0 | 0 | 0 | 0 | 0
CC | 172.32 | 221.22 | 221.29 | 214.29 | 221.9 | 225.16
CSP | 0 | 0 | 0 | 0 | 0 | 0
CT | 0 | 0 | 0.09 | 0.52 | 1.07 | 2.28
Coal | 0 | 0 | 0 | 0 | 0 | 0
Geo | 0 | 0 | 0 | 0 | 0 | 0
H | 0 | 0 | 0 | 0 | 0 | 0
LFG | 0 | 0 | 0 | 8 | 8 | 8
Nuc | 0 | 0 | 0 | 0 | 0 | 0
PS | 0 | 0 | 0 | 0 | 0 | 0
PV | 0 | 0 | 0 | 0 | 0 | 0
PeakG | 0.49 | 1.49 | 1.56 | 1.78 | 2.13 | 2.95
PeakO | 0 | 0 | 0 | 0 | 0 | 0
ST | 0 | 0 | 0 | 0 | 0 | 0
STOG | 12.01 | 22.47 | 25.43 | 27.27 | 33.4 | 41.64
STWD | 0 | 0 | 0 | 0 | 0 | 0
WT | 0 | 0 | 0 | 0 | 0 | 0
IGCC | 0 | 0 | 0 | 0 | 0 | 0
DemandResponse | 0 | 0 | 0 | 0 | 0 | 0
IGCC-CCS | 0 | 0 | 0 | 0 | 0 | 0
WT_off | 0 | 0 | 0 | 0 | 0 | 0
PseudoUnit | 0 | 0 | 0 | 0 | 0 | 0
FixedInterchange | 0 | 0 | 0 | 0 | 0 | 0
Total Fuel Consumption by Reporting Type: PJM_E
ReportingType | 2015 | 2020 | 2025 | 2030 | 2035 | 2040
BM | 1.84 | 2.91 | 2.91 | 2.91 | 2.91 | 2.91
CC | 166.25 | 266.31 | 320.31 | 285.25 | 337.64 | 378.55
CSP | 0 | 0 | 0 | 0 | 0 | 0
CT | 0 | 0.01 | 0.01 | 0.06 | 0.7 | 1.76
Coal | 2.84 | 1.21 | 1.91 | 1.91 | 1.91 | 1.91
Geo | 0 | 0 | 0 | 0 | 0 | 0
H | 0 | 0 | 0 | 0 | 0 | 0
LFG | 0.98 | 15.28 | 15.28 | 15.28 | 15.28 | 15.28
Nuc | 702.72 | 651.97 | 651.97 | 651.97 | 468.33 | 371.38
PS | 0 | 0 | 0 | 0 | 0 | 0
PV | 0 | 0 | 0 | 0 | 0 | 0
PeakG | 0.03 | 0.87 | 5.23 | 5.23 | 5.41 | 4.65
PeakO | 0 | 0 | 0 | 0 | 0 | 0
ST | 0 | 0 | 0 | 0 | 0 | 0
STOG | 0.96 | 5.76 | 10.91 | 9.53 | 11.24 | 10.71
STWD | 0 | 0 | 0 | 0 | 0 | 0
WT | 0 | 0 | 0 | 0 | 0 | 0
IGCC | 0 | 0 | 0 | 0 | 0 | 0
DemandResponse | 0 | 0 | 0 | 0 | 0 | 0
IGCC-CCS | 0 | 0 | 0 | 0 | 0 | 0
WT_off | 0 | 0 | 0 | 0 | 0 | 0
PseudoUnit | 0 | 0 | 0 | 0 | 0 | 0
FixedInterchange | 0 | 0 | 0 | 0 | 0 | 0
Total Fuel Consumption by Reporting Type: PJM_ROM
ReportingType | 2015 | 2020 | 2025 | 2030 | 2035 | 2040
BM | 1.1 | 1.75 | 1.75 | 1.75 | 1.75 | 1.75
CC | 104.64 | 158.07 | 161.88 | 138.71 | 322.4 | 909.37
CSP | 0 | 0 | 0 | 0 | 0 | 0
CT | 0 | 0.01 | 0.03 | 0.03 | 0.03 | 0.02
Coal | 489.18 | 490.75 | 565.69 | 581.37 | 581.37 | 581.37
Geo | 0 | 0 | 0 | 0 | 0 | 0
H | 0 | 0 | 0 | 0 | 0 | 0
LFG | 2.04 | 30.56 | 30.56 | 30.56 | 30.56 | 30.56
Nuc | 420.79 | 420.79 | 420.79 | 420.79 | 276.07 | 200.95
PS | 0 | 0 | 0 | 0 | 0 | 0
PV | 0 | 0 | 0 | 0 | 0 | 0
PeakG | 0 | 0.55 | 0.55 | 0.55 | 3.38 | 1.79
PeakO | 0 | 0 | 0 | 0 | 0 | 0
ST | 0 | 0 | 0 | 0 | 0 | 0
STOG | 5.09 | 7.73 | 10.54 | 9.93 | 10.69 | 10.54
STWD | 2.47 | 5.38 | 5.38 | 5.38 | 5.38 | 5.38
WT | 0 | 0 | 0 | 0.02 | 0.02 | 0.02
IGCC | 0 | 0 | 0 | 0 | 0 | 0
DemandResponse | 0 | 0 | 0 | 0 | 0 | 0
IGCC-CCS | 0 | 0 | 0 | 0 | 0 | 0
WT_off | 0 | 0 | 0 | 0 | 0 | 0
PseudoUnit | 0 | 0 | 0 | 0 | 0 | 0
FixedInterchange | 0 | 0 | 0 | 0 | 0 | 0
Total Fuel Consumption by Reporting Type: PJM_ROR
ReportingType | 2015 | 2020 | 2025 | 2030 | 2035 | 2040
BM | 0.51 | 2.1 | 4.66 | 11.88 | 21.25 | 15.81
CC | 494.5 | 478.59 | 475.93 | 656.87 | 1043.49 | 852.27
CSP | 0 | 0 | 0 | 0 | 0 | 0
CT | 0.03 | 0.06 | 0.06 | 0.06 | 0.06 | 0.06
Coal | 3513.46 | 3157.89 | 3105.15 | 3135.46 | 3172.5 | 3196.96
Geo | 0 | 0 | 0 | 0 | 0 | 0
H | 0 | 0 | 0 | 0 | 0 | 0
LFG | 6.18 | 6.18 | 61.46 | 61.46 | 61.46 | 61.46
Nuc | 1644.81 | 1644.81 | 1644.81 | 1573.64 | 1222.73 | 821.9
PS | 0 | 0 | 0 | 0 | 0 | 0
PV | 0 | 0 | 0 | 0 | 0 | 0
PeakG | 14.26 | 12.68 | 16.61 | 17.6 | 11.97 | 13.25
PeakO | 0 | 0 | 0 | 0 | 0 | 0
ST | 0 | 0 | 0 | 0 | 0 | 0
STOG | 8.36 | 8.67 | 9.24 | 9.16 | 9.24 | 8.87
STWD | 0.43 | 7.12 | 13.33 | 15.91 | 15.91 | 15.91
WT | 0.03 | 0.03 | 0.03 | 0.03 | 0.03 | 0.03
IGCC | 0 | 0 | 0 | 0 | 0 | 0
DemandResponse | 0 | 0 | 0 | 0 | 0 | 0
IGCC-CCS | 0 | 0 | 0 | 0 | 0 | 0
WT_off | 0 | 0 | 0 | 0 | 0 | 0
PseudoUnit | 0 | 0 | 0 | 0 | 0 | 0
FixedInterchange | 0 | 0 | 0 | 0 | 0 | 0
Total Fuel Consumption by Reporting Type: SOCO
ReportingType | 2015 | 2020 | 2025 | 2030 | 2035 | 2040
BM | 0 | 0 | 0.3 | 0.3 | 0.5 | 0.5
CC | 796.87 | 771.22 | 753.86 | 805.98 | 750.85 | 711.54
CSP | 0 | 0 | 0 | 0 | 0 | 0
CT | 0 | 0 | 0 | 0 | 0 | 0
Coal | 1035.07 | 1121.86 | 1238.28 | 1272.67 | 1470.65 | 1853.89
Geo | 0 | 0 | 0 | 0 | 0 | 0
H | 0 | 0 | 0 | 0 | 0 | 0
LFG | 0 | 0 | 11.56 | 11.56 | 11.56 | 11.56
Nuc | 494.38 | 673.18 | 673.18 | 673.18 | 673.18 | 449.31
PS | 0 | 0 | 0 | 0 | 0 | 0
PV | 0 | 0 | 0 | 0 | 0 | 0
PeakG | 5.15 | 12 | 24.45 | 22.48 | 22.72 | 19.95
PeakO | 0 | 0 | 0 | 0 | 0 | 0
ST | 0 | 0 | 0 | 0 | 0 | 0
STOG | 0 | 0 | 0 | 0 | 0 | 0
STWD | 0 | 0 | 0 | 0 | 0 | 0
WT | 0 | 0 | 0 | 0 | 0 | 0
IGCC | 0 | 0 | 0 | 0 | 0 | 0
DemandResponse | 0 | 0 | 0 | 0 | 0 | 0
IGCC-CCS | 0 | 0 | 0 | 0 | 0 | 0
WT_off | 0 | 0 | 0 | 0 | 0 | 0
PseudoUnit | 0 | 0 | 0 | 0 | 0 | 0
FixedInterchange | 0 | 0 | 0 | 0 | 0 | 0
Total Fuel Consumption by Reporting Type: SPP_N
ReportingType | 2015 | 2020 | 2025 | 2030 | 2035 | 2040
BM | 0 | 0 | 0 | 0 | 0 | 0
CC | 59.16 | 76.92 | 95.56 | 107.93 | 69.78 | 58.86
CSP | 0 | 0 | 0 | 0 | 0 | 0
CT | 0 | 0 | 0 | 0.81 | 3.67 | 3.97
Coal | 647.03 | 647.03 | 646.89 | 646.89 | 646.89 | 714.64
Geo | 0 | 0 | 0 | 0 | 0 | 0
H | 0 | 0 | 0 | 0 | 0 | 0
LFG | 0 | 0 | 10.22 | 10.22 | 10.22 | 10.22
Nuc | 93.19 | 93.19 | 93.19 | 93.19 | 93.19 | 93.19
PS | 0 | 0 | 0 | 0 | 0 | 0
PV | 0 | 0 | 0 | 0 | 0 | 0
PeakG | 0.6 | 1.13 | 1.85 | 2.32 | 1.57 | 0.83
PeakO | 0 | 0 | 0 | 0 | 0 | 0
ST | 0 | 0 | 0 | 0 | 0 | 0
STOG | 5.56 | 6.68 | 6.74 | 7.56 | 7.43 | 7.28
STWD | 0 | 0 | 0 | 0 | 0 | 0
WT | 0 | 0 | 0 | 0 | 0.01 | 0.01
IGCC | 0 | 0 | 0 | 0 | 0 | 0
DemandResponse | 0 | 0 | 0 | 0 | 0 | 0
IGCC-CCS | 0 | 0 | 0 | 0 | 0 | 0
WT_off | 0 | 0 | 0 | 0 | 0 | 0
PseudoUnit | 0 | 0 | 0 | 0 | 0 | 0
FixedInterchange | 0 | 0 | 0 | 0 | 0 | 0
Total Fuel Consumption by Reporting Type: SPP_S
ReportingType | 2015 | 2020 | 2025 | 2030 | 2035 | 2040
BM | 0 | 0 | 0 | 0 | 0 | 0
CC | 270.96 | 302.04 | 354.01 | 382.19 | 263.1 | 176.31
CSP | 0 | 0 | 0 | 0 | 0 | 0
CT | 0 | 0.05 | 1.19 | 0.76 | 0 | 0
Coal | 941.63 | 952.14 | 932.05 | 969.78 | 973.76 | 978.83
Geo | 0 | 0 | 0 | 0 | 0 | 0
H | 0 | 0 | 0 | 0 | 0 | 0
LFG | 0 | 0 | 10.22 | 10.22 | 10.22 | 10.22
Nuc | 0 | 0 | 0 | 0 | 0 | 0
PS | 0 | 0 | 0 | 0 | 0 | 0
PV | 0 | 0 | 0 | 0 | 0 | 0
PeakG | 0 | 0 | 0.79 | 0.12 | 0 | 0
PeakO | 0 | 0 | 0 | 0 | 0 | 0
ST | 0 | 0 | 0 | 0 | 0 | 0
STOG | 20.95 | 21.45 | 27.03 | 24.93 | 18.04 | 11.28
STWD | 0 | 0 | 0 | 0 | 0 | 0
WT | 0.01 | 0.02 | 0.02 | 0.02 | 0.05 | 0.08
IGCC | 0 | 0 | 0 | 0 | 0 | 0
DemandResponse | 0 | 0 | 0 | 0 | 0 | 0
IGCC-CCS | 0 | 0 | 0 | 0 | 0 | 0
WT_off | 0 | 0 | 0 | 0 | 0 | 0
PseudoUnit | 0 | 0 | 0 | 0 | 0 | 0
FixedInterchange | 0 | 0 | 0 | 0 | 0 | 0
Total Fuel Consumption by Reporting Type: TVA
ReportingType | 2015 | 2020 | 2025 | 2030 | 2035 | 2040
BM | 0 | 0 | 0 | 0 | 0 | 0
CC | 139.04 | 153.05 | 188.17 | 205.54 | 179.03 | 155.69
CSP | 0 | 0 | 0 | 0 | 0 | 0
CT | 0 | 2.11 | 4.03 | 4.02 | 2.77 | 4.03
Coal | 846.36 | 853.62 | 841.54 | 853.39 | 1108.83 | 1275.87
Geo | 0 | 0 | 0 | 0 | 0 | 0
H | 0 | 0 | 0 | 0 | 0 | 0
LFG | 0 | 0 | 11.56 | 11.56 | 11.56 | 11.56
Nuc | 676.63 | 676.63 | 676.63 | 676.63 | 474.42 | 371.5
PS | 0 | 0 | 0 | 0 | 0 | 0
PV | 0 | 0 | 0 | 0 | 0 | 0
PeakG | 0 | 0 | 0.44 | 0.44 | 0.48 | 0.5
PeakO | 0 | 0 | 0 | 0 | 0 | 0
ST | 0 | 0 | 0 | 0 | 0 | 0
STOG | 0 | 0 | 0 | 0 | 0 | 0
STWD | 0 | 0 | 0 | 0 | 0.02 | 0.02
WT | 0 | 0 | 0 | 0 | 0 | 0
IGCC | 0 | 0 | 0 | 0 | 0 | 0
DemandResponse | 0 | 0 | 0 | 0 | 0 | 0
IGCC-CCS | 0 | 0 | 0 | 0 | 0 | 0
WT_off | 0 | 0 | 0 | 0 | 0 | 0
PseudoUnit | 0 | 0 | 0 | 0 | 0 | 0
FixedInterchange | 0 | 0 | 0 | 0 | 0 | 0
Total Fuel Consumption by Reporting Type: TVA_Transmission
ReportingType | 2015 | 2020 | 2025 | 2030 | 2035 | 2040
BM | 0 | 0 | 0 | 0 | 0 | 0
CC | 0 | 0 | 0 | 0 | 0 | 0
CSP | 0 | 0 | 0 | 0 | 0 | 0
CT | 0 | 0 | 0 | 0 | 0 | 0
Coal | 0 | 0 | 0 | 0 | 0 | 0
Geo | 0 | 0 | 0 | 0 | 0 | 0
H | 0 | 0 | 0 | 0 | 0 | 0
LFG | 0 | 0 | 0 | 0 | 0 | 0
Nuc | 0 | 0 | 0 | 0 | 0 | 0
PS | 0 | 0 | 0 | 0 | 0 | 0
PV | 0 | 0 | 0 | 0 | 0 | 0
PeakG | 0 | 0 | 0 | 0 | 0 | 0
PeakO | 0 | 0 | 0 | 0 | 0 | 0
ST | 0 | 0 | 0 | 0 | 0 | 0
STOG | 0 | 0 | 0 | 0 | 0 | 0
STWD | 0 | 0 | 0 | 0 | 0 | 0
WT | 0 | 0 | 0 | 0 | 0 | 0
IGCC | 0 | 0 | 0 | 0 | 0 | 0
DemandResponse | 0 | 0 | 0 | 0 | 0 | 0
IGCC-CCS | 0 | 0 | 0 | 0 | 0 | 0
WT_off | 0 | 0 | 0 | 0 | 0 | 0
PseudoUnit | 0 | 0 | 0 | 0 | 0 | 0
FixedInterchange | 0 | 0 | 0 | 0 | 0 | 0
Total Fuel Consumption by Reporting Type: VACAR
ReportingType | 2015 | 2020 | 2025 | 2030 | 2035 | 2040
BM | 0.09 | 33.8 | 98.97 | 110.16 | 119.35 | 133.04
CC | 359.75 | 339.29 | 321.58 | 350.09 | 491.01 | 693.53
CSP | 0 | 0 | 0 | 0 | 0 | 0
CT | 0.8 | 0.8 | 1.42 | 1.13 | 4.26 | 4
Coal | 814.99 | 841.72 | 1001.71 | 1097.51 | 1195.39 | 1209.06
Geo | 0 | 0 | 0 | 0 | 0 | 0
H | 0 | 0 | 0 | 0 | 0 | 0
LFG | 0.04 | 11.56 | 11.56 | 11.56 | 11.56 | 11.56
Nuc | 910.72 | 1100.09 | 1100.09 | 1100.09 | 841.29 | 693.25
PS | 0 | 0 | 0 | 0 | 0 | 0
PV | 0 | 0 | 0 | 0 | 0 | 0
PeakG | 1.28 | 2.2 | 3.97 | 3.82 | 4.49 | 4.39
PeakO | 0 | 0 | 0 | 0 | 0 | 0
ST | 0 | 0 | 0 | 0 | 0 | 0
STOG | 0 | 0 | 0.01 | 0.01 | 0.01 | 0.01
STWD | 24.47 | 24.47 | 15.46 | 17.99 | 24.47 | 24.47
WT | 0 | 0.01 | 0.01 | 0.01 | 0.01 | 0.01
IGCC | 0 | 0 | 0 | 0 | 0 | 0
DemandResponse | 0 | 0 | 0 | 0 | 0 | 0
IGCC-CCS | 0 | 0 | 0 | 0 | 0 | 0
WT_off | 0 | 0 | 0 | 0 | 0 | 0
PseudoUnit | 0 | 0 | 0 | 0 | 0 | 0
FixedInterchange | 0 | 0 | 0 | 0 | 0 | 0
Total Fuel Consumption by Reporting Type: IESO
ReportingType | 2015 | 2020 | 2025 | 2030 | 2035 | 2040
BM | 0 | 0 | 0 | 0 | 0.04 | 0.04
CC | 6.67 | 10.19 | 13.87 | 16.26 | 78.06 | 200.62
CSP | 0 | 0 | 0 | 0 | 0 | 0
CT | 0 | 0 | 0.04 | 0.04 | 0.43 | 1.58
Coal | 0 | 0 | 0 | 0 | 0 | 0
Geo | 0 | 0 | 0 | 0 | 0 | 0
H | 0 | 0 | 0 | 0 | 0 | 0
LFG | 1.56 | 1.56 | 1.56 | 1.56 | 1.61 | 1.61
Nuc | 1064.72 | 1064.72 | 1064.72 | 1064.72 | 980.48 | 854.53
PS | 0 | 0 | 0 | 0 | 0 | 0
PV | 0 | 0 | 0 | 0 | 0 | 0
PeakG | 0 | 0 | 0.05 | 0.05 | 0.05 | 0.17
PeakO | 0 | 0 | 0 | 0 | 0 | 0
ST | 0 | 0 | 0 | 0 | 0 | 0
STOG | 0 | 0 | 0 | 0 | 0 | 0
STWD | 0 | 0 | 0 | 0 | 0 | 0
WT | 0.01 | 0.01 | 0.01 | 0.01 | 0 | 0
IGCC | 0 | 0 | 0 | 0 | 0 | 0
DemandResponse | 0 | 0 | 0 | 0 | 0 | 0
IGCC-CCS | 0 | 0 | 0 | 0 | 0 | 0
WT_off | 0 | 0 | 0 | 0 | 0 | 0
PseudoUnit | 0 | 0 | 0 | 0 | 0 | 0
FixedInterchange | 0 | 0 | 0 | 0 | 0 | 0
Total Fuel Consumption by Reporting Type: MAPP_CA
ReportingType | 2015 | 2020 | 2025 | 2030 | 2035 | 2040
BM | 0 | 0 | 0 | 0 | 0 | 0
CC | 67.6 | 84.35 | 92.69 | 109.04 | 129.82 | 122.72
CSP | 0 | 0 | 0 | 0 | 0 | 0
CT | 0 | 0 | 0 | 0 | 0 | 0.35
Coal | 1.21 | 2.34 | 5.88 | 20.92 | 37.81 | 43.95
Geo | 0 | 0 | 0 | 0 | 0 | 0
H | 0 | 0 | 0 | 0 | 0 | 0
LFG | 0 | 0 | 0 | 0 | 0 | 0
Nuc | 0 | 0 | 0 | 0 | 0 | 0
PS | 0 | 0 | 0 | 0 | 0 | 0
PV | 0 | 0 | 0 | 0 | 0 | 0
PeakG | 0 | 0 | 0.01 | 0 | 0.05 | 0
PeakO | 0 | 0 | 0 | 0 | 0 | 0
ST | 0 | 0 | 0 | 0 | 0 | 0
STOG | 0 | 0 | 0 | 0 | 0 | 0
STWD | 0 | 0 | 0 | 0 | 0 | 0
WT | 0 | 0 | 0 | 0 | 0 | 0
IGCC | 0 | 0 | 0 | 0 | 0 | 0
DemandResponse | 0 | 0 | 0 | 0 | 0 | 0
IGCC-CCS | 0 | 0 | 0 | 0 | 0 | 0
WT_off | 0 | 0 | 0 | 0 | 0 | 0
PseudoUnit | 0 | 0 | 0 | 0 | 0 | 0
FixedInterchange | 0 | 0 | 0 | 0 | 0 | 0
Total Fuel Consumption by Reporting Type: AZ_NM_SNV_Coal
ReportingType | 2015 | 2020 | 2025 | 2030 | 2035 | 2040
BM | 0 | 0 | 0 | 0 | 0 | 0
CC | 0 | 0 | 0 | 0 | 0 | 0
CSP | 0 | 0 | 0 | 0 | 0 | 0
CT | 0 | 0 | 0 | 0 | 0 | 0
Coal | 719.41 | 775.37 | 775.36 | 775.36 | 775.36 | 1246.98
Geo | 0 | 0 | 0 | 0 | 0 | 0
H | 0 | 0 | 0 | 0 | 0 | 0
LFG | 0 | 0 | 0 | 0 | 0 | 0
Nuc | 0 | 0 | 0 | 0 | 0 | 0
PS | 0 | 0 | 0 | 0 | 0 | 0
PV | 0 | 0 | 0 | 0 | 0 | 0
PeakG | 0 | 0 | 0 | 0 | 0 | 0
PeakO | 0 | 0 | 0 | 0 | 0 | 0
ST | 0 | 0 | 0 | 0 | 0 | 0
STOG | 0 | 0 | 0 | 0 | 0 | 0
STWD | 0 | 0 | 0 | 0 | 0 | 0
WT | 0 | 0 | 0 | 0 | 0 | 0
IGCC | 0 | 0 | 0 | 0 | 0 | 0
DemandResponse | 0 | 0 | 0 | 0 | 0 | 0
IGCC-CCS | 0 | 0 | 0 | 0 | 0 | 0
WT_off | 0 | 0 | 0 | 0 | 0 | 0
PseudoUnit | 0 | 0 | 0 | 0 | 0 | 0
FixedInterchange | 0 | 0 | 0 | 0 | 0 | 0
Total Fuel Consumption by Reporting Type: AZ_NM_SNV_Gas
ReportingType | 2015 | 2020 | 2025 | 2030 | 2035 | 2040
BM | 0 | 0 | 0 | 0 | 0 | 0
CC | 753.04 | 830.72 | 853.52 | 988.97 | 1141.29 | 1068.13
CSP | 0 | 0 | 0 | 0 | 0 | 0
CT | 0 | 0 | 0.82 | 1.56 | 0 | 0
Coal | 0 | 0 | 0 | 0 | 0 | 0
Geo | 0 | 0 | 0 | 0 | 0 | 0
H | 0 | 0 | 0 | 0 | 0 | 0
LFG | 0 | 0 | 0 | 0 | 0 | 0
Nuc | 0 | 0 | 0 | 0 | 0 | 0
PS | 0 | 0 | 0 | 0 | 0 | 0
PV | 0 | 0 | 0 | 0 | 0 | 0
PeakG | 0 | 0 | 3.05 | 5.06 | 6.89 | 0
PeakO | 0 | 0 | 0 | 0 | 0 | 0
ST | 0 | 0 | 0 | 0 | 0 | 0
STOG | 0 | 0 | 0 | 0 | 0 | 0
STWD | 0 | 0 | 0 | 0 | 0 | 0
WT | 0 | 0 | 0 | 0 | 0 | 0
IGCC | 0 | 0 | 0 | 0 | 0 | 0
DemandResponse | 0 | 0 | 0 | 0 | 0 | 0
IGCC-CCS | 0 | 0 | 0 | 0 | 0 | 0
WT_off | 0 | 0 | 0 | 0 | 0 | 0
PseudoUnit | 0 | 0 | 0 | 0 | 0 | 0
FixedInterchange | 0 | 0 | 0 | 0 | 0 | 0
Total Fuel Consumption by Reporting Type: AZ_NM_SNV_NucRenew
ReportingType | 2015 | 2020 | 2025 | 2030 | 2035 | 2040
BM | 0 | 0 | 0 | 0 | 0 | 0
CC | 0 | 0 | 0 | 0 | 0 | 0
CSP | 0 | 0 | 0 | 0 | 0 | 0
CT | 0 | 0 | 0 | 0 | 0 | 0
Coal | 0 | 0 | 0 | 0 | 0 | 0
Geo | 0 | 0 | 0.01 | 0.01 | 0.01 | 0.01
H | 0 | 0 | 0 | 0 | 0 | 0
LFG | 0 | 6.53 | 6.53 | 6.53 | 6.53 | 6.53
Nuc | 317.72 | 317.72 | 317.72 | 317.72 | 317.72 | 317.72
PS | 0 | 0 | 0 | 0 | 0 | 0
PV | 0 | 0 | 0 | 0 | 0 | 0
PeakG | 0 | 0 | 0 | 0 | 0 | 0
PeakO | 0 | 0 | 0 | 0 | 0 | 0
ST | 0 | 0 | 0 | 0 | 0 | 0
STOG | 0 | 0 | 0 | 0 | 0 | 0
STWD | 1.77 | 1.77 | 0.17 | 1.59 | 1.59 | 1.59
WT | 0 | 0.03 | 0.03 | 0.03 | 0.03 | 0.03
IGCC | 0 | 0 | 0 | 0 | 0 | 0
DemandResponse | 0 | 0 | 0 | 0 | 0 | 0
IGCC-CCS | 0 | 0 | 0 | 0 | 0 | 0
WT_off | 0 | 0 | 0 | 0 | 0 | 0
PseudoUnit | 0 | 0 | 0 | 0 | 0 | 0
FixedInterchange | 0 | 0 | 0 | 0 | 0 | 0
Total Fuel Consumption by Reporting Type: ERCOT
ReportingType | 2015 | 2020 | 2025 | 2030 | 2035 | 2040
BM | 0 | 0 | 0.06 | 0.18 | 1.28 | 1.31
CC | 1199.74 | 1168.98 | 1152.05 | 1205.66 | 1286.39 | 1296.85
CSP | 0 | 0 | 0 | 0 | 0 | 0
CT | 0 | 0.06 | 0.26 | 0.09 | 0.09 | 0.09
Coal | 1035.44 | 1318.08 | 1481.07 | 1481.07 | 1481.07 | 1481.07
Geo | 0 | 0 | 0 | 0 | 0 | 0
H | 0 | 0 | 0 | 0 | 0 | 0
LFG | 0 | 0 | 0 | 38.09 | 38.09 | 38.09
Nuc | 422.69 | 422.69 | 422.69 | 422.69 | 422.69 | 422.69
PS | 0 | 0 | 0 | 0 | 0 | 0
PV | 0 | 0 | 0 | 0 | 0 | 0
PeakG | 0 | 0.13 | 1.15 | 1.15 | 0.82 | 0.63
PeakO | 0 | 0 | 0 | 0 | 0 | 0
ST | 0 | 0 | 0 | 0 | 0 | 0
STOG | 41.49 | 54.63 | 75.99 | 71.46 | 66.06 | 57.38
STWD | 0 | 0 | 0 | 0 | 0 | 0
WT | 0.03 | 0.03 | 0.03 | 0.03 | 0.03 | 0.03
IGCC | 0 | 0 | 0 | 0 | 0 | 0
DemandResponse | 0 | 0 | 0 | 0 | 0 | 0
IGCC-CCS | 0 | 0 | 0 | 0 | 0 | 0
WT_off | 0 | 0 | 0 | 0 | 0 | 0
PseudoUnit | 0 | 0 | 0 | 0 | 0 | 0
FixedInterchange | 0 | 0 | 0 | 0 | 0 | 0
Total Fuel Consumption by Reporting Type: NP15
ReportingType | 2015 | 2020 | 2025 | 2030 | 2035 | 2040
BM | 0 | 0 | 0 | 0 | 0 | 0
CC | 276.19 | 187.94 | 246.58 | 150.65 | 100.61 | 60.09
CSP | 0 | 0 | 0 | 0 | 0 | 0
CT | 0 | 0 | 0 | 0 | 0 | 0
Coal | 2.5 | 2.5 | 0 | 0 | 0 | 0
Geo | 0.01 | 0.01 | 0.01 | 0.01 | 0.01 | 0.01
H | 0 | 0 | 0 | 0 | 0 | 0
LFG | 0 | 60.8 | 60.8 | 60.8 | 60.8 | 60.8
Nuc | 187.74 | 187.74 | 187.74 | 187.74 | 187.74 | 187.74
PS | 0 | 0 | 0 | 0 | 0 | 0
PV | 0 | 0 | 0 | 0 | 0 | 0
PeakG | 0 | 0 | 0 | 0 | 0 | 0.25
PeakO | 0 | 0 | 0 | 0 | 0 | 0
ST | 0 | 0 | 0 | 0 | 0 | 0
STOG | 1.32 | 0.87 | 1.97 | 2.7 | 1.95 | 3.44
STWD | 37.44 | 37.44 | 0.05 | 21.87 | 22.06 | 22.83
WT | 0 | 0.01 | 0.01 | 0.01 | 0.01 | 0.01
IGCC | 0 | 0 | 0 | 0 | 0 | 0
DemandResponse | 0 | 0 | 0 | 0 | 0 | 0
IGCC-CCS | 0 | 0 | 0 | 0 | 0 | 0
WT_off | 0 | 0 | 0 | 0 | 0 | 0
PseudoUnit | 0 | 0 | 0 | 0 | 0 | 0
FixedInterchange | 0 | 0 | 0 | 0 | 0 | 0
Total Fuel Consumption by Reporting Type: NWPP_Coal
ReportingType | 2015 | 2020 | 2025 | 2030 | 2035 | 2040
BM | 0 | 0 | 0 | 0 | 0 | 0
CC | 0 | 0 | 0 | 0 | 0 | 0
CSP | 0 | 0 | 0 | 0 | 0 | 0
CT | 0 | 0 | 0 | 0 | 0 | 0
Coal | 972.11 | 972.11 | 972.01 | 972.01 | 972.01 | 972.01
Geo | 0 | 0 | 0 | 0 | 0 | 0
H | 0 | 0 | 0 | 0 | 0 | 0
LFG | 0 | 0 | 0 | 0 | 0 | 0
Nuc | 0 | 0 | 0 | 0 | 0 | 0
PS | 0 | 0 | 0 | 0 | 0 | 0
PV | 0 | 0 | 0 | 0 | 0 | 0
PeakG | 0 | 0 | 0 | 0 | 0 | 0
PeakO | 0 | 0 | 0 | 0 | 0 | 0
ST | 0 | 0 | 0 | 0 | 0 | 0
STOG | 0 | 0 | 0 | 0 | 0 | 0
STWD | 0 | 0 | 0 | 0 | 0 | 0
WT | 0 | 0 | 0 | 0 | 0 | 0
IGCC | 0 | 0 | 0 | 0 | 0 | 0
DemandResponse | 0 | 0 | 0 | 0 | 0 | 0
IGCC-CCS | 0 | 0 | 0 | 0 | 0 | 0
WT_off | 0 | 0 | 0 | 0 | 0 | 0
PseudoUnit | 0 | 0 | 0 | 0 | 0 | 0
FixedInterchange | 0 | 0 | 0 | 0 | 0 | 0
Total Fuel Consumption by Reporting Type: NWPP_Gas
ReportingType | 2015 | 2020 | 2025 | 2030 | 2035 | 2040
BM | 0 | 0 | 0 | 0 | 0 | 0
CC | 362.19 | 362.19 | 371.56 | 611.87 | 770.55 | 805.63
CSP | 0 | 0 | 0 | 0 | 0 | 0
CT | 0 | 0 | 0 | 0 | 0 | 0
Coal | 0 | 0 | 0 | 0 | 0.02 | 66.88
Geo | 0 | 0 | 0 | 0 | 0 | 0
H | 0 | 0 | 0 | 0 | 0 | 0
LFG | 0 | 0 | 0 | 0 | 0 | 0
Nuc | 0 | 0 | 0 | 0 | 0 | 0
PS | 0 | 0 | 0 | 0 | 0 | 0
PV | 0 | 0 | 0 | 0 | 0 | 0
PeakG | 0 | 0 | 0 | 0 | 0 | 0
PeakO | 0 | 0 | 0 | 0 | 0 | 0
ST | 0 | 0 | 0 | 0 | 0 | 0
STOG | 0 | 0 | 0 | 0 | 0 | 0
STWD | 0 | 0 | 0 | 0 | 0 | 0
WT | 0 | 0 | 0 | 0 | 0 | 0
IGCC | 0 | 0 | 0 | 0 | 0 | 0
DemandResponse | 0 | 0 | 0 | 0 | 0 | 0
IGCC-CCS | 0 | 0 | 0 | 0 | 0 | 0
WT_off | 0 | 0 | 0 | 0 | 0 | 0
PseudoUnit | 0 | 0 | 0 | 0 | 0 | 0
FixedInterchange | 0 | 0 | 0 | 0 | 0 | 0
Total Fuel Consumption by Reporting Type: NWPP_NucRenew
ReportingType | 2015 | 2020 | 2025 | 2030 | 2035 | 2040
BM | 0 | 3.16 | 0 | 3.16 | 3.16 | 3.16
CC | 0 | 0 | 0 | 0 | 0 | 0
CSP | 0 | 0 | 0 | 0 | 0 | 0
CT | 0 | 0 | 0 | 0 | 0 | 0
Coal | 0 | 0 | 0 | 0 | 0 | 0
Geo | 0 | 0 | 0.01 | 0.01 | 0.01 | 0.01
H | 0 | 0 | 0 | 0 | 0 | 0
LFG | 2.74 | 4.29 | 29.05 | 29.05 | 29.05 | 29.05
Nuc | 88.66 | 88.66 | 88.66 | 88.66 | 88.66 | 88.66
PS | 0 | 0 | 0 | 0 | 0 | 0
PV | 0 | 0 | 0 | 0 | 0 | 0
PeakG | 0 | 0 | 0 | 0 | 0 | 0
PeakO | 0 | 0 | 0 | 0 | 0 | 0
ST | 0 | 0 | 0 | 0 | 0 | 0
STOG | 0 | 0 | 0 | 0 | 0 | 0
STWD | 0 | 0.01 | 0 | 2.24 | 2.24 | 2.24
WT | 0.02 | 0.02 | 0.02 | 0.02 | 0.02 | 0.02
IGCC | 0 | 0 | 0 | 0 | 0 | 0
DemandResponse | 0 | 0 | 0 | 0 | 0 | 0
IGCC-CCS | 0 | 0 | 0 | 0 | 0 | 0
WT_off | 0 | 0 | 0 | 0 | 0 | 0
PseudoUnit | 0 | 0 | 0 | 0 | 0 | 0
FixedInterchange | 0 | 0 | 0 | 0 | 0 | 0
Total Fuel Consumption by Reporting Type: RMPA
ReportingType | 2015 | 2020 | 2025 | 2030 | 2035 | 2040
BM | 0 | 0 | 0 | 0 | 0 | 0
CC | 57.03 | 65.72 | 31.82 | 31.92 | 22.95 | 18.68
CSP | 0 | 0 | 0 | 0 | 0 | 0
CT | 0 | 0 | 0 | 0 | 0 | 0
Coal | 572.95 | 560.03 | 532.94 | 537.54 | 628.45 | 711.8
Geo | 0 | 0 | 0.02 | 0.02 | 0.02 | 0.02
H | 0 | 0 | 0 | 0 | 0 | 0
LFG | 0.15 | 3.26 | 3.26 | 3.26 | 3.26 | 3.26
Nuc | 0 | 0 | 0 | 0 | 0 | 0
PS | 0 | 0 | 0 | 0 | 0 | 0
PV | 0 | 0 | 0 | 0 | 0 | 0
PeakG | 0.12 | 0.44 | 0.03 | 1.08 | 0.76 | 0.67
PeakO | 0 | 0 | 0 | 0 | 0 | 0
ST | 0 | 0 | 0 | 0 | 0 | 0
STOG | 0 | 0 | 0 | 0 | 0 | 0
STWD | 0 | 0 | 0 | 0 | 0 | 0
WT | 0.01 | 0.01 | 0.01 | 0.01 | 0.01 | 0.01
IGCC | 0 | 0 | 0 | 0 | 0 | 0
DemandResponse | 0 | 0 | 0 | 0 | 0 | 0
IGCC-CCS | 0 | 0 | 0 | 0 | 0 | 0
WT_off | 0 | 0 | 0 | 0 | 0 | 0
PseudoUnit | 0 | 0 | 0 | 0 | 0 | 0
FixedInterchange | 0 | 0 | 0 | 0 | 0 | 0
Total Fuel Consumption by Reporting Type: SP15
ReportingType | 2015 | 2020 | 2025 | 2030 | 2035 | 2040
BM | 0.58 | 0.58 | 0.02 | 0.52 | 0.42 | 0.42
CC | 280.14 | 133.06 | 148.44 | 132.33 | 113.3 | 77.95
CSP | 0 | 0 | 0 | 0 | 0 | 0
CT | 0 | 0 | 0 | 0 | 0 | 0
Coal | 8.42 | 8.42 | 0 | 0 | 0 | 0
Geo | 0.01 | 0.02 | 0.02 | 0.02 | 0.02 | 0.02
H | 0 | 0 | 0 | 0 | 0 | 0
LFG | 0.99 | 60.8 | 60.8 | 60.8 | 60.8 | 60.8
Nuc | 173.28 | 173.28 | 173.28 | 173.28 | 173.28 | 173.28
PS | 0 | 0 | 0 | 0 | 0 | 0
PV | 0 | 0 | 0 | 0 | 0 | 0
PeakG | 0 | 0 | 0 | 0 | 0 | 0
PeakO | 0 | 0 | 0 | 0 | 0 | 0
ST | 0 | 0 | 0 | 0 | 0 | 0
STOG | 2.29 | 2.4 | 0.74 | 2 | 4.16 | 5.8
STWD | 9.59 | 9.59 | 0.26 | 5.9 | 5.9 | 5.16
WT | 0.01 | 0.01 | 0.01 | 0.01 | 0.01 | 0.01
IGCC | 0 | 0 | 0 | 0 | 0 | 0
DemandResponse | 0 | 0 | 0 | 0 | 0 | 0
IGCC-CCS | 0 | 0 | 0 | 0 | 0 | 0
WT_off | 0 | 0 | 0 | 0 | 0 | 0
PseudoUnit | 0 | 0 | 0 | 0 | 0 | 0
FixedInterchange | 0 | 0 | 0 | 0 | 0 | 0
Total Fuel Consumption by Reporting Type: ALB
ReportingType | 2015 | 2020 | 2025 | 2030 | 2035 | 2040
BM | 0 | 0 | 0 | 0 | 0 | 0
CC | 138.72 | 178.1 | 205.29 | 246.37 | 280.66 | 320.06
CSP | 0 | 0 | 0 | 0 | 0 | 0
CT | 0 | 0 | 0 | 0 | 0 | 0
Coal | 470.15 | 470.15 | 470.15 | 470.15 | 470.15 | 470.15
Geo | 0 | 0 | 0 | 0 | 0 | 0
H | 0 | 0 | 0 | 0 | 0 | 0
LFG | 0 | 0 | 0 | 0 | 0 | 0
Nuc | 0 | 0 | 0 | 0 | 0 | 0
PS | 0 | 0 | 0 | 0 | 0 | 0
PV | 0 | 0 | 0 | 0 | 0 | 0
PeakG | 0 | 0 | 0 | 0 | 0 | 0
PeakO | 0 | 0 | 0 | 0 | 0 | 0
ST | 0 | 0 | 0 | 0 | 0 | 0
STOG | 0 | 0 | 0 | 0 | 0 | 0
STWD | 0 | 0 | 0 | 0 | 0 | 0
WT | 0 | 0 | 0 | 0 | 0 | 0
IGCC | 0 | 0 | 0 | 0 | 0 | 0
DemandResponse | 0 | 0 | 0 | 0 | 0 | 0
IGCC-CCS | 0 | 0 | 0 | 0 | 0 | 0
WT_off | 0 | 0 | 0 | 0 | 0 | 0
PseudoUnit | 0 | 0 | 0 | 0 | 0 | 0
FixedInterchange | 0 | 0 | 0 | 0 | 0 | 0
Total Fuel Consumption by Reporting Type: BC
ReportingType | 2015 | 2020 | 2025 | 2030 | 2035 | 2040
BM | 0 | 0 | 0 | 0 | 0 | 0
CC | 67.22 | 88.55 | 120.65 | 146.71 | 184.92 | 225.01
CSP | 0 | 0 | 0 | 0 | 0 | 0
CT | 0 | 0 | 0 | 0 | 0 | 0
Coal | 0 | 0 | 0 | 0 | 0 | 0
Geo | 0 | 0 | 0 | 0 | 0 | 0
H | 0 | 0 | 0 | 0 | 0 | 0
LFG | 0 | 0 | 0 | 0 | 0 | 0
Nuc | 0 | 0 | 0 | 0 | 0 | 0
PS | 0 | 0 | 0 | 0 | 0 | 0
PV | 0 | 0 | 0 | 0 | 0 | 0
PeakG | 0 | 0 | 0 | 0 | 0 | 0
PeakO | 0 | 0 | 0 | 0 | 0 | 0
ST | 0 | 0 | 0 | 0 | 0 | 0
STOG | 0 | 0 | 0 | 0 | 0 | 0
STWD | 0 | 0 | 0 | 0 | 0 | 0
WT | 0 | 0 | 0 | 0 | 0 | 0
IGCC | 0 | 0 | 0 | 0 | 0 | 0
DemandResponse | 0 | 0 | 0 | 0 | 0 | 0
IGCC-CCS | 0 | 0 | 0 | 0 | 0 | 0
WT_off | 0 | 0 | 0 | 0 | 0 | 0
PseudoUnit | 0 | 0 | 0 | 0 | 0 | 0
FixedInterchange | 0 | 0 | 0 | 0 | 0 | 0
Total Fuel Consumption by Reporting Type: HQ_IESO
ReportingType | 2015 | 2020 | 2025 | 2030 | 2035 | 2040
BM | 0 | 0 | 0 | 0 | 0 | 0
CC | 0 | 0 | 0 | 0 | 0 | 0
CSP | 0 | 0 | 0 | 0 | 0 | 0
CT | 0 | 0 | 0 | 0 | 0 | 0
Coal | 0 | 0 | 0 | 0 | 0 | 0
Geo | 0 | 0 | 0 | 0 | 0 | 0
H | 0 | 0 | 0 | 0 | 0 | 0
LFG | 0 | 0 | 0 | 0 | 0 | 0
Nuc | 0 | 0 | 0 | 0 | 0 | 0
PS | 0 | 0 | 0 | 0 | 0 | 0
PV | 0 | 0 | 0 | 0 | 0 | 0
PeakG | 0 | 0 | 0 | 0 | 0 | 0
PeakO | 0 | 0 | 0 | 0 | 0 | 0
ST | 0 | 0 | 0 | 0 | 0 | 0
STOG | 0 | 0 | 0 | 0 | 0 | 0
STWD | 0 | 0 | 0 | 0 | 0 | 0
WT | 0 | 0 | 0 | 0 | 0 | 0
IGCC | 0 | 0 | 0 | 0 | 0 | 0
DemandResponse | 0 | 0 | 0 | 0 | 0 | 0
IGCC-CCS | 0 | 0 | 0 | 0 | 0 | 0
WT_off | 0 | 0 | 0 | 0 | 0 | 0
PseudoUnit | 0 | 0 | 0 | 0 | 0 | 0
FixedInterchange | 0 | 0 | 0 | 0 | 0 | 0
Total Fuel Consumption by Reporting Type: HQ_NEISO
ReportingType | 2015 | 2020 | 2025 | 2030 | 2035 | 2040
BM | 0 | 0 | 0 | 0 | 0 | 0
CC | 0 | 0 | 0 | 0 | 0 | 0
CSP | 0 | 0 | 0 | 0 | 0 | 0
CT | 0 | 0 | 0 | 0 | 0 | 0
Coal | 0 | 0 | 0 | 0 | 0 | 0
Geo | 0 | 0 | 0 | 0 | 0 | 0
H | 0 | 0 | 0 | 0 | 0 | 0
LFG | 0 | 0 | 0 | 0 | 0 | 0
Nuc | 0 | 0 | 0 | 0 | 0 | 0
PS | 0 | 0 | 0 | 0 | 0 | 0
PV | 0 | 0 | 0 | 0 | 0 | 0
PeakG | 0 | 0 | 0 | 0 | 0 | 0
PeakO | 0 | 0 | 0 | 0 | 0 | 0
ST | 0 | 0 | 0 | 0 | 0 | 0
STOG | 0 | 0 | 0 | 0 | 0 | 0
STWD | 0 | 0 | 0 | 0 | 0 | 0
WT | 0 | 0 | 0 | 0 | 0 | 0
IGCC | 0 | 0 | 0 | 0 | 0 | 0
DemandResponse | 0 | 0 | 0 | 0 | 0 | 0
IGCC-CCS | 0 | 0 | 0 | 0 | 0 | 0
WT_off | 0 | 0 | 0 | 0 | 0 | 0
PseudoUnit | 0 | 0 | 0 | 0 | 0 | 0
FixedInterchange | 0.02 | 0.02 | 0.02 | 0.02 | 0.02 | 0.02
Total Fuel Consumption by Reporting Type: HQ_NY
ReportingType | 2015 | 2020 | 2025 | 2030 | 2035 | 2040
BM | 0 | 0 | 0 | 0 | 0 | 0
CC | 0 | 0 | 0 | 0 | 0 | 0
CSP | 0 | 0 | 0 | 0 | 0 | 0
CT | 0 | 0 | 0 | 0 | 0 | 0
Coal | 0 | 0 | 0 | 0 | 0 | 0
Geo | 0 | 0 | 0 | 0 | 0 | 0
H | 0 | 0 | 0 | 0 | 0 | 0
LFG | 0 | 0 | 0 | 0 | 0 | 0
Nuc | 0 | 0 | 0 | 0 | 0 | 0
PS | 0 | 0 | 0 | 0 | 0 | 0
PV | 0 | 0 | 0 | 0 | 0 | 0
PeakG | 0 | 0 | 0 | 0 | 0 | 0
PeakO | 0 | 0 | 0 | 0 | 0 | 0
ST | 0 | 0 | 0 | 0 | 0 | 0
STOG | 0 | 0 | 0 | 0 | 0 | 0
STWD | 0 | 0 | 0 | 0 | 0 | 0
WT | 0 | 0 | 0 | 0 | 0 | 0
IGCC | 0 | 0 | 0 | 0 | 0 | 0
DemandResponse | 0 | 0 | 0 | 0 | 0 | 0
IGCC-CCS | 0 | 0 | 0 | 0 | 0 | 0
WT_off | 0 | 0 | 0 | 0 | 0 | 0
PseudoUnit | 0 | 0 | 0 | 0 | 0 | 0
FixedInterchange | 0.01 | 0.01 | 0.01 | 0.01 | 0.01 | 0.01
Total Fuel Consumption by Reporting Type: MARITIMES
ReportingType | 2015 | 2020 | 2025 | 2030 | 2035 | 2040
BM | 0 | 0 | 0 | 0 | 0 | 0
CC | 0 | 0 | 0 | 0 | 0 | 0
CSP | 0 | 0 | 0 | 0 | 0 | 0
CT | 0 | 0 | 0 | 0 | 0 | 0
Coal | 0 | 0 | 0 | 0 | 0 | 0
Geo | 0 | 0 | 0 | 0 | 0 | 0
H | 0 | 0 | 0 | 0 | 0 | 0
LFG | 0 | 0 | 0 | 0 | 0 | 0
Nuc | 0 | 0 | 0 | 0 | 0 | 0
PS | 0 | 0 | 0 | 0 | 0 | 0
PV | 0 | 0 | 0 | 0 | 0 | 0
PeakG | 0 | 0 | 0 | 0 | 0 | 0
PeakO | 0 | 0 | 0 | 0 | 0 | 0
ST | 0 | 0 | 0 | 0 | 0 | 0
STOG | 0 | 0 | 0 | 0 | 0 | 0
STWD | 0 | 0 | 0 | 0 | 0 | 0
WT | 0 | 0 | 0 | 0 | 0 | 0
IGCC | 0 | 0 | 0 | 0 | 0 | 0
DemandResponse | 0 | 0 | 0 | 0 | 0 | 0
IGCC-CCS | 0 | 0 | 0 | 0 | 0 | 0
WT_off | 0 | 0 | 0 | 0 | 0 | 0
PseudoUnit | 0 | 0 | 0 | 0 | 0 | 0
FixedInterchange | 0.01 | 0.01 | 0.01 | 0.01 | 0.01 | 0.01
Total Fuel Consumption by Reporting Type: All
ReportingType | 2015 | 2020 | 2025 | 2030 | 2035 | 2040
BM | 28.59 | 68.78 | 115.53 | 138.02 | 158.87 | 166.71
CC | 8133.23 | 8283.16 | 8899.3 | 9721.05 | 11369.99 | 12266.91
CSP | 0 | 0 | 0 | 0 | 0 | 0
CT | 9.62 | 19.6 | 21.23 | 23.18 | 29.67 | 38.98
Coal | 17954.17 | 18334.96 | 18505.27 | 18947.01 | 20082.2 | 21772.72
Geo | 0.02 | 0.04 | 0.07 | 0.07 | 0.07 | 0.07
H | 0 | 0 | 0 | 0 | 0 | 0
LFG | 20.69 | 230.83 | 468.63 | 546.48 | 546.54 | 546.54
Nuc | 9611.91 | 9929.34 | 9929.34 | 9808.23 | 7627.8 | 6006.6
PS | 0 | 0 | 0 | 0 | 0 | 0
PV | 0 | 0.01 | 0.01 | 0.01 | 0.01 | 0.01
PeakG | 37.34 | 49.01 | 85.19 | 84.95 | 89.7 | 70.8
PeakO | 0 | 0 | 0 | 0 | 0 | 0
ST | 0 | 0.01 | 0.01 | 0.01 | 0.01 | 0.01
STOG | 151.75 | 184.12 | 217.5 | 211.65 | 206.86 | 193.3
STWD | 126.47 | 108.04 | 42.75 | 96.34 | 103.96 | 105.47
WT | 0.18 | 0.25 | 0.27 | 0.29 | 0.32 | 0.36
IGCC | 40.45 | 40.45 | 40.45 | 40.45 | 40.45 | 40.45
DemandResponse | 0 | 0 | 0 | 0 | 0 | 0
IGCC-CCS | 0 | 0 | 0 | 0 | 0 | 0
WT_off | 0 | 0 | 0.01 | 0.01 | 0 | 0
PseudoUnit | 0 | 0 | 0 | 0 | 0 | 0
FixedInterchange | 0.04 | 0.04 | 0.04 | 0.04 | 0.04 | 0.04
Total Fuel Consumption by Reporting Type: EI_US
ReportingType | 2015 | 2020 | 2025 | 2030 | 2035 | 2040
BM | 28.01 | 65.03 | 115.45 | 134.16 | 153.97 | 161.78
CC | 4924.69 | 5173.36 | 5662.83 | 6081.26 | 7261.44 | 8071.16
CSP | 0 | 0 | 0 | 0 | 0 | 0
CT | 9.62 | 19.55 | 20.12 | 21.49 | 29.16 | 36.97
Coal | 14171.98 | 14225.97 | 14267.86 | 14689.97 | 15717.33 | 16779.88
Geo | 0 | 0 | 0 | 0 | 0 | 0
H | 0 | 0 | 0 | 0 | 0 | 0
LFG | 15.24 | 93.6 | 306.63 | 346.39 | 346.39 | 346.39
Nuc | 7357.09 | 7674.53 | 7674.53 | 7553.42 | 5457.23 | 3961.98
PS | 0 | 0 | 0 | 0 | 0 | 0
PV | 0 | 0 | 0.01 | 0.01 | 0.01 | 0.01
PeakG | 37.22 | 48.45 | 80.9 | 77.61 | 81.13 | 69.08
PeakO | 0 | 0 | 0 | 0 | 0 | 0
ST | 0 | 0 | 0 | 0 | 0 | 0
STOG | 106.65 | 126.22 | 138.8 | 135.5 | 134.69 | 126.69
STWD | 77.67 | 59.23 | 42.28 | 64.75 | 72.18 | 73.66
WT | 0.11 | 0.14 | 0.16 | 0.18 | 0.22 | 0.25
IGCC | 40.45 | 40.45 | 40.45 | 40.45 | 40.45 | 40.45
DemandResponse | 0 | 0 | 0 | 0 | 0 | 0
IGCC-CCS | 0 | 0 | 0 | 0 | 0 | 0
WT_off | 0 | 0 | 0.01 | 0.01 | 0 | 0
PseudoUnit | 0 | 0 | 0 | 0 | 0 | 0
FixedInterchange | 0.03 | 0.03 | 0.03 | 0.03 | 0.03 | 0.03
Total Fuel Consumption by Reporting Type: EI_Canada
ReportingType | 2015 | 2020 | 2025 | 2030 | 2035 | 2040
BM | 0 | 0 | 0 | 0 | 0.04 | 0.04
CC | 74.27 | 94.54 | 106.56 | 125.3 | 207.88 | 323.35
CSP | 0 | 0 | 0 | 0 | 0 | 0
CT | 0 | 0 | 0.04 | 0.04 | 0.43 | 1.93
Coal | 1.21 | 2.34 | 5.88 | 20.92 | 37.81 | 43.95
Geo | 0 | 0 | 0 | 0 | 0 | 0
H | 0 | 0 | 0 | 0 | 0 | 0
LFG | 1.56 | 1.56 | 1.56 | 1.56 | 1.61 | 1.61
Nuc | 1064.72 | 1064.72 | 1064.72 | 1064.72 | 980.48 | 854.53
PS | 0 | 0 | 0 | 0 | 0 | 0
PV | 0 | 0 | 0 | 0 | 0 | 0
PeakG | 0 | 0 | 0.06 | 0.05 | 0.1 | 0.17
PeakO | 0 | 0 | 0 | 0 | 0 | 0
ST | 0 | 0 | 0 | 0 | 0 | 0
STOG | 0 | 0 | 0 | 0 | 0 | 0
STWD | 0 | 0 | 0 | 0 | 0 | 0
WT | 0.01 | 0.01 | 0.01 | 0.01 | 0 | 0
IGCC | 0 | 0 | 0 | 0 | 0 | 0
DemandResponse | 0 | 0 | 0 | 0 | 0 | 0
IGCC-CCS | 0 | 0 | 0 | 0 | 0 | 0
WT_off | 0 | 0 | 0 | 0 | 0 | 0
PseudoUnit | 0 | 0 | 0 | 0 | 0 | 0
FixedInterchange | 0 | 0 | 0 | 0 | 0 | 0
Total Fuel Consumption by Reporting Type: EI
ReportingType | 2015 | 2020 | 2025 | 2030 | 2035 | 2040
BM | 28.01 | 65.03 | 115.45 | 134.16 | 154.01 | 161.82
CC | 4998.97 | 5267.9 | 5769.38 | 6206.57 | 7469.32 | 8394.51
CSP | 0 | 0 | 0 | 0 | 0 | 0
CT | 9.62 | 19.55 | 20.15 | 21.53 | 29.58 | 38.89
Coal | 14173.19 | 14228.31 | 14273.74 | 14710.89 | 15755.14 | 16823.83
Geo | 0 | 0 | 0 | 0 | 0 | 0
H | 0 | 0 | 0 | 0 | 0 | 0
LFG | 16.8 | 95.16 | 308.2 | 347.95 | 348.01 | 348.01
Nuc | 8421.82 | 8739.25 | 8739.25 | 8618.15 | 6437.71 | 4816.51
PS | 0 | 0 | 0 | 0 | 0 | 0
PV | 0 | 0 | 0.01 | 0.01 | 0.01 | 0.01
PeakG | 37.22 | 48.45 | 80.95 | 77.66 | 81.23 | 69.25
PeakO | 0 | 0 | 0 | 0 | 0 | 0
ST | 0 | 0 | 0 | 0 | 0 | 0
STOG | 106.65 | 126.22 | 138.8 | 135.5 | 134.69 | 126.69
STWD | 77.67 | 59.23 | 42.28 | 64.75 | 72.18 | 73.66
WT | 0.12 | 0.15 | 0.17 | 0.19 | 0.22 | 0.26
IGCC | 40.45 | 40.45 | 40.45 | 40.45 | 40.45 | 40.45
DemandResponse | 0 | 0 | 0 | 0 | 0 | 0
IGCC-CCS | 0 | 0 | 0 | 0 | 0 | 0
WT_off | 0 | 0 | 0.01 | 0.01 | 0 | 0
PseudoUnit | 0 | 0 | 0 | 0 | 0 | 0
FixedInterchange | 0.04 | 0.04 | 0.04 | 0.04 | 0.04 | 0.04
Total Fuel Consumption by Reporting Type: Outside_EI
ReportingType | 2015 | 2020 | 2025 | 2030 | 2035 | 2040
BM | 0.58 | 3.74 | 0.08 | 3.86 | 4.86 | 4.89
CC | 3134.26 | 3015.26 | 3129.91 | 3514.48 | 3900.67 | 3872.4
CSP | 0 | 0 | 0 | 0 | 0 | 0
CT | 0 | 0.06 | 1.08 | 1.65 | 0.09 | 0.09
Coal | 3780.98 | 4106.65 | 4231.53 | 4236.12 | 4327.06 | 4948.89
Geo | 0.02 | 0.04 | 0.07 | 0.07 | 0.07 | 0.07
H | 0 | 0 | 0 | 0 | 0 | 0
LFG | 3.89 | 135.67 | 160.44 | 198.53 | 198.53 | 198.53
Nuc | 1190.09 | 1190.09 | 1190.09 | 1190.09 | 1190.09 | 1190.09
PS | 0 | 0 | 0 | 0 | 0 | 0
PV | 0 | 0 | 0 | 0 | 0 | 0
PeakG | 0.12 | 0.56 | 4.24 | 7.29 | 8.48 | 1.55
PeakO | 0 | 0 | 0 | 0 | 0 | 0
ST | 0 | 0.01 | 0.01 | 0.01 | 0.01 | 0.01
STOG | 45.1 | 57.9 | 78.7 | 76.16 | 72.17 | 66.61
STWD | 48.8 | 48.81 | 0.47 | 31.59 | 31.78 | 31.82
WT | 0.06 | 0.1 | 0.1 | 0.1 | 0.1 | 0.11
IGCC | 0 | 0 | 0 | 0 | 0 | 0
DemandResponse | 0 | 0 | 0 | 0 | 0 | 0
IGCC-CCS | 0 | 0 | 0 | 0 | 0 | 0
WT_off | 0 | 0 | 0 | 0 | 0 | 0
PseudoUnit | 0 | 0 | 0 | 0 | 0 | 0
FixedInterchange | 0 | 0 | 0 | 0 | 0 | 0
#5 | Annual Emmission Levels
SO2 Emissions (MMshortTons): Entergy
ReportingType | 2015 | 2020 | 2025 | 2030 | 2035 | 2040
BM | 0 | 0 | 0 | 0 | 0 | 0
CC | 0 | 0 | 0 | 0 | 0 | 0
CSP | 0 | 0 | 0 | 0 | 0 | 0
CT | 0 | 0 | 0 | 0 | 0 | 0
Coal | 0.21 | 0.21 | 0.15 | 0.17 | 0.24 | 0.24
Geo | 0 | 0 | 0 | 0 | 0 | 0
H | 0 | 0 | 0 | 0 | 0 | 0
LFG | 0 | 0 | 0 | 0 | 0 | 0
Nuc | 0 | 0 | 0 | 0 | 0 | 0
PS | 0 | 0 | 0 | 0 | 0 | 0
PV | 0 | 0 | 0 | 0 | 0 | 0
PeakG | 0 | 0 | 0 | 0 | 0 | 0
PeakO | 0 | 0 | 0 | 0 | 0 | 0
ST | 0 | 0 | 0 | 0 | 0 | 0
STOG | 0 | 0 | 0 | 0 | 0 | 0
STWD | 0 | 0 | 0 | 0 | 0 | 0
WT | 0 | 0 | 0 | 0 | 0 | 0
IGCC | 0 | 0 | 0 | 0 | 0 | 0
DemandResponse | 0 | 0 | 0 | 0 | 0 | 0
IGCC-CCS | 0 | 0 | 0 | 0 | 0 | 0
WT_off | 0 | 0 | 0 | 0 | 0 | 0
PseudoUnit | 0 | 0 | 0 | 0 | 0 | 0
FixedInterchange | 0 | 0 | 0 | 0 | 0 | 0
SO2 Emissions (MMshortTons): FRCC
ReportingType | 2015 | 2020 | 2025 | 2030 | 2035 | 2040
BM | 0 | 0 | 0 | 0 | 0 | 0
CC | 0 | 0 | 0 | 0 | 0 | 0
CSP | 0 | 0 | 0 | 0 | 0 | 0
CT | 0 | 0 | 0 | 0 | 0 | 0
Coal | 0.07 | 0.03 | 0.03 | 0.03 | 0.04 | 0.04
Geo | 0 | 0 | 0 | 0 | 0 | 0
H | 0 | 0 | 0 | 0 | 0 | 0
LFG | 0 | 0 | 0 | 0 | 0 | 0
Nuc | 0 | 0 | 0 | 0 | 0 | 0
PS | 0 | 0 | 0 | 0 | 0 | 0
PV | 0 | 0 | 0 | 0 | 0 | 0
PeakG | 0 | 0 | 0 | 0 | 0 | 0
PeakO | 0 | 0 | 0 | 0 | 0 | 0
ST | 0 | 0 | 0 | 0 | 0 | 0
STOG | 0 | 0 | 0 | 0 | 0 | 0
STWD | 0 | 0 | 0 | 0 | 0 | 0
WT | 0 | 0 | 0 | 0 | 0 | 0
IGCC | 0 | 0 | 0 | 0 | 0 | 0
DemandResponse | 0 | 0 | 0 | 0 | 0 | 0
IGCC-CCS | 0 | 0 | 0 | 0 | 0 | 0
WT_off | 0 | 0 | 0 | 0 | 0 | 0
PseudoUnit | 0 | 0 | 0 | 0 | 0 | 0
FixedInterchange | 0 | 0 | 0 | 0 | 0 | 0
SO2 Emissions (MMshortTons): MAPP_US
ReportingType | 2015 | 2020 | 2025 | 2030 | 2035 | 2040
BM | 0 | 0 | 0 | 0 | 0 | 0
CC | 0 | 0 | 0 | 0 | 0 | 0
CSP | 0 | 0 | 0 | 0 | 0 | 0
CT | 0 | 0 | 0 | 0 | 0 | 0
Coal | 0.04 | 0.04 | 0.02 | 0.02 | 0.02 | 0.02
Geo | 0 | 0 | 0 | 0 | 0 | 0
H | 0 | 0 | 0 | 0 | 0 | 0
LFG | 0 | 0 | 0 | 0 | 0 | 0
Nuc | 0 | 0 | 0 | 0 | 0 | 0
PS | 0 | 0 | 0 | 0 | 0 | 0
PV | 0 | 0 | 0 | 0 | 0 | 0
PeakG | 0 | 0 | 0 | 0 | 0 | 0
PeakO | 0 | 0 | 0 | 0 | 0 | 0
ST | 0 | 0 | 0 | 0 | 0 | 0
STOG | 0 | 0 | 0 | 0 | 0 | 0
STWD | 0 | 0 | 0 | 0 | 0 | 0
WT | 0 | 0 | 0 | 0 | 0 | 0
IGCC | 0 | 0 | 0 | 0 | 0 | 0
DemandResponse | 0 | 0 | 0 | 0 | 0 | 0
IGCC-CCS | 0 | 0 | 0 | 0 | 0 | 0
WT_off | 0 | 0 | 0 | 0 | 0 | 0
PseudoUnit | 0 | 0 | 0 | 0 | 0 | 0
FixedInterchange | 0 | 0 | 0 | 0 | 0 | 0
SO2 Emissions (MMshortTons): MISO_IN
ReportingType | 2015 | 2020 | 2025 | 2030 | 2035 | 2040
BM | 0 | 0 | 0 | 0 | 0 | 0
CC | 0 | 0 | 0 | 0 | 0 | 0
CSP | 0 | 0 | 0 | 0 | 0 | 0
CT | 0 | 0 | 0 | 0 | 0 | 0
Coal | 0.26 | 0.25 | 0.15 | 0.15 | 0.16 | 0.17
Geo | 0 | 0 | 0 | 0 | 0 | 0
H | 0 | 0 | 0 | 0 | 0 | 0
LFG | 0 | 0 | 0 | 0 | 0 | 0
Nuc | 0 | 0 | 0 | 0 | 0 | 0
PS | 0 | 0 | 0 | 0 | 0 | 0
PV | 0 | 0 | 0 | 0 | 0 | 0
PeakG | 0 | 0 | 0 | 0 | 0 | 0
PeakO | 0 | 0 | 0 | 0 | 0 | 0
ST | 0 | 0 | 0 | 0 | 0 | 0
STOG | 0 | 0 | 0 | 0 | 0 | 0
STWD | 0 | 0 | 0 | 0 | 0 | 0
WT | 0 | 0 | 0 | 0 | 0 | 0
IGCC | 0 | 0 | 0 | 0 | 0 | 0
DemandResponse | 0 | 0 | 0 | 0 | 0 | 0
IGCC-CCS | 0 | 0 | 0 | 0 | 0 | 0
WT_off | 0 | 0 | 0 | 0 | 0 | 0
PseudoUnit | 0 | 0 | 0 | 0 | 0 | 0
FixedInterchange | 0 | 0 | 0 | 0 | 0 | 0
SO2 Emissions (MMshortTons): MISO_MI
ReportingType | 2015 | 2020 | 2025 | 2030 | 2035 | 2040
BM | 0 | 0 | 0 | 0 | 0 | 0
CC | 0 | 0 | 0 | 0 | 0 | 0
CSP | 0 | 0 | 0 | 0 | 0 | 0
CT | 0 | 0 | 0 | 0 | 0 | 0
Coal | 0.24 | 0.25 | 0.03 | 0.03 | 0.06 | 0.06
Geo | 0 | 0 | 0 | 0 | 0 | 0
H | 0 | 0 | 0 | 0 | 0 | 0
LFG | 0 | 0 | 0 | 0 | 0 | 0
Nuc | 0 | 0 | 0 | 0 | 0 | 0
PS | 0 | 0 | 0 | 0 | 0 | 0
PV | 0 | 0 | 0 | 0 | 0 | 0
PeakG | 0 | 0 | 0 | 0 | 0 | 0
PeakO | 0 | 0 | 0 | 0 | 0 | 0
ST | 0 | 0 | 0 | 0 | 0 | 0
STOG | 0 | 0 | 0 | 0 | 0 | 0
STWD | 0 | 0 | 0 | 0 | 0 | 0
WT | 0 | 0 | 0 | 0 | 0 | 0
IGCC | 0 | 0 | 0 | 0 | 0 | 0
DemandResponse | 0 | 0 | 0 | 0 | 0 | 0
IGCC-CCS | 0 | 0 | 0 | 0 | 0 | 0
WT_off | 0 | 0 | 0 | 0 | 0 | 0
PseudoUnit | 0 | 0 | 0 | 0 | 0 | 0
FixedInterchange | 0 | 0 | 0 | 0 | 0 | 0
SO2 Emissions (MMshortTons): MISO_MO-IL
ReportingType | 2015 | 2020 | 2025 | 2030 | 2035 | 2040
BM | 0 | 0 | 0 | 0 | 0 | 0
CC | 0 | 0 | 0 | 0 | 0 | 0
CSP | 0 | 0 | 0 | 0 | 0 | 0
CT | 0 | 0 | 0 | 0 | 0 | 0
Coal | 0.46 | 0.35 | 0.21 | 0.26 | 0.29 | 0.29
Geo | 0 | 0 | 0 | 0 | 0 | 0
H | 0 | 0 | 0 | 0 | 0 | 0
LFG | 0 | 0 | 0 | 0 | 0 | 0
Nuc | 0 | 0 | 0 | 0 | 0 | 0
PS | 0 | 0 | 0 | 0 | 0 | 0
PV | 0 | 0 | 0 | 0 | 0 | 0
PeakG | 0 | 0 | 0 | 0 | 0 | 0
PeakO | 0 | 0 | 0 | 0 | 0 | 0
ST | 0 | 0 | 0 | 0 | 0 | 0
STOG | 0 | 0 | 0 | 0 | 0 | 0
STWD | 0 | 0 | 0 | 0 | 0 | 0
WT | 0 | 0 | 0 | 0 | 0 | 0
IGCC | 0 | 0 | 0 | 0 | 0 | 0
DemandResponse | 0 | 0 | 0 | 0 | 0 | 0
IGCC-CCS | 0 | 0 | 0 | 0 | 0 | 0
WT_off | 0 | 0 | 0 | 0 | 0 | 0
PseudoUnit | 0 | 0 | 0 | 0 | 0 | 0
FixedInterchange | 0 | 0 | 0 | 0 | 0 | 0
SO2 Emissions (MMshortTons): MISO_W
ReportingType | 2015 | 2020 | 2025 | 2030 | 2035 | 2040
BM | 0 | 0 | 0 | 0 | 0 | 0
CC | 0 | 0 | 0 | 0 | 0 | 0
CSP | 0 | 0 | 0 | 0 | 0 | 0
CT | 0 | 0 | 0 | 0 | 0 | 0
Coal | 0.21 | 0.21 | 0.06 | 0.06 | 0.06 | 0.06
Geo | 0 | 0 | 0 | 0 | 0 | 0
H | 0 | 0 | 0 | 0 | 0 | 0
LFG | 0 | 0 | 0 | 0 | 0 | 0
Nuc | 0 | 0 | 0 | 0 | 0 | 0
PS | 0 | 0 | 0 | 0 | 0 | 0
PV | 0 | 0 | 0 | 0 | 0 | 0
PeakG | 0 | 0 | 0 | 0 | 0 | 0
PeakO | 0 | 0 | 0 | 0 | 0 | 0
ST | 0 | 0 | 0 | 0 | 0 | 0
STOG | 0 | 0 | 0 | 0 | 0 | 0
STWD | 0 | 0 | 0 | 0 | 0 | 0
WT | 0 | 0 | 0 | 0 | 0 | 0
IGCC | 0 | 0 | 0 | 0 | 0 | 0
DemandResponse | 0 | 0 | 0 | 0 | 0 | 0
IGCC-CCS | 0 | 0 | 0 | 0 | 0 | 0
WT_off | 0 | 0 | 0 | 0 | 0 | 0
PseudoUnit | 0 | 0 | 0 | 0 | 0 | 0
FixedInterchange | 0 | 0 | 0 | 0 | 0 | 0
SO2 Emissions (MMshortTons): MISO_WUMS
ReportingType | 2015 | 2020 | 2025 | 2030 | 2035 | 2040
BM | 0 | 0 | 0 | 0 | 0 | 0
CC | 0 | 0 | 0 | 0 | 0 | 0
CSP | 0 | 0 | 0 | 0 | 0 | 0
CT | 0 | 0 | 0 | 0 | 0 | 0
Coal | 0.06 | 0.07 | 0.01 | 0.02 | 0.02 | 0.02
Geo | 0 | 0 | 0 | 0 | 0 | 0
H | 0 | 0 | 0 | 0 | 0 | 0
LFG | 0 | 0 | 0 | 0 | 0 | 0
Nuc | 0 | 0 | 0 | 0 | 0 | 0
PS | 0 | 0 | 0 | 0 | 0 | 0
PV | 0 | 0 | 0 | 0 | 0 | 0
PeakG | 0 | 0 | 0 | 0 | 0 | 0
PeakO | 0 | 0 | 0 | 0 | 0 | 0
ST | 0 | 0 | 0 | 0 | 0 | 0
STOG | 0 | 0 | 0 | 0 | 0 | 0
STWD | 0 | 0 | 0 | 0 | 0 | 0
WT | 0 | 0 | 0 | 0 | 0 | 0
IGCC | 0 | 0 | 0 | 0 | 0 | 0
DemandResponse | 0 | 0 | 0 | 0 | 0 | 0
IGCC-CCS | 0 | 0 | 0 | 0 | 0 | 0
WT_off | 0 | 0 | 0 | 0 | 0 | 0
PseudoUnit | 0 | 0 | 0 | 0 | 0 | 0
FixedInterchange | 0 | 0 | 0 | 0 | 0 | 0
SO2 Emissions (MMshortTons): Nebraska
ReportingType | 2015 | 2020 | 2025 | 2030 | 2035 | 2040
BM | 0 | 0 | 0 | 0 | 0 | 0
CC | 0 | 0 | 0 | 0 | 0 | 0
CSP | 0 | 0 | 0 | 0 | 0 | 0
CT | 0 | 0 | 0 | 0 | 0 | 0
Coal | 0.1 | 0.1 | 0.02 | 0.02 | 0.02 | 0.02
Geo | 0 | 0 | 0 | 0 | 0 | 0
H | 0 | 0 | 0 | 0 | 0 | 0
LFG | 0 | 0 | 0 | 0 | 0 | 0
Nuc | 0 | 0 | 0 | 0 | 0 | 0
PS | 0 | 0 | 0 | 0 | 0 | 0
PV | 0 | 0 | 0 | 0 | 0 | 0
PeakG | 0 | 0 | 0 | 0 | 0 | 0
PeakO | 0 | 0 | 0 | 0 | 0 | 0
ST | 0 | 0 | 0 | 0 | 0 | 0
STOG | 0 | 0 | 0 | 0 | 0 | 0
STWD | 0 | 0 | 0 | 0 | 0 | 0
WT | 0 | 0 | 0 | 0 | 0 | 0
IGCC | 0 | 0 | 0 | 0 | 0 | 0
DemandResponse | 0 | 0 | 0 | 0 | 0 | 0
IGCC-CCS | 0 | 0 | 0 | 0 | 0 | 0
WT_off | 0 | 0 | 0 | 0 | 0 | 0
PseudoUnit | 0 | 0 | 0 | 0 | 0 | 0
FixedInterchange | 0 | 0 | 0 | 0 | 0 | 0
SO2 Emissions (MMshortTons): NEISO
ReportingType | 2015 | 2020 | 2025 | 2030 | 2035 | 2040
BM | 0 | 0 | 0 | 0 | 0 | 0
CC | 0 | 0 | 0 | 0 | 0 | 0
CSP | 0 | 0 | 0 | 0 | 0 | 0
CT | 0 | 0 | 0 | 0 | 0 | 0
Coal | 0 | 0 | 0 | 0 | 0 | 0
Geo | 0 | 0 | 0 | 0 | 0 | 0
H | 0 | 0 | 0 | 0 | 0 | 0
LFG | 0 | 0 | 0 | 0 | 0 | 0
Nuc | 0 | 0 | 0 | 0 | 0 | 0
PS | 0 | 0 | 0 | 0 | 0 | 0
PV | 0 | 0 | 0 | 0 | 0 | 0
PeakG | 0 | 0 | 0 | 0 | 0 | 0
PeakO | 0 | 0 | 0 | 0 | 0 | 0
ST | 0 | 0 | 0 | 0 | 0 | 0
STOG | 0 | 0 | 0 | 0 | 0 | 0
STWD | 0 | 0 | 0 | 0 | 0 | 0
WT | 0 | 0 | 0 | 0 | 0 | 0
IGCC | 0 | 0 | 0 | 0 | 0 | 0
DemandResponse | 0 | 0 | 0 | 0 | 0 | 0
IGCC-CCS | 0 | 0 | 0 | 0 | 0 | 0
WT_off | 0 | 0 | 0 | 0 | 0 | 0
PseudoUnit | 0 | 0 | 0 | 0 | 0 | 0
FixedInterchange | 0 | 0 | 0 | 0 | 0 | 0
SO2 Emissions (MMshortTons): NonRTO_Midwest
ReportingType | 2015 | 2020 | 2025 | 2030 | 2035 | 2040
BM | 0 | 0 | 0 | 0 | 0 | 0
CC | 0 | 0 | 0 | 0 | 0 | 0
CSP | 0 | 0 | 0 | 0 | 0 | 0
CT | 0 | 0 | 0 | 0 | 0 | 0
Coal | 0.15 | 0.14 | 0.1 | 0.11 | 0.12 | 0.13
Geo | 0 | 0 | 0 | 0 | 0 | 0
H | 0 | 0 | 0 | 0 | 0 | 0
LFG | 0 | 0 | 0 | 0 | 0 | 0
Nuc | 0 | 0 | 0 | 0 | 0 | 0
PS | 0 | 0 | 0 | 0 | 0 | 0
PV | 0 | 0 | 0 | 0 | 0 | 0
PeakG | 0 | 0 | 0 | 0 | 0 | 0
PeakO | 0 | 0 | 0 | 0 | 0 | 0
ST | 0 | 0 | 0 | 0 | 0 | 0
STOG | 0 | 0 | 0 | 0 | 0 | 0
STWD | 0 | 0 | 0 | 0 | 0 | 0
WT | 0 | 0 | 0 | 0 | 0 | 0
IGCC | 0 | 0 | 0 | 0 | 0 | 0
DemandResponse | 0 | 0 | 0 | 0 | 0 | 0
IGCC-CCS | 0 | 0 | 0 | 0 | 0 | 0
WT_off | 0 | 0 | 0 | 0 | 0 | 0
PseudoUnit | 0 | 0 | 0 | 0 | 0 | 0
FixedInterchange | 0 | 0 | 0 | 0 | 0 | 0
SO2 Emissions (MMshortTons): NYISO_A-F
ReportingType | 2015 | 2020 | 2025 | 2030 | 2035 | 2040
BM | 0 | 0 | 0 | 0 | 0 | 0
CC | 0 | 0 | 0 | 0 | 0 | 0
CSP | 0 | 0 | 0 | 0 | 0 | 0
CT | 0 | 0 | 0 | 0 | 0 | 0
Coal | 0 | 0 | 0 | 0 | 0 | 0
Geo | 0 | 0 | 0 | 0 | 0 | 0
H | 0 | 0 | 0 | 0 | 0 | 0
LFG | 0 | 0 | 0 | 0 | 0 | 0
Nuc | 0 | 0 | 0 | 0 | 0 | 0
PS | 0 | 0 | 0 | 0 | 0 | 0
PV | 0 | 0 | 0 | 0 | 0 | 0
PeakG | 0 | 0 | 0 | 0 | 0 | 0
PeakO | 0 | 0 | 0 | 0 | 0 | 0
ST | 0 | 0 | 0 | 0 | 0 | 0
STOG | 0 | 0 | 0 | 0 | 0 | 0
STWD | 0 | 0 | 0 | 0 | 0 | 0
WT | 0 | 0 | 0 | 0 | 0 | 0
IGCC | 0 | 0 | 0 | 0 | 0 | 0
DemandResponse | 0 | 0 | 0 | 0 | 0 | 0
IGCC-CCS | 0 | 0 | 0 | 0 | 0 | 0
WT_off | 0 | 0 | 0 | 0 | 0 | 0
PseudoUnit | 0 | 0 | 0 | 0 | 0 | 0
FixedInterchange | 0 | 0 | 0 | 0 | 0 | 0
SO2 Emissions (MMshortTons): NYISO_G-I
ReportingType | 2015 | 2020 | 2025 | 2030 | 2035 | 2040
BM | 0 | 0 | 0 | 0 | 0 | 0
CC | 0 | 0 | 0 | 0 | 0 | 0
CSP | 0 | 0 | 0 | 0 | 0 | 0
CT | 0 | 0 | 0 | 0 | 0 | 0
Coal | 0 | 0 | 0 | 0 | 0 | 0
Geo | 0 | 0 | 0 | 0 | 0 | 0
H | 0 | 0 | 0 | 0 | 0 | 0
LFG | 0 | 0 | 0 | 0 | 0 | 0
Nuc | 0 | 0 | 0 | 0 | 0 | 0
PS | 0 | 0 | 0 | 0 | 0 | 0
PV | 0 | 0 | 0 | 0 | 0 | 0
PeakG | 0 | 0 | 0 | 0 | 0 | 0
PeakO | 0 | 0 | 0 | 0 | 0 | 0
ST | 0 | 0 | 0 | 0 | 0 | 0
STOG | 0 | 0 | 0 | 0 | 0 | 0
STWD | 0 | 0 | 0 | 0 | 0 | 0
WT | 0 | 0 | 0 | 0 | 0 | 0
IGCC | 0 | 0 | 0 | 0 | 0 | 0
DemandResponse | 0 | 0 | 0 | 0 | 0 | 0
IGCC-CCS | 0 | 0 | 0 | 0 | 0 | 0
WT_off | 0 | 0 | 0 | 0 | 0 | 0
PseudoUnit | 0 | 0 | 0 | 0 | 0 | 0
FixedInterchange | 0 | 0 | 0 | 0 | 0 | 0
SO2 Emissions (MMshortTons): NYISO_J-K
ReportingType | 2015 | 2020 | 2025 | 2030 | 2035 | 2040
BM | 0 | 0 | 0 | 0 | 0 | 0
CC | 0 | 0 | 0 | 0 | 0 | 0
CSP | 0 | 0 | 0 | 0 | 0 | 0
CT | 0 | 0 | 0 | 0 | 0 | 0
Coal | 0 | 0 | 0 | 0 | 0 | 0
Geo | 0 | 0 | 0 | 0 | 0 | 0
H | 0 | 0 | 0 | 0 | 0 | 0
LFG | 0 | 0 | 0 | 0 | 0 | 0
Nuc | 0 | 0 | 0 | 0 | 0 | 0
PS | 0 | 0 | 0 | 0 | 0 | 0
PV | 0 | 0 | 0 | 0 | 0 | 0
PeakG | 0 | 0 | 0 | 0 | 0 | 0
PeakO | 0 | 0 | 0 | 0 | 0 | 0
ST | 0 | 0 | 0 | 0 | 0 | 0
STOG | 0 | 0 | 0 | 0 | 0 | 0
STWD | 0 | 0 | 0 | 0 | 0 | 0
WT | 0 | 0 | 0 | 0 | 0 | 0
IGCC | 0 | 0 | 0 | 0 | 0 | 0
DemandResponse | 0 | 0 | 0 | 0 | 0 | 0
IGCC-CCS | 0 | 0 | 0 | 0 | 0 | 0
WT_off | 0 | 0 | 0 | 0 | 0 | 0
PseudoUnit | 0 | 0 | 0 | 0 | 0 | 0
FixedInterchange | 0 | 0 | 0 | 0 | 0 | 0
SO2 Emissions (MMshortTons): PJM_E
ReportingType | 2015 | 2020 | 2025 | 2030 | 2035 | 2040
BM | 0 | 0 | 0 | 0 | 0 | 0
CC | 0 | 0 | 0 | 0 | 0 | 0
CSP | 0 | 0 | 0 | 0 | 0 | 0
CT | 0 | 0 | 0 | 0 | 0 | 0
Coal | 0 | 0 | 0 | 0 | 0 | 0
Geo | 0 | 0 | 0 | 0 | 0 | 0
H | 0 | 0 | 0 | 0 | 0 | 0
LFG | 0 | 0 | 0 | 0 | 0 | 0
Nuc | 0 | 0 | 0 | 0 | 0 | 0
PS | 0 | 0 | 0 | 0 | 0 | 0
PV | 0 | 0 | 0 | 0 | 0 | 0
PeakG | 0 | 0 | 0 | 0 | 0 | 0
PeakO | 0 | 0 | 0 | 0 | 0 | 0
ST | 0 | 0 | 0 | 0 | 0 | 0
STOG | 0 | 0 | 0 | 0 | 0 | 0
STWD | 0 | 0 | 0 | 0 | 0 | 0
WT | 0 | 0 | 0 | 0 | 0 | 0
IGCC | 0 | 0 | 0 | 0 | 0 | 0
DemandResponse | 0 | 0 | 0 | 0 | 0 | 0
IGCC-CCS | 0 | 0 | 0 | 0 | 0 | 0
WT_off | 0 | 0 | 0 | 0 | 0 | 0
PseudoUnit | 0 | 0 | 0 | 0 | 0 | 0
FixedInterchange | 0 | 0 | 0 | 0 | 0 | 0
SO2 Emissions (MMshortTons): PJM_ROM
ReportingType | 2015 | 2020 | 2025 | 2030 | 2035 | 2040
BM | 0 | 0 | 0 | 0 | 0 | 0
CC | 0 | 0 | 0 | 0 | 0 | 0
CSP | 0 | 0 | 0 | 0 | 0 | 0
CT | 0 | 0 | 0 | 0 | 0 | 0
Coal | 0.13 | 0.14 | 0.06 | 0.06 | 0.06 | 0.06
Geo | 0 | 0 | 0 | 0 | 0 | 0
H | 0 | 0 | 0 | 0 | 0 | 0
LFG | 0 | 0 | 0 | 0 | 0 | 0
Nuc | 0 | 0 | 0 | 0 | 0 | 0
PS | 0 | 0 | 0 | 0 | 0 | 0
PV | 0 | 0 | 0 | 0 | 0 | 0
PeakG | 0 | 0 | 0 | 0 | 0 | 0
PeakO | 0 | 0 | 0 | 0 | 0 | 0
ST | 0 | 0 | 0 | 0 | 0 | 0
STOG | 0 | 0 | 0 | 0 | 0 | 0
STWD | 0 | 0 | 0 | 0 | 0 | 0
WT | 0 | 0 | 0 | 0 | 0 | 0
IGCC | 0 | 0 | 0 | 0 | 0 | 0
DemandResponse | 0 | 0 | 0 | 0 | 0 | 0
IGCC-CCS | 0 | 0 | 0 | 0 | 0 | 0
WT_off | 0 | 0 | 0 | 0 | 0 | 0
PseudoUnit | 0 | 0 | 0 | 0 | 0 | 0
FixedInterchange | 0 | 0 | 0 | 0 | 0 | 0
SO2 Emissions (MMshortTons): PJM_ROR
ReportingType | 2015 | 2020 | 2025 | 2030 | 2035 | 2040
BM | 0 | 0 | 0 | 0 | 0 | 0
CC | 0 | 0 | 0 | 0 | 0 | 0
CSP | 0 | 0 | 0 | 0 | 0 | 0
CT | 0 | 0 | 0 | 0 | 0 | 0
Coal | 1.34 | 1.05 | 0.46 | 0.48 | 0.49 | 0.48
Geo | 0 | 0 | 0 | 0 | 0 | 0
H | 0 | 0 | 0 | 0 | 0 | 0
LFG | 0 | 0 | 0 | 0 | 0 | 0
Nuc | 0 | 0 | 0 | 0 | 0 | 0
PS | 0 | 0 | 0 | 0 | 0 | 0
PV | 0 | 0 | 0 | 0 | 0 | 0
PeakG | 0 | 0 | 0 | 0 | 0 | 0
PeakO | 0 | 0 | 0 | 0 | 0 | 0
ST | 0 | 0 | 0 | 0 | 0 | 0
STOG | 0 | 0 | 0 | 0 | 0 | 0
STWD | 0 | 0 | 0 | 0 | 0 | 0
WT | 0 | 0 | 0 | 0 | 0 | 0
IGCC | 0 | 0 | 0 | 0 | 0 | 0
DemandResponse | 0 | 0 | 0 | 0 | 0 | 0
IGCC-CCS | 0 | 0 | 0 | 0 | 0 | 0
WT_off | 0 | 0 | 0 | 0 | 0 | 0
PseudoUnit | 0 | 0 | 0 | 0 | 0 | 0
FixedInterchange | 0 | 0 | 0 | 0 | 0 | 0
SO2 Emissions (MMshortTons): SOCO
ReportingType | 2015 | 2020 | 2025 | 2030 | 2035 | 2040
BM | 0 | 0 | 0 | 0 | 0 | 0
CC | 0 | 0 | 0 | 0 | 0 | 0
CSP | 0 | 0 | 0 | 0 | 0 | 0
CT | 0 | 0 | 0 | 0 | 0 | 0
Coal | 0.36 | 0.22 | 0.24 | 0.23 | 0.13 | 0.16
Geo | 0 | 0 | 0 | 0 | 0 | 0
H | 0 | 0 | 0 | 0 | 0 | 0
LFG | 0 | 0 | 0 | 0 | 0 | 0
Nuc | 0 | 0 | 0 | 0 | 0 | 0
PS | 0 | 0 | 0 | 0 | 0 | 0
PV | 0 | 0 | 0 | 0 | 0 | 0
PeakG | 0 | 0 | 0 | 0 | 0 | 0
PeakO | 0 | 0 | 0 | 0 | 0 | 0
ST | 0 | 0 | 0 | 0 | 0 | 0
STOG | 0 | 0 | 0 | 0 | 0 | 0
STWD | 0 | 0 | 0 | 0 | 0 | 0
WT | 0 | 0 | 0 | 0 | 0 | 0
IGCC | 0 | 0 | 0 | 0 | 0 | 0
DemandResponse | 0 | 0 | 0 | 0 | 0 | 0
IGCC-CCS | 0 | 0 | 0 | 0 | 0 | 0
WT_off | 0 | 0 | 0 | 0 | 0 | 0
PseudoUnit | 0 | 0 | 0 | 0 | 0 | 0
FixedInterchange | 0 | 0 | 0 | 0 | 0 | 0
SO2 Emissions (MMshortTons): SPP_N
ReportingType | 2015 | 2020 | 2025 | 2030 | 2035 | 2040
BM | 0 | 0 | 0 | 0 | 0 | 0
CC | 0 | 0 | 0 | 0 | 0 | 0
CSP | 0 | 0 | 0 | 0 | 0 | 0
CT | 0 | 0 | 0 | 0 | 0 | 0
Coal | 0.08 | 0.08 | 0.04 | 0.04 | 0.04 | 0.04
Geo | 0 | 0 | 0 | 0 | 0 | 0
H | 0 | 0 | 0 | 0 | 0 | 0
LFG | 0 | 0 | 0 | 0 | 0 | 0
Nuc | 0 | 0 | 0 | 0 | 0 | 0
PS | 0 | 0 | 0 | 0 | 0 | 0
PV | 0 | 0 | 0 | 0 | 0 | 0
PeakG | 0 | 0 | 0 | 0 | 0 | 0
PeakO | 0 | 0 | 0 | 0 | 0 | 0
ST | 0 | 0 | 0 | 0 | 0 | 0
STOG | 0 | 0 | 0 | 0 | 0 | 0
STWD | 0 | 0 | 0 | 0 | 0 | 0
WT | 0 | 0 | 0 | 0 | 0 | 0
IGCC | 0 | 0 | 0 | 0 | 0 | 0
DemandResponse | 0 | 0 | 0 | 0 | 0 | 0
IGCC-CCS | 0 | 0 | 0 | 0 | 0 | 0
WT_off | 0 | 0 | 0 | 0 | 0 | 0
PseudoUnit | 0 | 0 | 0 | 0 | 0 | 0
FixedInterchange | 0 | 0 | 0 | 0 | 0 | 0
SO2 Emissions (MMshortTons): SPP_S
ReportingType | 2015 | 2020 | 2025 | 2030 | 2035 | 2040
BM | 0 | 0 | 0 | 0 | 0 | 0
CC | 0 | 0 | 0 | 0 | 0 | 0
CSP | 0 | 0 | 0 | 0 | 0 | 0
CT | 0 | 0 | 0 | 0 | 0 | 0
Coal | 0.32 | 0.32 | 0.14 | 0.16 | 0.16 | 0.16
Geo | 0 | 0 | 0 | 0 | 0 | 0
H | 0 | 0 | 0 | 0 | 0 | 0
LFG | 0 | 0 | 0 | 0 | 0 | 0
Nuc | 0 | 0 | 0 | 0 | 0 | 0
PS | 0 | 0 | 0 | 0 | 0 | 0
PV | 0 | 0 | 0 | 0 | 0 | 0
PeakG | 0 | 0 | 0 | 0 | 0 | 0
PeakO | 0 | 0 | 0 | 0 | 0 | 0
ST | 0 | 0 | 0 | 0 | 0 | 0
STOG | 0 | 0 | 0 | 0 | 0 | 0
STWD | 0 | 0 | 0 | 0 | 0 | 0
WT | 0 | 0 | 0 | 0 | 0 | 0
IGCC | 0 | 0 | 0 | 0 | 0 | 0
DemandResponse | 0 | 0 | 0 | 0 | 0 | 0
IGCC-CCS | 0 | 0 | 0 | 0 | 0 | 0
WT_off | 0 | 0 | 0 | 0 | 0 | 0
PseudoUnit | 0 | 0 | 0 | 0 | 0 | 0
FixedInterchange | 0 | 0 | 0 | 0 | 0 | 0
SO2 Emissions (MMshortTons): TVA
ReportingType | 2015 | 2020 | 2025 | 2030 | 2035 | 2040
BM | 0 | 0 | 0 | 0 | 0 | 0
CC | 0 | 0 | 0 | 0 | 0 | 0
CSP | 0 | 0 | 0 | 0 | 0 | 0
CT | 0 | 0 | 0 | 0 | 0 | 0
Coal | 0.24 | 0.24 | 0.32 | 0.33 | 0.34 | 0.36
Geo | 0 | 0 | 0 | 0 | 0 | 0
H | 0 | 0 | 0 | 0 | 0 | 0
LFG | 0 | 0 | 0 | 0 | 0 | 0
Nuc | 0 | 0 | 0 | 0 | 0 | 0
PS | 0 | 0 | 0 | 0 | 0 | 0
PV | 0 | 0 | 0 | 0 | 0 | 0
PeakG | 0 | 0 | 0 | 0 | 0 | 0
PeakO | 0 | 0 | 0 | 0 | 0 | 0
ST | 0 | 0 | 0 | 0 | 0 | 0
STOG | 0 | 0 | 0 | 0 | 0 | 0
STWD | 0 | 0 | 0 | 0 | 0 | 0
WT | 0 | 0 | 0 | 0 | 0 | 0
IGCC | 0 | 0 | 0 | 0 | 0 | 0
DemandResponse | 0 | 0 | 0 | 0 | 0 | 0
IGCC-CCS | 0 | 0 | 0 | 0 | 0 | 0
WT_off | 0 | 0 | 0 | 0 | 0 | 0
PseudoUnit | 0 | 0 | 0 | 0 | 0 | 0
FixedInterchange | 0 | 0 | 0 | 0 | 0 | 0
SO2 Emissions (MMshortTons): TVA_Transmission
ReportingType | 2015 | 2020 | 2025 | 2030 | 2035 | 2040
BM | 0 | 0 | 0 | 0 | 0 | 0
CC | 0 | 0 | 0 | 0 | 0 | 0
CSP | 0 | 0 | 0 | 0 | 0 | 0
CT | 0 | 0 | 0 | 0 | 0 | 0
Coal | 0 | 0 | 0 | 0 | 0 | 0
Geo | 0 | 0 | 0 | 0 | 0 | 0
H | 0 | 0 | 0 | 0 | 0 | 0
LFG | 0 | 0 | 0 | 0 | 0 | 0
Nuc | 0 | 0 | 0 | 0 | 0 | 0
PS | 0 | 0 | 0 | 0 | 0 | 0
PV | 0 | 0 | 0 | 0 | 0 | 0
PeakG | 0 | 0 | 0 | 0 | 0 | 0
PeakO | 0 | 0 | 0 | 0 | 0 | 0
ST | 0 | 0 | 0 | 0 | 0 | 0
STOG | 0 | 0 | 0 | 0 | 0 | 0
STWD | 0 | 0 | 0 | 0 | 0 | 0
WT | 0 | 0 | 0 | 0 | 0 | 0
IGCC | 0 | 0 | 0 | 0 | 0 | 0
DemandResponse | 0 | 0 | 0 | 0 | 0 | 0
IGCC-CCS | 0 | 0 | 0 | 0 | 0 | 0
WT_off | 0 | 0 | 0 | 0 | 0 | 0
PseudoUnit | 0 | 0 | 0 | 0 | 0 | 0
FixedInterchange | 0 | 0 | 0 | 0 | 0 | 0
SO2 Emissions (MMshortTons): VACAR
ReportingType | 2015 | 2020 | 2025 | 2030 | 2035 | 2040
BM | 0 | 0 | 0 | 0 | 0 | 0
CC | 0 | 0 | 0 | 0 | 0 | 0
CSP | 0 | 0 | 0 | 0 | 0 | 0
CT | 0 | 0 | 0 | 0 | 0 | 0
Coal | 0.14 | 0.1 | 0.07 | 0.08 | 0.09 | 0.09
Geo | 0 | 0 | 0 | 0 | 0 | 0
H | 0 | 0 | 0 | 0 | 0 | 0
LFG | 0 | 0 | 0 | 0 | 0 | 0
Nuc | 0 | 0 | 0 | 0 | 0 | 0
PS | 0 | 0 | 0 | 0 | 0 | 0
PV | 0 | 0 | 0 | 0 | 0 | 0
PeakG | 0 | 0 | 0 | 0 | 0 | 0
PeakO | 0 | 0 | 0 | 0 | 0 | 0
ST | 0 | 0 | 0 | 0 | 0 | 0
STOG | 0 | 0 | 0 | 0 | 0 | 0
STWD | 0 | 0 | 0 | 0 | 0 | 0
WT | 0 | 0 | 0 | 0 | 0 | 0
IGCC | 0 | 0 | 0 | 0 | 0 | 0
DemandResponse | 0 | 0 | 0 | 0 | 0 | 0
IGCC-CCS | 0 | 0 | 0 | 0 | 0 | 0
WT_off | 0 | 0 | 0 | 0 | 0 | 0
PseudoUnit | 0 | 0 | 0 | 0 | 0 | 0
FixedInterchange | 0 | 0 | 0 | 0 | 0 | 0
SO2 Emissions (MMshortTons): IESO
ReportingType | 2015 | 2020 | 2025 | 2030 | 2035 | 2040
BM | 0 | 0 | 0 | 0 | 0 | 0
CC | 0 | 0 | 0 | 0 | 0 | 0
CSP | 0 | 0 | 0 | 0 | 0 | 0
CT | 0 | 0 | 0 | 0 | 0 | 0
Coal | 0 | 0 | 0 | 0 | 0 | 0
Geo | 0 | 0 | 0 | 0 | 0 | 0
H | 0 | 0 | 0 | 0 | 0 | 0
LFG | 0 | 0 | 0 | 0 | 0 | 0
Nuc | 0 | 0 | 0 | 0 | 0 | 0
PS | 0 | 0 | 0 | 0 | 0 | 0
PV | 0 | 0 | 0 | 0 | 0 | 0
PeakG | 0 | 0 | 0 | 0 | 0 | 0
PeakO | 0 | 0 | 0 | 0 | 0 | 0
ST | 0 | 0 | 0 | 0 | 0 | 0
STOG | 0 | 0 | 0 | 0 | 0 | 0
STWD | 0 | 0 | 0 | 0 | 0 | 0
WT | 0 | 0 | 0 | 0 | 0 | 0
IGCC | 0 | 0 | 0 | 0 | 0 | 0
DemandResponse | 0 | 0 | 0 | 0 | 0 | 0
IGCC-CCS | 0 | 0 | 0 | 0 | 0 | 0
WT_off | 0 | 0 | 0 | 0 | 0 | 0
PseudoUnit | 0 | 0 | 0 | 0 | 0 | 0
FixedInterchange | 0 | 0 | 0 | 0 | 0 | 0
SO2 Emissions (MMshortTons): MAPP_CA
ReportingType | 2015 | 2020 | 2025 | 2030 | 2035 | 2040
BM | 0 | 0 | 0 | 0 | 0 | 0
CC | 0 | 0 | 0 | 0 | 0 | 0
CSP | 0 | 0 | 0 | 0 | 0 | 0
CT | 0 | 0 | 0 | 0 | 0 | 0
Coal | 0 | 0 | 0.01 | 0.04 | 0.08 | 0.09
Geo | 0 | 0 | 0 | 0 | 0 | 0
H | 0 | 0 | 0 | 0 | 0 | 0
LFG | 0 | 0 | 0 | 0 | 0 | 0
Nuc | 0 | 0 | 0 | 0 | 0 | 0
PS | 0 | 0 | 0 | 0 | 0 | 0
PV | 0 | 0 | 0 | 0 | 0 | 0
PeakG | 0 | 0 | 0 | 0 | 0 | 0
PeakO | 0 | 0 | 0 | 0 | 0 | 0
ST | 0 | 0 | 0 | 0 | 0 | 0
STOG | 0 | 0 | 0 | 0 | 0 | 0
STWD | 0 | 0 | 0 | 0 | 0 | 0
WT | 0 | 0 | 0 | 0 | 0 | 0
IGCC | 0 | 0 | 0 | 0 | 0 | 0
DemandResponse | 0 | 0 | 0 | 0 | 0 | 0
IGCC-CCS | 0 | 0 | 0 | 0 | 0 | 0
WT_off | 0 | 0 | 0 | 0 | 0 | 0
PseudoUnit | 0 | 0 | 0 | 0 | 0 | 0
FixedInterchange | 0 | 0 | 0 | 0 | 0 | 0
SO2 Emissions (MMshortTons): AZ_NM_SNV_Coal
ReportingType | 2015 | 2020 | 2025 | 2030 | 2035 | 2040
BM | 0 | 0 | 0 | 0 | 0 | 0
CC | 0 | 0 | 0 | 0 | 0 | 0
CSP | 0 | 0 | 0 | 0 | 0 | 0
CT | 0 | 0 | 0 | 0 | 0 | 0
Coal | 0.03 | 0.03 | 0.02 | 0.02 | 0.02 | 0.03
Geo | 0 | 0 | 0 | 0 | 0 | 0
H | 0 | 0 | 0 | 0 | 0 | 0
LFG | 0 | 0 | 0 | 0 | 0 | 0
Nuc | 0 | 0 | 0 | 0 | 0 | 0
PS | 0 | 0 | 0 | 0 | 0 | 0
PV | 0 | 0 | 0 | 0 | 0 | 0
PeakG | 0 | 0 | 0 | 0 | 0 | 0
PeakO | 0 | 0 | 0 | 0 | 0 | 0
ST | 0 | 0 | 0 | 0 | 0 | 0
STOG | 0 | 0 | 0 | 0 | 0 | 0
STWD | 0 | 0 | 0 | 0 | 0 | 0
WT | 0 | 0 | 0 | 0 | 0 | 0
IGCC | 0 | 0 | 0 | 0 | 0 | 0
DemandResponse | 0 | 0 | 0 | 0 | 0 | 0
IGCC-CCS | 0 | 0 | 0 | 0 | 0 | 0
WT_off | 0 | 0 | 0 | 0 | 0 | 0
PseudoUnit | 0 | 0 | 0 | 0 | 0 | 0
FixedInterchange | 0 | 0 | 0 | 0 | 0 | 0
SO2 Emissions (MMshortTons): AZ_NM_SNV_Gas
ReportingType | 2015 | 2020 | 2025 | 2030 | 2035 | 2040
BM | 0 | 0 | 0 | 0 | 0 | 0
CC | 0 | 0 | 0 | 0 | 0 | 0
CSP | 0 | 0 | 0 | 0 | 0 | 0
CT | 0 | 0 | 0 | 0 | 0 | 0
Coal | 0 | 0 | 0 | 0 | 0 | 0
Geo | 0 | 0 | 0 | 0 | 0 | 0
H | 0 | 0 | 0 | 0 | 0 | 0
LFG | 0 | 0 | 0 | 0 | 0 | 0
Nuc | 0 | 0 | 0 | 0 | 0 | 0
PS | 0 | 0 | 0 | 0 | 0 | 0
PV | 0 | 0 | 0 | 0 | 0 | 0
PeakG | 0 | 0 | 0 | 0 | 0 | 0
PeakO | 0 | 0 | 0 | 0 | 0 | 0
ST | 0 | 0 | 0 | 0 | 0 | 0
STOG | 0 | 0 | 0 | 0 | 0 | 0
STWD | 0 | 0 | 0 | 0 | 0 | 0
WT | 0 | 0 | 0 | 0 | 0 | 0
IGCC | 0 | 0 | 0 | 0 | 0 | 0
DemandResponse | 0 | 0 | 0 | 0 | 0 | 0
IGCC-CCS | 0 | 0 | 0 | 0 | 0 | 0
WT_off | 0 | 0 | 0 | 0 | 0 | 0
PseudoUnit | 0 | 0 | 0 | 0 | 0 | 0
FixedInterchange | 0 | 0 | 0 | 0 | 0 | 0
SO2 Emissions (MMshortTons): AZ_NM_SNV_NucRenew
ReportingType | 2015 | 2020 | 2025 | 2030 | 2035 | 2040
BM | 0 | 0 | 0 | 0 | 0 | 0
CC | 0 | 0 | 0 | 0 | 0 | 0
CSP | 0 | 0 | 0 | 0 | 0 | 0
CT | 0 | 0 | 0 | 0 | 0 | 0
Coal | 0 | 0 | 0 | 0 | 0 | 0
Geo | 0 | 0 | 0 | 0 | 0 | 0
H | 0 | 0 | 0 | 0 | 0 | 0
LFG | 0 | 0 | 0 | 0 | 0 | 0
Nuc | 0 | 0 | 0 | 0 | 0 | 0
PS | 0 | 0 | 0 | 0 | 0 | 0
PV | 0 | 0 | 0 | 0 | 0 | 0
PeakG | 0 | 0 | 0 | 0 | 0 | 0
PeakO | 0 | 0 | 0 | 0 | 0 | 0
ST | 0 | 0 | 0 | 0 | 0 | 0
STOG | 0 | 0 | 0 | 0 | 0 | 0
STWD | 0 | 0 | 0 | 0 | 0 | 0
WT | 0 | 0 | 0 | 0 | 0 | 0
IGCC | 0 | 0 | 0 | 0 | 0 | 0
DemandResponse | 0 | 0 | 0 | 0 | 0 | 0
IGCC-CCS | 0 | 0 | 0 | 0 | 0 | 0
WT_off | 0 | 0 | 0 | 0 | 0 | 0
PseudoUnit | 0 | 0 | 0 | 0 | 0 | 0
FixedInterchange | 0 | 0 | 0 | 0 | 0 | 0
SO2 Emissions (MMshortTons): ERCOT
ReportingType | 2015 | 2020 | 2025 | 2030 | 2035 | 2040
BM | 0 | 0 | 0 | 0 | 0 | 0
CC | 0 | 0 | 0 | 0 | 0 | 0
CSP | 0 | 0 | 0 | 0 | 0 | 0
CT | 0 | 0 | 0 | 0 | 0 | 0
Coal | 0.2 | 0.21 | 0.09 | 0.09 | 0.09 | 0.09
Geo | 0 | 0 | 0 | 0 | 0 | 0
H | 0 | 0 | 0 | 0 | 0 | 0
LFG | 0 | 0 | 0 | 0 | 0 | 0
Nuc | 0 | 0 | 0 | 0 | 0 | 0
PS | 0 | 0 | 0 | 0 | 0 | 0
PV | 0 | 0 | 0 | 0 | 0 | 0
PeakG | 0 | 0 | 0 | 0 | 0 | 0
PeakO | 0 | 0 | 0 | 0 | 0 | 0
ST | 0 | 0 | 0 | 0 | 0 | 0
STOG | 0 | 0 | 0 | 0 | 0 | 0
STWD | 0 | 0 | 0 | 0 | 0 | 0
WT | 0 | 0 | 0 | 0 | 0 | 0
IGCC | 0 | 0 | 0 | 0 | 0 | 0
DemandResponse | 0 | 0 | 0 | 0 | 0 | 0
IGCC-CCS | 0 | 0 | 0 | 0 | 0 | 0
WT_off | 0 | 0 | 0 | 0 | 0 | 0
PseudoUnit | 0 | 0 | 0 | 0 | 0 | 0
FixedInterchange | 0 | 0 | 0 | 0 | 0 | 0
SO2 Emissions (MMshortTons): NP15
ReportingType | 2015 | 2020 | 2025 | 2030 | 2035 | 2040
BM | 0 | 0 | 0 | 0 | 0 | 0
CC | 0 | 0 | 0 | 0 | 0 | 0
CSP | 0 | 0 | 0 | 0 | 0 | 0
CT | 0 | 0 | 0 | 0 | 0 | 0
Coal | 0 | 0 | 0 | 0 | 0 | 0
Geo | 0 | 0 | 0 | 0 | 0 | 0
H | 0 | 0 | 0 | 0 | 0 | 0
LFG | 0 | 0 | 0 | 0 | 0 | 0
Nuc | 0 | 0 | 0 | 0 | 0 | 0
PS | 0 | 0 | 0 | 0 | 0 | 0
PV | 0 | 0 | 0 | 0 | 0 | 0
PeakG | 0 | 0 | 0 | 0 | 0 | 0
PeakO | 0 | 0 | 0 | 0 | 0 | 0
ST | 0 | 0 | 0 | 0 | 0 | 0
STOG | 0 | 0 | 0 | 0 | 0 | 0
STWD | 0 | 0 | 0 | 0 | 0 | 0
WT | 0 | 0 | 0 | 0 | 0 | 0
IGCC | 0 | 0 | 0 | 0 | 0 | 0
DemandResponse | 0 | 0 | 0 | 0 | 0 | 0
IGCC-CCS | 0 | 0 | 0 | 0 | 0 | 0
WT_off | 0 | 0 | 0 | 0 | 0 | 0
PseudoUnit | 0 | 0 | 0 | 0 | 0 | 0
FixedInterchange | 0 | 0 | 0 | 0 | 0 | 0
SO2 Emissions (MMshortTons): NWPP_Coal
ReportingType | 2015 | 2020 | 2025 | 2030 | 2035 | 2040
BM | 0 | 0 | 0 | 0 | 0 | 0
CC | 0 | 0 | 0 | 0 | 0 | 0
CSP | 0 | 0 | 0 | 0 | 0 | 0
CT | 0 | 0 | 0 | 0 | 0 | 0
Coal | 0.09 | 0.09 | 0.05 | 0.05 | 0.05 | 0.05
Geo | 0 | 0 | 0 | 0 | 0 | 0
H | 0 | 0 | 0 | 0 | 0 | 0
LFG | 0 | 0 | 0 | 0 | 0 | 0
Nuc | 0 | 0 | 0 | 0 | 0 | 0
PS | 0 | 0 | 0 | 0 | 0 | 0
PV | 0 | 0 | 0 | 0 | 0 | 0
PeakG | 0 | 0 | 0 | 0 | 0 | 0
PeakO | 0 | 0 | 0 | 0 | 0 | 0
ST | 0 | 0 | 0 | 0 | 0 | 0
STOG | 0 | 0 | 0 | 0 | 0 | 0
STWD | 0 | 0 | 0 | 0 | 0 | 0
WT | 0 | 0 | 0 | 0 | 0 | 0
IGCC | 0 | 0 | 0 | 0 | 0 | 0
DemandResponse | 0 | 0 | 0 | 0 | 0 | 0
IGCC-CCS | 0 | 0 | 0 | 0 | 0 | 0
WT_off | 0 | 0 | 0 | 0 | 0 | 0
PseudoUnit | 0 | 0 | 0 | 0 | 0 | 0
FixedInterchange | 0 | 0 | 0 | 0 | 0 | 0
SO2 Emissions (MMshortTons): NWPP_Gas
ReportingType | 2015 | 2020 | 2025 | 2030 | 2035 | 2040
BM | 0 | 0 | 0 | 0 | 0 | 0
CC | 0 | 0 | 0 | 0 | 0 | 0
CSP | 0 | 0 | 0 | 0 | 0 | 0
CT | 0 | 0 | 0 | 0 | 0 | 0
Coal | 0 | 0 | 0 | 0 | 0 | 0
Geo | 0 | 0 | 0 | 0 | 0 | 0
H | 0 | 0 | 0 | 0 | 0 | 0
LFG | 0 | 0 | 0 | 0 | 0 | 0
Nuc | 0 | 0 | 0 | 0 | 0 | 0
PS | 0 | 0 | 0 | 0 | 0 | 0
PV | 0 | 0 | 0 | 0 | 0 | 0
PeakG | 0 | 0 | 0 | 0 | 0 | 0
PeakO | 0 | 0 | 0 | 0 | 0 | 0
ST | 0 | 0 | 0 | 0 | 0 | 0
STOG | 0 | 0 | 0 | 0 | 0 | 0
STWD | 0 | 0 | 0 | 0 | 0 | 0
WT | 0 | 0 | 0 | 0 | 0 | 0
IGCC | 0 | 0 | 0 | 0 | 0 | 0
DemandResponse | 0 | 0 | 0 | 0 | 0 | 0
IGCC-CCS | 0 | 0 | 0 | 0 | 0 | 0
WT_off | 0 | 0 | 0 | 0 | 0 | 0
PseudoUnit | 0 | 0 | 0 | 0 | 0 | 0
FixedInterchange | 0 | 0 | 0 | 0 | 0 | 0
SO2 Emissions (MMshortTons): NWPP_NucRenew
ReportingType | 2015 | 2020 | 2025 | 2030 | 2035 | 2040
BM | 0 | 0 | 0 | 0 | 0 | 0
CC | 0 | 0 | 0 | 0 | 0 | 0
CSP | 0 | 0 | 0 | 0 | 0 | 0
CT | 0 | 0 | 0 | 0 | 0 | 0
Coal | 0 | 0 | 0 | 0 | 0 | 0
Geo | 0 | 0 | 0 | 0 | 0 | 0
H | 0 | 0 | 0 | 0 | 0 | 0
LFG | 0 | 0 | 0 | 0 | 0 | 0
Nuc | 0 | 0 | 0 | 0 | 0 | 0
PS | 0 | 0 | 0 | 0 | 0 | 0
PV | 0 | 0 | 0 | 0 | 0 | 0
PeakG | 0 | 0 | 0 | 0 | 0 | 0
PeakO | 0 | 0 | 0 | 0 | 0 | 0
ST | 0 | 0 | 0 | 0 | 0 | 0
STOG | 0 | 0 | 0 | 0 | 0 | 0
STWD | 0 | 0 | 0 | 0 | 0 | 0
WT | 0 | 0 | 0 | 0 | 0 | 0
IGCC | 0 | 0 | 0 | 0 | 0 | 0
DemandResponse | 0 | 0 | 0 | 0 | 0 | 0
IGCC-CCS | 0 | 0 | 0 | 0 | 0 | 0
WT_off | 0 | 0 | 0 | 0 | 0 | 0
PseudoUnit | 0 | 0 | 0 | 0 | 0 | 0
FixedInterchange | 0 | 0 | 0 | 0 | 0 | 0
SO2 Emissions (MMshortTons): RMPA
ReportingType | 2015 | 2020 | 2025 | 2030 | 2035 | 2040
BM | 0 | 0 | 0 | 0 | 0 | 0
CC | 0 | 0 | 0 | 0 | 0 | 0
CSP | 0 | 0 | 0 | 0 | 0 | 0
CT | 0 | 0 | 0 | 0 | 0 | 0
Coal | 0.06 | 0.06 | 0.03 | 0.03 | 0.03 | 0.03
Geo | 0 | 0 | 0 | 0 | 0 | 0
H | 0 | 0 | 0 | 0 | 0 | 0
LFG | 0 | 0 | 0 | 0 | 0 | 0
Nuc | 0 | 0 | 0 | 0 | 0 | 0
PS | 0 | 0 | 0 | 0 | 0 | 0
PV | 0 | 0 | 0 | 0 | 0 | 0
PeakG | 0 | 0 | 0 | 0 | 0 | 0
PeakO | 0 | 0 | 0 | 0 | 0 | 0
ST | 0 | 0 | 0 | 0 | 0 | 0
STOG | 0 | 0 | 0 | 0 | 0 | 0
STWD | 0 | 0 | 0 | 0 | 0 | 0
WT | 0 | 0 | 0 | 0 | 0 | 0
IGCC | 0 | 0 | 0 | 0 | 0 | 0
DemandResponse | 0 | 0 | 0 | 0 | 0 | 0
IGCC-CCS | 0 | 0 | 0 | 0 | 0 | 0
WT_off | 0 | 0 | 0 | 0 | 0 | 0
PseudoUnit | 0 | 0 | 0 | 0 | 0 | 0
FixedInterchange | 0 | 0 | 0 | 0 | 0 | 0
SO2 Emissions (MMshortTons): SP15
ReportingType | 2015 | 2020 | 2025 | 2030 | 2035 | 2040
BM | 0 | 0 | 0 | 0 | 0 | 0
CC | 0 | 0 | 0 | 0 | 0 | 0
CSP | 0 | 0 | 0 | 0 | 0 | 0
CT | 0 | 0 | 0 | 0 | 0 | 0
Coal | 0 | 0 | 0 | 0 | 0 | 0
Geo | 0 | 0 | 0 | 0 | 0 | 0
H | 0 | 0 | 0 | 0 | 0 | 0
LFG | 0 | 0 | 0 | 0 | 0 | 0
Nuc | 0 | 0 | 0 | 0 | 0 | 0
PS | 0 | 0 | 0 | 0 | 0 | 0
PV | 0 | 0 | 0 | 0 | 0 | 0
PeakG | 0 | 0 | 0 | 0 | 0 | 0
PeakO | 0 | 0 | 0 | 0 | 0 | 0
ST | 0 | 0 | 0 | 0 | 0 | 0
STOG | 0 | 0 | 0 | 0 | 0 | 0
STWD | 0 | 0 | 0 | 0 | 0 | 0
WT | 0 | 0 | 0 | 0 | 0 | 0
IGCC | 0 | 0 | 0 | 0 | 0 | 0
DemandResponse | 0 | 0 | 0 | 0 | 0 | 0
IGCC-CCS | 0 | 0 | 0 | 0 | 0 | 0
WT_off | 0 | 0 | 0 | 0 | 0 | 0
PseudoUnit | 0 | 0 | 0 | 0 | 0 | 0
FixedInterchange | 0 | 0 | 0 | 0 | 0 | 0
SO2 Emissions (MMshortTons): ALB
ReportingType | 2015 | 2020 | 2025 | 2030 | 2035 | 2040
BM | 0 | 0 | 0 | 0 | 0 | 0
CC | 0 | 0 | 0 | 0 | 0 | 0
CSP | 0 | 0 | 0 | 0 | 0 | 0
CT | 0 | 0 | 0 | 0 | 0 | 0
Coal | 0.17 | 0.15 | 0.14 | 0.14 | 0.14 | 0.14
Geo | 0 | 0 | 0 | 0 | 0 | 0
H | 0 | 0 | 0 | 0 | 0 | 0
LFG | 0 | 0 | 0 | 0 | 0 | 0
Nuc | 0 | 0 | 0 | 0 | 0 | 0
PS | 0 | 0 | 0 | 0 | 0 | 0
PV | 0 | 0 | 0 | 0 | 0 | 0
PeakG | 0 | 0 | 0 | 0 | 0 | 0
PeakO | 0 | 0 | 0 | 0 | 0 | 0
ST | 0 | 0 | 0 | 0 | 0 | 0
STOG | 0 | 0 | 0 | 0 | 0 | 0
STWD | 0 | 0 | 0 | 0 | 0 | 0
WT | 0 | 0 | 0 | 0 | 0 | 0
IGCC | 0 | 0 | 0 | 0 | 0 | 0
DemandResponse | 0 | 0 | 0 | 0 | 0 | 0
IGCC-CCS | 0 | 0 | 0 | 0 | 0 | 0
WT_off | 0 | 0 | 0 | 0 | 0 | 0
PseudoUnit | 0 | 0 | 0 | 0 | 0 | 0
FixedInterchange | 0 | 0 | 0 | 0 | 0 | 0
SO2 Emissions (MMshortTons): BC
ReportingType | 2015 | 2020 | 2025 | 2030 | 2035 | 2040
BM | 0 | 0 | 0 | 0 | 0 | 0
CC | 0 | 0 | 0 | 0 | 0 | 0
CSP | 0 | 0 | 0 | 0 | 0 | 0
CT | 0 | 0 | 0 | 0 | 0 | 0
Coal | 0 | 0 | 0 | 0 | 0 | 0
Geo | 0 | 0 | 0 | 0 | 0 | 0
H | 0 | 0 | 0 | 0 | 0 | 0
LFG | 0 | 0 | 0 | 0 | 0 | 0
Nuc | 0 | 0 | 0 | 0 | 0 | 0
PS | 0 | 0 | 0 | 0 | 0 | 0
PV | 0 | 0 | 0 | 0 | 0 | 0
PeakG | 0 | 0 | 0 | 0 | 0 | 0
PeakO | 0 | 0 | 0 | 0 | 0 | 0
ST | 0 | 0 | 0 | 0 | 0 | 0
STOG | 0 | 0 | 0 | 0 | 0 | 0
STWD | 0 | 0 | 0 | 0 | 0 | 0
WT | 0 | 0 | 0 | 0 | 0 | 0
IGCC | 0 | 0 | 0 | 0 | 0 | 0
DemandResponse | 0 | 0 | 0 | 0 | 0 | 0
IGCC-CCS | 0 | 0 | 0 | 0 | 0 | 0
WT_off | 0 | 0 | 0 | 0 | 0 | 0
PseudoUnit | 0 | 0 | 0 | 0 | 0 | 0
FixedInterchange | 0 | 0 | 0 | 0 | 0 | 0
SO2 Emissions (MMshortTons): HQ_IESO
ReportingType | 2015 | 2020 | 2025 | 2030 | 2035 | 2040
BM | 0 | 0 | 0 | 0 | 0 | 0
CC | 0 | 0 | 0 | 0 | 0 | 0
CSP | 0 | 0 | 0 | 0 | 0 | 0
CT | 0 | 0 | 0 | 0 | 0 | 0
Coal | 0 | 0 | 0 | 0 | 0 | 0
Geo | 0 | 0 | 0 | 0 | 0 | 0
H | 0 | 0 | 0 | 0 | 0 | 0
LFG | 0 | 0 | 0 | 0 | 0 | 0
Nuc | 0 | 0 | 0 | 0 | 0 | 0
PS | 0 | 0 | 0 | 0 | 0 | 0
PV | 0 | 0 | 0 | 0 | 0 | 0
PeakG | 0 | 0 | 0 | 0 | 0 | 0
PeakO | 0 | 0 | 0 | 0 | 0 | 0
ST | 0 | 0 | 0 | 0 | 0 | 0
STOG | 0 | 0 | 0 | 0 | 0 | 0
STWD | 0 | 0 | 0 | 0 | 0 | 0
WT | 0 | 0 | 0 | 0 | 0 | 0
IGCC | 0 | 0 | 0 | 0 | 0 | 0
DemandResponse | 0 | 0 | 0 | 0 | 0 | 0
IGCC-CCS | 0 | 0 | 0 | 0 | 0 | 0
WT_off | 0 | 0 | 0 | 0 | 0 | 0
PseudoUnit | 0 | 0 | 0 | 0 | 0 | 0
FixedInterchange | 0 | 0 | 0 | 0 | 0 | 0
SO2 Emissions (MMshortTons): HQ_NEISO
ReportingType | 2015 | 2020 | 2025 | 2030 | 2035 | 2040
BM | 0 | 0 | 0 | 0 | 0 | 0
CC | 0 | 0 | 0 | 0 | 0 | 0
CSP | 0 | 0 | 0 | 0 | 0 | 0
CT | 0 | 0 | 0 | 0 | 0 | 0
Coal | 0 | 0 | 0 | 0 | 0 | 0
Geo | 0 | 0 | 0 | 0 | 0 | 0
H | 0 | 0 | 0 | 0 | 0 | 0
LFG | 0 | 0 | 0 | 0 | 0 | 0
Nuc | 0 | 0 | 0 | 0 | 0 | 0
PS | 0 | 0 | 0 | 0 | 0 | 0
PV | 0 | 0 | 0 | 0 | 0 | 0
PeakG | 0 | 0 | 0 | 0 | 0 | 0
PeakO | 0 | 0 | 0 | 0 | 0 | 0
ST | 0 | 0 | 0 | 0 | 0 | 0
STOG | 0 | 0 | 0 | 0 | 0 | 0
STWD | 0 | 0 | 0 | 0 | 0 | 0
WT | 0 | 0 | 0 | 0 | 0 | 0
IGCC | 0 | 0 | 0 | 0 | 0 | 0
DemandResponse | 0 | 0 | 0 | 0 | 0 | 0
IGCC-CCS | 0 | 0 | 0 | 0 | 0 | 0
WT_off | 0 | 0 | 0 | 0 | 0 | 0
PseudoUnit | 0 | 0 | 0 | 0 | 0 | 0
FixedInterchange | 0 | 0 | 0 | 0 | 0 | 0
SO2 Emissions (MMshortTons): HQ_NY
ReportingType | 2015 | 2020 | 2025 | 2030 | 2035 | 2040
BM | 0 | 0 | 0 | 0 | 0 | 0
CC | 0 | 0 | 0 | 0 | 0 | 0
CSP | 0 | 0 | 0 | 0 | 0 | 0
CT | 0 | 0 | 0 | 0 | 0 | 0
Coal | 0 | 0 | 0 | 0 | 0 | 0
Geo | 0 | 0 | 0 | 0 | 0 | 0
H | 0 | 0 | 0 | 0 | 0 | 0
LFG | 0 | 0 | 0 | 0 | 0 | 0
Nuc | 0 | 0 | 0 | 0 | 0 | 0
PS | 0 | 0 | 0 | 0 | 0 | 0
PV | 0 | 0 | 0 | 0 | 0 | 0
PeakG | 0 | 0 | 0 | 0 | 0 | 0
PeakO | 0 | 0 | 0 | 0 | 0 | 0
ST | 0 | 0 | 0 | 0 | 0 | 0
STOG | 0 | 0 | 0 | 0 | 0 | 0
STWD | 0 | 0 | 0 | 0 | 0 | 0
WT | 0 | 0 | 0 | 0 | 0 | 0
IGCC | 0 | 0 | 0 | 0 | 0 | 0
DemandResponse | 0 | 0 | 0 | 0 | 0 | 0
IGCC-CCS | 0 | 0 | 0 | 0 | 0 | 0
WT_off | 0 | 0 | 0 | 0 | 0 | 0
PseudoUnit | 0 | 0 | 0 | 0 | 0 | 0
FixedInterchange | 0 | 0 | 0 | 0 | 0 | 0
SO2 Emissions (MMshortTons): MARITIMES
ReportingType | 2015 | 2020 | 2025 | 2030 | 2035 | 2040
BM | 0 | 0 | 0 | 0 | 0 | 0
CC | 0 | 0 | 0 | 0 | 0 | 0
CSP | 0 | 0 | 0 | 0 | 0 | 0
CT | 0 | 0 | 0 | 0 | 0 | 0
Coal | 0 | 0 | 0 | 0 | 0 | 0
Geo | 0 | 0 | 0 | 0 | 0 | 0
H | 0 | 0 | 0 | 0 | 0 | 0
LFG | 0 | 0 | 0 | 0 | 0 | 0
Nuc | 0 | 0 | 0 | 0 | 0 | 0
PS | 0 | 0 | 0 | 0 | 0 | 0
PV | 0 | 0 | 0 | 0 | 0 | 0
PeakG | 0 | 0 | 0 | 0 | 0 | 0
PeakO | 0 | 0 | 0 | 0 | 0 | 0
ST | 0 | 0 | 0 | 0 | 0 | 0
STOG | 0 | 0 | 0 | 0 | 0 | 0
STWD | 0 | 0 | 0 | 0 | 0 | 0
WT | 0 | 0 | 0 | 0 | 0 | 0
IGCC | 0 | 0 | 0 | 0 | 0 | 0
DemandResponse | 0 | 0 | 0 | 0 | 0 | 0
IGCC-CCS | 0 | 0 | 0 | 0 | 0 | 0
WT_off | 0 | 0 | 0 | 0 | 0 | 0
PseudoUnit | 0 | 0 | 0 | 0 | 0 | 0
FixedInterchange | 0 | 0 | 0 | 0 | 0 | 0
SO2 Emissions (MMshortTons): All
ReportingType | 2015 | 2020 | 2025 | 2030 | 2035 | 2040
BM | 0 | 0 | 0 | 0 | 0 | 0
CC | 0 | 0 | 0 | 0 | 0 | 0
CSP | 0 | 0 | 0 | 0 | 0 | 0
CT | 0 | 0 | 0 | 0 | 0 | 0
Coal | 4.95 | 4.33 | 2.46 | 2.62 | 2.76 | 2.85
Geo | 0 | 0 | 0 | 0 | 0 | 0
H | 0 | 0 | 0 | 0 | 0 | 0
LFG | 0 | 0 | 0 | 0 | 0 | 0
Nuc | 0 | 0 | 0 | 0 | 0 | 0
PS | 0 | 0 | 0 | 0 | 0 | 0
PV | 0 | 0 | 0 | 0 | 0 | 0
PeakG | 0 | 0 | 0 | 0 | 0 | 0
PeakO | 0 | 0 | 0 | 0 | 0 | 0
ST | 0 | 0 | 0 | 0 | 0 | 0
STOG | 0 | 0 | 0 | 0 | 0 | 0
STWD | 0 | 0 | 0 | 0 | 0 | 0
WT | 0 | 0 | 0 | 0 | 0 | 0
IGCC | 0 | 0 | 0 | 0 | 0 | 0
DemandResponse | 0 | 0 | 0 | 0 | 0 | 0
IGCC-CCS | 0 | 0 | 0 | 0 | 0 | 0
WT_off | 0 | 0 | 0 | 0 | 0 | 0
PseudoUnit | 0 | 0 | 0 | 0 | 0 | 0
FixedInterchange | 0 | 0 | 0 | 0 | 0 | 0
SO2 Emissions (MMshortTons): EI_US
ReportingType | 2015 | 2020 | 2025 | 2030 | 2035 | 2040
BM | 0 | 0 | 0 | 0 | 0 | 0
CC | 0 | 0 | 0 | 0 | 0 | 0
CSP | 0 | 0 | 0 | 0 | 0 | 0
CT | 0 | 0 | 0 | 0 | 0 | 0
Coal | 4.41 | 3.8 | 2.12 | 2.25 | 2.35 | 2.42
Geo | 0 | 0 | 0 | 0 | 0 | 0
H | 0 | 0 | 0 | 0 | 0 | 0
LFG | 0 | 0 | 0 | 0 | 0 | 0
Nuc | 0 | 0 | 0 | 0 | 0 | 0
PS | 0 | 0 | 0 | 0 | 0 | 0
PV | 0 | 0 | 0 | 0 | 0 | 0
PeakG | 0 | 0 | 0 | 0 | 0 | 0
PeakO | 0 | 0 | 0 | 0 | 0 | 0
ST | 0 | 0 | 0 | 0 | 0 | 0
STOG | 0 | 0 | 0 | 0 | 0 | 0
STWD | 0 | 0 | 0 | 0 | 0 | 0
WT | 0 | 0 | 0 | 0 | 0 | 0
IGCC | 0 | 0 | 0 | 0 | 0 | 0
DemandResponse | 0 | 0 | 0 | 0 | 0 | 0
IGCC-CCS | 0 | 0 | 0 | 0 | 0 | 0
WT_off | 0 | 0 | 0 | 0 | 0 | 0
PseudoUnit | 0 | 0 | 0 | 0 | 0 | 0
FixedInterchange | 0 | 0 | 0 | 0 | 0 | 0
SO2 Emissions (MMshortTons): EI_Canada
ReportingType | 2015 | 2020 | 2025 | 2030 | 2035 | 2040
BM | 0 | 0 | 0 | 0 | 0 | 0
CC | 0 | 0 | 0 | 0 | 0 | 0
CSP | 0 | 0 | 0 | 0 | 0 | 0
CT | 0 | 0 | 0 | 0 | 0 | 0
Coal | 0 | 0 | 0.01 | 0.04 | 0.08 | 0.09
Geo | 0 | 0 | 0 | 0 | 0 | 0
H | 0 | 0 | 0 | 0 | 0 | 0
LFG | 0 | 0 | 0 | 0 | 0 | 0
Nuc | 0 | 0 | 0 | 0 | 0 | 0
PS | 0 | 0 | 0 | 0 | 0 | 0
PV | 0 | 0 | 0 | 0 | 0 | 0
PeakG | 0 | 0 | 0 | 0 | 0 | 0
PeakO | 0 | 0 | 0 | 0 | 0 | 0
ST | 0 | 0 | 0 | 0 | 0 | 0
STOG | 0 | 0 | 0 | 0 | 0 | 0
STWD | 0 | 0 | 0 | 0 | 0 | 0
WT | 0 | 0 | 0 | 0 | 0 | 0
IGCC | 0 | 0 | 0 | 0 | 0 | 0
DemandResponse | 0 | 0 | 0 | 0 | 0 | 0
IGCC-CCS | 0 | 0 | 0 | 0 | 0 | 0
WT_off | 0 | 0 | 0 | 0 | 0 | 0
PseudoUnit | 0 | 0 | 0 | 0 | 0 | 0
FixedInterchange | 0 | 0 | 0 | 0 | 0 | 0
SO2 Emissions (MMshortTons): EI
ReportingType | 2015 | 2020 | 2025 | 2030 | 2035 | 2040
BM | 0 | 0 | 0 | 0 | 0 | 0
CC | 0 | 0 | 0 | 0 | 0 | 0
CSP | 0 | 0 | 0 | 0 | 0 | 0
CT | 0 | 0 | 0 | 0 | 0 | 0
Coal | 4.41 | 3.8 | 2.13 | 2.3 | 2.43 | 2.51
Geo | 0 | 0 | 0 | 0 | 0 | 0
H | 0 | 0 | 0 | 0 | 0 | 0
LFG | 0 | 0 | 0 | 0 | 0 | 0
Nuc | 0 | 0 | 0 | 0 | 0 | 0
PS | 0 | 0 | 0 | 0 | 0 | 0
PV | 0 | 0 | 0 | 0 | 0 | 0
PeakG | 0 | 0 | 0 | 0 | 0 | 0
PeakO | 0 | 0 | 0 | 0 | 0 | 0
ST | 0 | 0 | 0 | 0 | 0 | 0
STOG | 0 | 0 | 0 | 0 | 0 | 0
STWD | 0 | 0 | 0 | 0 | 0 | 0
WT | 0 | 0 | 0 | 0 | 0 | 0
IGCC | 0 | 0 | 0 | 0 | 0 | 0
DemandResponse | 0 | 0 | 0 | 0 | 0 | 0
IGCC-CCS | 0 | 0 | 0 | 0 | 0 | 0
WT_off | 0 | 0 | 0 | 0 | 0 | 0
PseudoUnit | 0 | 0 | 0 | 0 | 0 | 0
FixedInterchange | 0 | 0 | 0 | 0 | 0 | 0
SO2 Emissions (MMshortTons): Outside_EI
ReportingType | 2015 | 2020 | 2025 | 2030 | 2035 | 2040
BM | 0 | 0 | 0 | 0 | 0 | 0
CC | 0 | 0 | 0 | 0 | 0 | 0
CSP | 0 | 0 | 0 | 0 | 0 | 0
CT | 0 | 0 | 0 | 0 | 0 | 0
Coal | 0.54 | 0.53 | 0.33 | 0.33 | 0.33 | 0.34
Geo | 0 | 0 | 0 | 0 | 0 | 0
H | 0 | 0 | 0 | 0 | 0 | 0
LFG | 0 | 0 | 0 | 0 | 0 | 0
Nuc | 0 | 0 | 0 | 0 | 0 | 0
PS | 0 | 0 | 0 | 0 | 0 | 0
PV | 0 | 0 | 0 | 0 | 0 | 0
PeakG | 0 | 0 | 0 | 0 | 0 | 0
PeakO | 0 | 0 | 0 | 0 | 0 | 0
ST | 0 | 0 | 0 | 0 | 0 | 0
STOG | 0 | 0 | 0 | 0 | 0 | 0
STWD | 0 | 0 | 0 | 0 | 0 | 0
WT | 0 | 0 | 0 | 0 | 0 | 0
IGCC | 0 | 0 | 0 | 0 | 0 | 0
DemandResponse | 0 | 0 | 0 | 0 | 0 | 0
IGCC-CCS | 0 | 0 | 0 | 0 | 0 | 0
WT_off | 0 | 0 | 0 | 0 | 0 | 0
PseudoUnit | 0 | 0 | 0 | 0 | 0 | 0
FixedInterchange | 0 | 0 | 0 | 0 | 0 | 0
NOx Emissions (MMshortTons): Entergy
ReportingType | 2015 | 2020 | 2025 | 2030 | 2035 | 2040
BM | 0 | 0 | 0 | 0 | 0 | 0
CC | 0 | 0.01 | 0.01 | 0.01 | 0.01 | 0.01
CSP | 0 | 0 | 0 | 0 | 0 | 0
CT | 0 | 0 | 0 | 0 | 0 | 0
Coal | 0.05 | 0.05 | 0.05 | 0.05 | 0.05 | 0.05
Geo | 0 | 0 | 0 | 0 | 0 | 0
H | 0 | 0 | 0 | 0 | 0 | 0
LFG | 0 | 0 | 0 | 0 | 0 | 0
Nuc | 0 | 0 | 0 | 0 | 0 | 0
PS | 0 | 0 | 0 | 0 | 0 | 0
PV | 0 | 0 | 0 | 0 | 0 | 0
PeakG | 0 | 0 | 0 | 0 | 0 | 0
PeakO | 0 | 0 | 0 | 0 | 0 | 0
ST | 0 | 0 | 0 | 0 | 0 | 0
STOG | 0 | 0 | 0 | 0 | 0 | 0
STWD | 0 | 0 | 0 | 0 | 0 | 0
WT | 0 | 0 | 0 | 0 | 0 | 0
IGCC | 0 | 0 | 0 | 0 | 0 | 0
DemandResponse | 0 | 0 | 0 | 0 | 0 | 0
IGCC-CCS | 0 | 0 | 0 | 0 | 0 | 0
WT_off | 0 | 0 | 0 | 0 | 0 | 0
PseudoUnit | 0 | 0 | 0 | 0 | 0 | 0
FixedInterchange | 0 | 0 | 0 | 0 | 0 | 0
NOx Emissions (MMshortTons): FRCC
ReportingType | 2015 | 2020 | 2025 | 2030 | 2035 | 2040
BM | 0 | 0 | 0 | 0 | 0 | 0
CC | 0.01 | 0.01 | 0.01 | 0.01 | 0.02 | 0.02
CSP | 0 | 0 | 0 | 0 | 0 | 0
CT | 0 | 0 | 0 | 0 | 0 | 0
Coal | 0.04 | 0.03 | 0.04 | 0.04 | 0.04 | 0.04
Geo | 0 | 0 | 0 | 0 | 0 | 0
H | 0 | 0 | 0 | 0 | 0 | 0
LFG | 0 | 0 | 0 | 0 | 0 | 0
Nuc | 0 | 0 | 0 | 0 | 0 | 0
PS | 0 | 0 | 0 | 0 | 0 | 0
PV | 0 | 0 | 0 | 0 | 0 | 0
PeakG | 0 | 0 | 0 | 0 | 0 | 0
PeakO | 0 | 0 | 0 | 0 | 0 | 0
ST | 0 | 0 | 0 | 0 | 0 | 0
STOG | 0 | 0 | 0 | 0 | 0 | 0
STWD | 0 | 0 | 0 | 0 | 0 | 0
WT | 0 | 0 | 0 | 0 | 0 | 0
IGCC | 0 | 0 | 0 | 0 | 0 | 0
DemandResponse | 0 | 0 | 0 | 0 | 0 | 0
IGCC-CCS | 0 | 0 | 0 | 0 | 0 | 0
WT_off | 0 | 0 | 0 | 0 | 0 | 0
PseudoUnit | 0 | 0 | 0 | 0 | 0 | 0
FixedInterchange | 0 | 0 | 0 | 0 | 0 | 0
NOx Emissions (MMshortTons): MAPP_US
ReportingType | 2015 | 2020 | 2025 | 2030 | 2035 | 2040
BM | 0 | 0 | 0 | 0 | 0 | 0
CC | 0 | 0 | 0 | 0 | 0 | 0
CSP | 0 | 0 | 0 | 0 | 0 | 0
CT | 0 | 0 | 0 | 0 | 0 | 0
Coal | 0.04 | 0.05 | 0.04 | 0.05 | 0.05 | 0.05
Geo | 0 | 0 | 0 | 0 | 0 | 0
H | 0 | 0 | 0 | 0 | 0 | 0
LFG | 0 | 0 | 0 | 0 | 0 | 0
Nuc | 0 | 0 | 0 | 0 | 0 | 0
PS | 0 | 0 | 0 | 0 | 0 | 0
PV | 0 | 0 | 0 | 0 | 0 | 0
PeakG | 0 | 0 | 0 | 0 | 0 | 0
PeakO | 0 | 0 | 0 | 0 | 0 | 0
ST | 0 | 0 | 0 | 0 | 0 | 0
STOG | 0 | 0 | 0 | 0 | 0 | 0
STWD | 0 | 0 | 0 | 0 | 0 | 0
WT | 0 | 0 | 0 | 0 | 0 | 0
IGCC | 0 | 0 | 0 | 0 | 0 | 0
DemandResponse | 0 | 0 | 0 | 0 | 0 | 0
IGCC-CCS | 0 | 0 | 0 | 0 | 0 | 0
WT_off | 0 | 0 | 0 | 0 | 0 | 0
PseudoUnit | 0 | 0 | 0 | 0 | 0 | 0
FixedInterchange | 0 | 0 | 0 | 0 | 0 | 0
NOx Emissions (MMshortTons): MISO_IN
ReportingType | 2015 | 2020 | 2025 | 2030 | 2035 | 2040
BM | 0 | 0 | 0 | 0 | 0 | 0
CC | 0 | 0 | 0 | 0 | 0 | 0
CSP | 0 | 0 | 0 | 0 | 0 | 0
CT | 0 | 0 | 0 | 0 | 0 | 0
Coal | 0.07 | 0.07 | 0.07 | 0.07 | 0.08 | 0.08
Geo | 0 | 0 | 0 | 0 | 0 | 0
H | 0 | 0 | 0 | 0 | 0 | 0
LFG | 0 | 0 | 0 | 0 | 0 | 0
Nuc | 0 | 0 | 0 | 0 | 0 | 0
PS | 0 | 0 | 0 | 0 | 0 | 0
PV | 0 | 0 | 0 | 0 | 0 | 0
PeakG | 0 | 0 | 0 | 0 | 0 | 0
PeakO | 0 | 0 | 0 | 0 | 0 | 0
ST | 0 | 0 | 0 | 0 | 0 | 0
STOG | 0 | 0 | 0 | 0 | 0 | 0
STWD | 0 | 0 | 0 | 0 | 0 | 0
WT | 0 | 0 | 0 | 0 | 0 | 0
IGCC | 0 | 0 | 0 | 0 | 0 | 0
DemandResponse | 0 | 0 | 0 | 0 | 0 | 0
IGCC-CCS | 0 | 0 | 0 | 0 | 0 | 0
WT_off | 0 | 0 | 0 | 0 | 0 | 0
PseudoUnit | 0 | 0 | 0 | 0 | 0 | 0
FixedInterchange | 0 | 0 | 0 | 0 | 0 | 0
NOx Emissions (MMshortTons): MISO_MI
ReportingType | 2015 | 2020 | 2025 | 2030 | 2035 | 2040
BM | 0 | 0 | 0 | 0 | 0 | 0
CC | 0 | 0 | 0 | 0 | 0 | 0
CSP | 0 | 0 | 0 | 0 | 0 | 0
CT | 0 | 0 | 0 | 0 | 0 | 0
Coal | 0.06 | 0.06 | 0.05 | 0.06 | 0.06 | 0.06
Geo | 0 | 0 | 0 | 0 | 0 | 0
H | 0 | 0 | 0 | 0 | 0 | 0
LFG | 0 | 0 | 0 | 0 | 0 | 0
Nuc | 0 | 0 | 0 | 0 | 0 | 0
PS | 0 | 0 | 0 | 0 | 0 | 0
PV | 0 | 0 | 0 | 0 | 0 | 0
PeakG | 0 | 0 | 0 | 0 | 0 | 0
PeakO | 0 | 0 | 0 | 0 | 0 | 0
ST | 0 | 0 | 0 | 0 | 0 | 0
STOG | 0 | 0 | 0 | 0 | 0 | 0
STWD | 0 | 0 | 0 | 0 | 0 | 0
WT | 0 | 0 | 0 | 0 | 0 | 0
IGCC | 0 | 0 | 0 | 0 | 0 | 0
DemandResponse | 0 | 0 | 0 | 0 | 0 | 0
IGCC-CCS | 0 | 0 | 0 | 0 | 0 | 0
WT_off | 0 | 0 | 0 | 0 | 0 | 0
PseudoUnit | 0 | 0 | 0 | 0 | 0 | 0
FixedInterchange | 0 | 0 | 0 | 0 | 0 | 0
NOx Emissions (MMshortTons): MISO_MO-IL
ReportingType | 2015 | 2020 | 2025 | 2030 | 2035 | 2040
BM | 0 | 0 | 0 | 0 | 0 | 0
CC | 0 | 0 | 0 | 0 | 0 | 0
CSP | 0 | 0 | 0 | 0 | 0 | 0
CT | 0 | 0 | 0 | 0 | 0 | 0
Coal | 0.05 | 0.05 | 0.05 | 0.05 | 0.05 | 0.05
Geo | 0 | 0 | 0 | 0 | 0 | 0
H | 0 | 0 | 0 | 0 | 0 | 0
LFG | 0 | 0 | 0 | 0 | 0 | 0
Nuc | 0 | 0 | 0 | 0 | 0 | 0
PS | 0 | 0 | 0 | 0 | 0 | 0
PV | 0 | 0 | 0 | 0 | 0 | 0
PeakG | 0 | 0 | 0 | 0 | 0 | 0
PeakO | 0 | 0 | 0 | 0 | 0 | 0
ST | 0 | 0 | 0 | 0 | 0 | 0
STOG | 0 | 0 | 0 | 0 | 0 | 0
STWD | 0 | 0 | 0 | 0 | 0 | 0
WT | 0 | 0 | 0 | 0 | 0 | 0
IGCC | 0 | 0 | 0 | 0 | 0 | 0
DemandResponse | 0 | 0 | 0 | 0 | 0 | 0
IGCC-CCS | 0 | 0 | 0 | 0 | 0 | 0
WT_off | 0 | 0 | 0 | 0 | 0 | 0
PseudoUnit | 0 | 0 | 0 | 0 | 0 | 0
FixedInterchange | 0 | 0 | 0 | 0 | 0 | 0
NOx Emissions (MMshortTons): MISO_W
ReportingType | 2015 | 2020 | 2025 | 2030 | 2035 | 2040
BM | 0 | 0 | 0 | 0 | 0 | 0
CC | 0 | 0 | 0 | 0 | 0 | 0
CSP | 0 | 0 | 0 | 0 | 0 | 0
CT | 0 | 0 | 0 | 0 | 0 | 0
Coal | 0.09 | 0.09 | 0.09 | 0.09 | 0.1 | 0.11
Geo | 0 | 0 | 0 | 0 | 0 | 0
H | 0 | 0 | 0 | 0 | 0 | 0
LFG | 0 | 0 | 0 | 0 | 0 | 0
Nuc | 0 | 0 | 0 | 0 | 0 | 0
PS | 0 | 0 | 0 | 0 | 0 | 0
PV | 0 | 0 | 0 | 0 | 0 | 0
PeakG | 0 | 0 | 0 | 0 | 0 | 0
PeakO | 0 | 0 | 0 | 0 | 0 | 0
ST | 0 | 0 | 0 | 0 | 0 | 0
STOG | 0 | 0 | 0 | 0 | 0 | 0
STWD | 0 | 0 | 0 | 0 | 0 | 0
WT | 0 | 0 | 0 | 0 | 0 | 0
IGCC | 0 | 0 | 0 | 0 | 0 | 0
DemandResponse | 0 | 0 | 0 | 0 | 0 | 0
IGCC-CCS | 0 | 0 | 0 | 0 | 0 | 0
WT_off | 0 | 0 | 0 | 0 | 0 | 0
PseudoUnit | 0 | 0 | 0 | 0 | 0 | 0
FixedInterchange | 0 | 0 | 0 | 0 | 0 | 0
NOx Emissions (MMshortTons): MISO_WUMS
ReportingType | 2015 | 2020 | 2025 | 2030 | 2035 | 2040
BM | 0 | 0 | 0 | 0 | 0 | 0
CC | 0 | 0 | 0 | 0 | 0 | 0
CSP | 0 | 0 | 0 | 0 | 0 | 0
CT | 0 | 0 | 0 | 0 | 0 | 0
Coal | 0.01 | 0.02 | 0.01 | 0.01 | 0.01 | 0.01
Geo | 0 | 0 | 0 | 0 | 0 | 0
H | 0 | 0 | 0 | 0 | 0 | 0
LFG | 0 | 0 | 0 | 0 | 0 | 0
Nuc | 0 | 0 | 0 | 0 | 0 | 0
PS | 0 | 0 | 0 | 0 | 0 | 0
PV | 0 | 0 | 0 | 0 | 0 | 0
PeakG | 0 | 0 | 0 | 0 | 0 | 0
PeakO | 0 | 0 | 0 | 0 | 0 | 0
ST | 0 | 0 | 0 | 0 | 0 | 0
STOG | 0 | 0 | 0 | 0 | 0 | 0
STWD | 0 | 0 | 0 | 0 | 0 | 0
WT | 0 | 0 | 0 | 0 | 0 | 0
IGCC | 0 | 0 | 0 | 0 | 0 | 0
DemandResponse | 0 | 0 | 0 | 0 | 0 | 0
IGCC-CCS | 0 | 0 | 0 | 0 | 0 | 0
WT_off | 0 | 0 | 0 | 0 | 0 | 0
PseudoUnit | 0 | 0 | 0 | 0 | 0 | 0
FixedInterchange | 0 | 0 | 0 | 0 | 0 | 0
NOx Emissions (MMshortTons): Nebraska
ReportingType | 2015 | 2020 | 2025 | 2030 | 2035 | 2040
BM | 0 | 0 | 0 | 0 | 0 | 0
CC | 0 | 0 | 0 | 0 | 0 | 0
CSP | 0 | 0 | 0 | 0 | 0 | 0
CT | 0 | 0 | 0 | 0 | 0 | 0
Coal | 0.04 | 0.04 | 0.04 | 0.04 | 0.05 | 0.05
Geo | 0 | 0 | 0 | 0 | 0 | 0
H | 0 | 0 | 0 | 0 | 0 | 0
LFG | 0 | 0 | 0 | 0 | 0 | 0
Nuc | 0 | 0 | 0 | 0 | 0 | 0
PS | 0 | 0 | 0 | 0 | 0 | 0
PV | 0 | 0 | 0 | 0 | 0 | 0
PeakG | 0 | 0 | 0 | 0 | 0 | 0
PeakO | 0 | 0 | 0 | 0 | 0 | 0
ST | 0 | 0 | 0 | 0 | 0 | 0
STOG | 0 | 0 | 0 | 0 | 0 | 0
STWD | 0 | 0 | 0 | 0 | 0 | 0
WT | 0 | 0 | 0 | 0 | 0 | 0
IGCC | 0 | 0 | 0 | 0 | 0 | 0
DemandResponse | 0 | 0 | 0 | 0 | 0 | 0
IGCC-CCS | 0 | 0 | 0 | 0 | 0 | 0
WT_off | 0 | 0 | 0 | 0 | 0 | 0
PseudoUnit | 0 | 0 | 0 | 0 | 0 | 0
FixedInterchange | 0 | 0 | 0 | 0 | 0 | 0
NOx Emissions (MMshortTons): NEISO
ReportingType | 2015 | 2020 | 2025 | 2030 | 2035 | 2040
BM | 0 | 0 | 0 | 0 | 0 | 0
CC | 0 | 0 | 0 | 0 | 0 | 0
CSP | 0 | 0 | 0 | 0 | 0 | 0
CT | 0 | 0 | 0 | 0 | 0 | 0
Coal | 0 | 0 | 0 | 0 | 0 | 0
Geo | 0 | 0 | 0 | 0 | 0 | 0
H | 0 | 0 | 0 | 0 | 0 | 0
LFG | 0 | 0 | 0 | 0 | 0 | 0
Nuc | 0 | 0 | 0 | 0 | 0 | 0
PS | 0 | 0 | 0 | 0 | 0 | 0
PV | 0 | 0 | 0 | 0 | 0 | 0
PeakG | 0 | 0 | 0 | 0 | 0 | 0
PeakO | 0 | 0 | 0 | 0 | 0 | 0
ST | 0 | 0 | 0 | 0 | 0 | 0
STOG | 0 | 0 | 0 | 0 | 0 | 0
STWD | 0 | 0 | 0 | 0 | 0 | 0
WT | 0 | 0 | 0 | 0 | 0 | 0
IGCC | 0 | 0 | 0 | 0 | 0 | 0
DemandResponse | 0 | 0 | 0 | 0 | 0 | 0
IGCC-CCS | 0 | 0 | 0 | 0 | 0 | 0
WT_off | 0 | 0 | 0 | 0 | 0 | 0
PseudoUnit | 0 | 0 | 0 | 0 | 0 | 0
FixedInterchange | 0 | 0 | 0 | 0 | 0 | 0
NOx Emissions (MMshortTons): NonRTO_Midwest
ReportingType | 2015 | 2020 | 2025 | 2030 | 2035 | 2040
BM | 0 | 0 | 0 | 0 | 0 | 0
CC | 0 | 0 | 0 | 0 | 0 | 0
CSP | 0 | 0 | 0 | 0 | 0 | 0
CT | 0 | 0 | 0 | 0 | 0 | 0
Coal | 0.05 | 0.05 | 0.05 | 0.05 | 0.05 | 0.05
Geo | 0 | 0 | 0 | 0 | 0 | 0
H | 0 | 0 | 0 | 0 | 0 | 0
LFG | 0 | 0 | 0 | 0 | 0 | 0
Nuc | 0 | 0 | 0 | 0 | 0 | 0
PS | 0 | 0 | 0 | 0 | 0 | 0
PV | 0 | 0 | 0 | 0 | 0 | 0
PeakG | 0 | 0 | 0 | 0 | 0 | 0
PeakO | 0 | 0 | 0 | 0 | 0 | 0
ST | 0 | 0 | 0 | 0 | 0 | 0
STOG | 0 | 0 | 0 | 0 | 0 | 0
STWD | 0 | 0 | 0 | 0 | 0 | 0
WT | 0 | 0 | 0 | 0 | 0 | 0
IGCC | 0 | 0 | 0 | 0 | 0 | 0
DemandResponse | 0 | 0 | 0 | 0 | 0 | 0
IGCC-CCS | 0 | 0 | 0 | 0 | 0 | 0
WT_off | 0 | 0 | 0 | 0 | 0 | 0
PseudoUnit | 0 | 0 | 0 | 0 | 0 | 0
FixedInterchange | 0 | 0 | 0 | 0 | 0 | 0
NOx Emissions (MMshortTons): NYISO_A-F
ReportingType | 2015 | 2020 | 2025 | 2030 | 2035 | 2040
BM | 0 | 0 | 0 | 0 | 0 | 0
CC | 0 | 0 | 0 | 0 | 0 | 0
CSP | 0 | 0 | 0 | 0 | 0 | 0
CT | 0 | 0 | 0 | 0 | 0 | 0
Coal | 0 | 0 | 0 | 0 | 0 | 0
Geo | 0 | 0 | 0 | 0 | 0 | 0
H | 0 | 0 | 0 | 0 | 0 | 0
LFG | 0 | 0 | 0 | 0 | 0 | 0
Nuc | 0 | 0 | 0 | 0 | 0 | 0
PS | 0 | 0 | 0 | 0 | 0 | 0
PV | 0 | 0 | 0 | 0 | 0 | 0
PeakG | 0 | 0 | 0 | 0 | 0 | 0
PeakO | 0 | 0 | 0 | 0 | 0 | 0
ST | 0 | 0 | 0 | 0 | 0 | 0
STOG | 0 | 0 | 0 | 0 | 0 | 0
STWD | 0 | 0 | 0 | 0 | 0 | 0
WT | 0 | 0 | 0 | 0 | 0 | 0
IGCC | 0 | 0 | 0 | 0 | 0 | 0
DemandResponse | 0 | 0 | 0 | 0 | 0 | 0
IGCC-CCS | 0 | 0 | 0 | 0 | 0 | 0
WT_off | 0 | 0 | 0 | 0 | 0 | 0
PseudoUnit | 0 | 0 | 0 | 0 | 0 | 0
FixedInterchange | 0 | 0 | 0 | 0 | 0 | 0
NOx Emissions (MMshortTons): NYISO_G-I
ReportingType | 2015 | 2020 | 2025 | 2030 | 2035 | 2040
BM | 0 | 0 | 0 | 0 | 0 | 0
CC | 0 | 0 | 0 | 0 | 0 | 0
CSP | 0 | 0 | 0 | 0 | 0 | 0
CT | 0 | 0 | 0 | 0 | 0 | 0
Coal | 0 | 0 | 0 | 0 | 0 | 0
Geo | 0 | 0 | 0 | 0 | 0 | 0
H | 0 | 0 | 0 | 0 | 0 | 0
LFG | 0 | 0 | 0 | 0 | 0 | 0
Nuc | 0 | 0 | 0 | 0 | 0 | 0
PS | 0 | 0 | 0 | 0 | 0 | 0
PV | 0 | 0 | 0 | 0 | 0 | 0
PeakG | 0 | 0 | 0 | 0 | 0 | 0
PeakO | 0 | 0 | 0 | 0 | 0 | 0
ST | 0 | 0 | 0 | 0 | 0 | 0
STOG | 0 | 0 | 0 | 0 | 0 | 0
STWD | 0 | 0 | 0 | 0 | 0 | 0
WT | 0 | 0 | 0 | 0 | 0 | 0
IGCC | 0 | 0 | 0 | 0 | 0 | 0
DemandResponse | 0 | 0 | 0 | 0 | 0 | 0
IGCC-CCS | 0 | 0 | 0 | 0 | 0 | 0
WT_off | 0 | 0 | 0 | 0 | 0 | 0
PseudoUnit | 0 | 0 | 0 | 0 | 0 | 0
FixedInterchange | 0 | 0 | 0 | 0 | 0 | 0
NOx Emissions (MMshortTons): NYISO_J-K
ReportingType | 2015 | 2020 | 2025 | 2030 | 2035 | 2040
BM | 0 | 0 | 0 | 0 | 0 | 0
CC | 0 | 0 | 0 | 0 | 0 | 0
CSP | 0 | 0 | 0 | 0 | 0 | 0
CT | 0 | 0 | 0 | 0 | 0 | 0
Coal | 0 | 0 | 0 | 0 | 0 | 0
Geo | 0 | 0 | 0 | 0 | 0 | 0
H | 0 | 0 | 0 | 0 | 0 | 0
LFG | 0 | 0 | 0 | 0 | 0 | 0
Nuc | 0 | 0 | 0 | 0 | 0 | 0
PS | 0 | 0 | 0 | 0 | 0 | 0
PV | 0 | 0 | 0 | 0 | 0 | 0
PeakG | 0 | 0 | 0 | 0 | 0 | 0
PeakO | 0 | 0 | 0 | 0 | 0 | 0
ST | 0 | 0 | 0 | 0 | 0 | 0
STOG | 0 | 0 | 0 | 0 | 0 | 0
STWD | 0 | 0 | 0 | 0 | 0 | 0
WT | 0 | 0 | 0 | 0 | 0 | 0
IGCC | 0 | 0 | 0 | 0 | 0 | 0
DemandResponse | 0 | 0 | 0 | 0 | 0 | 0
IGCC-CCS | 0 | 0 | 0 | 0 | 0 | 0
WT_off | 0 | 0 | 0 | 0 | 0 | 0
PseudoUnit | 0 | 0 | 0 | 0 | 0 | 0
FixedInterchange | 0 | 0 | 0 | 0 | 0 | 0
NOx Emissions (MMshortTons): PJM_E
ReportingType | 2015 | 2020 | 2025 | 2030 | 2035 | 2040
BM | 0 | 0 | 0 | 0 | 0 | 0
CC | 0 | 0 | 0 | 0 | 0 | 0
CSP | 0 | 0 | 0 | 0 | 0 | 0
CT | 0 | 0 | 0 | 0 | 0 | 0
Coal | 0 | 0 | 0 | 0 | 0 | 0
Geo | 0 | 0 | 0 | 0 | 0 | 0
H | 0 | 0 | 0 | 0 | 0 | 0
LFG | 0 | 0 | 0 | 0 | 0 | 0
Nuc | 0 | 0 | 0 | 0 | 0 | 0
PS | 0 | 0 | 0 | 0 | 0 | 0
PV | 0 | 0 | 0 | 0 | 0 | 0
PeakG | 0 | 0 | 0 | 0 | 0 | 0
PeakO | 0 | 0 | 0 | 0 | 0 | 0
ST | 0 | 0 | 0 | 0 | 0 | 0
STOG | 0 | 0 | 0 | 0 | 0 | 0
STWD | 0 | 0 | 0 | 0 | 0 | 0
WT | 0 | 0 | 0 | 0 | 0 | 0
IGCC | 0 | 0 | 0 | 0 | 0 | 0
DemandResponse | 0 | 0 | 0 | 0 | 0 | 0
IGCC-CCS | 0 | 0 | 0 | 0 | 0 | 0
WT_off | 0 | 0 | 0 | 0 | 0 | 0
PseudoUnit | 0 | 0 | 0 | 0 | 0 | 0
FixedInterchange | 0 | 0 | 0 | 0 | 0 | 0
NOx Emissions (MMshortTons): PJM_ROM
ReportingType | 2015 | 2020 | 2025 | 2030 | 2035 | 2040
BM | 0 | 0 | 0 | 0 | 0 | 0
CC | 0 | 0 | 0 | 0 | 0 | 0.01
CSP | 0 | 0 | 0 | 0 | 0 | 0
CT | 0 | 0 | 0 | 0 | 0 | 0
Coal | 0.04 | 0.04 | 0.04 | 0.04 | 0.04 | 0.04
Geo | 0 | 0 | 0 | 0 | 0 | 0
H | 0 | 0 | 0 | 0 | 0 | 0
LFG | 0 | 0 | 0 | 0 | 0 | 0
Nuc | 0 | 0 | 0 | 0 | 0 | 0
PS | 0 | 0 | 0 | 0 | 0 | 0
PV | 0 | 0 | 0 | 0 | 0 | 0
PeakG | 0 | 0 | 0 | 0 | 0 | 0
PeakO | 0 | 0 | 0 | 0 | 0 | 0
ST | 0 | 0 | 0 | 0 | 0 | 0
STOG | 0 | 0 | 0 | 0 | 0 | 0
STWD | 0 | 0 | 0 | 0 | 0 | 0
WT | 0 | 0 | 0 | 0 | 0 | 0
IGCC | 0 | 0 | 0 | 0 | 0 | 0
DemandResponse | 0 | 0 | 0 | 0 | 0 | 0
IGCC-CCS | 0 | 0 | 0 | 0 | 0 | 0
WT_off | 0 | 0 | 0 | 0 | 0 | 0
PseudoUnit | 0 | 0 | 0 | 0 | 0 | 0
FixedInterchange | 0 | 0 | 0 | 0 | 0 | 0
NOx Emissions (MMshortTons): PJM_ROR
ReportingType | 2015 | 2020 | 2025 | 2030 | 2035 | 2040
BM | 0 | 0 | 0 | 0 | 0 | 0
CC | 0 | 0 | 0 | 0.01 | 0.01 | 0.01
CSP | 0 | 0 | 0 | 0 | 0 | 0
CT | 0 | 0 | 0 | 0 | 0 | 0
Coal | 0.28 | 0.24 | 0.24 | 0.24 | 0.25 | 0.25
Geo | 0 | 0 | 0 | 0 | 0 | 0
H | 0 | 0 | 0 | 0 | 0 | 0
LFG | 0 | 0 | 0 | 0 | 0 | 0
Nuc | 0 | 0 | 0 | 0 | 0 | 0
PS | 0 | 0 | 0 | 0 | 0 | 0
PV | 0 | 0 | 0 | 0 | 0 | 0
PeakG | 0 | 0 | 0 | 0 | 0 | 0
PeakO | 0 | 0 | 0 | 0 | 0 | 0
ST | 0 | 0 | 0 | 0 | 0 | 0
STOG | 0 | 0 | 0 | 0 | 0 | 0
STWD | 0 | 0 | 0 | 0 | 0 | 0
WT | 0 | 0 | 0 | 0 | 0 | 0
IGCC | 0 | 0 | 0 | 0 | 0 | 0
DemandResponse | 0 | 0 | 0 | 0 | 0 | 0
IGCC-CCS | 0 | 0 | 0 | 0 | 0 | 0
WT_off | 0 | 0 | 0 | 0 | 0 | 0
PseudoUnit | 0 | 0 | 0 | 0 | 0 | 0
FixedInterchange | 0 | 0 | 0 | 0 | 0 | 0
NOx Emissions (MMshortTons): SOCO
ReportingType | 2015 | 2020 | 2025 | 2030 | 2035 | 2040
BM | 0 | 0 | 0 | 0 | 0 | 0
CC | 0.01 | 0.01 | 0.01 | 0.01 | 0.01 | 0.01
CSP | 0 | 0 | 0 | 0 | 0 | 0
CT | 0 | 0 | 0 | 0 | 0 | 0
Coal | 0.07 | 0.07 | 0.07 | 0.07 | 0.08 | 0.09
Geo | 0 | 0 | 0 | 0 | 0 | 0
H | 0 | 0 | 0 | 0 | 0 | 0
LFG | 0 | 0 | 0 | 0 | 0 | 0
Nuc | 0 | 0 | 0 | 0 | 0 | 0
PS | 0 | 0 | 0 | 0 | 0 | 0
PV | 0 | 0 | 0 | 0 | 0 | 0
PeakG | 0 | 0 | 0 | 0 | 0 | 0
PeakO | 0 | 0 | 0 | 0 | 0 | 0
ST | 0 | 0 | 0 | 0 | 0 | 0
STOG | 0 | 0 | 0 | 0 | 0 | 0
STWD | 0 | 0 | 0 | 0 | 0 | 0
WT | 0 | 0 | 0 | 0 | 0 | 0
IGCC | 0 | 0 | 0 | 0 | 0 | 0
DemandResponse | 0 | 0 | 0 | 0 | 0 | 0
IGCC-CCS | 0 | 0 | 0 | 0 | 0 | 0
WT_off | 0 | 0 | 0 | 0 | 0 | 0
PseudoUnit | 0 | 0 | 0 | 0 | 0 | 0
FixedInterchange | 0 | 0 | 0 | 0 | 0 | 0
NOx Emissions (MMshortTons): SPP_N
ReportingType | 2015 | 2020 | 2025 | 2030 | 2035 | 2040
BM | 0 | 0 | 0 | 0 | 0 | 0
CC | 0 | 0 | 0 | 0 | 0 | 0
CSP | 0 | 0 | 0 | 0 | 0 | 0
CT | 0 | 0 | 0 | 0 | 0 | 0
Coal | 0.07 | 0.07 | 0.07 | 0.07 | 0.07 | 0.07
Geo | 0 | 0 | 0 | 0 | 0 | 0
H | 0 | 0 | 0 | 0 | 0 | 0
LFG | 0 | 0 | 0 | 0 | 0 | 0
Nuc | 0 | 0 | 0 | 0 | 0 | 0
PS | 0 | 0 | 0 | 0 | 0 | 0
PV | 0 | 0 | 0 | 0 | 0 | 0
PeakG | 0 | 0 | 0 | 0 | 0 | 0
PeakO | 0 | 0 | 0 | 0 | 0 | 0
ST | 0 | 0 | 0 | 0 | 0 | 0
STOG | 0 | 0 | 0 | 0 | 0 | 0
STWD | 0 | 0 | 0 | 0 | 0 | 0
WT | 0 | 0 | 0 | 0 | 0 | 0
IGCC | 0 | 0 | 0 | 0 | 0 | 0
DemandResponse | 0 | 0 | 0 | 0 | 0 | 0
IGCC-CCS | 0 | 0 | 0 | 0 | 0 | 0
WT_off | 0 | 0 | 0 | 0 | 0 | 0
PseudoUnit | 0 | 0 | 0 | 0 | 0 | 0
FixedInterchange | 0 | 0 | 0 | 0 | 0 | 0
NOx Emissions (MMshortTons): SPP_S
ReportingType | 2015 | 2020 | 2025 | 2030 | 2035 | 2040
BM | 0 | 0 | 0 | 0 | 0 | 0
CC | 0 | 0 | 0 | 0 | 0 | 0
CSP | 0 | 0 | 0 | 0 | 0 | 0
CT | 0 | 0 | 0 | 0 | 0 | 0
Coal | 0.11 | 0.11 | 0.11 | 0.11 | 0.11 | 0.11
Geo | 0 | 0 | 0 | 0 | 0 | 0
H | 0 | 0 | 0 | 0 | 0 | 0
LFG | 0 | 0 | 0 | 0 | 0 | 0
Nuc | 0 | 0 | 0 | 0 | 0 | 0
PS | 0 | 0 | 0 | 0 | 0 | 0
PV | 0 | 0 | 0 | 0 | 0 | 0
PeakG | 0 | 0 | 0 | 0 | 0 | 0
PeakO | 0 | 0 | 0 | 0 | 0 | 0
ST | 0 | 0 | 0 | 0 | 0 | 0
STOG | 0 | 0 | 0 | 0 | 0 | 0
STWD | 0 | 0 | 0 | 0 | 0 | 0
WT | 0 | 0 | 0 | 0 | 0 | 0
IGCC | 0 | 0 | 0 | 0 | 0 | 0
DemandResponse | 0 | 0 | 0 | 0 | 0 | 0
IGCC-CCS | 0 | 0 | 0 | 0 | 0 | 0
WT_off | 0 | 0 | 0 | 0 | 0 | 0
PseudoUnit | 0 | 0 | 0 | 0 | 0 | 0
FixedInterchange | 0 | 0 | 0 | 0 | 0 | 0
NOx Emissions (MMshortTons): TVA
ReportingType | 2015 | 2020 | 2025 | 2030 | 2035 | 2040
BM | 0 | 0 | 0 | 0 | 0 | 0
CC | 0 | 0 | 0 | 0 | 0 | 0
CSP | 0 | 0 | 0 | 0 | 0 | 0
CT | 0 | 0 | 0 | 0 | 0 | 0
Coal | 0.06 | 0.06 | 0.06 | 0.06 | 0.07 | 0.07
Geo | 0 | 0 | 0 | 0 | 0 | 0
H | 0 | 0 | 0 | 0 | 0 | 0
LFG | 0 | 0 | 0 | 0 | 0 | 0
Nuc | 0 | 0 | 0 | 0 | 0 | 0
PS | 0 | 0 | 0 | 0 | 0 | 0
PV | 0 | 0 | 0 | 0 | 0 | 0
PeakG | 0 | 0 | 0 | 0 | 0 | 0
PeakO | 0 | 0 | 0 | 0 | 0 | 0
ST | 0 | 0 | 0 | 0 | 0 | 0
STOG | 0 | 0 | 0 | 0 | 0 | 0
STWD | 0 | 0 | 0 | 0 | 0 | 0
WT | 0 | 0 | 0 | 0 | 0 | 0
IGCC | 0 | 0 | 0 | 0 | 0 | 0
DemandResponse | 0 | 0 | 0 | 0 | 0 | 0
IGCC-CCS | 0 | 0 | 0 | 0 | 0 | 0
WT_off | 0 | 0 | 0 | 0 | 0 | 0
PseudoUnit | 0 | 0 | 0 | 0 | 0 | 0
FixedInterchange | 0 | 0 | 0 | 0 | 0 | 0
NOx Emissions (MMshortTons): TVA_Transmission
ReportingType | 2015 | 2020 | 2025 | 2030 | 2035 | 2040
BM | 0 | 0 | 0 | 0 | 0 | 0
CC | 0 | 0 | 0 | 0 | 0 | 0
CSP | 0 | 0 | 0 | 0 | 0 | 0
CT | 0 | 0 | 0 | 0 | 0 | 0
Coal | 0 | 0 | 0 | 0 | 0 | 0
Geo | 0 | 0 | 0 | 0 | 0 | 0
H | 0 | 0 | 0 | 0 | 0 | 0
LFG | 0 | 0 | 0 | 0 | 0 | 0
Nuc | 0 | 0 | 0 | 0 | 0 | 0
PS | 0 | 0 | 0 | 0 | 0 | 0
PV | 0 | 0 | 0 | 0 | 0 | 0
PeakG | 0 | 0 | 0 | 0 | 0 | 0
PeakO | 0 | 0 | 0 | 0 | 0 | 0
ST | 0 | 0 | 0 | 0 | 0 | 0
STOG | 0 | 0 | 0 | 0 | 0 | 0
STWD | 0 | 0 | 0 | 0 | 0 | 0
WT | 0 | 0 | 0 | 0 | 0 | 0
IGCC | 0 | 0 | 0 | 0 | 0 | 0
DemandResponse | 0 | 0 | 0 | 0 | 0 | 0
IGCC-CCS | 0 | 0 | 0 | 0 | 0 | 0
WT_off | 0 | 0 | 0 | 0 | 0 | 0
PseudoUnit | 0 | 0 | 0 | 0 | 0 | 0
FixedInterchange | 0 | 0 | 0 | 0 | 0 | 0
NOx Emissions (MMshortTons): VACAR
ReportingType | 2015 | 2020 | 2025 | 2030 | 2035 | 2040
BM | 0 | 0 | 0 | 0 | 0 | 0
CC | 0 | 0 | 0 | 0 | 0 | 0.01
CSP | 0 | 0 | 0 | 0 | 0 | 0
CT | 0 | 0 | 0 | 0 | 0 | 0
Coal | 0.04 | 0.04 | 0.05 | 0.06 | 0.06 | 0.06
Geo | 0 | 0 | 0 | 0 | 0 | 0
H | 0 | 0 | 0 | 0 | 0 | 0
LFG | 0 | 0 | 0 | 0 | 0 | 0
Nuc | 0 | 0 | 0 | 0 | 0 | 0
PS | 0 | 0 | 0 | 0 | 0 | 0
PV | 0 | 0 | 0 | 0 | 0 | 0
PeakG | 0 | 0 | 0 | 0 | 0 | 0
PeakO | 0 | 0 | 0 | 0 | 0 | 0
ST | 0 | 0 | 0 | 0 | 0 | 0
STOG | 0 | 0 | 0 | 0 | 0 | 0
STWD | 0 | 0 | 0 | 0 | 0 | 0
WT | 0 | 0 | 0 | 0 | 0 | 0
IGCC | 0 | 0 | 0 | 0 | 0 | 0
DemandResponse | 0 | 0 | 0 | 0 | 0 | 0
IGCC-CCS | 0 | 0 | 0 | 0 | 0 | 0
WT_off | 0 | 0 | 0 | 0 | 0 | 0
PseudoUnit | 0 | 0 | 0 | 0 | 0 | 0
FixedInterchange | 0 | 0 | 0 | 0 | 0 | 0
NOx Emissions (MMshortTons): IESO
ReportingType | 2015 | 2020 | 2025 | 2030 | 2035 | 2040
BM | 0 | 0 | 0 | 0 | 0 | 0
CC | 0 | 0 | 0 | 0 | 0 | 0
CSP | 0 | 0 | 0 | 0 | 0 | 0
CT | 0 | 0 | 0 | 0 | 0 | 0
Coal | 0 | 0 | 0 | 0 | 0 | 0
Geo | 0 | 0 | 0 | 0 | 0 | 0
H | 0 | 0 | 0 | 0 | 0 | 0
LFG | 0 | 0 | 0 | 0 | 0 | 0
Nuc | 0 | 0 | 0 | 0 | 0 | 0
PS | 0 | 0 | 0 | 0 | 0 | 0
PV | 0 | 0 | 0 | 0 | 0 | 0
PeakG | 0 | 0 | 0 | 0 | 0 | 0
PeakO | 0 | 0 | 0 | 0 | 0 | 0
ST | 0 | 0 | 0 | 0 | 0 | 0
STOG | 0 | 0 | 0 | 0 | 0 | 0
STWD | 0 | 0 | 0 | 0 | 0 | 0
WT | 0 | 0 | 0 | 0 | 0 | 0
IGCC | 0 | 0 | 0 | 0 | 0 | 0
DemandResponse | 0 | 0 | 0 | 0 | 0 | 0
IGCC-CCS | 0 | 0 | 0 | 0 | 0 | 0
WT_off | 0 | 0 | 0 | 0 | 0 | 0
PseudoUnit | 0 | 0 | 0 | 0 | 0 | 0
FixedInterchange | 0 | 0 | 0 | 0 | 0 | 0
NOx Emissions (MMshortTons): MAPP_CA
ReportingType | 2015 | 2020 | 2025 | 2030 | 2035 | 2040
BM | 0 | 0 | 0 | 0 | 0 | 0
CC | 0 | 0 | 0 | 0 | 0 | 0
CSP | 0 | 0 | 0 | 0 | 0 | 0
CT | 0 | 0 | 0 | 0 | 0 | 0
Coal | 0 | 0 | 0 | 0 | 0 | 0
Geo | 0 | 0 | 0 | 0 | 0 | 0
H | 0 | 0 | 0 | 0 | 0 | 0
LFG | 0 | 0 | 0 | 0 | 0 | 0
Nuc | 0 | 0 | 0 | 0 | 0 | 0
PS | 0 | 0 | 0 | 0 | 0 | 0
PV | 0 | 0 | 0 | 0 | 0 | 0
PeakG | 0 | 0 | 0 | 0 | 0 | 0
PeakO | 0 | 0 | 0 | 0 | 0 | 0
ST | 0 | 0 | 0 | 0 | 0 | 0
STOG | 0 | 0 | 0 | 0 | 0 | 0
STWD | 0 | 0 | 0 | 0 | 0 | 0
WT | 0 | 0 | 0 | 0 | 0 | 0
IGCC | 0 | 0 | 0 | 0 | 0 | 0
DemandResponse | 0 | 0 | 0 | 0 | 0 | 0
IGCC-CCS | 0 | 0 | 0 | 0 | 0 | 0
WT_off | 0 | 0 | 0 | 0 | 0 | 0
PseudoUnit | 0 | 0 | 0 | 0 | 0 | 0
FixedInterchange | 0 | 0 | 0 | 0 | 0 | 0
NOx Emissions (MMshortTons): AZ_NM_SNV_Coal
ReportingType | 2015 | 2020 | 2025 | 2030 | 2035 | 2040
BM | 0 | 0 | 0 | 0 | 0 | 0
CC | 0 | 0 | 0 | 0 | 0 | 0
CSP | 0 | 0 | 0 | 0 | 0 | 0
CT | 0 | 0 | 0 | 0 | 0 | 0
Coal | 0.12 | 0.12 | 0.12 | 0.12 | 0.12 | 0.14
Geo | 0 | 0 | 0 | 0 | 0 | 0
H | 0 | 0 | 0 | 0 | 0 | 0
LFG | 0 | 0 | 0 | 0 | 0 | 0
Nuc | 0 | 0 | 0 | 0 | 0 | 0
PS | 0 | 0 | 0 | 0 | 0 | 0
PV | 0 | 0 | 0 | 0 | 0 | 0
PeakG | 0 | 0 | 0 | 0 | 0 | 0
PeakO | 0 | 0 | 0 | 0 | 0 | 0
ST | 0 | 0 | 0 | 0 | 0 | 0
STOG | 0 | 0 | 0 | 0 | 0 | 0
STWD | 0 | 0 | 0 | 0 | 0 | 0
WT | 0 | 0 | 0 | 0 | 0 | 0
IGCC | 0 | 0 | 0 | 0 | 0 | 0
DemandResponse | 0 | 0 | 0 | 0 | 0 | 0
IGCC-CCS | 0 | 0 | 0 | 0 | 0 | 0
WT_off | 0 | 0 | 0 | 0 | 0 | 0
PseudoUnit | 0 | 0 | 0 | 0 | 0 | 0
FixedInterchange | 0 | 0 | 0 | 0 | 0 | 0
NOx Emissions (MMshortTons): AZ_NM_SNV_Gas
ReportingType | 2015 | 2020 | 2025 | 2030 | 2035 | 2040
BM | 0 | 0 | 0 | 0 | 0 | 0
CC | 0.01 | 0.01 | 0.01 | 0.01 | 0.01 | 0.01
CSP | 0 | 0 | 0 | 0 | 0 | 0
CT | 0 | 0 | 0 | 0 | 0 | 0
Coal | 0 | 0 | 0 | 0 | 0 | 0
Geo | 0 | 0 | 0 | 0 | 0 | 0
H | 0 | 0 | 0 | 0 | 0 | 0
LFG | 0 | 0 | 0 | 0 | 0 | 0
Nuc | 0 | 0 | 0 | 0 | 0 | 0
PS | 0 | 0 | 0 | 0 | 0 | 0
PV | 0 | 0 | 0 | 0 | 0 | 0
PeakG | 0 | 0 | 0 | 0 | 0 | 0
PeakO | 0 | 0 | 0 | 0 | 0 | 0
ST | 0 | 0 | 0 | 0 | 0 | 0
STOG | 0 | 0 | 0 | 0 | 0 | 0
STWD | 0 | 0 | 0 | 0 | 0 | 0
WT | 0 | 0 | 0 | 0 | 0 | 0
IGCC | 0 | 0 | 0 | 0 | 0 | 0
DemandResponse | 0 | 0 | 0 | 0 | 0 | 0
IGCC-CCS | 0 | 0 | 0 | 0 | 0 | 0
WT_off | 0 | 0 | 0 | 0 | 0 | 0
PseudoUnit | 0 | 0 | 0 | 0 | 0 | 0
FixedInterchange | 0 | 0 | 0 | 0 | 0 | 0
NOx Emissions (MMshortTons): AZ_NM_SNV_NucRenew
ReportingType | 2015 | 2020 | 2025 | 2030 | 2035 | 2040
BM | 0 | 0 | 0 | 0 | 0 | 0
CC | 0 | 0 | 0 | 0 | 0 | 0
CSP | 0 | 0 | 0 | 0 | 0 | 0
CT | 0 | 0 | 0 | 0 | 0 | 0
Coal | 0 | 0 | 0 | 0 | 0 | 0
Geo | 0 | 0 | 0 | 0 | 0 | 0
H | 0 | 0 | 0 | 0 | 0 | 0
LFG | 0 | 0 | 0 | 0 | 0 | 0
Nuc | 0 | 0 | 0 | 0 | 0 | 0
PS | 0 | 0 | 0 | 0 | 0 | 0
PV | 0 | 0 | 0 | 0 | 0 | 0
PeakG | 0 | 0 | 0 | 0 | 0 | 0
PeakO | 0 | 0 | 0 | 0 | 0 | 0
ST | 0 | 0 | 0 | 0 | 0 | 0
STOG | 0 | 0 | 0 | 0 | 0 | 0
STWD | 0 | 0 | 0 | 0 | 0 | 0
WT | 0 | 0 | 0 | 0 | 0 | 0
IGCC | 0 | 0 | 0 | 0 | 0 | 0
DemandResponse | 0 | 0 | 0 | 0 | 0 | 0
IGCC-CCS | 0 | 0 | 0 | 0 | 0 | 0
WT_off | 0 | 0 | 0 | 0 | 0 | 0
PseudoUnit | 0 | 0 | 0 | 0 | 0 | 0
FixedInterchange | 0 | 0 | 0 | 0 | 0 | 0
NOx Emissions (MMshortTons): ERCOT
ReportingType | 2015 | 2020 | 2025 | 2030 | 2035 | 2040
BM | 0 | 0 | 0 | 0 | 0 | 0
CC | 0.01 | 0.01 | 0.01 | 0.01 | 0.01 | 0.01
CSP | 0 | 0 | 0 | 0 | 0 | 0
CT | 0 | 0 | 0 | 0 | 0 | 0
Coal | 0.06 | 0.08 | 0.09 | 0.09 | 0.09 | 0.09
Geo | 0 | 0 | 0 | 0 | 0 | 0
H | 0 | 0 | 0 | 0 | 0 | 0
LFG | 0 | 0 | 0 | 0 | 0 | 0
Nuc | 0 | 0 | 0 | 0 | 0 | 0
PS | 0 | 0 | 0 | 0 | 0 | 0
PV | 0 | 0 | 0 | 0 | 0 | 0
PeakG | 0 | 0 | 0 | 0 | 0 | 0
PeakO | 0 | 0 | 0 | 0 | 0 | 0
ST | 0 | 0 | 0 | 0 | 0 | 0
STOG | 0 | 0 | 0.01 | 0.01 | 0.01 | 0.01
STWD | 0 | 0 | 0 | 0 | 0 | 0
WT | 0 | 0 | 0 | 0 | 0 | 0
IGCC | 0 | 0 | 0 | 0 | 0 | 0
DemandResponse | 0 | 0 | 0 | 0 | 0 | 0
IGCC-CCS | 0 | 0 | 0 | 0 | 0 | 0
WT_off | 0 | 0 | 0 | 0 | 0 | 0
PseudoUnit | 0 | 0 | 0 | 0 | 0 | 0
FixedInterchange | 0 | 0 | 0 | 0 | 0 | 0
NOx Emissions (MMshortTons): NP15
ReportingType | 2015 | 2020 | 2025 | 2030 | 2035 | 2040
BM | 0 | 0 | 0 | 0 | 0 | 0
CC | 0 | 0 | 0 | 0 | 0 | 0
CSP | 0 | 0 | 0 | 0 | 0 | 0
CT | 0 | 0 | 0 | 0 | 0 | 0
Coal | 0 | 0 | 0 | 0 | 0 | 0
Geo | 0 | 0 | 0 | 0 | 0 | 0
H | 0 | 0 | 0 | 0 | 0 | 0
LFG | 0 | 0 | 0 | 0 | 0 | 0
Nuc | 0 | 0 | 0 | 0 | 0 | 0
PS | 0 | 0 | 0 | 0 | 0 | 0
PV | 0 | 0 | 0 | 0 | 0 | 0
PeakG | 0 | 0 | 0 | 0 | 0 | 0
PeakO | 0 | 0 | 0 | 0 | 0 | 0
ST | 0 | 0 | 0 | 0 | 0 | 0
STOG | 0 | 0 | 0 | 0 | 0 | 0
STWD | 0 | 0 | 0 | 0 | 0 | 0
WT | 0 | 0 | 0 | 0 | 0 | 0
IGCC | 0 | 0 | 0 | 0 | 0 | 0
DemandResponse | 0 | 0 | 0 | 0 | 0 | 0
IGCC-CCS | 0 | 0 | 0 | 0 | 0 | 0
WT_off | 0 | 0 | 0 | 0 | 0 | 0
PseudoUnit | 0 | 0 | 0 | 0 | 0 | 0
FixedInterchange | 0 | 0 | 0 | 0 | 0 | 0
NOx Emissions (MMshortTons): NWPP_Coal
ReportingType | 2015 | 2020 | 2025 | 2030 | 2035 | 2040
BM | 0 | 0 | 0 | 0 | 0 | 0
CC | 0 | 0 | 0 | 0 | 0 | 0
CSP | 0 | 0 | 0 | 0 | 0 | 0
CT | 0 | 0 | 0 | 0 | 0 | 0
Coal | 0.14 | 0.14 | 0.14 | 0.14 | 0.14 | 0.14
Geo | 0 | 0 | 0 | 0 | 0 | 0
H | 0 | 0 | 0 | 0 | 0 | 0
LFG | 0 | 0 | 0 | 0 | 0 | 0
Nuc | 0 | 0 | 0 | 0 | 0 | 0
PS | 0 | 0 | 0 | 0 | 0 | 0
PV | 0 | 0 | 0 | 0 | 0 | 0
PeakG | 0 | 0 | 0 | 0 | 0 | 0
PeakO | 0 | 0 | 0 | 0 | 0 | 0
ST | 0 | 0 | 0 | 0 | 0 | 0
STOG | 0 | 0 | 0 | 0 | 0 | 0
STWD | 0 | 0 | 0 | 0 | 0 | 0
WT | 0 | 0 | 0 | 0 | 0 | 0
IGCC | 0 | 0 | 0 | 0 | 0 | 0
DemandResponse | 0 | 0 | 0 | 0 | 0 | 0
IGCC-CCS | 0 | 0 | 0 | 0 | 0 | 0
WT_off | 0 | 0 | 0 | 0 | 0 | 0
PseudoUnit | 0 | 0 | 0 | 0 | 0 | 0
FixedInterchange | 0 | 0 | 0 | 0 | 0 | 0
NOx Emissions (MMshortTons): NWPP_Gas
ReportingType | 2015 | 2020 | 2025 | 2030 | 2035 | 2040
BM | 0 | 0 | 0 | 0 | 0 | 0
CC | 0 | 0 | 0 | 0.01 | 0.01 | 0.01
CSP | 0 | 0 | 0 | 0 | 0 | 0
CT | 0 | 0 | 0 | 0 | 0 | 0
Coal | 0 | 0 | 0 | 0 | 0 | 0
Geo | 0 | 0 | 0 | 0 | 0 | 0
H | 0 | 0 | 0 | 0 | 0 | 0
LFG | 0 | 0 | 0 | 0 | 0 | 0
Nuc | 0 | 0 | 0 | 0 | 0 | 0
PS | 0 | 0 | 0 | 0 | 0 | 0
PV | 0 | 0 | 0 | 0 | 0 | 0
PeakG | 0 | 0 | 0 | 0 | 0 | 0
PeakO | 0 | 0 | 0 | 0 | 0 | 0
ST | 0 | 0 | 0 | 0 | 0 | 0
STOG | 0 | 0 | 0 | 0 | 0 | 0
STWD | 0 | 0 | 0 | 0 | 0 | 0
WT | 0 | 0 | 0 | 0 | 0 | 0
IGCC | 0 | 0 | 0 | 0 | 0 | 0
DemandResponse | 0 | 0 | 0 | 0 | 0 | 0
IGCC-CCS | 0 | 0 | 0 | 0 | 0 | 0
WT_off | 0 | 0 | 0 | 0 | 0 | 0
PseudoUnit | 0 | 0 | 0 | 0 | 0 | 0
FixedInterchange | 0 | 0 | 0 | 0 | 0 | 0
NOx Emissions (MMshortTons): NWPP_NucRenew
ReportingType | 2015 | 2020 | 2025 | 2030 | 2035 | 2040
BM | 0 | 0 | 0 | 0 | 0 | 0
CC | 0 | 0 | 0 | 0 | 0 | 0
CSP | 0 | 0 | 0 | 0 | 0 | 0
CT | 0 | 0 | 0 | 0 | 0 | 0
Coal | 0 | 0 | 0 | 0 | 0 | 0
Geo | 0 | 0 | 0 | 0 | 0 | 0
H | 0 | 0 | 0 | 0 | 0 | 0
LFG | 0 | 0 | 0 | 0 | 0 | 0
Nuc | 0 | 0 | 0 | 0 | 0 | 0
PS | 0 | 0 | 0 | 0 | 0 | 0
PV | 0 | 0 | 0 | 0 | 0 | 0
PeakG | 0 | 0 | 0 | 0 | 0 | 0
PeakO | 0 | 0 | 0 | 0 | 0 | 0
ST | 0 | 0 | 0 | 0 | 0 | 0
STOG | 0 | 0 | 0 | 0 | 0 | 0
STWD | 0 | 0 | 0 | 0 | 0 | 0
WT | 0 | 0 | 0 | 0 | 0 | 0
IGCC | 0 | 0 | 0 | 0 | 0 | 0
DemandResponse | 0 | 0 | 0 | 0 | 0 | 0
IGCC-CCS | 0 | 0 | 0 | 0 | 0 | 0
WT_off | 0 | 0 | 0 | 0 | 0 | 0
PseudoUnit | 0 | 0 | 0 | 0 | 0 | 0
FixedInterchange | 0 | 0 | 0 | 0 | 0 | 0
NOx Emissions (MMshortTons): RMPA
ReportingType | 2015 | 2020 | 2025 | 2030 | 2035 | 2040
BM | 0 | 0 | 0 | 0 | 0 | 0
CC | 0 | 0 | 0 | 0 | 0 | 0
CSP | 0 | 0 | 0 | 0 | 0 | 0
CT | 0 | 0 | 0 | 0 | 0 | 0
Coal | 0.06 | 0.06 | 0.05 | 0.05 | 0.06 | 0.06
Geo | 0 | 0 | 0 | 0 | 0 | 0
H | 0 | 0 | 0 | 0 | 0 | 0
LFG | 0 | 0 | 0 | 0 | 0 | 0
Nuc | 0 | 0 | 0 | 0 | 0 | 0
PS | 0 | 0 | 0 | 0 | 0 | 0
PV | 0 | 0 | 0 | 0 | 0 | 0
PeakG | 0 | 0 | 0 | 0 | 0 | 0
PeakO | 0 | 0 | 0 | 0 | 0 | 0
ST | 0 | 0 | 0 | 0 | 0 | 0
STOG | 0 | 0 | 0 | 0 | 0 | 0
STWD | 0 | 0 | 0 | 0 | 0 | 0
WT | 0 | 0 | 0 | 0 | 0 | 0
IGCC | 0 | 0 | 0 | 0 | 0 | 0
DemandResponse | 0 | 0 | 0 | 0 | 0 | 0
IGCC-CCS | 0 | 0 | 0 | 0 | 0 | 0
WT_off | 0 | 0 | 0 | 0 | 0 | 0
PseudoUnit | 0 | 0 | 0 | 0 | 0 | 0
FixedInterchange | 0 | 0 | 0 | 0 | 0 | 0
NOx Emissions (MMshortTons): SP15
ReportingType | 2015 | 2020 | 2025 | 2030 | 2035 | 2040
BM | 0 | 0 | 0 | 0 | 0 | 0
CC | 0 | 0 | 0 | 0 | 0 | 0
CSP | 0 | 0 | 0 | 0 | 0 | 0
CT | 0 | 0 | 0 | 0 | 0 | 0
Coal | 0 | 0 | 0 | 0 | 0 | 0
Geo | 0 | 0 | 0 | 0 | 0 | 0
H | 0 | 0 | 0 | 0 | 0 | 0
LFG | 0 | 0 | 0 | 0 | 0 | 0
Nuc | 0 | 0 | 0 | 0 | 0 | 0
PS | 0 | 0 | 0 | 0 | 0 | 0
PV | 0 | 0 | 0 | 0 | 0 | 0
PeakG | 0 | 0 | 0 | 0 | 0 | 0
PeakO | 0 | 0 | 0 | 0 | 0 | 0
ST | 0 | 0 | 0 | 0 | 0 | 0
STOG | 0 | 0 | 0 | 0 | 0 | 0
STWD | 0 | 0 | 0 | 0 | 0 | 0
WT | 0 | 0 | 0 | 0 | 0 | 0
IGCC | 0 | 0 | 0 | 0 | 0 | 0
DemandResponse | 0 | 0 | 0 | 0 | 0 | 0
IGCC-CCS | 0 | 0 | 0 | 0 | 0 | 0
WT_off | 0 | 0 | 0 | 0 | 0 | 0
PseudoUnit | 0 | 0 | 0 | 0 | 0 | 0
FixedInterchange | 0 | 0 | 0 | 0 | 0 | 0
NOx Emissions (MMshortTons): ALB
ReportingType | 2015 | 2020 | 2025 | 2030 | 2035 | 2040
BM | 0 | 0 | 0 | 0 | 0 | 0
CC | 0 | 0 | 0 | 0 | 0 | 0
CSP | 0 | 0 | 0 | 0 | 0 | 0
CT | 0 | 0 | 0 | 0 | 0 | 0
Coal | 0.01 | 0.01 | 0.01 | 0.01 | 0.01 | 0.01
Geo | 0 | 0 | 0 | 0 | 0 | 0
H | 0 | 0 | 0 | 0 | 0 | 0
LFG | 0 | 0 | 0 | 0 | 0 | 0
Nuc | 0 | 0 | 0 | 0 | 0 | 0
PS | 0 | 0 | 0 | 0 | 0 | 0
PV | 0 | 0 | 0 | 0 | 0 | 0
PeakG | 0 | 0 | 0 | 0 | 0 | 0
PeakO | 0 | 0 | 0 | 0 | 0 | 0
ST | 0 | 0 | 0 | 0 | 0 | 0
STOG | 0 | 0 | 0 | 0 | 0 | 0
STWD | 0 | 0 | 0 | 0 | 0 | 0
WT | 0 | 0 | 0 | 0 | 0 | 0
IGCC | 0 | 0 | 0 | 0 | 0 | 0
DemandResponse | 0 | 0 | 0 | 0 | 0 | 0
IGCC-CCS | 0 | 0 | 0 | 0 | 0 | 0
WT_off | 0 | 0 | 0 | 0 | 0 | 0
PseudoUnit | 0 | 0 | 0 | 0 | 0 | 0
FixedInterchange | 0 | 0 | 0 | 0 | 0 | 0
NOx Emissions (MMshortTons): BC
ReportingType | 2015 | 2020 | 2025 | 2030 | 2035 | 2040
BM | 0 | 0 | 0 | 0 | 0 | 0
CC | 0 | 0 | 0 | 0 | 0 | 0
CSP | 0 | 0 | 0 | 0 | 0 | 0
CT | 0 | 0 | 0 | 0 | 0 | 0
Coal | 0 | 0 | 0 | 0 | 0 | 0
Geo | 0 | 0 | 0 | 0 | 0 | 0
H | 0 | 0 | 0 | 0 | 0 | 0
LFG | 0 | 0 | 0 | 0 | 0 | 0
Nuc | 0 | 0 | 0 | 0 | 0 | 0
PS | 0 | 0 | 0 | 0 | 0 | 0
PV | 0 | 0 | 0 | 0 | 0 | 0
PeakG | 0 | 0 | 0 | 0 | 0 | 0
PeakO | 0 | 0 | 0 | 0 | 0 | 0
ST | 0 | 0 | 0 | 0 | 0 | 0
STOG | 0 | 0 | 0 | 0 | 0 | 0
STWD | 0 | 0 | 0 | 0 | 0 | 0
WT | 0 | 0 | 0 | 0 | 0 | 0
IGCC | 0 | 0 | 0 | 0 | 0 | 0
DemandResponse | 0 | 0 | 0 | 0 | 0 | 0
IGCC-CCS | 0 | 0 | 0 | 0 | 0 | 0
WT_off | 0 | 0 | 0 | 0 | 0 | 0
PseudoUnit | 0 | 0 | 0 | 0 | 0 | 0
FixedInterchange | 0 | 0 | 0 | 0 | 0 | 0
NOx Emissions (MMshortTons): HQ_IESO
ReportingType | 2015 | 2020 | 2025 | 2030 | 2035 | 2040
BM | 0 | 0 | 0 | 0 | 0 | 0
CC | 0 | 0 | 0 | 0 | 0 | 0
CSP | 0 | 0 | 0 | 0 | 0 | 0
CT | 0 | 0 | 0 | 0 | 0 | 0
Coal | 0 | 0 | 0 | 0 | 0 | 0
Geo | 0 | 0 | 0 | 0 | 0 | 0
H | 0 | 0 | 0 | 0 | 0 | 0
LFG | 0 | 0 | 0 | 0 | 0 | 0
Nuc | 0 | 0 | 0 | 0 | 0 | 0
PS | 0 | 0 | 0 | 0 | 0 | 0
PV | 0 | 0 | 0 | 0 | 0 | 0
PeakG | 0 | 0 | 0 | 0 | 0 | 0
PeakO | 0 | 0 | 0 | 0 | 0 | 0
ST | 0 | 0 | 0 | 0 | 0 | 0
STOG | 0 | 0 | 0 | 0 | 0 | 0
STWD | 0 | 0 | 0 | 0 | 0 | 0
WT | 0 | 0 | 0 | 0 | 0 | 0
IGCC | 0 | 0 | 0 | 0 | 0 | 0
DemandResponse | 0 | 0 | 0 | 0 | 0 | 0
IGCC-CCS | 0 | 0 | 0 | 0 | 0 | 0
WT_off | 0 | 0 | 0 | 0 | 0 | 0
PseudoUnit | 0 | 0 | 0 | 0 | 0 | 0
FixedInterchange | 0 | 0 | 0 | 0 | 0 | 0
NOx Emissions (MMshortTons): HQ_NEISO
ReportingType | 2015 | 2020 | 2025 | 2030 | 2035 | 2040
BM | 0 | 0 | 0 | 0 | 0 | 0
CC | 0 | 0 | 0 | 0 | 0 | 0
CSP | 0 | 0 | 0 | 0 | 0 | 0
CT | 0 | 0 | 0 | 0 | 0 | 0
Coal | 0 | 0 | 0 | 0 | 0 | 0
Geo | 0 | 0 | 0 | 0 | 0 | 0
H | 0 | 0 | 0 | 0 | 0 | 0
LFG | 0 | 0 | 0 | 0 | 0 | 0
Nuc | 0 | 0 | 0 | 0 | 0 | 0
PS | 0 | 0 | 0 | 0 | 0 | 0
PV | 0 | 0 | 0 | 0 | 0 | 0
PeakG | 0 | 0 | 0 | 0 | 0 | 0
PeakO | 0 | 0 | 0 | 0 | 0 | 0
ST | 0 | 0 | 0 | 0 | 0 | 0
STOG | 0 | 0 | 0 | 0 | 0 | 0
STWD | 0 | 0 | 0 | 0 | 0 | 0
WT | 0 | 0 | 0 | 0 | 0 | 0
IGCC | 0 | 0 | 0 | 0 | 0 | 0
DemandResponse | 0 | 0 | 0 | 0 | 0 | 0
IGCC-CCS | 0 | 0 | 0 | 0 | 0 | 0
WT_off | 0 | 0 | 0 | 0 | 0 | 0
PseudoUnit | 0 | 0 | 0 | 0 | 0 | 0
FixedInterchange | 0 | 0 | 0 | 0 | 0 | 0
NOx Emissions (MMshortTons): HQ_NY
ReportingType | 2015 | 2020 | 2025 | 2030 | 2035 | 2040
BM | 0 | 0 | 0 | 0 | 0 | 0
CC | 0 | 0 | 0 | 0 | 0 | 0
CSP | 0 | 0 | 0 | 0 | 0 | 0
CT | 0 | 0 | 0 | 0 | 0 | 0
Coal | 0 | 0 | 0 | 0 | 0 | 0
Geo | 0 | 0 | 0 | 0 | 0 | 0
H | 0 | 0 | 0 | 0 | 0 | 0
LFG | 0 | 0 | 0 | 0 | 0 | 0
Nuc | 0 | 0 | 0 | 0 | 0 | 0
PS | 0 | 0 | 0 | 0 | 0 | 0
PV | 0 | 0 | 0 | 0 | 0 | 0
PeakG | 0 | 0 | 0 | 0 | 0 | 0
PeakO | 0 | 0 | 0 | 0 | 0 | 0
ST | 0 | 0 | 0 | 0 | 0 | 0
STOG | 0 | 0 | 0 | 0 | 0 | 0
STWD | 0 | 0 | 0 | 0 | 0 | 0
WT | 0 | 0 | 0 | 0 | 0 | 0
IGCC | 0 | 0 | 0 | 0 | 0 | 0
DemandResponse | 0 | 0 | 0 | 0 | 0 | 0
IGCC-CCS | 0 | 0 | 0 | 0 | 0 | 0
WT_off | 0 | 0 | 0 | 0 | 0 | 0
PseudoUnit | 0 | 0 | 0 | 0 | 0 | 0
FixedInterchange | 0 | 0 | 0 | 0 | 0 | 0
NOx Emissions (MMshortTons): MARITIMES
ReportingType | 2015 | 2020 | 2025 | 2030 | 2035 | 2040
BM | 0 | 0 | 0 | 0 | 0 | 0
CC | 0 | 0 | 0 | 0 | 0 | 0
CSP | 0 | 0 | 0 | 0 | 0 | 0
CT | 0 | 0 | 0 | 0 | 0 | 0
Coal | 0 | 0 | 0 | 0 | 0 | 0
Geo | 0 | 0 | 0 | 0 | 0 | 0
H | 0 | 0 | 0 | 0 | 0 | 0
LFG | 0 | 0 | 0 | 0 | 0 | 0
Nuc | 0 | 0 | 0 | 0 | 0 | 0
PS | 0 | 0 | 0 | 0 | 0 | 0
PV | 0 | 0 | 0 | 0 | 0 | 0
PeakG | 0 | 0 | 0 | 0 | 0 | 0
PeakO | 0 | 0 | 0 | 0 | 0 | 0
ST | 0 | 0 | 0 | 0 | 0 | 0
STOG | 0 | 0 | 0 | 0 | 0 | 0
STWD | 0 | 0 | 0 | 0 | 0 | 0
WT | 0 | 0 | 0 | 0 | 0 | 0
IGCC | 0 | 0 | 0 | 0 | 0 | 0
DemandResponse | 0 | 0 | 0 | 0 | 0 | 0
IGCC-CCS | 0 | 0 | 0 | 0 | 0 | 0
WT_off | 0 | 0 | 0 | 0 | 0 | 0
PseudoUnit | 0 | 0 | 0 | 0 | 0 | 0
FixedInterchange | 0 | 0 | 0 | 0 | 0 | 0
NOx Emissions (MMshortTons): All
ReportingType | 2015 | 2020 | 2025 | 2030 | 2035 | 2040
BM | 0 | 0 | 0 | 0 | 0 | 0
CC | 0.08 | 0.08 | 0.09 | 0.1 | 0.11 | 0.12
CSP | 0 | 0 | 0 | 0 | 0 | 0
CT | 0 | 0 | 0 | 0 | 0 | 0
Coal | 1.57 | 1.56 | 1.55 | 1.59 | 1.63 | 1.69
Geo | 0 | 0 | 0 | 0 | 0 | 0
H | 0 | 0 | 0 | 0 | 0 | 0
LFG | 0 | 0 | 0 | 0 | 0 | 0
Nuc | 0 | 0 | 0 | 0 | 0 | 0
PS | 0 | 0 | 0 | 0 | 0 | 0
PV | 0 | 0 | 0 | 0 | 0 | 0
PeakG | 0 | 0 | 0 | 0 | 0 | 0
PeakO | 0 | 0 | 0 | 0 | 0 | 0
ST | 0 | 0 | 0 | 0 | 0 | 0
STOG | 0.01 | 0.02 | 0.02 | 0.02 | 0.02 | 0.02
STWD | 0 | 0 | 0 | 0 | 0 | 0
WT | 0 | 0 | 0 | 0 | 0 | 0
IGCC | 0 | 0 | 0 | 0 | 0 | 0
DemandResponse | 0 | 0 | 0 | 0 | 0 | 0
IGCC-CCS | 0 | 0 | 0 | 0 | 0 | 0
WT_off | 0 | 0 | 0 | 0 | 0 | 0
PseudoUnit | 0 | 0 | 0 | 0 | 0 | 0
FixedInterchange | 0 | 0 | 0 | 0 | 0 | 0
NOx Emissions (MMshortTons): EI_US
ReportingType | 2015 | 2020 | 2025 | 2030 | 2035 | 2040
BM | 0 | 0 | 0 | 0 | 0 | 0
CC | 0.05 | 0.05 | 0.06 | 0.06 | 0.07 | 0.08
CSP | 0 | 0 | 0 | 0 | 0 | 0
CT | 0 | 0 | 0 | 0 | 0 | 0
Coal | 1.18 | 1.15 | 1.14 | 1.17 | 1.21 | 1.25
Geo | 0 | 0 | 0 | 0 | 0 | 0
H | 0 | 0 | 0 | 0 | 0 | 0
LFG | 0 | 0 | 0 | 0 | 0 | 0
Nuc | 0 | 0 | 0 | 0 | 0 | 0
PS | 0 | 0 | 0 | 0 | 0 | 0
PV | 0 | 0 | 0 | 0 | 0 | 0
PeakG | 0 | 0 | 0 | 0 | 0 | 0
PeakO | 0 | 0 | 0 | 0 | 0 | 0
ST | 0 | 0 | 0 | 0 | 0 | 0
STOG | 0.01 | 0.01 | 0.01 | 0.01 | 0.01 | 0.01
STWD | 0 | 0 | 0 | 0 | 0 | 0
WT | 0 | 0 | 0 | 0 | 0 | 0
IGCC | 0 | 0 | 0 | 0 | 0 | 0
DemandResponse | 0 | 0 | 0 | 0 | 0 | 0
IGCC-CCS | 0 | 0 | 0 | 0 | 0 | 0
WT_off | 0 | 0 | 0 | 0 | 0 | 0
PseudoUnit | 0 | 0 | 0 | 0 | 0 | 0
FixedInterchange | 0 | 0 | 0 | 0 | 0 | 0
NOx Emissions (MMshortTons): EI_Canada
ReportingType | 2015 | 2020 | 2025 | 2030 | 2035 | 2040
BM | 0 | 0 | 0 | 0 | 0 | 0
CC | 0 | 0 | 0 | 0 | 0 | 0
CSP | 0 | 0 | 0 | 0 | 0 | 0
CT | 0 | 0 | 0 | 0 | 0 | 0
Coal | 0 | 0 | 0 | 0 | 0 | 0
Geo | 0 | 0 | 0 | 0 | 0 | 0
H | 0 | 0 | 0 | 0 | 0 | 0
LFG | 0 | 0 | 0 | 0 | 0 | 0
Nuc | 0 | 0 | 0 | 0 | 0 | 0
PS | 0 | 0 | 0 | 0 | 0 | 0
PV | 0 | 0 | 0 | 0 | 0 | 0
PeakG | 0 | 0 | 0 | 0 | 0 | 0
PeakO | 0 | 0 | 0 | 0 | 0 | 0
ST | 0 | 0 | 0 | 0 | 0 | 0
STOG | 0 | 0 | 0 | 0 | 0 | 0
STWD | 0 | 0 | 0 | 0 | 0 | 0
WT | 0 | 0 | 0 | 0 | 0 | 0
IGCC | 0 | 0 | 0 | 0 | 0 | 0
DemandResponse | 0 | 0 | 0 | 0 | 0 | 0
IGCC-CCS | 0 | 0 | 0 | 0 | 0 | 0
WT_off | 0 | 0 | 0 | 0 | 0 | 0
PseudoUnit | 0 | 0 | 0 | 0 | 0 | 0
FixedInterchange | 0 | 0 | 0 | 0 | 0 | 0
NOx Emissions (MMshortTons): EI
ReportingType | 2015 | 2020 | 2025 | 2030 | 2035 | 2040
BM | 0 | 0 | 0 | 0 | 0 | 0
CC | 0.05 | 0.05 | 0.06 | 0.06 | 0.07 | 0.08
CSP | 0 | 0 | 0 | 0 | 0 | 0
CT | 0 | 0 | 0 | 0 | 0 | 0
Coal | 1.18 | 1.15 | 1.14 | 1.17 | 1.22 | 1.25
Geo | 0 | 0 | 0 | 0 | 0 | 0
H | 0 | 0 | 0 | 0 | 0 | 0
LFG | 0 | 0 | 0 | 0 | 0 | 0
Nuc | 0 | 0 | 0 | 0 | 0 | 0
PS | 0 | 0 | 0 | 0 | 0 | 0
PV | 0 | 0 | 0 | 0 | 0 | 0
PeakG | 0 | 0 | 0 | 0 | 0 | 0
PeakO | 0 | 0 | 0 | 0 | 0 | 0
ST | 0 | 0 | 0 | 0 | 0 | 0
STOG | 0.01 | 0.01 | 0.01 | 0.01 | 0.01 | 0.01
STWD | 0 | 0 | 0 | 0 | 0 | 0
WT | 0 | 0 | 0 | 0 | 0 | 0
IGCC | 0 | 0 | 0 | 0 | 0 | 0
DemandResponse | 0 | 0 | 0 | 0 | 0 | 0
IGCC-CCS | 0 | 0 | 0 | 0 | 0 | 0
WT_off | 0 | 0 | 0 | 0 | 0 | 0
PseudoUnit | 0 | 0 | 0 | 0 | 0 | 0
FixedInterchange | 0 | 0 | 0 | 0 | 0 | 0
NOx Emissions (MMshortTons): Outside_EI
ReportingType | 2015 | 2020 | 2025 | 2030 | 2035 | 2040
BM | 0 | 0 | 0 | 0 | 0 | 0
CC | 0.03 | 0.03 | 0.03 | 0.04 | 0.04 | 0.04
CSP | 0 | 0 | 0 | 0 | 0 | 0
CT | 0 | 0 | 0 | 0 | 0 | 0
Coal | 0.39 | 0.41 | 0.41 | 0.41 | 0.42 | 0.43
Geo | 0 | 0 | 0 | 0 | 0 | 0
H | 0 | 0 | 0 | 0 | 0 | 0
LFG | 0 | 0 | 0 | 0 | 0 | 0
Nuc | 0 | 0 | 0 | 0 | 0 | 0
PS | 0 | 0 | 0 | 0 | 0 | 0
PV | 0 | 0 | 0 | 0 | 0 | 0
PeakG | 0 | 0 | 0 | 0 | 0 | 0
PeakO | 0 | 0 | 0 | 0 | 0 | 0
ST | 0 | 0 | 0 | 0 | 0 | 0
STOG | 0 | 0.01 | 0.01 | 0.01 | 0.01 | 0.01
STWD | 0 | 0 | 0 | 0 | 0 | 0
WT | 0 | 0 | 0 | 0 | 0 | 0
IGCC | 0 | 0 | 0 | 0 | 0 | 0
DemandResponse | 0 | 0 | 0 | 0 | 0 | 0
IGCC-CCS | 0 | 0 | 0 | 0 | 0 | 0
WT_off | 0 | 0 | 0 | 0 | 0 | 0
PseudoUnit | 0 | 0 | 0 | 0 | 0 | 0
FixedInterchange | 0 | 0 | 0 | 0 | 0 | 0
CO2 Emissions (MMshortTons): Entergy
ReportingType | 2015 | 2020 | 2025 | 2030 | 2035 | 2040
BM | 0 | 0 | 0 | 0 | 0 | 0
CC | 28.36 | 31.74 | 34.14 | 34.2 | 37.3 | 37.69
CSP | 0 | 0 | 0 | 0 | 0 | 0
CT | 0 | 0 | 0 | 0 | 0 | 0
Coal | 64.88 | 65.1 | 62.7 | 64.57 | 64.26 | 64.26
Geo | 0 | 0 | 0 | 0 | 0 | 0
H | 0 | 0 | 0 | 0 | 0 | 0
LFG | 0 | 0 | 0 | 0 | 0 | 0
Nuc | 0 | 0 | 0 | 0 | 0 | 0
PS | 0 | 0 | 0 | 0 | 0 | 0
PV | 0 | 0 | 0 | 0 | 0 | 0
PeakG | 0 | 0 | 0.07 | 0.04 | 0.02 | 0.02
PeakO | 0 | 0 | 0 | 0 | 0 | 0
ST | 0 | 0 | 0 | 0 | 0 | 0
STOG | 0.8 | 0.88 | 0.82 | 0.82 | 0.82 | 0.8
STWD | 0 | 0 | 0 | 0 | 0 | 0
WT | 0 | 0 | 0 | 0 | 0 | 0
IGCC | 0 | 0 | 0 | 0 | 0 | 0
DemandResponse | 0 | 0 | 0 | 0 | 0 | 0
IGCC-CCS | 0 | 0 | 0 | 0 | 0 | 0
WT_off | 0 | 0 | 0 | 0 | 0 | 0
PseudoUnit | 0 | 0 | 0 | 0 | 0 | 0
FixedInterchange | 0 | 0 | 0 | 0 | 0 | 0
CO2 Emissions (MMshortTons): FRCC
ReportingType | 2015 | 2020 | 2025 | 2030 | 2035 | 2040
BM | 0 | 0 | 0 | 0 | 0 | 0
CC | 63.4 | 70.71 | 73.88 | 80.22 | 91.4 | 103
CSP | 0 | 0 | 0 | 0 | 0 | 0
CT | 0.51 | 0.64 | 0.64 | 0.63 | 0.54 | 0.45
Coal | 59.13 | 57.1 | 63.47 | 64.42 | 65.92 | 65.92
Geo | 0 | 0 | 0 | 0 | 0 | 0
H | 0 | 0 | 0 | 0 | 0 | 0
LFG | 0 | 0 | 0 | 0 | 0 | 0
Nuc | 0 | 0 | 0 | 0 | 0 | 0
PS | 0 | 0 | 0 | 0 | 0 | 0
PV | 0 | 0 | 0 | 0 | 0 | 0
PeakG | 0.29 | 0.3 | 0.49 | 0.33 | 0.26 | 0.2
PeakO | 0 | 0 | 0 | 0 | 0 | 0
ST | 0 | 0 | 0 | 0 | 0 | 0
STOG | 2.05 | 1.84 | 1.5 | 1.46 | 1.33 | 0.9
STWD | 0 | 0 | 0 | 0 | 0 | 0
WT | 0 | 0 | 0 | 0 | 0 | 0
IGCC | 0 | 0 | 0 | 0 | 0 | 0
DemandResponse | 0 | 0 | 0 | 0 | 0 | 0
IGCC-CCS | 0 | 0 | 0 | 0 | 0 | 0
WT_off | 0 | 0 | 0 | 0 | 0 | 0
PseudoUnit | 0 | 0 | 0 | 0 | 0 | 0
FixedInterchange | 0 | 0 | 0 | 0 | 0 | 0
CO2 Emissions (MMshortTons): MAPP_US
ReportingType | 2015 | 2020 | 2025 | 2030 | 2035 | 2040
BM | 0 | 0 | 0 | 0 | 0 | 0
CC | 0.08 | 0.08 | 0.11 | 0.13 | 0.11 | 0.08
CSP | 0 | 0 | 0 | 0 | 0 | 0
CT | 0 | 0 | 0 | 0 | 0 | 0.01
Coal | 23.04 | 23.93 | 23.63 | 23.97 | 23.97 | 24.38
Geo | 0 | 0 | 0 | 0 | 0 | 0
H | 0 | 0 | 0 | 0 | 0 | 0
LFG | 0 | 0 | 0 | 0 | 0 | 0
Nuc | 0 | 0 | 0 | 0 | 0 | 0
PS | 0 | 0 | 0 | 0 | 0 | 0
PV | 0 | 0 | 0 | 0 | 0 | 0
PeakG | 0.03 | 0.05 | 0.05 | 0.08 | 0.1 | 0.05
PeakO | 0 | 0 | 0 | 0 | 0 | 0
ST | 0 | 0 | 0 | 0 | 0 | 0
STOG | 0 | 0 | 0 | 0 | 0 | 0
STWD | 0 | 0 | 0 | 0 | 0 | 0
WT | 0 | 0 | 0 | 0 | 0 | 0
IGCC | 0 | 0 | 0 | 0 | 0 | 0
DemandResponse | 0 | 0 | 0 | 0 | 0 | 0
IGCC-CCS | 0 | 0 | 0 | 0 | 0 | 0
WT_off | 0 | 0 | 0 | 0 | 0 | 0
PseudoUnit | 0 | 0 | 0 | 0 | 0 | 0
FixedInterchange | 0 | 0 | 0 | 0 | 0 | 0
CO2 Emissions (MMshortTons): MISO_IN
ReportingType | 2015 | 2020 | 2025 | 2030 | 2035 | 2040
BM | 0 | 0 | 0 | 0 | 0 | 0
CC | 1.99 | 1.96 | 4.87 | 9.05 | 16.07 | 15.55
CSP | 0 | 0 | 0 | 0 | 0 | 0
CT | 0 | 0 | 0 | 0 | 0 | 0
Coal | 90.4 | 97.19 | 98.16 | 99.6 | 103.9 | 105.32
Geo | 0 | 0 | 0 | 0 | 0 | 0
H | 0 | 0 | 0 | 0 | 0 | 0
LFG | 0 | 0 | 0 | 0 | 0 | 0
Nuc | 0 | 0 | 0 | 0 | 0 | 0
PS | 0 | 0 | 0 | 0 | 0 | 0
PV | 0 | 0 | 0 | 0 | 0 | 0
PeakG | 0.01 | 0.02 | 0.06 | 0.06 | 0.06 | 0.06
PeakO | 0 | 0 | 0 | 0 | 0 | 0
ST | 0 | 0 | 0 | 0 | 0 | 0
STOG | 0.02 | 0.04 | 0.07 | 0.04 | 0.04 | 0.04
STWD | 0 | 0 | 0 | 0 | 0 | 0
WT | 0 | 0 | 0 | 0 | 0 | 0
IGCC | 4.15 | 4.15 | 4.15 | 4.15 | 4.15 | 4.15
DemandResponse | 0 | 0 | 0 | 0 | 0 | 0
IGCC-CCS | 0 | 0 | 0 | 0 | 0 | 0
WT_off | 0 | 0 | 0 | 0 | 0 | 0
PseudoUnit | 0 | 0 | 0 | 0 | 0 | 0
FixedInterchange | 0 | 0 | 0 | 0 | 0 | 0
CO2 Emissions (MMshortTons): MISO_MI
ReportingType | 2015 | 2020 | 2025 | 2030 | 2035 | 2040
BM | 0 | 0 | 0 | 0 | 0 | 0
CC | 6.04 | 4.18 | 5.65 | 4.08 | 3.73 | 3.2
CSP | 0 | 0 | 0 | 0 | 0 | 0
CT | 0 | 0 | 0 | 0 | 0 | 0
Coal | 56.21 | 61.79 | 54.17 | 56.52 | 57.34 | 57.34
Geo | 0 | 0 | 0 | 0 | 0 | 0
H | 0 | 0 | 0 | 0 | 0 | 0
LFG | 0 | 0 | 0 | 0 | 0 | 0
Nuc | 0 | 0 | 0 | 0 | 0 | 0
PS | 0 | 0 | 0 | 0 | 0 | 0
PV | 0 | 0 | 0 | 0 | 0 | 0
PeakG | 0.01 | 0.02 | 0.07 | 0.07 | 0.07 | 0.07
PeakO | 0 | 0 | 0 | 0 | 0 | 0
ST | 0 | 0 | 0 | 0 | 0 | 0
STOG | 0.2 | 0.27 | 0.38 | 0.38 | 0.38 | 0.38
STWD | 0 | 0 | 0 | 0 | 0 | 0
WT | 0 | 0 | 0 | 0 | 0 | 0
IGCC | 0 | 0 | 0 | 0 | 0 | 0
DemandResponse | 0 | 0 | 0 | 0 | 0 | 0
IGCC-CCS | 0 | 0 | 0 | 0 | 0 | 0
WT_off | 0 | 0 | 0 | 0 | 0 | 0
PseudoUnit | 0 | 0 | 0 | 0 | 0 | 0
FixedInterchange | 0 | 0 | 0 | 0 | 0 | 0
CO2 Emissions (MMshortTons): MISO_MO-IL
ReportingType | 2015 | 2020 | 2025 | 2030 | 2035 | 2040
BM | 0 | 0 | 0 | 0 | 0 | 0
CC | 1.33 | 1.13 | 1.1 | 1.04 | 1.04 | 0.71
CSP | 0 | 0 | 0 | 0 | 0 | 0
CT | 0 | 0 | 0 | 0 | 0 | 0
Coal | 106.58 | 111.37 | 95.96 | 103.42 | 107.14 | 107.14
Geo | 0 | 0 | 0 | 0 | 0 | 0
H | 0 | 0 | 0 | 0 | 0 | 0
LFG | 0 | 0 | 0 | 0 | 0 | 0
Nuc | 0 | 0 | 0 | 0 | 0 | 0
PS | 0 | 0 | 0 | 0 | 0 | 0
PV | 0 | 0 | 0 | 0 | 0 | 0
PeakG | 0.09 | 0.15 | 0.25 | 0.2 | 0.29 | 0.38
PeakO | 0 | 0 | 0 | 0 | 0 | 0
ST | 0 | 0 | 0 | 0 | 0 | 0
STOG | 0.04 | 0.08 | 0.08 | 0.05 | 0.04 | 0.01
STWD | 0 | 0 | 0 | 0 | 0 | 0
WT | 0 | 0 | 0 | 0 | 0 | 0
IGCC | 0 | 0 | 0 | 0 | 0 | 0
DemandResponse | 0 | 0 | 0 | 0 | 0 | 0
IGCC-CCS | 0 | 0 | 0 | 0 | 0 | 0
WT_off | 0 | 0 | 0 | 0 | 0 | 0
PseudoUnit | 0 | 0 | 0 | 0 | 0 | 0
FixedInterchange | 0 | 0 | 0 | 0 | 0 | 0
CO2 Emissions (MMshortTons): MISO_W
ReportingType | 2015 | 2020 | 2025 | 2030 | 2035 | 2040
BM | 0 | 0 | 0 | 0 | 0 | 0
CC | 4.83 | 2.89 | 2.98 | 2.36 | 2.66 | 1.47
CSP | 0 | 0 | 0 | 0 | 0 | 0
CT | 0 | 0 | 0 | 0 | 0 | 0
Coal | 89.44 | 90.15 | 88.79 | 89.99 | 101.69 | 135.97
Geo | 0 | 0 | 0 | 0 | 0 | 0
H | 0 | 0 | 0 | 0 | 0 | 0
LFG | 0 | 0 | 0 | 0 | 0 | 0
Nuc | 0 | 0 | 0 | 0 | 0 | 0
PS | 0 | 0 | 0 | 0 | 0 | 0
PV | 0 | 0 | 0 | 0 | 0 | 0
PeakG | 0.28 | 0.24 | 0.16 | 0.19 | 0.48 | 0.06
PeakO | 0 | 0 | 0 | 0 | 0 | 0
ST | 0 | 0 | 0 | 0 | 0 | 0
STOG | 0.02 | 0.01 | 0 | 0 | 0 | 0
STWD | 0 | 0 | 0 | 0 | 0 | 0
WT | 0 | 0 | 0 | 0 | 0 | 0
IGCC | 0 | 0 | 0 | 0 | 0 | 0
DemandResponse | 0 | 0 | 0 | 0 | 0 | 0
IGCC-CCS | 0 | 0 | 0 | 0 | 0 | 0
WT_off | 0 | 0 | 0 | 0 | 0 | 0
PseudoUnit | 0 | 0 | 0 | 0 | 0 | 0
FixedInterchange | 0 | 0 | 0 | 0 | 0 | 0
CO2 Emissions (MMshortTons): MISO_WUMS
ReportingType | 2015 | 2020 | 2025 | 2030 | 2035 | 2040
BM | 0 | 0 | 0 | 0 | 0 | 0
CC | 7.44 | 5.47 | 13.3 | 11.01 | 13.66 | 11.94
CSP | 0 | 0 | 0 | 0 | 0 | 0
CT | 0 | 0.28 | 0.09 | 0.1 | 0.36 | 0.63
Coal | 29.88 | 39.08 | 33.43 | 37.43 | 42.49 | 42.54
Geo | 0 | 0 | 0 | 0 | 0 | 0
H | 0 | 0 | 0 | 0 | 0 | 0
LFG | 0 | 0 | 0 | 0 | 0 | 0
Nuc | 0 | 0 | 0 | 0 | 0 | 0
PS | 0 | 0 | 0 | 0 | 0 | 0
PV | 0 | 0 | 0 | 0 | 0 | 0
PeakG | 0.02 | 0.02 | 0 | 0 | 0 | 0
PeakO | 0 | 0 | 0 | 0 | 0 | 0
ST | 0 | 0 | 0 | 0 | 0 | 0
STOG | 0 | 0 | 0 | 0 | 0 | 0
STWD | 0 | 0 | 0 | 0 | 0 | 0
WT | 0 | 0 | 0 | 0 | 0 | 0
IGCC | 0 | 0 | 0 | 0 | 0 | 0
DemandResponse | 0 | 0 | 0 | 0 | 0 | 0
IGCC-CCS | 0 | 0 | 0 | 0 | 0 | 0
WT_off | 0 | 0 | 0 | 0 | 0 | 0
PseudoUnit | 0 | 0 | 0 | 0 | 0 | 0
FixedInterchange | 0 | 0 | 0 | 0 | 0 | 0
CO2 Emissions (MMshortTons): Nebraska
ReportingType | 2015 | 2020 | 2025 | 2030 | 2035 | 2040
BM | 0 | 0 | 0 | 0 | 0 | 0
CC | 0.3 | 0.21 | 0.21 | 0.21 | 0.17 | 0.12
CSP | 0 | 0 | 0 | 0 | 0 | 0
CT | 0 | 0 | 0 | 0 | 0 | 0
Coal | 35.38 | 35.38 | 35.35 | 35.35 | 51.66 | 56.05
Geo | 0 | 0 | 0 | 0 | 0 | 0
H | 0 | 0 | 0 | 0 | 0 | 0
LFG | 0 | 0 | 0 | 0 | 0 | 0
Nuc | 0 | 0 | 0 | 0 | 0 | 0
PS | 0 | 0 | 0 | 0 | 0 | 0
PV | 0 | 0 | 0 | 0 | 0 | 0
PeakG | 0.06 | 0.06 | 0.09 | 0.13 | 0.09 | 0.06
PeakO | 0 | 0 | 0 | 0 | 0 | 0
ST | 0 | 0 | 0 | 0 | 0 | 0
STOG | 0 | 0 | 0 | 0 | 0 | 0
STWD | 0 | 0 | 0 | 0 | 0 | 0
WT | 0 | 0 | 0 | 0 | 0 | 0
IGCC | 0 | 0 | 0 | 0 | 0 | 0
DemandResponse | 0 | 0 | 0 | 0 | 0 | 0
IGCC-CCS | 0 | 0 | 0 | 0 | 0 | 0
WT_off | 0 | 0 | 0 | 0 | 0 | 0
PseudoUnit | 0 | 0 | 0 | 0 | 0 | 0
FixedInterchange | 0 | 0 | 0 | 0 | 0 | 0
CO2 Emissions (MMshortTons): NEISO
ReportingType | 2015 | 2020 | 2025 | 2030 | 2035 | 2040
BM | 0 | 0 | 0 | 0 | 0 | 0
CC | 18.39 | 14.47 | 14.65 | 15.85 | 20.67 | 23.44
CSP | 0 | 0 | 0 | 0 | 0 | 0
CT | 0 | 0.01 | 0.01 | 0.01 | 0.02 | 0.04
Coal | 0.04 | 0 | 0 | 0 | 0 | 0
Geo | 0 | 0 | 0 | 0 | 0 | 0
H | 0 | 0 | 0 | 0 | 0 | 0
LFG | 0 | 0 | 0 | 0 | 0 | 0
Nuc | 0 | 0 | 0 | 0 | 0 | 0
PS | 0 | 0 | 0 | 0 | 0 | 0
PV | 0 | 0 | 0 | 0 | 0 | 0
PeakG | 0.02 | 0.02 | 0.02 | 0.02 | 0.06 | 0.06
PeakO | 0 | 0 | 0 | 0 | 0 | 0
ST | 0 | 0 | 0 | 0 | 0 | 0
STOG | 0 | 0 | 0 | 0 | 0 | 0
STWD | 0 | 0 | 0 | 0 | 0 | 0
WT | 0 | 0 | 0 | 0 | 0 | 0
IGCC | 0 | 0 | 0 | 0 | 0 | 0
DemandResponse | 0 | 0 | 0 | 0 | 0 | 0
IGCC-CCS | 0 | 0 | 0 | 0 | 0 | 0
WT_off | 0 | 0 | 0 | 0 | 0 | 0
PseudoUnit | 0 | 0 | 0 | 0 | 0 | 0
FixedInterchange | 0 | 0 | 0 | 0 | 0 | 0
CO2 Emissions (MMshortTons): NonRTO_Midwest
ReportingType | 2015 | 2020 | 2025 | 2030 | 2035 | 2040
BM | 0 | 0 | 0 | 0 | 0 | 0
CC | 0 | 0.31 | 0.69 | 0.86 | 1.06 | 1.5
CSP | 0 | 0 | 0 | 0 | 0 | 0
CT | 0 | 0.04 | 0.04 | 0.08 | 0.04 | 0.08
Coal | 62.71 | 66.17 | 66.29 | 67.14 | 68.86 | 70.84
Geo | 0 | 0 | 0 | 0 | 0 | 0
H | 0 | 0 | 0 | 0 | 0 | 0
LFG | 0 | 0 | 0 | 0 | 0 | 0
Nuc | 0 | 0 | 0 | 0 | 0 | 0
PS | 0 | 0 | 0 | 0 | 0 | 0
PV | 0 | 0 | 0 | 0 | 0 | 0
PeakG | 0.1 | 0.14 | 0.21 | 0.23 | 0.24 | 0.23
PeakO | 0 | 0 | 0 | 0 | 0 | 0
ST | 0 | 0 | 0 | 0 | 0 | 0
STOG | 0 | 0 | 0 | 0 | 0 | 0
STWD | 0 | 0 | 0 | 0 | 0 | 0
WT | 0 | 0 | 0 | 0 | 0 | 0
IGCC | 0 | 0 | 0 | 0 | 0 | 0
DemandResponse | 0 | 0 | 0 | 0 | 0 | 0
IGCC-CCS | 0 | 0 | 0 | 0 | 0 | 0
WT_off | 0 | 0 | 0 | 0 | 0 | 0
PseudoUnit | 0 | 0 | 0 | 0 | 0 | 0
FixedInterchange | 0 | 0 | 0 | 0 | 0 | 0
CO2 Emissions (MMshortTons): NYISO_A-F
ReportingType | 2015 | 2020 | 2025 | 2030 | 2035 | 2040
BM | 0 | 0 | 0 | 0 | 0 | 0
CC | 2.78 | 3.68 | 4.64 | 5.13 | 5.99 | 5.83
CSP | 0 | 0 | 0 | 0 | 0 | 0
CT | 0 | 0 | 0 | 0 | 0 | 0
Coal | 0 | 0 | 0 | 0 | 0 | 0
Geo | 0 | 0 | 0 | 0 | 0 | 0
H | 0 | 0 | 0 | 0 | 0 | 0
LFG | 0 | 0 | 0 | 0 | 0 | 0
Nuc | 0 | 0 | 0 | 0 | 0 | 0
PS | 0 | 0 | 0 | 0 | 0 | 0
PV | 0 | 0 | 0 | 0 | 0 | 0
PeakG | 0 | 0 | 0 | 0 | 0 | 0
PeakO | 0 | 0 | 0 | 0 | 0 | 0
ST | 0 | 0 | 0 | 0 | 0 | 0
STOG | 0 | 0 | 0 | 0 | 0 | 0
STWD | 0 | 0 | 0 | 0 | 0 | 0
WT | 0 | 0 | 0 | 0 | 0 | 0
IGCC | 0 | 0 | 0 | 0 | 0 | 0
DemandResponse | 0 | 0 | 0 | 0 | 0 | 0
IGCC-CCS | 0 | 0 | 0 | 0 | 0 | 0
WT_off | 0 | 0 | 0 | 0 | 0 | 0
PseudoUnit | 0 | 0 | 0 | 0 | 0 | 0
FixedInterchange | 0 | 0 | 0 | 0 | 0 | 0
CO2 Emissions (MMshortTons): NYISO_G-I
ReportingType | 2015 | 2020 | 2025 | 2030 | 2035 | 2040
BM | 0 | 0 | 0 | 0 | 0 | 0
CC | 2.84 | 3.59 | 5.44 | 7.09 | 15.16 | 23.62
CSP | 0 | 0 | 0 | 0 | 0 | 0
CT | 0 | 0 | 0 | 0 | 0 | 0
Coal | 0 | 0 | 0 | 0 | 0 | 0
Geo | 0 | 0 | 0 | 0 | 0 | 0
H | 0 | 0 | 0 | 0 | 0 | 0
LFG | 0 | 0 | 0 | 0 | 0 | 0
Nuc | 0 | 0 | 0 | 0 | 0 | 0
PS | 0 | 0 | 0 | 0 | 0 | 0
PV | 0 | 0 | 0 | 0 | 0 | 0
PeakG | 0 | 0 | 0 | 0 | 0 | 0
PeakO | 0 | 0 | 0 | 0 | 0 | 0
ST | 0 | 0 | 0 | 0 | 0 | 0
STOG | 0 | 0 | 0 | 0 | 0 | 0
STWD | 0 | 0 | 0 | 0 | 0 | 0
WT | 0 | 0 | 0 | 0 | 0 | 0
IGCC | 0 | 0 | 0 | 0 | 0 | 0
DemandResponse | 0 | 0 | 0 | 0 | 0 | 0
IGCC-CCS | 0 | 0 | 0 | 0 | 0 | 0
WT_off | 0 | 0 | 0 | 0 | 0 | 0
PseudoUnit | 0 | 0 | 0 | 0 | 0 | 0
FixedInterchange | 0 | 0 | 0 | 0 | 0 | 0
CO2 Emissions (MMshortTons): NYISO_J-K
ReportingType | 2015 | 2020 | 2025 | 2030 | 2035 | 2040
BM | 0 | 0 | 0 | 0 | 0 | 0
CC | 10.05 | 12.91 | 12.91 | 12.5 | 12.95 | 13.14
CSP | 0 | 0 | 0 | 0 | 0 | 0
CT | 0 | 0 | 0.01 | 0.03 | 0.06 | 0.13
Coal | 0 | 0 | 0 | 0 | 0 | 0
Geo | 0 | 0 | 0 | 0 | 0 | 0
H | 0 | 0 | 0 | 0 | 0 | 0
LFG | 0 | 0 | 0 | 0 | 0 | 0
Nuc | 0 | 0 | 0 | 0 | 0 | 0
PS | 0 | 0 | 0 | 0 | 0 | 0
PV | 0 | 0 | 0 | 0 | 0 | 0
PeakG | 0.03 | 0.09 | 0.09 | 0.1 | 0.12 | 0.17
PeakO | 0 | 0 | 0 | 0 | 0 | 0
ST | 0 | 0 | 0 | 0 | 0 | 0
STOG | 0.7 | 1.31 | 1.48 | 1.59 | 1.95 | 2.43
STWD | 0 | 0 | 0 | 0 | 0 | 0
WT | 0 | 0 | 0 | 0 | 0 | 0
IGCC | 0 | 0 | 0 | 0 | 0 | 0
DemandResponse | 0 | 0 | 0 | 0 | 0 | 0
IGCC-CCS | 0 | 0 | 0 | 0 | 0 | 0
WT_off | 0 | 0 | 0 | 0 | 0 | 0
PseudoUnit | 0 | 0 | 0 | 0 | 0 | 0
FixedInterchange | 0 | 0 | 0 | 0 | 0 | 0
CO2 Emissions (MMshortTons): PJM_E
ReportingType | 2015 | 2020 | 2025 | 2030 | 2035 | 2040
BM | 0 | 0 | 0 | 0 | 0 | 0
CC | 9.7 | 15.54 | 18.69 | 16.64 | 19.7 | 22.09
CSP | 0 | 0 | 0 | 0 | 0 | 0
CT | 0 | 0 | 0 | 0 | 0.04 | 0.1
Coal | 0.29 | 0.12 | 0.2 | 0.2 | 0.2 | 0.2
Geo | 0 | 0 | 0 | 0 | 0 | 0
H | 0 | 0 | 0 | 0 | 0 | 0
LFG | 0 | 0 | 0 | 0 | 0 | 0
Nuc | 0 | 0 | 0 | 0 | 0 | 0
PS | 0 | 0 | 0 | 0 | 0 | 0
PV | 0 | 0 | 0 | 0 | 0 | 0
PeakG | 0 | 0.05 | 0.31 | 0.31 | 0.32 | 0.27
PeakO | 0 | 0 | 0 | 0 | 0 | 0
ST | 0 | 0 | 0 | 0 | 0 | 0
STOG | 0.06 | 0.34 | 0.64 | 0.56 | 0.66 | 0.62
STWD | 0 | 0 | 0 | 0 | 0 | 0
WT | 0 | 0 | 0 | 0 | 0 | 0
IGCC | 0 | 0 | 0 | 0 | 0 | 0
DemandResponse | 0 | 0 | 0 | 0 | 0 | 0
IGCC-CCS | 0 | 0 | 0 | 0 | 0 | 0
WT_off | 0 | 0 | 0 | 0 | 0 | 0
PseudoUnit | 0 | 0 | 0 | 0 | 0 | 0
FixedInterchange | 0 | 0 | 0 | 0 | 0 | 0
CO2 Emissions (MMshortTons): PJM_ROM
ReportingType | 2015 | 2020 | 2025 | 2030 | 2035 | 2040
BM | 0 | 0 | 0 | 0 | 0 | 0
CC | 6.11 | 9.22 | 9.45 | 8.09 | 18.81 | 53.06
CSP | 0 | 0 | 0 | 0 | 0 | 0
CT | 0 | 0 | 0 | 0 | 0 | 0
Coal | 50.21 | 50.37 | 58.07 | 59.68 | 59.68 | 59.68
Geo | 0 | 0 | 0 | 0 | 0 | 0
H | 0 | 0 | 0 | 0 | 0 | 0
LFG | 0 | 0 | 0 | 0 | 0 | 0
Nuc | 0 | 0 | 0 | 0 | 0 | 0
PS | 0 | 0 | 0 | 0 | 0 | 0
PV | 0 | 0 | 0 | 0 | 0 | 0
PeakG | 0 | 0.03 | 0.03 | 0.03 | 0.2 | 0.1
PeakO | 0 | 0 | 0 | 0 | 0 | 0
ST | 0 | 0 | 0 | 0 | 0 | 0
STOG | 0.3 | 0.45 | 0.62 | 0.58 | 0.62 | 0.62
STWD | 0 | 0 | 0 | 0 | 0 | 0
WT | 0 | 0 | 0 | 0 | 0 | 0
IGCC | 0 | 0 | 0 | 0 | 0 | 0
DemandResponse | 0 | 0 | 0 | 0 | 0 | 0
IGCC-CCS | 0 | 0 | 0 | 0 | 0 | 0
WT_off | 0 | 0 | 0 | 0 | 0 | 0
PseudoUnit | 0 | 0 | 0 | 0 | 0 | 0
FixedInterchange | 0 | 0 | 0 | 0 | 0 | 0
CO2 Emissions (MMshortTons): PJM_ROR
ReportingType | 2015 | 2020 | 2025 | 2030 | 2035 | 2040
BM | 0 | 0 | 0 | 0 | 0 | 0
CC | 28.85 | 27.93 | 27.77 | 38.33 | 60.89 | 49.73
CSP | 0 | 0 | 0 | 0 | 0 | 0
CT | 0 | 0 | 0 | 0 | 0 | 0
Coal | 362.23 | 324.89 | 319.18 | 322.29 | 326.1 | 328.61
Geo | 0 | 0 | 0 | 0 | 0 | 0
H | 0 | 0 | 0 | 0 | 0 | 0
LFG | 0 | 0 | 0 | 0 | 0 | 0
Nuc | 0 | 0 | 0 | 0 | 0 | 0
PS | 0 | 0 | 0 | 0 | 0 | 0
PV | 0 | 0 | 0 | 0 | 0 | 0
PeakG | 0.83 | 0.74 | 0.97 | 1.03 | 0.7 | 0.77
PeakO | 0 | 0 | 0 | 0 | 0 | 0
ST | 0 | 0 | 0 | 0 | 0 | 0
STOG | 0.49 | 0.51 | 0.54 | 0.53 | 0.54 | 0.52
STWD | 0 | 0 | 0 | 0 | 0 | 0
WT | 0 | 0 | 0 | 0 | 0 | 0
IGCC | 0 | 0 | 0 | 0 | 0 | 0
DemandResponse | 0 | 0 | 0 | 0 | 0 | 0
IGCC-CCS | 0 | 0 | 0 | 0 | 0 | 0
WT_off | 0 | 0 | 0 | 0 | 0 | 0
PseudoUnit | 0 | 0 | 0 | 0 | 0 | 0
FixedInterchange | 0 | 0 | 0 | 0 | 0 | 0
CO2 Emissions (MMshortTons): SOCO
ReportingType | 2015 | 2020 | 2025 | 2030 | 2035 | 2040
BM | 0 | 0 | 0 | 0 | 0 | 0
CC | 46.5 | 45 | 43.99 | 47.03 | 43.81 | 41.52
CSP | 0 | 0 | 0 | 0 | 0 | 0
CT | 0 | 0 | 0 | 0 | 0 | 0
Coal | 106.39 | 115.3 | 127.17 | 130.74 | 151.78 | 192.36
Geo | 0 | 0 | 0 | 0 | 0 | 0
H | 0 | 0 | 0 | 0 | 0 | 0
LFG | 0 | 0 | 0 | 0 | 0 | 0
Nuc | 0 | 0 | 0 | 0 | 0 | 0
PS | 0 | 0 | 0 | 0 | 0 | 0
PV | 0 | 0 | 0 | 0 | 0 | 0
PeakG | 0.3 | 0.7 | 1.43 | 1.31 | 1.33 | 1.16
PeakO | 0 | 0 | 0 | 0 | 0 | 0
ST | 0 | 0 | 0 | 0 | 0 | 0
STOG | 0 | 0 | 0 | 0 | 0 | 0
STWD | 0 | 0 | 0 | 0 | 0 | 0
WT | 0 | 0 | 0 | 0 | 0 | 0
IGCC | 0 | 0 | 0 | 0 | 0 | 0
DemandResponse | 0 | 0 | 0 | 0 | 0 | 0
IGCC-CCS | 0 | 0 | 0 | 0 | 0 | 0
WT_off | 0 | 0 | 0 | 0 | 0 | 0
PseudoUnit | 0 | 0 | 0 | 0 | 0 | 0
FixedInterchange | 0 | 0 | 0 | 0 | 0 | 0
CO2 Emissions (MMshortTons): SPP_N
ReportingType | 2015 | 2020 | 2025 | 2030 | 2035 | 2040
BM | 0 | 0 | 0 | 0 | 0 | 0
CC | 3.45 | 4.49 | 5.58 | 6.3 | 4.07 | 3.43
CSP | 0 | 0 | 0 | 0 | 0 | 0
CT | 0 | 0 | 0 | 0.05 | 0.21 | 0.23
Coal | 68.81 | 68.81 | 68.79 | 68.79 | 68.79 | 75.99
Geo | 0 | 0 | 0 | 0 | 0 | 0
H | 0 | 0 | 0 | 0 | 0 | 0
LFG | 0 | 0 | 0 | 0 | 0 | 0
Nuc | 0 | 0 | 0 | 0 | 0 | 0
PS | 0 | 0 | 0 | 0 | 0 | 0
PV | 0 | 0 | 0 | 0 | 0 | 0
PeakG | 0.03 | 0.07 | 0.11 | 0.14 | 0.09 | 0.05
PeakO | 0 | 0 | 0 | 0 | 0 | 0
ST | 0 | 0 | 0 | 0 | 0 | 0
STOG | 0.32 | 0.39 | 0.39 | 0.44 | 0.43 | 0.42
STWD | 0 | 0 | 0 | 0 | 0 | 0
WT | 0 | 0 | 0 | 0 | 0 | 0
IGCC | 0 | 0 | 0 | 0 | 0 | 0
DemandResponse | 0 | 0 | 0 | 0 | 0 | 0
IGCC-CCS | 0 | 0 | 0 | 0 | 0 | 0
WT_off | 0 | 0 | 0 | 0 | 0 | 0
PseudoUnit | 0 | 0 | 0 | 0 | 0 | 0
FixedInterchange | 0 | 0 | 0 | 0 | 0 | 0
CO2 Emissions (MMshortTons): SPP_S
ReportingType | 2015 | 2020 | 2025 | 2030 | 2035 | 2040
BM | 0 | 0 | 0 | 0 | 0 | 0
CC | 15.81 | 17.62 | 20.66 | 22.3 | 15.35 | 10.29
CSP | 0 | 0 | 0 | 0 | 0 | 0
CT | 0 | 0 | 0.07 | 0.04 | 0 | 0
Coal | 100.13 | 101.24 | 99.03 | 102.96 | 103.38 | 103.92
Geo | 0 | 0 | 0 | 0 | 0 | 0
H | 0 | 0 | 0 | 0 | 0 | 0
LFG | 0 | 0 | 0 | 0 | 0 | 0
Nuc | 0 | 0 | 0 | 0 | 0 | 0
PS | 0 | 0 | 0 | 0 | 0 | 0
PV | 0 | 0 | 0 | 0 | 0 | 0
PeakG | 0 | 0 | 0.05 | 0.01 | 0 | 0
PeakO | 0 | 0 | 0 | 0 | 0 | 0
ST | 0 | 0 | 0 | 0 | 0 | 0
STOG | 1.22 | 1.25 | 1.58 | 1.45 | 1.05 | 0.66
STWD | 0 | 0 | 0 | 0 | 0 | 0
WT | 0 | 0 | 0 | 0 | 0 | 0
IGCC | 0 | 0 | 0 | 0 | 0 | 0
DemandResponse | 0 | 0 | 0 | 0 | 0 | 0
IGCC-CCS | 0 | 0 | 0 | 0 | 0 | 0
WT_off | 0 | 0 | 0 | 0 | 0 | 0
PseudoUnit | 0 | 0 | 0 | 0 | 0 | 0
FixedInterchange | 0 | 0 | 0 | 0 | 0 | 0
CO2 Emissions (MMshortTons): TVA
ReportingType | 2015 | 2020 | 2025 | 2030 | 2035 | 2040
BM | 0 | 0 | 0 | 0 | 0 | 0
CC | 8.11 | 8.93 | 10.98 | 11.99 | 10.45 | 9.08
CSP | 0 | 0 | 0 | 0 | 0 | 0
CT | 0 | 0.12 | 0.23 | 0.23 | 0.16 | 0.23
Coal | 88.33 | 89.08 | 86.58 | 87.8 | 113.99 | 131.12
Geo | 0 | 0 | 0 | 0 | 0 | 0
H | 0 | 0 | 0 | 0 | 0 | 0
LFG | 0 | 0 | 0 | 0 | 0 | 0
Nuc | 0 | 0 | 0 | 0 | 0 | 0
PS | 0 | 0 | 0 | 0 | 0 | 0
PV | 0 | 0 | 0 | 0 | 0 | 0
PeakG | 0 | 0 | 0.03 | 0.03 | 0.03 | 0.03
PeakO | 0 | 0 | 0 | 0 | 0 | 0
ST | 0 | 0 | 0 | 0 | 0 | 0
STOG | 0 | 0 | 0 | 0 | 0 | 0
STWD | 0 | 0 | 0 | 0 | 0 | 0
WT | 0 | 0 | 0 | 0 | 0 | 0
IGCC | 0 | 0 | 0 | 0 | 0 | 0
DemandResponse | 0 | 0 | 0 | 0 | 0 | 0
IGCC-CCS | 0 | 0 | 0 | 0 | 0 | 0
WT_off | 0 | 0 | 0 | 0 | 0 | 0
PseudoUnit | 0 | 0 | 0 | 0 | 0 | 0
FixedInterchange | 0 | 0 | 0 | 0 | 0 | 0
CO2 Emissions (MMshortTons): TVA_Transmission
ReportingType | 2015 | 2020 | 2025 | 2030 | 2035 | 2040
BM | 0 | 0 | 0 | 0 | 0 | 0
CC | 0 | 0 | 0 | 0 | 0 | 0
CSP | 0 | 0 | 0 | 0 | 0 | 0
CT | 0 | 0 | 0 | 0 | 0 | 0
Coal | 0 | 0 | 0 | 0 | 0 | 0
Geo | 0 | 0 | 0 | 0 | 0 | 0
H | 0 | 0 | 0 | 0 | 0 | 0
LFG | 0 | 0 | 0 | 0 | 0 | 0
Nuc | 0 | 0 | 0 | 0 | 0 | 0
PS | 0 | 0 | 0 | 0 | 0 | 0
PV | 0 | 0 | 0 | 0 | 0 | 0
PeakG | 0 | 0 | 0 | 0 | 0 | 0
PeakO | 0 | 0 | 0 | 0 | 0 | 0
ST | 0 | 0 | 0 | 0 | 0 | 0
STOG | 0 | 0 | 0 | 0 | 0 | 0
STWD | 0 | 0 | 0 | 0 | 0 | 0
WT | 0 | 0 | 0 | 0 | 0 | 0
IGCC | 0 | 0 | 0 | 0 | 0 | 0
DemandResponse | 0 | 0 | 0 | 0 | 0 | 0
IGCC-CCS | 0 | 0 | 0 | 0 | 0 | 0
WT_off | 0 | 0 | 0 | 0 | 0 | 0
PseudoUnit | 0 | 0 | 0 | 0 | 0 | 0
FixedInterchange | 0 | 0 | 0 | 0 | 0 | 0
CO2 Emissions (MMshortTons): VACAR
ReportingType | 2015 | 2020 | 2025 | 2030 | 2035 | 2040
BM | 0 | 0 | 0 | 0 | 0 | 0
CC | 20.99 | 19.8 | 18.76 | 20.43 | 28.65 | 40.47
CSP | 0 | 0 | 0 | 0 | 0 | 0
CT | 0.05 | 0.05 | 0.08 | 0.07 | 0.25 | 0.23
Coal | 83.65 | 86.4 | 102.82 | 112.65 | 122.7 | 124.1
Geo | 0 | 0 | 0 | 0 | 0 | 0
H | 0 | 0 | 0 | 0 | 0 | 0
LFG | 0 | 0 | 0 | 0 | 0 | 0
Nuc | 0 | 0 | 0 | 0 | 0 | 0
PS | 0 | 0 | 0 | 0 | 0 | 0
PV | 0 | 0 | 0 | 0 | 0 | 0
PeakG | 0.07 | 0.13 | 0.23 | 0.22 | 0.26 | 0.26
PeakO | 0 | 0 | 0 | 0 | 0 | 0
ST | 0 | 0 | 0 | 0 | 0 | 0
STOG | 0 | 0 | 0 | 0 | 0 | 0
STWD | 0 | 0 | 0 | 0 | 0 | 0
WT | 0 | 0 | 0 | 0 | 0 | 0
IGCC | 0 | 0 | 0 | 0 | 0 | 0
DemandResponse | 0 | 0 | 0 | 0 | 0 | 0
IGCC-CCS | 0 | 0 | 0 | 0 | 0 | 0
WT_off | 0 | 0 | 0 | 0 | 0 | 0
PseudoUnit | 0 | 0 | 0 | 0 | 0 | 0
FixedInterchange | 0 | 0 | 0 | 0 | 0 | 0
CO2 Emissions (MMshortTons): IESO
ReportingType | 2015 | 2020 | 2025 | 2030 | 2035 | 2040
BM | 0 | 0 | 0 | 0 | 0 | 0
CC | 0.39 | 0.59 | 0.81 | 0.95 | 4.56 | 11.71
CSP | 0 | 0 | 0 | 0 | 0 | 0
CT | 0 | 0 | 0 | 0 | 0.02 | 0.09
Coal | 0 | 0 | 0 | 0 | 0 | 0
Geo | 0 | 0 | 0 | 0 | 0 | 0
H | 0 | 0 | 0 | 0 | 0 | 0
LFG | 0 | 0 | 0 | 0 | 0 | 0
Nuc | 0 | 0 | 0 | 0 | 0 | 0
PS | 0 | 0 | 0 | 0 | 0 | 0
PV | 0 | 0 | 0 | 0 | 0 | 0
PeakG | 0 | 0 | 0 | 0 | 0 | 0.01
PeakO | 0 | 0 | 0 | 0 | 0 | 0
ST | 0 | 0 | 0 | 0 | 0 | 0
STOG | 0 | 0 | 0 | 0 | 0 | 0
STWD | 0 | 0 | 0 | 0 | 0 | 0
WT | 0 | 0 | 0 | 0 | 0 | 0
IGCC | 0 | 0 | 0 | 0 | 0 | 0
DemandResponse | 0 | 0 | 0 | 0 | 0 | 0
IGCC-CCS | 0 | 0 | 0 | 0 | 0 | 0
WT_off | 0 | 0 | 0 | 0 | 0 | 0
PseudoUnit | 0 | 0 | 0 | 0 | 0 | 0
FixedInterchange | 0 | 0 | 0 | 0 | 0 | 0
CO2 Emissions (MMshortTons): MAPP_CA
ReportingType | 2015 | 2020 | 2025 | 2030 | 2035 | 2040
BM | 0 | 0 | 0 | 0 | 0 | 0
CC | 3.94 | 4.92 | 5.41 | 6.36 | 7.57 | 7.16
CSP | 0 | 0 | 0 | 0 | 0 | 0
CT | 0 | 0 | 0 | 0 | 0 | 0.02
Coal | 0.12 | 0.24 | 0.6 | 2.15 | 3.88 | 4.51
Geo | 0 | 0 | 0 | 0 | 0 | 0
H | 0 | 0 | 0 | 0 | 0 | 0
LFG | 0 | 0 | 0 | 0 | 0 | 0
Nuc | 0 | 0 | 0 | 0 | 0 | 0
PS | 0 | 0 | 0 | 0 | 0 | 0
PV | 0 | 0 | 0 | 0 | 0 | 0
PeakG | 0 | 0 | 0 | 0 | 0 | 0
PeakO | 0 | 0 | 0 | 0 | 0 | 0
ST | 0 | 0 | 0 | 0 | 0 | 0
STOG | 0 | 0 | 0 | 0 | 0 | 0
STWD | 0 | 0 | 0 | 0 | 0 | 0
WT | 0 | 0 | 0 | 0 | 0 | 0
IGCC | 0 | 0 | 0 | 0 | 0 | 0
DemandResponse | 0 | 0 | 0 | 0 | 0 | 0
IGCC-CCS | 0 | 0 | 0 | 0 | 0 | 0
WT_off | 0 | 0 | 0 | 0 | 0 | 0
PseudoUnit | 0 | 0 | 0 | 0 | 0 | 0
FixedInterchange | 0 | 0 | 0 | 0 | 0 | 0
CO2 Emissions (MMshortTons): AZ_NM_SNV_Coal
ReportingType | 2015 | 2020 | 2025 | 2030 | 2035 | 2040
BM | 0 | 0 | 0 | 0 | 0 | 0
CC | 0 | 0 | 0 | 0 | 0 | 0
CSP | 0 | 0 | 0 | 0 | 0 | 0
CT | 0 | 0 | 0 | 0 | 0 | 0
Coal | 74.35 | 80.51 | 80.51 | 80.51 | 80.51 | 130.61
Geo | 0 | 0 | 0 | 0 | 0 | 0
H | 0 | 0 | 0 | 0 | 0 | 0
LFG | 0 | 0 | 0 | 0 | 0 | 0
Nuc | 0 | 0 | 0 | 0 | 0 | 0
PS | 0 | 0 | 0 | 0 | 0 | 0
PV | 0 | 0 | 0 | 0 | 0 | 0
PeakG | 0 | 0 | 0 | 0 | 0 | 0
PeakO | 0 | 0 | 0 | 0 | 0 | 0
ST | 0 | 0 | 0 | 0 | 0 | 0
STOG | 0 | 0 | 0 | 0 | 0 | 0
STWD | 0 | 0 | 0 | 0 | 0 | 0
WT | 0 | 0 | 0 | 0 | 0 | 0
IGCC | 0 | 0 | 0 | 0 | 0 | 0
DemandResponse | 0 | 0 | 0 | 0 | 0 | 0
IGCC-CCS | 0 | 0 | 0 | 0 | 0 | 0
WT_off | 0 | 0 | 0 | 0 | 0 | 0
PseudoUnit | 0 | 0 | 0 | 0 | 0 | 0
FixedInterchange | 0 | 0 | 0 | 0 | 0 | 0
CO2 Emissions (MMshortTons): AZ_NM_SNV_Gas
ReportingType | 2015 | 2020 | 2025 | 2030 | 2035 | 2040
BM | 0 | 0 | 0 | 0 | 0 | 0
CC | 43.94 | 48.47 | 49.8 | 57.71 | 66.59 | 62.32
CSP | 0 | 0 | 0 | 0 | 0 | 0
CT | 0 | 0 | 0.05 | 0.09 | 0 | 0
Coal | 0 | 0 | 0 | 0 | 0 | 0
Geo | 0 | 0 | 0 | 0 | 0 | 0
H | 0 | 0 | 0 | 0 | 0 | 0
LFG | 0 | 0 | 0 | 0 | 0 | 0
Nuc | 0 | 0 | 0 | 0 | 0 | 0
PS | 0 | 0 | 0 | 0 | 0 | 0
PV | 0 | 0 | 0 | 0 | 0 | 0
PeakG | 0 | 0 | 0.18 | 0.3 | 0.4 | 0
PeakO | 0 | 0 | 0 | 0 | 0 | 0
ST | 0 | 0 | 0 | 0 | 0 | 0
STOG | 0 | 0 | 0 | 0 | 0 | 0
STWD | 0 | 0 | 0 | 0 | 0 | 0
WT | 0 | 0 | 0 | 0 | 0 | 0
IGCC | 0 | 0 | 0 | 0 | 0 | 0
DemandResponse | 0 | 0 | 0 | 0 | 0 | 0
IGCC-CCS | 0 | 0 | 0 | 0 | 0 | 0
WT_off | 0 | 0 | 0 | 0 | 0 | 0
PseudoUnit | 0 | 0 | 0 | 0 | 0 | 0
FixedInterchange | 0 | 0 | 0 | 0 | 0 | 0
CO2 Emissions (MMshortTons): AZ_NM_SNV_NucRenew
ReportingType | 2015 | 2020 | 2025 | 2030 | 2035 | 2040
BM | 0 | 0 | 0 | 0 | 0 | 0
CC | 0 | 0 | 0 | 0 | 0 | 0
CSP | 0 | 0 | 0 | 0 | 0 | 0
CT | 0 | 0 | 0 | 0 | 0 | 0
Coal | 0 | 0 | 0 | 0 | 0 | 0
Geo | 0 | 0 | 0 | 0 | 0 | 0
H | 0 | 0 | 0 | 0 | 0 | 0
LFG | 0 | 0 | 0 | 0 | 0 | 0
Nuc | 0 | 0 | 0 | 0 | 0 | 0
PS | 0 | 0 | 0 | 0 | 0 | 0
PV | 0 | 0 | 0 | 0 | 0 | 0
PeakG | 0 | 0 | 0 | 0 | 0 | 0
PeakO | 0 | 0 | 0 | 0 | 0 | 0
ST | 0 | 0 | 0 | 0 | 0 | 0
STOG | 0 | 0 | 0 | 0 | 0 | 0
STWD | 0 | 0 | 0 | 0 | 0 | 0
WT | 0 | 0 | 0 | 0 | 0 | 0
IGCC | 0 | 0 | 0 | 0 | 0 | 0
DemandResponse | 0 | 0 | 0 | 0 | 0 | 0
IGCC-CCS | 0 | 0 | 0 | 0 | 0 | 0
WT_off | 0 | 0 | 0 | 0 | 0 | 0
PseudoUnit | 0 | 0 | 0 | 0 | 0 | 0
FixedInterchange | 0 | 0 | 0 | 0 | 0 | 0
CO2 Emissions (MMshortTons): ERCOT
ReportingType | 2015 | 2020 | 2025 | 2030 | 2035 | 2040
BM | 0 | 0 | 0 | 0 | 0 | 0
CC | 70 | 68.21 | 67.22 | 70.35 | 75.06 | 75.67
CSP | 0 | 0 | 0 | 0 | 0 | 0
CT | 0 | 0 | 0.02 | 0.01 | 0.01 | 0.01
Coal | 110.4 | 140.48 | 157.9 | 157.9 | 157.9 | 157.9
Geo | 0 | 0 | 0 | 0 | 0 | 0
H | 0 | 0 | 0 | 0 | 0 | 0
LFG | 0 | 0 | 0 | 0 | 0 | 0
Nuc | 0 | 0 | 0 | 0 | 0 | 0
PS | 0 | 0 | 0 | 0 | 0 | 0
PV | 0 | 0 | 0 | 0 | 0 | 0
PeakG | 0 | 0.01 | 0.07 | 0.07 | 0.05 | 0.04
PeakO | 0 | 0 | 0 | 0 | 0 | 0
ST | 0 | 0 | 0 | 0 | 0 | 0
STOG | 2.42 | 3.19 | 4.43 | 4.17 | 3.85 | 3.35
STWD | 0 | 0 | 0 | 0 | 0 | 0
WT | 0 | 0 | 0 | 0 | 0 | 0
IGCC | 0 | 0 | 0 | 0 | 0 | 0
DemandResponse | 0 | 0 | 0 | 0 | 0 | 0
IGCC-CCS | 0 | 0 | 0 | 0 | 0 | 0
WT_off | 0 | 0 | 0 | 0 | 0 | 0
PseudoUnit | 0 | 0 | 0 | 0 | 0 | 0
FixedInterchange | 0 | 0 | 0 | 0 | 0 | 0
CO2 Emissions (MMshortTons): NP15
ReportingType | 2015 | 2020 | 2025 | 2030 | 2035 | 2040
BM | 0 | 0 | 0 | 0 | 0 | 0
CC | 16.12 | 10.97 | 14.39 | 8.79 | 5.87 | 3.51
CSP | 0 | 0 | 0 | 0 | 0 | 0
CT | 0 | 0 | 0 | 0 | 0 | 0
Coal | 0.27 | 0.27 | 0 | 0 | 0 | 0
Geo | 0 | 0 | 0 | 0 | 0 | 0
H | 0 | 0 | 0 | 0 | 0 | 0
LFG | 0 | 0 | 0 | 0 | 0 | 0
Nuc | 0 | 0 | 0 | 0 | 0 | 0
PS | 0 | 0 | 0 | 0 | 0 | 0
PV | 0 | 0 | 0 | 0 | 0 | 0
PeakG | 0 | 0 | 0 | 0 | 0 | 0.01
PeakO | 0 | 0 | 0 | 0 | 0 | 0
ST | 0 | 0 | 0 | 0 | 0 | 0
STOG | 0.08 | 0.05 | 0.12 | 0.16 | 0.11 | 0.2
STWD | 0 | 0 | 0 | 0 | 0 | 0
WT | 0 | 0 | 0 | 0 | 0 | 0
IGCC | 0 | 0 | 0 | 0 | 0 | 0
DemandResponse | 0 | 0 | 0 | 0 | 0 | 0
IGCC-CCS | 0 | 0 | 0 | 0 | 0 | 0
WT_off | 0 | 0 | 0 | 0 | 0 | 0
PseudoUnit | 0 | 0 | 0 | 0 | 0 | 0
FixedInterchange | 0 | 0 | 0 | 0 | 0 | 0
CO2 Emissions (MMshortTons): NWPP_Coal
ReportingType | 2015 | 2020 | 2025 | 2030 | 2035 | 2040
BM | 0 | 0 | 0 | 0 | 0 | 0
CC | 0 | 0 | 0 | 0 | 0 | 0
CSP | 0 | 0 | 0 | 0 | 0 | 0
CT | 0 | 0 | 0 | 0 | 0 | 0
Coal | 102.44 | 102.51 | 102.63 | 102.63 | 102.13 | 101.96
Geo | 0 | 0 | 0 | 0 | 0 | 0
H | 0 | 0 | 0 | 0 | 0 | 0
LFG | 0 | 0 | 0 | 0 | 0 | 0
Nuc | 0 | 0 | 0 | 0 | 0 | 0
PS | 0 | 0 | 0 | 0 | 0 | 0
PV | 0 | 0 | 0 | 0 | 0 | 0
PeakG | 0 | 0 | 0 | 0 | 0 | 0
PeakO | 0 | 0 | 0 | 0 | 0 | 0
ST | 0 | 0 | 0 | 0 | 0 | 0
STOG | 0 | 0 | 0 | 0 | 0 | 0
STWD | 0 | 0 | 0 | 0 | 0 | 0
WT | 0 | 0 | 0 | 0 | 0 | 0
IGCC | 0 | 0 | 0 | 0 | 0 | 0
DemandResponse | 0 | 0 | 0 | 0 | 0 | 0
IGCC-CCS | 0 | 0 | 0 | 0 | 0 | 0
WT_off | 0 | 0 | 0 | 0 | 0 | 0
PseudoUnit | 0 | 0 | 0 | 0 | 0 | 0
FixedInterchange | 0 | 0 | 0 | 0 | 0 | 0
CO2 Emissions (MMshortTons): NWPP_Gas
ReportingType | 2015 | 2020 | 2025 | 2030 | 2035 | 2040
BM | 0 | 0 | 0 | 0 | 0 | 0
CC | 21.13 | 21.13 | 21.68 | 35.7 | 44.96 | 47.01
CSP | 0 | 0 | 0 | 0 | 0 | 0
CT | 0 | 0 | 0 | 0 | 0 | 0
Coal | 0 | 0 | 0 | 0 | 0 | 7.11
Geo | 0 | 0 | 0 | 0 | 0 | 0
H | 0 | 0 | 0 | 0 | 0 | 0
LFG | 0 | 0 | 0 | 0 | 0 | 0
Nuc | 0 | 0 | 0 | 0 | 0 | 0
PS | 0 | 0 | 0 | 0 | 0 | 0
PV | 0 | 0 | 0 | 0 | 0 | 0
PeakG | 0 | 0 | 0 | 0 | 0 | 0
PeakO | 0 | 0 | 0 | 0 | 0 | 0
ST | 0 | 0 | 0 | 0 | 0 | 0
STOG | 0 | 0 | 0 | 0 | 0 | 0
STWD | 0 | 0 | 0 | 0 | 0 | 0
WT | 0 | 0 | 0 | 0 | 0 | 0
IGCC | 0 | 0 | 0 | 0 | 0 | 0
DemandResponse | 0 | 0 | 0 | 0 | 0 | 0
IGCC-CCS | 0 | 0 | 0 | 0 | 0 | 0
WT_off | 0 | 0 | 0 | 0 | 0 | 0
PseudoUnit | 0 | 0 | 0 | 0 | 0 | 0
FixedInterchange | 0 | 0 | 0 | 0 | 0 | 0
CO2 Emissions (MMshortTons): NWPP_NucRenew
ReportingType | 2015 | 2020 | 2025 | 2030 | 2035 | 2040
BM | 0 | 0 | 0 | 0 | 0 | 0
CC | 0 | 0 | 0 | 0 | 0 | 0
CSP | 0 | 0 | 0 | 0 | 0 | 0
CT | 0 | 0 | 0 | 0 | 0 | 0
Coal | 0 | 0 | 0 | 0 | 0 | 0
Geo | 0 | 0 | 0 | 0 | 0 | 0
H | 0 | 0 | 0 | 0 | 0 | 0
LFG | 0 | 0 | 0 | 0 | 0 | 0
Nuc | 0 | 0 | 0 | 0 | 0 | 0
PS | 0 | 0 | 0 | 0 | 0 | 0
PV | 0 | 0 | 0 | 0 | 0 | 0
PeakG | 0 | 0 | 0 | 0 | 0 | 0
PeakO | 0 | 0 | 0 | 0 | 0 | 0
ST | 0 | 0 | 0 | 0 | 0 | 0
STOG | 0 | 0 | 0 | 0 | 0 | 0
STWD | 0 | 0 | 0 | 0 | 0 | 0
WT | 0 | 0 | 0 | 0 | 0 | 0
IGCC | 0 | 0 | 0 | 0 | 0 | 0
DemandResponse | 0 | 0 | 0 | 0 | 0 | 0
IGCC-CCS | 0 | 0 | 0 | 0 | 0 | 0
WT_off | 0 | 0 | 0 | 0 | 0 | 0
PseudoUnit | 0 | 0 | 0 | 0 | 0 | 0
FixedInterchange | 0 | 0 | 0 | 0 | 0 | 0
CO2 Emissions (MMshortTons): RMPA
ReportingType | 2015 | 2020 | 2025 | 2030 | 2035 | 2040
BM | 0 | 0 | 0 | 0 | 0 | 0
CC | 3.33 | 3.83 | 1.86 | 1.86 | 1.34 | 1.09
CSP | 0 | 0 | 0 | 0 | 0 | 0
CT | 0 | 0 | 0 | 0 | 0 | 0
Coal | 60.8 | 59.42 | 56.55 | 57.03 | 66.69 | 75.6
Geo | 0 | 0 | 0 | 0 | 0 | 0
H | 0 | 0 | 0 | 0 | 0 | 0
LFG | 0 | 0 | 0 | 0 | 0 | 0
Nuc | 0 | 0 | 0 | 0 | 0 | 0
PS | 0 | 0 | 0 | 0 | 0 | 0
PV | 0 | 0 | 0 | 0 | 0 | 0
PeakG | 0.01 | 0.03 | 0 | 0.06 | 0.04 | 0.04
PeakO | 0 | 0 | 0 | 0 | 0 | 0
ST | 0 | 0 | 0 | 0 | 0 | 0
STOG | 0 | 0 | 0 | 0 | 0 | 0
STWD | 0 | 0 | 0 | 0 | 0 | 0
WT | 0 | 0 | 0 | 0 | 0 | 0
IGCC | 0 | 0 | 0 | 0 | 0 | 0
DemandResponse | 0 | 0 | 0 | 0 | 0 | 0
IGCC-CCS | 0 | 0 | 0 | 0 | 0 | 0
WT_off | 0 | 0 | 0 | 0 | 0 | 0
PseudoUnit | 0 | 0 | 0 | 0 | 0 | 0
FixedInterchange | 0 | 0 | 0 | 0 | 0 | 0
CO2 Emissions (MMshortTons): SP15
ReportingType | 2015 | 2020 | 2025 | 2030 | 2035 | 2040
BM | 0 | 0 | 0 | 0 | 0 | 0
CC | 16.35 | 7.76 | 8.66 | 7.72 | 6.61 | 4.55
CSP | 0 | 0 | 0 | 0 | 0 | 0
CT | 0 | 0 | 0 | 0 | 0 | 0
Coal | 0.9 | 0.9 | 0 | 0 | 0 | 0
Geo | 0 | 0 | 0 | 0 | 0 | 0
H | 0 | 0 | 0 | 0 | 0 | 0
LFG | 0 | 0 | 0 | 0 | 0 | 0
Nuc | 0 | 0 | 0 | 0 | 0 | 0
PS | 0 | 0 | 0 | 0 | 0 | 0
PV | 0 | 0 | 0 | 0 | 0 | 0
PeakG | 0 | 0 | 0 | 0 | 0 | 0
PeakO | 0 | 0 | 0 | 0 | 0 | 0
ST | 0 | 0 | 0 | 0 | 0 | 0
STOG | 0.13 | 0.14 | 0.04 | 0.12 | 0.24 | 0.34
STWD | 0 | 0 | 0 | 0 | 0 | 0
WT | 0 | 0 | 0 | 0 | 0 | 0
IGCC | 0 | 0 | 0 | 0 | 0 | 0
DemandResponse | 0 | 0 | 0 | 0 | 0 | 0
IGCC-CCS | 0 | 0 | 0 | 0 | 0 | 0
WT_off | 0 | 0 | 0 | 0 | 0 | 0
PseudoUnit | 0 | 0 | 0 | 0 | 0 | 0
FixedInterchange | 0 | 0 | 0 | 0 | 0 | 0
CO2 Emissions (MMshortTons): ALB
ReportingType | 2015 | 2020 | 2025 | 2030 | 2035 | 2040
BM | 0 | 0 | 0 | 0 | 0 | 0
CC | 8.09 | 10.39 | 11.98 | 14.38 | 16.38 | 18.68
CSP | 0 | 0 | 0 | 0 | 0 | 0
CT | 0 | 0 | 0 | 0 | 0 | 0
Coal | 50 | 50 | 50 | 50 | 50 | 50
Geo | 0 | 0 | 0 | 0 | 0 | 0
H | 0 | 0 | 0 | 0 | 0 | 0
LFG | 0 | 0 | 0 | 0 | 0 | 0
Nuc | 0 | 0 | 0 | 0 | 0 | 0
PS | 0 | 0 | 0 | 0 | 0 | 0
PV | 0 | 0 | 0 | 0 | 0 | 0
PeakG | 0 | 0 | 0 | 0 | 0 | 0
PeakO | 0 | 0 | 0 | 0 | 0 | 0
ST | 0 | 0 | 0 | 0 | 0 | 0
STOG | 0 | 0 | 0 | 0 | 0 | 0
STWD | 0 | 0 | 0 | 0 | 0 | 0
WT | 0 | 0 | 0 | 0 | 0 | 0
IGCC | 0 | 0 | 0 | 0 | 0 | 0
DemandResponse | 0 | 0 | 0 | 0 | 0 | 0
IGCC-CCS | 0 | 0 | 0 | 0 | 0 | 0
WT_off | 0 | 0 | 0 | 0 | 0 | 0
PseudoUnit | 0 | 0 | 0 | 0 | 0 | 0
FixedInterchange | 0 | 0 | 0 | 0 | 0 | 0
CO2 Emissions (MMshortTons): BC
ReportingType | 2015 | 2020 | 2025 | 2030 | 2035 | 2040
BM | 0 | 0 | 0 | 0 | 0 | 0
CC | 3.92 | 5.17 | 7.04 | 8.56 | 10.79 | 13.13
CSP | 0 | 0 | 0 | 0 | 0 | 0
CT | 0 | 0 | 0 | 0 | 0 | 0
Coal | 0 | 0 | 0 | 0 | 0 | 0
Geo | 0 | 0 | 0 | 0 | 0 | 0
H | 0 | 0 | 0 | 0 | 0 | 0
LFG | 0 | 0 | 0 | 0 | 0 | 0
Nuc | 0 | 0 | 0 | 0 | 0 | 0
PS | 0 | 0 | 0 | 0 | 0 | 0
PV | 0 | 0 | 0 | 0 | 0 | 0
PeakG | 0 | 0 | 0 | 0 | 0 | 0
PeakO | 0 | 0 | 0 | 0 | 0 | 0
ST | 0 | 0 | 0 | 0 | 0 | 0
STOG | 0 | 0 | 0 | 0 | 0 | 0
STWD | 0 | 0 | 0 | 0 | 0 | 0
WT | 0 | 0 | 0 | 0 | 0 | 0
IGCC | 0 | 0 | 0 | 0 | 0 | 0
DemandResponse | 0 | 0 | 0 | 0 | 0 | 0
IGCC-CCS | 0 | 0 | 0 | 0 | 0 | 0
WT_off | 0 | 0 | 0 | 0 | 0 | 0
PseudoUnit | 0 | 0 | 0 | 0 | 0 | 0
FixedInterchange | 0 | 0 | 0 | 0 | 0 | 0
CO2 Emissions (MMshortTons): HQ_IESO
ReportingType | 2015 | 2020 | 2025 | 2030 | 2035 | 2040
BM | 0 | 0 | 0 | 0 | 0 | 0
CC | 0 | 0 | 0 | 0 | 0 | 0
CSP | 0 | 0 | 0 | 0 | 0 | 0
CT | 0 | 0 | 0 | 0 | 0 | 0
Coal | 0 | 0 | 0 | 0 | 0 | 0
Geo | 0 | 0 | 0 | 0 | 0 | 0
H | 0 | 0 | 0 | 0 | 0 | 0
LFG | 0 | 0 | 0 | 0 | 0 | 0
Nuc | 0 | 0 | 0 | 0 | 0 | 0
PS | 0 | 0 | 0 | 0 | 0 | 0
PV | 0 | 0 | 0 | 0 | 0 | 0
PeakG | 0 | 0 | 0 | 0 | 0 | 0
PeakO | 0 | 0 | 0 | 0 | 0 | 0
ST | 0 | 0 | 0 | 0 | 0 | 0
STOG | 0 | 0 | 0 | 0 | 0 | 0
STWD | 0 | 0 | 0 | 0 | 0 | 0
WT | 0 | 0 | 0 | 0 | 0 | 0
IGCC | 0 | 0 | 0 | 0 | 0 | 0
DemandResponse | 0 | 0 | 0 | 0 | 0 | 0
IGCC-CCS | 0 | 0 | 0 | 0 | 0 | 0
WT_off | 0 | 0 | 0 | 0 | 0 | 0
PseudoUnit | 0 | 0 | 0 | 0 | 0 | 0
FixedInterchange | 0 | 0 | 0 | 0 | 0 | 0
CO2 Emissions (MMshortTons): HQ_NEISO
ReportingType | 2015 | 2020 | 2025 | 2030 | 2035 | 2040
BM | 0 | 0 | 0 | 0 | 0 | 0
CC | 0 | 0 | 0 | 0 | 0 | 0
CSP | 0 | 0 | 0 | 0 | 0 | 0
CT | 0 | 0 | 0 | 0 | 0 | 0
Coal | 0 | 0 | 0 | 0 | 0 | 0
Geo | 0 | 0 | 0 | 0 | 0 | 0
H | 0 | 0 | 0 | 0 | 0 | 0
LFG | 0 | 0 | 0 | 0 | 0 | 0
Nuc | 0 | 0 | 0 | 0 | 0 | 0
PS | 0 | 0 | 0 | 0 | 0 | 0
PV | 0 | 0 | 0 | 0 | 0 | 0
PeakG | 0 | 0 | 0 | 0 | 0 | 0
PeakO | 0 | 0 | 0 | 0 | 0 | 0
ST | 0 | 0 | 0 | 0 | 0 | 0
STOG | 0 | 0 | 0 | 0 | 0 | 0
STWD | 0 | 0 | 0 | 0 | 0 | 0
WT | 0 | 0 | 0 | 0 | 0 | 0
IGCC | 0 | 0 | 0 | 0 | 0 | 0
DemandResponse | 0 | 0 | 0 | 0 | 0 | 0
IGCC-CCS | 0 | 0 | 0 | 0 | 0 | 0
WT_off | 0 | 0 | 0 | 0 | 0 | 0
PseudoUnit | 0 | 0 | 0 | 0 | 0 | 0
FixedInterchange | 0 | 0 | 0 | 0 | 0 | 0
CO2 Emissions (MMshortTons): HQ_NY
ReportingType | 2015 | 2020 | 2025 | 2030 | 2035 | 2040
BM | 0 | 0 | 0 | 0 | 0 | 0
CC | 0 | 0 | 0 | 0 | 0 | 0
CSP | 0 | 0 | 0 | 0 | 0 | 0
CT | 0 | 0 | 0 | 0 | 0 | 0
Coal | 0 | 0 | 0 | 0 | 0 | 0
Geo | 0 | 0 | 0 | 0 | 0 | 0
H | 0 | 0 | 0 | 0 | 0 | 0
LFG | 0 | 0 | 0 | 0 | 0 | 0
Nuc | 0 | 0 | 0 | 0 | 0 | 0
PS | 0 | 0 | 0 | 0 | 0 | 0
PV | 0 | 0 | 0 | 0 | 0 | 0
PeakG | 0 | 0 | 0 | 0 | 0 | 0
PeakO | 0 | 0 | 0 | 0 | 0 | 0
ST | 0 | 0 | 0 | 0 | 0 | 0
STOG | 0 | 0 | 0 | 0 | 0 | 0
STWD | 0 | 0 | 0 | 0 | 0 | 0
WT | 0 | 0 | 0 | 0 | 0 | 0
IGCC | 0 | 0 | 0 | 0 | 0 | 0
DemandResponse | 0 | 0 | 0 | 0 | 0 | 0
IGCC-CCS | 0 | 0 | 0 | 0 | 0 | 0
WT_off | 0 | 0 | 0 | 0 | 0 | 0
PseudoUnit | 0 | 0 | 0 | 0 | 0 | 0
FixedInterchange | 0 | 0 | 0 | 0 | 0 | 0
CO2 Emissions (MMshortTons): MARITIMES
ReportingType | 2015 | 2020 | 2025 | 2030 | 2035 | 2040
BM | 0 | 0 | 0 | 0 | 0 | 0
CC | 0 | 0 | 0 | 0 | 0 | 0
CSP | 0 | 0 | 0 | 0 | 0 | 0
CT | 0 | 0 | 0 | 0 | 0 | 0
Coal | 0 | 0 | 0 | 0 | 0 | 0
Geo | 0 | 0 | 0 | 0 | 0 | 0
H | 0 | 0 | 0 | 0 | 0 | 0
LFG | 0 | 0 | 0 | 0 | 0 | 0
Nuc | 0 | 0 | 0 | 0 | 0 | 0
PS | 0 | 0 | 0 | 0 | 0 | 0
PV | 0 | 0 | 0 | 0 | 0 | 0
PeakG | 0 | 0 | 0 | 0 | 0 | 0
PeakO | 0 | 0 | 0 | 0 | 0 | 0
ST | 0 | 0 | 0 | 0 | 0 | 0
STOG | 0 | 0 | 0 | 0 | 0 | 0
STWD | 0 | 0 | 0 | 0 | 0 | 0
WT | 0 | 0 | 0 | 0 | 0 | 0
IGCC | 0 | 0 | 0 | 0 | 0 | 0
DemandResponse | 0 | 0 | 0 | 0 | 0 | 0
IGCC-CCS | 0 | 0 | 0 | 0 | 0 | 0
WT_off | 0 | 0 | 0 | 0 | 0 | 0
PseudoUnit | 0 | 0 | 0 | 0 | 0 | 0
FixedInterchange | 0 | 0 | 0 | 0 | 0 | 0
CO2 Emissions (MMshortTons): All
ReportingType | 2015 | 2020 | 2025 | 2030 | 2035 | 2040
BM | 0 | 0 | 0 | 0 | 0 | 0
CC | 474.57 | 483.32 | 519.27 | 567.22 | 663.43 | 715.76
CSP | 0 | 0 | 0 | 0 | 0 | 0
CT | 0.56 | 1.14 | 1.24 | 1.35 | 1.73 | 2.27
Coal | 1877 | 1917.8 | 1931.98 | 1977.75 | 2094.94 | 2273.43
Geo | 0 | 0 | 0 | 0 | 0 | 0
H | 0 | 0 | 0 | 0 | 0 | 0
LFG | 0 | 0 | 0 | 0 | 0 | 0
Nuc | 0 | 0 | 0 | 0 | 0 | 0
PS | 0 | 0 | 0 | 0 | 0 | 0
PV | 0 | 0 | 0 | 0 | 0 | 0
PeakG | 2.18 | 2.86 | 4.97 | 4.96 | 5.23 | 4.13
PeakO | 0 | 0 | 0 | 0 | 0 | 0
ST | 0 | 0 | 0 | 0 | 0 | 0
STOG | 8.85 | 10.74 | 12.69 | 12.35 | 12.07 | 11.28
STWD | 0 | 0 | 0 | 0 | 0 | 0
WT | 0 | 0 | 0 | 0 | 0 | 0
IGCC | 4.15 | 4.15 | 4.15 | 4.15 | 4.15 | 4.15
DemandResponse | 0 | 0 | 0 | 0 | 0 | 0
IGCC-CCS | 0 | 0 | 0 | 0 | 0 | 0
WT_off | 0 | 0 | 0 | 0 | 0 | 0
PseudoUnit | 0 | 0 | 0 | 0 | 0 | 0
FixedInterchange | 0 | 0 | 0 | 0 | 0 | 0
CO2 Emissions (MMshortTons): EI_US
ReportingType | 2015 | 2020 | 2025 | 2030 | 2035 | 2040
BM | 0 | 0 | 0 | 0 | 0 | 0
CC | 287.35 | 301.86 | 330.42 | 354.84 | 423.7 | 470.95
CSP | 0 | 0 | 0 | 0 | 0 | 0
CT | 0.56 | 1.14 | 1.17 | 1.25 | 1.7 | 2.16
Coal | 1477.73 | 1483.48 | 1483.79 | 1527.53 | 1633.84 | 1745.74
Geo | 0 | 0 | 0 | 0 | 0 | 0
H | 0 | 0 | 0 | 0 | 0 | 0
LFG | 0 | 0 | 0 | 0 | 0 | 0
Nuc | 0 | 0 | 0 | 0 | 0 | 0
PS | 0 | 0 | 0 | 0 | 0 | 0
PV | 0 | 0 | 0 | 0 | 0 | 0
PeakG | 2.17 | 2.83 | 4.72 | 4.53 | 4.73 | 4.03
PeakO | 0 | 0 | 0 | 0 | 0 | 0
ST | 0 | 0 | 0 | 0 | 0 | 0
STOG | 6.22 | 7.36 | 8.1 | 7.91 | 7.86 | 7.39
STWD | 0 | 0 | 0 | 0 | 0 | 0
WT | 0 | 0 | 0 | 0 | 0 | 0
IGCC | 4.15 | 4.15 | 4.15 | 4.15 | 4.15 | 4.15
DemandResponse | 0 | 0 | 0 | 0 | 0 | 0
IGCC-CCS | 0 | 0 | 0 | 0 | 0 | 0
WT_off | 0 | 0 | 0 | 0 | 0 | 0
PseudoUnit | 0 | 0 | 0 | 0 | 0 | 0
FixedInterchange | 0 | 0 | 0 | 0 | 0 | 0
CO2 Emissions (MMshortTons): EI_Canada
ReportingType | 2015 | 2020 | 2025 | 2030 | 2035 | 2040
BM | 0 | 0 | 0 | 0 | 0 | 0
CC | 4.33 | 5.52 | 6.22 | 7.31 | 12.13 | 18.87
CSP | 0 | 0 | 0 | 0 | 0 | 0
CT | 0 | 0 | 0 | 0 | 0.02 | 0.11
Coal | 0.12 | 0.24 | 0.6 | 2.15 | 3.88 | 4.51
Geo | 0 | 0 | 0 | 0 | 0 | 0
H | 0 | 0 | 0 | 0 | 0 | 0
LFG | 0 | 0 | 0 | 0 | 0 | 0
Nuc | 0 | 0 | 0 | 0 | 0 | 0
PS | 0 | 0 | 0 | 0 | 0 | 0
PV | 0 | 0 | 0 | 0 | 0 | 0
PeakG | 0 | 0 | 0 | 0 | 0.01 | 0.01
PeakO | 0 | 0 | 0 | 0 | 0 | 0
ST | 0 | 0 | 0 | 0 | 0 | 0
STOG | 0 | 0 | 0 | 0 | 0 | 0
STWD | 0 | 0 | 0 | 0 | 0 | 0
WT | 0 | 0 | 0 | 0 | 0 | 0
IGCC | 0 | 0 | 0 | 0 | 0 | 0
DemandResponse | 0 | 0 | 0 | 0 | 0 | 0
IGCC-CCS | 0 | 0 | 0 | 0 | 0 | 0
WT_off | 0 | 0 | 0 | 0 | 0 | 0
PseudoUnit | 0 | 0 | 0 | 0 | 0 | 0
FixedInterchange | 0 | 0 | 0 | 0 | 0 | 0
CO2 Emissions (MMshortTons): EI
ReportingType | 2015 | 2020 | 2025 | 2030 | 2035 | 2040
BM | 0 | 0 | 0 | 0 | 0 | 0
CC | 291.69 | 307.38 | 336.64 | 362.15 | 435.83 | 489.81
CSP | 0 | 0 | 0 | 0 | 0 | 0
CT | 0.56 | 1.14 | 1.18 | 1.26 | 1.73 | 2.27
Coal | 1477.86 | 1483.72 | 1484.4 | 1529.68 | 1637.72 | 1750.25
Geo | 0 | 0 | 0 | 0 | 0 | 0
H | 0 | 0 | 0 | 0 | 0 | 0
LFG | 0 | 0 | 0 | 0 | 0 | 0
Nuc | 0 | 0 | 0 | 0 | 0 | 0
PS | 0 | 0 | 0 | 0 | 0 | 0
PV | 0 | 0 | 0 | 0 | 0 | 0
PeakG | 2.17 | 2.83 | 4.72 | 4.53 | 4.74 | 4.04
PeakO | 0 | 0 | 0 | 0 | 0 | 0
ST | 0 | 0 | 0 | 0 | 0 | 0
STOG | 6.22 | 7.36 | 8.1 | 7.91 | 7.86 | 7.39
STWD | 0 | 0 | 0 | 0 | 0 | 0
WT | 0 | 0 | 0 | 0 | 0 | 0
IGCC | 4.15 | 4.15 | 4.15 | 4.15 | 4.15 | 4.15
DemandResponse | 0 | 0 | 0 | 0 | 0 | 0
IGCC-CCS | 0 | 0 | 0 | 0 | 0 | 0
WT_off | 0 | 0 | 0 | 0 | 0 | 0
PseudoUnit | 0 | 0 | 0 | 0 | 0 | 0
FixedInterchange | 0 | 0 | 0 | 0 | 0 | 0
CO2 Emissions (MMshortTons): Outside_EI
ReportingType | 2015 | 2020 | 2025 | 2030 | 2035 | 2040
BM | 0 | 0 | 0 | 0 | 0 | 0
CC | 182.88 | 175.94 | 182.63 | 205.07 | 227.6 | 225.95
CSP | 0 | 0 | 0 | 0 | 0 | 0
CT | 0 | 0 | 0.06 | 0.1 | 0.01 | 0.01
Coal | 399.14 | 434.08 | 447.59 | 448.07 | 457.23 | 523.18
Geo | 0 | 0 | 0 | 0 | 0 | 0
H | 0 | 0 | 0 | 0 | 0 | 0
LFG | 0 | 0 | 0 | 0 | 0 | 0
Nuc | 0 | 0 | 0 | 0 | 0 | 0
PS | 0 | 0 | 0 | 0 | 0 | 0
PV | 0 | 0 | 0 | 0 | 0 | 0
PeakG | 0.01 | 0.03 | 0.25 | 0.43 | 0.49 | 0.09
PeakO | 0 | 0 | 0 | 0 | 0 | 0
ST | 0 | 0 | 0 | 0 | 0 | 0
STOG | 2.63 | 3.38 | 4.59 | 4.44 | 4.21 | 3.89
STWD | 0 | 0 | 0 | 0 | 0 | 0
WT | 0 | 0 | 0 | 0 | 0 | 0
IGCC | 0 | 0 | 0 | 0 | 0 | 0
DemandResponse | 0 | 0 | 0 | 0 | 0 | 0
IGCC-CCS | 0 | 0 | 0 | 0 | 0 | 0
WT_off | 0 | 0 | 0 | 0 | 0 | 0
PseudoUnit | 0 | 0 | 0 | 0 | 0 | 0
FixedInterchange | 0 | 0 | 0 | 0 | 0 | 0
CO2 Emissions (MMmetricTons): Entergy
ReportingType | 2015 | 2020 | 2025 | 2030 | 2035 | 2040
BM | 0 | 0 | 0 | 0 | 0 | 0
CC | 25.73 | 28.79 | 30.97 | 31.02 | 33.84 | 34.19
CSP | 0 | 0 | 0 | 0 | 0 | 0
CT | 0 | 0 | 0 | 0 | 0 | 0
Coal | 58.86 | 59.06 | 56.88 | 58.58 | 58.3 | 58.3
Geo | 0 | 0 | 0 | 0 | 0 | 0
H | 0 | 0 | 0 | 0 | 0 | 0
LFG | 0 | 0 | 0 | 0 | 0 | 0
Nuc | 0 | 0 | 0 | 0 | 0 | 0
PS | 0 | 0 | 0 | 0 | 0 | 0
PV | 0 | 0 | 0 | 0 | 0 | 0
PeakG | 0 | 0 | 0.06 | 0.04 | 0.01 | 0.01
PeakO | 0 | 0 | 0 | 0 | 0 | 0
ST | 0 | 0 | 0 | 0 | 0 | 0
STOG | 0.72 | 0.8 | 0.75 | 0.75 | 0.75 | 0.72
STWD | 0 | 0 | 0 | 0 | 0 | 0
WT | 0 | 0 | 0 | 0 | 0 | 0
IGCC | 0 | 0 | 0 | 0 | 0 | 0
DemandResponse | 0 | 0 | 0 | 0 | 0 | 0
IGCC-CCS | 0 | 0 | 0 | 0 | 0 | 0
WT_off | 0 | 0 | 0 | 0 | 0 | 0
PseudoUnit | 0 | 0 | 0 | 0 | 0 | 0
FixedInterchange | 0 | 0 | 0 | 0 | 0 | 0
CO2 Emissions (MMmetricTons): FRCC
ReportingType | 2015 | 2020 | 2025 | 2030 | 2035 | 2040
BM | 0 | 0 | 0 | 0 | 0 | 0
CC | 57.51 | 64.15 | 67.02 | 72.78 | 82.91 | 93.44
CSP | 0 | 0 | 0 | 0 | 0 | 0
CT | 0.46 | 0.58 | 0.58 | 0.57 | 0.49 | 0.41
Coal | 53.64 | 51.8 | 57.58 | 58.44 | 59.8 | 59.8
Geo | 0 | 0 | 0 | 0 | 0 | 0
H | 0 | 0 | 0 | 0 | 0 | 0
LFG | 0 | 0 | 0 | 0 | 0 | 0
Nuc | 0 | 0 | 0 | 0 | 0 | 0
PS | 0 | 0 | 0 | 0 | 0 | 0
PV | 0 | 0 | 0 | 0 | 0 | 0
PeakG | 0.26 | 0.27 | 0.45 | 0.3 | 0.24 | 0.18
PeakO | 0 | 0 | 0 | 0 | 0 | 0
ST | 0 | 0 | 0 | 0 | 0 | 0
STOG | 1.86 | 1.67 | 1.36 | 1.33 | 1.2 | 0.81
STWD | 0 | 0 | 0 | 0 | 0 | 0
WT | 0 | 0 | 0 | 0 | 0 | 0
IGCC | 0 | 0 | 0 | 0 | 0 | 0
DemandResponse | 0 | 0 | 0 | 0 | 0 | 0
IGCC-CCS | 0 | 0 | 0 | 0 | 0 | 0
WT_off | 0 | 0 | 0 | 0 | 0 | 0
PseudoUnit | 0 | 0 | 0 | 0 | 0 | 0
FixedInterchange | 0 | 0 | 0 | 0 | 0 | 0
CO2 Emissions (MMmetricTons): MAPP_US
ReportingType | 2015 | 2020 | 2025 | 2030 | 2035 | 2040
BM | 0 | 0 | 0 | 0 | 0 | 0
CC | 0.08 | 0.08 | 0.1 | 0.12 | 0.1 | 0.08
CSP | 0 | 0 | 0 | 0 | 0 | 0
CT | 0 | 0 | 0 | 0 | 0 | 0.01
Coal | 20.9 | 21.71 | 21.44 | 21.75 | 21.75 | 22.11
Geo | 0 | 0 | 0 | 0 | 0 | 0
H | 0 | 0 | 0 | 0 | 0 | 0
LFG | 0 | 0 | 0 | 0 | 0 | 0
Nuc | 0 | 0 | 0 | 0 | 0 | 0
PS | 0 | 0 | 0 | 0 | 0 | 0
PV | 0 | 0 | 0 | 0 | 0 | 0
PeakG | 0.02 | 0.05 | 0.05 | 0.07 | 0.09 | 0.05
PeakO | 0 | 0 | 0 | 0 | 0 | 0
ST | 0 | 0 | 0 | 0 | 0 | 0
STOG | 0 | 0 | 0 | 0 | 0 | 0
STWD | 0 | 0 | 0 | 0 | 0 | 0
WT | 0 | 0 | 0 | 0 | 0 | 0
IGCC | 0 | 0 | 0 | 0 | 0 | 0
DemandResponse | 0 | 0 | 0 | 0 | 0 | 0
IGCC-CCS | 0 | 0 | 0 | 0 | 0 | 0
WT_off | 0 | 0 | 0 | 0 | 0 | 0
PseudoUnit | 0 | 0 | 0 | 0 | 0 | 0
FixedInterchange | 0 | 0 | 0 | 0 | 0 | 0
CO2 Emissions (MMmetricTons): MISO_IN
ReportingType | 2015 | 2020 | 2025 | 2030 | 2035 | 2040
BM | 0 | 0 | 0 | 0 | 0 | 0
CC | 1.8 | 1.78 | 4.41 | 8.21 | 14.58 | 14.11
CSP | 0 | 0 | 0 | 0 | 0 | 0
CT | 0 | 0 | 0 | 0 | 0 | 0
Coal | 82.01 | 88.17 | 89.05 | 90.36 | 94.25 | 95.54
Geo | 0 | 0 | 0 | 0 | 0 | 0
H | 0 | 0 | 0 | 0 | 0 | 0
LFG | 0 | 0 | 0 | 0 | 0 | 0
Nuc | 0 | 0 | 0 | 0 | 0 | 0
PS | 0 | 0 | 0 | 0 | 0 | 0
PV | 0 | 0 | 0 | 0 | 0 | 0
PeakG | 0 | 0.02 | 0.06 | 0.06 | 0.06 | 0.06
PeakO | 0 | 0 | 0 | 0 | 0 | 0
ST | 0 | 0 | 0 | 0 | 0 | 0
STOG | 0.02 | 0.03 | 0.07 | 0.03 | 0.03 | 0.03
STWD | 0 | 0 | 0 | 0 | 0 | 0
WT | 0 | 0 | 0 | 0 | 0 | 0
IGCC | 3.76 | 3.76 | 3.76 | 3.76 | 3.76 | 3.76
DemandResponse | 0 | 0 | 0 | 0 | 0 | 0
IGCC-CCS | 0 | 0 | 0 | 0 | 0 | 0
WT_off | 0 | 0 | 0 | 0 | 0 | 0
PseudoUnit | 0 | 0 | 0 | 0 | 0 | 0
FixedInterchange | 0 | 0 | 0 | 0 | 0 | 0
CO2 Emissions (MMmetricTons): MISO_MI
ReportingType | 2015 | 2020 | 2025 | 2030 | 2035 | 2040
BM | 0 | 0 | 0 | 0 | 0 | 0
CC | 5.48 | 3.79 | 5.13 | 3.7 | 3.38 | 2.9
CSP | 0 | 0 | 0 | 0 | 0 | 0
CT | 0 | 0 | 0 | 0 | 0 | 0
Coal | 50.99 | 56.05 | 49.14 | 51.28 | 52.02 | 52.02
Geo | 0 | 0 | 0 | 0 | 0 | 0
H | 0 | 0 | 0 | 0 | 0 | 0
LFG | 0 | 0 | 0 | 0 | 0 | 0
Nuc | 0 | 0 | 0 | 0 | 0 | 0
PS | 0 | 0 | 0 | 0 | 0 | 0
PV | 0 | 0 | 0 | 0 | 0 | 0
PeakG | 0.01 | 0.01 | 0.07 | 0.07 | 0.07 | 0.07
PeakO | 0 | 0 | 0 | 0 | 0 | 0
ST | 0 | 0 | 0 | 0 | 0 | 0
STOG | 0.18 | 0.25 | 0.34 | 0.34 | 0.34 | 0.34
STWD | 0 | 0 | 0 | 0 | 0 | 0
WT | 0 | 0 | 0 | 0 | 0 | 0
IGCC | 0 | 0 | 0 | 0 | 0 | 0
DemandResponse | 0 | 0 | 0 | 0 | 0 | 0
IGCC-CCS | 0 | 0 | 0 | 0 | 0 | 0
WT_off | 0 | 0 | 0 | 0 | 0 | 0
PseudoUnit | 0 | 0 | 0 | 0 | 0 | 0
FixedInterchange | 0 | 0 | 0 | 0 | 0 | 0
CO2 Emissions (MMmetricTons): MISO_MO-IL
ReportingType | 2015 | 2020 | 2025 | 2030 | 2035 | 2040
BM | 0 | 0 | 0 | 0 | 0 | 0
CC | 1.21 | 1.03 | 1 | 0.94 | 0.94 | 0.65
CSP | 0 | 0 | 0 | 0 | 0 | 0
CT | 0 | 0 | 0 | 0 | 0 | 0
Coal | 96.69 | 101.04 | 87.05 | 93.82 | 97.19 | 97.19
Geo | 0 | 0 | 0 | 0 | 0 | 0
H | 0 | 0 | 0 | 0 | 0 | 0
LFG | 0 | 0 | 0 | 0 | 0 | 0
Nuc | 0 | 0 | 0 | 0 | 0 | 0
PS | 0 | 0 | 0 | 0 | 0 | 0
PV | 0 | 0 | 0 | 0 | 0 | 0
PeakG | 0.08 | 0.13 | 0.23 | 0.18 | 0.26 | 0.34
PeakO | 0 | 0 | 0 | 0 | 0 | 0
ST | 0 | 0 | 0 | 0 | 0 | 0
STOG | 0.04 | 0.07 | 0.07 | 0.04 | 0.04 | 0.01
STWD | 0 | 0 | 0 | 0 | 0 | 0
WT | 0 | 0 | 0 | 0 | 0 | 0
IGCC | 0 | 0 | 0 | 0 | 0 | 0
DemandResponse | 0 | 0 | 0 | 0 | 0 | 0
IGCC-CCS | 0 | 0 | 0 | 0 | 0 | 0
WT_off | 0 | 0 | 0 | 0 | 0 | 0
PseudoUnit | 0 | 0 | 0 | 0 | 0 | 0
FixedInterchange | 0 | 0 | 0 | 0 | 0 | 0
CO2 Emissions (MMmetricTons): MISO_W
ReportingType | 2015 | 2020 | 2025 | 2030 | 2035 | 2040
BM | 0 | 0 | 0 | 0 | 0 | 0
CC | 4.38 | 2.62 | 2.7 | 2.14 | 2.41 | 1.33
CSP | 0 | 0 | 0 | 0 | 0 | 0
CT | 0 | 0 | 0 | 0 | 0 | 0
Coal | 81.14 | 81.79 | 80.55 | 81.63 | 92.25 | 123.35
Geo | 0 | 0 | 0 | 0 | 0 | 0
H | 0 | 0 | 0 | 0 | 0 | 0
LFG | 0 | 0 | 0 | 0 | 0 | 0
Nuc | 0 | 0 | 0 | 0 | 0 | 0
PS | 0 | 0 | 0 | 0 | 0 | 0
PV | 0 | 0 | 0 | 0 | 0 | 0
PeakG | 0.25 | 0.22 | 0.14 | 0.17 | 0.44 | 0.06
PeakO | 0 | 0 | 0 | 0 | 0 | 0
ST | 0 | 0 | 0 | 0 | 0 | 0
STOG | 0.02 | 0.01 | 0 | 0 | 0 | 0
STWD | 0 | 0 | 0 | 0 | 0 | 0
WT | 0 | 0 | 0 | 0 | 0 | 0
IGCC | 0 | 0 | 0 | 0 | 0 | 0
DemandResponse | 0 | 0 | 0 | 0 | 0 | 0
IGCC-CCS | 0 | 0 | 0 | 0 | 0 | 0
WT_off | 0 | 0 | 0 | 0 | 0 | 0
PseudoUnit | 0 | 0 | 0 | 0 | 0 | 0
FixedInterchange | 0 | 0 | 0 | 0 | 0 | 0
CO2 Emissions (MMmetricTons): MISO_WUMS
ReportingType | 2015 | 2020 | 2025 | 2030 | 2035 | 2040
BM | 0 | 0 | 0 | 0 | 0 | 0
CC | 6.75 | 4.97 | 12.07 | 9.99 | 12.39 | 10.83
CSP | 0 | 0 | 0 | 0 | 0 | 0
CT | 0 | 0.25 | 0.08 | 0.09 | 0.32 | 0.57
Coal | 27.11 | 35.46 | 30.33 | 33.96 | 38.54 | 38.6
Geo | 0 | 0 | 0 | 0 | 0 | 0
H | 0 | 0 | 0 | 0 | 0 | 0
LFG | 0 | 0 | 0 | 0 | 0 | 0
Nuc | 0 | 0 | 0 | 0 | 0 | 0
PS | 0 | 0 | 0 | 0 | 0 | 0
PV | 0 | 0 | 0 | 0 | 0 | 0
PeakG | 0.02 | 0.02 | 0 | 0 | 0 | 0
PeakO | 0 | 0 | 0 | 0 | 0 | 0
ST | 0 | 0 | 0 | 0 | 0 | 0
STOG | 0 | 0 | 0 | 0 | 0 | 0
STWD | 0 | 0 | 0 | 0 | 0 | 0
WT | 0 | 0 | 0 | 0 | 0 | 0
IGCC | 0 | 0 | 0 | 0 | 0 | 0
DemandResponse | 0 | 0 | 0 | 0 | 0 | 0
IGCC-CCS | 0 | 0 | 0 | 0 | 0 | 0
WT_off | 0 | 0 | 0 | 0 | 0 | 0
PseudoUnit | 0 | 0 | 0 | 0 | 0 | 0
FixedInterchange | 0 | 0 | 0 | 0 | 0 | 0
CO2 Emissions (MMmetricTons): Nebraska
ReportingType | 2015 | 2020 | 2025 | 2030 | 2035 | 2040
BM | 0 | 0 | 0 | 0 | 0 | 0
CC | 0.27 | 0.19 | 0.19 | 0.19 | 0.15 | 0.1
CSP | 0 | 0 | 0 | 0 | 0 | 0
CT | 0 | 0 | 0 | 0 | 0 | 0
Coal | 32.1 | 32.1 | 32.07 | 32.07 | 46.86 | 50.85
Geo | 0 | 0 | 0 | 0 | 0 | 0
H | 0 | 0 | 0 | 0 | 0 | 0
LFG | 0 | 0 | 0 | 0 | 0 | 0
Nuc | 0 | 0 | 0 | 0 | 0 | 0
PS | 0 | 0 | 0 | 0 | 0 | 0
PV | 0 | 0 | 0 | 0 | 0 | 0
PeakG | 0.06 | 0.06 | 0.08 | 0.12 | 0.09 | 0.06
PeakO | 0 | 0 | 0 | 0 | 0 | 0
ST | 0 | 0 | 0 | 0 | 0 | 0
STOG | 0 | 0 | 0 | 0 | 0 | 0
STWD | 0 | 0 | 0 | 0 | 0 | 0
WT | 0 | 0 | 0 | 0 | 0 | 0
IGCC | 0 | 0 | 0 | 0 | 0 | 0
DemandResponse | 0 | 0 | 0 | 0 | 0 | 0
IGCC-CCS | 0 | 0 | 0 | 0 | 0 | 0
WT_off | 0 | 0 | 0 | 0 | 0 | 0
PseudoUnit | 0 | 0 | 0 | 0 | 0 | 0
FixedInterchange | 0 | 0 | 0 | 0 | 0 | 0
CO2 Emissions (MMmetricTons): NEISO
ReportingType | 2015 | 2020 | 2025 | 2030 | 2035 | 2040
BM | 0 | 0 | 0 | 0 | 0 | 0
CC | 16.68 | 13.12 | 13.29 | 14.38 | 18.75 | 21.27
CSP | 0 | 0 | 0 | 0 | 0 | 0
CT | 0 | 0.01 | 0.01 | 0.01 | 0.02 | 0.04
Coal | 0.03 | 0 | 0 | 0 | 0 | 0
Geo | 0 | 0 | 0 | 0 | 0 | 0
H | 0 | 0 | 0 | 0 | 0 | 0
LFG | 0 | 0 | 0 | 0 | 0 | 0
Nuc | 0 | 0 | 0 | 0 | 0 | 0
PS | 0 | 0 | 0 | 0 | 0 | 0
PV | 0 | 0 | 0 | 0 | 0 | 0
PeakG | 0.02 | 0.02 | 0.02 | 0.02 | 0.06 | 0.06
PeakO | 0 | 0 | 0 | 0 | 0 | 0
ST | 0 | 0 | 0 | 0 | 0 | 0
STOG | 0 | 0 | 0 | 0 | 0 | 0
STWD | 0 | 0 | 0 | 0 | 0 | 0
WT | 0 | 0 | 0 | 0 | 0 | 0
IGCC | 0 | 0 | 0 | 0 | 0 | 0
DemandResponse | 0 | 0 | 0 | 0 | 0 | 0
IGCC-CCS | 0 | 0 | 0 | 0 | 0 | 0
WT_off | 0 | 0 | 0 | 0 | 0 | 0
PseudoUnit | 0 | 0 | 0 | 0 | 0 | 0
FixedInterchange | 0 | 0 | 0 | 0 | 0 | 0
CO2 Emissions (MMmetricTons): NonRTO_Midwest
ReportingType | 2015 | 2020 | 2025 | 2030 | 2035 | 2040
BM | 0 | 0 | 0 | 0 | 0 | 0
CC | 0 | 0.29 | 0.63 | 0.78 | 0.96 | 1.36
CSP | 0 | 0 | 0 | 0 | 0 | 0
CT | 0 | 0.04 | 0.04 | 0.08 | 0.04 | 0.08
Coal | 56.89 | 60.03 | 60.14 | 60.91 | 62.47 | 64.27
Geo | 0 | 0 | 0 | 0 | 0 | 0
H | 0 | 0 | 0 | 0 | 0 | 0
LFG | 0 | 0 | 0 | 0 | 0 | 0
Nuc | 0 | 0 | 0 | 0 | 0 | 0
PS | 0 | 0 | 0 | 0 | 0 | 0
PV | 0 | 0 | 0 | 0 | 0 | 0
PeakG | 0.09 | 0.12 | 0.19 | 0.21 | 0.22 | 0.21
PeakO | 0 | 0 | 0 | 0 | 0 | 0
ST | 0 | 0 | 0 | 0 | 0 | 0
STOG | 0 | 0 | 0 | 0 | 0 | 0
STWD | 0 | 0 | 0 | 0 | 0 | 0
WT | 0 | 0 | 0 | 0 | 0 | 0
IGCC | 0 | 0 | 0 | 0 | 0 | 0
DemandResponse | 0 | 0 | 0 | 0 | 0 | 0
IGCC-CCS | 0 | 0 | 0 | 0 | 0 | 0
WT_off | 0 | 0 | 0 | 0 | 0 | 0
PseudoUnit | 0 | 0 | 0 | 0 | 0 | 0
FixedInterchange | 0 | 0 | 0 | 0 | 0 | 0
CO2 Emissions (MMmetricTons): NYISO_A-F
ReportingType | 2015 | 2020 | 2025 | 2030 | 2035 | 2040
BM | 0 | 0 | 0 | 0 | 0 | 0
CC | 2.52 | 3.34 | 4.21 | 4.65 | 5.44 | 5.29
CSP | 0 | 0 | 0 | 0 | 0 | 0
CT | 0 | 0 | 0 | 0 | 0 | 0
Coal | 0 | 0 | 0 | 0 | 0 | 0
Geo | 0 | 0 | 0 | 0 | 0 | 0
H | 0 | 0 | 0 | 0 | 0 | 0
LFG | 0 | 0 | 0 | 0 | 0 | 0
Nuc | 0 | 0 | 0 | 0 | 0 | 0
PS | 0 | 0 | 0 | 0 | 0 | 0
PV | 0 | 0 | 0 | 0 | 0 | 0
PeakG | 0 | 0 | 0 | 0 | 0 | 0
PeakO | 0 | 0 | 0 | 0 | 0 | 0
ST | 0 | 0 | 0 | 0 | 0 | 0
STOG | 0 | 0 | 0 | 0 | 0 | 0
STWD | 0 | 0 | 0 | 0 | 0 | 0
WT | 0 | 0 | 0 | 0 | 0 | 0
IGCC | 0 | 0 | 0 | 0 | 0 | 0
DemandResponse | 0 | 0 | 0 | 0 | 0 | 0
IGCC-CCS | 0 | 0 | 0 | 0 | 0 | 0
WT_off | 0 | 0 | 0 | 0 | 0 | 0
PseudoUnit | 0 | 0 | 0 | 0 | 0 | 0
FixedInterchange | 0 | 0 | 0 | 0 | 0 | 0
CO2 Emissions (MMmetricTons): NYISO_G-I
ReportingType | 2015 | 2020 | 2025 | 2030 | 2035 | 2040
BM | 0 | 0 | 0 | 0 | 0 | 0
CC | 2.58 | 3.26 | 4.93 | 6.43 | 13.75 | 21.43
CSP | 0 | 0 | 0 | 0 | 0 | 0
CT | 0 | 0 | 0 | 0 | 0 | 0
Coal | 0 | 0 | 0 | 0 | 0 | 0
Geo | 0 | 0 | 0 | 0 | 0 | 0
H | 0 | 0 | 0 | 0 | 0 | 0
LFG | 0 | 0 | 0 | 0 | 0 | 0
Nuc | 0 | 0 | 0 | 0 | 0 | 0
PS | 0 | 0 | 0 | 0 | 0 | 0
PV | 0 | 0 | 0 | 0 | 0 | 0
PeakG | 0 | 0 | 0 | 0 | 0 | 0
PeakO | 0 | 0 | 0 | 0 | 0 | 0
ST | 0 | 0 | 0 | 0 | 0 | 0
STOG | 0 | 0 | 0 | 0 | 0 | 0
STWD | 0 | 0 | 0 | 0 | 0 | 0
WT | 0 | 0 | 0 | 0 | 0 | 0
IGCC | 0 | 0 | 0 | 0 | 0 | 0
DemandResponse | 0 | 0 | 0 | 0 | 0 | 0
IGCC-CCS | 0 | 0 | 0 | 0 | 0 | 0
WT_off | 0 | 0 | 0 | 0 | 0 | 0
PseudoUnit | 0 | 0 | 0 | 0 | 0 | 0
FixedInterchange | 0 | 0 | 0 | 0 | 0 | 0
CO2 Emissions (MMmetricTons): NYISO_J-K
ReportingType | 2015 | 2020 | 2025 | 2030 | 2035 | 2040
BM | 0 | 0 | 0 | 0 | 0 | 0
CC | 9.12 | 11.71 | 11.71 | 11.34 | 11.75 | 11.92
CSP | 0 | 0 | 0 | 0 | 0 | 0
CT | 0 | 0 | 0 | 0.03 | 0.06 | 0.12
Coal | 0 | 0 | 0 | 0 | 0 | 0
Geo | 0 | 0 | 0 | 0 | 0 | 0
H | 0 | 0 | 0 | 0 | 0 | 0
LFG | 0 | 0 | 0 | 0 | 0 | 0
Nuc | 0 | 0 | 0 | 0 | 0 | 0
PS | 0 | 0 | 0 | 0 | 0 | 0
PV | 0 | 0 | 0 | 0 | 0 | 0
PeakG | 0.03 | 0.08 | 0.08 | 0.09 | 0.11 | 0.16
PeakO | 0 | 0 | 0 | 0 | 0 | 0
ST | 0 | 0 | 0 | 0 | 0 | 0
STOG | 0.64 | 1.19 | 1.35 | 1.44 | 1.77 | 2.2
STWD | 0 | 0 | 0 | 0 | 0 | 0
WT | 0 | 0 | 0 | 0 | 0 | 0
IGCC | 0 | 0 | 0 | 0 | 0 | 0
DemandResponse | 0 | 0 | 0 | 0 | 0 | 0
IGCC-CCS | 0 | 0 | 0 | 0 | 0 | 0
WT_off | 0 | 0 | 0 | 0 | 0 | 0
PseudoUnit | 0 | 0 | 0 | 0 | 0 | 0
FixedInterchange | 0 | 0 | 0 | 0 | 0 | 0
CO2 Emissions (MMmetricTons): PJM_E
ReportingType | 2015 | 2020 | 2025 | 2030 | 2035 | 2040
BM | 0 | 0 | 0 | 0 | 0 | 0
CC | 8.8 | 14.1 | 16.96 | 15.1 | 17.87 | 20.04
CSP | 0 | 0 | 0 | 0 | 0 | 0
CT | 0 | 0 | 0 | 0 | 0.04 | 0.09
Coal | 0.26 | 0.11 | 0.18 | 0.18 | 0.18 | 0.18
Geo | 0 | 0 | 0 | 0 | 0 | 0
H | 0 | 0 | 0 | 0 | 0 | 0
LFG | 0 | 0 | 0 | 0 | 0 | 0
Nuc | 0 | 0 | 0 | 0 | 0 | 0
PS | 0 | 0 | 0 | 0 | 0 | 0
PV | 0 | 0 | 0 | 0 | 0 | 0
PeakG | 0 | 0.05 | 0.28 | 0.28 | 0.29 | 0.25
PeakO | 0 | 0 | 0 | 0 | 0 | 0
ST | 0 | 0 | 0 | 0 | 0 | 0
STOG | 0.05 | 0.3 | 0.58 | 0.5 | 0.59 | 0.57
STWD | 0 | 0 | 0 | 0 | 0 | 0
WT | 0 | 0 | 0 | 0 | 0 | 0
IGCC | 0 | 0 | 0 | 0 | 0 | 0
DemandResponse | 0 | 0 | 0 | 0 | 0 | 0
IGCC-CCS | 0 | 0 | 0 | 0 | 0 | 0
WT_off | 0 | 0 | 0 | 0 | 0 | 0
PseudoUnit | 0 | 0 | 0 | 0 | 0 | 0
FixedInterchange | 0 | 0 | 0 | 0 | 0 | 0
CO2 Emissions (MMmetricTons): PJM_ROM
ReportingType | 2015 | 2020 | 2025 | 2030 | 2035 | 2040
BM | 0 | 0 | 0 | 0 | 0 | 0
CC | 5.54 | 8.37 | 8.57 | 7.34 | 17.07 | 48.14
CSP | 0 | 0 | 0 | 0 | 0 | 0
CT | 0 | 0 | 0 | 0 | 0 | 0
Coal | 45.55 | 45.7 | 52.68 | 54.14 | 54.14 | 54.14
Geo | 0 | 0 | 0 | 0 | 0 | 0
H | 0 | 0 | 0 | 0 | 0 | 0
LFG | 0 | 0 | 0 | 0 | 0 | 0
Nuc | 0 | 0 | 0 | 0 | 0 | 0
PS | 0 | 0 | 0 | 0 | 0 | 0
PV | 0 | 0 | 0 | 0 | 0 | 0
PeakG | 0 | 0.03 | 0.03 | 0.03 | 0.18 | 0.09
PeakO | 0 | 0 | 0 | 0 | 0 | 0
ST | 0 | 0 | 0 | 0 | 0 | 0
STOG | 0.27 | 0.41 | 0.56 | 0.53 | 0.57 | 0.56
STWD | 0 | 0 | 0 | 0 | 0 | 0
WT | 0 | 0 | 0 | 0 | 0 | 0
IGCC | 0 | 0 | 0 | 0 | 0 | 0
DemandResponse | 0 | 0 | 0 | 0 | 0 | 0
IGCC-CCS | 0 | 0 | 0 | 0 | 0 | 0
WT_off | 0 | 0 | 0 | 0 | 0 | 0
PseudoUnit | 0 | 0 | 0 | 0 | 0 | 0
FixedInterchange | 0 | 0 | 0 | 0 | 0 | 0
CO2 Emissions (MMmetricTons): PJM_ROR
ReportingType | 2015 | 2020 | 2025 | 2030 | 2035 | 2040
BM | 0 | 0 | 0 | 0 | 0 | 0
CC | 26.18 | 25.33 | 25.19 | 34.77 | 55.24 | 45.11
CSP | 0 | 0 | 0 | 0 | 0 | 0
CT | 0 | 0 | 0 | 0 | 0 | 0
Coal | 328.61 | 294.74 | 289.56 | 292.38 | 295.83 | 298.11
Geo | 0 | 0 | 0 | 0 | 0 | 0
H | 0 | 0 | 0 | 0 | 0 | 0
LFG | 0 | 0 | 0 | 0 | 0 | 0
Nuc | 0 | 0 | 0 | 0 | 0 | 0
PS | 0 | 0 | 0 | 0 | 0 | 0
PV | 0 | 0 | 0 | 0 | 0 | 0
PeakG | 0.76 | 0.67 | 0.88 | 0.93 | 0.63 | 0.7
PeakO | 0 | 0 | 0 | 0 | 0 | 0
ST | 0 | 0 | 0 | 0 | 0 | 0
STOG | 0.44 | 0.46 | 0.49 | 0.49 | 0.49 | 0.47
STWD | 0 | 0 | 0 | 0 | 0 | 0
WT | 0 | 0 | 0 | 0 | 0 | 0
IGCC | 0 | 0 | 0 | 0 | 0 | 0
DemandResponse | 0 | 0 | 0 | 0 | 0 | 0
IGCC-CCS | 0 | 0 | 0 | 0 | 0 | 0
WT_off | 0 | 0 | 0 | 0 | 0 | 0
PseudoUnit | 0 | 0 | 0 | 0 | 0 | 0
FixedInterchange | 0 | 0 | 0 | 0 | 0 | 0
CO2 Emissions (MMmetricTons): SOCO
ReportingType | 2015 | 2020 | 2025 | 2030 | 2035 | 2040
BM | 0 | 0 | 0 | 0 | 0 | 0
CC | 42.18 | 40.82 | 39.9 | 42.66 | 39.75 | 37.66
CSP | 0 | 0 | 0 | 0 | 0 | 0
CT | 0 | 0 | 0 | 0 | 0 | 0
Coal | 96.51 | 104.59 | 115.37 | 118.61 | 137.69 | 174.5
Geo | 0 | 0 | 0 | 0 | 0 | 0
H | 0 | 0 | 0 | 0 | 0 | 0
LFG | 0 | 0 | 0 | 0 | 0 | 0
Nuc | 0 | 0 | 0 | 0 | 0 | 0
PS | 0 | 0 | 0 | 0 | 0 | 0
PV | 0 | 0 | 0 | 0 | 0 | 0
PeakG | 0.27 | 0.64 | 1.29 | 1.19 | 1.2 | 1.06
PeakO | 0 | 0 | 0 | 0 | 0 | 0
ST | 0 | 0 | 0 | 0 | 0 | 0
STOG | 0 | 0 | 0 | 0 | 0 | 0
STWD | 0 | 0 | 0 | 0 | 0 | 0
WT | 0 | 0 | 0 | 0 | 0 | 0
IGCC | 0 | 0 | 0 | 0 | 0 | 0
DemandResponse | 0 | 0 | 0 | 0 | 0 | 0
IGCC-CCS | 0 | 0 | 0 | 0 | 0 | 0
WT_off | 0 | 0 | 0 | 0 | 0 | 0
PseudoUnit | 0 | 0 | 0 | 0 | 0 | 0
FixedInterchange | 0 | 0 | 0 | 0 | 0 | 0
CO2 Emissions (MMmetricTons): SPP_N
ReportingType | 2015 | 2020 | 2025 | 2030 | 2035 | 2040
BM | 0 | 0 | 0 | 0 | 0 | 0
CC | 3.13 | 4.07 | 5.06 | 5.71 | 3.69 | 3.12
CSP | 0 | 0 | 0 | 0 | 0 | 0
CT | 0 | 0 | 0 | 0.04 | 0.19 | 0.21
Coal | 62.42 | 62.42 | 62.41 | 62.41 | 62.41 | 68.94
Geo | 0 | 0 | 0 | 0 | 0 | 0
H | 0 | 0 | 0 | 0 | 0 | 0
LFG | 0 | 0 | 0 | 0 | 0 | 0
Nuc | 0 | 0 | 0 | 0 | 0 | 0
PS | 0 | 0 | 0 | 0 | 0 | 0
PV | 0 | 0 | 0 | 0 | 0 | 0
PeakG | 0.03 | 0.06 | 0.1 | 0.12 | 0.08 | 0.04
PeakO | 0 | 0 | 0 | 0 | 0 | 0
ST | 0 | 0 | 0 | 0 | 0 | 0
STOG | 0.29 | 0.35 | 0.36 | 0.4 | 0.39 | 0.39
STWD | 0 | 0 | 0 | 0 | 0 | 0
WT | 0 | 0 | 0 | 0 | 0 | 0
IGCC | 0 | 0 | 0 | 0 | 0 | 0
DemandResponse | 0 | 0 | 0 | 0 | 0 | 0
IGCC-CCS | 0 | 0 | 0 | 0 | 0 | 0
WT_off | 0 | 0 | 0 | 0 | 0 | 0
PseudoUnit | 0 | 0 | 0 | 0 | 0 | 0
FixedInterchange | 0 | 0 | 0 | 0 | 0 | 0
CO2 Emissions (MMmetricTons): SPP_S
ReportingType | 2015 | 2020 | 2025 | 2030 | 2035 | 2040
BM | 0 | 0 | 0 | 0 | 0 | 0
CC | 14.34 | 15.99 | 18.74 | 20.23 | 13.93 | 9.33
CSP | 0 | 0 | 0 | 0 | 0 | 0
CT | 0 | 0 | 0.06 | 0.04 | 0 | 0
Coal | 90.83 | 91.84 | 89.84 | 93.4 | 93.79 | 94.28
Geo | 0 | 0 | 0 | 0 | 0 | 0
H | 0 | 0 | 0 | 0 | 0 | 0
LFG | 0 | 0 | 0 | 0 | 0 | 0
Nuc | 0 | 0 | 0 | 0 | 0 | 0
PS | 0 | 0 | 0 | 0 | 0 | 0
PV | 0 | 0 | 0 | 0 | 0 | 0
PeakG | 0 | 0 | 0.04 | 0.01 | 0 | 0
PeakO | 0 | 0 | 0 | 0 | 0 | 0
ST | 0 | 0 | 0 | 0 | 0 | 0
STOG | 1.11 | 1.14 | 1.43 | 1.32 | 0.95 | 0.6
STWD | 0 | 0 | 0 | 0 | 0 | 0
WT | 0 | 0 | 0 | 0 | 0 | 0
IGCC | 0 | 0 | 0 | 0 | 0 | 0
DemandResponse | 0 | 0 | 0 | 0 | 0 | 0
IGCC-CCS | 0 | 0 | 0 | 0 | 0 | 0
WT_off | 0 | 0 | 0 | 0 | 0 | 0
PseudoUnit | 0 | 0 | 0 | 0 | 0 | 0
FixedInterchange | 0 | 0 | 0 | 0 | 0 | 0
CO2 Emissions (MMmetricTons): TVA
ReportingType | 2015 | 2020 | 2025 | 2030 | 2035 | 2040
BM | 0 | 0 | 0 | 0 | 0 | 0
CC | 7.36 | 8.1 | 9.96 | 10.88 | 9.48 | 8.24
CSP | 0 | 0 | 0 | 0 | 0 | 0
CT | 0 | 0.11 | 0.21 | 0.21 | 0.15 | 0.21
Coal | 80.14 | 80.81 | 78.54 | 79.65 | 103.41 | 118.95
Geo | 0 | 0 | 0 | 0 | 0 | 0
H | 0 | 0 | 0 | 0 | 0 | 0
LFG | 0 | 0 | 0 | 0 | 0 | 0
Nuc | 0 | 0 | 0 | 0 | 0 | 0
PS | 0 | 0 | 0 | 0 | 0 | 0
PV | 0 | 0 | 0 | 0 | 0 | 0
PeakG | 0 | 0 | 0.02 | 0.02 | 0.03 | 0.03
PeakO | 0 | 0 | 0 | 0 | 0 | 0
ST | 0 | 0 | 0 | 0 | 0 | 0
STOG | 0 | 0 | 0 | 0 | 0 | 0
STWD | 0 | 0 | 0 | 0 | 0 | 0
WT | 0 | 0 | 0 | 0 | 0 | 0
IGCC | 0 | 0 | 0 | 0 | 0 | 0
DemandResponse | 0 | 0 | 0 | 0 | 0 | 0
IGCC-CCS | 0 | 0 | 0 | 0 | 0 | 0
WT_off | 0 | 0 | 0 | 0 | 0 | 0
PseudoUnit | 0 | 0 | 0 | 0 | 0 | 0
FixedInterchange | 0 | 0 | 0 | 0 | 0 | 0
CO2 Emissions (MMmetricTons): TVA_Transmission
ReportingType | 2015 | 2020 | 2025 | 2030 | 2035 | 2040
BM | 0 | 0 | 0 | 0 | 0 | 0
CC | 0 | 0 | 0 | 0 | 0 | 0
CSP | 0 | 0 | 0 | 0 | 0 | 0
CT | 0 | 0 | 0 | 0 | 0 | 0
Coal | 0 | 0 | 0 | 0 | 0 | 0
Geo | 0 | 0 | 0 | 0 | 0 | 0
H | 0 | 0 | 0 | 0 | 0 | 0
LFG | 0 | 0 | 0 | 0 | 0 | 0
Nuc | 0 | 0 | 0 | 0 | 0 | 0
PS | 0 | 0 | 0 | 0 | 0 | 0
PV | 0 | 0 | 0 | 0 | 0 | 0
PeakG | 0 | 0 | 0 | 0 | 0 | 0
PeakO | 0 | 0 | 0 | 0 | 0 | 0
ST | 0 | 0 | 0 | 0 | 0 | 0
STOG | 0 | 0 | 0 | 0 | 0 | 0
STWD | 0 | 0 | 0 | 0 | 0 | 0
WT | 0 | 0 | 0 | 0 | 0 | 0
IGCC | 0 | 0 | 0 | 0 | 0 | 0
DemandResponse | 0 | 0 | 0 | 0 | 0 | 0
IGCC-CCS | 0 | 0 | 0 | 0 | 0 | 0
WT_off | 0 | 0 | 0 | 0 | 0 | 0
PseudoUnit | 0 | 0 | 0 | 0 | 0 | 0
FixedInterchange | 0 | 0 | 0 | 0 | 0 | 0
CO2 Emissions (MMmetricTons): VACAR
ReportingType | 2015 | 2020 | 2025 | 2030 | 2035 | 2040
BM | 0 | 0 | 0 | 0 | 0 | 0
CC | 19.04 | 17.96 | 17.02 | 18.53 | 25.99 | 36.71
CSP | 0 | 0 | 0 | 0 | 0 | 0
CT | 0.04 | 0.04 | 0.07 | 0.06 | 0.23 | 0.21
Coal | 75.89 | 78.38 | 93.28 | 102.2 | 111.31 | 112.59
Geo | 0 | 0 | 0 | 0 | 0 | 0
H | 0 | 0 | 0 | 0 | 0 | 0
LFG | 0 | 0 | 0 | 0 | 0 | 0
Nuc | 0 | 0 | 0 | 0 | 0 | 0
PS | 0 | 0 | 0 | 0 | 0 | 0
PV | 0 | 0 | 0 | 0 | 0 | 0
PeakG | 0.07 | 0.12 | 0.21 | 0.2 | 0.24 | 0.23
PeakO | 0 | 0 | 0 | 0 | 0 | 0
ST | 0 | 0 | 0 | 0 | 0 | 0
STOG | 0 | 0 | 0 | 0 | 0 | 0
STWD | 0 | 0 | 0 | 0 | 0 | 0
WT | 0 | 0 | 0 | 0 | 0 | 0
IGCC | 0 | 0 | 0 | 0 | 0 | 0
DemandResponse | 0 | 0 | 0 | 0 | 0 | 0
IGCC-CCS | 0 | 0 | 0 | 0 | 0 | 0
WT_off | 0 | 0 | 0 | 0 | 0 | 0
PseudoUnit | 0 | 0 | 0 | 0 | 0 | 0
FixedInterchange | 0 | 0 | 0 | 0 | 0 | 0
CO2 Emissions (MMmetricTons): IESO
ReportingType | 2015 | 2020 | 2025 | 2030 | 2035 | 2040
BM | 0 | 0 | 0 | 0 | 0 | 0
CC | 0.35 | 0.54 | 0.73 | 0.86 | 4.13 | 10.62
CSP | 0 | 0 | 0 | 0 | 0 | 0
CT | 0 | 0 | 0 | 0 | 0.02 | 0.08
Coal | 0 | 0 | 0 | 0 | 0 | 0
Geo | 0 | 0 | 0 | 0 | 0 | 0
H | 0 | 0 | 0 | 0 | 0 | 0
LFG | 0 | 0 | 0 | 0 | 0 | 0
Nuc | 0 | 0 | 0 | 0 | 0 | 0
PS | 0 | 0 | 0 | 0 | 0 | 0
PV | 0 | 0 | 0 | 0 | 0 | 0
PeakG | 0 | 0 | 0 | 0 | 0 | 0.01
PeakO | 0 | 0 | 0 | 0 | 0 | 0
ST | 0 | 0 | 0 | 0 | 0 | 0
STOG | 0 | 0 | 0 | 0 | 0 | 0
STWD | 0 | 0 | 0 | 0 | 0 | 0
WT | 0 | 0 | 0 | 0 | 0 | 0
IGCC | 0 | 0 | 0 | 0 | 0 | 0
DemandResponse | 0 | 0 | 0 | 0 | 0 | 0
IGCC-CCS | 0 | 0 | 0 | 0 | 0 | 0
WT_off | 0 | 0 | 0 | 0 | 0 | 0
PseudoUnit | 0 | 0 | 0 | 0 | 0 | 0
FixedInterchange | 0 | 0 | 0 | 0 | 0 | 0
CO2 Emissions (MMmetricTons): MAPP_CA
ReportingType | 2015 | 2020 | 2025 | 2030 | 2035 | 2040
BM | 0 | 0 | 0 | 0 | 0 | 0
CC | 3.58 | 4.46 | 4.91 | 5.77 | 6.87 | 6.5
CSP | 0 | 0 | 0 | 0 | 0 | 0
CT | 0 | 0 | 0 | 0 | 0 | 0.02
Coal | 0.11 | 0.22 | 0.55 | 1.95 | 3.52 | 4.09
Geo | 0 | 0 | 0 | 0 | 0 | 0
H | 0 | 0 | 0 | 0 | 0 | 0
LFG | 0 | 0 | 0 | 0 | 0 | 0
Nuc | 0 | 0 | 0 | 0 | 0 | 0
PS | 0 | 0 | 0 | 0 | 0 | 0
PV | 0 | 0 | 0 | 0 | 0 | 0
PeakG | 0 | 0 | 0 | 0 | 0 | 0
PeakO | 0 | 0 | 0 | 0 | 0 | 0
ST | 0 | 0 | 0 | 0 | 0 | 0
STOG | 0 | 0 | 0 | 0 | 0 | 0
STWD | 0 | 0 | 0 | 0 | 0 | 0
WT | 0 | 0 | 0 | 0 | 0 | 0
IGCC | 0 | 0 | 0 | 0 | 0 | 0
DemandResponse | 0 | 0 | 0 | 0 | 0 | 0
IGCC-CCS | 0 | 0 | 0 | 0 | 0 | 0
WT_off | 0 | 0 | 0 | 0 | 0 | 0
PseudoUnit | 0 | 0 | 0 | 0 | 0 | 0
FixedInterchange | 0 | 0 | 0 | 0 | 0 | 0
CO2 Emissions (MMmetricTons): AZ_NM_SNV_Coal
ReportingType | 2015 | 2020 | 2025 | 2030 | 2035 | 2040
BM | 0 | 0 | 0 | 0 | 0 | 0
CC | 0 | 0 | 0 | 0 | 0 | 0
CSP | 0 | 0 | 0 | 0 | 0 | 0
CT | 0 | 0 | 0 | 0 | 0 | 0
Coal | 67.45 | 73.04 | 73.03 | 73.03 | 73.03 | 118.49
Geo | 0 | 0 | 0 | 0 | 0 | 0
H | 0 | 0 | 0 | 0 | 0 | 0
LFG | 0 | 0 | 0 | 0 | 0 | 0
Nuc | 0 | 0 | 0 | 0 | 0 | 0
PS | 0 | 0 | 0 | 0 | 0 | 0
PV | 0 | 0 | 0 | 0 | 0 | 0
PeakG | 0 | 0 | 0 | 0 | 0 | 0
PeakO | 0 | 0 | 0 | 0 | 0 | 0
ST | 0 | 0 | 0 | 0 | 0 | 0
STOG | 0 | 0 | 0 | 0 | 0 | 0
STWD | 0 | 0 | 0 | 0 | 0 | 0
WT | 0 | 0 | 0 | 0 | 0 | 0
IGCC | 0 | 0 | 0 | 0 | 0 | 0
DemandResponse | 0 | 0 | 0 | 0 | 0 | 0
IGCC-CCS | 0 | 0 | 0 | 0 | 0 | 0
WT_off | 0 | 0 | 0 | 0 | 0 | 0
PseudoUnit | 0 | 0 | 0 | 0 | 0 | 0
FixedInterchange | 0 | 0 | 0 | 0 | 0 | 0
CO2 Emissions (MMmetricTons): AZ_NM_SNV_Gas
ReportingType | 2015 | 2020 | 2025 | 2030 | 2035 | 2040
BM | 0 | 0 | 0 | 0 | 0 | 0
CC | 39.86 | 43.97 | 45.18 | 52.35 | 60.41 | 56.54
CSP | 0 | 0 | 0 | 0 | 0 | 0
CT | 0 | 0 | 0.04 | 0.08 | 0 | 0
Coal | 0 | 0 | 0 | 0 | 0 | 0
Geo | 0 | 0 | 0 | 0 | 0 | 0
H | 0 | 0 | 0 | 0 | 0 | 0
LFG | 0 | 0 | 0 | 0 | 0 | 0
Nuc | 0 | 0 | 0 | 0 | 0 | 0
PS | 0 | 0 | 0 | 0 | 0 | 0
PV | 0 | 0 | 0 | 0 | 0 | 0
PeakG | 0 | 0 | 0.16 | 0.27 | 0.36 | 0
PeakO | 0 | 0 | 0 | 0 | 0 | 0
ST | 0 | 0 | 0 | 0 | 0 | 0
STOG | 0 | 0 | 0 | 0 | 0 | 0
STWD | 0 | 0 | 0 | 0 | 0 | 0
WT | 0 | 0 | 0 | 0 | 0 | 0
IGCC | 0 | 0 | 0 | 0 | 0 | 0
DemandResponse | 0 | 0 | 0 | 0 | 0 | 0
IGCC-CCS | 0 | 0 | 0 | 0 | 0 | 0
WT_off | 0 | 0 | 0 | 0 | 0 | 0
PseudoUnit | 0 | 0 | 0 | 0 | 0 | 0
FixedInterchange | 0 | 0 | 0 | 0 | 0 | 0
CO2 Emissions (MMmetricTons): AZ_NM_SNV_NucRenew
ReportingType | 2015 | 2020 | 2025 | 2030 | 2035 | 2040
BM | 0 | 0 | 0 | 0 | 0 | 0
CC | 0 | 0 | 0 | 0 | 0 | 0
CSP | 0 | 0 | 0 | 0 | 0 | 0
CT | 0 | 0 | 0 | 0 | 0 | 0
Coal | 0 | 0 | 0 | 0 | 0 | 0
Geo | 0 | 0 | 0 | 0 | 0 | 0
H | 0 | 0 | 0 | 0 | 0 | 0
LFG | 0 | 0 | 0 | 0 | 0 | 0
Nuc | 0 | 0 | 0 | 0 | 0 | 0
PS | 0 | 0 | 0 | 0 | 0 | 0
PV | 0 | 0 | 0 | 0 | 0 | 0
PeakG | 0 | 0 | 0 | 0 | 0 | 0
PeakO | 0 | 0 | 0 | 0 | 0 | 0
ST | 0 | 0 | 0 | 0 | 0 | 0
STOG | 0 | 0 | 0 | 0 | 0 | 0
STWD | 0 | 0 | 0 | 0 | 0 | 0
WT | 0 | 0 | 0 | 0 | 0 | 0
IGCC | 0 | 0 | 0 | 0 | 0 | 0
DemandResponse | 0 | 0 | 0 | 0 | 0 | 0
IGCC-CCS | 0 | 0 | 0 | 0 | 0 | 0
WT_off | 0 | 0 | 0 | 0 | 0 | 0
PseudoUnit | 0 | 0 | 0 | 0 | 0 | 0
FixedInterchange | 0 | 0 | 0 | 0 | 0 | 0
CO2 Emissions (MMmetricTons): ERCOT
ReportingType | 2015 | 2020 | 2025 | 2030 | 2035 | 2040
BM | 0 | 0 | 0 | 0 | 0 | 0
CC | 63.51 | 61.88 | 60.98 | 63.82 | 68.09 | 68.65
CSP | 0 | 0 | 0 | 0 | 0 | 0
CT | 0 | 0 | 0.01 | 0 | 0 | 0
Coal | 100.15 | 127.45 | 143.25 | 143.25 | 143.25 | 143.25
Geo | 0 | 0 | 0 | 0 | 0 | 0
H | 0 | 0 | 0 | 0 | 0 | 0
LFG | 0 | 0 | 0 | 0 | 0 | 0
Nuc | 0 | 0 | 0 | 0 | 0 | 0
PS | 0 | 0 | 0 | 0 | 0 | 0
PV | 0 | 0 | 0 | 0 | 0 | 0
PeakG | 0 | 0.01 | 0.06 | 0.06 | 0.04 | 0.03
PeakO | 0 | 0 | 0 | 0 | 0 | 0
ST | 0 | 0 | 0 | 0 | 0 | 0
STOG | 2.2 | 2.89 | 4.02 | 3.78 | 3.5 | 3.04
STWD | 0 | 0 | 0 | 0 | 0 | 0
WT | 0 | 0 | 0 | 0 | 0 | 0
IGCC | 0 | 0 | 0 | 0 | 0 | 0
DemandResponse | 0 | 0 | 0 | 0 | 0 | 0
IGCC-CCS | 0 | 0 | 0 | 0 | 0 | 0
WT_off | 0 | 0 | 0 | 0 | 0 | 0
PseudoUnit | 0 | 0 | 0 | 0 | 0 | 0
FixedInterchange | 0 | 0 | 0 | 0 | 0 | 0
CO2 Emissions (MMmetricTons): NP15
ReportingType | 2015 | 2020 | 2025 | 2030 | 2035 | 2040
BM | 0 | 0 | 0 | 0 | 0 | 0
CC | 14.62 | 9.95 | 13.05 | 7.97 | 5.33 | 3.18
CSP | 0 | 0 | 0 | 0 | 0 | 0
CT | 0 | 0 | 0 | 0 | 0 | 0
Coal | 0.24 | 0.24 | 0 | 0 | 0 | 0
Geo | 0 | 0 | 0 | 0 | 0 | 0
H | 0 | 0 | 0 | 0 | 0 | 0
LFG | 0 | 0 | 0 | 0 | 0 | 0
Nuc | 0 | 0 | 0 | 0 | 0 | 0
PS | 0 | 0 | 0 | 0 | 0 | 0
PV | 0 | 0 | 0 | 0 | 0 | 0
PeakG | 0 | 0 | 0 | 0 | 0 | 0.01
PeakO | 0 | 0 | 0 | 0 | 0 | 0
ST | 0 | 0 | 0 | 0 | 0 | 0
STOG | 0.07 | 0.05 | 0.1 | 0.14 | 0.1 | 0.18
STWD | 0 | 0 | 0 | 0 | 0 | 0
WT | 0 | 0 | 0 | 0 | 0 | 0
IGCC | 0 | 0 | 0 | 0 | 0 | 0
DemandResponse | 0 | 0 | 0 | 0 | 0 | 0
IGCC-CCS | 0 | 0 | 0 | 0 | 0 | 0
WT_off | 0 | 0 | 0 | 0 | 0 | 0
PseudoUnit | 0 | 0 | 0 | 0 | 0 | 0
FixedInterchange | 0 | 0 | 0 | 0 | 0 | 0
CO2 Emissions (MMmetricTons): NWPP_Coal
ReportingType | 2015 | 2020 | 2025 | 2030 | 2035 | 2040
BM | 0 | 0 | 0 | 0 | 0 | 0
CC | 0 | 0 | 0 | 0 | 0 | 0
CSP | 0 | 0 | 0 | 0 | 0 | 0
CT | 0 | 0 | 0 | 0 | 0 | 0
Coal | 92.93 | 92.99 | 93.11 | 93.11 | 92.65 | 92.5
Geo | 0 | 0 | 0 | 0 | 0 | 0
H | 0 | 0 | 0 | 0 | 0 | 0
LFG | 0 | 0 | 0 | 0 | 0 | 0
Nuc | 0 | 0 | 0 | 0 | 0 | 0
PS | 0 | 0 | 0 | 0 | 0 | 0
PV | 0 | 0 | 0 | 0 | 0 | 0
PeakG | 0 | 0 | 0 | 0 | 0 | 0
PeakO | 0 | 0 | 0 | 0 | 0 | 0
ST | 0 | 0 | 0 | 0 | 0 | 0
STOG | 0 | 0 | 0 | 0 | 0 | 0
STWD | 0 | 0 | 0 | 0 | 0 | 0
WT | 0 | 0 | 0 | 0 | 0 | 0
IGCC | 0 | 0 | 0 | 0 | 0 | 0
DemandResponse | 0 | 0 | 0 | 0 | 0 | 0
IGCC-CCS | 0 | 0 | 0 | 0 | 0 | 0
WT_off | 0 | 0 | 0 | 0 | 0 | 0
PseudoUnit | 0 | 0 | 0 | 0 | 0 | 0
FixedInterchange | 0 | 0 | 0 | 0 | 0 | 0
CO2 Emissions (MMmetricTons): NWPP_Gas
ReportingType | 2015 | 2020 | 2025 | 2030 | 2035 | 2040
BM | 0 | 0 | 0 | 0 | 0 | 0
CC | 19.17 | 19.17 | 19.67 | 32.39 | 40.79 | 42.65
CSP | 0 | 0 | 0 | 0 | 0 | 0
CT | 0 | 0 | 0 | 0 | 0 | 0
Coal | 0 | 0 | 0 | 0 | 0 | 6.45
Geo | 0 | 0 | 0 | 0 | 0 | 0
H | 0 | 0 | 0 | 0 | 0 | 0
LFG | 0 | 0 | 0 | 0 | 0 | 0
Nuc | 0 | 0 | 0 | 0 | 0 | 0
PS | 0 | 0 | 0 | 0 | 0 | 0
PV | 0 | 0 | 0 | 0 | 0 | 0
PeakG | 0 | 0 | 0 | 0 | 0 | 0
PeakO | 0 | 0 | 0 | 0 | 0 | 0
ST | 0 | 0 | 0 | 0 | 0 | 0
STOG | 0 | 0 | 0 | 0 | 0 | 0
STWD | 0 | 0 | 0 | 0 | 0 | 0
WT | 0 | 0 | 0 | 0 | 0 | 0
IGCC | 0 | 0 | 0 | 0 | 0 | 0
DemandResponse | 0 | 0 | 0 | 0 | 0 | 0
IGCC-CCS | 0 | 0 | 0 | 0 | 0 | 0
WT_off | 0 | 0 | 0 | 0 | 0 | 0
PseudoUnit | 0 | 0 | 0 | 0 | 0 | 0
FixedInterchange | 0 | 0 | 0 | 0 | 0 | 0
CO2 Emissions (MMmetricTons): NWPP_NucRenew
ReportingType | 2015 | 2020 | 2025 | 2030 | 2035 | 2040
BM | 0 | 0 | 0 | 0 | 0 | 0
CC | 0 | 0 | 0 | 0 | 0 | 0
CSP | 0 | 0 | 0 | 0 | 0 | 0
CT | 0 | 0 | 0 | 0 | 0 | 0
Coal | 0 | 0 | 0 | 0 | 0 | 0
Geo | 0 | 0 | 0 | 0 | 0 | 0
H | 0 | 0 | 0 | 0 | 0 | 0
LFG | 0 | 0 | 0 | 0 | 0 | 0
Nuc | 0 | 0 | 0 | 0 | 0 | 0
PS | 0 | 0 | 0 | 0 | 0 | 0
PV | 0 | 0 | 0 | 0 | 0 | 0
PeakG | 0 | 0 | 0 | 0 | 0 | 0
PeakO | 0 | 0 | 0 | 0 | 0 | 0
ST | 0 | 0 | 0 | 0 | 0 | 0
STOG | 0 | 0 | 0 | 0 | 0 | 0
STWD | 0 | 0 | 0 | 0 | 0 | 0
WT | 0 | 0 | 0 | 0 | 0 | 0
IGCC | 0 | 0 | 0 | 0 | 0 | 0
DemandResponse | 0 | 0 | 0 | 0 | 0 | 0
IGCC-CCS | 0 | 0 | 0 | 0 | 0 | 0
WT_off | 0 | 0 | 0 | 0 | 0 | 0
PseudoUnit | 0 | 0 | 0 | 0 | 0 | 0
FixedInterchange | 0 | 0 | 0 | 0 | 0 | 0
CO2 Emissions (MMmetricTons): RMPA
ReportingType | 2015 | 2020 | 2025 | 2030 | 2035 | 2040
BM | 0 | 0 | 0 | 0 | 0 | 0
CC | 3.02 | 3.48 | 1.68 | 1.69 | 1.22 | 0.99
CSP | 0 | 0 | 0 | 0 | 0 | 0
CT | 0 | 0 | 0 | 0 | 0 | 0
Coal | 55.16 | 53.91 | 51.3 | 51.74 | 60.5 | 68.58
Geo | 0 | 0 | 0 | 0 | 0 | 0
H | 0 | 0 | 0 | 0 | 0 | 0
LFG | 0 | 0 | 0 | 0 | 0 | 0
Nuc | 0 | 0 | 0 | 0 | 0 | 0
PS | 0 | 0 | 0 | 0 | 0 | 0
PV | 0 | 0 | 0 | 0 | 0 | 0
PeakG | 0.01 | 0.02 | 0 | 0.06 | 0.04 | 0.04
PeakO | 0 | 0 | 0 | 0 | 0 | 0
ST | 0 | 0 | 0 | 0 | 0 | 0
STOG | 0 | 0 | 0 | 0 | 0 | 0
STWD | 0 | 0 | 0 | 0 | 0 | 0
WT | 0 | 0 | 0 | 0 | 0 | 0
IGCC | 0 | 0 | 0 | 0 | 0 | 0
DemandResponse | 0 | 0 | 0 | 0 | 0 | 0
IGCC-CCS | 0 | 0 | 0 | 0 | 0 | 0
WT_off | 0 | 0 | 0 | 0 | 0 | 0
PseudoUnit | 0 | 0 | 0 | 0 | 0 | 0
FixedInterchange | 0 | 0 | 0 | 0 | 0 | 0
CO2 Emissions (MMmetricTons): SP15
ReportingType | 2015 | 2020 | 2025 | 2030 | 2035 | 2040
BM | 0 | 0 | 0 | 0 | 0 | 0
CC | 14.83 | 7.04 | 7.86 | 7 | 6 | 4.13
CSP | 0 | 0 | 0 | 0 | 0 | 0
CT | 0 | 0 | 0 | 0 | 0 | 0
Coal | 0.81 | 0.81 | 0 | 0 | 0 | 0
Geo | 0 | 0 | 0 | 0 | 0 | 0
H | 0 | 0 | 0 | 0 | 0 | 0
LFG | 0 | 0 | 0 | 0 | 0 | 0
Nuc | 0 | 0 | 0 | 0 | 0 | 0
PS | 0 | 0 | 0 | 0 | 0 | 0
PV | 0 | 0 | 0 | 0 | 0 | 0
PeakG | 0 | 0 | 0 | 0 | 0 | 0
PeakO | 0 | 0 | 0 | 0 | 0 | 0
ST | 0 | 0 | 0 | 0 | 0 | 0
STOG | 0.12 | 0.13 | 0.04 | 0.11 | 0.22 | 0.31
STWD | 0 | 0 | 0 | 0 | 0 | 0
WT | 0 | 0 | 0 | 0 | 0 | 0
IGCC | 0 | 0 | 0 | 0 | 0 | 0
DemandResponse | 0 | 0 | 0 | 0 | 0 | 0
IGCC-CCS | 0 | 0 | 0 | 0 | 0 | 0
WT_off | 0 | 0 | 0 | 0 | 0 | 0
PseudoUnit | 0 | 0 | 0 | 0 | 0 | 0
FixedInterchange | 0 | 0 | 0 | 0 | 0 | 0
CO2 Emissions (MMmetricTons): ALB
ReportingType | 2015 | 2020 | 2025 | 2030 | 2035 | 2040
BM | 0 | 0 | 0 | 0 | 0 | 0
CC | 7.34 | 9.43 | 10.87 | 13.04 | 14.86 | 16.94
CSP | 0 | 0 | 0 | 0 | 0 | 0
CT | 0 | 0 | 0 | 0 | 0 | 0
Coal | 45.36 | 45.36 | 45.36 | 45.36 | 45.36 | 45.36
Geo | 0 | 0 | 0 | 0 | 0 | 0
H | 0 | 0 | 0 | 0 | 0 | 0
LFG | 0 | 0 | 0 | 0 | 0 | 0
Nuc | 0 | 0 | 0 | 0 | 0 | 0
PS | 0 | 0 | 0 | 0 | 0 | 0
PV | 0 | 0 | 0 | 0 | 0 | 0
PeakG | 0 | 0 | 0 | 0 | 0 | 0
PeakO | 0 | 0 | 0 | 0 | 0 | 0
ST | 0 | 0 | 0 | 0 | 0 | 0
STOG | 0 | 0 | 0 | 0 | 0 | 0
STWD | 0 | 0 | 0 | 0 | 0 | 0
WT | 0 | 0 | 0 | 0 | 0 | 0
IGCC | 0 | 0 | 0 | 0 | 0 | 0
DemandResponse | 0 | 0 | 0 | 0 | 0 | 0
IGCC-CCS | 0 | 0 | 0 | 0 | 0 | 0
WT_off | 0 | 0 | 0 | 0 | 0 | 0
PseudoUnit | 0 | 0 | 0 | 0 | 0 | 0
FixedInterchange | 0 | 0 | 0 | 0 | 0 | 0
CO2 Emissions (MMmetricTons): BC
ReportingType | 2015 | 2020 | 2025 | 2030 | 2035 | 2040
BM | 0 | 0 | 0 | 0 | 0 | 0
CC | 3.56 | 4.69 | 6.39 | 7.77 | 9.79 | 11.91
CSP | 0 | 0 | 0 | 0 | 0 | 0
CT | 0 | 0 | 0 | 0 | 0 | 0
Coal | 0 | 0 | 0 | 0 | 0 | 0
Geo | 0 | 0 | 0 | 0 | 0 | 0
H | 0 | 0 | 0 | 0 | 0 | 0
LFG | 0 | 0 | 0 | 0 | 0 | 0
Nuc | 0 | 0 | 0 | 0 | 0 | 0
PS | 0 | 0 | 0 | 0 | 0 | 0
PV | 0 | 0 | 0 | 0 | 0 | 0
PeakG | 0 | 0 | 0 | 0 | 0 | 0
PeakO | 0 | 0 | 0 | 0 | 0 | 0
ST | 0 | 0 | 0 | 0 | 0 | 0
STOG | 0 | 0 | 0 | 0 | 0 | 0
STWD | 0 | 0 | 0 | 0 | 0 | 0
WT | 0 | 0 | 0 | 0 | 0 | 0
IGCC | 0 | 0 | 0 | 0 | 0 | 0
DemandResponse | 0 | 0 | 0 | 0 | 0 | 0
IGCC-CCS | 0 | 0 | 0 | 0 | 0 | 0
WT_off | 0 | 0 | 0 | 0 | 0 | 0
PseudoUnit | 0 | 0 | 0 | 0 | 0 | 0
FixedInterchange | 0 | 0 | 0 | 0 | 0 | 0
CO2 Emissions (MMmetricTons): HQ_IESO
ReportingType | 2015 | 2020 | 2025 | 2030 | 2035 | 2040
BM | 0 | 0 | 0 | 0 | 0 | 0
CC | 0 | 0 | 0 | 0 | 0 | 0
CSP | 0 | 0 | 0 | 0 | 0 | 0
CT | 0 | 0 | 0 | 0 | 0 | 0
Coal | 0 | 0 | 0 | 0 | 0 | 0
Geo | 0 | 0 | 0 | 0 | 0 | 0
H | 0 | 0 | 0 | 0 | 0 | 0
LFG | 0 | 0 | 0 | 0 | 0 | 0
Nuc | 0 | 0 | 0 | 0 | 0 | 0
PS | 0 | 0 | 0 | 0 | 0 | 0
PV | 0 | 0 | 0 | 0 | 0 | 0
PeakG | 0 | 0 | 0 | 0 | 0 | 0
PeakO | 0 | 0 | 0 | 0 | 0 | 0
ST | 0 | 0 | 0 | 0 | 0 | 0
STOG | 0 | 0 | 0 | 0 | 0 | 0
STWD | 0 | 0 | 0 | 0 | 0 | 0
WT | 0 | 0 | 0 | 0 | 0 | 0
IGCC | 0 | 0 | 0 | 0 | 0 | 0
DemandResponse | 0 | 0 | 0 | 0 | 0 | 0
IGCC-CCS | 0 | 0 | 0 | 0 | 0 | 0
WT_off | 0 | 0 | 0 | 0 | 0 | 0
PseudoUnit | 0 | 0 | 0 | 0 | 0 | 0
FixedInterchange | 0 | 0 | 0 | 0 | 0 | 0
CO2 Emissions (MMmetricTons): HQ_NEISO
ReportingType | 2015 | 2020 | 2025 | 2030 | 2035 | 2040
BM | 0 | 0 | 0 | 0 | 0 | 0
CC | 0 | 0 | 0 | 0 | 0 | 0
CSP | 0 | 0 | 0 | 0 | 0 | 0
CT | 0 | 0 | 0 | 0 | 0 | 0
Coal | 0 | 0 | 0 | 0 | 0 | 0
Geo | 0 | 0 | 0 | 0 | 0 | 0
H | 0 | 0 | 0 | 0 | 0 | 0
LFG | 0 | 0 | 0 | 0 | 0 | 0
Nuc | 0 | 0 | 0 | 0 | 0 | 0
PS | 0 | 0 | 0 | 0 | 0 | 0
PV | 0 | 0 | 0 | 0 | 0 | 0
PeakG | 0 | 0 | 0 | 0 | 0 | 0
PeakO | 0 | 0 | 0 | 0 | 0 | 0
ST | 0 | 0 | 0 | 0 | 0 | 0
STOG | 0 | 0 | 0 | 0 | 0 | 0
STWD | 0 | 0 | 0 | 0 | 0 | 0
WT | 0 | 0 | 0 | 0 | 0 | 0
IGCC | 0 | 0 | 0 | 0 | 0 | 0
DemandResponse | 0 | 0 | 0 | 0 | 0 | 0
IGCC-CCS | 0 | 0 | 0 | 0 | 0 | 0
WT_off | 0 | 0 | 0 | 0 | 0 | 0
PseudoUnit | 0 | 0 | 0 | 0 | 0 | 0
FixedInterchange | 0 | 0 | 0 | 0 | 0 | 0
CO2 Emissions (MMmetricTons): HQ_NY
ReportingType | 2015 | 2020 | 2025 | 2030 | 2035 | 2040
BM | 0 | 0 | 0 | 0 | 0 | 0
CC | 0 | 0 | 0 | 0 | 0 | 0
CSP | 0 | 0 | 0 | 0 | 0 | 0
CT | 0 | 0 | 0 | 0 | 0 | 0
Coal | 0 | 0 | 0 | 0 | 0 | 0
Geo | 0 | 0 | 0 | 0 | 0 | 0
H | 0 | 0 | 0 | 0 | 0 | 0
LFG | 0 | 0 | 0 | 0 | 0 | 0
Nuc | 0 | 0 | 0 | 0 | 0 | 0
PS | 0 | 0 | 0 | 0 | 0 | 0
PV | 0 | 0 | 0 | 0 | 0 | 0
PeakG | 0 | 0 | 0 | 0 | 0 | 0
PeakO | 0 | 0 | 0 | 0 | 0 | 0
ST | 0 | 0 | 0 | 0 | 0 | 0
STOG | 0 | 0 | 0 | 0 | 0 | 0
STWD | 0 | 0 | 0 | 0 | 0 | 0
WT | 0 | 0 | 0 | 0 | 0 | 0
IGCC | 0 | 0 | 0 | 0 | 0 | 0
DemandResponse | 0 | 0 | 0 | 0 | 0 | 0
IGCC-CCS | 0 | 0 | 0 | 0 | 0 | 0
WT_off | 0 | 0 | 0 | 0 | 0 | 0
PseudoUnit | 0 | 0 | 0 | 0 | 0 | 0
FixedInterchange | 0 | 0 | 0 | 0 | 0 | 0
CO2 Emissions (MMmetricTons): MARITIMES
ReportingType | 2015 | 2020 | 2025 | 2030 | 2035 | 2040
BM | 0 | 0 | 0 | 0 | 0 | 0
CC | 0 | 0 | 0 | 0 | 0 | 0
CSP | 0 | 0 | 0 | 0 | 0 | 0
CT | 0 | 0 | 0 | 0 | 0 | 0
Coal | 0 | 0 | 0 | 0 | 0 | 0
Geo | 0 | 0 | 0 | 0 | 0 | 0
H | 0 | 0 | 0 | 0 | 0 | 0
LFG | 0 | 0 | 0 | 0 | 0 | 0
Nuc | 0 | 0 | 0 | 0 | 0 | 0
PS | 0 | 0 | 0 | 0 | 0 | 0
PV | 0 | 0 | 0 | 0 | 0 | 0
PeakG | 0 | 0 | 0 | 0 | 0 | 0
PeakO | 0 | 0 | 0 | 0 | 0 | 0
ST | 0 | 0 | 0 | 0 | 0 | 0
STOG | 0 | 0 | 0 | 0 | 0 | 0
STWD | 0 | 0 | 0 | 0 | 0 | 0
WT | 0 | 0 | 0 | 0 | 0 | 0
IGCC | 0 | 0 | 0 | 0 | 0 | 0
DemandResponse | 0 | 0 | 0 | 0 | 0 | 0
IGCC-CCS | 0 | 0 | 0 | 0 | 0 | 0
WT_off | 0 | 0 | 0 | 0 | 0 | 0
PseudoUnit | 0 | 0 | 0 | 0 | 0 | 0
FixedInterchange | 0 | 0 | 0 | 0 | 0 | 0
CO2 Emissions (MMmetricTons): All
ReportingType | 2015 | 2020 | 2025 | 2030 | 2035 | 2040
BM | 0 | 0 | 0 | 0 | 0 | 0
CC | 430.52 | 438.46 | 471.07 | 514.57 | 601.86 | 649.33
CSP | 0 | 0 | 0 | 0 | 0 | 0
CT | 0.51 | 1.04 | 1.12 | 1.23 | 1.57 | 2.06
Coal | 1702.79 | 1739.81 | 1752.68 | 1794.19 | 1900.51 | 2062.43
Geo | 0 | 0 | 0 | 0 | 0 | 0
H | 0 | 0 | 0 | 0 | 0 | 0
LFG | 0 | 0 | 0 | 0 | 0 | 0
Nuc | 0 | 0 | 0 | 0 | 0 | 0
PS | 0 | 0 | 0 | 0 | 0 | 0
PV | 0 | 0 | 0 | 0 | 0 | 0
PeakG | 1.98 | 2.59 | 4.51 | 4.5 | 4.75 | 3.75
PeakO | 0 | 0 | 0 | 0 | 0 | 0
ST | 0 | 0 | 0 | 0 | 0 | 0
STOG | 8.03 | 9.75 | 11.51 | 11.2 | 10.95 | 10.23
STWD | 0 | 0 | 0 | 0 | 0 | 0
WT | 0 | 0 | 0 | 0 | 0 | 0
IGCC | 3.76 | 3.76 | 3.76 | 3.76 | 3.76 | 3.76
DemandResponse | 0 | 0 | 0 | 0 | 0 | 0
IGCC-CCS | 0 | 0 | 0 | 0 | 0 | 0
WT_off | 0 | 0 | 0 | 0 | 0 | 0
PseudoUnit | 0 | 0 | 0 | 0 | 0 | 0
FixedInterchange | 0 | 0 | 0 | 0 | 0 | 0
CO2 Emissions (MMmetricTons): EI_US
ReportingType | 2015 | 2020 | 2025 | 2030 | 2035 | 2040
BM | 0 | 0 | 0 | 0 | 0 | 0
CC | 260.68 | 273.85 | 299.75 | 321.9 | 384.38 | 427.24
CSP | 0 | 0 | 0 | 0 | 0 | 0
CT | 0.51 | 1.03 | 1.06 | 1.14 | 1.54 | 1.96
Coal | 1340.58 | 1345.8 | 1346.08 | 1385.76 | 1482.2 | 1583.72
Geo | 0 | 0 | 0 | 0 | 0 | 0
H | 0 | 0 | 0 | 0 | 0 | 0
LFG | 0 | 0 | 0 | 0 | 0 | 0
Nuc | 0 | 0 | 0 | 0 | 0 | 0
PS | 0 | 0 | 0 | 0 | 0 | 0
PV | 0 | 0 | 0 | 0 | 0 | 0
PeakG | 1.97 | 2.56 | 4.28 | 4.11 | 4.29 | 3.66
PeakO | 0 | 0 | 0 | 0 | 0 | 0
ST | 0 | 0 | 0 | 0 | 0 | 0
STOG | 5.65 | 6.68 | 7.35 | 7.17 | 7.13 | 6.71
STWD | 0 | 0 | 0 | 0 | 0 | 0
WT | 0 | 0 | 0 | 0 | 0 | 0
IGCC | 3.76 | 3.76 | 3.76 | 3.76 | 3.76 | 3.76
DemandResponse | 0 | 0 | 0 | 0 | 0 | 0
IGCC-CCS | 0 | 0 | 0 | 0 | 0 | 0
WT_off | 0 | 0 | 0 | 0 | 0 | 0
PseudoUnit | 0 | 0 | 0 | 0 | 0 | 0
FixedInterchange | 0 | 0 | 0 | 0 | 0 | 0
CO2 Emissions (MMmetricTons): EI_Canada
ReportingType | 2015 | 2020 | 2025 | 2030 | 2035 | 2040
BM | 0 | 0 | 0 | 0 | 0 | 0
CC | 3.93 | 5 | 5.64 | 6.63 | 11 | 17.12
CSP | 0 | 0 | 0 | 0 | 0 | 0
CT | 0 | 0 | 0 | 0 | 0.02 | 0.1
Coal | 0.11 | 0.22 | 0.55 | 1.95 | 3.52 | 4.09
Geo | 0 | 0 | 0 | 0 | 0 | 0
H | 0 | 0 | 0 | 0 | 0 | 0
LFG | 0 | 0 | 0 | 0 | 0 | 0
Nuc | 0 | 0 | 0 | 0 | 0 | 0
PS | 0 | 0 | 0 | 0 | 0 | 0
PV | 0 | 0 | 0 | 0 | 0 | 0
PeakG | 0 | 0 | 0 | 0 | 0.01 | 0.01
PeakO | 0 | 0 | 0 | 0 | 0 | 0
ST | 0 | 0 | 0 | 0 | 0 | 0
STOG | 0 | 0 | 0 | 0 | 0 | 0
STWD | 0 | 0 | 0 | 0 | 0 | 0
WT | 0 | 0 | 0 | 0 | 0 | 0
IGCC | 0 | 0 | 0 | 0 | 0 | 0
DemandResponse | 0 | 0 | 0 | 0 | 0 | 0
IGCC-CCS | 0 | 0 | 0 | 0 | 0 | 0
WT_off | 0 | 0 | 0 | 0 | 0 | 0
PseudoUnit | 0 | 0 | 0 | 0 | 0 | 0
FixedInterchange | 0 | 0 | 0 | 0 | 0 | 0
CO2 Emissions (MMmetricTons): EI
ReportingType | 2015 | 2020 | 2025 | 2030 | 2035 | 2040
BM | 0 | 0 | 0 | 0 | 0 | 0
CC | 264.61 | 278.85 | 305.4 | 328.54 | 395.38 | 444.35
CSP | 0 | 0 | 0 | 0 | 0 | 0
CT | 0.51 | 1.03 | 1.07 | 1.14 | 1.57 | 2.06
Coal | 1340.7 | 1346.02 | 1346.63 | 1387.71 | 1485.72 | 1587.81
Geo | 0 | 0 | 0 | 0 | 0 | 0
H | 0 | 0 | 0 | 0 | 0 | 0
LFG | 0 | 0 | 0 | 0 | 0 | 0
Nuc | 0 | 0 | 0 | 0 | 0 | 0
PS | 0 | 0 | 0 | 0 | 0 | 0
PV | 0 | 0 | 0 | 0 | 0 | 0
PeakG | 1.97 | 2.56 | 4.29 | 4.11 | 4.3 | 3.67
PeakO | 0 | 0 | 0 | 0 | 0 | 0
ST | 0 | 0 | 0 | 0 | 0 | 0
STOG | 5.65 | 6.68 | 7.35 | 7.17 | 7.13 | 6.71
STWD | 0 | 0 | 0 | 0 | 0 | 0
WT | 0 | 0 | 0 | 0 | 0 | 0
IGCC | 3.76 | 3.76 | 3.76 | 3.76 | 3.76 | 3.76
DemandResponse | 0 | 0 | 0 | 0 | 0 | 0
IGCC-CCS | 0 | 0 | 0 | 0 | 0 | 0
WT_off | 0 | 0 | 0 | 0 | 0 | 0
PseudoUnit | 0 | 0 | 0 | 0 | 0 | 0
FixedInterchange | 0 | 0 | 0 | 0 | 0 | 0
CO2 Emissions (MMmetricTons): Outside_EI
ReportingType | 2015 | 2020 | 2025 | 2030 | 2035 | 2040
BM | 0 | 0 | 0 | 0 | 0 | 0
CC | 165.91 | 159.61 | 165.68 | 186.03 | 206.48 | 204.98
CSP | 0 | 0 | 0 | 0 | 0 | 0
CT | 0 | 0 | 0.06 | 0.09 | 0 | 0
Coal | 362.1 | 393.79 | 406.05 | 406.49 | 414.79 | 474.63
Geo | 0 | 0 | 0 | 0 | 0 | 0
H | 0 | 0 | 0 | 0 | 0 | 0
LFG | 0 | 0 | 0 | 0 | 0 | 0
Nuc | 0 | 0 | 0 | 0 | 0 | 0
PS | 0 | 0 | 0 | 0 | 0 | 0
PV | 0 | 0 | 0 | 0 | 0 | 0
PeakG | 0.01 | 0.03 | 0.22 | 0.39 | 0.45 | 0.08
PeakO | 0 | 0 | 0 | 0 | 0 | 0
ST | 0 | 0 | 0 | 0 | 0 | 0
STOG | 2.39 | 3.07 | 4.17 | 4.03 | 3.82 | 3.53
STWD | 0 | 0 | 0 | 0 | 0 | 0
WT | 0 | 0 | 0 | 0 | 0 | 0
IGCC | 0 | 0 | 0 | 0 | 0 | 0
DemandResponse | 0 | 0 | 0 | 0 | 0 | 0
IGCC-CCS | 0 | 0 | 0 | 0 | 0 | 0
WT_off | 0 | 0 | 0 | 0 | 0 | 0
PseudoUnit | 0 | 0 | 0 | 0 | 0 | 0
FixedInterchange | 0 | 0 | 0 | 0 | 0 | 0
#6 | Fuel Cost [includes coal shadow price] ($million)
Fuel Cost by Reporting Type: Entergy
ReportingType | 2015 | 2020 | 2025 | 2030 | 2035 | 2040
BM | 0 | 0 | 0 | 0 | 0 | 0
CC | 2295.89 | 2848.96 | 3446.41 | 3706.12 | 4524.93 | 5102.01
CSP | 0 | 0 | 0 | 0 | 0 | 0
CT | 0 | 0 | 0 | 0 | 0 | 0
Coal | 1443.42 | 1445.42 | 1294.28 | 1366.12 | 1548.41 | 1633.33
Geo | 0 | 0 | 0 | 0 | 0 | 0
H | 0 | 0 | 0 | 0 | 0 | 0
LFG | 0 | 0 | 0.14 | 0.14 | 0.14 | 0.14
Nuc | 372.97 | 380.57 | 404.36 | 412.26 | 348.24 | 272.43
PS | 0 | 0 | 0 | 0 | 0 | 0
PV | 0 | 0 | 0 | 0 | 0 | 0
PeakG | 0 | 0 | 6.51 | 4.22 | 1.94 | 2.16
PeakO | 0 | 0 | 0 | 0 | 0 | 0
ST | 0 | 0 | 0 | 0 | 0 | 0
STOG | 62.86 | 76.88 | 80.72 | 86.77 | 97.07 | 105.08
STWD | 0 | 0 | 0 | 0 | 0.54 | 6.51
WT | 0 | 0 | 0 | 0 | 0 | 0
IGCC | 0 | 0 | 0 | 0 | 0 | 0
DemandResponse | 0 | 0 | 0 | 0 | 0 | 0
IGCC-CCS | 0 | 0 | 0 | 0 | 0 | 0
WT_off | 0 | 0 | 0 | 0 | 0 | 0
PseudoUnit | 0 | 0 | 0 | 0 | 0 | 0
FixedInterchange | 0 | 0 | 0 | 0 | 0 | 0
Fuel Cost by Reporting Type: FRCC
ReportingType | 2015 | 2020 | 2025 | 2030 | 2035 | 2040
BM | 0 | 0 | 0 | 0 | 0 | 0
CC | 6177.34 | 7497.39 | 8766.4 | 10131.94 | 12774.29 | 15843.87
CSP | 0 | 0 | 0 | 0 | 0 | 0
CT | 48.96 | 66.3 | 74.2 | 78.49 | 74.58 | 68.33
Coal | 1707.58 | 1700.53 | 1947.62 | 1957.4 | 2018.32 | 2098.62
Geo | 0 | 0 | 0 | 0 | 0 | 0
H | 0 | 0 | 0 | 0 | 0 | 0
LFG | 0 | 0 | 0.25 | 0.25 | 0.25 | 0.25
Nuc | 282.48 | 288.24 | 306.26 | 312.24 | 190.15 | 63.41
PS | 0 | 0 | 0 | 0 | 0 | 0
PV | 0 | 0 | 0 | 0 | 0 | 0
PeakG | 27.87 | 31.26 | 57.26 | 40.99 | 36.09 | 30.06
PeakO | 0 | 0 | 0 | 0 | 0 | 0
ST | 0 | 0 | 0 | 0 | 0 | 0
STOG | 197.03 | 191.72 | 175.46 | 181.77 | 182.29 | 135.59
STWD | 0 | 5.63 | 9.73 | 9.73 | 9.7 | 9.73
WT | 0 | 0 | 0 | 0 | 0 | 0
IGCC | 0 | 0 | 0 | 0 | 0 | 0
DemandResponse | 0 | 0 | 0 | 0 | 0 | 0
IGCC-CCS | 0 | 0 | 0 | 0 | 0 | 0
WT_off | 0 | 0 | 0 | 0 | 0 | 0
PseudoUnit | 0 | 0 | 0 | 0 | 0 | 0
FixedInterchange | 0 | 0 | 0 | 0 | 0 | 0
Fuel Cost by Reporting Type: MAPP_US
ReportingType | 2015 | 2020 | 2025 | 2030 | 2035 | 2040
BM | 0 | 0 | 0 | 0 | 0 | 0
CC | 6.12 | 7.03 | 10.27 | 13.38 | 12.6 | 11.05
CSP | 0 | 0 | 0 | 0 | 0 | 0
CT | 0 | 0 | 0.17 | 0.3 | 0.52 | 0.75
Coal | 274.25 | 284.4 | 274 | 278.14 | 335.92 | 416.43
Geo | 0 | 0 | 0 | 0 | 0 | 0
H | 0 | 0 | 0 | 0 | 0 | 0
LFG | 0 | 0 | 0.09 | 0.09 | 0.09 | 0.09
Nuc | 0 | 0 | 0 | 0 | 0 | 0
PS | 0 | 0 | 0 | 0 | 0 | 0
PV | 0 | 0 | 0 | 0 | 0 | 0
PeakG | 1.85 | 4.35 | 5.07 | 8.04 | 12.09 | 7.2
PeakO | 0 | 0 | 0 | 0 | 0 | 0
ST | 0 | 0 | 0 | 0 | 0 | 0
STOG | 0 | 0 | 0 | 0 | 0 | 0
STWD | 0 | 0 | 0 | 0 | 0 | 0
WT | 0 | 0 | 0 | 0 | 0 | 0
IGCC | 0 | 0 | 0 | 0 | 0 | 0
DemandResponse | 0 | 0 | 0 | 0 | 0 | 0
IGCC-CCS | 0 | 0 | 0 | 0 | 0 | 0
WT_off | 0 | 0 | 0 | 0 | 0 | 0
PseudoUnit | 0 | 0 | 0 | 0 | 0 | 0
FixedInterchange | 0 | 0 | 0 | 0 | 0 | 0
Fuel Cost by Reporting Type: MISO_IN
ReportingType | 2015 | 2020 | 2025 | 2030 | 2035 | 2040
BM | 0 | 0 | 0 | 0 | 0 | 0
CC | 149.83 | 163.04 | 456.41 | 925.84 | 1841.8 | 1992.04
CSP | 0 | 0 | 0 | 0 | 0 | 0
CT | 0 | 0 | 0 | 0 | 0 | 0
Coal | 1771.66 | 1906.72 | 1940.59 | 2131.87 | 2330.25 | 2510.93
Geo | 0 | 0 | 0 | 0 | 0 | 0
H | 0 | 0 | 0 | 0 | 0 | 0
LFG | 0 | 0 | 0 | 0.1 | 0.1 | 0.1
Nuc | 0 | 0 | 0 | 0 | 0 | 0
PS | 0 | 0 | 0 | 0 | 0 | 0
PV | 0 | 0 | 0 | 0 | 0 | 0
PeakG | 0.39 | 1.44 | 5.7 | 6.21 | 6.97 | 7.78
PeakO | 0 | 0 | 0 | 0 | 0 | 0
ST | 0 | 0 | 0 | 0 | 0 | 0
STOG | 1.46 | 3.03 | 6.7 | 3.74 | 4.2 | 4.69
STWD | 0 | 0 | 0 | 0 | 0 | 0
WT | 0 | 0 | 0 | 0 | 0 | 0
IGCC | 89.45 | 88.88 | 92.53 | 100.25 | 103.93 | 111.14
DemandResponse | 0 | 0 | 0 | 0 | 0 | 0
IGCC-CCS | 0 | 0 | 0 | 0 | 0 | 0
WT_off | 0 | 0 | 0 | 0 | 0 | 0
PseudoUnit | 0 | 0 | 0 | 0 | 0 | 0
FixedInterchange | 0 | 0 | 0 | 0 | 0 | 0
Fuel Cost by Reporting Type: MISO_MI
ReportingType | 2015 | 2020 | 2025 | 2030 | 2035 | 2040
BM | 0 | 0 | 0 | 0 | 0 | 0
CC | 439.35 | 343.43 | 524.27 | 415.51 | 425.88 | 408.53
CSP | 0 | 0 | 0 | 0 | 0 | 0
CT | 0 | 0 | 0 | 0 | 0 | 0
Coal | 1290.33 | 1423.63 | 1200.99 | 1270.17 | 1447.06 | 1517.38
Geo | 0 | 0 | 0 | 0 | 0 | 0
H | 0 | 0 | 0 | 0 | 0 | 0
LFG | 0 | 0.2 | 0.2 | 0.2 | 0.2 | 0.2
Nuc | 139.75 | 142.6 | 151.51 | 154.47 | 90.85 | 90.85
PS | 0 | 0 | 0 | 0 | 0 | 0
PV | 0 | 0 | 0 | 0 | 0 | 0
PeakG | 0.96 | 1.32 | 6.56 | 7.18 | 8.08 | 9.05
PeakO | 0 | 0 | 0 | 0 | 0 | 0
ST | 0 | 0 | 0 | 0 | 0 | 0
STOG | 14.33 | 22 | 34.18 | 37.47 | 42.17 | 47.14
STWD | 11.06 | 27.91 | 25.69 | 57.36 | 55.26 | 55.26
WT | 0 | 0 | 0 | 0 | 0 | 0
IGCC | 0 | 0 | 0 | 0 | 0 | 0
DemandResponse | 0 | 0 | 0 | 0 | 0 | 0
IGCC-CCS | 0 | 0 | 0 | 0 | 0 | 0
WT_off | 0 | 0 | 0 | 0 | 0 | 0
PseudoUnit | 0 | 0 | 0 | 0 | 0 | 0
FixedInterchange | 0 | 0 | 0 | 0 | 0 | 0
Fuel Cost by Reporting Type: MISO_MO-IL
ReportingType | 2015 | 2020 | 2025 | 2030 | 2035 | 2040
BM | 0 | 0 | 0 | 0 | 0 | 0
CC | 100.15 | 94.07 | 104.65 | 108.93 | 122.52 | 92.89
CSP | 0 | 0 | 0 | 0 | 0 | 0
CT | 0 | 0 | 0 | 0 | 0 | 0
Coal | 2107.49 | 2222.83 | 1802.93 | 2032.95 | 2268.1 | 2397.66
Geo | 0 | 0 | 0 | 0 | 0 | 0
H | 0 | 0 | 0 | 0 | 0 | 0
LFG | 0 | 0 | 0.29 | 0.29 | 0.29 | 0.29
Nuc | 143.46 | 146.38 | 155.53 | 158.57 | 158.57 | 158.57
PS | 0 | 0 | 0 | 0 | 0 | 0
PV | 0 | 0 | 0 | 0 | 0 | 0
PeakG | 6.76 | 11.77 | 23.08 | 20.56 | 33.08 | 48.42
PeakO | 0 | 0 | 0 | 0 | 0 | 0
ST | 0 | 0 | 0 | 0 | 0 | 0
STOG | 3.01 | 6.3 | 7.23 | 5 | 4.68 | 1.66
STWD | 0 | 0 | 0 | 0 | 0 | 0
WT | 0 | 0 | 0 | 0 | 0 | 0
IGCC | 0 | 0 | 0 | 0 | 0 | 0
DemandResponse | 0 | 0 | 0 | 0 | 0 | 0
IGCC-CCS | 0 | 0 | 0 | 0 | 0 | 0
WT_off | 0 | 0 | 0 | 0 | 0 | 0
PseudoUnit | 0 | 0 | 0 | 0 | 0 | 0
FixedInterchange | 0 | 0 | 0 | 0 | 0 | 0
Fuel Cost by Reporting Type: MISO_W
ReportingType | 2015 | 2020 | 2025 | 2030 | 2035 | 2040
BM | 0 | 0 | 0 | 0 | 0 | 0
CC | 362.13 | 248.59 | 292.84 | 250.27 | 319.95 | 196.23
CSP | 0 | 0 | 0 | 0 | 0 | 0
CT | 0 | 0 | 0 | 0 | 0 | 0
Coal | 1447.27 | 1451.83 | 1379.74 | 1417.43 | 1864.77 | 2510.71
Geo | 0 | 0 | 0 | 0 | 0 | 0
H | 0 | 0 | 0 | 0 | 0 | 0
LFG | 0 | 0 | 0.09 | 0.09 | 0.09 | 0.09
Nuc | 152.53 | 155.64 | 165.37 | 168.6 | 0.01 | 0.01
PS | 0 | 0 | 0 | 0 | 0 | 0
PV | 0 | 0 | 0 | 0 | 0 | 0
PeakG | 20.06 | 20.18 | 15.13 | 19.63 | 56.4 | 8.06
PeakO | 0 | 0 | 0 | 0 | 0 | 0
ST | 0 | 0 | 0 | 0 | 0 | 0
STOG | 1.44 | 0.97 | 0.33 | 0.13 | 0.26 | 0.12
STWD | 0 | 11.64 | 9.45 | 9.38 | 9.45 | 9.45
WT | 0 | 0 | 0 | 0 | 0 | 0
IGCC | 0 | 0 | 0 | 0 | 0 | 0
DemandResponse | 0 | 0 | 0 | 0 | 0 | 0
IGCC-CCS | 0 | 0 | 0 | 0 | 0 | 0
WT_off | 0 | 0 | 0 | 0 | 0 | 0
PseudoUnit | 0 | 0 | 0 | 0 | 0 | 0
FixedInterchange | 0 | 0 | 0 | 0 | 0 | 0
Fuel Cost by Reporting Type: MISO_WUMS
ReportingType | 2015 | 2020 | 2025 | 2030 | 2035 | 2040
BM | 0 | 0 | 0 | 0 | 0 | 0
CC | 539.32 | 447.71 | 1231.31 | 1116.72 | 1564.57 | 1527.01
CSP | 0 | 0 | 0 | 0 | 0 | 0
CT | 0 | 22.01 | 7.87 | 9.47 | 39.46 | 78.27
Coal | 666.99 | 879.56 | 702.69 | 825 | 1034.61 | 1076.83
Geo | 0 | 0 | 0 | 0 | 0 | 0
H | 0 | 0 | 0 | 0 | 0 | 0
LFG | 0 | 0.08 | 0.29 | 0.29 | 0.29 | 0.29
Nuc | 120.89 | 123.35 | 131.06 | 133.62 | 0.01 | 0.01
PS | 0 | 0 | 0 | 0 | 0 | 0
PV | 0 | 0 | 0 | 0 | 0 | 0
PeakG | 1.32 | 1.69 | 0 | 0 | 0 | 0
PeakO | 0 | 0 | 0 | 0 | 0 | 0
ST | 0 | 0 | 0 | 0 | 0 | 0
STOG | 0.13 | 0 | 0 | 0 | 0 | 0
STWD | 0 | 3.54 | 1.91 | 3.67 | 3.67 | 3.67
WT | 0 | 0 | 0 | 0 | 0 | 0
IGCC | 0 | 0 | 0 | 0 | 0 | 0
DemandResponse | 0 | 0 | 0 | 0 | 0 | 0
IGCC-CCS | 0 | 0 | 0 | 0 | 0 | 0
WT_off | 0 | 0 | 0 | 0 | 0 | 0
PseudoUnit | 0 | 0 | 0 | 0 | 0 | 0
FixedInterchange | 0 | 0 | 0 | 0 | 0 | 0
Fuel Cost by Reporting Type: Nebraska
ReportingType | 2015 | 2020 | 2025 | 2030 | 2035 | 2040
BM | 0 | 0 | 0 | 0 | 0 | 0
CC | 22.21 | 17.45 | 19.92 | 21.79 | 19.92 | 15.34
CSP | 0 | 0 | 0 | 0 | 0 | 0
CT | 0 | 0 | 0 | 0 | 0 | 0
Coal | 458.55 | 453.28 | 414.52 | 414.52 | 872.37 | 1032.83
Geo | 0 | 0 | 0 | 0 | 0 | 0
H | 0 | 0 | 0 | 0 | 0 | 0
LFG | 0 | 0 | 0.09 | 0.09 | 0.09 | 0.09
Nuc | 83.67 | 85.37 | 90.71 | 92.48 | 0.01 | 0.01
PS | 0 | 0 | 0 | 0 | 0 | 0
PV | 0 | 0 | 0 | 0 | 0 | 0
PeakG | 4.48 | 5.37 | 8.55 | 13.45 | 11.15 | 8.44
PeakO | 0 | 0 | 0 | 0 | 0 | 0
ST | 0 | 0 | 0 | 0 | 0 | 0
STOG | 0 | 0 | 0 | 0 | 0 | 0
STWD | 0 | 0 | 0 | 0 | 0 | 0
WT | 0 | 0 | 0 | 0 | 0 | 0
IGCC | 0 | 0 | 0 | 0 | 0 | 0
DemandResponse | 0 | 0 | 0 | 0 | 0 | 0
IGCC-CCS | 0 | 0 | 0 | 0 | 0 | 0
WT_off | 0 | 0 | 0 | 0 | 0 | 0
PseudoUnit | 0 | 0 | 0 | 0 | 0 | 0
FixedInterchange | 0 | 0 | 0 | 0 | 0 | 0
Fuel Cost by Reporting Type: NEISO
ReportingType | 2015 | 2020 | 2025 | 2030 | 2035 | 2040
BM | 128.98 | 128.98 | 36.2 | 37.75 | 43.31 | 40.94
CC | 1483.58 | 1171.78 | 1290.86 | 1505.86 | 2100.98 | 2544.48
CSP | 0 | 0 | 0 | 0 | 0 | 0
CT | 0.14 | 0.52 | 0.57 | 0.62 | 1.92 | 4.2
Coal | 1.16 | 0 | 0 | 0 | 0 | 0
Geo | 0 | 0 | 0 | 0 | 0 | 0
H | 0 | 0 | 0 | 0 | 0 | 0
LFG | 0.06 | 0.06 | 0.15 | 0.15 | 0.15 | 0.15
Nuc | 293.25 | 299.23 | 317.93 | 324.14 | 234.19 | 173
PS | 0 | 0 | 0 | 0 | 0 | 0
PV | 0 | 0 | 0 | 0 | 0 | 0
PeakG | 1.26 | 1.78 | 1.94 | 2.11 | 5.84 | 6.2
PeakO | 0 | 0 | 0 | 0 | 0 | 0
ST | 0 | 0 | 0 | 0 | 0 | 0
STOG | 0 | 0 | 0 | 0 | 0 | 0
STWD | 317.32 | 96.61 | 6.15 | 86.1 | 93.69 | 97.18
WT | 0 | 0 | 0 | 0 | 0 | 0
IGCC | 0 | 0 | 0 | 0 | 0 | 0
DemandResponse | 0 | 0 | 0 | 0 | 0 | 0
IGCC-CCS | 0 | 0 | 0 | 0 | 0 | 0
WT_off | 0 | 0 | 0 | 0 | 0 | 0
PseudoUnit | 0 | 0 | 0 | 0 | 0 | 0
FixedInterchange | 0 | 0 | 0 | 0 | 0 | 0
Fuel Cost by Reporting Type: NonRTO_Midwest
ReportingType | 2015 | 2020 | 2025 | 2030 | 2035 | 2040
BM | 0 | 0 | 0 | 0 | 0 | 0
CC | 0 | 29.28 | 72.81 | 95.72 | 131.98 | 207.53
CSP | 0 | 0 | 0 | 0 | 0 | 0
CT | 0 | 3.92 | 4.4 | 9.18 | 5.25 | 11.39
Coal | 1368.54 | 1439.46 | 1480.36 | 1639.21 | 1750.69 | 1923.6
Geo | 0 | 0 | 0 | 0 | 0 | 0
H | 0 | 0 | 0 | 0 | 0 | 0
LFG | 0 | 0 | 0.01 | 0.2 | 0.2 | 0.2
Nuc | 0 | 0 | 0 | 0 | 0 | 0
PS | 0 | 0 | 0 | 0 | 0 | 0
PV | 0 | 0 | 0 | 0 | 0 | 0
PeakG | 8.08 | 12.4 | 21.59 | 24.53 | 29.12 | 31.65
PeakO | 0 | 0 | 0 | 0 | 0 | 0
ST | 0 | 0 | 0 | 0 | 0 | 0
STOG | 0 | 0 | 0 | 0 | 0 | 0
STWD | 0 | 0 | 0 | 0 | 0 | 0
WT | 0 | 0 | 0 | 0 | 0 | 0
IGCC | 0 | 0 | 0 | 0 | 0 | 0
DemandResponse | 0 | 0 | 0 | 0 | 0 | 0
IGCC-CCS | 0 | 0 | 0 | 0 | 0 | 0
WT_off | 0 | 0 | 0 | 0 | 0 | 0
PseudoUnit | 0 | 0 | 0 | 0 | 0 | 0
FixedInterchange | 0 | 0 | 0 | 0 | 0 | 0
Fuel Cost by Reporting Type: NYISO_A-F
ReportingType | 2015 | 2020 | 2025 | 2030 | 2035 | 2040
BM | 0 | 0 | 0 | 0 | 0 | 0
CC | 245.4 | 322.37 | 447.58 | 540.39 | 668.31 | 693.77
CSP | 0 | 0 | 0 | 0 | 0 | 0
CT | 0 | 0 | 0 | 0 | 0 | 0
Coal | 0 | 0 | 0 | 0 | 0 | 0
Geo | 0 | 0 | 0 | 0 | 0 | 0
H | 0 | 0 | 0 | 0 | 0 | 0
LFG | 0.01 | 0.01 | 0.02 | 0.09 | 0.09 | 0.09
Nuc | 217.02 | 221.45 | 235.29 | 195.6 | 154.22 | 93.47
PS | 0 | 0 | 0 | 0 | 0 | 0
PV | 0 | 0 | 0 | 0 | 0 | 0
PeakG | 0 | 0.09 | 0.36 | 0.39 | 0.41 | 0.53
PeakO | 0 | 0 | 0 | 0 | 0 | 0
ST | 0 | 0 | 0 | 0 | 0 | 0
STOG | 0 | 0 | 0 | 0 | 0 | 0
STWD | 0 | 0 | 0 | 0.06 | 0.06 | 0.22
WT | 0 | 0 | 0 | 0 | 0 | 0
IGCC | 0 | 0 | 0 | 0 | 0 | 0
DemandResponse | 0 | 0 | 0 | 0 | 0 | 0
IGCC-CCS | 0 | 0 | 0 | 0 | 0 | 0
WT_off | 0 | 0 | 0 | 0 | 0 | 0
PseudoUnit | 0 | 0 | 0 | 0 | 0 | 0
FixedInterchange | 0 | 0 | 0 | 0 | 0 | 0
Fuel Cost by Reporting Type: NYISO_G-I
ReportingType | 2015 | 2020 | 2025 | 2030 | 2035 | 2040
BM | 0 | 0 | 0 | 0 | 0 | 0
CC | 245.85 | 308.52 | 511.6 | 724.28 | 1634.82 | 2723.34
CSP | 0 | 0 | 0 | 0 | 0 | 0
CT | 0 | 0 | 0 | 0 | 0 | 0
Coal | 0 | 0 | 0 | 0 | 0 | 0
Geo | 0 | 0 | 0 | 0 | 0 | 0
H | 0 | 0 | 0 | 0 | 0 | 0
LFG | 0 | 0 | 0.09 | 0.09 | 0.09 | 0.09
Nuc | 130.64 | 133.3 | 141.63 | 144.4 | 72.41 | 0.03
PS | 0 | 0 | 0 | 0 | 0 | 0
PV | 0 | 0 | 0 | 0 | 0 | 0
PeakG | 0 | 0 | 0 | 0 | 0 | 0.01
PeakO | 0 | 0 | 0 | 0 | 0 | 0
ST | 0 | 0 | 0 | 0 | 0 | 0
STOG | 0 | 0 | 0 | 0 | 0 | 0
STWD | 0 | 0 | 0 | 0 | 0 | 0
WT | 0 | 0 | 0 | 0 | 0 | 0
IGCC | 0 | 0 | 0 | 0 | 0 | 0
DemandResponse | 0 | 0 | 0 | 0 | 0 | 0
IGCC-CCS | 0 | 0 | 0 | 0 | 0 | 0
WT_off | 0 | 0 | 0 | 0 | 0 | 0
PseudoUnit | 0 | 0 | 0 | 0 | 0 | 0
FixedInterchange | 0 | 0 | 0 | 0 | 0 | 0
Fuel Cost by Reporting Type: NYISO_J-K
ReportingType | 2015 | 2020 | 2025 | 2030 | 2035 | 2040
BM | 0 | 0 | 0 | 0 | 0 | 0
CC | 833.3 | 1050.23 | 1155.88 | 1229.32 | 1357.47 | 1478.92
CSP | 0 | 0 | 0 | 0 | 0 | 0
CT | 0 | 0 | 0.46 | 2.73 | 5.95 | 13.53
Coal | 0 | 0 | 0 | 0 | 0 | 0
Geo | 0 | 0 | 0 | 0 | 0 | 0
H | 0 | 0 | 0 | 0 | 0 | 0
LFG | 0 | 0 | 0 | 0.09 | 0.09 | 0.09
Nuc | 0 | 0 | 0 | 0 | 0 | 0
PS | 0 | 0 | 0 | 0 | 0 | 0
PV | 0 | 0 | 0 | 0 | 0 | 0
PeakG | 2.22 | 6.55 | 7.54 | 9.43 | 11.91 | 17.51
PeakO | 0 | 0 | 0 | 0 | 0 | 0
ST | 0 | 0 | 0 | 0 | 0 | 0
STOG | 54.01 | 99.05 | 123.15 | 144.32 | 186.79 | 248.96
STWD | 0 | 0 | 0 | 0 | 0 | 0
WT | 0 | 0 | 0 | 0 | 0 | 0
IGCC | 0 | 0 | 0 | 0 | 0 | 0
DemandResponse | 0 | 0 | 0 | 0 | 0 | 0
IGCC-CCS | 0 | 0 | 0 | 0 | 0 | 0
WT_off | 0 | 0 | 0 | 0 | 0 | 0
PseudoUnit | 0 | 0 | 0 | 0 | 0 | 0
FixedInterchange | 0 | 0 | 0 | 0 | 0 | 0
Fuel Cost by Reporting Type: PJM_E
ReportingType | 2015 | 2020 | 2025 | 2030 | 2035 | 2040
BM | 9.67 | 15.34 | 15.34 | 15.34 | 15.34 | 15.34
CC | 840.23 | 1341.24 | 1778.78 | 1729.44 | 2159.32 | 2609.23
CSP | 0 | 0 | 0 | 0 | 0 | 0
CT | 0 | 0.04 | 0.05 | 0.32 | 4.27 | 11.42
Coal | 8.84 | 3.86 | 5.97 | 6.68 | 6.94 | 7.2
Geo | 0 | 0 | 0 | 0 | 0 | 0
H | 0 | 0 | 0 | 0 | 0 | 0
LFG | 0.01 | 0.18 | 0.18 | 0.18 | 0.18 | 0.18
Nuc | 563.79 | 533.75 | 567.11 | 578.18 | 415.32 | 329.35
PS | 0 | 0 | 0 | 0 | 0 | 0
PV | 0 | 0 | 0 | 0 | 0 | 0
PeakG | 0.14 | 4.2 | 27.83 | 30.31 | 33.09 | 30.26
PeakO | 0 | 0 | 0 | 0 | 0 | 0
ST | 0 | 0 | 0 | 0 | 0 | 0
STOG | 4.64 | 27.75 | 57.99 | 55.17 | 68.71 | 69.67
STWD | 0 | 0 | 0 | 0 | 0 | 0
WT | 0 | 0 | 0 | 0 | 0 | 0
IGCC | 0 | 0 | 0 | 0 | 0 | 0
DemandResponse | 0 | 0 | 0 | 0 | 0 | 0
IGCC-CCS | 0 | 0 | 0 | 0 | 0 | 0
WT_off | 0 | 0 | 0 | 0 | 0 | 0
PseudoUnit | 0 | 0 | 0 | 0 | 0 | 0
FixedInterchange | 0 | 0 | 0 | 0 | 0 | 0
Fuel Cost by Reporting Type: PJM_ROM
ReportingType | 2015 | 2020 | 2025 | 2030 | 2035 | 2040
BM | 5.8 | 9.21 | 9.21 | 9.21 | 9.21 | 9.21
CC | 532.49 | 798.74 | 905.04 | 848.2 | 2095.77 | 6274.57
CSP | 0 | 0 | 0 | 0 | 0 | 0
CT | 0 | 0.03 | 0.18 | 0.2 | 0.21 | 0.12
Coal | 1219.36 | 1226.35 | 1426.3 | 1585.3 | 1623.63 | 1694.54
Geo | 0 | 0 | 0 | 0 | 0 | 0
H | 0 | 0 | 0 | 0 | 0 | 0
LFG | 0.02 | 0.36 | 0.36 | 0.36 | 0.36 | 0.36
Nuc | 337.6 | 344.49 | 366.02 | 373.17 | 244.83 | 178.21
PS | 0 | 0 | 0 | 0 | 0 | 0
PV | 0 | 0 | 0 | 0 | 0 | 0
PeakG | 0 | 2.7 | 2.97 | 3.24 | 20.76 | 11.69
PeakO | 0 | 0 | 0 | 0 | 0 | 0
ST | 0 | 0 | 0 | 0 | 0 | 0
STOG | 24.79 | 37.55 | 56.68 | 57.97 | 66.16 | 69.57
STWD | 16.14 | 35.1 | 35.1 | 35.1 | 35.1 | 35.1
WT | 0 | 0 | 0 | 0 | 0 | 0
IGCC | 0 | 0 | 0 | 0 | 0 | 0
DemandResponse | 0 | 0 | 0 | 0 | 0 | 0
IGCC-CCS | 0 | 0 | 0 | 0 | 0 | 0
WT_off | 0 | 0 | 0 | 0 | 0 | 0
PseudoUnit | 0 | 0 | 0 | 0 | 0 | 0
FixedInterchange | 0 | 0 | 0 | 0 | 0 | 0
Fuel Cost by Reporting Type: PJM_ROR
ReportingType | 2015 | 2020 | 2025 | 2030 | 2035 | 2040
BM | 2.67 | 11.05 | 24.54 | 62.57 | 111.97 | 83.32
CC | 2185.04 | 2301.32 | 2598.27 | 3910.01 | 7010.9 | 6403.89
CSP | 0 | 0 | 0 | 0 | 0 | 0
CT | 0.14 | 0.29 | 0.32 | 0.35 | 0.4 | 0.44
Coal | 7657.27 | 6852.97 | 6745.4 | 7696.51 | 8269.21 | 8745.15
Geo | 0 | 0 | 0 | 0 | 0 | 0
H | 0 | 0 | 0 | 0 | 0 | 0
LFG | 0.07 | 0.07 | 0.73 | 0.73 | 0.73 | 0.73
Nuc | 1319.64 | 1346.55 | 1430.71 | 1395.54 | 1084.35 | 728.88
PS | 0 | 0 | 0 | 0 | 0 | 0
PV | 0 | 0 | 0 | 0 | 0 | 0
PeakG | 60.87 | 58.94 | 87.63 | 101.17 | 77.24 | 95.5
PeakO | 0 | 0 | 0 | 0 | 0 | 0
ST | 0 | 0 | 0 | 0 | 0 | 0
STOG | 35.69 | 40.37 | 49.16 | 53.01 | 60.1 | 64.1
STWD | 2.8 | 46.51 | 87.03 | 103.86 | 103.86 | 103.87
WT | 0 | 0 | 0 | 0 | 0 | 0
IGCC | 0 | 0 | 0 | 0 | 0 | 0
DemandResponse | 0 | 0 | 0 | 0 | 0 | 0
IGCC-CCS | 0 | 0 | 0 | 0 | 0 | 0
WT_off | 0 | 0 | 0 | 0 | 0 | 0
PseudoUnit | 0 | 0 | 0 | 0 | 0 | 0
FixedInterchange | 0 | 0 | 0 | 0 | 0 | 0
Fuel Cost by Reporting Type: SOCO
ReportingType | 2015 | 2020 | 2025 | 2030 | 2035 | 2040
BM | 0 | 0 | 1.58 | 1.58 | 2.62 | 2.62
CC | 4041.9 | 4223.75 | 4635.13 | 5320.81 | 5540.4 | 5847.34
CSP | 0 | 0 | 0 | 0 | 0 | 0
CT | 0 | 0 | 0 | 0 | 0 | 0
Coal | 2677.52 | 3012.3 | 3413.32 | 3756.21 | 4352.56 | 5610.22
Geo | 0 | 0 | 0 | 0 | 0 | 0
H | 0 | 0 | 0 | 0 | 0 | 0
LFG | 0 | 0 | 0.14 | 0.14 | 0.14 | 0.14
Nuc | 396.64 | 551.11 | 585.56 | 596.99 | 596.99 | 398.46
PS | 0 | 0 | 0 | 0 | 0 | 0
PV | 0 | 0 | 0 | 0 | 0 | 0
PeakG | 25.43 | 64.21 | 146.61 | 144.54 | 163.55 | 160.32
PeakO | 0 | 0 | 0 | 0 | 0 | 0
ST | 0 | 0 | 0 | 0 | 0 | 0
STOG | 0 | 0 | 0 | 0 | 0 | 0
STWD | 0 | 0 | 0 | 0 | 0 | 0
WT | 0 | 0 | 0 | 0 | 0 | 0
IGCC | 0 | 0 | 0 | 0 | 0 | 0
DemandResponse | 0 | 0 | 0 | 0 | 0 | 0
IGCC-CCS | 0 | 0 | 0 | 0 | 0 | 0
WT_off | 0 | 0 | 0 | 0 | 0 | 0
PseudoUnit | 0 | 0 | 0 | 0 | 0 | 0
FixedInterchange | 0 | 0 | 0 | 0 | 0 | 0
Fuel Cost by Reporting Type: SPP_N
ReportingType | 2015 | 2020 | 2025 | 2030 | 2035 | 2040
BM | 0 | 0 | 0 | 0 | 0 | 0
CC | 268.47 | 398.32 | 560.93 | 687.75 | 500.15 | 468.63
CSP | 0 | 0 | 0 | 0 | 0 | 0
CT | 0 | 0 | 0 | 5.01 | 25.69 | 30.97
Coal | 1116.15 | 1108.45 | 1019.51 | 1019.52 | 1282.68 | 1516.6
Geo | 0 | 0 | 0 | 0 | 0 | 0
H | 0 | 0 | 0 | 0 | 0 | 0
LFG | 0 | 0 | 0.12 | 0.12 | 0.12 | 0.12
Nuc | 74.76 | 76.29 | 81.06 | 82.64 | 82.64 | 82.64
PS | 0 | 0 | 0 | 0 | 0 | 0
PV | 0 | 0 | 0 | 0 | 0 | 0
PeakG | 2.64 | 5.72 | 10.53 | 14.4 | 10.97 | 6.44
PeakO | 0 | 0 | 0 | 0 | 0 | 0
ST | 0 | 0 | 0 | 0 | 0 | 0
STOG | 24.5 | 33.69 | 38.5 | 47.01 | 51.99 | 56.81
STWD | 0 | 0 | 0 | 0 | 0 | 0
WT | 0 | 0 | 0 | 0 | 0 | 0
IGCC | 0 | 0 | 0 | 0 | 0 | 0
DemandResponse | 0 | 0 | 0 | 0 | 0 | 0
IGCC-CCS | 0 | 0 | 0 | 0 | 0 | 0
WT_off | 0 | 0 | 0 | 0 | 0 | 0
PseudoUnit | 0 | 0 | 0 | 0 | 0 | 0
FixedInterchange | 0 | 0 | 0 | 0 | 0 | 0
Fuel Cost by Reporting Type: SPP_S
ReportingType | 2015 | 2020 | 2025 | 2030 | 2035 | 2040
BM | 0 | 0 | 0 | 0 | 0 | 0
CC | 1257.08 | 1561.37 | 2059.01 | 2400.14 | 1832.75 | 1364.89
CSP | 0 | 0 | 0 | 0 | 0 | 0
CT | 0 | 0.25 | 6.75 | 4.67 | 0 | 0
Coal | 2005.1 | 2038.2 | 1890.28 | 2001.77 | 2295.67 | 2417.52
Geo | 0 | 0 | 0 | 0 | 0 | 0
H | 0 | 0 | 0 | 0 | 0 | 0
LFG | 0 | 0 | 0.12 | 0.12 | 0.12 | 0.12
Nuc | 0 | 0 | 0 | 0 | 0 | 0
PS | 0 | 0 | 0 | 0 | 0 | 0
PV | 0 | 0 | 0 | 0 | 0 | 0
PeakG | 0 | 0 | 4.51 | 0.76 | 0 | 0
PeakO | 0 | 0 | 0 | 0 | 0 | 0
ST | 0 | 0 | 0 | 0 | 0 | 0
STOG | 95.22 | 108.6 | 153.84 | 152.59 | 123.43 | 86.08
STWD | 0 | 0 | 0 | 0 | 0 | 0
WT | 0 | 0 | 0 | 0 | 0 | 0
IGCC | 0 | 0 | 0 | 0 | 0 | 0
DemandResponse | 0 | 0 | 0 | 0 | 0 | 0
IGCC-CCS | 0 | 0 | 0 | 0 | 0 | 0
WT_off | 0 | 0 | 0 | 0 | 0 | 0
PseudoUnit | 0 | 0 | 0 | 0 | 0 | 0
FixedInterchange | 0 | 0 | 0 | 0 | 0 | 0
Fuel Cost by Reporting Type: TVA
ReportingType | 2015 | 2020 | 2025 | 2030 | 2035 | 2040
BM | 0 | 0 | 0 | 0 | 0 | 0
CC | 688.47 | 833.8 | 1148.68 | 1344.47 | 1308.52 | 1255.46
CSP | 0 | 0 | 0 | 0 | 0 | 0
CT | 0 | 11.16 | 23.93 | 25.54 | 19.73 | 31.87
Coal | 1941.67 | 1964.49 | 1940.87 | 2122.9 | 2895.49 | 3566.73
Geo | 0 | 0 | 0 | 0 | 0 | 0
H | 0 | 0 | 0 | 0 | 0 | 0
LFG | 0 | 0 | 0.14 | 0.14 | 0.14 | 0.14
Nuc | 542.87 | 553.94 | 588.56 | 600.05 | 420.73 | 329.46
PS | 0 | 0 | 0 | 0 | 0 | 0
PV | 0 | 0 | 0 | 0 | 0 | 0
PeakG | 0 | 0 | 2.64 | 2.79 | 3.44 | 3.94
PeakO | 0 | 0 | 0 | 0 | 0 | 0
ST | 0 | 0 | 0 | 0 | 0 | 0
STOG | 0 | 0 | 0 | 0 | 0 | 0
STWD | 0 | 0 | 0 | 0.01 | 0.14 | 0.14
WT | 0 | 0 | 0 | 0 | 0 | 0
IGCC | 0 | 0 | 0 | 0 | 0 | 0
DemandResponse | 0 | 0 | 0 | 0 | 0 | 0
IGCC-CCS | 0 | 0 | 0 | 0 | 0 | 0
WT_off | 0 | 0 | 0 | 0 | 0 | 0
PseudoUnit | 0 | 0 | 0 | 0 | 0 | 0
FixedInterchange | 0 | 0 | 0 | 0 | 0 | 0
Fuel Cost by Reporting Type: TVA_Transmission
ReportingType | 2015 | 2020 | 2025 | 2030 | 2035 | 2040
BM | 0 | 0 | 0 | 0 | 0 | 0
CC | 0 | 0 | 0 | 0 | 0 | 0
CSP | 0 | 0 | 0 | 0 | 0 | 0
CT | 0 | 0 | 0 | 0 | 0 | 0
Coal | 0 | 0 | 0 | 0 | 0 | 0
Geo | 0 | 0 | 0 | 0 | 0 | 0
H | 0 | 0 | 0 | 0 | 0 | 0
LFG | 0 | 0 | 0 | 0 | 0 | 0
Nuc | 0 | 0 | 0 | 0 | 0 | 0
PS | 0 | 0 | 0 | 0 | 0 | 0
PV | 0 | 0 | 0 | 0 | 0 | 0
PeakG | 0 | 0 | 0 | 0 | 0 | 0
PeakO | 0 | 0 | 0 | 0 | 0 | 0
ST | 0 | 0 | 0 | 0 | 0 | 0
STOG | 0 | 0 | 0 | 0 | 0 | 0
STWD | 0 | 0 | 0 | 0 | 0 | 0
WT | 0 | 0 | 0 | 0 | 0 | 0
IGCC | 0 | 0 | 0 | 0 | 0 | 0
DemandResponse | 0 | 0 | 0 | 0 | 0 | 0
IGCC-CCS | 0 | 0 | 0 | 0 | 0 | 0
WT_off | 0 | 0 | 0 | 0 | 0 | 0
PseudoUnit | 0 | 0 | 0 | 0 | 0 | 0
FixedInterchange | 0 | 0 | 0 | 0 | 0 | 0
Fuel Cost by Reporting Type: VACAR
ReportingType | 2015 | 2020 | 2025 | 2030 | 2035 | 2040
BM | 0.47 | 178.1 | 521.49 | 580.47 | 628.88 | 701.01
CC | 1968.19 | 2005.61 | 2119.73 | 2479.04 | 3803.26 | 5833.77
CSP | 0 | 0 | 0 | 0 | 0 | 0
CT | 4.22 | 4.56 | 9.05 | 7.76 | 31.69 | 32.31
Coal | 2486.9 | 2547.36 | 3255.66 | 3732.2 | 4351.62 | 4540.04
Geo | 0 | 0 | 0 | 0 | 0 | 0
H | 0 | 0 | 0 | 0 | 0 | 0
LFG | 0 | 0.14 | 0.14 | 0.14 | 0.14 | 0.14
Nuc | 730.67 | 900.6 | 956.89 | 975.58 | 746.08 | 614.79
PS | 0 | 0 | 0 | 0 | 0 | 0
PV | 0 | 0 | 0 | 0 | 0 | 0
PeakG | 6.79 | 12.57 | 25.36 | 26.18 | 33.43 | 35.48
PeakO | 0 | 0 | 0 | 0 | 0 | 0
ST | 0 | 0 | 0 | 0 | 0 | 0
STOG | 0 | 0 | 0.07 | 0.08 | 0.09 | 0.09
STWD | 159.73 | 159.73 | 100.95 | 117.43 | 159.73 | 159.73
WT | 0 | 0 | 0 | 0 | 0 | 0
IGCC | 0 | 0 | 0 | 0 | 0 | 0
DemandResponse | 0 | 0 | 0 | 0 | 0 | 0
IGCC-CCS | 0 | 0 | 0 | 0 | 0 | 0
WT_off | 0 | 0 | 0 | 0 | 0 | 0
PseudoUnit | 0 | 0 | 0 | 0 | 0 | 0
FixedInterchange | 0 | 0 | 0 | 0 | 0 | 0
Fuel Cost by Reporting Type: IESO
ReportingType | 2015 | 2020 | 2025 | 2030 | 2035 | 2040
BM | 0 | 0 | 0 | 0 | 0.26 | 0.26
CC | 33.33 | 50.18 | 75.42 | 97.26 | 504.23 | 1380.5
CSP | 0 | 0 | 0 | 0 | 0 | 0
CT | 0 | 0 | 0.2 | 0.22 | 2.68 | 10.61
Coal | 0 | 0 | 0 | 0 | 0 | 0
Geo | 0 | 0 | 0 | 0 | 0 | 0
H | 0 | 0 | 0 | 0 | 0 | 0
LFG | 0.02 | 0.02 | 0.02 | 0.02 | 0.02 | 0.02
Nuc | 854.23 | 871.65 | 926.13 | 944.22 | 869.51 | 757.81
PS | 0 | 0 | 0 | 0 | 0 | 0
PV | 0 | 0 | 0 | 0 | 0 | 0
PeakG | 0 | 0 | 0.27 | 0.29 | 0.31 | 1.16
PeakO | 0 | 0 | 0 | 0 | 0 | 0
ST | 0 | 0 | 0 | 0 | 0 | 0
STOG | 0 | 0 | 0 | 0 | 0 | 0
STWD | 0 | 0 | 0 | 0 | 0 | 0
WT | 0 | 0 | 0 | 0 | 0 | 0
IGCC | 0 | 0 | 0 | 0 | 0 | 0
DemandResponse | 0 | 0 | 0 | 0 | 0 | 0
IGCC-CCS | 0 | 0 | 0 | 0 | 0 | 0
WT_off | 0 | 0 | 0 | 0 | 0 | 0
PseudoUnit | 0 | 0 | 0 | 0 | 0 | 0
FixedInterchange | 0 | 0 | 0 | 0 | 0 | 0
Fuel Cost by Reporting Type: MAPP_CA
ReportingType | 2015 | 2020 | 2025 | 2030 | 2035 | 2040
BM | 0 | 0 | 0 | 0 | 0 | 0
CC | 297.88 | 426.91 | 535.25 | 685.52 | 924.25 | 975.69
CSP | 0 | 0 | 0 | 0 | 0 | 0
CT | 0 | 0 | 0 | 0 | 0 | 2.65
Coal | 5.25 | 10.15 | 25.55 | 96.71 | 181.18 | 215.93
Geo | 0 | 0 | 0 | 0 | 0 | 0
H | 0 | 0 | 0 | 0 | 0 | 0
LFG | 0 | 0 | 0 | 0 | 0 | 0
Nuc | 0 | 0 | 0 | 0 | 0 | 0
PS | 0 | 0 | 0 | 0 | 0 | 0
PV | 0 | 0 | 0 | 0 | 0 | 0
PeakG | 0 | 0 | 0.03 | 0 | 0.32 | 0
PeakO | 0 | 0 | 0 | 0 | 0 | 0
ST | 0 | 0 | 0 | 0 | 0 | 0
STOG | 0 | 0 | 0 | 0 | 0 | 0
STWD | 0 | 0 | 0 | 0 | 0 | 0
WT | 0 | 0 | 0 | 0 | 0 | 0
IGCC | 0 | 0 | 0 | 0 | 0 | 0
DemandResponse | 0 | 0 | 0 | 0 | 0 | 0
IGCC-CCS | 0 | 0 | 0 | 0 | 0 | 0
WT_off | 0 | 0 | 0 | 0 | 0 | 0
PseudoUnit | 0 | 0 | 0 | 0 | 0 | 0
FixedInterchange | 0 | 0 | 0 | 0 | 0 | 0
Fuel Cost by Reporting Type: AZ_NM_SNV_Coal
ReportingType | 2015 | 2020 | 2025 | 2030 | 2035 | 2040
BM | 0 | 0 | 0 | 0 | 0 | 0
CC | 0 | 0 | 0 | 0 | 0 | 0
CSP | 0 | 0 | 0 | 0 | 0 | 0
CT | 0 | 0 | 0 | 0 | 0 | 0
Coal | 1223.03 | 1370.38 | 1320.25 | 1320.25 | 1446.43 | 2759.69
Geo | 0 | 0 | 0 | 0 | 0 | 0
H | 0 | 0 | 0 | 0 | 0 | 0
LFG | 0 | 0 | 0 | 0 | 0 | 0
Nuc | 0 | 0 | 0 | 0 | 0 | 0
PS | 0 | 0 | 0 | 0 | 0 | 0
PV | 0 | 0 | 0 | 0 | 0 | 0
PeakG | 0 | 0 | 0 | 0 | 0 | 0
PeakO | 0 | 0 | 0 | 0 | 0 | 0
ST | 0 | 0 | 0 | 0 | 0 | 0
STOG | 0 | 0 | 0 | 0 | 0 | 0
STWD | 0 | 0 | 0 | 0 | 0 | 0
WT | 0 | 0 | 0 | 0 | 0 | 0
IGCC | 0 | 0 | 0 | 0 | 0 | 0
DemandResponse | 0 | 0 | 0 | 0 | 0 | 0
IGCC-CCS | 0 | 0 | 0 | 0 | 0 | 0
WT_off | 0 | 0 | 0 | 0 | 0 | 0
PseudoUnit | 0 | 0 | 0 | 0 | 0 | 0
FixedInterchange | 0 | 0 | 0 | 0 | 0 | 0
Fuel Cost by Reporting Type: AZ_NM_SNV_Gas
ReportingType | 2015 | 2020 | 2025 | 2030 | 2035 | 2040
BM | 0 | 0 | 0 | 0 | 0 | 0
CC | 3512.25 | 4494.99 | 5190.72 | 6600.11 | 8451.94 | 8715.42
CSP | 0 | 0 | 0 | 0 | 0 | 0
CT | 0 | 0 | 4.8 | 10.04 | 0 | 0
Coal | 0 | 0 | 0 | 0 | 0 | 0
Geo | 0 | 0 | 0 | 0 | 0 | 0
H | 0 | 0 | 0 | 0 | 0 | 0
LFG | 0 | 0 | 0 | 0 | 0 | 0
Nuc | 0 | 0 | 0 | 0 | 0 | 0
PS | 0 | 0 | 0 | 0 | 0 | 0
PV | 0 | 0 | 0 | 0 | 0 | 0
PeakG | 0 | 0 | 17.94 | 32.53 | 49.18 | 0
PeakO | 0 | 0 | 0 | 0 | 0 | 0
ST | 0 | 0 | 0 | 0 | 0 | 0
STOG | 0 | 0 | 0 | 0 | 0 | 0
STWD | 0 | 0 | 0 | 0 | 0 | 0
WT | 0 | 0 | 0 | 0 | 0 | 0
IGCC | 0 | 0 | 0 | 0 | 0 | 0
DemandResponse | 0 | 0 | 0 | 0 | 0 | 0
IGCC-CCS | 0 | 0 | 0 | 0 | 0 | 0
WT_off | 0 | 0 | 0 | 0 | 0 | 0
PseudoUnit | 0 | 0 | 0 | 0 | 0 | 0
FixedInterchange | 0 | 0 | 0 | 0 | 0 | 0
Fuel Cost by Reporting Type: AZ_NM_SNV_NucRenew
ReportingType | 2015 | 2020 | 2025 | 2030 | 2035 | 2040
BM | 0 | 0 | 0 | 0 | 0 | 0
CC | 0 | 0 | 0 | 0 | 0 | 0
CSP | 0 | 0 | 0 | 0 | 0 | 0
CT | 0 | 0 | 0 | 0 | 0 | 0
Coal | 0 | 0 | 0 | 0 | 0 | 0
Geo | 0 | 0 | 0 | 0 | 0 | 0
H | 0 | 0 | 0 | 0 | 0 | 0
LFG | 0 | 0.08 | 0.08 | 0.08 | 0.08 | 0.08
Nuc | 254.91 | 260.1 | 276.36 | 281.76 | 281.76 | 281.76
PS | 0 | 0 | 0 | 0 | 0 | 0
PV | 0 | 0 | 0 | 0 | 0 | 0
PeakG | 0 | 0 | 0 | 0 | 0 | 0
PeakO | 0 | 0 | 0 | 0 | 0 | 0
ST | 0 | 0 | 0 | 0 | 0 | 0
STOG | 0 | 0 | 0 | 0 | 0 | 0
STWD | 11.54 | 11.54 | 1.09 | 10.35 | 10.35 | 10.35
WT | 0 | 0 | 0 | 0 | 0 | 0
IGCC | 0 | 0 | 0 | 0 | 0 | 0
DemandResponse | 0 | 0 | 0 | 0 | 0 | 0
IGCC-CCS | 0 | 0 | 0 | 0 | 0 | 0
WT_off | 0 | 0 | 0 | 0 | 0 | 0
PseudoUnit | 0 | 0 | 0 | 0 | 0 | 0
FixedInterchange | 0 | 0 | 0 | 0 | 0 | 0
Fuel Cost by Reporting Type: ERCOT
ReportingType | 2015 | 2020 | 2025 | 2030 | 2035 | 2040
BM | 0 | 0 | 0.32 | 0.96 | 6.73 | 6.89
CC | 5618.97 | 6076.81 | 6742.3 | 7583.01 | 9058.86 | 10178.9
CSP | 0 | 0 | 0 | 0 | 0 | 0
CT | 0 | 0.28 | 1.51 | 0.54 | 0.61 | 0.68
Coal | 2492.74 | 3246.71 | 3623.37 | 3623.37 | 4324.51 | 4519.59
Geo | 0 | 0 | 0 | 0 | 0 | 0
H | 0 | 0 | 0 | 0 | 0 | 0
LFG | 0 | 0 | 0 | 0.45 | 0.45 | 0.45
Nuc | 339.13 | 346.04 | 367.67 | 374.85 | 374.85 | 374.85
PS | 0 | 0 | 0 | 0 | 0 | 0
PV | 0 | 0 | 0 | 0 | 0 | 0
PeakG | 0 | 0.64 | 6.57 | 7.06 | 5.67 | 4.81
PeakO | 0 | 0 | 0 | 0 | 0 | 0
ST | 0 | 0 | 0 | 0 | 0 | 0
STOG | 189.85 | 277.96 | 434.85 | 439.3 | 454.52 | 440.09
STWD | 0 | 0 | 0 | 0 | 0 | 0
WT | 0 | 0 | 0 | 0 | 0 | 0
IGCC | 0 | 0 | 0 | 0 | 0 | 0
DemandResponse | 0 | 0 | 0 | 0 | 0 | 0
IGCC-CCS | 0 | 0 | 0 | 0 | 0 | 0
WT_off | 0 | 0 | 0 | 0 | 0 | 0
PseudoUnit | 0 | 0 | 0 | 0 | 0 | 0
FixedInterchange | 0 | 0 | 0 | 0 | 0 | 0
Fuel Cost by Reporting Type: NP15
ReportingType | 2015 | 2020 | 2025 | 2030 | 2035 | 2040
BM | 0 | 0 | 0 | 0 | 0 | 0
CC | 1368.32 | 1074.06 | 1596.98 | 1040.12 | 777.9 | 506.34
CSP | 0 | 0 | 0 | 0 | 0 | 0
CT | 0 | 0 | 0 | 0 | 0 | 0
Coal | 1.66 | 1.66 | 0 | 0 | 0 | 0
Geo | 0 | 0 | 0 | 0 | 0 | 0
H | 0 | 0 | 0 | 0 | 0 | 0
LFG | 0 | 0.72 | 0.72 | 0.72 | 0.72 | 0.72
Nuc | 150.62 | 153.69 | 163.3 | 166.49 | 166.49 | 166.49
PS | 0 | 0 | 0 | 0 | 0 | 0
PV | 0 | 0 | 0 | 0 | 0 | 0
PeakG | 0 | 0 | 0 | 0 | 0 | 2.1
PeakO | 0 | 0 | 0 | 0 | 0 | 0
ST | 0 | 0 | 0 | 0 | 0 | 0
STOG | 6.35 | 4.87 | 12.42 | 18.44 | 14.85 | 28.95
STWD | 244.45 | 244.45 | 0.31 | 142.78 | 143.99 | 149.06
WT | 0 | 0 | 0 | 0 | 0 | 0
IGCC | 0 | 0 | 0 | 0 | 0 | 0
DemandResponse | 0 | 0 | 0 | 0 | 0 | 0
IGCC-CCS | 0 | 0 | 0 | 0 | 0 | 0
WT_off | 0 | 0 | 0 | 0 | 0 | 0
PseudoUnit | 0 | 0 | 0 | 0 | 0 | 0
FixedInterchange | 0 | 0 | 0 | 0 | 0 | 0
Fuel Cost by Reporting Type: NWPP_Coal
ReportingType | 2015 | 2020 | 2025 | 2030 | 2035 | 2040
BM | 0 | 0 | 0 | 0 | 0 | 0
CC | 0 | 0 | 0 | 0 | 0 | 0
CSP | 0 | 0 | 0 | 0 | 0 | 0
CT | 0 | 0 | 0 | 0 | 0 | 0
Coal | 1333.48 | 1325.67 | 1232.55 | 1251.53 | 1388.16 | 1799.49
Geo | 0 | 0 | 0 | 0 | 0 | 0
H | 0 | 0 | 0 | 0 | 0 | 0
LFG | 0 | 0 | 0 | 0 | 0 | 0
Nuc | 0 | 0 | 0 | 0 | 0 | 0
PS | 0 | 0 | 0 | 0 | 0 | 0
PV | 0 | 0 | 0 | 0 | 0 | 0
PeakG | 0 | 0 | 0 | 0 | 0 | 0
PeakO | 0 | 0 | 0 | 0 | 0 | 0
ST | 0 | 0 | 0 | 0 | 0 | 0
STOG | 0 | 0 | 0 | 0 | 0 | 0
STWD | 0 | 0 | 0 | 0 | 0 | 0
WT | 0 | 0 | 0 | 0 | 0 | 0
IGCC | 0 | 0 | 0 | 0 | 0 | 0
DemandResponse | 0 | 0 | 0 | 0 | 0 | 0
IGCC-CCS | 0 | 0 | 0 | 0 | 0 | 0
WT_off | 0 | 0 | 0 | 0 | 0 | 0
PseudoUnit | 0 | 0 | 0 | 0 | 0 | 0
FixedInterchange | 0 | 0 | 0 | 0 | 0 | 0
Fuel Cost by Reporting Type: NWPP_Gas
ReportingType | 2015 | 2020 | 2025 | 2030 | 2035 | 2040
BM | 0 | 0 | 0 | 0 | 0 | 0
CC | 1631.63 | 1916.91 | 2224.39 | 4032.49 | 5767.44 | 6798.29
CSP | 0 | 0 | 0 | 0 | 0 | 0
CT | 0 | 0 | 0 | 0 | 0 | 0
Coal | 0 | 0 | 0 | 0 | 0.02 | 185.17
Geo | 0 | 0 | 0 | 0 | 0 | 0
H | 0 | 0 | 0 | 0 | 0 | 0
LFG | 0 | 0 | 0 | 0 | 0 | 0
Nuc | 0 | 0 | 0 | 0 | 0 | 0
PS | 0 | 0 | 0 | 0 | 0 | 0
PV | 0 | 0 | 0 | 0 | 0 | 0
PeakG | 0 | 0 | 0 | 0 | 0 | 0
PeakO | 0 | 0 | 0 | 0 | 0 | 0
ST | 0 | 0 | 0 | 0 | 0 | 0
STOG | 0 | 0 | 0 | 0 | 0 | 0
STWD | 0 | 0 | 0 | 0 | 0 | 0
WT | 0 | 0 | 0 | 0 | 0 | 0
IGCC | 0 | 0 | 0 | 0 | 0 | 0
DemandResponse | 0 | 0 | 0 | 0 | 0 | 0
IGCC-CCS | 0 | 0 | 0 | 0 | 0 | 0
WT_off | 0 | 0 | 0 | 0 | 0 | 0
PseudoUnit | 0 | 0 | 0 | 0 | 0 | 0
FixedInterchange | 0 | 0 | 0 | 0 | 0 | 0
Fuel Cost by Reporting Type: NWPP_NucRenew
ReportingType | 2015 | 2020 | 2025 | 2030 | 2035 | 2040
BM | 0 | 16.65 | 0 | 16.65 | 16.65 | 16.65
CC | 0 | 0 | 0 | 0 | 0 | 0
CSP | 0 | 0 | 0 | 0 | 0 | 0
CT | 0 | 0 | 0 | 0 | 0 | 0
Coal | 0 | 0 | 0 | 0 | 0 | 0
Geo | 0 | 0 | 0 | 0 | 0 | 0
H | 0 | 0 | 0 | 0 | 0 | 0
LFG | 0.03 | 0.05 | 0.34 | 0.34 | 0.34 | 0.34
Nuc | 71.13 | 72.58 | 77.12 | 78.63 | 78.63 | 78.63
PS | 0 | 0 | 0 | 0 | 0 | 0
PV | 0 | 0 | 0 | 0 | 0 | 0
PeakG | 0 | 0 | 0 | 0 | 0 | 0
PeakO | 0 | 0 | 0 | 0 | 0 | 0
ST | 0 | 0 | 0 | 0 | 0 | 0
STOG | 0 | 0 | 0 | 0 | 0 | 0
STWD | 0 | 0.07 | 0 | 14.63 | 14.63 | 14.63
WT | 0 | 0 | 0 | 0 | 0 | 0
IGCC | 0 | 0 | 0 | 0 | 0 | 0
DemandResponse | 0 | 0 | 0 | 0 | 0 | 0
IGCC-CCS | 0 | 0 | 0 | 0 | 0 | 0
WT_off | 0 | 0 | 0 | 0 | 0 | 0
PseudoUnit | 0 | 0 | 0 | 0 | 0 | 0
FixedInterchange | 0 | 0 | 0 | 0 | 0 | 0
Fuel Cost by Reporting Type: RMPA
ReportingType | 2015 | 2020 | 2025 | 2030 | 2035 | 2040
BM | 0 | 0 | 0 | 0 | 0 | 0
CC | 266.97 | 357.36 | 188.57 | 210.56 | 167 | 149.83
CSP | 0 | 0 | 0 | 0 | 0 | 0
CT | 0 | 0 | 0 | 0 | 0 | 0
Coal | 713.72 | 689 | 591.12 | 596.6 | 934.45 | 1121.01
Geo | 0 | 0 | 0 | 0 | 0 | 0
H | 0 | 0 | 0 | 0 | 0 | 0
LFG | 0 | 0.04 | 0.04 | 0.04 | 0.04 | 0.04
Nuc | 0 | 0 | 0 | 0 | 0 | 0
PS | 0 | 0 | 0 | 0 | 0 | 0
PV | 0 | 0 | 0 | 0 | 0 | 0
PeakG | 0.55 | 2.28 | 0.19 | 6.98 | 5.48 | 5.35
PeakO | 0 | 0 | 0 | 0 | 0 | 0
ST | 0 | 0 | 0 | 0 | 0 | 0
STOG | 0 | 0 | 0 | 0 | 0 | 0
STWD | 0 | 0 | 0 | 0 | 0 | 0
WT | 0 | 0 | 0 | 0 | 0 | 0
IGCC | 0 | 0 | 0 | 0 | 0 | 0
DemandResponse | 0 | 0 | 0 | 0 | 0 | 0
IGCC-CCS | 0 | 0 | 0 | 0 | 0 | 0
WT_off | 0 | 0 | 0 | 0 | 0 | 0
PseudoUnit | 0 | 0 | 0 | 0 | 0 | 0
FixedInterchange | 0 | 0 | 0 | 0 | 0 | 0
Fuel Cost by Reporting Type: SP15
ReportingType | 2015 | 2020 | 2025 | 2030 | 2035 | 2040
BM | 3.07 | 3.07 | 0.08 | 2.72 | 2.24 | 2.24
CC | 1364 | 743.8 | 936.2 | 903.58 | 862.96 | 654.37
CSP | 0 | 0 | 0 | 0 | 0 | 0
CT | 0 | 0 | 0 | 0 | 0 | 0
Coal | 5.6 | 5.6 | 0 | 0 | 0 | 0
Geo | 0 | 0 | 0 | 0 | 0 | 0
H | 0 | 0 | 0 | 0 | 0 | 0
LFG | 0.01 | 0.72 | 0.72 | 0.72 | 0.72 | 0.72
Nuc | 139.02 | 141.86 | 150.73 | 153.67 | 153.67 | 153.67
PS | 0 | 0 | 0 | 0 | 0 | 0
PV | 0 | 0 | 0 | 0 | 0 | 0
PeakG | 0 | 0 | 0 | 0 | 0 | 0
PeakO | 0 | 0 | 0 | 0 | 0 | 0
ST | 0 | 0 | 0 | 0 | 0 | 0
STOG | 10.94 | 13.35 | 4.62 | 13.6 | 31.56 | 48.65
STWD | 62.63 | 62.63 | 1.69 | 38.5 | 38.5 | 33.67
WT | 0 | 0 | 0 | 0 | 0 | 0
IGCC | 0 | 0 | 0 | 0 | 0 | 0
DemandResponse | 0 | 0 | 0 | 0 | 0 | 0
IGCC-CCS | 0 | 0 | 0 | 0 | 0 | 0
WT_off | 0 | 0 | 0 | 0 | 0 | 0
PseudoUnit | 0 | 0 | 0 | 0 | 0 | 0
FixedInterchange | 0 | 0 | 0 | 0 | 0 | 0
Fuel Cost by Reporting Type: ALB
ReportingType | 2015 | 2020 | 2025 | 2030 | 2035 | 2040
BM | 0 | 0 | 0 | 0 | 0 | 0
CC | 628.14 | 949.81 | 1238.45 | 1635.48 | 2111.26 | 2711.82
CSP | 0 | 0 | 0 | 0 | 0 | 0
CT | 0 | 0 | 0 | 0 | 0 | 0
Coal | 278.12 | 300.35 | 217.7 | 217.7 | 312.91 | 352.59
Geo | 0 | 0 | 0 | 0 | 0 | 0
H | 0 | 0 | 0 | 0 | 0 | 0
LFG | 0 | 0 | 0 | 0 | 0 | 0
Nuc | 0 | 0 | 0 | 0 | 0 | 0
PS | 0 | 0 | 0 | 0 | 0 | 0
PV | 0 | 0 | 0 | 0 | 0 | 0
PeakG | 0 | 0 | 0 | 0 | 0 | 0
PeakO | 0 | 0 | 0 | 0 | 0 | 0
ST | 0 | 0 | 0 | 0 | 0 | 0
STOG | 0 | 0 | 0 | 0 | 0 | 0
STWD | 0 | 0 | 0 | 0 | 0 | 0
WT | 0 | 0 | 0 | 0 | 0 | 0
IGCC | 0 | 0 | 0 | 0 | 0 | 0
DemandResponse | 0 | 0 | 0 | 0 | 0 | 0
IGCC-CCS | 0 | 0 | 0 | 0 | 0 | 0
WT_off | 0 | 0 | 0 | 0 | 0 | 0
PseudoUnit | 0 | 0 | 0 | 0 | 0 | 0
FixedInterchange | 0 | 0 | 0 | 0 | 0 | 0
Fuel Cost by Reporting Type: BC
ReportingType | 2015 | 2020 | 2025 | 2030 | 2035 | 2040
BM | 0 | 0 | 0 | 0 | 0 | 0
CC | 306.16 | 474.07 | 730.4 | 976.6 | 1394.37 | 1903.2
CSP | 0 | 0 | 0 | 0 | 0 | 0
CT | 0 | 0 | 0 | 0 | 0 | 0
Coal | 0 | 0 | 0 | 0 | 0 | 0
Geo | 0 | 0 | 0 | 0 | 0 | 0
H | 0 | 0 | 0 | 0 | 0 | 0
LFG | 0 | 0 | 0 | 0 | 0 | 0
Nuc | 0 | 0 | 0 | 0 | 0 | 0
PS | 0 | 0 | 0 | 0 | 0 | 0
PV | 0 | 0 | 0 | 0 | 0 | 0
PeakG | 0 | 0 | 0 | 0 | 0 | 0
PeakO | 0 | 0 | 0 | 0 | 0 | 0
ST | 0 | 0 | 0 | 0 | 0 | 0
STOG | 0 | 0 | 0 | 0 | 0 | 0
STWD | 0 | 0 | 0 | 0 | 0 | 0
WT | 0 | 0 | 0 | 0 | 0 | 0
IGCC | 0 | 0 | 0 | 0 | 0 | 0
DemandResponse | 0 | 0 | 0 | 0 | 0 | 0
IGCC-CCS | 0 | 0 | 0 | 0 | 0 | 0
WT_off | 0 | 0 | 0 | 0 | 0 | 0
PseudoUnit | 0 | 0 | 0 | 0 | 0 | 0
FixedInterchange | 0 | 0 | 0 | 0 | 0 | 0
Fuel Cost by Reporting Type: HQ_IESO
ReportingType | 2015 | 2020 | 2025 | 2030 | 2035 | 2040
BM | 0 | 0 | 0 | 0 | 0 | 0
CC | 0 | 0 | 0 | 0 | 0 | 0
CSP | 0 | 0 | 0 | 0 | 0 | 0
CT | 0 | 0 | 0 | 0 | 0 | 0
Coal | 0 | 0 | 0 | 0 | 0 | 0
Geo | 0 | 0 | 0 | 0 | 0 | 0
H | 0 | 0 | 0 | 0 | 0 | 0
LFG | 0 | 0 | 0 | 0 | 0 | 0
Nuc | 0 | 0 | 0 | 0 | 0 | 0
PS | 0 | 0 | 0 | 0 | 0 | 0
PV | 0 | 0 | 0 | 0 | 0 | 0
PeakG | 0 | 0 | 0 | 0 | 0 | 0
PeakO | 0 | 0 | 0 | 0 | 0 | 0
ST | 0 | 0 | 0 | 0 | 0 | 0
STOG | 0 | 0 | 0 | 0 | 0 | 0
STWD | 0 | 0 | 0 | 0 | 0 | 0
WT | 0 | 0 | 0 | 0 | 0 | 0
IGCC | 0 | 0 | 0 | 0 | 0 | 0
DemandResponse | 0 | 0 | 0 | 0 | 0 | 0
IGCC-CCS | 0 | 0 | 0 | 0 | 0 | 0
WT_off | 0 | 0 | 0 | 0 | 0 | 0
PseudoUnit | 0 | 0 | 0 | 0 | 0 | 0
FixedInterchange | 0 | 0 | 0 | 0 | 0 | 0
Fuel Cost by Reporting Type: HQ_NEISO
ReportingType | 2015 | 2020 | 2025 | 2030 | 2035 | 2040
BM | 0 | 0 | 0 | 0 | 0 | 0
CC | 0 | 0 | 0 | 0 | 0 | 0
CSP | 0 | 0 | 0 | 0 | 0 | 0
CT | 0 | 0 | 0 | 0 | 0 | 0
Coal | 0 | 0 | 0 | 0 | 0 | 0
Geo | 0 | 0 | 0 | 0 | 0 | 0
H | 0 | 0 | 0 | 0 | 0 | 0
LFG | 0 | 0 | 0 | 0 | 0 | 0
Nuc | 0 | 0 | 0 | 0 | 0 | 0
PS | 0 | 0 | 0 | 0 | 0 | 0
PV | 0 | 0 | 0 | 0 | 0 | 0
PeakG | 0 | 0 | 0 | 0 | 0 | 0
PeakO | 0 | 0 | 0 | 0 | 0 | 0
ST | 0 | 0 | 0 | 0 | 0 | 0
STOG | 0 | 0 | 0 | 0 | 0 | 0
STWD | 0 | 0 | 0 | 0 | 0 | 0
WT | 0 | 0 | 0 | 0 | 0 | 0
IGCC | 0 | 0 | 0 | 0 | 0 | 0
DemandResponse | 0 | 0 | 0 | 0 | 0 | 0
IGCC-CCS | 0 | 0 | 0 | 0 | 0 | 0
WT_off | 0 | 0 | 0 | 0 | 0 | 0
PseudoUnit | 0 | 0 | 0 | 0 | 0 | 0
FixedInterchange | 0 | 0 | 0 | 0 | 0 | 0
Fuel Cost by Reporting Type: HQ_NY
ReportingType | 2015 | 2020 | 2025 | 2030 | 2035 | 2040
BM | 0 | 0 | 0 | 0 | 0 | 0
CC | 0 | 0 | 0 | 0 | 0 | 0
CSP | 0 | 0 | 0 | 0 | 0 | 0
CT | 0 | 0 | 0 | 0 | 0 | 0
Coal | 0 | 0 | 0 | 0 | 0 | 0
Geo | 0 | 0 | 0 | 0 | 0 | 0
H | 0 | 0 | 0 | 0 | 0 | 0
LFG | 0 | 0 | 0 | 0 | 0 | 0
Nuc | 0 | 0 | 0 | 0 | 0 | 0
PS | 0 | 0 | 0 | 0 | 0 | 0
PV | 0 | 0 | 0 | 0 | 0 | 0
PeakG | 0 | 0 | 0 | 0 | 0 | 0
PeakO | 0 | 0 | 0 | 0 | 0 | 0
ST | 0 | 0 | 0 | 0 | 0 | 0
STOG | 0 | 0 | 0 | 0 | 0 | 0
STWD | 0 | 0 | 0 | 0 | 0 | 0
WT | 0 | 0 | 0 | 0 | 0 | 0
IGCC | 0 | 0 | 0 | 0 | 0 | 0
DemandResponse | 0 | 0 | 0 | 0 | 0 | 0
IGCC-CCS | 0 | 0 | 0 | 0 | 0 | 0
WT_off | 0 | 0 | 0 | 0 | 0 | 0
PseudoUnit | 0 | 0 | 0 | 0 | 0 | 0
FixedInterchange | 0 | 0 | 0 | 0 | 0 | 0
Fuel Cost by Reporting Type: MARITIMES
ReportingType | 2015 | 2020 | 2025 | 2030 | 2035 | 2040
BM | 0 | 0 | 0 | 0 | 0 | 0
CC | 0 | 0 | 0 | 0 | 0 | 0
CSP | 0 | 0 | 0 | 0 | 0 | 0
CT | 0 | 0 | 0 | 0 | 0 | 0
Coal | 0 | 0 | 0 | 0 | 0 | 0
Geo | 0 | 0 | 0 | 0 | 0 | 0
H | 0 | 0 | 0 | 0 | 0 | 0
LFG | 0 | 0 | 0 | 0 | 0 | 0
Nuc | 0 | 0 | 0 | 0 | 0 | 0
PS | 0 | 0 | 0 | 0 | 0 | 0
PV | 0 | 0 | 0 | 0 | 0 | 0
PeakG | 0 | 0 | 0 | 0 | 0 | 0
PeakO | 0 | 0 | 0 | 0 | 0 | 0
ST | 0 | 0 | 0 | 0 | 0 | 0
STOG | 0 | 0 | 0 | 0 | 0 | 0
STWD | 0 | 0 | 0 | 0 | 0 | 0
WT | 0 | 0 | 0 | 0 | 0 | 0
IGCC | 0 | 0 | 0 | 0 | 0 | 0
DemandResponse | 0 | 0 | 0 | 0 | 0 | 0
IGCC-CCS | 0 | 0 | 0 | 0 | 0 | 0
WT_off | 0 | 0 | 0 | 0 | 0 | 0
PseudoUnit | 0 | 0 | 0 | 0 | 0 | 0
FixedInterchange | 0 | 0 | 0 | 0 | 0 | 0
Fuel Cost by Reporting Type: All
ReportingType | 2015 | 2020 | 2025 | 2030 | 2035 | 2040
BM | 150.67 | 362.4 | 608.75 | 727.25 | 837.19 | 878.47
CC | 39709.99 | 44578.91 | 53595.47 | 63270.68 | 81771.29 | 96869.17
CSP | 0 | 0 | 0 | 0 | 0 | 0
CT | 53.46 | 109.36 | 134.47 | 155.46 | 212.96 | 297.54
Coal | 37703.64 | 38911.17 | 39145.57 | 42360.08 | 49135.96 | 56169.77
Geo | 0 | 0 | 0 | 0 | 0 | 0
H | 0 | 0 | 0 | 0 | 0 | 0
LFG | 0.25 | 2.74 | 5.56 | 6.49 | 6.49 | 6.49
Nuc | 7711.69 | 8128.82 | 8636.85 | 8698.16 | 6764.5 | 5326.78
PS | 0 | 0 | 0 | 0 | 0 | 0
PV | 0 | 0 | 0 | 0 | 0 | 0
PeakG | 171.68 | 249.46 | 492.39 | 526.99 | 616.52 | 534.11
PeakO | 0 | 0 | 0 | 0 | 0 | 0
ST | 0 | 0 | 0 | 0 | 0 | 0
STOG | 726.24 | 944.09 | 1235.91 | 1296.38 | 1388.86 | 1407.25
STWD | 825.67 | 705.35 | 279.11 | 628.98 | 678.67 | 688.57
WT | 0 | 0 | 0 | 0 | 0 | 0
IGCC | 89.45 | 88.88 | 92.53 | 100.25 | 103.93 | 111.14
DemandResponse | 0 | 0 | 0 | 0 | 0 | 0
IGCC-CCS | 0 | 0 | 0 | 0 | 0 | 0
WT_off | 0 | 0 | 0 | 0 | 0 | 0
PseudoUnit | 0 | 0 | 0 | 0 | 0 | 0
FixedInterchange | 0 | 0 | 0 | 0 | 0 | 0
Fuel Cost by Reporting Type: EI_US
ReportingType | 2015 | 2020 | 2025 | 2030 | 2035 | 2040
BM | 147.6 | 342.68 | 608.35 | 706.93 | 811.32 | 852.44
CC | 24682.34 | 28014.01 | 34136.78 | 39505.94 | 51751.11 | 62894.81
CSP | 0 | 0 | 0 | 0 | 0 | 0
CT | 53.46 | 109.08 | 127.96 | 144.66 | 209.67 | 283.61
Coal | 31650.05 | 31961.64 | 32135.04 | 35253.92 | 40548.3 | 45216.31
Geo | 0 | 0 | 0 | 0 | 0 | 0
H | 0 | 0 | 0 | 0 | 0 | 0
LFG | 0.18 | 1.11 | 3.64 | 4.11 | 4.11 | 4.11
Nuc | 5902.64 | 6282.88 | 6675.54 | 6698.54 | 4839.59 | 3513.57
PS | 0 | 0 | 0 | 0 | 0 | 0
PV | 0 | 0 | 0 | 0 | 0 | 0
PeakG | 171.13 | 246.55 | 467.38 | 480.12 | 555.57 | 520.69
PeakO | 0 | 0 | 0 | 0 | 0 | 0
ST | 0 | 0 | 0 | 0 | 0 | 0
STOG | 519.1 | 647.92 | 784.01 | 825.03 | 887.94 | 889.56
STWD | 507.05 | 386.66 | 276.02 | 422.72 | 471.2 | 480.86
WT | 0 | 0 | 0 | 0 | 0 | 0
IGCC | 89.45 | 88.88 | 92.53 | 100.25 | 103.93 | 111.14
DemandResponse | 0 | 0 | 0 | 0 | 0 | 0
IGCC-CCS | 0 | 0 | 0 | 0 | 0 | 0
WT_off | 0 | 0 | 0 | 0 | 0 | 0
PseudoUnit | 0 | 0 | 0 | 0 | 0 | 0
FixedInterchange | 0 | 0 | 0 | 0 | 0 | 0
Fuel Cost by Reporting Type: EI_Canada
ReportingType | 2015 | 2020 | 2025 | 2030 | 2035 | 2040
BM | 0 | 0 | 0 | 0 | 0.26 | 0.26
CC | 331.21 | 477.09 | 610.67 | 782.79 | 1428.47 | 2356.19
CSP | 0 | 0 | 0 | 0 | 0 | 0
CT | 0 | 0 | 0.2 | 0.22 | 2.68 | 13.26
Coal | 5.25 | 10.15 | 25.55 | 96.71 | 181.18 | 215.93
Geo | 0 | 0 | 0 | 0 | 0 | 0
H | 0 | 0 | 0 | 0 | 0 | 0
LFG | 0.02 | 0.02 | 0.02 | 0.02 | 0.02 | 0.02
Nuc | 854.23 | 871.65 | 926.13 | 944.22 | 869.51 | 757.82
PS | 0 | 0 | 0 | 0 | 0 | 0
PV | 0 | 0 | 0 | 0 | 0 | 0
PeakG | 0 | 0 | 0.3 | 0.29 | 0.63 | 1.16
PeakO | 0 | 0 | 0 | 0 | 0 | 0
ST | 0 | 0 | 0 | 0 | 0 | 0
STOG | 0 | 0 | 0 | 0 | 0 | 0
STWD | 0 | 0 | 0 | 0 | 0 | 0
WT | 0 | 0 | 0 | 0 | 0 | 0
IGCC | 0 | 0 | 0 | 0 | 0 | 0
DemandResponse | 0 | 0 | 0 | 0 | 0 | 0
IGCC-CCS | 0 | 0 | 0 | 0 | 0 | 0
WT_off | 0 | 0 | 0 | 0 | 0 | 0
PseudoUnit | 0 | 0 | 0 | 0 | 0 | 0
FixedInterchange | 0 | 0 | 0 | 0 | 0 | 0
Fuel Cost by Reporting Type: EI
ReportingType | 2015 | 2020 | 2025 | 2030 | 2035 | 2040
BM | 147.6 | 342.68 | 608.35 | 706.93 | 811.58 | 852.69
CC | 25013.55 | 28491.1 | 34747.45 | 40288.72 | 53179.58 | 65251
CSP | 0 | 0 | 0 | 0 | 0 | 0
CT | 53.46 | 109.08 | 128.16 | 144.88 | 212.36 | 296.87
Coal | 31655.3 | 31971.79 | 32160.59 | 35350.62 | 40729.48 | 45432.24
Geo | 0 | 0 | 0 | 0 | 0 | 0
H | 0 | 0 | 0 | 0 | 0 | 0
LFG | 0.2 | 1.13 | 3.66 | 4.13 | 4.13 | 4.13
Nuc | 6756.88 | 7154.54 | 7601.67 | 7642.76 | 5709.1 | 4271.39
PS | 0 | 0 | 0 | 0 | 0 | 0
PV | 0 | 0 | 0 | 0 | 0 | 0
PeakG | 171.13 | 246.55 | 467.68 | 480.41 | 556.2 | 521.85
PeakO | 0 | 0 | 0 | 0 | 0 | 0
ST | 0 | 0 | 0 | 0 | 0 | 0
STOG | 519.1 | 647.92 | 784.01 | 825.03 | 887.94 | 889.56
STWD | 507.05 | 386.66 | 276.02 | 422.72 | 471.2 | 480.86
WT | 0 | 0 | 0 | 0 | 0 | 0
IGCC | 89.45 | 88.88 | 92.53 | 100.25 | 103.93 | 111.14
DemandResponse | 0 | 0 | 0 | 0 | 0 | 0
IGCC-CCS | 0 | 0 | 0 | 0 | 0 | 0
WT_off | 0 | 0 | 0 | 0 | 0 | 0
PseudoUnit | 0 | 0 | 0 | 0 | 0 | 0
FixedInterchange | 0 | 0 | 0 | 0 | 0 | 0
Fuel Cost by Reporting Type: Outside_EI
ReportingType | 2015 | 2020 | 2025 | 2030 | 2035 | 2040
BM | 3.07 | 19.72 | 0.4 | 20.32 | 25.62 | 25.77
CC | 14696.44 | 16087.81 | 18848.02 | 22981.96 | 28591.71 | 31618.17
CSP | 0 | 0 | 0 | 0 | 0 | 0
CT | 0 | 0.28 | 6.31 | 10.58 | 0.61 | 0.68
Coal | 6048.34 | 6939.38 | 6984.98 | 7009.46 | 8406.47 | 10737.53
Geo | 0 | 0 | 0 | 0 | 0 | 0
H | 0 | 0 | 0 | 0 | 0 | 0
LFG | 0.05 | 1.61 | 1.9 | 2.36 | 2.36 | 2.36
Nuc | 954.81 | 974.28 | 1035.18 | 1055.4 | 1055.4 | 1055.4
PS | 0 | 0 | 0 | 0 | 0 | 0
PV | 0 | 0 | 0 | 0 | 0 | 0
PeakG | 0.55 | 2.92 | 24.71 | 46.57 | 60.33 | 12.26
PeakO | 0 | 0 | 0 | 0 | 0 | 0
ST | 0 | 0 | 0 | 0 | 0 | 0
STOG | 207.14 | 296.18 | 451.89 | 471.34 | 500.93 | 517.69
STWD | 318.62 | 318.69 | 3.09 | 206.26 | 207.47 | 207.71
WT | 0 | 0 | 0 | 0 | 0 | 0
IGCC | 0 | 0 | 0 | 0 | 0 | 0
DemandResponse | 0 | 0 | 0 | 0 | 0 | 0
IGCC-CCS | 0 | 0 | 0 | 0 | 0 | 0
WT_off | 0 | 0 | 0 | 0 | 0 | 0
PseudoUnit | 0 | 0 | 0 | 0 | 0 | 0
FixedInterchange | 0 | 0 | 0 | 0 | 0 | 0
#7 | Emission Cost ($million)
==== Emission Program: TitleIV_CAIRSO2 : (SO2) ====
Emission Cost by Reporting Type: Entergy
ReportingType | 2015 | 2020 | 2025 | 2030 | 2035 | 2040
BM | 0 | 0 | 0 | 0 | 0 | 0
CC | 0 | 0 | 0 | 0 | 0 | 0
CSP | 0 | 0 | 0 | 0 | 0 | 0
CT | 0 | 0 | 0 | 0 | 0 | 0
Coal | 28.44 | 36.35 | 0 | 0 | 0 | 0
Geo | 0 | 0 | 0 | 0 | 0 | 0
H | 0 | 0 | 0 | 0 | 0 | 0
LFG | 0 | 0 | 0 | 0 | 0 | 0
Nuc | 0 | 0 | 0 | 0 | 0 | 0
PS | 0 | 0 | 0 | 0 | 0 | 0
PV | 0 | 0 | 0 | 0 | 0 | 0
PeakG | 0 | 0 | 0 | 0 | 0 | 0
PeakO | 0 | 0 | 0 | 0 | 0 | 0
ST | 0 | 0 | 0 | 0 | 0 | 0
STOG | 0 | 0 | 0 | 0 | 0 | 0
STWD | 0 | 0 | 0 | 0 | 0 | 0
WT | 0 | 0 | 0 | 0 | 0 | 0
IGCC | 0 | 0 | 0 | 0 | 0 | 0
DemandResponse | 0 | 0 | 0 | 0 | 0 | 0
IGCC-CCS | 0 | 0 | 0 | 0 | 0 | 0
WT_off | 0 | 0 | 0 | 0 | 0 | 0
PseudoUnit | 0 | 0 | 0 | 0 | 0 | 0
FixedInterchange | 0 | 0 | 0 | 0 | 0 | 0
Emission Cost by Reporting Type: FRCC
ReportingType | 2015 | 2020 | 2025 | 2030 | 2035 | 2040
BM | 0 | 0 | 0 | 0 | 0 | 0
CC | 0 | 0 | 0 | 0 | 0 | 0
CSP | 0 | 0 | 0 | 0 | 0 | 0
CT | 0 | 0 | 0 | 0 | 0 | 0
Coal | 13.86 | 8.67 | 0 | 0 | 0 | 0
Geo | 0 | 0 | 0 | 0 | 0 | 0
H | 0 | 0 | 0 | 0 | 0 | 0
LFG | 0 | 0 | 0 | 0 | 0 | 0
Nuc | 0 | 0 | 0 | 0 | 0 | 0
PS | 0 | 0 | 0 | 0 | 0 | 0
PV | 0 | 0 | 0 | 0 | 0 | 0
PeakG | 0 | 0 | 0 | 0 | 0 | 0
PeakO | 0 | 0 | 0 | 0 | 0 | 0
ST | 0 | 0 | 0 | 0 | 0 | 0
STOG | 0 | 0 | 0 | 0 | 0 | 0
STWD | 0 | 0 | 0 | 0 | 0 | 0
WT | 0 | 0 | 0 | 0 | 0 | 0
IGCC | 0 | 0 | 0 | 0 | 0 | 0
DemandResponse | 0 | 0 | 0 | 0 | 0 | 0
IGCC-CCS | 0 | 0 | 0 | 0 | 0 | 0
WT_off | 0 | 0 | 0 | 0 | 0 | 0
PseudoUnit | 0 | 0 | 0 | 0 | 0 | 0
FixedInterchange | 0 | 0 | 0 | 0 | 0 | 0
Emission Cost by Reporting Type: MAPP_US
ReportingType | 2015 | 2020 | 2025 | 2030 | 2035 | 2040
BM | 0 | 0 | 0 | 0 | 0 | 0
CC | 0 | 0 | 0 | 0 | 0 | 0
CSP | 0 | 0 | 0 | 0 | 0 | 0
CT | 0 | 0 | 0 | 0 | 0 | 0
Coal | 2.49 | 3.19 | 0 | 0 | 0 | 0
Geo | 0 | 0 | 0 | 0 | 0 | 0
H | 0 | 0 | 0 | 0 | 0 | 0
LFG | 0 | 0 | 0 | 0 | 0 | 0
Nuc | 0 | 0 | 0 | 0 | 0 | 0
PS | 0 | 0 | 0 | 0 | 0 | 0
PV | 0 | 0 | 0 | 0 | 0 | 0
PeakG | 0 | 0 | 0 | 0 | 0 | 0
PeakO | 0 | 0 | 0 | 0 | 0 | 0
ST | 0 | 0 | 0 | 0 | 0 | 0
STOG | 0 | 0 | 0 | 0 | 0 | 0
STWD | 0 | 0 | 0 | 0 | 0 | 0
WT | 0 | 0 | 0 | 0 | 0 | 0
IGCC | 0 | 0 | 0 | 0 | 0 | 0
DemandResponse | 0 | 0 | 0 | 0 | 0 | 0
IGCC-CCS | 0 | 0 | 0 | 0 | 0 | 0
WT_off | 0 | 0 | 0 | 0 | 0 | 0
PseudoUnit | 0 | 0 | 0 | 0 | 0 | 0
FixedInterchange | 0 | 0 | 0 | 0 | 0 | 0
Emission Cost by Reporting Type: MISO_IN
ReportingType | 2015 | 2020 | 2025 | 2030 | 2035 | 2040
BM | 0 | 0 | 0 | 0 | 0 | 0
CC | 0 | 0 | 0 | 0 | 0 | 0
CSP | 0 | 0 | 0 | 0 | 0 | 0
CT | 0 | 0 | 0 | 0 | 0 | 0
Coal | 52.31 | 64.02 | 0 | 0 | 0 | 0
Geo | 0 | 0 | 0 | 0 | 0 | 0
H | 0 | 0 | 0 | 0 | 0 | 0
LFG | 0 | 0 | 0 | 0 | 0 | 0
Nuc | 0 | 0 | 0 | 0 | 0 | 0
PS | 0 | 0 | 0 | 0 | 0 | 0
PV | 0 | 0 | 0 | 0 | 0 | 0
PeakG | 0 | 0 | 0 | 0 | 0 | 0
PeakO | 0 | 0 | 0 | 0 | 0 | 0
ST | 0 | 0 | 0 | 0 | 0 | 0
STOG | 0 | 0 | 0 | 0 | 0 | 0
STWD | 0 | 0 | 0 | 0 | 0 | 0
WT | 0 | 0 | 0 | 0 | 0 | 0
IGCC | 0.41 | 0.52 | 0 | 0 | 0 | 0
DemandResponse | 0 | 0 | 0 | 0 | 0 | 0
IGCC-CCS | 0 | 0 | 0 | 0 | 0 | 0
WT_off | 0 | 0 | 0 | 0 | 0 | 0
PseudoUnit | 0 | 0 | 0 | 0 | 0 | 0
FixedInterchange | 0 | 0 | 0 | 0 | 0 | 0
Emission Cost by Reporting Type: MISO_MI
ReportingType | 2015 | 2020 | 2025 | 2030 | 2035 | 2040
BM | 0 | 0 | 0 | 0 | 0 | 0
CC | 0 | 0 | 0 | 0 | 0 | 0
CSP | 0 | 0 | 0 | 0 | 0 | 0
CT | 0 | 0 | 0 | 0 | 0 | 0
Coal | 48.56 | 64.35 | 0 | 0 | 0 | 0
Geo | 0 | 0 | 0 | 0 | 0 | 0
H | 0 | 0 | 0 | 0 | 0 | 0
LFG | 0 | 0 | 0 | 0 | 0 | 0
Nuc | 0 | 0 | 0 | 0 | 0 | 0
PS | 0 | 0 | 0 | 0 | 0 | 0
PV | 0 | 0 | 0 | 0 | 0 | 0
PeakG | 0 | 0 | 0 | 0 | 0 | 0
PeakO | 0 | 0 | 0 | 0 | 0 | 0
ST | 0 | 0 | 0 | 0 | 0 | 0
STOG | 0 | 0 | 0 | 0 | 0 | 0
STWD | 0 | 0 | 0 | 0 | 0 | 0
WT | 0 | 0 | 0 | 0 | 0 | 0
IGCC | 0 | 0 | 0 | 0 | 0 | 0
DemandResponse | 0 | 0 | 0 | 0 | 0 | 0
IGCC-CCS | 0 | 0 | 0 | 0 | 0 | 0
WT_off | 0 | 0 | 0 | 0 | 0 | 0
PseudoUnit | 0 | 0 | 0 | 0 | 0 | 0
FixedInterchange | 0 | 0 | 0 | 0 | 0 | 0
Emission Cost by Reporting Type: MISO_MO-IL
ReportingType | 2015 | 2020 | 2025 | 2030 | 2035 | 2040
BM | 0 | 0 | 0 | 0 | 0 | 0
CC | 0 | 0 | 0 | 0 | 0 | 0
CSP | 0 | 0 | 0 | 0 | 0 | 0
CT | 0 | 0 | 0 | 0 | 0 | 0
Coal | 93.08 | 89.63 | 0 | 0 | 0 | 0
Geo | 0 | 0 | 0 | 0 | 0 | 0
H | 0 | 0 | 0 | 0 | 0 | 0
LFG | 0 | 0 | 0 | 0 | 0 | 0
Nuc | 0 | 0 | 0 | 0 | 0 | 0
PS | 0 | 0 | 0 | 0 | 0 | 0
PV | 0 | 0 | 0 | 0 | 0 | 0
PeakG | 0 | 0 | 0 | 0 | 0 | 0
PeakO | 0 | 0 | 0 | 0 | 0 | 0
ST | 0 | 0 | 0 | 0 | 0 | 0
STOG | 0 | 0 | 0 | 0 | 0 | 0
STWD | 0 | 0 | 0 | 0 | 0 | 0
WT | 0 | 0 | 0 | 0 | 0 | 0
IGCC | 0 | 0 | 0 | 0 | 0 | 0
DemandResponse | 0 | 0 | 0 | 0 | 0 | 0
IGCC-CCS | 0 | 0 | 0 | 0 | 0 | 0
WT_off | 0 | 0 | 0 | 0 | 0 | 0
PseudoUnit | 0 | 0 | 0 | 0 | 0 | 0
FixedInterchange | 0 | 0 | 0 | 0 | 0 | 0
Emission Cost by Reporting Type: MISO_W
ReportingType | 2015 | 2020 | 2025 | 2030 | 2035 | 2040
BM | 0 | 0 | 0 | 0 | 0 | 0
CC | 0 | 0 | 0 | 0 | 0 | 0
CSP | 0 | 0 | 0 | 0 | 0 | 0
CT | 0 | 0 | 0 | 0 | 0 | 0
Coal | 42.59 | 54.7 | 0 | 0 | 0 | 0
Geo | 0 | 0 | 0 | 0 | 0 | 0
H | 0 | 0 | 0 | 0 | 0 | 0
LFG | 0 | 0 | 0 | 0 | 0 | 0
Nuc | 0 | 0 | 0 | 0 | 0 | 0
PS | 0 | 0 | 0 | 0 | 0 | 0
PV | 0 | 0 | 0 | 0 | 0 | 0
PeakG | 0 | 0 | 0 | 0 | 0 | 0
PeakO | 0 | 0 | 0 | 0 | 0 | 0
ST | 0 | 0 | 0 | 0 | 0 | 0
STOG | 0 | 0 | 0 | 0 | 0 | 0
STWD | 0 | 0 | 0 | 0 | 0 | 0
WT | 0 | 0 | 0 | 0 | 0 | 0
IGCC | 0 | 0 | 0 | 0 | 0 | 0
DemandResponse | 0 | 0 | 0 | 0 | 0 | 0
IGCC-CCS | 0 | 0 | 0 | 0 | 0 | 0
WT_off | 0 | 0 | 0 | 0 | 0 | 0
PseudoUnit | 0 | 0 | 0 | 0 | 0 | 0
FixedInterchange | 0 | 0 | 0 | 0 | 0 | 0
Emission Cost by Reporting Type: MISO_WUMS
ReportingType | 2015 | 2020 | 2025 | 2030 | 2035 | 2040
BM | 0 | 0 | 0 | 0 | 0 | 0
CC | 0 | 0 | 0 | 0 | 0 | 0
CSP | 0 | 0 | 0 | 0 | 0 | 0
CT | 0 | 0 | 0 | 0 | 0 | 0
Coal | 11.4 | 17.05 | 0 | 0 | 0 | 0
Geo | 0 | 0 | 0 | 0 | 0 | 0
H | 0 | 0 | 0 | 0 | 0 | 0
LFG | 0 | 0 | 0 | 0 | 0 | 0
Nuc | 0 | 0 | 0 | 0 | 0 | 0
PS | 0 | 0 | 0 | 0 | 0 | 0
PV | 0 | 0 | 0 | 0 | 0 | 0
PeakG | 0 | 0 | 0 | 0 | 0 | 0
PeakO | 0 | 0 | 0 | 0 | 0 | 0
ST | 0 | 0 | 0 | 0 | 0 | 0
STOG | 0 | 0 | 0 | 0 | 0 | 0
STWD | 0 | 0 | 0 | 0 | 0 | 0
WT | 0 | 0 | 0 | 0 | 0 | 0
IGCC | 0 | 0 | 0 | 0 | 0 | 0
DemandResponse | 0 | 0 | 0 | 0 | 0 | 0
IGCC-CCS | 0 | 0 | 0 | 0 | 0 | 0
WT_off | 0 | 0 | 0 | 0 | 0 | 0
PseudoUnit | 0 | 0 | 0 | 0 | 0 | 0
FixedInterchange | 0 | 0 | 0 | 0 | 0 | 0
Emission Cost by Reporting Type: Nebraska
ReportingType | 2015 | 2020 | 2025 | 2030 | 2035 | 2040
BM | 0 | 0 | 0 | 0 | 0 | 0
CC | 0 | 0 | 0 | 0 | 0 | 0
CSP | 0 | 0 | 0 | 0 | 0 | 0
CT | 0 | 0 | 0 | 0 | 0 | 0
Coal | 7.38 | 9.42 | 0 | 0 | 0 | 0
Geo | 0 | 0 | 0 | 0 | 0 | 0
H | 0 | 0 | 0 | 0 | 0 | 0
LFG | 0 | 0 | 0 | 0 | 0 | 0
Nuc | 0 | 0 | 0 | 0 | 0 | 0
PS | 0 | 0 | 0 | 0 | 0 | 0
PV | 0 | 0 | 0 | 0 | 0 | 0
PeakG | 0 | 0 | 0 | 0 | 0 | 0
PeakO | 0 | 0 | 0 | 0 | 0 | 0
ST | 0 | 0 | 0 | 0 | 0 | 0
STOG | 0 | 0 | 0 | 0 | 0 | 0
STWD | 0 | 0 | 0 | 0 | 0 | 0
WT | 0 | 0 | 0 | 0 | 0 | 0
IGCC | 0 | 0 | 0 | 0 | 0 | 0
DemandResponse | 0 | 0 | 0 | 0 | 0 | 0
IGCC-CCS | 0 | 0 | 0 | 0 | 0 | 0
WT_off | 0 | 0 | 0 | 0 | 0 | 0
PseudoUnit | 0 | 0 | 0 | 0 | 0 | 0
FixedInterchange | 0 | 0 | 0 | 0 | 0 | 0
Emission Cost by Reporting Type: NEISO
ReportingType | 2015 | 2020 | 2025 | 2030 | 2035 | 2040
BM | 0 | 0 | 0 | 0 | 0 | 0
CC | 0 | 0 | 0 | 0 | 0 | 0
CSP | 0 | 0 | 0 | 0 | 0 | 0
CT | 0 | 0 | 0 | 0 | 0 | 0
Coal | 0 | 0 | 0 | 0 | 0 | 0
Geo | 0 | 0 | 0 | 0 | 0 | 0
H | 0 | 0 | 0 | 0 | 0 | 0
LFG | 0 | 0 | 0 | 0 | 0 | 0
Nuc | 0 | 0 | 0 | 0 | 0 | 0
PS | 0 | 0 | 0 | 0 | 0 | 0
PV | 0 | 0 | 0 | 0 | 0 | 0
PeakG | 0 | 0 | 0 | 0 | 0 | 0
PeakO | 0 | 0 | 0 | 0 | 0 | 0
ST | 0 | 0 | 0 | 0 | 0 | 0
STOG | 0 | 0 | 0 | 0 | 0 | 0
STWD | 0 | 0 | 0 | 0 | 0 | 0
WT | 0 | 0 | 0 | 0 | 0 | 0
IGCC | 0 | 0 | 0 | 0 | 0 | 0
DemandResponse | 0 | 0 | 0 | 0 | 0 | 0
IGCC-CCS | 0 | 0 | 0 | 0 | 0 | 0
WT_off | 0 | 0 | 0 | 0 | 0 | 0
PseudoUnit | 0 | 0 | 0 | 0 | 0 | 0
FixedInterchange | 0 | 0 | 0 | 0 | 0 | 0
Emission Cost by Reporting Type: NonRTO_Midwest
ReportingType | 2015 | 2020 | 2025 | 2030 | 2035 | 2040
BM | 0 | 0 | 0 | 0 | 0 | 0
CC | 0 | 0 | 0 | 0 | 0 | 0
CSP | 0 | 0 | 0 | 0 | 0 | 0
CT | 0 | 0 | 0 | 0 | 0 | 0
Coal | 31.02 | 37.09 | 0 | 0 | 0 | 0
Geo | 0 | 0 | 0 | 0 | 0 | 0
H | 0 | 0 | 0 | 0 | 0 | 0
LFG | 0 | 0 | 0 | 0 | 0 | 0
Nuc | 0 | 0 | 0 | 0 | 0 | 0
PS | 0 | 0 | 0 | 0 | 0 | 0
PV | 0 | 0 | 0 | 0 | 0 | 0
PeakG | 0 | 0 | 0 | 0 | 0 | 0
PeakO | 0 | 0 | 0 | 0 | 0 | 0
ST | 0 | 0 | 0 | 0 | 0 | 0
STOG | 0 | 0 | 0 | 0 | 0 | 0
STWD | 0 | 0 | 0 | 0 | 0 | 0
WT | 0 | 0 | 0 | 0 | 0 | 0
IGCC | 0 | 0 | 0 | 0 | 0 | 0
DemandResponse | 0 | 0 | 0 | 0 | 0 | 0
IGCC-CCS | 0 | 0 | 0 | 0 | 0 | 0
WT_off | 0 | 0 | 0 | 0 | 0 | 0
PseudoUnit | 0 | 0 | 0 | 0 | 0 | 0
FixedInterchange | 0 | 0 | 0 | 0 | 0 | 0
Emission Cost by Reporting Type: NYISO_A-F
ReportingType | 2015 | 2020 | 2025 | 2030 | 2035 | 2040
BM | 0 | 0 | 0 | 0 | 0 | 0
CC | 0 | 0 | 0 | 0 | 0 | 0
CSP | 0 | 0 | 0 | 0 | 0 | 0
CT | 0 | 0 | 0 | 0 | 0 | 0
Coal | 0 | 0 | 0 | 0 | 0 | 0
Geo | 0 | 0 | 0 | 0 | 0 | 0
H | 0 | 0 | 0 | 0 | 0 | 0
LFG | 0 | 0 | 0 | 0 | 0 | 0
Nuc | 0 | 0 | 0 | 0 | 0 | 0
PS | 0 | 0 | 0 | 0 | 0 | 0
PV | 0 | 0 | 0 | 0 | 0 | 0
PeakG | 0 | 0 | 0 | 0 | 0 | 0
PeakO | 0 | 0 | 0 | 0 | 0 | 0
ST | 0 | 0 | 0 | 0 | 0 | 0
STOG | 0 | 0 | 0 | 0 | 0 | 0
STWD | 0 | 0 | 0 | 0 | 0 | 0
WT | 0 | 0 | 0 | 0 | 0 | 0
IGCC | 0 | 0 | 0 | 0 | 0 | 0
DemandResponse | 0 | 0 | 0 | 0 | 0 | 0
IGCC-CCS | 0 | 0 | 0 | 0 | 0 | 0
WT_off | 0 | 0 | 0 | 0 | 0 | 0
PseudoUnit | 0 | 0 | 0 | 0 | 0 | 0
FixedInterchange | 0 | 0 | 0 | 0 | 0 | 0
Emission Cost by Reporting Type: NYISO_G-I
ReportingType | 2015 | 2020 | 2025 | 2030 | 2035 | 2040
BM | 0 | 0 | 0 | 0 | 0 | 0
CC | 0 | 0 | 0 | 0 | 0 | 0
CSP | 0 | 0 | 0 | 0 | 0 | 0
CT | 0 | 0 | 0 | 0 | 0 | 0
Coal | 0 | 0 | 0 | 0 | 0 | 0
Geo | 0 | 0 | 0 | 0 | 0 | 0
H | 0 | 0 | 0 | 0 | 0 | 0
LFG | 0 | 0 | 0 | 0 | 0 | 0
Nuc | 0 | 0 | 0 | 0 | 0 | 0
PS | 0 | 0 | 0 | 0 | 0 | 0
PV | 0 | 0 | 0 | 0 | 0 | 0
PeakG | 0 | 0 | 0 | 0 | 0 | 0
PeakO | 0 | 0 | 0 | 0 | 0 | 0
ST | 0 | 0 | 0 | 0 | 0 | 0
STOG | 0 | 0 | 0 | 0 | 0 | 0
STWD | 0 | 0 | 0 | 0 | 0 | 0
WT | 0 | 0 | 0 | 0 | 0 | 0
IGCC | 0 | 0 | 0 | 0 | 0 | 0
DemandResponse | 0 | 0 | 0 | 0 | 0 | 0
IGCC-CCS | 0 | 0 | 0 | 0 | 0 | 0
WT_off | 0 | 0 | 0 | 0 | 0 | 0
PseudoUnit | 0 | 0 | 0 | 0 | 0 | 0
FixedInterchange | 0 | 0 | 0 | 0 | 0 | 0
Emission Cost by Reporting Type: NYISO_J-K
ReportingType | 2015 | 2020 | 2025 | 2030 | 2035 | 2040
BM | 0 | 0 | 0 | 0 | 0 | 0
CC | 0 | 0 | 0 | 0 | 0 | 0
CSP | 0 | 0 | 0 | 0 | 0 | 0
CT | 0 | 0 | 0 | 0 | 0 | 0
Coal | 0 | 0 | 0 | 0 | 0 | 0
Geo | 0 | 0 | 0 | 0 | 0 | 0
H | 0 | 0 | 0 | 0 | 0 | 0
LFG | 0 | 0 | 0 | 0 | 0 | 0
Nuc | 0 | 0 | 0 | 0 | 0 | 0
PS | 0 | 0 | 0 | 0 | 0 | 0
PV | 0 | 0 | 0 | 0 | 0 | 0
PeakG | 0 | 0 | 0 | 0 | 0 | 0
PeakO | 0 | 0 | 0 | 0 | 0 | 0
ST | 0 | 0 | 0 | 0 | 0 | 0
STOG | 0 | 0 | 0 | 0 | 0 | 0
STWD | 0 | 0 | 0 | 0 | 0 | 0
WT | 0 | 0 | 0 | 0 | 0 | 0
IGCC | 0 | 0 | 0 | 0 | 0 | 0
DemandResponse | 0 | 0 | 0 | 0 | 0 | 0
IGCC-CCS | 0 | 0 | 0 | 0 | 0 | 0
WT_off | 0 | 0 | 0 | 0 | 0 | 0
PseudoUnit | 0 | 0 | 0 | 0 | 0 | 0
FixedInterchange | 0 | 0 | 0 | 0 | 0 | 0
Emission Cost by Reporting Type: PJM_E
ReportingType | 2015 | 2020 | 2025 | 2030 | 2035 | 2040
BM | 0 | 0 | 0 | 0 | 0 | 0
CC | 0 | 0 | 0 | 0 | 0 | 0
CSP | 0 | 0 | 0 | 0 | 0 | 0
CT | 0 | 0 | 0 | 0 | 0 | 0
Coal | 0.03 | 0.01 | 0 | 0 | 0 | 0
Geo | 0 | 0 | 0 | 0 | 0 | 0
H | 0 | 0 | 0 | 0 | 0 | 0
LFG | 0 | 0 | 0 | 0 | 0 | 0
Nuc | 0 | 0 | 0 | 0 | 0 | 0
PS | 0 | 0 | 0 | 0 | 0 | 0
PV | 0 | 0 | 0 | 0 | 0 | 0
PeakG | 0 | 0 | 0 | 0 | 0 | 0
PeakO | 0 | 0 | 0 | 0 | 0 | 0
ST | 0 | 0 | 0 | 0 | 0 | 0
STOG | 0 | 0 | 0 | 0 | 0 | 0
STWD | 0 | 0 | 0 | 0 | 0 | 0
WT | 0 | 0 | 0 | 0 | 0 | 0
IGCC | 0 | 0 | 0 | 0 | 0 | 0
DemandResponse | 0 | 0 | 0 | 0 | 0 | 0
IGCC-CCS | 0 | 0 | 0 | 0 | 0 | 0
WT_off | 0 | 0 | 0 | 0 | 0 | 0
PseudoUnit | 0 | 0 | 0 | 0 | 0 | 0
FixedInterchange | 0 | 0 | 0 | 0 | 0 | 0
Emission Cost by Reporting Type: PJM_ROM
ReportingType | 2015 | 2020 | 2025 | 2030 | 2035 | 2040
BM | 0 | 0 | 0 | 0 | 0 | 0
CC | 0 | 0 | 0 | 0 | 0 | 0
CSP | 0 | 0 | 0 | 0 | 0 | 0
CT | 0 | 0 | 0 | 0 | 0 | 0
Coal | 27.18 | 35.1 | 0 | 0 | 0 | 0
Geo | 0 | 0 | 0 | 0 | 0 | 0
H | 0 | 0 | 0 | 0 | 0 | 0
LFG | 0 | 0 | 0 | 0 | 0 | 0
Nuc | 0 | 0 | 0 | 0 | 0 | 0
PS | 0 | 0 | 0 | 0 | 0 | 0
PV | 0 | 0 | 0 | 0 | 0 | 0
PeakG | 0 | 0 | 0 | 0 | 0 | 0
PeakO | 0 | 0 | 0 | 0 | 0 | 0
ST | 0 | 0 | 0 | 0 | 0 | 0
STOG | 0 | 0 | 0 | 0 | 0 | 0
STWD | 0 | 0 | 0 | 0 | 0 | 0
WT | 0 | 0 | 0 | 0 | 0 | 0
IGCC | 0 | 0 | 0 | 0 | 0 | 0
DemandResponse | 0 | 0 | 0 | 0 | 0 | 0
IGCC-CCS | 0 | 0 | 0 | 0 | 0 | 0
WT_off | 0 | 0 | 0 | 0 | 0 | 0
PseudoUnit | 0 | 0 | 0 | 0 | 0 | 0
FixedInterchange | 0 | 0 | 0 | 0 | 0 | 0
Emission Cost by Reporting Type: PJM_ROR
ReportingType | 2015 | 2020 | 2025 | 2030 | 2035 | 2040
BM | 0 | 0 | 0 | 0 | 0 | 0
CC | 0 | 0 | 0 | 0 | 0 | 0
CSP | 0 | 0 | 0 | 0 | 0 | 0
CT | 0 | 0 | 0 | 0 | 0 | 0
Coal | 271.07 | 271 | 0 | 0 | 0 | 0
Geo | 0 | 0 | 0 | 0 | 0 | 0
H | 0 | 0 | 0 | 0 | 0 | 0
LFG | 0 | 0 | 0 | 0 | 0 | 0
Nuc | 0 | 0 | 0 | 0 | 0 | 0
PS | 0 | 0 | 0 | 0 | 0 | 0
PV | 0 | 0 | 0 | 0 | 0 | 0
PeakG | 0 | 0 | 0 | 0 | 0 | 0
PeakO | 0 | 0 | 0 | 0 | 0 | 0
ST | 0 | 0 | 0 | 0 | 0 | 0
STOG | 0 | 0 | 0 | 0 | 0 | 0
STWD | 0 | 0 | 0 | 0 | 0 | 0
WT | 0 | 0 | 0 | 0 | 0 | 0
IGCC | 0 | 0 | 0 | 0 | 0 | 0
DemandResponse | 0 | 0 | 0 | 0 | 0 | 0
IGCC-CCS | 0 | 0 | 0 | 0 | 0 | 0
WT_off | 0 | 0 | 0 | 0 | 0 | 0
PseudoUnit | 0 | 0 | 0 | 0 | 0 | 0
FixedInterchange | 0 | 0 | 0 | 0 | 0 | 0
Emission Cost by Reporting Type: SOCO
ReportingType | 2015 | 2020 | 2025 | 2030 | 2035 | 2040
BM | 0 | 0 | 0 | 0 | 0 | 0
CC | 0 | 0 | 0 | 0 | 0 | 0
CSP | 0 | 0 | 0 | 0 | 0 | 0
CT | 0 | 0 | 0 | 0 | 0 | 0
Coal | 72.21 | 58.04 | 0 | 0 | 0 | 0
Geo | 0 | 0 | 0 | 0 | 0 | 0
H | 0 | 0 | 0 | 0 | 0 | 0
LFG | 0 | 0 | 0 | 0 | 0 | 0
Nuc | 0 | 0 | 0 | 0 | 0 | 0
PS | 0 | 0 | 0 | 0 | 0 | 0
PV | 0 | 0 | 0 | 0 | 0 | 0
PeakG | 0 | 0 | 0 | 0 | 0 | 0
PeakO | 0 | 0 | 0 | 0 | 0 | 0
ST | 0 | 0 | 0 | 0 | 0 | 0
STOG | 0 | 0 | 0 | 0 | 0 | 0
STWD | 0 | 0 | 0 | 0 | 0 | 0
WT | 0 | 0 | 0 | 0 | 0 | 0
IGCC | 0 | 0 | 0 | 0 | 0 | 0
DemandResponse | 0 | 0 | 0 | 0 | 0 | 0
IGCC-CCS | 0 | 0 | 0 | 0 | 0 | 0
WT_off | 0 | 0 | 0 | 0 | 0 | 0
PseudoUnit | 0 | 0 | 0 | 0 | 0 | 0
FixedInterchange | 0 | 0 | 0 | 0 | 0 | 0
Emission Cost by Reporting Type: SPP_N
ReportingType | 2015 | 2020 | 2025 | 2030 | 2035 | 2040
BM | 0 | 0 | 0 | 0 | 0 | 0
CC | 0 | 0 | 0 | 0 | 0 | 0
CSP | 0 | 0 | 0 | 0 | 0 | 0
CT | 0 | 0 | 0 | 0 | 0 | 0
Coal | 10.56 | 13.47 | 0 | 0 | 0 | 0
Geo | 0 | 0 | 0 | 0 | 0 | 0
H | 0 | 0 | 0 | 0 | 0 | 0
LFG | 0 | 0 | 0 | 0 | 0 | 0
Nuc | 0 | 0 | 0 | 0 | 0 | 0
PS | 0 | 0 | 0 | 0 | 0 | 0
PV | 0 | 0 | 0 | 0 | 0 | 0
PeakG | 0 | 0 | 0 | 0 | 0 | 0
PeakO | 0 | 0 | 0 | 0 | 0 | 0
ST | 0 | 0 | 0 | 0 | 0 | 0
STOG | 0 | 0 | 0 | 0 | 0 | 0
STWD | 0 | 0 | 0 | 0 | 0 | 0
WT | 0 | 0 | 0 | 0 | 0 | 0
IGCC | 0 | 0 | 0 | 0 | 0 | 0
DemandResponse | 0 | 0 | 0 | 0 | 0 | 0
IGCC-CCS | 0 | 0 | 0 | 0 | 0 | 0
WT_off | 0 | 0 | 0 | 0 | 0 | 0
PseudoUnit | 0 | 0 | 0 | 0 | 0 | 0
FixedInterchange | 0 | 0 | 0 | 0 | 0 | 0
Emission Cost by Reporting Type: SPP_S
ReportingType | 2015 | 2020 | 2025 | 2030 | 2035 | 2040
BM | 0 | 0 | 0 | 0 | 0 | 0
CC | 0 | 0 | 0 | 0 | 0 | 0
CSP | 0 | 0 | 0 | 0 | 0 | 0
CT | 0 | 0 | 0 | 0 | 0 | 0
Coal | 34.7 | 44.36 | 0 | 0 | 0 | 0
Geo | 0 | 0 | 0 | 0 | 0 | 0
H | 0 | 0 | 0 | 0 | 0 | 0
LFG | 0 | 0 | 0 | 0 | 0 | 0
Nuc | 0 | 0 | 0 | 0 | 0 | 0
PS | 0 | 0 | 0 | 0 | 0 | 0
PV | 0 | 0 | 0 | 0 | 0 | 0
PeakG | 0 | 0 | 0 | 0 | 0 | 0
PeakO | 0 | 0 | 0 | 0 | 0 | 0
ST | 0 | 0 | 0 | 0 | 0 | 0
STOG | 0 | 0 | 0 | 0 | 0 | 0
STWD | 0 | 0 | 0 | 0 | 0 | 0
WT | 0 | 0 | 0 | 0 | 0 | 0
IGCC | 0 | 0 | 0 | 0 | 0 | 0
DemandResponse | 0 | 0 | 0 | 0 | 0 | 0
IGCC-CCS | 0 | 0 | 0 | 0 | 0 | 0
WT_off | 0 | 0 | 0 | 0 | 0 | 0
PseudoUnit | 0 | 0 | 0 | 0 | 0 | 0
FixedInterchange | 0 | 0 | 0 | 0 | 0 | 0
Emission Cost by Reporting Type: TVA
ReportingType | 2015 | 2020 | 2025 | 2030 | 2035 | 2040
BM | 0 | 0 | 0 | 0 | 0 | 0
CC | 0 | 0 | 0 | 0 | 0 | 0
CSP | 0 | 0 | 0 | 0 | 0 | 0
CT | 0 | 0 | 0 | 0 | 0 | 0
Coal | 48.52 | 60.97 | 0 | 0 | 0 | 0
Geo | 0 | 0 | 0 | 0 | 0 | 0
H | 0 | 0 | 0 | 0 | 0 | 0
LFG | 0 | 0 | 0 | 0 | 0 | 0
Nuc | 0 | 0 | 0 | 0 | 0 | 0
PS | 0 | 0 | 0 | 0 | 0 | 0
PV | 0 | 0 | 0 | 0 | 0 | 0
PeakG | 0 | 0 | 0 | 0 | 0 | 0
PeakO | 0 | 0 | 0 | 0 | 0 | 0
ST | 0 | 0 | 0 | 0 | 0 | 0
STOG | 0 | 0 | 0 | 0 | 0 | 0
STWD | 0 | 0 | 0 | 0 | 0 | 0
WT | 0 | 0 | 0 | 0 | 0 | 0
IGCC | 0 | 0 | 0 | 0 | 0 | 0
DemandResponse | 0 | 0 | 0 | 0 | 0 | 0
IGCC-CCS | 0 | 0 | 0 | 0 | 0 | 0
WT_off | 0 | 0 | 0 | 0 | 0 | 0
PseudoUnit | 0 | 0 | 0 | 0 | 0 | 0
FixedInterchange | 0 | 0 | 0 | 0 | 0 | 0
Emission Cost by Reporting Type: TVA_Transmission
ReportingType | 2015 | 2020 | 2025 | 2030 | 2035 | 2040
BM | 0 | 0 | 0 | 0 | 0 | 0
CC | 0 | 0 | 0 | 0 | 0 | 0
CSP | 0 | 0 | 0 | 0 | 0 | 0
CT | 0 | 0 | 0 | 0 | 0 | 0
Coal | 0 | 0 | 0 | 0 | 0 | 0
Geo | 0 | 0 | 0 | 0 | 0 | 0
H | 0 | 0 | 0 | 0 | 0 | 0
LFG | 0 | 0 | 0 | 0 | 0 | 0
Nuc | 0 | 0 | 0 | 0 | 0 | 0
PS | 0 | 0 | 0 | 0 | 0 | 0
PV | 0 | 0 | 0 | 0 | 0 | 0
PeakG | 0 | 0 | 0 | 0 | 0 | 0
PeakO | 0 | 0 | 0 | 0 | 0 | 0
ST | 0 | 0 | 0 | 0 | 0 | 0
STOG | 0 | 0 | 0 | 0 | 0 | 0
STWD | 0 | 0 | 0 | 0 | 0 | 0
WT | 0 | 0 | 0 | 0 | 0 | 0
IGCC | 0 | 0 | 0 | 0 | 0 | 0
DemandResponse | 0 | 0 | 0 | 0 | 0 | 0
IGCC-CCS | 0 | 0 | 0 | 0 | 0 | 0
WT_off | 0 | 0 | 0 | 0 | 0 | 0
PseudoUnit | 0 | 0 | 0 | 0 | 0 | 0
FixedInterchange | 0 | 0 | 0 | 0 | 0 | 0
Emission Cost by Reporting Type: VACAR
ReportingType | 2015 | 2020 | 2025 | 2030 | 2035 | 2040
BM | 0 | 0 | 0 | 0 | 0 | 0
CC | 0 | 0 | 0 | 0 | 0 | 0
CSP | 0 | 0 | 0 | 0 | 0 | 0
CT | 0 | 0 | 0 | 0 | 0 | 0
Coal | 28.72 | 26.65 | 0 | 0 | 0 | 0
Geo | 0 | 0 | 0 | 0 | 0 | 0
H | 0 | 0 | 0 | 0 | 0 | 0
LFG | 0 | 0 | 0 | 0 | 0 | 0
Nuc | 0 | 0 | 0 | 0 | 0 | 0
PS | 0 | 0 | 0 | 0 | 0 | 0
PV | 0 | 0 | 0 | 0 | 0 | 0
PeakG | 0 | 0 | 0 | 0 | 0 | 0
PeakO | 0 | 0 | 0 | 0 | 0 | 0
ST | 0 | 0 | 0 | 0 | 0 | 0
STOG | 0 | 0 | 0 | 0 | 0 | 0
STWD | 0 | 0 | 0 | 0 | 0 | 0
WT | 0 | 0 | 0 | 0 | 0 | 0
IGCC | 0 | 0 | 0 | 0 | 0 | 0
DemandResponse | 0 | 0 | 0 | 0 | 0 | 0
IGCC-CCS | 0 | 0 | 0 | 0 | 0 | 0
WT_off | 0 | 0 | 0 | 0 | 0 | 0
PseudoUnit | 0 | 0 | 0 | 0 | 0 | 0
FixedInterchange | 0 | 0 | 0 | 0 | 0 | 0
Emission Cost by Reporting Type: IESO
ReportingType | 2015 | 2020 | 2025 | 2030 | 2035 | 2040
BM | 0 | 0 | 0 | 0 | 0 | 0
CC | 0 | 0 | 0 | 0 | 0 | 0
CSP | 0 | 0 | 0 | 0 | 0 | 0
CT | 0 | 0 | 0 | 0 | 0 | 0
Coal | 0 | 0 | 0 | 0 | 0 | 0
Geo | 0 | 0 | 0 | 0 | 0 | 0
H | 0 | 0 | 0 | 0 | 0 | 0
LFG | 0 | 0 | 0 | 0 | 0 | 0
Nuc | 0 | 0 | 0 | 0 | 0 | 0
PS | 0 | 0 | 0 | 0 | 0 | 0
PV | 0 | 0 | 0 | 0 | 0 | 0
PeakG | 0 | 0 | 0 | 0 | 0 | 0
PeakO | 0 | 0 | 0 | 0 | 0 | 0
ST | 0 | 0 | 0 | 0 | 0 | 0
STOG | 0 | 0 | 0 | 0 | 0 | 0
STWD | 0 | 0 | 0 | 0 | 0 | 0
WT | 0 | 0 | 0 | 0 | 0 | 0
IGCC | 0 | 0 | 0 | 0 | 0 | 0
DemandResponse | 0 | 0 | 0 | 0 | 0 | 0
IGCC-CCS | 0 | 0 | 0 | 0 | 0 | 0
WT_off | 0 | 0 | 0 | 0 | 0 | 0
PseudoUnit | 0 | 0 | 0 | 0 | 0 | 0
FixedInterchange | 0 | 0 | 0 | 0 | 0 | 0
Emission Cost by Reporting Type: MAPP_CA
ReportingType | 2015 | 2020 | 2025 | 2030 | 2035 | 2040
BM | 0 | 0 | 0 | 0 | 0 | 0
CC | 0 | 0 | 0 | 0 | 0 | 0
CSP | 0 | 0 | 0 | 0 | 0 | 0
CT | 0 | 0 | 0 | 0 | 0 | 0
Coal | 0 | 0 | 0 | 0 | 0 | 0
Geo | 0 | 0 | 0 | 0 | 0 | 0
H | 0 | 0 | 0 | 0 | 0 | 0
LFG | 0 | 0 | 0 | 0 | 0 | 0
Nuc | 0 | 0 | 0 | 0 | 0 | 0
PS | 0 | 0 | 0 | 0 | 0 | 0
PV | 0 | 0 | 0 | 0 | 0 | 0
PeakG | 0 | 0 | 0 | 0 | 0 | 0
PeakO | 0 | 0 | 0 | 0 | 0 | 0
ST | 0 | 0 | 0 | 0 | 0 | 0
STOG | 0 | 0 | 0 | 0 | 0 | 0
STWD | 0 | 0 | 0 | 0 | 0 | 0
WT | 0 | 0 | 0 | 0 | 0 | 0
IGCC | 0 | 0 | 0 | 0 | 0 | 0
DemandResponse | 0 | 0 | 0 | 0 | 0 | 0
IGCC-CCS | 0 | 0 | 0 | 0 | 0 | 0
WT_off | 0 | 0 | 0 | 0 | 0 | 0
PseudoUnit | 0 | 0 | 0 | 0 | 0 | 0
FixedInterchange | 0 | 0 | 0 | 0 | 0 | 0
Emission Cost by Reporting Type: AZ_NM_SNV_Coal
ReportingType | 2015 | 2020 | 2025 | 2030 | 2035 | 2040
BM | 0 | 0 | 0 | 0 | 0 | 0
CC | 0 | 0 | 0 | 0 | 0 | 0
CSP | 0 | 0 | 0 | 0 | 0 | 0
CT | 0 | 0 | 0 | 0 | 0 | 0
Coal | 1.92 | 2.49 | 0 | 0 | 0 | 0
Geo | 0 | 0 | 0 | 0 | 0 | 0
H | 0 | 0 | 0 | 0 | 0 | 0
LFG | 0 | 0 | 0 | 0 | 0 | 0
Nuc | 0 | 0 | 0 | 0 | 0 | 0
PS | 0 | 0 | 0 | 0 | 0 | 0
PV | 0 | 0 | 0 | 0 | 0 | 0
PeakG | 0 | 0 | 0 | 0 | 0 | 0
PeakO | 0 | 0 | 0 | 0 | 0 | 0
ST | 0 | 0 | 0 | 0 | 0 | 0
STOG | 0 | 0 | 0 | 0 | 0 | 0
STWD | 0 | 0 | 0 | 0 | 0 | 0
WT | 0 | 0 | 0 | 0 | 0 | 0
IGCC | 0 | 0 | 0 | 0 | 0 | 0
DemandResponse | 0 | 0 | 0 | 0 | 0 | 0
IGCC-CCS | 0 | 0 | 0 | 0 | 0 | 0
WT_off | 0 | 0 | 0 | 0 | 0 | 0
PseudoUnit | 0 | 0 | 0 | 0 | 0 | 0
FixedInterchange | 0 | 0 | 0 | 0 | 0 | 0
Emission Cost by Reporting Type: AZ_NM_SNV_Gas
ReportingType | 2015 | 2020 | 2025 | 2030 | 2035 | 2040
BM | 0 | 0 | 0 | 0 | 0 | 0
CC | 0 | 0 | 0 | 0 | 0 | 0
CSP | 0 | 0 | 0 | 0 | 0 | 0
CT | 0 | 0 | 0 | 0 | 0 | 0
Coal | 0 | 0 | 0 | 0 | 0 | 0
Geo | 0 | 0 | 0 | 0 | 0 | 0
H | 0 | 0 | 0 | 0 | 0 | 0
LFG | 0 | 0 | 0 | 0 | 0 | 0
Nuc | 0 | 0 | 0 | 0 | 0 | 0
PS | 0 | 0 | 0 | 0 | 0 | 0
PV | 0 | 0 | 0 | 0 | 0 | 0
PeakG | 0 | 0 | 0 | 0 | 0 | 0
PeakO | 0 | 0 | 0 | 0 | 0 | 0
ST | 0 | 0 | 0 | 0 | 0 | 0
STOG | 0 | 0 | 0 | 0 | 0 | 0
STWD | 0 | 0 | 0 | 0 | 0 | 0
WT | 0 | 0 | 0 | 0 | 0 | 0
IGCC | 0 | 0 | 0 | 0 | 0 | 0
DemandResponse | 0 | 0 | 0 | 0 | 0 | 0
IGCC-CCS | 0 | 0 | 0 | 0 | 0 | 0
WT_off | 0 | 0 | 0 | 0 | 0 | 0
PseudoUnit | 0 | 0 | 0 | 0 | 0 | 0
FixedInterchange | 0 | 0 | 0 | 0 | 0 | 0
Emission Cost by Reporting Type: AZ_NM_SNV_NucRenew
ReportingType | 2015 | 2020 | 2025 | 2030 | 2035 | 2040
BM | 0 | 0 | 0 | 0 | 0 | 0
CC | 0 | 0 | 0 | 0 | 0 | 0
CSP | 0 | 0 | 0 | 0 | 0 | 0
CT | 0 | 0 | 0 | 0 | 0 | 0
Coal | 0 | 0 | 0 | 0 | 0 | 0
Geo | 0 | 0 | 0 | 0 | 0 | 0
H | 0 | 0 | 0 | 0 | 0 | 0
LFG | 0 | 0 | 0 | 0 | 0 | 0
Nuc | 0 | 0 | 0 | 0 | 0 | 0
PS | 0 | 0 | 0 | 0 | 0 | 0
PV | 0 | 0 | 0 | 0 | 0 | 0
PeakG | 0 | 0 | 0 | 0 | 0 | 0
PeakO | 0 | 0 | 0 | 0 | 0 | 0
ST | 0 | 0 | 0 | 0 | 0 | 0
STOG | 0 | 0 | 0 | 0 | 0 | 0
STWD | 0 | 0 | 0 | 0 | 0 | 0
WT | 0 | 0 | 0 | 0 | 0 | 0
IGCC | 0 | 0 | 0 | 0 | 0 | 0
DemandResponse | 0 | 0 | 0 | 0 | 0 | 0
IGCC-CCS | 0 | 0 | 0 | 0 | 0 | 0
WT_off | 0 | 0 | 0 | 0 | 0 | 0
PseudoUnit | 0 | 0 | 0 | 0 | 0 | 0
FixedInterchange | 0 | 0 | 0 | 0 | 0 | 0
Emission Cost by Reporting Type: ERCOT
ReportingType | 2015 | 2020 | 2025 | 2030 | 2035 | 2040
BM | 0 | 0 | 0 | 0 | 0 | 0
CC | 0 | 0 | 0 | 0 | 0 | 0
CSP | 0 | 0 | 0 | 0 | 0 | 0
CT | 0 | 0 | 0 | 0 | 0 | 0
Coal | 39.49 | 53.3 | 0 | 0 | 0 | 0
Geo | 0 | 0 | 0 | 0 | 0 | 0
H | 0 | 0 | 0 | 0 | 0 | 0
LFG | 0 | 0 | 0 | 0 | 0 | 0
Nuc | 0 | 0 | 0 | 0 | 0 | 0
PS | 0 | 0 | 0 | 0 | 0 | 0
PV | 0 | 0 | 0 | 0 | 0 | 0
PeakG | 0 | 0 | 0 | 0 | 0 | 0
PeakO | 0 | 0 | 0 | 0 | 0 | 0
ST | 0 | 0 | 0 | 0 | 0 | 0
STOG | 0 | 0 | 0 | 0 | 0 | 0
STWD | 0 | 0 | 0 | 0 | 0 | 0
WT | 0 | 0 | 0 | 0 | 0 | 0
IGCC | 0 | 0 | 0 | 0 | 0 | 0
DemandResponse | 0 | 0 | 0 | 0 | 0 | 0
IGCC-CCS | 0 | 0 | 0 | 0 | 0 | 0
WT_off | 0 | 0 | 0 | 0 | 0 | 0
PseudoUnit | 0 | 0 | 0 | 0 | 0 | 0
FixedInterchange | 0 | 0 | 0 | 0 | 0 | 0
Emission Cost by Reporting Type: NP15
ReportingType | 2015 | 2020 | 2025 | 2030 | 2035 | 2040
BM | 0 | 0 | 0 | 0 | 0 | 0
CC | 0 | 0 | 0 | 0 | 0 | 0
CSP | 0 | 0 | 0 | 0 | 0 | 0
CT | 0 | 0 | 0 | 0 | 0 | 0
Coal | 0 | 0 | 0 | 0 | 0 | 0
Geo | 0 | 0 | 0 | 0 | 0 | 0
H | 0 | 0 | 0 | 0 | 0 | 0
LFG | 0 | 0 | 0 | 0 | 0 | 0
Nuc | 0 | 0 | 0 | 0 | 0 | 0
PS | 0 | 0 | 0 | 0 | 0 | 0
PV | 0 | 0 | 0 | 0 | 0 | 0
PeakG | 0 | 0 | 0 | 0 | 0 | 0
PeakO | 0 | 0 | 0 | 0 | 0 | 0
ST | 0 | 0 | 0 | 0 | 0 | 0
STOG | 0 | 0 | 0 | 0 | 0 | 0
STWD | 0 | 0 | 0 | 0 | 0 | 0
WT | 0 | 0 | 0 | 0 | 0 | 0
IGCC | 0 | 0 | 0 | 0 | 0 | 0
DemandResponse | 0 | 0 | 0 | 0 | 0 | 0
IGCC-CCS | 0 | 0 | 0 | 0 | 0 | 0
WT_off | 0 | 0 | 0 | 0 | 0 | 0
PseudoUnit | 0 | 0 | 0 | 0 | 0 | 0
FixedInterchange | 0 | 0 | 0 | 0 | 0 | 0
Emission Cost by Reporting Type: NWPP_Coal
ReportingType | 2015 | 2020 | 2025 | 2030 | 2035 | 2040
BM | 0 | 0 | 0 | 0 | 0 | 0
CC | 0 | 0 | 0 | 0 | 0 | 0
CSP | 0 | 0 | 0 | 0 | 0 | 0
CT | 0 | 0 | 0 | 0 | 0 | 0
Coal | 6.65 | 8 | 0 | 0 | 0 | 0
Geo | 0 | 0 | 0 | 0 | 0 | 0
H | 0 | 0 | 0 | 0 | 0 | 0
LFG | 0 | 0 | 0 | 0 | 0 | 0
Nuc | 0 | 0 | 0 | 0 | 0 | 0
PS | 0 | 0 | 0 | 0 | 0 | 0
PV | 0 | 0 | 0 | 0 | 0 | 0
PeakG | 0 | 0 | 0 | 0 | 0 | 0
PeakO | 0 | 0 | 0 | 0 | 0 | 0
ST | 0 | 0 | 0 | 0 | 0 | 0
STOG | 0 | 0 | 0 | 0 | 0 | 0
STWD | 0 | 0 | 0 | 0 | 0 | 0
WT | 0 | 0 | 0 | 0 | 0 | 0
IGCC | 0 | 0 | 0 | 0 | 0 | 0
DemandResponse | 0 | 0 | 0 | 0 | 0 | 0
IGCC-CCS | 0 | 0 | 0 | 0 | 0 | 0
WT_off | 0 | 0 | 0 | 0 | 0 | 0
PseudoUnit | 0 | 0 | 0 | 0 | 0 | 0
FixedInterchange | 0 | 0 | 0 | 0 | 0 | 0
Emission Cost by Reporting Type: NWPP_Gas
ReportingType | 2015 | 2020 | 2025 | 2030 | 2035 | 2040
BM | 0 | 0 | 0 | 0 | 0 | 0
CC | 0 | 0 | 0 | 0 | 0 | 0
CSP | 0 | 0 | 0 | 0 | 0 | 0
CT | 0 | 0 | 0 | 0 | 0 | 0
Coal | 0 | 0 | 0 | 0 | 0 | 0
Geo | 0 | 0 | 0 | 0 | 0 | 0
H | 0 | 0 | 0 | 0 | 0 | 0
LFG | 0 | 0 | 0 | 0 | 0 | 0
Nuc | 0 | 0 | 0 | 0 | 0 | 0
PS | 0 | 0 | 0 | 0 | 0 | 0
PV | 0 | 0 | 0 | 0 | 0 | 0
PeakG | 0 | 0 | 0 | 0 | 0 | 0
PeakO | 0 | 0 | 0 | 0 | 0 | 0
ST | 0 | 0 | 0 | 0 | 0 | 0
STOG | 0 | 0 | 0 | 0 | 0 | 0
STWD | 0 | 0 | 0 | 0 | 0 | 0
WT | 0 | 0 | 0 | 0 | 0 | 0
IGCC | 0 | 0 | 0 | 0 | 0 | 0
DemandResponse | 0 | 0 | 0 | 0 | 0 | 0
IGCC-CCS | 0 | 0 | 0 | 0 | 0 | 0
WT_off | 0 | 0 | 0 | 0 | 0 | 0
PseudoUnit | 0 | 0 | 0 | 0 | 0 | 0
FixedInterchange | 0 | 0 | 0 | 0 | 0 | 0
Emission Cost by Reporting Type: NWPP_NucRenew
ReportingType | 2015 | 2020 | 2025 | 2030 | 2035 | 2040
BM | 0 | 0 | 0 | 0 | 0 | 0
CC | 0 | 0 | 0 | 0 | 0 | 0
CSP | 0 | 0 | 0 | 0 | 0 | 0
CT | 0 | 0 | 0 | 0 | 0 | 0
Coal | 0 | 0 | 0 | 0 | 0 | 0
Geo | 0 | 0 | 0 | 0 | 0 | 0
H | 0 | 0 | 0 | 0 | 0 | 0
LFG | 0 | 0 | 0 | 0 | 0 | 0
Nuc | 0 | 0 | 0 | 0 | 0 | 0
PS | 0 | 0 | 0 | 0 | 0 | 0
PV | 0 | 0 | 0 | 0 | 0 | 0
PeakG | 0 | 0 | 0 | 0 | 0 | 0
PeakO | 0 | 0 | 0 | 0 | 0 | 0
ST | 0 | 0 | 0 | 0 | 0 | 0
STOG | 0 | 0 | 0 | 0 | 0 | 0
STWD | 0 | 0 | 0 | 0 | 0 | 0
WT | 0 | 0 | 0 | 0 | 0 | 0
IGCC | 0 | 0 | 0 | 0 | 0 | 0
DemandResponse | 0 | 0 | 0 | 0 | 0 | 0
IGCC-CCS | 0 | 0 | 0 | 0 | 0 | 0
WT_off | 0 | 0 | 0 | 0 | 0 | 0
PseudoUnit | 0 | 0 | 0 | 0 | 0 | 0
FixedInterchange | 0 | 0 | 0 | 0 | 0 | 0
Emission Cost by Reporting Type: RMPA
ReportingType | 2015 | 2020 | 2025 | 2030 | 2035 | 2040
BM | 0 | 0 | 0 | 0 | 0 | 0
CC | 0 | 0 | 0 | 0 | 0 | 0
CSP | 0 | 0 | 0 | 0 | 0 | 0
CT | 0 | 0 | 0 | 0 | 0 | 0
Coal | 4.06 | 5.16 | 0 | 0 | 0 | 0
Geo | 0 | 0 | 0 | 0 | 0 | 0
H | 0 | 0 | 0 | 0 | 0 | 0
LFG | 0 | 0 | 0 | 0 | 0 | 0
Nuc | 0 | 0 | 0 | 0 | 0 | 0
PS | 0 | 0 | 0 | 0 | 0 | 0
PV | 0 | 0 | 0 | 0 | 0 | 0
PeakG | 0 | 0 | 0 | 0 | 0 | 0
PeakO | 0 | 0 | 0 | 0 | 0 | 0
ST | 0 | 0 | 0 | 0 | 0 | 0
STOG | 0 | 0 | 0 | 0 | 0 | 0
STWD | 0 | 0 | 0 | 0 | 0 | 0
WT | 0 | 0 | 0 | 0 | 0 | 0
IGCC | 0 | 0 | 0 | 0 | 0 | 0
DemandResponse | 0 | 0 | 0 | 0 | 0 | 0
IGCC-CCS | 0 | 0 | 0 | 0 | 0 | 0
WT_off | 0 | 0 | 0 | 0 | 0 | 0
PseudoUnit | 0 | 0 | 0 | 0 | 0 | 0
FixedInterchange | 0 | 0 | 0 | 0 | 0 | 0
Emission Cost by Reporting Type: SP15
ReportingType | 2015 | 2020 | 2025 | 2030 | 2035 | 2040
BM | 0 | 0 | 0 | 0 | 0 | 0
CC | 0 | 0 | 0 | 0 | 0 | 0
CSP | 0 | 0 | 0 | 0 | 0 | 0
CT | 0 | 0 | 0 | 0 | 0 | 0
Coal | 0.01 | 0.01 | 0 | 0 | 0 | 0
Geo | 0 | 0 | 0 | 0 | 0 | 0
H | 0 | 0 | 0 | 0 | 0 | 0
LFG | 0 | 0 | 0 | 0 | 0 | 0
Nuc | 0 | 0 | 0 | 0 | 0 | 0
PS | 0 | 0 | 0 | 0 | 0 | 0
PV | 0 | 0 | 0 | 0 | 0 | 0
PeakG | 0 | 0 | 0 | 0 | 0 | 0
PeakO | 0 | 0 | 0 | 0 | 0 | 0
ST | 0 | 0 | 0 | 0 | 0 | 0
STOG | 0 | 0 | 0 | 0 | 0 | 0
STWD | 0 | 0 | 0 | 0 | 0 | 0
WT | 0 | 0 | 0 | 0 | 0 | 0
IGCC | 0 | 0 | 0 | 0 | 0 | 0
DemandResponse | 0 | 0 | 0 | 0 | 0 | 0
IGCC-CCS | 0 | 0 | 0 | 0 | 0 | 0
WT_off | 0 | 0 | 0 | 0 | 0 | 0
PseudoUnit | 0 | 0 | 0 | 0 | 0 | 0
FixedInterchange | 0 | 0 | 0 | 0 | 0 | 0
Emission Cost by Reporting Type: ALB
ReportingType | 2015 | 2020 | 2025 | 2030 | 2035 | 2040
BM | 0 | 0 | 0 | 0 | 0 | 0
CC | 0 | 0 | 0 | 0 | 0 | 0
CSP | 0 | 0 | 0 | 0 | 0 | 0
CT | 0 | 0 | 0 | 0 | 0 | 0
Coal | 0 | 0 | 0 | 0 | 0 | 0
Geo | 0 | 0 | 0 | 0 | 0 | 0
H | 0 | 0 | 0 | 0 | 0 | 0
LFG | 0 | 0 | 0 | 0 | 0 | 0
Nuc | 0 | 0 | 0 | 0 | 0 | 0
PS | 0 | 0 | 0 | 0 | 0 | 0
PV | 0 | 0 | 0 | 0 | 0 | 0
PeakG | 0 | 0 | 0 | 0 | 0 | 0
PeakO | 0 | 0 | 0 | 0 | 0 | 0
ST | 0 | 0 | 0 | 0 | 0 | 0
STOG | 0 | 0 | 0 | 0 | 0 | 0
STWD | 0 | 0 | 0 | 0 | 0 | 0
WT | 0 | 0 | 0 | 0 | 0 | 0
IGCC | 0 | 0 | 0 | 0 | 0 | 0
DemandResponse | 0 | 0 | 0 | 0 | 0 | 0
IGCC-CCS | 0 | 0 | 0 | 0 | 0 | 0
WT_off | 0 | 0 | 0 | 0 | 0 | 0
PseudoUnit | 0 | 0 | 0 | 0 | 0 | 0
FixedInterchange | 0 | 0 | 0 | 0 | 0 | 0
Emission Cost by Reporting Type: BC
ReportingType | 2015 | 2020 | 2025 | 2030 | 2035 | 2040
BM | 0 | 0 | 0 | 0 | 0 | 0
CC | 0 | 0 | 0 | 0 | 0 | 0
CSP | 0 | 0 | 0 | 0 | 0 | 0
CT | 0 | 0 | 0 | 0 | 0 | 0
Coal | 0 | 0 | 0 | 0 | 0 | 0
Geo | 0 | 0 | 0 | 0 | 0 | 0
H | 0 | 0 | 0 | 0 | 0 | 0
LFG | 0 | 0 | 0 | 0 | 0 | 0
Nuc | 0 | 0 | 0 | 0 | 0 | 0
PS | 0 | 0 | 0 | 0 | 0 | 0
PV | 0 | 0 | 0 | 0 | 0 | 0
PeakG | 0 | 0 | 0 | 0 | 0 | 0
PeakO | 0 | 0 | 0 | 0 | 0 | 0
ST | 0 | 0 | 0 | 0 | 0 | 0
STOG | 0 | 0 | 0 | 0 | 0 | 0
STWD | 0 | 0 | 0 | 0 | 0 | 0
WT | 0 | 0 | 0 | 0 | 0 | 0
IGCC | 0 | 0 | 0 | 0 | 0 | 0
DemandResponse | 0 | 0 | 0 | 0 | 0 | 0
IGCC-CCS | 0 | 0 | 0 | 0 | 0 | 0
WT_off | 0 | 0 | 0 | 0 | 0 | 0
PseudoUnit | 0 | 0 | 0 | 0 | 0 | 0
FixedInterchange | 0 | 0 | 0 | 0 | 0 | 0
Emission Cost by Reporting Type: HQ_IESO
ReportingType | 2015 | 2020 | 2025 | 2030 | 2035 | 2040
BM | 0 | 0 | 0 | 0 | 0 | 0
CC | 0 | 0 | 0 | 0 | 0 | 0
CSP | 0 | 0 | 0 | 0 | 0 | 0
CT | 0 | 0 | 0 | 0 | 0 | 0
Coal | 0 | 0 | 0 | 0 | 0 | 0
Geo | 0 | 0 | 0 | 0 | 0 | 0
H | 0 | 0 | 0 | 0 | 0 | 0
LFG | 0 | 0 | 0 | 0 | 0 | 0
Nuc | 0 | 0 | 0 | 0 | 0 | 0
PS | 0 | 0 | 0 | 0 | 0 | 0
PV | 0 | 0 | 0 | 0 | 0 | 0
PeakG | 0 | 0 | 0 | 0 | 0 | 0
PeakO | 0 | 0 | 0 | 0 | 0 | 0
ST | 0 | 0 | 0 | 0 | 0 | 0
STOG | 0 | 0 | 0 | 0 | 0 | 0
STWD | 0 | 0 | 0 | 0 | 0 | 0
WT | 0 | 0 | 0 | 0 | 0 | 0
IGCC | 0 | 0 | 0 | 0 | 0 | 0
DemandResponse | 0 | 0 | 0 | 0 | 0 | 0
IGCC-CCS | 0 | 0 | 0 | 0 | 0 | 0
WT_off | 0 | 0 | 0 | 0 | 0 | 0
PseudoUnit | 0 | 0 | 0 | 0 | 0 | 0
FixedInterchange | 0 | 0 | 0 | 0 | 0 | 0
Emission Cost by Reporting Type: HQ_NEISO
ReportingType | 2015 | 2020 | 2025 | 2030 | 2035 | 2040
BM | 0 | 0 | 0 | 0 | 0 | 0
CC | 0 | 0 | 0 | 0 | 0 | 0
CSP | 0 | 0 | 0 | 0 | 0 | 0
CT | 0 | 0 | 0 | 0 | 0 | 0
Coal | 0 | 0 | 0 | 0 | 0 | 0
Geo | 0 | 0 | 0 | 0 | 0 | 0
H | 0 | 0 | 0 | 0 | 0 | 0
LFG | 0 | 0 | 0 | 0 | 0 | 0
Nuc | 0 | 0 | 0 | 0 | 0 | 0
PS | 0 | 0 | 0 | 0 | 0 | 0
PV | 0 | 0 | 0 | 0 | 0 | 0
PeakG | 0 | 0 | 0 | 0 | 0 | 0
PeakO | 0 | 0 | 0 | 0 | 0 | 0
ST | 0 | 0 | 0 | 0 | 0 | 0
STOG | 0 | 0 | 0 | 0 | 0 | 0
STWD | 0 | 0 | 0 | 0 | 0 | 0
WT | 0 | 0 | 0 | 0 | 0 | 0
IGCC | 0 | 0 | 0 | 0 | 0 | 0
DemandResponse | 0 | 0 | 0 | 0 | 0 | 0
IGCC-CCS | 0 | 0 | 0 | 0 | 0 | 0
WT_off | 0 | 0 | 0 | 0 | 0 | 0
PseudoUnit | 0 | 0 | 0 | 0 | 0 | 0
FixedInterchange | 0 | 0 | 0 | 0 | 0 | 0
Emission Cost by Reporting Type: HQ_NY
ReportingType | 2015 | 2020 | 2025 | 2030 | 2035 | 2040
BM | 0 | 0 | 0 | 0 | 0 | 0
CC | 0 | 0 | 0 | 0 | 0 | 0
CSP | 0 | 0 | 0 | 0 | 0 | 0
CT | 0 | 0 | 0 | 0 | 0 | 0
Coal | 0 | 0 | 0 | 0 | 0 | 0
Geo | 0 | 0 | 0 | 0 | 0 | 0
H | 0 | 0 | 0 | 0 | 0 | 0
LFG | 0 | 0 | 0 | 0 | 0 | 0
Nuc | 0 | 0 | 0 | 0 | 0 | 0
PS | 0 | 0 | 0 | 0 | 0 | 0
PV | 0 | 0 | 0 | 0 | 0 | 0
PeakG | 0 | 0 | 0 | 0 | 0 | 0
PeakO | 0 | 0 | 0 | 0 | 0 | 0
ST | 0 | 0 | 0 | 0 | 0 | 0
STOG | 0 | 0 | 0 | 0 | 0 | 0
STWD | 0 | 0 | 0 | 0 | 0 | 0
WT | 0 | 0 | 0 | 0 | 0 | 0
IGCC | 0 | 0 | 0 | 0 | 0 | 0
DemandResponse | 0 | 0 | 0 | 0 | 0 | 0
IGCC-CCS | 0 | 0 | 0 | 0 | 0 | 0
WT_off | 0 | 0 | 0 | 0 | 0 | 0
PseudoUnit | 0 | 0 | 0 | 0 | 0 | 0
FixedInterchange | 0 | 0 | 0 | 0 | 0 | 0
Emission Cost by Reporting Type: MARITIMES
ReportingType | 2015 | 2020 | 2025 | 2030 | 2035 | 2040
BM | 0 | 0 | 0 | 0 | 0 | 0
CC | 0 | 0 | 0 | 0 | 0 | 0
CSP | 0 | 0 | 0 | 0 | 0 | 0
CT | 0 | 0 | 0 | 0 | 0 | 0
Coal | 0 | 0 | 0 | 0 | 0 | 0
Geo | 0 | 0 | 0 | 0 | 0 | 0
H | 0 | 0 | 0 | 0 | 0 | 0
LFG | 0 | 0 | 0 | 0 | 0 | 0
Nuc | 0 | 0 | 0 | 0 | 0 | 0
PS | 0 | 0 | 0 | 0 | 0 | 0
PV | 0 | 0 | 0 | 0 | 0 | 0
PeakG | 0 | 0 | 0 | 0 | 0 | 0
PeakO | 0 | 0 | 0 | 0 | 0 | 0
ST | 0 | 0 | 0 | 0 | 0 | 0
STOG | 0 | 0 | 0 | 0 | 0 | 0
STWD | 0 | 0 | 0 | 0 | 0 | 0
WT | 0 | 0 | 0 | 0 | 0 | 0
IGCC | 0 | 0 | 0 | 0 | 0 | 0
DemandResponse | 0 | 0 | 0 | 0 | 0 | 0
IGCC-CCS | 0 | 0 | 0 | 0 | 0 | 0
WT_off | 0 | 0 | 0 | 0 | 0 | 0
PseudoUnit | 0 | 0 | 0 | 0 | 0 | 0
FixedInterchange | 0 | 0 | 0 | 0 | 0 | 0
Emission Cost by Reporting Type: All
ReportingType | 2015 | 2020 | 2025 | 2030 | 2035 | 2040
BM | 0 | 0 | 0 | 0 | 0 | 0
CC | 0 | 0 | 0 | 0 | 0 | 0
CSP | 0 | 0 | 0 | 0 | 0 | 0
CT | 0 | 0 | 0 | 0 | 0 | 0
Coal | 876.24 | 963.06 | 0 | 0 | 0 | 0
Geo | 0 | 0 | 0 | 0 | 0 | 0
H | 0 | 0 | 0 | 0 | 0 | 0
LFG | 0 | 0 | 0 | 0 | 0 | 0
Nuc | 0 | 0 | 0 | 0 | 0 | 0
PS | 0 | 0 | 0 | 0 | 0 | 0
PV | 0 | 0 | 0 | 0 | 0 | 0
PeakG | 0 | 0 | 0 | 0 | 0 | 0
PeakO | 0 | 0 | 0 | 0 | 0 | 0
ST | 0 | 0 | 0 | 0 | 0 | 0
STOG | 0 | 0 | 0 | 0 | 0 | 0
STWD | 0 | 0 | 0 | 0 | 0 | 0
WT | 0 | 0 | 0 | 0 | 0 | 0
IGCC | 0.41 | 0.52 | 0 | 0 | 0 | 0
DemandResponse | 0 | 0 | 0 | 0 | 0 | 0
IGCC-CCS | 0 | 0 | 0 | 0 | 0 | 0
WT_off | 0 | 0 | 0 | 0 | 0 | 0
PseudoUnit | 0 | 0 | 0 | 0 | 0 | 0
FixedInterchange | 0 | 0 | 0 | 0 | 0 | 0
Emission Cost by Reporting Type: EI_US
ReportingType | 2015 | 2020 | 2025 | 2030 | 2035 | 2040
BM | 0 | 0 | 0 | 0 | 0 | 0
CC | 0 | 0 | 0 | 0 | 0 | 0
CSP | 0 | 0 | 0 | 0 | 0 | 0
CT | 0 | 0 | 0 | 0 | 0 | 0
Coal | 824.11 | 894.1 | 0 | 0 | 0 | 0
Geo | 0 | 0 | 0 | 0 | 0 | 0
H | 0 | 0 | 0 | 0 | 0 | 0
LFG | 0 | 0 | 0 | 0 | 0 | 0
Nuc | 0 | 0 | 0 | 0 | 0 | 0
PS | 0 | 0 | 0 | 0 | 0 | 0
PV | 0 | 0 | 0 | 0 | 0 | 0
PeakG | 0 | 0 | 0 | 0 | 0 | 0
PeakO | 0 | 0 | 0 | 0 | 0 | 0
ST | 0 | 0 | 0 | 0 | 0 | 0
STOG | 0 | 0 | 0 | 0 | 0 | 0
STWD | 0 | 0 | 0 | 0 | 0 | 0
WT | 0 | 0 | 0 | 0 | 0 | 0
IGCC | 0.41 | 0.52 | 0 | 0 | 0 | 0
DemandResponse | 0 | 0 | 0 | 0 | 0 | 0
IGCC-CCS | 0 | 0 | 0 | 0 | 0 | 0
WT_off | 0 | 0 | 0 | 0 | 0 | 0
PseudoUnit | 0 | 0 | 0 | 0 | 0 | 0
FixedInterchange | 0 | 0 | 0 | 0 | 0 | 0
Emission Cost by Reporting Type: EI_Canada
ReportingType | 2015 | 2020 | 2025 | 2030 | 2035 | 2040
BM | 0 | 0 | 0 | 0 | 0 | 0
CC | 0 | 0 | 0 | 0 | 0 | 0
CSP | 0 | 0 | 0 | 0 | 0 | 0
CT | 0 | 0 | 0 | 0 | 0 | 0
Coal | 0 | 0 | 0 | 0 | 0 | 0
Geo | 0 | 0 | 0 | 0 | 0 | 0
H | 0 | 0 | 0 | 0 | 0 | 0
LFG | 0 | 0 | 0 | 0 | 0 | 0
Nuc | 0 | 0 | 0 | 0 | 0 | 0
PS | 0 | 0 | 0 | 0 | 0 | 0
PV | 0 | 0 | 0 | 0 | 0 | 0
PeakG | 0 | 0 | 0 | 0 | 0 | 0
PeakO | 0 | 0 | 0 | 0 | 0 | 0
ST | 0 | 0 | 0 | 0 | 0 | 0
STOG | 0 | 0 | 0 | 0 | 0 | 0
STWD | 0 | 0 | 0 | 0 | 0 | 0
WT | 0 | 0 | 0 | 0 | 0 | 0
IGCC | 0 | 0 | 0 | 0 | 0 | 0
DemandResponse | 0 | 0 | 0 | 0 | 0 | 0
IGCC-CCS | 0 | 0 | 0 | 0 | 0 | 0
WT_off | 0 | 0 | 0 | 0 | 0 | 0
PseudoUnit | 0 | 0 | 0 | 0 | 0 | 0
FixedInterchange | 0 | 0 | 0 | 0 | 0 | 0
Emission Cost by Reporting Type: EI
ReportingType | 2015 | 2020 | 2025 | 2030 | 2035 | 2040
BM | 0 | 0 | 0 | 0 | 0 | 0
CC | 0 | 0 | 0 | 0 | 0 | 0
CSP | 0 | 0 | 0 | 0 | 0 | 0
CT | 0 | 0 | 0 | 0 | 0 | 0
Coal | 824.11 | 894.1 | 0 | 0 | 0 | 0
Geo | 0 | 0 | 0 | 0 | 0 | 0
H | 0 | 0 | 0 | 0 | 0 | 0
LFG | 0 | 0 | 0 | 0 | 0 | 0
Nuc | 0 | 0 | 0 | 0 | 0 | 0
PS | 0 | 0 | 0 | 0 | 0 | 0
PV | 0 | 0 | 0 | 0 | 0 | 0
PeakG | 0 | 0 | 0 | 0 | 0 | 0
PeakO | 0 | 0 | 0 | 0 | 0 | 0
ST | 0 | 0 | 0 | 0 | 0 | 0
STOG | 0 | 0 | 0 | 0 | 0 | 0
STWD | 0 | 0 | 0 | 0 | 0 | 0
WT | 0 | 0 | 0 | 0 | 0 | 0
IGCC | 0.41 | 0.52 | 0 | 0 | 0 | 0
DemandResponse | 0 | 0 | 0 | 0 | 0 | 0
IGCC-CCS | 0 | 0 | 0 | 0 | 0 | 0
WT_off | 0 | 0 | 0 | 0 | 0 | 0
PseudoUnit | 0 | 0 | 0 | 0 | 0 | 0
FixedInterchange | 0 | 0 | 0 | 0 | 0 | 0
Emission Cost by Reporting Type: Outside_EI
ReportingType | 2015 | 2020 | 2025 | 2030 | 2035 | 2040
BM | 0 | 0 | 0 | 0 | 0 | 0
CC | 0 | 0 | 0 | 0 | 0 | 0
CSP | 0 | 0 | 0 | 0 | 0 | 0
CT | 0 | 0 | 0 | 0 | 0 | 0
Coal | 52.12 | 68.96 | 0 | 0 | 0 | 0
Geo | 0 | 0 | 0 | 0 | 0 | 0
H | 0 | 0 | 0 | 0 | 0 | 0
LFG | 0 | 0 | 0 | 0 | 0 | 0
Nuc | 0 | 0 | 0 | 0 | 0 | 0
PS | 0 | 0 | 0 | 0 | 0 | 0
PV | 0 | 0 | 0 | 0 | 0 | 0
PeakG | 0 | 0 | 0 | 0 | 0 | 0
PeakO | 0 | 0 | 0 | 0 | 0 | 0
ST | 0 | 0 | 0 | 0 | 0 | 0
STOG | 0 | 0 | 0 | 0 | 0 | 0
STWD | 0 | 0 | 0 | 0 | 0 | 0
WT | 0 | 0 | 0 | 0 | 0 | 0
IGCC | 0 | 0 | 0 | 0 | 0 | 0
DemandResponse | 0 | 0 | 0 | 0 | 0 | 0
IGCC-CCS | 0 | 0 | 0 | 0 | 0 | 0
WT_off | 0 | 0 | 0 | 0 | 0 | 0
PseudoUnit | 0 | 0 | 0 | 0 | 0 | 0
FixedInterchange | 0 | 0 | 0 | 0 | 0 | 0
==== Emission Program: CAIRNoxSeasonal : (NOx) ====
Emission Cost by Reporting Type: Entergy
ReportingType | 2015 | 2020 | 2025 | 2030 | 2035 | 2040
BM | 0 | 0 | 0 | 0 | 0 | 0
CC | 0 | 0 | 0 | 0 | 0 | 0
CSP | 0 | 0 | 0 | 0 | 0 | 0
CT | 0 | 0 | 0 | 0 | 0 | 0
Coal | 0 | 0 | 0 | 0 | 0 | 0
Geo | 0 | 0 | 0 | 0 | 0 | 0
H | 0 | 0 | 0 | 0 | 0 | 0
LFG | 0 | 0 | 0 | 0 | 0 | 0
Nuc | 0 | 0 | 0 | 0 | 0 | 0
PS | 0 | 0 | 0 | 0 | 0 | 0
PV | 0 | 0 | 0 | 0 | 0 | 0
PeakG | 0 | 0 | 0 | 0 | 0 | 0
PeakO | 0 | 0 | 0 | 0 | 0 | 0
ST | 0 | 0 | 0 | 0 | 0 | 0
STOG | 0 | 0 | 0 | 0 | 0 | 0
STWD | 0 | 0 | 0 | 0 | 0 | 0
WT | 0 | 0 | 0 | 0 | 0 | 0
IGCC | 0 | 0 | 0 | 0 | 0 | 0
DemandResponse | 0 | 0 | 0 | 0 | 0 | 0
IGCC-CCS | 0 | 0 | 0 | 0 | 0 | 0
WT_off | 0 | 0 | 0 | 0 | 0 | 0
PseudoUnit | 0 | 0 | 0 | 0 | 0 | 0
FixedInterchange | 0 | 0 | 0 | 0 | 0 | 0
Emission Cost by Reporting Type: FRCC
ReportingType | 2015 | 2020 | 2025 | 2030 | 2035 | 2040
BM | 0 | 0 | 0 | 0 | 0 | 0
CC | 0 | 0 | 0 | 0 | 0 | 0
CSP | 0 | 0 | 0 | 0 | 0 | 0
CT | 0 | 0 | 0 | 0 | 0 | 0
Coal | 0 | 0 | 0 | 0 | 0 | 0
Geo | 0 | 0 | 0 | 0 | 0 | 0
H | 0 | 0 | 0 | 0 | 0 | 0
LFG | 0 | 0 | 0 | 0 | 0 | 0
Nuc | 0 | 0 | 0 | 0 | 0 | 0
PS | 0 | 0 | 0 | 0 | 0 | 0
PV | 0 | 0 | 0 | 0 | 0 | 0
PeakG | 0 | 0 | 0 | 0 | 0 | 0
PeakO | 0 | 0 | 0 | 0 | 0 | 0
ST | 0 | 0 | 0 | 0 | 0 | 0
STOG | 0 | 0 | 0 | 0 | 0 | 0
STWD | 0 | 0 | 0 | 0 | 0 | 0
WT | 0 | 0 | 0 | 0 | 0 | 0
IGCC | 0 | 0 | 0 | 0 | 0 | 0
DemandResponse | 0 | 0 | 0 | 0 | 0 | 0
IGCC-CCS | 0 | 0 | 0 | 0 | 0 | 0
WT_off | 0 | 0 | 0 | 0 | 0 | 0
PseudoUnit | 0 | 0 | 0 | 0 | 0 | 0
FixedInterchange | 0 | 0 | 0 | 0 | 0 | 0
Emission Cost by Reporting Type: MAPP_US
ReportingType | 2015 | 2020 | 2025 | 2030 | 2035 | 2040
BM | 0 | 0 | 0 | 0 | 0 | 0
CC | 0 | 0 | 0 | 0 | 0 | 0
CSP | 0 | 0 | 0 | 0 | 0 | 0
CT | 0 | 0 | 0 | 0 | 0 | 0
Coal | 0 | 0 | 0 | 0 | 0 | 0
Geo | 0 | 0 | 0 | 0 | 0 | 0
H | 0 | 0 | 0 | 0 | 0 | 0
LFG | 0 | 0 | 0 | 0 | 0 | 0
Nuc | 0 | 0 | 0 | 0 | 0 | 0
PS | 0 | 0 | 0 | 0 | 0 | 0
PV | 0 | 0 | 0 | 0 | 0 | 0
PeakG | 0 | 0 | 0 | 0 | 0 | 0
PeakO | 0 | 0 | 0 | 0 | 0 | 0
ST | 0 | 0 | 0 | 0 | 0 | 0
STOG | 0 | 0 | 0 | 0 | 0 | 0
STWD | 0 | 0 | 0 | 0 | 0 | 0
WT | 0 | 0 | 0 | 0 | 0 | 0
IGCC | 0 | 0 | 0 | 0 | 0 | 0
DemandResponse | 0 | 0 | 0 | 0 | 0 | 0
IGCC-CCS | 0 | 0 | 0 | 0 | 0 | 0
WT_off | 0 | 0 | 0 | 0 | 0 | 0
PseudoUnit | 0 | 0 | 0 | 0 | 0 | 0
FixedInterchange | 0 | 0 | 0 | 0 | 0 | 0
Emission Cost by Reporting Type: MISO_IN
ReportingType | 2015 | 2020 | 2025 | 2030 | 2035 | 2040
BM | 0 | 0 | 0 | 0 | 0 | 0
CC | 0 | 0 | 0 | 0 | 0 | 0
CSP | 0 | 0 | 0 | 0 | 0 | 0
CT | 0 | 0 | 0 | 0 | 0 | 0
Coal | 0 | 0 | 0 | 0 | 0 | 0
Geo | 0 | 0 | 0 | 0 | 0 | 0
H | 0 | 0 | 0 | 0 | 0 | 0
LFG | 0 | 0 | 0 | 0 | 0 | 0
Nuc | 0 | 0 | 0 | 0 | 0 | 0
PS | 0 | 0 | 0 | 0 | 0 | 0
PV | 0 | 0 | 0 | 0 | 0 | 0
PeakG | 0 | 0 | 0 | 0 | 0 | 0
PeakO | 0 | 0 | 0 | 0 | 0 | 0
ST | 0 | 0 | 0 | 0 | 0 | 0
STOG | 0 | 0 | 0 | 0 | 0 | 0
STWD | 0 | 0 | 0 | 0 | 0 | 0
WT | 0 | 0 | 0 | 0 | 0 | 0
IGCC | 0 | 0 | 0 | 0 | 0 | 0
DemandResponse | 0 | 0 | 0 | 0 | 0 | 0
IGCC-CCS | 0 | 0 | 0 | 0 | 0 | 0
WT_off | 0 | 0 | 0 | 0 | 0 | 0
PseudoUnit | 0 | 0 | 0 | 0 | 0 | 0
FixedInterchange | 0 | 0 | 0 | 0 | 0 | 0
Emission Cost by Reporting Type: MISO_MI
ReportingType | 2015 | 2020 | 2025 | 2030 | 2035 | 2040
BM | 0 | 0 | 0 | 0 | 0 | 0
CC | 0 | 0 | 0 | 0 | 0 | 0
CSP | 0 | 0 | 0 | 0 | 0 | 0
CT | 0 | 0 | 0 | 0 | 0 | 0
Coal | 0 | 0 | 0 | 0 | 0 | 0
Geo | 0 | 0 | 0 | 0 | 0 | 0
H | 0 | 0 | 0 | 0 | 0 | 0
LFG | 0 | 0 | 0 | 0 | 0 | 0
Nuc | 0 | 0 | 0 | 0 | 0 | 0
PS | 0 | 0 | 0 | 0 | 0 | 0
PV | 0 | 0 | 0 | 0 | 0 | 0
PeakG | 0 | 0 | 0 | 0 | 0 | 0
PeakO | 0 | 0 | 0 | 0 | 0 | 0
ST | 0 | 0 | 0 | 0 | 0 | 0
STOG | 0 | 0 | 0 | 0 | 0 | 0
STWD | 0 | 0 | 0 | 0 | 0 | 0
WT | 0 | 0 | 0 | 0 | 0 | 0
IGCC | 0 | 0 | 0 | 0 | 0 | 0
DemandResponse | 0 | 0 | 0 | 0 | 0 | 0
IGCC-CCS | 0 | 0 | 0 | 0 | 0 | 0
WT_off | 0 | 0 | 0 | 0 | 0 | 0
PseudoUnit | 0 | 0 | 0 | 0 | 0 | 0
FixedInterchange | 0 | 0 | 0 | 0 | 0 | 0
Emission Cost by Reporting Type: MISO_MO-IL
ReportingType | 2015 | 2020 | 2025 | 2030 | 2035 | 2040
BM | 0 | 0 | 0 | 0 | 0 | 0
CC | 0 | 0 | 0 | 0 | 0 | 0
CSP | 0 | 0 | 0 | 0 | 0 | 0
CT | 0 | 0 | 0 | 0 | 0 | 0
Coal | 0 | 0 | 0 | 0 | 0 | 0
Geo | 0 | 0 | 0 | 0 | 0 | 0
H | 0 | 0 | 0 | 0 | 0 | 0
LFG | 0 | 0 | 0 | 0 | 0 | 0
Nuc | 0 | 0 | 0 | 0 | 0 | 0
PS | 0 | 0 | 0 | 0 | 0 | 0
PV | 0 | 0 | 0 | 0 | 0 | 0
PeakG | 0 | 0 | 0 | 0 | 0 | 0
PeakO | 0 | 0 | 0 | 0 | 0 | 0
ST | 0 | 0 | 0 | 0 | 0 | 0
STOG | 0 | 0 | 0 | 0 | 0 | 0
STWD | 0 | 0 | 0 | 0 | 0 | 0
WT | 0 | 0 | 0 | 0 | 0 | 0
IGCC | 0 | 0 | 0 | 0 | 0 | 0
DemandResponse | 0 | 0 | 0 | 0 | 0 | 0
IGCC-CCS | 0 | 0 | 0 | 0 | 0 | 0
WT_off | 0 | 0 | 0 | 0 | 0 | 0
PseudoUnit | 0 | 0 | 0 | 0 | 0 | 0
FixedInterchange | 0 | 0 | 0 | 0 | 0 | 0
Emission Cost by Reporting Type: MISO_W
ReportingType | 2015 | 2020 | 2025 | 2030 | 2035 | 2040
BM | 0 | 0 | 0 | 0 | 0 | 0
CC | 0 | 0 | 0 | 0 | 0 | 0
CSP | 0 | 0 | 0 | 0 | 0 | 0
CT | 0 | 0 | 0 | 0 | 0 | 0
Coal | 0 | 0 | 0 | 0 | 0 | 0
Geo | 0 | 0 | 0 | 0 | 0 | 0
H | 0 | 0 | 0 | 0 | 0 | 0
LFG | 0 | 0 | 0 | 0 | 0 | 0
Nuc | 0 | 0 | 0 | 0 | 0 | 0
PS | 0 | 0 | 0 | 0 | 0 | 0
PV | 0 | 0 | 0 | 0 | 0 | 0
PeakG | 0 | 0 | 0 | 0 | 0 | 0
PeakO | 0 | 0 | 0 | 0 | 0 | 0
ST | 0 | 0 | 0 | 0 | 0 | 0
STOG | 0 | 0 | 0 | 0 | 0 | 0
STWD | 0 | 0 | 0 | 0 | 0 | 0
WT | 0 | 0 | 0 | 0 | 0 | 0
IGCC | 0 | 0 | 0 | 0 | 0 | 0
DemandResponse | 0 | 0 | 0 | 0 | 0 | 0
IGCC-CCS | 0 | 0 | 0 | 0 | 0 | 0
WT_off | 0 | 0 | 0 | 0 | 0 | 0
PseudoUnit | 0 | 0 | 0 | 0 | 0 | 0
FixedInterchange | 0 | 0 | 0 | 0 | 0 | 0
Emission Cost by Reporting Type: MISO_WUMS
ReportingType | 2015 | 2020 | 2025 | 2030 | 2035 | 2040
BM | 0 | 0 | 0 | 0 | 0 | 0
CC | 0 | 0 | 0 | 0 | 0 | 0
CSP | 0 | 0 | 0 | 0 | 0 | 0
CT | 0 | 0 | 0 | 0 | 0 | 0
Coal | 0 | 0 | 0 | 0 | 0 | 0
Geo | 0 | 0 | 0 | 0 | 0 | 0
H | 0 | 0 | 0 | 0 | 0 | 0
LFG | 0 | 0 | 0 | 0 | 0 | 0
Nuc | 0 | 0 | 0 | 0 | 0 | 0
PS | 0 | 0 | 0 | 0 | 0 | 0
PV | 0 | 0 | 0 | 0 | 0 | 0
PeakG | 0 | 0 | 0 | 0 | 0 | 0
PeakO | 0 | 0 | 0 | 0 | 0 | 0
ST | 0 | 0 | 0 | 0 | 0 | 0
STOG | 0 | 0 | 0 | 0 | 0 | 0
STWD | 0 | 0 | 0 | 0 | 0 | 0
WT | 0 | 0 | 0 | 0 | 0 | 0
IGCC | 0 | 0 | 0 | 0 | 0 | 0
DemandResponse | 0 | 0 | 0 | 0 | 0 | 0
IGCC-CCS | 0 | 0 | 0 | 0 | 0 | 0
WT_off | 0 | 0 | 0 | 0 | 0 | 0
PseudoUnit | 0 | 0 | 0 | 0 | 0 | 0
FixedInterchange | 0 | 0 | 0 | 0 | 0 | 0
Emission Cost by Reporting Type: Nebraska
ReportingType | 2015 | 2020 | 2025 | 2030 | 2035 | 2040
BM | 0 | 0 | 0 | 0 | 0 | 0
CC | 0 | 0 | 0 | 0 | 0 | 0
CSP | 0 | 0 | 0 | 0 | 0 | 0
CT | 0 | 0 | 0 | 0 | 0 | 0
Coal | 0 | 0 | 0 | 0 | 0 | 0
Geo | 0 | 0 | 0 | 0 | 0 | 0
H | 0 | 0 | 0 | 0 | 0 | 0
LFG | 0 | 0 | 0 | 0 | 0 | 0
Nuc | 0 | 0 | 0 | 0 | 0 | 0
PS | 0 | 0 | 0 | 0 | 0 | 0
PV | 0 | 0 | 0 | 0 | 0 | 0
PeakG | 0 | 0 | 0 | 0 | 0 | 0
PeakO | 0 | 0 | 0 | 0 | 0 | 0
ST | 0 | 0 | 0 | 0 | 0 | 0
STOG | 0 | 0 | 0 | 0 | 0 | 0
STWD | 0 | 0 | 0 | 0 | 0 | 0
WT | 0 | 0 | 0 | 0 | 0 | 0
IGCC | 0 | 0 | 0 | 0 | 0 | 0
DemandResponse | 0 | 0 | 0 | 0 | 0 | 0
IGCC-CCS | 0 | 0 | 0 | 0 | 0 | 0
WT_off | 0 | 0 | 0 | 0 | 0 | 0
PseudoUnit | 0 | 0 | 0 | 0 | 0 | 0
FixedInterchange | 0 | 0 | 0 | 0 | 0 | 0
Emission Cost by Reporting Type: NEISO
ReportingType | 2015 | 2020 | 2025 | 2030 | 2035 | 2040
BM | 0 | 0 | 0 | 0 | 0 | 0
CC | 0 | 0 | 0 | 0 | 0 | 0
CSP | 0 | 0 | 0 | 0 | 0 | 0
CT | 0 | 0 | 0 | 0 | 0 | 0
Coal | 0 | 0 | 0 | 0 | 0 | 0
Geo | 0 | 0 | 0 | 0 | 0 | 0
H | 0 | 0 | 0 | 0 | 0 | 0
LFG | 0 | 0 | 0 | 0 | 0 | 0
Nuc | 0 | 0 | 0 | 0 | 0 | 0
PS | 0 | 0 | 0 | 0 | 0 | 0
PV | 0 | 0 | 0 | 0 | 0 | 0
PeakG | 0 | 0 | 0 | 0 | 0 | 0
PeakO | 0 | 0 | 0 | 0 | 0 | 0
ST | 0 | 0 | 0 | 0 | 0 | 0
STOG | 0 | 0 | 0 | 0 | 0 | 0
STWD | 0 | 0 | 0 | 0 | 0 | 0
WT | 0 | 0 | 0 | 0 | 0 | 0
IGCC | 0 | 0 | 0 | 0 | 0 | 0
DemandResponse | 0 | 0 | 0 | 0 | 0 | 0
IGCC-CCS | 0 | 0 | 0 | 0 | 0 | 0
WT_off | 0 | 0 | 0 | 0 | 0 | 0
PseudoUnit | 0 | 0 | 0 | 0 | 0 | 0
FixedInterchange | 0 | 0 | 0 | 0 | 0 | 0
Emission Cost by Reporting Type: NonRTO_Midwest
ReportingType | 2015 | 2020 | 2025 | 2030 | 2035 | 2040
BM | 0 | 0 | 0 | 0 | 0 | 0
CC | 0 | 0 | 0 | 0 | 0 | 0
CSP | 0 | 0 | 0 | 0 | 0 | 0
CT | 0 | 0 | 0 | 0 | 0 | 0
Coal | 0 | 0 | 0 | 0 | 0 | 0
Geo | 0 | 0 | 0 | 0 | 0 | 0
H | 0 | 0 | 0 | 0 | 0 | 0
LFG | 0 | 0 | 0 | 0 | 0 | 0
Nuc | 0 | 0 | 0 | 0 | 0 | 0
PS | 0 | 0 | 0 | 0 | 0 | 0
PV | 0 | 0 | 0 | 0 | 0 | 0
PeakG | 0 | 0 | 0 | 0 | 0 | 0
PeakO | 0 | 0 | 0 | 0 | 0 | 0
ST | 0 | 0 | 0 | 0 | 0 | 0
STOG | 0 | 0 | 0 | 0 | 0 | 0
STWD | 0 | 0 | 0 | 0 | 0 | 0
WT | 0 | 0 | 0 | 0 | 0 | 0
IGCC | 0 | 0 | 0 | 0 | 0 | 0
DemandResponse | 0 | 0 | 0 | 0 | 0 | 0
IGCC-CCS | 0 | 0 | 0 | 0 | 0 | 0
WT_off | 0 | 0 | 0 | 0 | 0 | 0
PseudoUnit | 0 | 0 | 0 | 0 | 0 | 0
FixedInterchange | 0 | 0 | 0 | 0 | 0 | 0
Emission Cost by Reporting Type: NYISO_A-F
ReportingType | 2015 | 2020 | 2025 | 2030 | 2035 | 2040
BM | 0 | 0 | 0 | 0 | 0 | 0
CC | 0 | 0 | 0 | 0 | 0 | 0
CSP | 0 | 0 | 0 | 0 | 0 | 0
CT | 0 | 0 | 0 | 0 | 0 | 0
Coal | 0 | 0 | 0 | 0 | 0 | 0
Geo | 0 | 0 | 0 | 0 | 0 | 0
H | 0 | 0 | 0 | 0 | 0 | 0
LFG | 0 | 0 | 0 | 0 | 0 | 0
Nuc | 0 | 0 | 0 | 0 | 0 | 0
PS | 0 | 0 | 0 | 0 | 0 | 0
PV | 0 | 0 | 0 | 0 | 0 | 0
PeakG | 0 | 0 | 0 | 0 | 0 | 0
PeakO | 0 | 0 | 0 | 0 | 0 | 0
ST | 0 | 0 | 0 | 0 | 0 | 0
STOG | 0 | 0 | 0 | 0 | 0 | 0
STWD | 0 | 0 | 0 | 0 | 0 | 0
WT | 0 | 0 | 0 | 0 | 0 | 0
IGCC | 0 | 0 | 0 | 0 | 0 | 0
DemandResponse | 0 | 0 | 0 | 0 | 0 | 0
IGCC-CCS | 0 | 0 | 0 | 0 | 0 | 0
WT_off | 0 | 0 | 0 | 0 | 0 | 0
PseudoUnit | 0 | 0 | 0 | 0 | 0 | 0
FixedInterchange | 0 | 0 | 0 | 0 | 0 | 0
Emission Cost by Reporting Type: NYISO_G-I
ReportingType | 2015 | 2020 | 2025 | 2030 | 2035 | 2040
BM | 0 | 0 | 0 | 0 | 0 | 0
CC | 0 | 0 | 0 | 0 | 0 | 0
CSP | 0 | 0 | 0 | 0 | 0 | 0
CT | 0 | 0 | 0 | 0 | 0 | 0
Coal | 0 | 0 | 0 | 0 | 0 | 0
Geo | 0 | 0 | 0 | 0 | 0 | 0
H | 0 | 0 | 0 | 0 | 0 | 0
LFG | 0 | 0 | 0 | 0 | 0 | 0
Nuc | 0 | 0 | 0 | 0 | 0 | 0
PS | 0 | 0 | 0 | 0 | 0 | 0
PV | 0 | 0 | 0 | 0 | 0 | 0
PeakG | 0 | 0 | 0 | 0 | 0 | 0
PeakO | 0 | 0 | 0 | 0 | 0 | 0
ST | 0 | 0 | 0 | 0 | 0 | 0
STOG | 0 | 0 | 0 | 0 | 0 | 0
STWD | 0 | 0 | 0 | 0 | 0 | 0
WT | 0 | 0 | 0 | 0 | 0 | 0
IGCC | 0 | 0 | 0 | 0 | 0 | 0
DemandResponse | 0 | 0 | 0 | 0 | 0 | 0
IGCC-CCS | 0 | 0 | 0 | 0 | 0 | 0
WT_off | 0 | 0 | 0 | 0 | 0 | 0
PseudoUnit | 0 | 0 | 0 | 0 | 0 | 0
FixedInterchange | 0 | 0 | 0 | 0 | 0 | 0
Emission Cost by Reporting Type: NYISO_J-K
ReportingType | 2015 | 2020 | 2025 | 2030 | 2035 | 2040
BM | 0 | 0 | 0 | 0 | 0 | 0
CC | 0 | 0 | 0 | 0 | 0 | 0
CSP | 0 | 0 | 0 | 0 | 0 | 0
CT | 0 | 0 | 0 | 0 | 0 | 0
Coal | 0 | 0 | 0 | 0 | 0 | 0
Geo | 0 | 0 | 0 | 0 | 0 | 0
H | 0 | 0 | 0 | 0 | 0 | 0
LFG | 0 | 0 | 0 | 0 | 0 | 0
Nuc | 0 | 0 | 0 | 0 | 0 | 0
PS | 0 | 0 | 0 | 0 | 0 | 0
PV | 0 | 0 | 0 | 0 | 0 | 0
PeakG | 0 | 0 | 0 | 0 | 0 | 0
PeakO | 0 | 0 | 0 | 0 | 0 | 0
ST | 0 | 0 | 0 | 0 | 0 | 0
STOG | 0 | 0 | 0 | 0 | 0 | 0
STWD | 0 | 0 | 0 | 0 | 0 | 0
WT | 0 | 0 | 0 | 0 | 0 | 0
IGCC | 0 | 0 | 0 | 0 | 0 | 0
DemandResponse | 0 | 0 | 0 | 0 | 0 | 0
IGCC-CCS | 0 | 0 | 0 | 0 | 0 | 0
WT_off | 0 | 0 | 0 | 0 | 0 | 0
PseudoUnit | 0 | 0 | 0 | 0 | 0 | 0
FixedInterchange | 0 | 0 | 0 | 0 | 0 | 0
Emission Cost by Reporting Type: PJM_E
ReportingType | 2015 | 2020 | 2025 | 2030 | 2035 | 2040
BM | 0 | 0 | 0 | 0 | 0 | 0
CC | 0 | 0 | 0 | 0 | 0 | 0
CSP | 0 | 0 | 0 | 0 | 0 | 0
CT | 0 | 0 | 0 | 0 | 0 | 0
Coal | 0 | 0 | 0 | 0 | 0 | 0
Geo | 0 | 0 | 0 | 0 | 0 | 0
H | 0 | 0 | 0 | 0 | 0 | 0
LFG | 0 | 0 | 0 | 0 | 0 | 0
Nuc | 0 | 0 | 0 | 0 | 0 | 0
PS | 0 | 0 | 0 | 0 | 0 | 0
PV | 0 | 0 | 0 | 0 | 0 | 0
PeakG | 0 | 0 | 0 | 0 | 0 | 0
PeakO | 0 | 0 | 0 | 0 | 0 | 0
ST | 0 | 0 | 0 | 0 | 0 | 0
STOG | 0 | 0 | 0 | 0 | 0 | 0
STWD | 0 | 0 | 0 | 0 | 0 | 0
WT | 0 | 0 | 0 | 0 | 0 | 0
IGCC | 0 | 0 | 0 | 0 | 0 | 0
DemandResponse | 0 | 0 | 0 | 0 | 0 | 0
IGCC-CCS | 0 | 0 | 0 | 0 | 0 | 0
WT_off | 0 | 0 | 0 | 0 | 0 | 0
PseudoUnit | 0 | 0 | 0 | 0 | 0 | 0
FixedInterchange | 0 | 0 | 0 | 0 | 0 | 0
Emission Cost by Reporting Type: PJM_ROM
ReportingType | 2015 | 2020 | 2025 | 2030 | 2035 | 2040
BM | 0 | 0 | 0 | 0 | 0 | 0
CC | 0 | 0 | 0 | 0 | 0 | 0
CSP | 0 | 0 | 0 | 0 | 0 | 0
CT | 0 | 0 | 0 | 0 | 0 | 0
Coal | 0 | 0 | 0 | 0 | 0 | 0
Geo | 0 | 0 | 0 | 0 | 0 | 0
H | 0 | 0 | 0 | 0 | 0 | 0
LFG | 0 | 0 | 0 | 0 | 0 | 0
Nuc | 0 | 0 | 0 | 0 | 0 | 0
PS | 0 | 0 | 0 | 0 | 0 | 0
PV | 0 | 0 | 0 | 0 | 0 | 0
PeakG | 0 | 0 | 0 | 0 | 0 | 0
PeakO | 0 | 0 | 0 | 0 | 0 | 0
ST | 0 | 0 | 0 | 0 | 0 | 0
STOG | 0 | 0 | 0 | 0 | 0 | 0
STWD | 0 | 0 | 0 | 0 | 0 | 0
WT | 0 | 0 | 0 | 0 | 0 | 0
IGCC | 0 | 0 | 0 | 0 | 0 | 0
DemandResponse | 0 | 0 | 0 | 0 | 0 | 0
IGCC-CCS | 0 | 0 | 0 | 0 | 0 | 0
WT_off | 0 | 0 | 0 | 0 | 0 | 0
PseudoUnit | 0 | 0 | 0 | 0 | 0 | 0
FixedInterchange | 0 | 0 | 0 | 0 | 0 | 0
Emission Cost by Reporting Type: PJM_ROR
ReportingType | 2015 | 2020 | 2025 | 2030 | 2035 | 2040
BM | 0 | 0 | 0 | 0 | 0 | 0
CC | 0 | 0 | 0 | 0 | 0 | 0
CSP | 0 | 0 | 0 | 0 | 0 | 0
CT | 0 | 0 | 0 | 0 | 0 | 0
Coal | 0 | 0 | 0 | 0 | 0 | 0
Geo | 0 | 0 | 0 | 0 | 0 | 0
H | 0 | 0 | 0 | 0 | 0 | 0
LFG | 0 | 0 | 0 | 0 | 0 | 0
Nuc | 0 | 0 | 0 | 0 | 0 | 0
PS | 0 | 0 | 0 | 0 | 0 | 0
PV | 0 | 0 | 0 | 0 | 0 | 0
PeakG | 0 | 0 | 0 | 0 | 0 | 0
PeakO | 0 | 0 | 0 | 0 | 0 | 0
ST | 0 | 0 | 0 | 0 | 0 | 0
STOG | 0 | 0 | 0 | 0 | 0 | 0
STWD | 0 | 0 | 0 | 0 | 0 | 0
WT | 0 | 0 | 0 | 0 | 0 | 0
IGCC | 0 | 0 | 0 | 0 | 0 | 0
DemandResponse | 0 | 0 | 0 | 0 | 0 | 0
IGCC-CCS | 0 | 0 | 0 | 0 | 0 | 0
WT_off | 0 | 0 | 0 | 0 | 0 | 0
PseudoUnit | 0 | 0 | 0 | 0 | 0 | 0
FixedInterchange | 0 | 0 | 0 | 0 | 0 | 0
Emission Cost by Reporting Type: SOCO
ReportingType | 2015 | 2020 | 2025 | 2030 | 2035 | 2040
BM | 0 | 0 | 0 | 0 | 0 | 0
CC | 0 | 0 | 0 | 0 | 0 | 0
CSP | 0 | 0 | 0 | 0 | 0 | 0
CT | 0 | 0 | 0 | 0 | 0 | 0
Coal | 0 | 0 | 0 | 0 | 0 | 0
Geo | 0 | 0 | 0 | 0 | 0 | 0
H | 0 | 0 | 0 | 0 | 0 | 0
LFG | 0 | 0 | 0 | 0 | 0 | 0
Nuc | 0 | 0 | 0 | 0 | 0 | 0
PS | 0 | 0 | 0 | 0 | 0 | 0
PV | 0 | 0 | 0 | 0 | 0 | 0
PeakG | 0 | 0 | 0 | 0 | 0 | 0
PeakO | 0 | 0 | 0 | 0 | 0 | 0
ST | 0 | 0 | 0 | 0 | 0 | 0
STOG | 0 | 0 | 0 | 0 | 0 | 0
STWD | 0 | 0 | 0 | 0 | 0 | 0
WT | 0 | 0 | 0 | 0 | 0 | 0
IGCC | 0 | 0 | 0 | 0 | 0 | 0
DemandResponse | 0 | 0 | 0 | 0 | 0 | 0
IGCC-CCS | 0 | 0 | 0 | 0 | 0 | 0
WT_off | 0 | 0 | 0 | 0 | 0 | 0
PseudoUnit | 0 | 0 | 0 | 0 | 0 | 0
FixedInterchange | 0 | 0 | 0 | 0 | 0 | 0
Emission Cost by Reporting Type: SPP_N
ReportingType | 2015 | 2020 | 2025 | 2030 | 2035 | 2040
BM | 0 | 0 | 0 | 0 | 0 | 0
CC | 0 | 0 | 0 | 0 | 0 | 0
CSP | 0 | 0 | 0 | 0 | 0 | 0
CT | 0 | 0 | 0 | 0 | 0 | 0
Coal | 0 | 0 | 0 | 0 | 0 | 0
Geo | 0 | 0 | 0 | 0 | 0 | 0
H | 0 | 0 | 0 | 0 | 0 | 0
LFG | 0 | 0 | 0 | 0 | 0 | 0
Nuc | 0 | 0 | 0 | 0 | 0 | 0
PS | 0 | 0 | 0 | 0 | 0 | 0
PV | 0 | 0 | 0 | 0 | 0 | 0
PeakG | 0 | 0 | 0 | 0 | 0 | 0
PeakO | 0 | 0 | 0 | 0 | 0 | 0
ST | 0 | 0 | 0 | 0 | 0 | 0
STOG | 0 | 0 | 0 | 0 | 0 | 0
STWD | 0 | 0 | 0 | 0 | 0 | 0
WT | 0 | 0 | 0 | 0 | 0 | 0
IGCC | 0 | 0 | 0 | 0 | 0 | 0
DemandResponse | 0 | 0 | 0 | 0 | 0 | 0
IGCC-CCS | 0 | 0 | 0 | 0 | 0 | 0
WT_off | 0 | 0 | 0 | 0 | 0 | 0
PseudoUnit | 0 | 0 | 0 | 0 | 0 | 0
FixedInterchange | 0 | 0 | 0 | 0 | 0 | 0
Emission Cost by Reporting Type: SPP_S
ReportingType | 2015 | 2020 | 2025 | 2030 | 2035 | 2040
BM | 0 | 0 | 0 | 0 | 0 | 0
CC | 0 | 0 | 0 | 0 | 0 | 0
CSP | 0 | 0 | 0 | 0 | 0 | 0
CT | 0 | 0 | 0 | 0 | 0 | 0
Coal | 0 | 0 | 0 | 0 | 0 | 0
Geo | 0 | 0 | 0 | 0 | 0 | 0
H | 0 | 0 | 0 | 0 | 0 | 0
LFG | 0 | 0 | 0 | 0 | 0 | 0
Nuc | 0 | 0 | 0 | 0 | 0 | 0
PS | 0 | 0 | 0 | 0 | 0 | 0
PV | 0 | 0 | 0 | 0 | 0 | 0
PeakG | 0 | 0 | 0 | 0 | 0 | 0
PeakO | 0 | 0 | 0 | 0 | 0 | 0
ST | 0 | 0 | 0 | 0 | 0 | 0
STOG | 0 | 0 | 0 | 0 | 0 | 0
STWD | 0 | 0 | 0 | 0 | 0 | 0
WT | 0 | 0 | 0 | 0 | 0 | 0
IGCC | 0 | 0 | 0 | 0 | 0 | 0
DemandResponse | 0 | 0 | 0 | 0 | 0 | 0
IGCC-CCS | 0 | 0 | 0 | 0 | 0 | 0
WT_off | 0 | 0 | 0 | 0 | 0 | 0
PseudoUnit | 0 | 0 | 0 | 0 | 0 | 0
FixedInterchange | 0 | 0 | 0 | 0 | 0 | 0
Emission Cost by Reporting Type: TVA
ReportingType | 2015 | 2020 | 2025 | 2030 | 2035 | 2040
BM | 0 | 0 | 0 | 0 | 0 | 0
CC | 0 | 0 | 0 | 0 | 0 | 0
CSP | 0 | 0 | 0 | 0 | 0 | 0
CT | 0 | 0 | 0 | 0 | 0 | 0
Coal | 0 | 0 | 0 | 0 | 0 | 0
Geo | 0 | 0 | 0 | 0 | 0 | 0
H | 0 | 0 | 0 | 0 | 0 | 0
LFG | 0 | 0 | 0 | 0 | 0 | 0
Nuc | 0 | 0 | 0 | 0 | 0 | 0
PS | 0 | 0 | 0 | 0 | 0 | 0
PV | 0 | 0 | 0 | 0 | 0 | 0
PeakG | 0 | 0 | 0 | 0 | 0 | 0
PeakO | 0 | 0 | 0 | 0 | 0 | 0
ST | 0 | 0 | 0 | 0 | 0 | 0
STOG | 0 | 0 | 0 | 0 | 0 | 0
STWD | 0 | 0 | 0 | 0 | 0 | 0
WT | 0 | 0 | 0 | 0 | 0 | 0
IGCC | 0 | 0 | 0 | 0 | 0 | 0
DemandResponse | 0 | 0 | 0 | 0 | 0 | 0
IGCC-CCS | 0 | 0 | 0 | 0 | 0 | 0
WT_off | 0 | 0 | 0 | 0 | 0 | 0
PseudoUnit | 0 | 0 | 0 | 0 | 0 | 0
FixedInterchange | 0 | 0 | 0 | 0 | 0 | 0
Emission Cost by Reporting Type: TVA_Transmission
ReportingType | 2015 | 2020 | 2025 | 2030 | 2035 | 2040
BM | 0 | 0 | 0 | 0 | 0 | 0
CC | 0 | 0 | 0 | 0 | 0 | 0
CSP | 0 | 0 | 0 | 0 | 0 | 0
CT | 0 | 0 | 0 | 0 | 0 | 0
Coal | 0 | 0 | 0 | 0 | 0 | 0
Geo | 0 | 0 | 0 | 0 | 0 | 0
H | 0 | 0 | 0 | 0 | 0 | 0
LFG | 0 | 0 | 0 | 0 | 0 | 0
Nuc | 0 | 0 | 0 | 0 | 0 | 0
PS | 0 | 0 | 0 | 0 | 0 | 0
PV | 0 | 0 | 0 | 0 | 0 | 0
PeakG | 0 | 0 | 0 | 0 | 0 | 0
PeakO | 0 | 0 | 0 | 0 | 0 | 0
ST | 0 | 0 | 0 | 0 | 0 | 0
STOG | 0 | 0 | 0 | 0 | 0 | 0
STWD | 0 | 0 | 0 | 0 | 0 | 0
WT | 0 | 0 | 0 | 0 | 0 | 0
IGCC | 0 | 0 | 0 | 0 | 0 | 0
DemandResponse | 0 | 0 | 0 | 0 | 0 | 0
IGCC-CCS | 0 | 0 | 0 | 0 | 0 | 0
WT_off | 0 | 0 | 0 | 0 | 0 | 0
PseudoUnit | 0 | 0 | 0 | 0 | 0 | 0
FixedInterchange | 0 | 0 | 0 | 0 | 0 | 0
Emission Cost by Reporting Type: VACAR
ReportingType | 2015 | 2020 | 2025 | 2030 | 2035 | 2040
BM | 0 | 0 | 0 | 0 | 0 | 0
CC | 0 | 0 | 0 | 0 | 0 | 0
CSP | 0 | 0 | 0 | 0 | 0 | 0
CT | 0 | 0 | 0 | 0 | 0 | 0
Coal | 0 | 0 | 0 | 0 | 0 | 0
Geo | 0 | 0 | 0 | 0 | 0 | 0
H | 0 | 0 | 0 | 0 | 0 | 0
LFG | 0 | 0 | 0 | 0 | 0 | 0
Nuc | 0 | 0 | 0 | 0 | 0 | 0
PS | 0 | 0 | 0 | 0 | 0 | 0
PV | 0 | 0 | 0 | 0 | 0 | 0
PeakG | 0 | 0 | 0 | 0 | 0 | 0
PeakO | 0 | 0 | 0 | 0 | 0 | 0
ST | 0 | 0 | 0 | 0 | 0 | 0
STOG | 0 | 0 | 0 | 0 | 0 | 0
STWD | 0 | 0 | 0 | 0 | 0 | 0
WT | 0 | 0 | 0 | 0 | 0 | 0
IGCC | 0 | 0 | 0 | 0 | 0 | 0
DemandResponse | 0 | 0 | 0 | 0 | 0 | 0
IGCC-CCS | 0 | 0 | 0 | 0 | 0 | 0
WT_off | 0 | 0 | 0 | 0 | 0 | 0
PseudoUnit | 0 | 0 | 0 | 0 | 0 | 0
FixedInterchange | 0 | 0 | 0 | 0 | 0 | 0
Emission Cost by Reporting Type: IESO
ReportingType | 2015 | 2020 | 2025 | 2030 | 2035 | 2040
BM | 0 | 0 | 0 | 0 | 0 | 0
CC | 0 | 0 | 0 | 0 | 0 | 0
CSP | 0 | 0 | 0 | 0 | 0 | 0
CT | 0 | 0 | 0 | 0 | 0 | 0
Coal | 0 | 0 | 0 | 0 | 0 | 0
Geo | 0 | 0 | 0 | 0 | 0 | 0
H | 0 | 0 | 0 | 0 | 0 | 0
LFG | 0 | 0 | 0 | 0 | 0 | 0
Nuc | 0 | 0 | 0 | 0 | 0 | 0
PS | 0 | 0 | 0 | 0 | 0 | 0
PV | 0 | 0 | 0 | 0 | 0 | 0
PeakG | 0 | 0 | 0 | 0 | 0 | 0
PeakO | 0 | 0 | 0 | 0 | 0 | 0
ST | 0 | 0 | 0 | 0 | 0 | 0
STOG | 0 | 0 | 0 | 0 | 0 | 0
STWD | 0 | 0 | 0 | 0 | 0 | 0
WT | 0 | 0 | 0 | 0 | 0 | 0
IGCC | 0 | 0 | 0 | 0 | 0 | 0
DemandResponse | 0 | 0 | 0 | 0 | 0 | 0
IGCC-CCS | 0 | 0 | 0 | 0 | 0 | 0
WT_off | 0 | 0 | 0 | 0 | 0 | 0
PseudoUnit | 0 | 0 | 0 | 0 | 0 | 0
FixedInterchange | 0 | 0 | 0 | 0 | 0 | 0
Emission Cost by Reporting Type: MAPP_CA
ReportingType | 2015 | 2020 | 2025 | 2030 | 2035 | 2040
BM | 0 | 0 | 0 | 0 | 0 | 0
CC | 0 | 0 | 0 | 0 | 0 | 0
CSP | 0 | 0 | 0 | 0 | 0 | 0
CT | 0 | 0 | 0 | 0 | 0 | 0
Coal | 0 | 0 | 0 | 0 | 0 | 0
Geo | 0 | 0 | 0 | 0 | 0 | 0
H | 0 | 0 | 0 | 0 | 0 | 0
LFG | 0 | 0 | 0 | 0 | 0 | 0
Nuc | 0 | 0 | 0 | 0 | 0 | 0
PS | 0 | 0 | 0 | 0 | 0 | 0
PV | 0 | 0 | 0 | 0 | 0 | 0
PeakG | 0 | 0 | 0 | 0 | 0 | 0
PeakO | 0 | 0 | 0 | 0 | 0 | 0
ST | 0 | 0 | 0 | 0 | 0 | 0
STOG | 0 | 0 | 0 | 0 | 0 | 0
STWD | 0 | 0 | 0 | 0 | 0 | 0
WT | 0 | 0 | 0 | 0 | 0 | 0
IGCC | 0 | 0 | 0 | 0 | 0 | 0
DemandResponse | 0 | 0 | 0 | 0 | 0 | 0
IGCC-CCS | 0 | 0 | 0 | 0 | 0 | 0
WT_off | 0 | 0 | 0 | 0 | 0 | 0
PseudoUnit | 0 | 0 | 0 | 0 | 0 | 0
FixedInterchange | 0 | 0 | 0 | 0 | 0 | 0
Emission Cost by Reporting Type: AZ_NM_SNV_Coal
ReportingType | 2015 | 2020 | 2025 | 2030 | 2035 | 2040
BM | 0 | 0 | 0 | 0 | 0 | 0
CC | 0 | 0 | 0 | 0 | 0 | 0
CSP | 0 | 0 | 0 | 0 | 0 | 0
CT | 0 | 0 | 0 | 0 | 0 | 0
Coal | 0 | 0 | 0 | 0 | 0 | 0
Geo | 0 | 0 | 0 | 0 | 0 | 0
H | 0 | 0 | 0 | 0 | 0 | 0
LFG | 0 | 0 | 0 | 0 | 0 | 0
Nuc | 0 | 0 | 0 | 0 | 0 | 0
PS | 0 | 0 | 0 | 0 | 0 | 0
PV | 0 | 0 | 0 | 0 | 0 | 0
PeakG | 0 | 0 | 0 | 0 | 0 | 0
PeakO | 0 | 0 | 0 | 0 | 0 | 0
ST | 0 | 0 | 0 | 0 | 0 | 0
STOG | 0 | 0 | 0 | 0 | 0 | 0
STWD | 0 | 0 | 0 | 0 | 0 | 0
WT | 0 | 0 | 0 | 0 | 0 | 0
IGCC | 0 | 0 | 0 | 0 | 0 | 0
DemandResponse | 0 | 0 | 0 | 0 | 0 | 0
IGCC-CCS | 0 | 0 | 0 | 0 | 0 | 0
WT_off | 0 | 0 | 0 | 0 | 0 | 0
PseudoUnit | 0 | 0 | 0 | 0 | 0 | 0
FixedInterchange | 0 | 0 | 0 | 0 | 0 | 0
Emission Cost by Reporting Type: AZ_NM_SNV_Gas
ReportingType | 2015 | 2020 | 2025 | 2030 | 2035 | 2040
BM | 0 | 0 | 0 | 0 | 0 | 0
CC | 0 | 0 | 0 | 0 | 0 | 0
CSP | 0 | 0 | 0 | 0 | 0 | 0
CT | 0 | 0 | 0 | 0 | 0 | 0
Coal | 0 | 0 | 0 | 0 | 0 | 0
Geo | 0 | 0 | 0 | 0 | 0 | 0
H | 0 | 0 | 0 | 0 | 0 | 0
LFG | 0 | 0 | 0 | 0 | 0 | 0
Nuc | 0 | 0 | 0 | 0 | 0 | 0
PS | 0 | 0 | 0 | 0 | 0 | 0
PV | 0 | 0 | 0 | 0 | 0 | 0
PeakG | 0 | 0 | 0 | 0 | 0 | 0
PeakO | 0 | 0 | 0 | 0 | 0 | 0
ST | 0 | 0 | 0 | 0 | 0 | 0
STOG | 0 | 0 | 0 | 0 | 0 | 0
STWD | 0 | 0 | 0 | 0 | 0 | 0
WT | 0 | 0 | 0 | 0 | 0 | 0
IGCC | 0 | 0 | 0 | 0 | 0 | 0
DemandResponse | 0 | 0 | 0 | 0 | 0 | 0
IGCC-CCS | 0 | 0 | 0 | 0 | 0 | 0
WT_off | 0 | 0 | 0 | 0 | 0 | 0
PseudoUnit | 0 | 0 | 0 | 0 | 0 | 0
FixedInterchange | 0 | 0 | 0 | 0 | 0 | 0
Emission Cost by Reporting Type: AZ_NM_SNV_NucRenew
ReportingType | 2015 | 2020 | 2025 | 2030 | 2035 | 2040
BM | 0 | 0 | 0 | 0 | 0 | 0
CC | 0 | 0 | 0 | 0 | 0 | 0
CSP | 0 | 0 | 0 | 0 | 0 | 0
CT | 0 | 0 | 0 | 0 | 0 | 0
Coal | 0 | 0 | 0 | 0 | 0 | 0
Geo | 0 | 0 | 0 | 0 | 0 | 0
H | 0 | 0 | 0 | 0 | 0 | 0
LFG | 0 | 0 | 0 | 0 | 0 | 0
Nuc | 0 | 0 | 0 | 0 | 0 | 0
PS | 0 | 0 | 0 | 0 | 0 | 0
PV | 0 | 0 | 0 | 0 | 0 | 0
PeakG | 0 | 0 | 0 | 0 | 0 | 0
PeakO | 0 | 0 | 0 | 0 | 0 | 0
ST | 0 | 0 | 0 | 0 | 0 | 0
STOG | 0 | 0 | 0 | 0 | 0 | 0
STWD | 0 | 0 | 0 | 0 | 0 | 0
WT | 0 | 0 | 0 | 0 | 0 | 0
IGCC | 0 | 0 | 0 | 0 | 0 | 0
DemandResponse | 0 | 0 | 0 | 0 | 0 | 0
IGCC-CCS | 0 | 0 | 0 | 0 | 0 | 0
WT_off | 0 | 0 | 0 | 0 | 0 | 0
PseudoUnit | 0 | 0 | 0 | 0 | 0 | 0
FixedInterchange | 0 | 0 | 0 | 0 | 0 | 0
Emission Cost by Reporting Type: ERCOT
ReportingType | 2015 | 2020 | 2025 | 2030 | 2035 | 2040
BM | 0 | 0 | 0 | 0 | 0 | 0
CC | 0 | 0 | 0 | 0 | 0 | 0
CSP | 0 | 0 | 0 | 0 | 0 | 0
CT | 0 | 0 | 0 | 0 | 0 | 0
Coal | 0 | 0 | 0 | 0 | 0 | 0
Geo | 0 | 0 | 0 | 0 | 0 | 0
H | 0 | 0 | 0 | 0 | 0 | 0
LFG | 0 | 0 | 0 | 0 | 0 | 0
Nuc | 0 | 0 | 0 | 0 | 0 | 0
PS | 0 | 0 | 0 | 0 | 0 | 0
PV | 0 | 0 | 0 | 0 | 0 | 0
PeakG | 0 | 0 | 0 | 0 | 0 | 0
PeakO | 0 | 0 | 0 | 0 | 0 | 0
ST | 0 | 0 | 0 | 0 | 0 | 0
STOG | 0 | 0 | 0 | 0 | 0 | 0
STWD | 0 | 0 | 0 | 0 | 0 | 0
WT | 0 | 0 | 0 | 0 | 0 | 0
IGCC | 0 | 0 | 0 | 0 | 0 | 0
DemandResponse | 0 | 0 | 0 | 0 | 0 | 0
IGCC-CCS | 0 | 0 | 0 | 0 | 0 | 0
WT_off | 0 | 0 | 0 | 0 | 0 | 0
PseudoUnit | 0 | 0 | 0 | 0 | 0 | 0
FixedInterchange | 0 | 0 | 0 | 0 | 0 | 0
Emission Cost by Reporting Type: NP15
ReportingType | 2015 | 2020 | 2025 | 2030 | 2035 | 2040
BM | 0 | 0 | 0 | 0 | 0 | 0
CC | 0 | 0 | 0 | 0 | 0 | 0
CSP | 0 | 0 | 0 | 0 | 0 | 0
CT | 0 | 0 | 0 | 0 | 0 | 0
Coal | 0 | 0 | 0 | 0 | 0 | 0
Geo | 0 | 0 | 0 | 0 | 0 | 0
H | 0 | 0 | 0 | 0 | 0 | 0
LFG | 0 | 0 | 0 | 0 | 0 | 0
Nuc | 0 | 0 | 0 | 0 | 0 | 0
PS | 0 | 0 | 0 | 0 | 0 | 0
PV | 0 | 0 | 0 | 0 | 0 | 0
PeakG | 0 | 0 | 0 | 0 | 0 | 0
PeakO | 0 | 0 | 0 | 0 | 0 | 0
ST | 0 | 0 | 0 | 0 | 0 | 0
STOG | 0 | 0 | 0 | 0 | 0 | 0
STWD | 0 | 0 | 0 | 0 | 0 | 0
WT | 0 | 0 | 0 | 0 | 0 | 0
IGCC | 0 | 0 | 0 | 0 | 0 | 0
DemandResponse | 0 | 0 | 0 | 0 | 0 | 0
IGCC-CCS | 0 | 0 | 0 | 0 | 0 | 0
WT_off | 0 | 0 | 0 | 0 | 0 | 0
PseudoUnit | 0 | 0 | 0 | 0 | 0 | 0
FixedInterchange | 0 | 0 | 0 | 0 | 0 | 0
Emission Cost by Reporting Type: NWPP_Coal
ReportingType | 2015 | 2020 | 2025 | 2030 | 2035 | 2040
BM | 0 | 0 | 0 | 0 | 0 | 0
CC | 0 | 0 | 0 | 0 | 0 | 0
CSP | 0 | 0 | 0 | 0 | 0 | 0
CT | 0 | 0 | 0 | 0 | 0 | 0
Coal | 0 | 0 | 0 | 0 | 0 | 0
Geo | 0 | 0 | 0 | 0 | 0 | 0
H | 0 | 0 | 0 | 0 | 0 | 0
LFG | 0 | 0 | 0 | 0 | 0 | 0
Nuc | 0 | 0 | 0 | 0 | 0 | 0
PS | 0 | 0 | 0 | 0 | 0 | 0
PV | 0 | 0 | 0 | 0 | 0 | 0
PeakG | 0 | 0 | 0 | 0 | 0 | 0
PeakO | 0 | 0 | 0 | 0 | 0 | 0
ST | 0 | 0 | 0 | 0 | 0 | 0
STOG | 0 | 0 | 0 | 0 | 0 | 0
STWD | 0 | 0 | 0 | 0 | 0 | 0
WT | 0 | 0 | 0 | 0 | 0 | 0
IGCC | 0 | 0 | 0 | 0 | 0 | 0
DemandResponse | 0 | 0 | 0 | 0 | 0 | 0
IGCC-CCS | 0 | 0 | 0 | 0 | 0 | 0
WT_off | 0 | 0 | 0 | 0 | 0 | 0
PseudoUnit | 0 | 0 | 0 | 0 | 0 | 0
FixedInterchange | 0 | 0 | 0 | 0 | 0 | 0
Emission Cost by Reporting Type: NWPP_Gas
ReportingType | 2015 | 2020 | 2025 | 2030 | 2035 | 2040
BM | 0 | 0 | 0 | 0 | 0 | 0
CC | 0 | 0 | 0 | 0 | 0 | 0
CSP | 0 | 0 | 0 | 0 | 0 | 0
CT | 0 | 0 | 0 | 0 | 0 | 0
Coal | 0 | 0 | 0 | 0 | 0 | 0
Geo | 0 | 0 | 0 | 0 | 0 | 0
H | 0 | 0 | 0 | 0 | 0 | 0
LFG | 0 | 0 | 0 | 0 | 0 | 0
Nuc | 0 | 0 | 0 | 0 | 0 | 0
PS | 0 | 0 | 0 | 0 | 0 | 0
PV | 0 | 0 | 0 | 0 | 0 | 0
PeakG | 0 | 0 | 0 | 0 | 0 | 0
PeakO | 0 | 0 | 0 | 0 | 0 | 0
ST | 0 | 0 | 0 | 0 | 0 | 0
STOG | 0 | 0 | 0 | 0 | 0 | 0
STWD | 0 | 0 | 0 | 0 | 0 | 0
WT | 0 | 0 | 0 | 0 | 0 | 0
IGCC | 0 | 0 | 0 | 0 | 0 | 0
DemandResponse | 0 | 0 | 0 | 0 | 0 | 0
IGCC-CCS | 0 | 0 | 0 | 0 | 0 | 0
WT_off | 0 | 0 | 0 | 0 | 0 | 0
PseudoUnit | 0 | 0 | 0 | 0 | 0 | 0
FixedInterchange | 0 | 0 | 0 | 0 | 0 | 0
Emission Cost by Reporting Type: NWPP_NucRenew
ReportingType | 2015 | 2020 | 2025 | 2030 | 2035 | 2040
BM | 0 | 0 | 0 | 0 | 0 | 0
CC | 0 | 0 | 0 | 0 | 0 | 0
CSP | 0 | 0 | 0 | 0 | 0 | 0
CT | 0 | 0 | 0 | 0 | 0 | 0
Coal | 0 | 0 | 0 | 0 | 0 | 0
Geo | 0 | 0 | 0 | 0 | 0 | 0
H | 0 | 0 | 0 | 0 | 0 | 0
LFG | 0 | 0 | 0 | 0 | 0 | 0
Nuc | 0 | 0 | 0 | 0 | 0 | 0
PS | 0 | 0 | 0 | 0 | 0 | 0
PV | 0 | 0 | 0 | 0 | 0 | 0
PeakG | 0 | 0 | 0 | 0 | 0 | 0
PeakO | 0 | 0 | 0 | 0 | 0 | 0
ST | 0 | 0 | 0 | 0 | 0 | 0
STOG | 0 | 0 | 0 | 0 | 0 | 0
STWD | 0 | 0 | 0 | 0 | 0 | 0
WT | 0 | 0 | 0 | 0 | 0 | 0
IGCC | 0 | 0 | 0 | 0 | 0 | 0
DemandResponse | 0 | 0 | 0 | 0 | 0 | 0
IGCC-CCS | 0 | 0 | 0 | 0 | 0 | 0
WT_off | 0 | 0 | 0 | 0 | 0 | 0
PseudoUnit | 0 | 0 | 0 | 0 | 0 | 0
FixedInterchange | 0 | 0 | 0 | 0 | 0 | 0
Emission Cost by Reporting Type: RMPA
ReportingType | 2015 | 2020 | 2025 | 2030 | 2035 | 2040
BM | 0 | 0 | 0 | 0 | 0 | 0
CC | 0 | 0 | 0 | 0 | 0 | 0
CSP | 0 | 0 | 0 | 0 | 0 | 0
CT | 0 | 0 | 0 | 0 | 0 | 0
Coal | 0 | 0 | 0 | 0 | 0 | 0
Geo | 0 | 0 | 0 | 0 | 0 | 0
H | 0 | 0 | 0 | 0 | 0 | 0
LFG | 0 | 0 | 0 | 0 | 0 | 0
Nuc | 0 | 0 | 0 | 0 | 0 | 0
PS | 0 | 0 | 0 | 0 | 0 | 0
PV | 0 | 0 | 0 | 0 | 0 | 0
PeakG | 0 | 0 | 0 | 0 | 0 | 0
PeakO | 0 | 0 | 0 | 0 | 0 | 0
ST | 0 | 0 | 0 | 0 | 0 | 0
STOG | 0 | 0 | 0 | 0 | 0 | 0
STWD | 0 | 0 | 0 | 0 | 0 | 0
WT | 0 | 0 | 0 | 0 | 0 | 0
IGCC | 0 | 0 | 0 | 0 | 0 | 0
DemandResponse | 0 | 0 | 0 | 0 | 0 | 0
IGCC-CCS | 0 | 0 | 0 | 0 | 0 | 0
WT_off | 0 | 0 | 0 | 0 | 0 | 0
PseudoUnit | 0 | 0 | 0 | 0 | 0 | 0
FixedInterchange | 0 | 0 | 0 | 0 | 0 | 0
Emission Cost by Reporting Type: SP15
ReportingType | 2015 | 2020 | 2025 | 2030 | 2035 | 2040
BM | 0 | 0 | 0 | 0 | 0 | 0
CC | 0 | 0 | 0 | 0 | 0 | 0
CSP | 0 | 0 | 0 | 0 | 0 | 0
CT | 0 | 0 | 0 | 0 | 0 | 0
Coal | 0 | 0 | 0 | 0 | 0 | 0
Geo | 0 | 0 | 0 | 0 | 0 | 0
H | 0 | 0 | 0 | 0 | 0 | 0
LFG | 0 | 0 | 0 | 0 | 0 | 0
Nuc | 0 | 0 | 0 | 0 | 0 | 0
PS | 0 | 0 | 0 | 0 | 0 | 0
PV | 0 | 0 | 0 | 0 | 0 | 0
PeakG | 0 | 0 | 0 | 0 | 0 | 0
PeakO | 0 | 0 | 0 | 0 | 0 | 0
ST | 0 | 0 | 0 | 0 | 0 | 0
STOG | 0 | 0 | 0 | 0 | 0 | 0
STWD | 0 | 0 | 0 | 0 | 0 | 0
WT | 0 | 0 | 0 | 0 | 0 | 0
IGCC | 0 | 0 | 0 | 0 | 0 | 0
DemandResponse | 0 | 0 | 0 | 0 | 0 | 0
IGCC-CCS | 0 | 0 | 0 | 0 | 0 | 0
WT_off | 0 | 0 | 0 | 0 | 0 | 0
PseudoUnit | 0 | 0 | 0 | 0 | 0 | 0
FixedInterchange | 0 | 0 | 0 | 0 | 0 | 0
Emission Cost by Reporting Type: ALB
ReportingType | 2015 | 2020 | 2025 | 2030 | 2035 | 2040
BM | 0 | 0 | 0 | 0 | 0 | 0
CC | 0 | 0 | 0 | 0 | 0 | 0
CSP | 0 | 0 | 0 | 0 | 0 | 0
CT | 0 | 0 | 0 | 0 | 0 | 0
Coal | 0 | 0 | 0 | 0 | 0 | 0
Geo | 0 | 0 | 0 | 0 | 0 | 0
H | 0 | 0 | 0 | 0 | 0 | 0
LFG | 0 | 0 | 0 | 0 | 0 | 0
Nuc | 0 | 0 | 0 | 0 | 0 | 0
PS | 0 | 0 | 0 | 0 | 0 | 0
PV | 0 | 0 | 0 | 0 | 0 | 0
PeakG | 0 | 0 | 0 | 0 | 0 | 0
PeakO | 0 | 0 | 0 | 0 | 0 | 0
ST | 0 | 0 | 0 | 0 | 0 | 0
STOG | 0 | 0 | 0 | 0 | 0 | 0
STWD | 0 | 0 | 0 | 0 | 0 | 0
WT | 0 | 0 | 0 | 0 | 0 | 0
IGCC | 0 | 0 | 0 | 0 | 0 | 0
DemandResponse | 0 | 0 | 0 | 0 | 0 | 0
IGCC-CCS | 0 | 0 | 0 | 0 | 0 | 0
WT_off | 0 | 0 | 0 | 0 | 0 | 0
PseudoUnit | 0 | 0 | 0 | 0 | 0 | 0
FixedInterchange | 0 | 0 | 0 | 0 | 0 | 0
Emission Cost by Reporting Type: BC
ReportingType | 2015 | 2020 | 2025 | 2030 | 2035 | 2040
BM | 0 | 0 | 0 | 0 | 0 | 0
CC | 0 | 0 | 0 | 0 | 0 | 0
CSP | 0 | 0 | 0 | 0 | 0 | 0
CT | 0 | 0 | 0 | 0 | 0 | 0
Coal | 0 | 0 | 0 | 0 | 0 | 0
Geo | 0 | 0 | 0 | 0 | 0 | 0
H | 0 | 0 | 0 | 0 | 0 | 0
LFG | 0 | 0 | 0 | 0 | 0 | 0
Nuc | 0 | 0 | 0 | 0 | 0 | 0
PS | 0 | 0 | 0 | 0 | 0 | 0
PV | 0 | 0 | 0 | 0 | 0 | 0
PeakG | 0 | 0 | 0 | 0 | 0 | 0
PeakO | 0 | 0 | 0 | 0 | 0 | 0
ST | 0 | 0 | 0 | 0 | 0 | 0
STOG | 0 | 0 | 0 | 0 | 0 | 0
STWD | 0 | 0 | 0 | 0 | 0 | 0
WT | 0 | 0 | 0 | 0 | 0 | 0
IGCC | 0 | 0 | 0 | 0 | 0 | 0
DemandResponse | 0 | 0 | 0 | 0 | 0 | 0
IGCC-CCS | 0 | 0 | 0 | 0 | 0 | 0
WT_off | 0 | 0 | 0 | 0 | 0 | 0
PseudoUnit | 0 | 0 | 0 | 0 | 0 | 0
FixedInterchange | 0 | 0 | 0 | 0 | 0 | 0
Emission Cost by Reporting Type: HQ_IESO
ReportingType | 2015 | 2020 | 2025 | 2030 | 2035 | 2040
BM | 0 | 0 | 0 | 0 | 0 | 0
CC | 0 | 0 | 0 | 0 | 0 | 0
CSP | 0 | 0 | 0 | 0 | 0 | 0
CT | 0 | 0 | 0 | 0 | 0 | 0
Coal | 0 | 0 | 0 | 0 | 0 | 0
Geo | 0 | 0 | 0 | 0 | 0 | 0
H | 0 | 0 | 0 | 0 | 0 | 0
LFG | 0 | 0 | 0 | 0 | 0 | 0
Nuc | 0 | 0 | 0 | 0 | 0 | 0
PS | 0 | 0 | 0 | 0 | 0 | 0
PV | 0 | 0 | 0 | 0 | 0 | 0
PeakG | 0 | 0 | 0 | 0 | 0 | 0
PeakO | 0 | 0 | 0 | 0 | 0 | 0
ST | 0 | 0 | 0 | 0 | 0 | 0
STOG | 0 | 0 | 0 | 0 | 0 | 0
STWD | 0 | 0 | 0 | 0 | 0 | 0
WT | 0 | 0 | 0 | 0 | 0 | 0
IGCC | 0 | 0 | 0 | 0 | 0 | 0
DemandResponse | 0 | 0 | 0 | 0 | 0 | 0
IGCC-CCS | 0 | 0 | 0 | 0 | 0 | 0
WT_off | 0 | 0 | 0 | 0 | 0 | 0
PseudoUnit | 0 | 0 | 0 | 0 | 0 | 0
FixedInterchange | 0 | 0 | 0 | 0 | 0 | 0
Emission Cost by Reporting Type: HQ_NEISO
ReportingType | 2015 | 2020 | 2025 | 2030 | 2035 | 2040
BM | 0 | 0 | 0 | 0 | 0 | 0
CC | 0 | 0 | 0 | 0 | 0 | 0
CSP | 0 | 0 | 0 | 0 | 0 | 0
CT | 0 | 0 | 0 | 0 | 0 | 0
Coal | 0 | 0 | 0 | 0 | 0 | 0
Geo | 0 | 0 | 0 | 0 | 0 | 0
H | 0 | 0 | 0 | 0 | 0 | 0
LFG | 0 | 0 | 0 | 0 | 0 | 0
Nuc | 0 | 0 | 0 | 0 | 0 | 0
PS | 0 | 0 | 0 | 0 | 0 | 0
PV | 0 | 0 | 0 | 0 | 0 | 0
PeakG | 0 | 0 | 0 | 0 | 0 | 0
PeakO | 0 | 0 | 0 | 0 | 0 | 0
ST | 0 | 0 | 0 | 0 | 0 | 0
STOG | 0 | 0 | 0 | 0 | 0 | 0
STWD | 0 | 0 | 0 | 0 | 0 | 0
WT | 0 | 0 | 0 | 0 | 0 | 0
IGCC | 0 | 0 | 0 | 0 | 0 | 0
DemandResponse | 0 | 0 | 0 | 0 | 0 | 0
IGCC-CCS | 0 | 0 | 0 | 0 | 0 | 0
WT_off | 0 | 0 | 0 | 0 | 0 | 0
PseudoUnit | 0 | 0 | 0 | 0 | 0 | 0
FixedInterchange | 0 | 0 | 0 | 0 | 0 | 0
Emission Cost by Reporting Type: HQ_NY
ReportingType | 2015 | 2020 | 2025 | 2030 | 2035 | 2040
BM | 0 | 0 | 0 | 0 | 0 | 0
CC | 0 | 0 | 0 | 0 | 0 | 0
CSP | 0 | 0 | 0 | 0 | 0 | 0
CT | 0 | 0 | 0 | 0 | 0 | 0
Coal | 0 | 0 | 0 | 0 | 0 | 0
Geo | 0 | 0 | 0 | 0 | 0 | 0
H | 0 | 0 | 0 | 0 | 0 | 0
LFG | 0 | 0 | 0 | 0 | 0 | 0
Nuc | 0 | 0 | 0 | 0 | 0 | 0
PS | 0 | 0 | 0 | 0 | 0 | 0
PV | 0 | 0 | 0 | 0 | 0 | 0
PeakG | 0 | 0 | 0 | 0 | 0 | 0
PeakO | 0 | 0 | 0 | 0 | 0 | 0
ST | 0 | 0 | 0 | 0 | 0 | 0
STOG | 0 | 0 | 0 | 0 | 0 | 0
STWD | 0 | 0 | 0 | 0 | 0 | 0
WT | 0 | 0 | 0 | 0 | 0 | 0
IGCC | 0 | 0 | 0 | 0 | 0 | 0
DemandResponse | 0 | 0 | 0 | 0 | 0 | 0
IGCC-CCS | 0 | 0 | 0 | 0 | 0 | 0
WT_off | 0 | 0 | 0 | 0 | 0 | 0
PseudoUnit | 0 | 0 | 0 | 0 | 0 | 0
FixedInterchange | 0 | 0 | 0 | 0 | 0 | 0
Emission Cost by Reporting Type: MARITIMES
ReportingType | 2015 | 2020 | 2025 | 2030 | 2035 | 2040
BM | 0 | 0 | 0 | 0 | 0 | 0
CC | 0 | 0 | 0 | 0 | 0 | 0
CSP | 0 | 0 | 0 | 0 | 0 | 0
CT | 0 | 0 | 0 | 0 | 0 | 0
Coal | 0 | 0 | 0 | 0 | 0 | 0
Geo | 0 | 0 | 0 | 0 | 0 | 0
H | 0 | 0 | 0 | 0 | 0 | 0
LFG | 0 | 0 | 0 | 0 | 0 | 0
Nuc | 0 | 0 | 0 | 0 | 0 | 0
PS | 0 | 0 | 0 | 0 | 0 | 0
PV | 0 | 0 | 0 | 0 | 0 | 0
PeakG | 0 | 0 | 0 | 0 | 0 | 0
PeakO | 0 | 0 | 0 | 0 | 0 | 0
ST | 0 | 0 | 0 | 0 | 0 | 0
STOG | 0 | 0 | 0 | 0 | 0 | 0
STWD | 0 | 0 | 0 | 0 | 0 | 0
WT | 0 | 0 | 0 | 0 | 0 | 0
IGCC | 0 | 0 | 0 | 0 | 0 | 0
DemandResponse | 0 | 0 | 0 | 0 | 0 | 0
IGCC-CCS | 0 | 0 | 0 | 0 | 0 | 0
WT_off | 0 | 0 | 0 | 0 | 0 | 0
PseudoUnit | 0 | 0 | 0 | 0 | 0 | 0
FixedInterchange | 0 | 0 | 0 | 0 | 0 | 0
Emission Cost by Reporting Type: All
ReportingType | 2015 | 2020 | 2025 | 2030 | 2035 | 2040
BM | 0 | 0 | 0 | 0 | 0 | 0
CC | 0 | 0 | 0 | 0 | 0 | 0
CSP | 0 | 0 | 0 | 0 | 0 | 0
CT | 0 | 0 | 0 | 0 | 0 | 0
Coal | 0 | 0 | 0 | 0 | 0 | 0
Geo | 0 | 0 | 0 | 0 | 0 | 0
H | 0 | 0 | 0 | 0 | 0 | 0
LFG | 0 | 0 | 0 | 0 | 0 | 0
Nuc | 0 | 0 | 0 | 0 | 0 | 0
PS | 0 | 0 | 0 | 0 | 0 | 0
PV | 0 | 0 | 0 | 0 | 0 | 0
PeakG | 0 | 0 | 0 | 0 | 0 | 0
PeakO | 0 | 0 | 0 | 0 | 0 | 0
ST | 0 | 0 | 0 | 0 | 0 | 0
STOG | 0 | 0 | 0 | 0 | 0 | 0
STWD | 0 | 0 | 0 | 0 | 0 | 0
WT | 0 | 0 | 0 | 0 | 0 | 0
IGCC | 0 | 0 | 0 | 0 | 0 | 0
DemandResponse | 0 | 0 | 0 | 0 | 0 | 0
IGCC-CCS | 0 | 0 | 0 | 0 | 0 | 0
WT_off | 0 | 0 | 0 | 0 | 0 | 0
PseudoUnit | 0 | 0 | 0 | 0 | 0 | 0
FixedInterchange | 0 | 0 | 0 | 0 | 0 | 0
Emission Cost by Reporting Type: EI_US
ReportingType | 2015 | 2020 | 2025 | 2030 | 2035 | 2040
BM | 0 | 0 | 0 | 0 | 0 | 0
CC | 0 | 0 | 0 | 0 | 0 | 0
CSP | 0 | 0 | 0 | 0 | 0 | 0
CT | 0 | 0 | 0 | 0 | 0 | 0
Coal | 0 | 0 | 0 | 0 | 0 | 0
Geo | 0 | 0 | 0 | 0 | 0 | 0
H | 0 | 0 | 0 | 0 | 0 | 0
LFG | 0 | 0 | 0 | 0 | 0 | 0
Nuc | 0 | 0 | 0 | 0 | 0 | 0
PS | 0 | 0 | 0 | 0 | 0 | 0
PV | 0 | 0 | 0 | 0 | 0 | 0
PeakG | 0 | 0 | 0 | 0 | 0 | 0
PeakO | 0 | 0 | 0 | 0 | 0 | 0
ST | 0 | 0 | 0 | 0 | 0 | 0
STOG | 0 | 0 | 0 | 0 | 0 | 0
STWD | 0 | 0 | 0 | 0 | 0 | 0
WT | 0 | 0 | 0 | 0 | 0 | 0
IGCC | 0 | 0 | 0 | 0 | 0 | 0
DemandResponse | 0 | 0 | 0 | 0 | 0 | 0
IGCC-CCS | 0 | 0 | 0 | 0 | 0 | 0
WT_off | 0 | 0 | 0 | 0 | 0 | 0
PseudoUnit | 0 | 0 | 0 | 0 | 0 | 0
FixedInterchange | 0 | 0 | 0 | 0 | 0 | 0
Emission Cost by Reporting Type: EI_Canada
ReportingType | 2015 | 2020 | 2025 | 2030 | 2035 | 2040
BM | 0 | 0 | 0 | 0 | 0 | 0
CC | 0 | 0 | 0 | 0 | 0 | 0
CSP | 0 | 0 | 0 | 0 | 0 | 0
CT | 0 | 0 | 0 | 0 | 0 | 0
Coal | 0 | 0 | 0 | 0 | 0 | 0
Geo | 0 | 0 | 0 | 0 | 0 | 0
H | 0 | 0 | 0 | 0 | 0 | 0
LFG | 0 | 0 | 0 | 0 | 0 | 0
Nuc | 0 | 0 | 0 | 0 | 0 | 0
PS | 0 | 0 | 0 | 0 | 0 | 0
PV | 0 | 0 | 0 | 0 | 0 | 0
PeakG | 0 | 0 | 0 | 0 | 0 | 0
PeakO | 0 | 0 | 0 | 0 | 0 | 0
ST | 0 | 0 | 0 | 0 | 0 | 0
STOG | 0 | 0 | 0 | 0 | 0 | 0
STWD | 0 | 0 | 0 | 0 | 0 | 0
WT | 0 | 0 | 0 | 0 | 0 | 0
IGCC | 0 | 0 | 0 | 0 | 0 | 0
DemandResponse | 0 | 0 | 0 | 0 | 0 | 0
IGCC-CCS | 0 | 0 | 0 | 0 | 0 | 0
WT_off | 0 | 0 | 0 | 0 | 0 | 0
PseudoUnit | 0 | 0 | 0 | 0 | 0 | 0
FixedInterchange | 0 | 0 | 0 | 0 | 0 | 0
Emission Cost by Reporting Type: EI
ReportingType | 2015 | 2020 | 2025 | 2030 | 2035 | 2040
BM | 0 | 0 | 0 | 0 | 0 | 0
CC | 0 | 0 | 0 | 0 | 0 | 0
CSP | 0 | 0 | 0 | 0 | 0 | 0
CT | 0 | 0 | 0 | 0 | 0 | 0
Coal | 0 | 0 | 0 | 0 | 0 | 0
Geo | 0 | 0 | 0 | 0 | 0 | 0
H | 0 | 0 | 0 | 0 | 0 | 0
LFG | 0 | 0 | 0 | 0 | 0 | 0
Nuc | 0 | 0 | 0 | 0 | 0 | 0
PS | 0 | 0 | 0 | 0 | 0 | 0
PV | 0 | 0 | 0 | 0 | 0 | 0
PeakG | 0 | 0 | 0 | 0 | 0 | 0
PeakO | 0 | 0 | 0 | 0 | 0 | 0
ST | 0 | 0 | 0 | 0 | 0 | 0
STOG | 0 | 0 | 0 | 0 | 0 | 0
STWD | 0 | 0 | 0 | 0 | 0 | 0
WT | 0 | 0 | 0 | 0 | 0 | 0
IGCC | 0 | 0 | 0 | 0 | 0 | 0
DemandResponse | 0 | 0 | 0 | 0 | 0 | 0
IGCC-CCS | 0 | 0 | 0 | 0 | 0 | 0
WT_off | 0 | 0 | 0 | 0 | 0 | 0
PseudoUnit | 0 | 0 | 0 | 0 | 0 | 0
FixedInterchange | 0 | 0 | 0 | 0 | 0 | 0
Emission Cost by Reporting Type: Outside_EI
ReportingType | 2015 | 2020 | 2025 | 2030 | 2035 | 2040
BM | 0 | 0 | 0 | 0 | 0 | 0
CC | 0 | 0 | 0 | 0 | 0 | 0
CSP | 0 | 0 | 0 | 0 | 0 | 0
CT | 0 | 0 | 0 | 0 | 0 | 0
Coal | 0 | 0 | 0 | 0 | 0 | 0
Geo | 0 | 0 | 0 | 0 | 0 | 0
H | 0 | 0 | 0 | 0 | 0 | 0
LFG | 0 | 0 | 0 | 0 | 0 | 0
Nuc | 0 | 0 | 0 | 0 | 0 | 0
PS | 0 | 0 | 0 | 0 | 0 | 0
PV | 0 | 0 | 0 | 0 | 0 | 0
PeakG | 0 | 0 | 0 | 0 | 0 | 0
PeakO | 0 | 0 | 0 | 0 | 0 | 0
ST | 0 | 0 | 0 | 0 | 0 | 0
STOG | 0 | 0 | 0 | 0 | 0 | 0
STWD | 0 | 0 | 0 | 0 | 0 | 0
WT | 0 | 0 | 0 | 0 | 0 | 0
IGCC | 0 | 0 | 0 | 0 | 0 | 0
DemandResponse | 0 | 0 | 0 | 0 | 0 | 0
IGCC-CCS | 0 | 0 | 0 | 0 | 0 | 0
WT_off | 0 | 0 | 0 | 0 | 0 | 0
PseudoUnit | 0 | 0 | 0 | 0 | 0 | 0
FixedInterchange | 0 | 0 | 0 | 0 | 0 | 0
==== Emission Program: CAMR : (Hg) ====
Emission Cost by Reporting Type: Entergy
ReportingType | 2015 | 2020 | 2025 | 2030 | 2035 | 2040
BM | 0 | 0 | 0 | 0 | 0 | 0
CC | 0 | 0 | 0 | 0 | 0 | 0
CSP | 0 | 0 | 0 | 0 | 0 | 0
CT | 0 | 0 | 0 | 0 | 0 | 0
Coal | 0 | 0 | 0 | 0 | 0 | 0
Geo | 0 | 0 | 0 | 0 | 0 | 0
H | 0 | 0 | 0 | 0 | 0 | 0
LFG | 0 | 0 | 0 | 0 | 0 | 0
Nuc | 0 | 0 | 0 | 0 | 0 | 0
PS | 0 | 0 | 0 | 0 | 0 | 0
PV | 0 | 0 | 0 | 0 | 0 | 0
PeakG | 0 | 0 | 0 | 0 | 0 | 0
PeakO | 0 | 0 | 0 | 0 | 0 | 0
ST | 0 | 0 | 0 | 0 | 0 | 0
STOG | 0 | 0 | 0 | 0 | 0 | 0
STWD | 0 | 0 | 0 | 0 | 0 | 0
WT | 0 | 0 | 0 | 0 | 0 | 0
IGCC | 0 | 0 | 0 | 0 | 0 | 0
DemandResponse | 0 | 0 | 0 | 0 | 0 | 0
IGCC-CCS | 0 | 0 | 0 | 0 | 0 | 0
WT_off | 0 | 0 | 0 | 0 | 0 | 0
PseudoUnit | 0 | 0 | 0 | 0 | 0 | 0
FixedInterchange | 0 | 0 | 0 | 0 | 0 | 0
Emission Cost by Reporting Type: FRCC
ReportingType | 2015 | 2020 | 2025 | 2030 | 2035 | 2040
BM | 0 | 0 | 0 | 0 | 0 | 0
CC | 0 | 0 | 0 | 0 | 0 | 0
CSP | 0 | 0 | 0 | 0 | 0 | 0
CT | 0 | 0 | 0 | 0 | 0 | 0
Coal | 0 | 0 | 0 | 0 | 0 | 0
Geo | 0 | 0 | 0 | 0 | 0 | 0
H | 0 | 0 | 0 | 0 | 0 | 0
LFG | 0 | 0 | 0 | 0 | 0 | 0
Nuc | 0 | 0 | 0 | 0 | 0 | 0
PS | 0 | 0 | 0 | 0 | 0 | 0
PV | 0 | 0 | 0 | 0 | 0 | 0
PeakG | 0 | 0 | 0 | 0 | 0 | 0
PeakO | 0 | 0 | 0 | 0 | 0 | 0
ST | 0 | 0 | 0 | 0 | 0 | 0
STOG | 0 | 0 | 0 | 0 | 0 | 0
STWD | 0 | 0 | 0 | 0 | 0 | 0
WT | 0 | 0 | 0 | 0 | 0 | 0
IGCC | 0 | 0 | 0 | 0 | 0 | 0
DemandResponse | 0 | 0 | 0 | 0 | 0 | 0
IGCC-CCS | 0 | 0 | 0 | 0 | 0 | 0
WT_off | 0 | 0 | 0 | 0 | 0 | 0
PseudoUnit | 0 | 0 | 0 | 0 | 0 | 0
FixedInterchange | 0 | 0 | 0 | 0 | 0 | 0
Emission Cost by Reporting Type: MAPP_US
ReportingType | 2015 | 2020 | 2025 | 2030 | 2035 | 2040
BM | 0 | 0 | 0 | 0 | 0 | 0
CC | 0 | 0 | 0 | 0 | 0 | 0
CSP | 0 | 0 | 0 | 0 | 0 | 0
CT | 0 | 0 | 0 | 0 | 0 | 0
Coal | 0 | 0 | 0 | 0 | 0 | 0
Geo | 0 | 0 | 0 | 0 | 0 | 0
H | 0 | 0 | 0 | 0 | 0 | 0
LFG | 0 | 0 | 0 | 0 | 0 | 0
Nuc | 0 | 0 | 0 | 0 | 0 | 0
PS | 0 | 0 | 0 | 0 | 0 | 0
PV | 0 | 0 | 0 | 0 | 0 | 0
PeakG | 0 | 0 | 0 | 0 | 0 | 0
PeakO | 0 | 0 | 0 | 0 | 0 | 0
ST | 0 | 0 | 0 | 0 | 0 | 0
STOG | 0 | 0 | 0 | 0 | 0 | 0
STWD | 0 | 0 | 0 | 0 | 0 | 0
WT | 0 | 0 | 0 | 0 | 0 | 0
IGCC | 0 | 0 | 0 | 0 | 0 | 0
DemandResponse | 0 | 0 | 0 | 0 | 0 | 0
IGCC-CCS | 0 | 0 | 0 | 0 | 0 | 0
WT_off | 0 | 0 | 0 | 0 | 0 | 0
PseudoUnit | 0 | 0 | 0 | 0 | 0 | 0
FixedInterchange | 0 | 0 | 0 | 0 | 0 | 0
Emission Cost by Reporting Type: MISO_IN
ReportingType | 2015 | 2020 | 2025 | 2030 | 2035 | 2040
BM | 0 | 0 | 0 | 0 | 0 | 0
CC | 0 | 0 | 0 | 0 | 0 | 0
CSP | 0 | 0 | 0 | 0 | 0 | 0
CT | 0 | 0 | 0 | 0 | 0 | 0
Coal | 0 | 0 | 0 | 0 | 0 | 0
Geo | 0 | 0 | 0 | 0 | 0 | 0
H | 0 | 0 | 0 | 0 | 0 | 0
LFG | 0 | 0 | 0 | 0 | 0 | 0
Nuc | 0 | 0 | 0 | 0 | 0 | 0
PS | 0 | 0 | 0 | 0 | 0 | 0
PV | 0 | 0 | 0 | 0 | 0 | 0
PeakG | 0 | 0 | 0 | 0 | 0 | 0
PeakO | 0 | 0 | 0 | 0 | 0 | 0
ST | 0 | 0 | 0 | 0 | 0 | 0
STOG | 0 | 0 | 0 | 0 | 0 | 0
STWD | 0 | 0 | 0 | 0 | 0 | 0
WT | 0 | 0 | 0 | 0 | 0 | 0
IGCC | 0 | 0 | 0 | 0 | 0 | 0
DemandResponse | 0 | 0 | 0 | 0 | 0 | 0
IGCC-CCS | 0 | 0 | 0 | 0 | 0 | 0
WT_off | 0 | 0 | 0 | 0 | 0 | 0
PseudoUnit | 0 | 0 | 0 | 0 | 0 | 0
FixedInterchange | 0 | 0 | 0 | 0 | 0 | 0
Emission Cost by Reporting Type: MISO_MI
ReportingType | 2015 | 2020 | 2025 | 2030 | 2035 | 2040
BM | 0 | 0 | 0 | 0 | 0 | 0
CC | 0 | 0 | 0 | 0 | 0 | 0
CSP | 0 | 0 | 0 | 0 | 0 | 0
CT | 0 | 0 | 0 | 0 | 0 | 0
Coal | 0 | 0 | 0 | 0 | 0 | 0
Geo | 0 | 0 | 0 | 0 | 0 | 0
H | 0 | 0 | 0 | 0 | 0 | 0
LFG | 0 | 0 | 0 | 0 | 0 | 0
Nuc | 0 | 0 | 0 | 0 | 0 | 0
PS | 0 | 0 | 0 | 0 | 0 | 0
PV | 0 | 0 | 0 | 0 | 0 | 0
PeakG | 0 | 0 | 0 | 0 | 0 | 0
PeakO | 0 | 0 | 0 | 0 | 0 | 0
ST | 0 | 0 | 0 | 0 | 0 | 0
STOG | 0 | 0 | 0 | 0 | 0 | 0
STWD | 0 | 0 | 0 | 0 | 0 | 0
WT | 0 | 0 | 0 | 0 | 0 | 0
IGCC | 0 | 0 | 0 | 0 | 0 | 0
DemandResponse | 0 | 0 | 0 | 0 | 0 | 0
IGCC-CCS | 0 | 0 | 0 | 0 | 0 | 0
WT_off | 0 | 0 | 0 | 0 | 0 | 0
PseudoUnit | 0 | 0 | 0 | 0 | 0 | 0
FixedInterchange | 0 | 0 | 0 | 0 | 0 | 0
Emission Cost by Reporting Type: MISO_MO-IL
ReportingType | 2015 | 2020 | 2025 | 2030 | 2035 | 2040
BM | 0 | 0 | 0 | 0 | 0 | 0
CC | 0 | 0 | 0 | 0 | 0 | 0
CSP | 0 | 0 | 0 | 0 | 0 | 0
CT | 0 | 0 | 0 | 0 | 0 | 0
Coal | 0 | 0 | 0 | 0 | 0 | 0
Geo | 0 | 0 | 0 | 0 | 0 | 0
H | 0 | 0 | 0 | 0 | 0 | 0
LFG | 0 | 0 | 0 | 0 | 0 | 0
Nuc | 0 | 0 | 0 | 0 | 0 | 0
PS | 0 | 0 | 0 | 0 | 0 | 0
PV | 0 | 0 | 0 | 0 | 0 | 0
PeakG | 0 | 0 | 0 | 0 | 0 | 0
PeakO | 0 | 0 | 0 | 0 | 0 | 0
ST | 0 | 0 | 0 | 0 | 0 | 0
STOG | 0 | 0 | 0 | 0 | 0 | 0
STWD | 0 | 0 | 0 | 0 | 0 | 0
WT | 0 | 0 | 0 | 0 | 0 | 0
IGCC | 0 | 0 | 0 | 0 | 0 | 0
DemandResponse | 0 | 0 | 0 | 0 | 0 | 0
IGCC-CCS | 0 | 0 | 0 | 0 | 0 | 0
WT_off | 0 | 0 | 0 | 0 | 0 | 0
PseudoUnit | 0 | 0 | 0 | 0 | 0 | 0
FixedInterchange | 0 | 0 | 0 | 0 | 0 | 0
Emission Cost by Reporting Type: MISO_W
ReportingType | 2015 | 2020 | 2025 | 2030 | 2035 | 2040
BM | 0 | 0 | 0 | 0 | 0 | 0
CC | 0 | 0 | 0 | 0 | 0 | 0
CSP | 0 | 0 | 0 | 0 | 0 | 0
CT | 0 | 0 | 0 | 0 | 0 | 0
Coal | 0 | 0 | 0 | 0 | 0 | 0
Geo | 0 | 0 | 0 | 0 | 0 | 0
H | 0 | 0 | 0 | 0 | 0 | 0
LFG | 0 | 0 | 0 | 0 | 0 | 0
Nuc | 0 | 0 | 0 | 0 | 0 | 0
PS | 0 | 0 | 0 | 0 | 0 | 0
PV | 0 | 0 | 0 | 0 | 0 | 0
PeakG | 0 | 0 | 0 | 0 | 0 | 0
PeakO | 0 | 0 | 0 | 0 | 0 | 0
ST | 0 | 0 | 0 | 0 | 0 | 0
STOG | 0 | 0 | 0 | 0 | 0 | 0
STWD | 0 | 0 | 0 | 0 | 0 | 0
WT | 0 | 0 | 0 | 0 | 0 | 0
IGCC | 0 | 0 | 0 | 0 | 0 | 0
DemandResponse | 0 | 0 | 0 | 0 | 0 | 0
IGCC-CCS | 0 | 0 | 0 | 0 | 0 | 0
WT_off | 0 | 0 | 0 | 0 | 0 | 0
PseudoUnit | 0 | 0 | 0 | 0 | 0 | 0
FixedInterchange | 0 | 0 | 0 | 0 | 0 | 0
Emission Cost by Reporting Type: MISO_WUMS
ReportingType | 2015 | 2020 | 2025 | 2030 | 2035 | 2040
BM | 0 | 0 | 0 | 0 | 0 | 0
CC | 0 | 0 | 0 | 0 | 0 | 0
CSP | 0 | 0 | 0 | 0 | 0 | 0
CT | 0 | 0 | 0 | 0 | 0 | 0
Coal | 0 | 0 | 0 | 0 | 0 | 0
Geo | 0 | 0 | 0 | 0 | 0 | 0
H | 0 | 0 | 0 | 0 | 0 | 0
LFG | 0 | 0 | 0 | 0 | 0 | 0
Nuc | 0 | 0 | 0 | 0 | 0 | 0
PS | 0 | 0 | 0 | 0 | 0 | 0
PV | 0 | 0 | 0 | 0 | 0 | 0
PeakG | 0 | 0 | 0 | 0 | 0 | 0
PeakO | 0 | 0 | 0 | 0 | 0 | 0
ST | 0 | 0 | 0 | 0 | 0 | 0
STOG | 0 | 0 | 0 | 0 | 0 | 0
STWD | 0 | 0 | 0 | 0 | 0 | 0
WT | 0 | 0 | 0 | 0 | 0 | 0
IGCC | 0 | 0 | 0 | 0 | 0 | 0
DemandResponse | 0 | 0 | 0 | 0 | 0 | 0
IGCC-CCS | 0 | 0 | 0 | 0 | 0 | 0
WT_off | 0 | 0 | 0 | 0 | 0 | 0
PseudoUnit | 0 | 0 | 0 | 0 | 0 | 0
FixedInterchange | 0 | 0 | 0 | 0 | 0 | 0
Emission Cost by Reporting Type: Nebraska
ReportingType | 2015 | 2020 | 2025 | 2030 | 2035 | 2040
BM | 0 | 0 | 0 | 0 | 0 | 0
CC | 0 | 0 | 0 | 0 | 0 | 0
CSP | 0 | 0 | 0 | 0 | 0 | 0
CT | 0 | 0 | 0 | 0 | 0 | 0
Coal | 0 | 0 | 0 | 0 | 0 | 0
Geo | 0 | 0 | 0 | 0 | 0 | 0
H | 0 | 0 | 0 | 0 | 0 | 0
LFG | 0 | 0 | 0 | 0 | 0 | 0
Nuc | 0 | 0 | 0 | 0 | 0 | 0
PS | 0 | 0 | 0 | 0 | 0 | 0
PV | 0 | 0 | 0 | 0 | 0 | 0
PeakG | 0 | 0 | 0 | 0 | 0 | 0
PeakO | 0 | 0 | 0 | 0 | 0 | 0
ST | 0 | 0 | 0 | 0 | 0 | 0
STOG | 0 | 0 | 0 | 0 | 0 | 0
STWD | 0 | 0 | 0 | 0 | 0 | 0
WT | 0 | 0 | 0 | 0 | 0 | 0
IGCC | 0 | 0 | 0 | 0 | 0 | 0
DemandResponse | 0 | 0 | 0 | 0 | 0 | 0
IGCC-CCS | 0 | 0 | 0 | 0 | 0 | 0
WT_off | 0 | 0 | 0 | 0 | 0 | 0
PseudoUnit | 0 | 0 | 0 | 0 | 0 | 0
FixedInterchange | 0 | 0 | 0 | 0 | 0 | 0
Emission Cost by Reporting Type: NEISO
ReportingType | 2015 | 2020 | 2025 | 2030 | 2035 | 2040
BM | 0 | 0 | 0 | 0 | 0 | 0
CC | 0 | 0 | 0 | 0 | 0 | 0
CSP | 0 | 0 | 0 | 0 | 0 | 0
CT | 0 | 0 | 0 | 0 | 0 | 0
Coal | 0 | 0 | 0 | 0 | 0 | 0
Geo | 0 | 0 | 0 | 0 | 0 | 0
H | 0 | 0 | 0 | 0 | 0 | 0
LFG | 0 | 0 | 0 | 0 | 0 | 0
Nuc | 0 | 0 | 0 | 0 | 0 | 0
PS | 0 | 0 | 0 | 0 | 0 | 0
PV | 0 | 0 | 0 | 0 | 0 | 0
PeakG | 0 | 0 | 0 | 0 | 0 | 0
PeakO | 0 | 0 | 0 | 0 | 0 | 0
ST | 0 | 0 | 0 | 0 | 0 | 0
STOG | 0 | 0 | 0 | 0 | 0 | 0
STWD | 0 | 0 | 0 | 0 | 0 | 0
WT | 0 | 0 | 0 | 0 | 0 | 0
IGCC | 0 | 0 | 0 | 0 | 0 | 0
DemandResponse | 0 | 0 | 0 | 0 | 0 | 0
IGCC-CCS | 0 | 0 | 0 | 0 | 0 | 0
WT_off | 0 | 0 | 0 | 0 | 0 | 0
PseudoUnit | 0 | 0 | 0 | 0 | 0 | 0
FixedInterchange | 0 | 0 | 0 | 0 | 0 | 0
Emission Cost by Reporting Type: NonRTO_Midwest
ReportingType | 2015 | 2020 | 2025 | 2030 | 2035 | 2040
BM | 0 | 0 | 0 | 0 | 0 | 0
CC | 0 | 0 | 0 | 0 | 0 | 0
CSP | 0 | 0 | 0 | 0 | 0 | 0
CT | 0 | 0 | 0 | 0 | 0 | 0
Coal | 0 | 0 | 0 | 0 | 0 | 0
Geo | 0 | 0 | 0 | 0 | 0 | 0
H | 0 | 0 | 0 | 0 | 0 | 0
LFG | 0 | 0 | 0 | 0 | 0 | 0
Nuc | 0 | 0 | 0 | 0 | 0 | 0
PS | 0 | 0 | 0 | 0 | 0 | 0
PV | 0 | 0 | 0 | 0 | 0 | 0
PeakG | 0 | 0 | 0 | 0 | 0 | 0
PeakO | 0 | 0 | 0 | 0 | 0 | 0
ST | 0 | 0 | 0 | 0 | 0 | 0
STOG | 0 | 0 | 0 | 0 | 0 | 0
STWD | 0 | 0 | 0 | 0 | 0 | 0
WT | 0 | 0 | 0 | 0 | 0 | 0
IGCC | 0 | 0 | 0 | 0 | 0 | 0
DemandResponse | 0 | 0 | 0 | 0 | 0 | 0
IGCC-CCS | 0 | 0 | 0 | 0 | 0 | 0
WT_off | 0 | 0 | 0 | 0 | 0 | 0
PseudoUnit | 0 | 0 | 0 | 0 | 0 | 0
FixedInterchange | 0 | 0 | 0 | 0 | 0 | 0
Emission Cost by Reporting Type: NYISO_A-F
ReportingType | 2015 | 2020 | 2025 | 2030 | 2035 | 2040
BM | 0 | 0 | 0 | 0 | 0 | 0
CC | 0 | 0 | 0 | 0 | 0 | 0
CSP | 0 | 0 | 0 | 0 | 0 | 0
CT | 0 | 0 | 0 | 0 | 0 | 0
Coal | 0 | 0 | 0 | 0 | 0 | 0
Geo | 0 | 0 | 0 | 0 | 0 | 0
H | 0 | 0 | 0 | 0 | 0 | 0
LFG | 0 | 0 | 0 | 0 | 0 | 0
Nuc | 0 | 0 | 0 | 0 | 0 | 0
PS | 0 | 0 | 0 | 0 | 0 | 0
PV | 0 | 0 | 0 | 0 | 0 | 0
PeakG | 0 | 0 | 0 | 0 | 0 | 0
PeakO | 0 | 0 | 0 | 0 | 0 | 0
ST | 0 | 0 | 0 | 0 | 0 | 0
STOG | 0 | 0 | 0 | 0 | 0 | 0
STWD | 0 | 0 | 0 | 0 | 0 | 0
WT | 0 | 0 | 0 | 0 | 0 | 0
IGCC | 0 | 0 | 0 | 0 | 0 | 0
DemandResponse | 0 | 0 | 0 | 0 | 0 | 0
IGCC-CCS | 0 | 0 | 0 | 0 | 0 | 0
WT_off | 0 | 0 | 0 | 0 | 0 | 0
PseudoUnit | 0 | 0 | 0 | 0 | 0 | 0
FixedInterchange | 0 | 0 | 0 | 0 | 0 | 0
Emission Cost by Reporting Type: NYISO_G-I
ReportingType | 2015 | 2020 | 2025 | 2030 | 2035 | 2040
BM | 0 | 0 | 0 | 0 | 0 | 0
CC | 0 | 0 | 0 | 0 | 0 | 0
CSP | 0 | 0 | 0 | 0 | 0 | 0
CT | 0 | 0 | 0 | 0 | 0 | 0
Coal | 0 | 0 | 0 | 0 | 0 | 0
Geo | 0 | 0 | 0 | 0 | 0 | 0
H | 0 | 0 | 0 | 0 | 0 | 0
LFG | 0 | 0 | 0 | 0 | 0 | 0
Nuc | 0 | 0 | 0 | 0 | 0 | 0
PS | 0 | 0 | 0 | 0 | 0 | 0
PV | 0 | 0 | 0 | 0 | 0 | 0
PeakG | 0 | 0 | 0 | 0 | 0 | 0
PeakO | 0 | 0 | 0 | 0 | 0 | 0
ST | 0 | 0 | 0 | 0 | 0 | 0
STOG | 0 | 0 | 0 | 0 | 0 | 0
STWD | 0 | 0 | 0 | 0 | 0 | 0
WT | 0 | 0 | 0 | 0 | 0 | 0
IGCC | 0 | 0 | 0 | 0 | 0 | 0
DemandResponse | 0 | 0 | 0 | 0 | 0 | 0
IGCC-CCS | 0 | 0 | 0 | 0 | 0 | 0
WT_off | 0 | 0 | 0 | 0 | 0 | 0
PseudoUnit | 0 | 0 | 0 | 0 | 0 | 0
FixedInterchange | 0 | 0 | 0 | 0 | 0 | 0
Emission Cost by Reporting Type: NYISO_J-K
ReportingType | 2015 | 2020 | 2025 | 2030 | 2035 | 2040
BM | 0 | 0 | 0 | 0 | 0 | 0
CC | 0 | 0 | 0 | 0 | 0 | 0
CSP | 0 | 0 | 0 | 0 | 0 | 0
CT | 0 | 0 | 0 | 0 | 0 | 0
Coal | 0 | 0 | 0 | 0 | 0 | 0
Geo | 0 | 0 | 0 | 0 | 0 | 0
H | 0 | 0 | 0 | 0 | 0 | 0
LFG | 0 | 0 | 0 | 0 | 0 | 0
Nuc | 0 | 0 | 0 | 0 | 0 | 0
PS | 0 | 0 | 0 | 0 | 0 | 0
PV | 0 | 0 | 0 | 0 | 0 | 0
PeakG | 0 | 0 | 0 | 0 | 0 | 0
PeakO | 0 | 0 | 0 | 0 | 0 | 0
ST | 0 | 0 | 0 | 0 | 0 | 0
STOG | 0 | 0 | 0 | 0 | 0 | 0
STWD | 0 | 0 | 0 | 0 | 0 | 0
WT | 0 | 0 | 0 | 0 | 0 | 0
IGCC | 0 | 0 | 0 | 0 | 0 | 0
DemandResponse | 0 | 0 | 0 | 0 | 0 | 0
IGCC-CCS | 0 | 0 | 0 | 0 | 0 | 0
WT_off | 0 | 0 | 0 | 0 | 0 | 0
PseudoUnit | 0 | 0 | 0 | 0 | 0 | 0
FixedInterchange | 0 | 0 | 0 | 0 | 0 | 0
Emission Cost by Reporting Type: PJM_E
ReportingType | 2015 | 2020 | 2025 | 2030 | 2035 | 2040
BM | 0 | 0 | 0 | 0 | 0 | 0
CC | 0 | 0 | 0 | 0 | 0 | 0
CSP | 0 | 0 | 0 | 0 | 0 | 0
CT | 0 | 0 | 0 | 0 | 0 | 0
Coal | 0 | 0 | 0 | 0 | 0 | 0
Geo | 0 | 0 | 0 | 0 | 0 | 0
H | 0 | 0 | 0 | 0 | 0 | 0
LFG | 0 | 0 | 0 | 0 | 0 | 0
Nuc | 0 | 0 | 0 | 0 | 0 | 0
PS | 0 | 0 | 0 | 0 | 0 | 0
PV | 0 | 0 | 0 | 0 | 0 | 0
PeakG | 0 | 0 | 0 | 0 | 0 | 0
PeakO | 0 | 0 | 0 | 0 | 0 | 0
ST | 0 | 0 | 0 | 0 | 0 | 0
STOG | 0 | 0 | 0 | 0 | 0 | 0
STWD | 0 | 0 | 0 | 0 | 0 | 0
WT | 0 | 0 | 0 | 0 | 0 | 0
IGCC | 0 | 0 | 0 | 0 | 0 | 0
DemandResponse | 0 | 0 | 0 | 0 | 0 | 0
IGCC-CCS | 0 | 0 | 0 | 0 | 0 | 0
WT_off | 0 | 0 | 0 | 0 | 0 | 0
PseudoUnit | 0 | 0 | 0 | 0 | 0 | 0
FixedInterchange | 0 | 0 | 0 | 0 | 0 | 0
Emission Cost by Reporting Type: PJM_ROM
ReportingType | 2015 | 2020 | 2025 | 2030 | 2035 | 2040
BM | 0 | 0 | 0 | 0 | 0 | 0
CC | 0 | 0 | 0 | 0 | 0 | 0
CSP | 0 | 0 | 0 | 0 | 0 | 0
CT | 0 | 0 | 0 | 0 | 0 | 0
Coal | 0 | 0 | 0 | 0 | 0 | 0
Geo | 0 | 0 | 0 | 0 | 0 | 0
H | 0 | 0 | 0 | 0 | 0 | 0
LFG | 0 | 0 | 0 | 0 | 0 | 0
Nuc | 0 | 0 | 0 | 0 | 0 | 0
PS | 0 | 0 | 0 | 0 | 0 | 0
PV | 0 | 0 | 0 | 0 | 0 | 0
PeakG | 0 | 0 | 0 | 0 | 0 | 0
PeakO | 0 | 0 | 0 | 0 | 0 | 0
ST | 0 | 0 | 0 | 0 | 0 | 0
STOG | 0 | 0 | 0 | 0 | 0 | 0
STWD | 0 | 0 | 0 | 0 | 0 | 0
WT | 0 | 0 | 0 | 0 | 0 | 0
IGCC | 0 | 0 | 0 | 0 | 0 | 0
DemandResponse | 0 | 0 | 0 | 0 | 0 | 0
IGCC-CCS | 0 | 0 | 0 | 0 | 0 | 0
WT_off | 0 | 0 | 0 | 0 | 0 | 0
PseudoUnit | 0 | 0 | 0 | 0 | 0 | 0
FixedInterchange | 0 | 0 | 0 | 0 | 0 | 0
Emission Cost by Reporting Type: PJM_ROR
ReportingType | 2015 | 2020 | 2025 | 2030 | 2035 | 2040
BM | 0 | 0 | 0 | 0 | 0 | 0
CC | 0 | 0 | 0 | 0 | 0 | 0
CSP | 0 | 0 | 0 | 0 | 0 | 0
CT | 0 | 0 | 0 | 0 | 0 | 0
Coal | 0 | 0 | 0 | 0 | 0 | 0
Geo | 0 | 0 | 0 | 0 | 0 | 0
H | 0 | 0 | 0 | 0 | 0 | 0
LFG | 0 | 0 | 0 | 0 | 0 | 0
Nuc | 0 | 0 | 0 | 0 | 0 | 0
PS | 0 | 0 | 0 | 0 | 0 | 0
PV | 0 | 0 | 0 | 0 | 0 | 0
PeakG | 0 | 0 | 0 | 0 | 0 | 0
PeakO | 0 | 0 | 0 | 0 | 0 | 0
ST | 0 | 0 | 0 | 0 | 0 | 0
STOG | 0 | 0 | 0 | 0 | 0 | 0
STWD | 0 | 0 | 0 | 0 | 0 | 0
WT | 0 | 0 | 0 | 0 | 0 | 0
IGCC | 0 | 0 | 0 | 0 | 0 | 0
DemandResponse | 0 | 0 | 0 | 0 | 0 | 0
IGCC-CCS | 0 | 0 | 0 | 0 | 0 | 0
WT_off | 0 | 0 | 0 | 0 | 0 | 0
PseudoUnit | 0 | 0 | 0 | 0 | 0 | 0
FixedInterchange | 0 | 0 | 0 | 0 | 0 | 0
Emission Cost by Reporting Type: SOCO
ReportingType | 2015 | 2020 | 2025 | 2030 | 2035 | 2040
BM | 0 | 0 | 0 | 0 | 0 | 0
CC | 0 | 0 | 0 | 0 | 0 | 0
CSP | 0 | 0 | 0 | 0 | 0 | 0
CT | 0 | 0 | 0 | 0 | 0 | 0
Coal | 0 | 0 | 0 | 0 | 0 | 0
Geo | 0 | 0 | 0 | 0 | 0 | 0
H | 0 | 0 | 0 | 0 | 0 | 0
LFG | 0 | 0 | 0 | 0 | 0 | 0
Nuc | 0 | 0 | 0 | 0 | 0 | 0
PS | 0 | 0 | 0 | 0 | 0 | 0
PV | 0 | 0 | 0 | 0 | 0 | 0
PeakG | 0 | 0 | 0 | 0 | 0 | 0
PeakO | 0 | 0 | 0 | 0 | 0 | 0
ST | 0 | 0 | 0 | 0 | 0 | 0
STOG | 0 | 0 | 0 | 0 | 0 | 0
STWD | 0 | 0 | 0 | 0 | 0 | 0
WT | 0 | 0 | 0 | 0 | 0 | 0
IGCC | 0 | 0 | 0 | 0 | 0 | 0
DemandResponse | 0 | 0 | 0 | 0 | 0 | 0
IGCC-CCS | 0 | 0 | 0 | 0 | 0 | 0
WT_off | 0 | 0 | 0 | 0 | 0 | 0
PseudoUnit | 0 | 0 | 0 | 0 | 0 | 0
FixedInterchange | 0 | 0 | 0 | 0 | 0 | 0
Emission Cost by Reporting Type: SPP_N
ReportingType | 2015 | 2020 | 2025 | 2030 | 2035 | 2040
BM | 0 | 0 | 0 | 0 | 0 | 0
CC | 0 | 0 | 0 | 0 | 0 | 0
CSP | 0 | 0 | 0 | 0 | 0 | 0
CT | 0 | 0 | 0 | 0 | 0 | 0
Coal | 0 | 0 | 0 | 0 | 0 | 0
Geo | 0 | 0 | 0 | 0 | 0 | 0
H | 0 | 0 | 0 | 0 | 0 | 0
LFG | 0 | 0 | 0 | 0 | 0 | 0
Nuc | 0 | 0 | 0 | 0 | 0 | 0
PS | 0 | 0 | 0 | 0 | 0 | 0
PV | 0 | 0 | 0 | 0 | 0 | 0
PeakG | 0 | 0 | 0 | 0 | 0 | 0
PeakO | 0 | 0 | 0 | 0 | 0 | 0
ST | 0 | 0 | 0 | 0 | 0 | 0
STOG | 0 | 0 | 0 | 0 | 0 | 0
STWD | 0 | 0 | 0 | 0 | 0 | 0
WT | 0 | 0 | 0 | 0 | 0 | 0
IGCC | 0 | 0 | 0 | 0 | 0 | 0
DemandResponse | 0 | 0 | 0 | 0 | 0 | 0
IGCC-CCS | 0 | 0 | 0 | 0 | 0 | 0
WT_off | 0 | 0 | 0 | 0 | 0 | 0
PseudoUnit | 0 | 0 | 0 | 0 | 0 | 0
FixedInterchange | 0 | 0 | 0 | 0 | 0 | 0
Emission Cost by Reporting Type: SPP_S
ReportingType | 2015 | 2020 | 2025 | 2030 | 2035 | 2040
BM | 0 | 0 | 0 | 0 | 0 | 0
CC | 0 | 0 | 0 | 0 | 0 | 0
CSP | 0 | 0 | 0 | 0 | 0 | 0
CT | 0 | 0 | 0 | 0 | 0 | 0
Coal | 0 | 0 | 0 | 0 | 0 | 0
Geo | 0 | 0 | 0 | 0 | 0 | 0
H | 0 | 0 | 0 | 0 | 0 | 0
LFG | 0 | 0 | 0 | 0 | 0 | 0
Nuc | 0 | 0 | 0 | 0 | 0 | 0
PS | 0 | 0 | 0 | 0 | 0 | 0
PV | 0 | 0 | 0 | 0 | 0 | 0
PeakG | 0 | 0 | 0 | 0 | 0 | 0
PeakO | 0 | 0 | 0 | 0 | 0 | 0
ST | 0 | 0 | 0 | 0 | 0 | 0
STOG | 0 | 0 | 0 | 0 | 0 | 0
STWD | 0 | 0 | 0 | 0 | 0 | 0
WT | 0 | 0 | 0 | 0 | 0 | 0
IGCC | 0 | 0 | 0 | 0 | 0 | 0
DemandResponse | 0 | 0 | 0 | 0 | 0 | 0
IGCC-CCS | 0 | 0 | 0 | 0 | 0 | 0
WT_off | 0 | 0 | 0 | 0 | 0 | 0
PseudoUnit | 0 | 0 | 0 | 0 | 0 | 0
FixedInterchange | 0 | 0 | 0 | 0 | 0 | 0
Emission Cost by Reporting Type: TVA
ReportingType | 2015 | 2020 | 2025 | 2030 | 2035 | 2040
BM | 0 | 0 | 0 | 0 | 0 | 0
CC | 0 | 0 | 0 | 0 | 0 | 0
CSP | 0 | 0 | 0 | 0 | 0 | 0
CT | 0 | 0 | 0 | 0 | 0 | 0
Coal | 0 | 0 | 0 | 0 | 0 | 0
Geo | 0 | 0 | 0 | 0 | 0 | 0
H | 0 | 0 | 0 | 0 | 0 | 0
LFG | 0 | 0 | 0 | 0 | 0 | 0
Nuc | 0 | 0 | 0 | 0 | 0 | 0
PS | 0 | 0 | 0 | 0 | 0 | 0
PV | 0 | 0 | 0 | 0 | 0 | 0
PeakG | 0 | 0 | 0 | 0 | 0 | 0
PeakO | 0 | 0 | 0 | 0 | 0 | 0
ST | 0 | 0 | 0 | 0 | 0 | 0
STOG | 0 | 0 | 0 | 0 | 0 | 0
STWD | 0 | 0 | 0 | 0 | 0 | 0
WT | 0 | 0 | 0 | 0 | 0 | 0
IGCC | 0 | 0 | 0 | 0 | 0 | 0
DemandResponse | 0 | 0 | 0 | 0 | 0 | 0
IGCC-CCS | 0 | 0 | 0 | 0 | 0 | 0
WT_off | 0 | 0 | 0 | 0 | 0 | 0
PseudoUnit | 0 | 0 | 0 | 0 | 0 | 0
FixedInterchange | 0 | 0 | 0 | 0 | 0 | 0
Emission Cost by Reporting Type: TVA_Transmission
ReportingType | 2015 | 2020 | 2025 | 2030 | 2035 | 2040
BM | 0 | 0 | 0 | 0 | 0 | 0
CC | 0 | 0 | 0 | 0 | 0 | 0
CSP | 0 | 0 | 0 | 0 | 0 | 0
CT | 0 | 0 | 0 | 0 | 0 | 0
Coal | 0 | 0 | 0 | 0 | 0 | 0
Geo | 0 | 0 | 0 | 0 | 0 | 0
H | 0 | 0 | 0 | 0 | 0 | 0
LFG | 0 | 0 | 0 | 0 | 0 | 0
Nuc | 0 | 0 | 0 | 0 | 0 | 0
PS | 0 | 0 | 0 | 0 | 0 | 0
PV | 0 | 0 | 0 | 0 | 0 | 0
PeakG | 0 | 0 | 0 | 0 | 0 | 0
PeakO | 0 | 0 | 0 | 0 | 0 | 0
ST | 0 | 0 | 0 | 0 | 0 | 0
STOG | 0 | 0 | 0 | 0 | 0 | 0
STWD | 0 | 0 | 0 | 0 | 0 | 0
WT | 0 | 0 | 0 | 0 | 0 | 0
IGCC | 0 | 0 | 0 | 0 | 0 | 0
DemandResponse | 0 | 0 | 0 | 0 | 0 | 0
IGCC-CCS | 0 | 0 | 0 | 0 | 0 | 0
WT_off | 0 | 0 | 0 | 0 | 0 | 0
PseudoUnit | 0 | 0 | 0 | 0 | 0 | 0
FixedInterchange | 0 | 0 | 0 | 0 | 0 | 0
Emission Cost by Reporting Type: VACAR
ReportingType | 2015 | 2020 | 2025 | 2030 | 2035 | 2040
BM | 0 | 0 | 0 | 0 | 0 | 0
CC | 0 | 0 | 0 | 0 | 0 | 0
CSP | 0 | 0 | 0 | 0 | 0 | 0
CT | 0 | 0 | 0 | 0 | 0 | 0
Coal | 0 | 0 | 0 | 0 | 0 | 0
Geo | 0 | 0 | 0 | 0 | 0 | 0
H | 0 | 0 | 0 | 0 | 0 | 0
LFG | 0 | 0 | 0 | 0 | 0 | 0
Nuc | 0 | 0 | 0 | 0 | 0 | 0
PS | 0 | 0 | 0 | 0 | 0 | 0
PV | 0 | 0 | 0 | 0 | 0 | 0
PeakG | 0 | 0 | 0 | 0 | 0 | 0
PeakO | 0 | 0 | 0 | 0 | 0 | 0
ST | 0 | 0 | 0 | 0 | 0 | 0
STOG | 0 | 0 | 0 | 0 | 0 | 0
STWD | 0 | 0 | 0 | 0 | 0 | 0
WT | 0 | 0 | 0 | 0 | 0 | 0
IGCC | 0 | 0 | 0 | 0 | 0 | 0
DemandResponse | 0 | 0 | 0 | 0 | 0 | 0
IGCC-CCS | 0 | 0 | 0 | 0 | 0 | 0
WT_off | 0 | 0 | 0 | 0 | 0 | 0
PseudoUnit | 0 | 0 | 0 | 0 | 0 | 0
FixedInterchange | 0 | 0 | 0 | 0 | 0 | 0
Emission Cost by Reporting Type: IESO
ReportingType | 2015 | 2020 | 2025 | 2030 | 2035 | 2040
BM | 0 | 0 | 0 | 0 | 0 | 0
CC | 0 | 0 | 0 | 0 | 0 | 0
CSP | 0 | 0 | 0 | 0 | 0 | 0
CT | 0 | 0 | 0 | 0 | 0 | 0
Coal | 0 | 0 | 0 | 0 | 0 | 0
Geo | 0 | 0 | 0 | 0 | 0 | 0
H | 0 | 0 | 0 | 0 | 0 | 0
LFG | 0 | 0 | 0 | 0 | 0 | 0
Nuc | 0 | 0 | 0 | 0 | 0 | 0
PS | 0 | 0 | 0 | 0 | 0 | 0
PV | 0 | 0 | 0 | 0 | 0 | 0
PeakG | 0 | 0 | 0 | 0 | 0 | 0
PeakO | 0 | 0 | 0 | 0 | 0 | 0
ST | 0 | 0 | 0 | 0 | 0 | 0
STOG | 0 | 0 | 0 | 0 | 0 | 0
STWD | 0 | 0 | 0 | 0 | 0 | 0
WT | 0 | 0 | 0 | 0 | 0 | 0
IGCC | 0 | 0 | 0 | 0 | 0 | 0
DemandResponse | 0 | 0 | 0 | 0 | 0 | 0
IGCC-CCS | 0 | 0 | 0 | 0 | 0 | 0
WT_off | 0 | 0 | 0 | 0 | 0 | 0
PseudoUnit | 0 | 0 | 0 | 0 | 0 | 0
FixedInterchange | 0 | 0 | 0 | 0 | 0 | 0
Emission Cost by Reporting Type: MAPP_CA
ReportingType | 2015 | 2020 | 2025 | 2030 | 2035 | 2040
BM | 0 | 0 | 0 | 0 | 0 | 0
CC | 0 | 0 | 0 | 0 | 0 | 0
CSP | 0 | 0 | 0 | 0 | 0 | 0
CT | 0 | 0 | 0 | 0 | 0 | 0
Coal | 0 | 0 | 0 | 0 | 0 | 0
Geo | 0 | 0 | 0 | 0 | 0 | 0
H | 0 | 0 | 0 | 0 | 0 | 0
LFG | 0 | 0 | 0 | 0 | 0 | 0
Nuc | 0 | 0 | 0 | 0 | 0 | 0
PS | 0 | 0 | 0 | 0 | 0 | 0
PV | 0 | 0 | 0 | 0 | 0 | 0
PeakG | 0 | 0 | 0 | 0 | 0 | 0
PeakO | 0 | 0 | 0 | 0 | 0 | 0
ST | 0 | 0 | 0 | 0 | 0 | 0
STOG | 0 | 0 | 0 | 0 | 0 | 0
STWD | 0 | 0 | 0 | 0 | 0 | 0
WT | 0 | 0 | 0 | 0 | 0 | 0
IGCC | 0 | 0 | 0 | 0 | 0 | 0
DemandResponse | 0 | 0 | 0 | 0 | 0 | 0
IGCC-CCS | 0 | 0 | 0 | 0 | 0 | 0
WT_off | 0 | 0 | 0 | 0 | 0 | 0
PseudoUnit | 0 | 0 | 0 | 0 | 0 | 0
FixedInterchange | 0 | 0 | 0 | 0 | 0 | 0
Emission Cost by Reporting Type: AZ_NM_SNV_Coal
ReportingType | 2015 | 2020 | 2025 | 2030 | 2035 | 2040
BM | 0 | 0 | 0 | 0 | 0 | 0
CC | 0 | 0 | 0 | 0 | 0 | 0
CSP | 0 | 0 | 0 | 0 | 0 | 0
CT | 0 | 0 | 0 | 0 | 0 | 0
Coal | 0 | 0 | 0 | 0 | 0 | 0
Geo | 0 | 0 | 0 | 0 | 0 | 0
H | 0 | 0 | 0 | 0 | 0 | 0
LFG | 0 | 0 | 0 | 0 | 0 | 0
Nuc | 0 | 0 | 0 | 0 | 0 | 0
PS | 0 | 0 | 0 | 0 | 0 | 0
PV | 0 | 0 | 0 | 0 | 0 | 0
PeakG | 0 | 0 | 0 | 0 | 0 | 0
PeakO | 0 | 0 | 0 | 0 | 0 | 0
ST | 0 | 0 | 0 | 0 | 0 | 0
STOG | 0 | 0 | 0 | 0 | 0 | 0
STWD | 0 | 0 | 0 | 0 | 0 | 0
WT | 0 | 0 | 0 | 0 | 0 | 0
IGCC | 0 | 0 | 0 | 0 | 0 | 0
DemandResponse | 0 | 0 | 0 | 0 | 0 | 0
IGCC-CCS | 0 | 0 | 0 | 0 | 0 | 0
WT_off | 0 | 0 | 0 | 0 | 0 | 0
PseudoUnit | 0 | 0 | 0 | 0 | 0 | 0
FixedInterchange | 0 | 0 | 0 | 0 | 0 | 0
Emission Cost by Reporting Type: AZ_NM_SNV_Gas
ReportingType | 2015 | 2020 | 2025 | 2030 | 2035 | 2040
BM | 0 | 0 | 0 | 0 | 0 | 0
CC | 0 | 0 | 0 | 0 | 0 | 0
CSP | 0 | 0 | 0 | 0 | 0 | 0
CT | 0 | 0 | 0 | 0 | 0 | 0
Coal | 0 | 0 | 0 | 0 | 0 | 0
Geo | 0 | 0 | 0 | 0 | 0 | 0
H | 0 | 0 | 0 | 0 | 0 | 0
LFG | 0 | 0 | 0 | 0 | 0 | 0
Nuc | 0 | 0 | 0 | 0 | 0 | 0
PS | 0 | 0 | 0 | 0 | 0 | 0
PV | 0 | 0 | 0 | 0 | 0 | 0
PeakG | 0 | 0 | 0 | 0 | 0 | 0
PeakO | 0 | 0 | 0 | 0 | 0 | 0
ST | 0 | 0 | 0 | 0 | 0 | 0
STOG | 0 | 0 | 0 | 0 | 0 | 0
STWD | 0 | 0 | 0 | 0 | 0 | 0
WT | 0 | 0 | 0 | 0 | 0 | 0
IGCC | 0 | 0 | 0 | 0 | 0 | 0
DemandResponse | 0 | 0 | 0 | 0 | 0 | 0
IGCC-CCS | 0 | 0 | 0 | 0 | 0 | 0
WT_off | 0 | 0 | 0 | 0 | 0 | 0
PseudoUnit | 0 | 0 | 0 | 0 | 0 | 0
FixedInterchange | 0 | 0 | 0 | 0 | 0 | 0
Emission Cost by Reporting Type: AZ_NM_SNV_NucRenew
ReportingType | 2015 | 2020 | 2025 | 2030 | 2035 | 2040
BM | 0 | 0 | 0 | 0 | 0 | 0
CC | 0 | 0 | 0 | 0 | 0 | 0
CSP | 0 | 0 | 0 | 0 | 0 | 0
CT | 0 | 0 | 0 | 0 | 0 | 0
Coal | 0 | 0 | 0 | 0 | 0 | 0
Geo | 0 | 0 | 0 | 0 | 0 | 0
H | 0 | 0 | 0 | 0 | 0 | 0
LFG | 0 | 0 | 0 | 0 | 0 | 0
Nuc | 0 | 0 | 0 | 0 | 0 | 0
PS | 0 | 0 | 0 | 0 | 0 | 0
PV | 0 | 0 | 0 | 0 | 0 | 0
PeakG | 0 | 0 | 0 | 0 | 0 | 0
PeakO | 0 | 0 | 0 | 0 | 0 | 0
ST | 0 | 0 | 0 | 0 | 0 | 0
STOG | 0 | 0 | 0 | 0 | 0 | 0
STWD | 0 | 0 | 0 | 0 | 0 | 0
WT | 0 | 0 | 0 | 0 | 0 | 0
IGCC | 0 | 0 | 0 | 0 | 0 | 0
DemandResponse | 0 | 0 | 0 | 0 | 0 | 0
IGCC-CCS | 0 | 0 | 0 | 0 | 0 | 0
WT_off | 0 | 0 | 0 | 0 | 0 | 0
PseudoUnit | 0 | 0 | 0 | 0 | 0 | 0
FixedInterchange | 0 | 0 | 0 | 0 | 0 | 0
Emission Cost by Reporting Type: ERCOT
ReportingType | 2015 | 2020 | 2025 | 2030 | 2035 | 2040
BM | 0 | 0 | 0 | 0 | 0 | 0
CC | 0 | 0 | 0 | 0 | 0 | 0
CSP | 0 | 0 | 0 | 0 | 0 | 0
CT | 0 | 0 | 0 | 0 | 0 | 0
Coal | 0 | 0 | 0 | 0 | 0 | 0
Geo | 0 | 0 | 0 | 0 | 0 | 0
H | 0 | 0 | 0 | 0 | 0 | 0
LFG | 0 | 0 | 0 | 0 | 0 | 0
Nuc | 0 | 0 | 0 | 0 | 0 | 0
PS | 0 | 0 | 0 | 0 | 0 | 0
PV | 0 | 0 | 0 | 0 | 0 | 0
PeakG | 0 | 0 | 0 | 0 | 0 | 0
PeakO | 0 | 0 | 0 | 0 | 0 | 0
ST | 0 | 0 | 0 | 0 | 0 | 0
STOG | 0 | 0 | 0 | 0 | 0 | 0
STWD | 0 | 0 | 0 | 0 | 0 | 0
WT | 0 | 0 | 0 | 0 | 0 | 0
IGCC | 0 | 0 | 0 | 0 | 0 | 0
DemandResponse | 0 | 0 | 0 | 0 | 0 | 0
IGCC-CCS | 0 | 0 | 0 | 0 | 0 | 0
WT_off | 0 | 0 | 0 | 0 | 0 | 0
PseudoUnit | 0 | 0 | 0 | 0 | 0 | 0
FixedInterchange | 0 | 0 | 0 | 0 | 0 | 0
Emission Cost by Reporting Type: NP15
ReportingType | 2015 | 2020 | 2025 | 2030 | 2035 | 2040
BM | 0 | 0 | 0 | 0 | 0 | 0
CC | 0 | 0 | 0 | 0 | 0 | 0
CSP | 0 | 0 | 0 | 0 | 0 | 0
CT | 0 | 0 | 0 | 0 | 0 | 0
Coal | 0 | 0 | 0 | 0 | 0 | 0
Geo | 0 | 0 | 0 | 0 | 0 | 0
H | 0 | 0 | 0 | 0 | 0 | 0
LFG | 0 | 0 | 0 | 0 | 0 | 0
Nuc | 0 | 0 | 0 | 0 | 0 | 0
PS | 0 | 0 | 0 | 0 | 0 | 0
PV | 0 | 0 | 0 | 0 | 0 | 0
PeakG | 0 | 0 | 0 | 0 | 0 | 0
PeakO | 0 | 0 | 0 | 0 | 0 | 0
ST | 0 | 0 | 0 | 0 | 0 | 0
STOG | 0 | 0 | 0 | 0 | 0 | 0
STWD | 0 | 0 | 0 | 0 | 0 | 0
WT | 0 | 0 | 0 | 0 | 0 | 0
IGCC | 0 | 0 | 0 | 0 | 0 | 0
DemandResponse | 0 | 0 | 0 | 0 | 0 | 0
IGCC-CCS | 0 | 0 | 0 | 0 | 0 | 0
WT_off | 0 | 0 | 0 | 0 | 0 | 0
PseudoUnit | 0 | 0 | 0 | 0 | 0 | 0
FixedInterchange | 0 | 0 | 0 | 0 | 0 | 0
Emission Cost by Reporting Type: NWPP_Coal
ReportingType | 2015 | 2020 | 2025 | 2030 | 2035 | 2040
BM | 0 | 0 | 0 | 0 | 0 | 0
CC | 0 | 0 | 0 | 0 | 0 | 0
CSP | 0 | 0 | 0 | 0 | 0 | 0
CT | 0 | 0 | 0 | 0 | 0 | 0
Coal | 0 | 0 | 0 | 0 | 0 | 0
Geo | 0 | 0 | 0 | 0 | 0 | 0
H | 0 | 0 | 0 | 0 | 0 | 0
LFG | 0 | 0 | 0 | 0 | 0 | 0
Nuc | 0 | 0 | 0 | 0 | 0 | 0
PS | 0 | 0 | 0 | 0 | 0 | 0
PV | 0 | 0 | 0 | 0 | 0 | 0
PeakG | 0 | 0 | 0 | 0 | 0 | 0
PeakO | 0 | 0 | 0 | 0 | 0 | 0
ST | 0 | 0 | 0 | 0 | 0 | 0
STOG | 0 | 0 | 0 | 0 | 0 | 0
STWD | 0 | 0 | 0 | 0 | 0 | 0
WT | 0 | 0 | 0 | 0 | 0 | 0
IGCC | 0 | 0 | 0 | 0 | 0 | 0
DemandResponse | 0 | 0 | 0 | 0 | 0 | 0
IGCC-CCS | 0 | 0 | 0 | 0 | 0 | 0
WT_off | 0 | 0 | 0 | 0 | 0 | 0
PseudoUnit | 0 | 0 | 0 | 0 | 0 | 0
FixedInterchange | 0 | 0 | 0 | 0 | 0 | 0
Emission Cost by Reporting Type: NWPP_Gas
ReportingType | 2015 | 2020 | 2025 | 2030 | 2035 | 2040
BM | 0 | 0 | 0 | 0 | 0 | 0
CC | 0 | 0 | 0 | 0 | 0 | 0
CSP | 0 | 0 | 0 | 0 | 0 | 0
CT | 0 | 0 | 0 | 0 | 0 | 0
Coal | 0 | 0 | 0 | 0 | 0 | 0
Geo | 0 | 0 | 0 | 0 | 0 | 0
H | 0 | 0 | 0 | 0 | 0 | 0
LFG | 0 | 0 | 0 | 0 | 0 | 0
Nuc | 0 | 0 | 0 | 0 | 0 | 0
PS | 0 | 0 | 0 | 0 | 0 | 0
PV | 0 | 0 | 0 | 0 | 0 | 0
PeakG | 0 | 0 | 0 | 0 | 0 | 0
PeakO | 0 | 0 | 0 | 0 | 0 | 0
ST | 0 | 0 | 0 | 0 | 0 | 0
STOG | 0 | 0 | 0 | 0 | 0 | 0
STWD | 0 | 0 | 0 | 0 | 0 | 0
WT | 0 | 0 | 0 | 0 | 0 | 0
IGCC | 0 | 0 | 0 | 0 | 0 | 0
DemandResponse | 0 | 0 | 0 | 0 | 0 | 0
IGCC-CCS | 0 | 0 | 0 | 0 | 0 | 0
WT_off | 0 | 0 | 0 | 0 | 0 | 0
PseudoUnit | 0 | 0 | 0 | 0 | 0 | 0
FixedInterchange | 0 | 0 | 0 | 0 | 0 | 0
Emission Cost by Reporting Type: NWPP_NucRenew
ReportingType | 2015 | 2020 | 2025 | 2030 | 2035 | 2040
BM | 0 | 0 | 0 | 0 | 0 | 0
CC | 0 | 0 | 0 | 0 | 0 | 0
CSP | 0 | 0 | 0 | 0 | 0 | 0
CT | 0 | 0 | 0 | 0 | 0 | 0
Coal | 0 | 0 | 0 | 0 | 0 | 0
Geo | 0 | 0 | 0 | 0 | 0 | 0
H | 0 | 0 | 0 | 0 | 0 | 0
LFG | 0 | 0 | 0 | 0 | 0 | 0
Nuc | 0 | 0 | 0 | 0 | 0 | 0
PS | 0 | 0 | 0 | 0 | 0 | 0
PV | 0 | 0 | 0 | 0 | 0 | 0
PeakG | 0 | 0 | 0 | 0 | 0 | 0
PeakO | 0 | 0 | 0 | 0 | 0 | 0
ST | 0 | 0 | 0 | 0 | 0 | 0
STOG | 0 | 0 | 0 | 0 | 0 | 0
STWD | 0 | 0 | 0 | 0 | 0 | 0
WT | 0 | 0 | 0 | 0 | 0 | 0
IGCC | 0 | 0 | 0 | 0 | 0 | 0
DemandResponse | 0 | 0 | 0 | 0 | 0 | 0
IGCC-CCS | 0 | 0 | 0 | 0 | 0 | 0
WT_off | 0 | 0 | 0 | 0 | 0 | 0
PseudoUnit | 0 | 0 | 0 | 0 | 0 | 0
FixedInterchange | 0 | 0 | 0 | 0 | 0 | 0
Emission Cost by Reporting Type: RMPA
ReportingType | 2015 | 2020 | 2025 | 2030 | 2035 | 2040
BM | 0 | 0 | 0 | 0 | 0 | 0
CC | 0 | 0 | 0 | 0 | 0 | 0
CSP | 0 | 0 | 0 | 0 | 0 | 0
CT | 0 | 0 | 0 | 0 | 0 | 0
Coal | 0 | 0 | 0 | 0 | 0 | 0
Geo | 0 | 0 | 0 | 0 | 0 | 0
H | 0 | 0 | 0 | 0 | 0 | 0
LFG | 0 | 0 | 0 | 0 | 0 | 0
Nuc | 0 | 0 | 0 | 0 | 0 | 0
PS | 0 | 0 | 0 | 0 | 0 | 0
PV | 0 | 0 | 0 | 0 | 0 | 0
PeakG | 0 | 0 | 0 | 0 | 0 | 0
PeakO | 0 | 0 | 0 | 0 | 0 | 0
ST | 0 | 0 | 0 | 0 | 0 | 0
STOG | 0 | 0 | 0 | 0 | 0 | 0
STWD | 0 | 0 | 0 | 0 | 0 | 0
WT | 0 | 0 | 0 | 0 | 0 | 0
IGCC | 0 | 0 | 0 | 0 | 0 | 0
DemandResponse | 0 | 0 | 0 | 0 | 0 | 0
IGCC-CCS | 0 | 0 | 0 | 0 | 0 | 0
WT_off | 0 | 0 | 0 | 0 | 0 | 0
PseudoUnit | 0 | 0 | 0 | 0 | 0 | 0
FixedInterchange | 0 | 0 | 0 | 0 | 0 | 0
Emission Cost by Reporting Type: SP15
ReportingType | 2015 | 2020 | 2025 | 2030 | 2035 | 2040
BM | 0 | 0 | 0 | 0 | 0 | 0
CC | 0 | 0 | 0 | 0 | 0 | 0
CSP | 0 | 0 | 0 | 0 | 0 | 0
CT | 0 | 0 | 0 | 0 | 0 | 0
Coal | 0 | 0 | 0 | 0 | 0 | 0
Geo | 0 | 0 | 0 | 0 | 0 | 0
H | 0 | 0 | 0 | 0 | 0 | 0
LFG | 0 | 0 | 0 | 0 | 0 | 0
Nuc | 0 | 0 | 0 | 0 | 0 | 0
PS | 0 | 0 | 0 | 0 | 0 | 0
PV | 0 | 0 | 0 | 0 | 0 | 0
PeakG | 0 | 0 | 0 | 0 | 0 | 0
PeakO | 0 | 0 | 0 | 0 | 0 | 0
ST | 0 | 0 | 0 | 0 | 0 | 0
STOG | 0 | 0 | 0 | 0 | 0 | 0
STWD | 0 | 0 | 0 | 0 | 0 | 0
WT | 0 | 0 | 0 | 0 | 0 | 0
IGCC | 0 | 0 | 0 | 0 | 0 | 0
DemandResponse | 0 | 0 | 0 | 0 | 0 | 0
IGCC-CCS | 0 | 0 | 0 | 0 | 0 | 0
WT_off | 0 | 0 | 0 | 0 | 0 | 0
PseudoUnit | 0 | 0 | 0 | 0 | 0 | 0
FixedInterchange | 0 | 0 | 0 | 0 | 0 | 0
Emission Cost by Reporting Type: ALB
ReportingType | 2015 | 2020 | 2025 | 2030 | 2035 | 2040
BM | 0 | 0 | 0 | 0 | 0 | 0
CC | 0 | 0 | 0 | 0 | 0 | 0
CSP | 0 | 0 | 0 | 0 | 0 | 0
CT | 0 | 0 | 0 | 0 | 0 | 0
Coal | 0 | 0 | 0 | 0 | 0 | 0
Geo | 0 | 0 | 0 | 0 | 0 | 0
H | 0 | 0 | 0 | 0 | 0 | 0
LFG | 0 | 0 | 0 | 0 | 0 | 0
Nuc | 0 | 0 | 0 | 0 | 0 | 0
PS | 0 | 0 | 0 | 0 | 0 | 0
PV | 0 | 0 | 0 | 0 | 0 | 0
PeakG | 0 | 0 | 0 | 0 | 0 | 0
PeakO | 0 | 0 | 0 | 0 | 0 | 0
ST | 0 | 0 | 0 | 0 | 0 | 0
STOG | 0 | 0 | 0 | 0 | 0 | 0
STWD | 0 | 0 | 0 | 0 | 0 | 0
WT | 0 | 0 | 0 | 0 | 0 | 0
IGCC | 0 | 0 | 0 | 0 | 0 | 0
DemandResponse | 0 | 0 | 0 | 0 | 0 | 0
IGCC-CCS | 0 | 0 | 0 | 0 | 0 | 0
WT_off | 0 | 0 | 0 | 0 | 0 | 0
PseudoUnit | 0 | 0 | 0 | 0 | 0 | 0
FixedInterchange | 0 | 0 | 0 | 0 | 0 | 0
Emission Cost by Reporting Type: BC
ReportingType | 2015 | 2020 | 2025 | 2030 | 2035 | 2040
BM | 0 | 0 | 0 | 0 | 0 | 0
CC | 0 | 0 | 0 | 0 | 0 | 0
CSP | 0 | 0 | 0 | 0 | 0 | 0
CT | 0 | 0 | 0 | 0 | 0 | 0
Coal | 0 | 0 | 0 | 0 | 0 | 0
Geo | 0 | 0 | 0 | 0 | 0 | 0
H | 0 | 0 | 0 | 0 | 0 | 0
LFG | 0 | 0 | 0 | 0 | 0 | 0
Nuc | 0 | 0 | 0 | 0 | 0 | 0
PS | 0 | 0 | 0 | 0 | 0 | 0
PV | 0 | 0 | 0 | 0 | 0 | 0
PeakG | 0 | 0 | 0 | 0 | 0 | 0
PeakO | 0 | 0 | 0 | 0 | 0 | 0
ST | 0 | 0 | 0 | 0 | 0 | 0
STOG | 0 | 0 | 0 | 0 | 0 | 0
STWD | 0 | 0 | 0 | 0 | 0 | 0
WT | 0 | 0 | 0 | 0 | 0 | 0
IGCC | 0 | 0 | 0 | 0 | 0 | 0
DemandResponse | 0 | 0 | 0 | 0 | 0 | 0
IGCC-CCS | 0 | 0 | 0 | 0 | 0 | 0
WT_off | 0 | 0 | 0 | 0 | 0 | 0
PseudoUnit | 0 | 0 | 0 | 0 | 0 | 0
FixedInterchange | 0 | 0 | 0 | 0 | 0 | 0
Emission Cost by Reporting Type: HQ_IESO
ReportingType | 2015 | 2020 | 2025 | 2030 | 2035 | 2040
BM | 0 | 0 | 0 | 0 | 0 | 0
CC | 0 | 0 | 0 | 0 | 0 | 0
CSP | 0 | 0 | 0 | 0 | 0 | 0
CT | 0 | 0 | 0 | 0 | 0 | 0
Coal | 0 | 0 | 0 | 0 | 0 | 0
Geo | 0 | 0 | 0 | 0 | 0 | 0
H | 0 | 0 | 0 | 0 | 0 | 0
LFG | 0 | 0 | 0 | 0 | 0 | 0
Nuc | 0 | 0 | 0 | 0 | 0 | 0
PS | 0 | 0 | 0 | 0 | 0 | 0
PV | 0 | 0 | 0 | 0 | 0 | 0
PeakG | 0 | 0 | 0 | 0 | 0 | 0
PeakO | 0 | 0 | 0 | 0 | 0 | 0
ST | 0 | 0 | 0 | 0 | 0 | 0
STOG | 0 | 0 | 0 | 0 | 0 | 0
STWD | 0 | 0 | 0 | 0 | 0 | 0
WT | 0 | 0 | 0 | 0 | 0 | 0
IGCC | 0 | 0 | 0 | 0 | 0 | 0
DemandResponse | 0 | 0 | 0 | 0 | 0 | 0
IGCC-CCS | 0 | 0 | 0 | 0 | 0 | 0
WT_off | 0 | 0 | 0 | 0 | 0 | 0
PseudoUnit | 0 | 0 | 0 | 0 | 0 | 0
FixedInterchange | 0 | 0 | 0 | 0 | 0 | 0
Emission Cost by Reporting Type: HQ_NEISO
ReportingType | 2015 | 2020 | 2025 | 2030 | 2035 | 2040
BM | 0 | 0 | 0 | 0 | 0 | 0
CC | 0 | 0 | 0 | 0 | 0 | 0
CSP | 0 | 0 | 0 | 0 | 0 | 0
CT | 0 | 0 | 0 | 0 | 0 | 0
Coal | 0 | 0 | 0 | 0 | 0 | 0
Geo | 0 | 0 | 0 | 0 | 0 | 0
H | 0 | 0 | 0 | 0 | 0 | 0
LFG | 0 | 0 | 0 | 0 | 0 | 0
Nuc | 0 | 0 | 0 | 0 | 0 | 0
PS | 0 | 0 | 0 | 0 | 0 | 0
PV | 0 | 0 | 0 | 0 | 0 | 0
PeakG | 0 | 0 | 0 | 0 | 0 | 0
PeakO | 0 | 0 | 0 | 0 | 0 | 0
ST | 0 | 0 | 0 | 0 | 0 | 0
STOG | 0 | 0 | 0 | 0 | 0 | 0
STWD | 0 | 0 | 0 | 0 | 0 | 0
WT | 0 | 0 | 0 | 0 | 0 | 0
IGCC | 0 | 0 | 0 | 0 | 0 | 0
DemandResponse | 0 | 0 | 0 | 0 | 0 | 0
IGCC-CCS | 0 | 0 | 0 | 0 | 0 | 0
WT_off | 0 | 0 | 0 | 0 | 0 | 0
PseudoUnit | 0 | 0 | 0 | 0 | 0 | 0
FixedInterchange | 0 | 0 | 0 | 0 | 0 | 0
Emission Cost by Reporting Type: HQ_NY
ReportingType | 2015 | 2020 | 2025 | 2030 | 2035 | 2040
BM | 0 | 0 | 0 | 0 | 0 | 0
CC | 0 | 0 | 0 | 0 | 0 | 0
CSP | 0 | 0 | 0 | 0 | 0 | 0
CT | 0 | 0 | 0 | 0 | 0 | 0
Coal | 0 | 0 | 0 | 0 | 0 | 0
Geo | 0 | 0 | 0 | 0 | 0 | 0
H | 0 | 0 | 0 | 0 | 0 | 0
LFG | 0 | 0 | 0 | 0 | 0 | 0
Nuc | 0 | 0 | 0 | 0 | 0 | 0
PS | 0 | 0 | 0 | 0 | 0 | 0
PV | 0 | 0 | 0 | 0 | 0 | 0
PeakG | 0 | 0 | 0 | 0 | 0 | 0
PeakO | 0 | 0 | 0 | 0 | 0 | 0
ST | 0 | 0 | 0 | 0 | 0 | 0
STOG | 0 | 0 | 0 | 0 | 0 | 0
STWD | 0 | 0 | 0 | 0 | 0 | 0
WT | 0 | 0 | 0 | 0 | 0 | 0
IGCC | 0 | 0 | 0 | 0 | 0 | 0
DemandResponse | 0 | 0 | 0 | 0 | 0 | 0
IGCC-CCS | 0 | 0 | 0 | 0 | 0 | 0
WT_off | 0 | 0 | 0 | 0 | 0 | 0
PseudoUnit | 0 | 0 | 0 | 0 | 0 | 0
FixedInterchange | 0 | 0 | 0 | 0 | 0 | 0
Emission Cost by Reporting Type: MARITIMES
ReportingType | 2015 | 2020 | 2025 | 2030 | 2035 | 2040
BM | 0 | 0 | 0 | 0 | 0 | 0
CC | 0 | 0 | 0 | 0 | 0 | 0
CSP | 0 | 0 | 0 | 0 | 0 | 0
CT | 0 | 0 | 0 | 0 | 0 | 0
Coal | 0 | 0 | 0 | 0 | 0 | 0
Geo | 0 | 0 | 0 | 0 | 0 | 0
H | 0 | 0 | 0 | 0 | 0 | 0
LFG | 0 | 0 | 0 | 0 | 0 | 0
Nuc | 0 | 0 | 0 | 0 | 0 | 0
PS | 0 | 0 | 0 | 0 | 0 | 0
PV | 0 | 0 | 0 | 0 | 0 | 0
PeakG | 0 | 0 | 0 | 0 | 0 | 0
PeakO | 0 | 0 | 0 | 0 | 0 | 0
ST | 0 | 0 | 0 | 0 | 0 | 0
STOG | 0 | 0 | 0 | 0 | 0 | 0
STWD | 0 | 0 | 0 | 0 | 0 | 0
WT | 0 | 0 | 0 | 0 | 0 | 0
IGCC | 0 | 0 | 0 | 0 | 0 | 0
DemandResponse | 0 | 0 | 0 | 0 | 0 | 0
IGCC-CCS | 0 | 0 | 0 | 0 | 0 | 0
WT_off | 0 | 0 | 0 | 0 | 0 | 0
PseudoUnit | 0 | 0 | 0 | 0 | 0 | 0
FixedInterchange | 0 | 0 | 0 | 0 | 0 | 0
Emission Cost by Reporting Type: All
ReportingType | 2015 | 2020 | 2025 | 2030 | 2035 | 2040
BM | 0 | 0 | 0 | 0 | 0 | 0
CC | 0 | 0 | 0 | 0 | 0 | 0
CSP | 0 | 0 | 0 | 0 | 0 | 0
CT | 0 | 0 | 0 | 0 | 0 | 0
Coal | 0 | 0 | 0 | 0 | 0 | 0
Geo | 0 | 0 | 0 | 0 | 0 | 0
H | 0 | 0 | 0 | 0 | 0 | 0
LFG | 0 | 0 | 0 | 0 | 0 | 0
Nuc | 0 | 0 | 0 | 0 | 0 | 0
PS | 0 | 0 | 0 | 0 | 0 | 0
PV | 0 | 0 | 0 | 0 | 0 | 0
PeakG | 0 | 0 | 0 | 0 | 0 | 0
PeakO | 0 | 0 | 0 | 0 | 0 | 0
ST | 0 | 0 | 0 | 0 | 0 | 0
STOG | 0 | 0 | 0 | 0 | 0 | 0
STWD | 0 | 0 | 0 | 0 | 0 | 0
WT | 0 | 0 | 0 | 0 | 0 | 0
IGCC | 0 | 0 | 0 | 0 | 0 | 0
DemandResponse | 0 | 0 | 0 | 0 | 0 | 0
IGCC-CCS | 0 | 0 | 0 | 0 | 0 | 0
WT_off | 0 | 0 | 0 | 0 | 0 | 0
PseudoUnit | 0 | 0 | 0 | 0 | 0 | 0
FixedInterchange | 0 | 0 | 0 | 0 | 0 | 0
Emission Cost by Reporting Type: EI_US
ReportingType | 2015 | 2020 | 2025 | 2030 | 2035 | 2040
BM | 0 | 0 | 0 | 0 | 0 | 0
CC | 0 | 0 | 0 | 0 | 0 | 0
CSP | 0 | 0 | 0 | 0 | 0 | 0
CT | 0 | 0 | 0 | 0 | 0 | 0
Coal | 0 | 0 | 0 | 0 | 0 | 0
Geo | 0 | 0 | 0 | 0 | 0 | 0
H | 0 | 0 | 0 | 0 | 0 | 0
LFG | 0 | 0 | 0 | 0 | 0 | 0
Nuc | 0 | 0 | 0 | 0 | 0 | 0
PS | 0 | 0 | 0 | 0 | 0 | 0
PV | 0 | 0 | 0 | 0 | 0 | 0
PeakG | 0 | 0 | 0 | 0 | 0 | 0
PeakO | 0 | 0 | 0 | 0 | 0 | 0
ST | 0 | 0 | 0 | 0 | 0 | 0
STOG | 0 | 0 | 0 | 0 | 0 | 0
STWD | 0 | 0 | 0 | 0 | 0 | 0
WT | 0 | 0 | 0 | 0 | 0 | 0
IGCC | 0 | 0 | 0 | 0 | 0 | 0
DemandResponse | 0 | 0 | 0 | 0 | 0 | 0
IGCC-CCS | 0 | 0 | 0 | 0 | 0 | 0
WT_off | 0 | 0 | 0 | 0 | 0 | 0
PseudoUnit | 0 | 0 | 0 | 0 | 0 | 0
FixedInterchange | 0 | 0 | 0 | 0 | 0 | 0
Emission Cost by Reporting Type: EI_Canada
ReportingType | 2015 | 2020 | 2025 | 2030 | 2035 | 2040
BM | 0 | 0 | 0 | 0 | 0 | 0
CC | 0 | 0 | 0 | 0 | 0 | 0
CSP | 0 | 0 | 0 | 0 | 0 | 0
CT | 0 | 0 | 0 | 0 | 0 | 0
Coal | 0 | 0 | 0 | 0 | 0 | 0
Geo | 0 | 0 | 0 | 0 | 0 | 0
H | 0 | 0 | 0 | 0 | 0 | 0
LFG | 0 | 0 | 0 | 0 | 0 | 0
Nuc | 0 | 0 | 0 | 0 | 0 | 0
PS | 0 | 0 | 0 | 0 | 0 | 0
PV | 0 | 0 | 0 | 0 | 0 | 0
PeakG | 0 | 0 | 0 | 0 | 0 | 0
PeakO | 0 | 0 | 0 | 0 | 0 | 0
ST | 0 | 0 | 0 | 0 | 0 | 0
STOG | 0 | 0 | 0 | 0 | 0 | 0
STWD | 0 | 0 | 0 | 0 | 0 | 0
WT | 0 | 0 | 0 | 0 | 0 | 0
IGCC | 0 | 0 | 0 | 0 | 0 | 0
DemandResponse | 0 | 0 | 0 | 0 | 0 | 0
IGCC-CCS | 0 | 0 | 0 | 0 | 0 | 0
WT_off | 0 | 0 | 0 | 0 | 0 | 0
PseudoUnit | 0 | 0 | 0 | 0 | 0 | 0
FixedInterchange | 0 | 0 | 0 | 0 | 0 | 0
Emission Cost by Reporting Type: EI
ReportingType | 2015 | 2020 | 2025 | 2030 | 2035 | 2040
BM | 0 | 0 | 0 | 0 | 0 | 0
CC | 0 | 0 | 0 | 0 | 0 | 0
CSP | 0 | 0 | 0 | 0 | 0 | 0
CT | 0 | 0 | 0 | 0 | 0 | 0
Coal | 0 | 0 | 0 | 0 | 0 | 0
Geo | 0 | 0 | 0 | 0 | 0 | 0
H | 0 | 0 | 0 | 0 | 0 | 0
LFG | 0 | 0 | 0 | 0 | 0 | 0
Nuc | 0 | 0 | 0 | 0 | 0 | 0
PS | 0 | 0 | 0 | 0 | 0 | 0
PV | 0 | 0 | 0 | 0 | 0 | 0
PeakG | 0 | 0 | 0 | 0 | 0 | 0
PeakO | 0 | 0 | 0 | 0 | 0 | 0
ST | 0 | 0 | 0 | 0 | 0 | 0
STOG | 0 | 0 | 0 | 0 | 0 | 0
STWD | 0 | 0 | 0 | 0 | 0 | 0
WT | 0 | 0 | 0 | 0 | 0 | 0
IGCC | 0 | 0 | 0 | 0 | 0 | 0
DemandResponse | 0 | 0 | 0 | 0 | 0 | 0
IGCC-CCS | 0 | 0 | 0 | 0 | 0 | 0
WT_off | 0 | 0 | 0 | 0 | 0 | 0
PseudoUnit | 0 | 0 | 0 | 0 | 0 | 0
FixedInterchange | 0 | 0 | 0 | 0 | 0 | 0
Emission Cost by Reporting Type: Outside_EI
ReportingType | 2015 | 2020 | 2025 | 2030 | 2035 | 2040
BM | 0 | 0 | 0 | 0 | 0 | 0
CC | 0 | 0 | 0 | 0 | 0 | 0
CSP | 0 | 0 | 0 | 0 | 0 | 0
CT | 0 | 0 | 0 | 0 | 0 | 0
Coal | 0 | 0 | 0 | 0 | 0 | 0
Geo | 0 | 0 | 0 | 0 | 0 | 0
H | 0 | 0 | 0 | 0 | 0 | 0
LFG | 0 | 0 | 0 | 0 | 0 | 0
Nuc | 0 | 0 | 0 | 0 | 0 | 0
PS | 0 | 0 | 0 | 0 | 0 | 0
PV | 0 | 0 | 0 | 0 | 0 | 0
PeakG | 0 | 0 | 0 | 0 | 0 | 0
PeakO | 0 | 0 | 0 | 0 | 0 | 0
ST | 0 | 0 | 0 | 0 | 0 | 0
STOG | 0 | 0 | 0 | 0 | 0 | 0
STWD | 0 | 0 | 0 | 0 | 0 | 0
WT | 0 | 0 | 0 | 0 | 0 | 0
IGCC | 0 | 0 | 0 | 0 | 0 | 0
DemandResponse | 0 | 0 | 0 | 0 | 0 | 0
IGCC-CCS | 0 | 0 | 0 | 0 | 0 | 0
WT_off | 0 | 0 | 0 | 0 | 0 | 0
PseudoUnit | 0 | 0 | 0 | 0 | 0 | 0
FixedInterchange | 0 | 0 | 0 | 0 | 0 | 0
==== Emission Program: CAIRNOxAnnual : (NOx) ====
Emission Cost by Reporting Type: Entergy
ReportingType | 2015 | 2020 | 2025 | 2030 | 2035 | 2040
BM | 0 | 0 | 0 | 0 | 0 | 0
CC | 0 | 0 | 0 | 0 | 0 | 0
CSP | 0 | 0 | 0 | 0 | 0 | 0
CT | 0 | 0 | 0 | 0 | 0 | 0
Coal | 0 | 0 | 0 | 0 | 0 | 0
Geo | 0 | 0 | 0 | 0 | 0 | 0
H | 0 | 0 | 0 | 0 | 0 | 0
LFG | 0 | 0 | 0 | 0 | 0 | 0
Nuc | 0 | 0 | 0 | 0 | 0 | 0
PS | 0 | 0 | 0 | 0 | 0 | 0
PV | 0 | 0 | 0 | 0 | 0 | 0
PeakG | 0 | 0 | 0 | 0 | 0 | 0
PeakO | 0 | 0 | 0 | 0 | 0 | 0
ST | 0 | 0 | 0 | 0 | 0 | 0
STOG | 0 | 0 | 0 | 0 | 0 | 0
STWD | 0 | 0 | 0 | 0 | 0 | 0
WT | 0 | 0 | 0 | 0 | 0 | 0
IGCC | 0 | 0 | 0 | 0 | 0 | 0
DemandResponse | 0 | 0 | 0 | 0 | 0 | 0
IGCC-CCS | 0 | 0 | 0 | 0 | 0 | 0
WT_off | 0 | 0 | 0 | 0 | 0 | 0
PseudoUnit | 0 | 0 | 0 | 0 | 0 | 0
FixedInterchange | 0 | 0 | 0 | 0 | 0 | 0
Emission Cost by Reporting Type: FRCC
ReportingType | 2015 | 2020 | 2025 | 2030 | 2035 | 2040
BM | 0 | 0 | 0 | 0 | 0 | 0
CC | 0 | 0 | 0 | 0 | 0 | 0
CSP | 0 | 0 | 0 | 0 | 0 | 0
CT | 0 | 0 | 0 | 0 | 0 | 0
Coal | 0 | 0 | 0 | 0 | 0 | 0
Geo | 0 | 0 | 0 | 0 | 0 | 0
H | 0 | 0 | 0 | 0 | 0 | 0
LFG | 0 | 0 | 0 | 0 | 0 | 0
Nuc | 0 | 0 | 0 | 0 | 0 | 0
PS | 0 | 0 | 0 | 0 | 0 | 0
PV | 0 | 0 | 0 | 0 | 0 | 0
PeakG | 0 | 0 | 0 | 0 | 0 | 0
PeakO | 0 | 0 | 0 | 0 | 0 | 0
ST | 0 | 0 | 0 | 0 | 0 | 0
STOG | 0 | 0 | 0 | 0 | 0 | 0
STWD | 0 | 0 | 0 | 0 | 0 | 0
WT | 0 | 0 | 0 | 0 | 0 | 0
IGCC | 0 | 0 | 0 | 0 | 0 | 0
DemandResponse | 0 | 0 | 0 | 0 | 0 | 0
IGCC-CCS | 0 | 0 | 0 | 0 | 0 | 0
WT_off | 0 | 0 | 0 | 0 | 0 | 0
PseudoUnit | 0 | 0 | 0 | 0 | 0 | 0
FixedInterchange | 0 | 0 | 0 | 0 | 0 | 0
Emission Cost by Reporting Type: MAPP_US
ReportingType | 2015 | 2020 | 2025 | 2030 | 2035 | 2040
BM | 0 | 0 | 0 | 0 | 0 | 0
CC | 0 | 0 | 0 | 0 | 0 | 0
CSP | 0 | 0 | 0 | 0 | 0 | 0
CT | 0 | 0 | 0 | 0 | 0 | 0
Coal | 0 | 0 | 0 | 0 | 0 | 0
Geo | 0 | 0 | 0 | 0 | 0 | 0
H | 0 | 0 | 0 | 0 | 0 | 0
LFG | 0 | 0 | 0 | 0 | 0 | 0
Nuc | 0 | 0 | 0 | 0 | 0 | 0
PS | 0 | 0 | 0 | 0 | 0 | 0
PV | 0 | 0 | 0 | 0 | 0 | 0
PeakG | 0 | 0 | 0 | 0 | 0 | 0
PeakO | 0 | 0 | 0 | 0 | 0 | 0
ST | 0 | 0 | 0 | 0 | 0 | 0
STOG | 0 | 0 | 0 | 0 | 0 | 0
STWD | 0 | 0 | 0 | 0 | 0 | 0
WT | 0 | 0 | 0 | 0 | 0 | 0
IGCC | 0 | 0 | 0 | 0 | 0 | 0
DemandResponse | 0 | 0 | 0 | 0 | 0 | 0
IGCC-CCS | 0 | 0 | 0 | 0 | 0 | 0
WT_off | 0 | 0 | 0 | 0 | 0 | 0
PseudoUnit | 0 | 0 | 0 | 0 | 0 | 0
FixedInterchange | 0 | 0 | 0 | 0 | 0 | 0
Emission Cost by Reporting Type: MISO_IN
ReportingType | 2015 | 2020 | 2025 | 2030 | 2035 | 2040
BM | 0 | 0 | 0 | 0 | 0 | 0
CC | 0 | 0 | 0 | 0 | 0 | 0
CSP | 0 | 0 | 0 | 0 | 0 | 0
CT | 0 | 0 | 0 | 0 | 0 | 0
Coal | 0 | 0 | 0 | 0 | 0 | 0
Geo | 0 | 0 | 0 | 0 | 0 | 0
H | 0 | 0 | 0 | 0 | 0 | 0
LFG | 0 | 0 | 0 | 0 | 0 | 0
Nuc | 0 | 0 | 0 | 0 | 0 | 0
PS | 0 | 0 | 0 | 0 | 0 | 0
PV | 0 | 0 | 0 | 0 | 0 | 0
PeakG | 0 | 0 | 0 | 0 | 0 | 0
PeakO | 0 | 0 | 0 | 0 | 0 | 0
ST | 0 | 0 | 0 | 0 | 0 | 0
STOG | 0 | 0 | 0 | 0 | 0 | 0
STWD | 0 | 0 | 0 | 0 | 0 | 0
WT | 0 | 0 | 0 | 0 | 0 | 0
IGCC | 0 | 0 | 0 | 0 | 0 | 0
DemandResponse | 0 | 0 | 0 | 0 | 0 | 0
IGCC-CCS | 0 | 0 | 0 | 0 | 0 | 0
WT_off | 0 | 0 | 0 | 0 | 0 | 0
PseudoUnit | 0 | 0 | 0 | 0 | 0 | 0
FixedInterchange | 0 | 0 | 0 | 0 | 0 | 0
Emission Cost by Reporting Type: MISO_MI
ReportingType | 2015 | 2020 | 2025 | 2030 | 2035 | 2040
BM | 0 | 0 | 0 | 0 | 0 | 0
CC | 0 | 0 | 0 | 0 | 0 | 0
CSP | 0 | 0 | 0 | 0 | 0 | 0
CT | 0 | 0 | 0 | 0 | 0 | 0
Coal | 0 | 0 | 0 | 0 | 0 | 0
Geo | 0 | 0 | 0 | 0 | 0 | 0
H | 0 | 0 | 0 | 0 | 0 | 0
LFG | 0 | 0 | 0 | 0 | 0 | 0
Nuc | 0 | 0 | 0 | 0 | 0 | 0
PS | 0 | 0 | 0 | 0 | 0 | 0
PV | 0 | 0 | 0 | 0 | 0 | 0
PeakG | 0 | 0 | 0 | 0 | 0 | 0
PeakO | 0 | 0 | 0 | 0 | 0 | 0
ST | 0 | 0 | 0 | 0 | 0 | 0
STOG | 0 | 0 | 0 | 0 | 0 | 0
STWD | 0 | 0 | 0 | 0 | 0 | 0
WT | 0 | 0 | 0 | 0 | 0 | 0
IGCC | 0 | 0 | 0 | 0 | 0 | 0
DemandResponse | 0 | 0 | 0 | 0 | 0 | 0
IGCC-CCS | 0 | 0 | 0 | 0 | 0 | 0
WT_off | 0 | 0 | 0 | 0 | 0 | 0
PseudoUnit | 0 | 0 | 0 | 0 | 0 | 0
FixedInterchange | 0 | 0 | 0 | 0 | 0 | 0
Emission Cost by Reporting Type: MISO_MO-IL
ReportingType | 2015 | 2020 | 2025 | 2030 | 2035 | 2040
BM | 0 | 0 | 0 | 0 | 0 | 0
CC | 0 | 0 | 0 | 0 | 0 | 0
CSP | 0 | 0 | 0 | 0 | 0 | 0
CT | 0 | 0 | 0 | 0 | 0 | 0
Coal | 0 | 0 | 0 | 0 | 0 | 0
Geo | 0 | 0 | 0 | 0 | 0 | 0
H | 0 | 0 | 0 | 0 | 0 | 0
LFG | 0 | 0 | 0 | 0 | 0 | 0
Nuc | 0 | 0 | 0 | 0 | 0 | 0
PS | 0 | 0 | 0 | 0 | 0 | 0
PV | 0 | 0 | 0 | 0 | 0 | 0
PeakG | 0 | 0 | 0 | 0 | 0 | 0
PeakO | 0 | 0 | 0 | 0 | 0 | 0
ST | 0 | 0 | 0 | 0 | 0 | 0
STOG | 0 | 0 | 0 | 0 | 0 | 0
STWD | 0 | 0 | 0 | 0 | 0 | 0
WT | 0 | 0 | 0 | 0 | 0 | 0
IGCC | 0 | 0 | 0 | 0 | 0 | 0
DemandResponse | 0 | 0 | 0 | 0 | 0 | 0
IGCC-CCS | 0 | 0 | 0 | 0 | 0 | 0
WT_off | 0 | 0 | 0 | 0 | 0 | 0
PseudoUnit | 0 | 0 | 0 | 0 | 0 | 0
FixedInterchange | 0 | 0 | 0 | 0 | 0 | 0
Emission Cost by Reporting Type: MISO_W
ReportingType | 2015 | 2020 | 2025 | 2030 | 2035 | 2040
BM | 0 | 0 | 0 | 0 | 0 | 0
CC | 0 | 0 | 0 | 0 | 0 | 0
CSP | 0 | 0 | 0 | 0 | 0 | 0
CT | 0 | 0 | 0 | 0 | 0 | 0
Coal | 0 | 0 | 0 | 0 | 0 | 0
Geo | 0 | 0 | 0 | 0 | 0 | 0
H | 0 | 0 | 0 | 0 | 0 | 0
LFG | 0 | 0 | 0 | 0 | 0 | 0
Nuc | 0 | 0 | 0 | 0 | 0 | 0
PS | 0 | 0 | 0 | 0 | 0 | 0
PV | 0 | 0 | 0 | 0 | 0 | 0
PeakG | 0 | 0 | 0 | 0 | 0 | 0
PeakO | 0 | 0 | 0 | 0 | 0 | 0
ST | 0 | 0 | 0 | 0 | 0 | 0
STOG | 0 | 0 | 0 | 0 | 0 | 0
STWD | 0 | 0 | 0 | 0 | 0 | 0
WT | 0 | 0 | 0 | 0 | 0 | 0
IGCC | 0 | 0 | 0 | 0 | 0 | 0
DemandResponse | 0 | 0 | 0 | 0 | 0 | 0
IGCC-CCS | 0 | 0 | 0 | 0 | 0 | 0
WT_off | 0 | 0 | 0 | 0 | 0 | 0
PseudoUnit | 0 | 0 | 0 | 0 | 0 | 0
FixedInterchange | 0 | 0 | 0 | 0 | 0 | 0
Emission Cost by Reporting Type: MISO_WUMS
ReportingType | 2015 | 2020 | 2025 | 2030 | 2035 | 2040
BM | 0 | 0 | 0 | 0 | 0 | 0
CC | 0 | 0 | 0 | 0 | 0 | 0
CSP | 0 | 0 | 0 | 0 | 0 | 0
CT | 0 | 0 | 0 | 0 | 0 | 0
Coal | 0 | 0 | 0 | 0 | 0 | 0
Geo | 0 | 0 | 0 | 0 | 0 | 0
H | 0 | 0 | 0 | 0 | 0 | 0
LFG | 0 | 0 | 0 | 0 | 0 | 0
Nuc | 0 | 0 | 0 | 0 | 0 | 0
PS | 0 | 0 | 0 | 0 | 0 | 0
PV | 0 | 0 | 0 | 0 | 0 | 0
PeakG | 0 | 0 | 0 | 0 | 0 | 0
PeakO | 0 | 0 | 0 | 0 | 0 | 0
ST | 0 | 0 | 0 | 0 | 0 | 0
STOG | 0 | 0 | 0 | 0 | 0 | 0
STWD | 0 | 0 | 0 | 0 | 0 | 0
WT | 0 | 0 | 0 | 0 | 0 | 0
IGCC | 0 | 0 | 0 | 0 | 0 | 0
DemandResponse | 0 | 0 | 0 | 0 | 0 | 0
IGCC-CCS | 0 | 0 | 0 | 0 | 0 | 0
WT_off | 0 | 0 | 0 | 0 | 0 | 0
PseudoUnit | 0 | 0 | 0 | 0 | 0 | 0
FixedInterchange | 0 | 0 | 0 | 0 | 0 | 0
Emission Cost by Reporting Type: Nebraska
ReportingType | 2015 | 2020 | 2025 | 2030 | 2035 | 2040
BM | 0 | 0 | 0 | 0 | 0 | 0
CC | 0 | 0 | 0 | 0 | 0 | 0
CSP | 0 | 0 | 0 | 0 | 0 | 0
CT | 0 | 0 | 0 | 0 | 0 | 0
Coal | 0 | 0 | 0 | 0 | 0 | 0
Geo | 0 | 0 | 0 | 0 | 0 | 0
H | 0 | 0 | 0 | 0 | 0 | 0
LFG | 0 | 0 | 0 | 0 | 0 | 0
Nuc | 0 | 0 | 0 | 0 | 0 | 0
PS | 0 | 0 | 0 | 0 | 0 | 0
PV | 0 | 0 | 0 | 0 | 0 | 0
PeakG | 0 | 0 | 0 | 0 | 0 | 0
PeakO | 0 | 0 | 0 | 0 | 0 | 0
ST | 0 | 0 | 0 | 0 | 0 | 0
STOG | 0 | 0 | 0 | 0 | 0 | 0
STWD | 0 | 0 | 0 | 0 | 0 | 0
WT | 0 | 0 | 0 | 0 | 0 | 0
IGCC | 0 | 0 | 0 | 0 | 0 | 0
DemandResponse | 0 | 0 | 0 | 0 | 0 | 0
IGCC-CCS | 0 | 0 | 0 | 0 | 0 | 0
WT_off | 0 | 0 | 0 | 0 | 0 | 0
PseudoUnit | 0 | 0 | 0 | 0 | 0 | 0
FixedInterchange | 0 | 0 | 0 | 0 | 0 | 0
Emission Cost by Reporting Type: NEISO
ReportingType | 2015 | 2020 | 2025 | 2030 | 2035 | 2040
BM | 0 | 0 | 0 | 0 | 0 | 0
CC | 0 | 0 | 0 | 0 | 0 | 0
CSP | 0 | 0 | 0 | 0 | 0 | 0
CT | 0 | 0 | 0 | 0 | 0 | 0
Coal | 0 | 0 | 0 | 0 | 0 | 0
Geo | 0 | 0 | 0 | 0 | 0 | 0
H | 0 | 0 | 0 | 0 | 0 | 0
LFG | 0 | 0 | 0 | 0 | 0 | 0
Nuc | 0 | 0 | 0 | 0 | 0 | 0
PS | 0 | 0 | 0 | 0 | 0 | 0
PV | 0 | 0 | 0 | 0 | 0 | 0
PeakG | 0 | 0 | 0 | 0 | 0 | 0
PeakO | 0 | 0 | 0 | 0 | 0 | 0
ST | 0 | 0 | 0 | 0 | 0 | 0
STOG | 0 | 0 | 0 | 0 | 0 | 0
STWD | 0 | 0 | 0 | 0 | 0 | 0
WT | 0 | 0 | 0 | 0 | 0 | 0
IGCC | 0 | 0 | 0 | 0 | 0 | 0
DemandResponse | 0 | 0 | 0 | 0 | 0 | 0
IGCC-CCS | 0 | 0 | 0 | 0 | 0 | 0
WT_off | 0 | 0 | 0 | 0 | 0 | 0
PseudoUnit | 0 | 0 | 0 | 0 | 0 | 0
FixedInterchange | 0 | 0 | 0 | 0 | 0 | 0
Emission Cost by Reporting Type: NonRTO_Midwest
ReportingType | 2015 | 2020 | 2025 | 2030 | 2035 | 2040
BM | 0 | 0 | 0 | 0 | 0 | 0
CC | 0 | 0 | 0 | 0 | 0 | 0
CSP | 0 | 0 | 0 | 0 | 0 | 0
CT | 0 | 0 | 0 | 0 | 0 | 0
Coal | 0 | 0 | 0 | 0 | 0 | 0
Geo | 0 | 0 | 0 | 0 | 0 | 0
H | 0 | 0 | 0 | 0 | 0 | 0
LFG | 0 | 0 | 0 | 0 | 0 | 0
Nuc | 0 | 0 | 0 | 0 | 0 | 0
PS | 0 | 0 | 0 | 0 | 0 | 0
PV | 0 | 0 | 0 | 0 | 0 | 0
PeakG | 0 | 0 | 0 | 0 | 0 | 0
PeakO | 0 | 0 | 0 | 0 | 0 | 0
ST | 0 | 0 | 0 | 0 | 0 | 0
STOG | 0 | 0 | 0 | 0 | 0 | 0
STWD | 0 | 0 | 0 | 0 | 0 | 0
WT | 0 | 0 | 0 | 0 | 0 | 0
IGCC | 0 | 0 | 0 | 0 | 0 | 0
DemandResponse | 0 | 0 | 0 | 0 | 0 | 0
IGCC-CCS | 0 | 0 | 0 | 0 | 0 | 0
WT_off | 0 | 0 | 0 | 0 | 0 | 0
PseudoUnit | 0 | 0 | 0 | 0 | 0 | 0
FixedInterchange | 0 | 0 | 0 | 0 | 0 | 0
Emission Cost by Reporting Type: NYISO_A-F
ReportingType | 2015 | 2020 | 2025 | 2030 | 2035 | 2040
BM | 0 | 0 | 0 | 0 | 0 | 0
CC | 0 | 0 | 0 | 0 | 0 | 0
CSP | 0 | 0 | 0 | 0 | 0 | 0
CT | 0 | 0 | 0 | 0 | 0 | 0
Coal | 0 | 0 | 0 | 0 | 0 | 0
Geo | 0 | 0 | 0 | 0 | 0 | 0
H | 0 | 0 | 0 | 0 | 0 | 0
LFG | 0 | 0 | 0 | 0 | 0 | 0
Nuc | 0 | 0 | 0 | 0 | 0 | 0
PS | 0 | 0 | 0 | 0 | 0 | 0
PV | 0 | 0 | 0 | 0 | 0 | 0
PeakG | 0 | 0 | 0 | 0 | 0 | 0
PeakO | 0 | 0 | 0 | 0 | 0 | 0
ST | 0 | 0 | 0 | 0 | 0 | 0
STOG | 0 | 0 | 0 | 0 | 0 | 0
STWD | 0 | 0 | 0 | 0 | 0 | 0
WT | 0 | 0 | 0 | 0 | 0 | 0
IGCC | 0 | 0 | 0 | 0 | 0 | 0
DemandResponse | 0 | 0 | 0 | 0 | 0 | 0
IGCC-CCS | 0 | 0 | 0 | 0 | 0 | 0
WT_off | 0 | 0 | 0 | 0 | 0 | 0
PseudoUnit | 0 | 0 | 0 | 0 | 0 | 0
FixedInterchange | 0 | 0 | 0 | 0 | 0 | 0
Emission Cost by Reporting Type: NYISO_G-I
ReportingType | 2015 | 2020 | 2025 | 2030 | 2035 | 2040
BM | 0 | 0 | 0 | 0 | 0 | 0
CC | 0 | 0 | 0 | 0 | 0 | 0
CSP | 0 | 0 | 0 | 0 | 0 | 0
CT | 0 | 0 | 0 | 0 | 0 | 0
Coal | 0 | 0 | 0 | 0 | 0 | 0
Geo | 0 | 0 | 0 | 0 | 0 | 0
H | 0 | 0 | 0 | 0 | 0 | 0
LFG | 0 | 0 | 0 | 0 | 0 | 0
Nuc | 0 | 0 | 0 | 0 | 0 | 0
PS | 0 | 0 | 0 | 0 | 0 | 0
PV | 0 | 0 | 0 | 0 | 0 | 0
PeakG | 0 | 0 | 0 | 0 | 0 | 0
PeakO | 0 | 0 | 0 | 0 | 0 | 0
ST | 0 | 0 | 0 | 0 | 0 | 0
STOG | 0 | 0 | 0 | 0 | 0 | 0
STWD | 0 | 0 | 0 | 0 | 0 | 0
WT | 0 | 0 | 0 | 0 | 0 | 0
IGCC | 0 | 0 | 0 | 0 | 0 | 0
DemandResponse | 0 | 0 | 0 | 0 | 0 | 0
IGCC-CCS | 0 | 0 | 0 | 0 | 0 | 0
WT_off | 0 | 0 | 0 | 0 | 0 | 0
PseudoUnit | 0 | 0 | 0 | 0 | 0 | 0
FixedInterchange | 0 | 0 | 0 | 0 | 0 | 0
Emission Cost by Reporting Type: NYISO_J-K
ReportingType | 2015 | 2020 | 2025 | 2030 | 2035 | 2040
BM | 0 | 0 | 0 | 0 | 0 | 0
CC | 0 | 0 | 0 | 0 | 0 | 0
CSP | 0 | 0 | 0 | 0 | 0 | 0
CT | 0 | 0 | 0 | 0 | 0 | 0
Coal | 0 | 0 | 0 | 0 | 0 | 0
Geo | 0 | 0 | 0 | 0 | 0 | 0
H | 0 | 0 | 0 | 0 | 0 | 0
LFG | 0 | 0 | 0 | 0 | 0 | 0
Nuc | 0 | 0 | 0 | 0 | 0 | 0
PS | 0 | 0 | 0 | 0 | 0 | 0
PV | 0 | 0 | 0 | 0 | 0 | 0
PeakG | 0 | 0 | 0 | 0 | 0 | 0
PeakO | 0 | 0 | 0 | 0 | 0 | 0
ST | 0 | 0 | 0 | 0 | 0 | 0
STOG | 0 | 0 | 0 | 0 | 0 | 0
STWD | 0 | 0 | 0 | 0 | 0 | 0
WT | 0 | 0 | 0 | 0 | 0 | 0
IGCC | 0 | 0 | 0 | 0 | 0 | 0
DemandResponse | 0 | 0 | 0 | 0 | 0 | 0
IGCC-CCS | 0 | 0 | 0 | 0 | 0 | 0
WT_off | 0 | 0 | 0 | 0 | 0 | 0
PseudoUnit | 0 | 0 | 0 | 0 | 0 | 0
FixedInterchange | 0 | 0 | 0 | 0 | 0 | 0
Emission Cost by Reporting Type: PJM_E
ReportingType | 2015 | 2020 | 2025 | 2030 | 2035 | 2040
BM | 0 | 0 | 0 | 0 | 0 | 0
CC | 0 | 0 | 0 | 0 | 0 | 0
CSP | 0 | 0 | 0 | 0 | 0 | 0
CT | 0 | 0 | 0 | 0 | 0 | 0
Coal | 0 | 0 | 0 | 0 | 0 | 0
Geo | 0 | 0 | 0 | 0 | 0 | 0
H | 0 | 0 | 0 | 0 | 0 | 0
LFG | 0 | 0 | 0 | 0 | 0 | 0
Nuc | 0 | 0 | 0 | 0 | 0 | 0
PS | 0 | 0 | 0 | 0 | 0 | 0
PV | 0 | 0 | 0 | 0 | 0 | 0
PeakG | 0 | 0 | 0 | 0 | 0 | 0
PeakO | 0 | 0 | 0 | 0 | 0 | 0
ST | 0 | 0 | 0 | 0 | 0 | 0
STOG | 0 | 0 | 0 | 0 | 0 | 0
STWD | 0 | 0 | 0 | 0 | 0 | 0
WT | 0 | 0 | 0 | 0 | 0 | 0
IGCC | 0 | 0 | 0 | 0 | 0 | 0
DemandResponse | 0 | 0 | 0 | 0 | 0 | 0
IGCC-CCS | 0 | 0 | 0 | 0 | 0 | 0
WT_off | 0 | 0 | 0 | 0 | 0 | 0
PseudoUnit | 0 | 0 | 0 | 0 | 0 | 0
FixedInterchange | 0 | 0 | 0 | 0 | 0 | 0
Emission Cost by Reporting Type: PJM_ROM
ReportingType | 2015 | 2020 | 2025 | 2030 | 2035 | 2040
BM | 0 | 0 | 0 | 0 | 0 | 0
CC | 0 | 0 | 0 | 0 | 0 | 0
CSP | 0 | 0 | 0 | 0 | 0 | 0
CT | 0 | 0 | 0 | 0 | 0 | 0
Coal | 0 | 0 | 0 | 0 | 0 | 0
Geo | 0 | 0 | 0 | 0 | 0 | 0
H | 0 | 0 | 0 | 0 | 0 | 0
LFG | 0 | 0 | 0 | 0 | 0 | 0
Nuc | 0 | 0 | 0 | 0 | 0 | 0
PS | 0 | 0 | 0 | 0 | 0 | 0
PV | 0 | 0 | 0 | 0 | 0 | 0
PeakG | 0 | 0 | 0 | 0 | 0 | 0
PeakO | 0 | 0 | 0 | 0 | 0 | 0
ST | 0 | 0 | 0 | 0 | 0 | 0
STOG | 0 | 0 | 0 | 0 | 0 | 0
STWD | 0 | 0 | 0 | 0 | 0 | 0
WT | 0 | 0 | 0 | 0 | 0 | 0
IGCC | 0 | 0 | 0 | 0 | 0 | 0
DemandResponse | 0 | 0 | 0 | 0 | 0 | 0
IGCC-CCS | 0 | 0 | 0 | 0 | 0 | 0
WT_off | 0 | 0 | 0 | 0 | 0 | 0
PseudoUnit | 0 | 0 | 0 | 0 | 0 | 0
FixedInterchange | 0 | 0 | 0 | 0 | 0 | 0
Emission Cost by Reporting Type: PJM_ROR
ReportingType | 2015 | 2020 | 2025 | 2030 | 2035 | 2040
BM | 0 | 0 | 0 | 0 | 0 | 0
CC | 0 | 0 | 0 | 0 | 0 | 0
CSP | 0 | 0 | 0 | 0 | 0 | 0
CT | 0 | 0 | 0 | 0 | 0 | 0
Coal | 0 | 0 | 0 | 0 | 0 | 0
Geo | 0 | 0 | 0 | 0 | 0 | 0
H | 0 | 0 | 0 | 0 | 0 | 0
LFG | 0 | 0 | 0 | 0 | 0 | 0
Nuc | 0 | 0 | 0 | 0 | 0 | 0
PS | 0 | 0 | 0 | 0 | 0 | 0
PV | 0 | 0 | 0 | 0 | 0 | 0
PeakG | 0 | 0 | 0 | 0 | 0 | 0
PeakO | 0 | 0 | 0 | 0 | 0 | 0
ST | 0 | 0 | 0 | 0 | 0 | 0
STOG | 0 | 0 | 0 | 0 | 0 | 0
STWD | 0 | 0 | 0 | 0 | 0 | 0
WT | 0 | 0 | 0 | 0 | 0 | 0
IGCC | 0 | 0 | 0 | 0 | 0 | 0
DemandResponse | 0 | 0 | 0 | 0 | 0 | 0
IGCC-CCS | 0 | 0 | 0 | 0 | 0 | 0
WT_off | 0 | 0 | 0 | 0 | 0 | 0
PseudoUnit | 0 | 0 | 0 | 0 | 0 | 0
FixedInterchange | 0 | 0 | 0 | 0 | 0 | 0
Emission Cost by Reporting Type: SOCO
ReportingType | 2015 | 2020 | 2025 | 2030 | 2035 | 2040
BM | 0 | 0 | 0 | 0 | 0 | 0
CC | 0 | 0 | 0 | 0 | 0 | 0
CSP | 0 | 0 | 0 | 0 | 0 | 0
CT | 0 | 0 | 0 | 0 | 0 | 0
Coal | 0 | 0 | 0 | 0 | 0 | 0
Geo | 0 | 0 | 0 | 0 | 0 | 0
H | 0 | 0 | 0 | 0 | 0 | 0
LFG | 0 | 0 | 0 | 0 | 0 | 0
Nuc | 0 | 0 | 0 | 0 | 0 | 0
PS | 0 | 0 | 0 | 0 | 0 | 0
PV | 0 | 0 | 0 | 0 | 0 | 0
PeakG | 0 | 0 | 0 | 0 | 0 | 0
PeakO | 0 | 0 | 0 | 0 | 0 | 0
ST | 0 | 0 | 0 | 0 | 0 | 0
STOG | 0 | 0 | 0 | 0 | 0 | 0
STWD | 0 | 0 | 0 | 0 | 0 | 0
WT | 0 | 0 | 0 | 0 | 0 | 0
IGCC | 0 | 0 | 0 | 0 | 0 | 0
DemandResponse | 0 | 0 | 0 | 0 | 0 | 0
IGCC-CCS | 0 | 0 | 0 | 0 | 0 | 0
WT_off | 0 | 0 | 0 | 0 | 0 | 0
PseudoUnit | 0 | 0 | 0 | 0 | 0 | 0
FixedInterchange | 0 | 0 | 0 | 0 | 0 | 0
Emission Cost by Reporting Type: SPP_N
ReportingType | 2015 | 2020 | 2025 | 2030 | 2035 | 2040
BM | 0 | 0 | 0 | 0 | 0 | 0
CC | 0 | 0 | 0 | 0 | 0 | 0
CSP | 0 | 0 | 0 | 0 | 0 | 0
CT | 0 | 0 | 0 | 0 | 0 | 0
Coal | 0 | 0 | 0 | 0 | 0 | 0
Geo | 0 | 0 | 0 | 0 | 0 | 0
H | 0 | 0 | 0 | 0 | 0 | 0
LFG | 0 | 0 | 0 | 0 | 0 | 0
Nuc | 0 | 0 | 0 | 0 | 0 | 0
PS | 0 | 0 | 0 | 0 | 0 | 0
PV | 0 | 0 | 0 | 0 | 0 | 0
PeakG | 0 | 0 | 0 | 0 | 0 | 0
PeakO | 0 | 0 | 0 | 0 | 0 | 0
ST | 0 | 0 | 0 | 0 | 0 | 0
STOG | 0 | 0 | 0 | 0 | 0 | 0
STWD | 0 | 0 | 0 | 0 | 0 | 0
WT | 0 | 0 | 0 | 0 | 0 | 0
IGCC | 0 | 0 | 0 | 0 | 0 | 0
DemandResponse | 0 | 0 | 0 | 0 | 0 | 0
IGCC-CCS | 0 | 0 | 0 | 0 | 0 | 0
WT_off | 0 | 0 | 0 | 0 | 0 | 0
PseudoUnit | 0 | 0 | 0 | 0 | 0 | 0
FixedInterchange | 0 | 0 | 0 | 0 | 0 | 0
Emission Cost by Reporting Type: SPP_S
ReportingType | 2015 | 2020 | 2025 | 2030 | 2035 | 2040
BM | 0 | 0 | 0 | 0 | 0 | 0
CC | 0 | 0 | 0 | 0 | 0 | 0
CSP | 0 | 0 | 0 | 0 | 0 | 0
CT | 0 | 0 | 0 | 0 | 0 | 0
Coal | 0 | 0 | 0 | 0 | 0 | 0
Geo | 0 | 0 | 0 | 0 | 0 | 0
H | 0 | 0 | 0 | 0 | 0 | 0
LFG | 0 | 0 | 0 | 0 | 0 | 0
Nuc | 0 | 0 | 0 | 0 | 0 | 0
PS | 0 | 0 | 0 | 0 | 0 | 0
PV | 0 | 0 | 0 | 0 | 0 | 0
PeakG | 0 | 0 | 0 | 0 | 0 | 0
PeakO | 0 | 0 | 0 | 0 | 0 | 0
ST | 0 | 0 | 0 | 0 | 0 | 0
STOG | 0 | 0 | 0 | 0 | 0 | 0
STWD | 0 | 0 | 0 | 0 | 0 | 0
WT | 0 | 0 | 0 | 0 | 0 | 0
IGCC | 0 | 0 | 0 | 0 | 0 | 0
DemandResponse | 0 | 0 | 0 | 0 | 0 | 0
IGCC-CCS | 0 | 0 | 0 | 0 | 0 | 0
WT_off | 0 | 0 | 0 | 0 | 0 | 0
PseudoUnit | 0 | 0 | 0 | 0 | 0 | 0
FixedInterchange | 0 | 0 | 0 | 0 | 0 | 0
Emission Cost by Reporting Type: TVA
ReportingType | 2015 | 2020 | 2025 | 2030 | 2035 | 2040
BM | 0 | 0 | 0 | 0 | 0 | 0
CC | 0 | 0 | 0 | 0 | 0 | 0
CSP | 0 | 0 | 0 | 0 | 0 | 0
CT | 0 | 0 | 0 | 0 | 0 | 0
Coal | 0 | 0 | 0 | 0 | 0 | 0
Geo | 0 | 0 | 0 | 0 | 0 | 0
H | 0 | 0 | 0 | 0 | 0 | 0
LFG | 0 | 0 | 0 | 0 | 0 | 0
Nuc | 0 | 0 | 0 | 0 | 0 | 0
PS | 0 | 0 | 0 | 0 | 0 | 0
PV | 0 | 0 | 0 | 0 | 0 | 0
PeakG | 0 | 0 | 0 | 0 | 0 | 0
PeakO | 0 | 0 | 0 | 0 | 0 | 0
ST | 0 | 0 | 0 | 0 | 0 | 0
STOG | 0 | 0 | 0 | 0 | 0 | 0
STWD | 0 | 0 | 0 | 0 | 0 | 0
WT | 0 | 0 | 0 | 0 | 0 | 0
IGCC | 0 | 0 | 0 | 0 | 0 | 0
DemandResponse | 0 | 0 | 0 | 0 | 0 | 0
IGCC-CCS | 0 | 0 | 0 | 0 | 0 | 0
WT_off | 0 | 0 | 0 | 0 | 0 | 0
PseudoUnit | 0 | 0 | 0 | 0 | 0 | 0
FixedInterchange | 0 | 0 | 0 | 0 | 0 | 0
Emission Cost by Reporting Type: TVA_Transmission
ReportingType | 2015 | 2020 | 2025 | 2030 | 2035 | 2040
BM | 0 | 0 | 0 | 0 | 0 | 0
CC | 0 | 0 | 0 | 0 | 0 | 0
CSP | 0 | 0 | 0 | 0 | 0 | 0
CT | 0 | 0 | 0 | 0 | 0 | 0
Coal | 0 | 0 | 0 | 0 | 0 | 0
Geo | 0 | 0 | 0 | 0 | 0 | 0
H | 0 | 0 | 0 | 0 | 0 | 0
LFG | 0 | 0 | 0 | 0 | 0 | 0
Nuc | 0 | 0 | 0 | 0 | 0 | 0
PS | 0 | 0 | 0 | 0 | 0 | 0
PV | 0 | 0 | 0 | 0 | 0 | 0
PeakG | 0 | 0 | 0 | 0 | 0 | 0
PeakO | 0 | 0 | 0 | 0 | 0 | 0
ST | 0 | 0 | 0 | 0 | 0 | 0
STOG | 0 | 0 | 0 | 0 | 0 | 0
STWD | 0 | 0 | 0 | 0 | 0 | 0
WT | 0 | 0 | 0 | 0 | 0 | 0
IGCC | 0 | 0 | 0 | 0 | 0 | 0
DemandResponse | 0 | 0 | 0 | 0 | 0 | 0
IGCC-CCS | 0 | 0 | 0 | 0 | 0 | 0
WT_off | 0 | 0 | 0 | 0 | 0 | 0
PseudoUnit | 0 | 0 | 0 | 0 | 0 | 0
FixedInterchange | 0 | 0 | 0 | 0 | 0 | 0
Emission Cost by Reporting Type: VACAR
ReportingType | 2015 | 2020 | 2025 | 2030 | 2035 | 2040
BM | 0 | 0 | 0 | 0 | 0 | 0
CC | 0 | 0 | 0 | 0 | 0 | 0
CSP | 0 | 0 | 0 | 0 | 0 | 0
CT | 0 | 0 | 0 | 0 | 0 | 0
Coal | 0 | 0 | 0 | 0 | 0 | 0
Geo | 0 | 0 | 0 | 0 | 0 | 0
H | 0 | 0 | 0 | 0 | 0 | 0
LFG | 0 | 0 | 0 | 0 | 0 | 0
Nuc | 0 | 0 | 0 | 0 | 0 | 0
PS | 0 | 0 | 0 | 0 | 0 | 0
PV | 0 | 0 | 0 | 0 | 0 | 0
PeakG | 0 | 0 | 0 | 0 | 0 | 0
PeakO | 0 | 0 | 0 | 0 | 0 | 0
ST | 0 | 0 | 0 | 0 | 0 | 0
STOG | 0 | 0 | 0 | 0 | 0 | 0
STWD | 0 | 0 | 0 | 0 | 0 | 0
WT | 0 | 0 | 0 | 0 | 0 | 0
IGCC | 0 | 0 | 0 | 0 | 0 | 0
DemandResponse | 0 | 0 | 0 | 0 | 0 | 0
IGCC-CCS | 0 | 0 | 0 | 0 | 0 | 0
WT_off | 0 | 0 | 0 | 0 | 0 | 0
PseudoUnit | 0 | 0 | 0 | 0 | 0 | 0
FixedInterchange | 0 | 0 | 0 | 0 | 0 | 0
Emission Cost by Reporting Type: IESO
ReportingType | 2015 | 2020 | 2025 | 2030 | 2035 | 2040
BM | 0 | 0 | 0 | 0 | 0 | 0
CC | 0 | 0 | 0 | 0 | 0 | 0
CSP | 0 | 0 | 0 | 0 | 0 | 0
CT | 0 | 0 | 0 | 0 | 0 | 0
Coal | 0 | 0 | 0 | 0 | 0 | 0
Geo | 0 | 0 | 0 | 0 | 0 | 0
H | 0 | 0 | 0 | 0 | 0 | 0
LFG | 0 | 0 | 0 | 0 | 0 | 0
Nuc | 0 | 0 | 0 | 0 | 0 | 0
PS | 0 | 0 | 0 | 0 | 0 | 0
PV | 0 | 0 | 0 | 0 | 0 | 0
PeakG | 0 | 0 | 0 | 0 | 0 | 0
PeakO | 0 | 0 | 0 | 0 | 0 | 0
ST | 0 | 0 | 0 | 0 | 0 | 0
STOG | 0 | 0 | 0 | 0 | 0 | 0
STWD | 0 | 0 | 0 | 0 | 0 | 0
WT | 0 | 0 | 0 | 0 | 0 | 0
IGCC | 0 | 0 | 0 | 0 | 0 | 0
DemandResponse | 0 | 0 | 0 | 0 | 0 | 0
IGCC-CCS | 0 | 0 | 0 | 0 | 0 | 0
WT_off | 0 | 0 | 0 | 0 | 0 | 0
PseudoUnit | 0 | 0 | 0 | 0 | 0 | 0
FixedInterchange | 0 | 0 | 0 | 0 | 0 | 0
Emission Cost by Reporting Type: MAPP_CA
ReportingType | 2015 | 2020 | 2025 | 2030 | 2035 | 2040
BM | 0 | 0 | 0 | 0 | 0 | 0
CC | 0 | 0 | 0 | 0 | 0 | 0
CSP | 0 | 0 | 0 | 0 | 0 | 0
CT | 0 | 0 | 0 | 0 | 0 | 0
Coal | 0 | 0 | 0 | 0 | 0 | 0
Geo | 0 | 0 | 0 | 0 | 0 | 0
H | 0 | 0 | 0 | 0 | 0 | 0
LFG | 0 | 0 | 0 | 0 | 0 | 0
Nuc | 0 | 0 | 0 | 0 | 0 | 0
PS | 0 | 0 | 0 | 0 | 0 | 0
PV | 0 | 0 | 0 | 0 | 0 | 0
PeakG | 0 | 0 | 0 | 0 | 0 | 0
PeakO | 0 | 0 | 0 | 0 | 0 | 0
ST | 0 | 0 | 0 | 0 | 0 | 0
STOG | 0 | 0 | 0 | 0 | 0 | 0
STWD | 0 | 0 | 0 | 0 | 0 | 0
WT | 0 | 0 | 0 | 0 | 0 | 0
IGCC | 0 | 0 | 0 | 0 | 0 | 0
DemandResponse | 0 | 0 | 0 | 0 | 0 | 0
IGCC-CCS | 0 | 0 | 0 | 0 | 0 | 0
WT_off | 0 | 0 | 0 | 0 | 0 | 0
PseudoUnit | 0 | 0 | 0 | 0 | 0 | 0
FixedInterchange | 0 | 0 | 0 | 0 | 0 | 0
Emission Cost by Reporting Type: AZ_NM_SNV_Coal
ReportingType | 2015 | 2020 | 2025 | 2030 | 2035 | 2040
BM | 0 | 0 | 0 | 0 | 0 | 0
CC | 0 | 0 | 0 | 0 | 0 | 0
CSP | 0 | 0 | 0 | 0 | 0 | 0
CT | 0 | 0 | 0 | 0 | 0 | 0
Coal | 0 | 0 | 0 | 0 | 0 | 0
Geo | 0 | 0 | 0 | 0 | 0 | 0
H | 0 | 0 | 0 | 0 | 0 | 0
LFG | 0 | 0 | 0 | 0 | 0 | 0
Nuc | 0 | 0 | 0 | 0 | 0 | 0
PS | 0 | 0 | 0 | 0 | 0 | 0
PV | 0 | 0 | 0 | 0 | 0 | 0
PeakG | 0 | 0 | 0 | 0 | 0 | 0
PeakO | 0 | 0 | 0 | 0 | 0 | 0
ST | 0 | 0 | 0 | 0 | 0 | 0
STOG | 0 | 0 | 0 | 0 | 0 | 0
STWD | 0 | 0 | 0 | 0 | 0 | 0
WT | 0 | 0 | 0 | 0 | 0 | 0
IGCC | 0 | 0 | 0 | 0 | 0 | 0
DemandResponse | 0 | 0 | 0 | 0 | 0 | 0
IGCC-CCS | 0 | 0 | 0 | 0 | 0 | 0
WT_off | 0 | 0 | 0 | 0 | 0 | 0
PseudoUnit | 0 | 0 | 0 | 0 | 0 | 0
FixedInterchange | 0 | 0 | 0 | 0 | 0 | 0
Emission Cost by Reporting Type: AZ_NM_SNV_Gas
ReportingType | 2015 | 2020 | 2025 | 2030 | 2035 | 2040
BM | 0 | 0 | 0 | 0 | 0 | 0
CC | 0 | 0 | 0 | 0 | 0 | 0
CSP | 0 | 0 | 0 | 0 | 0 | 0
CT | 0 | 0 | 0 | 0 | 0 | 0
Coal | 0 | 0 | 0 | 0 | 0 | 0
Geo | 0 | 0 | 0 | 0 | 0 | 0
H | 0 | 0 | 0 | 0 | 0 | 0
LFG | 0 | 0 | 0 | 0 | 0 | 0
Nuc | 0 | 0 | 0 | 0 | 0 | 0
PS | 0 | 0 | 0 | 0 | 0 | 0
PV | 0 | 0 | 0 | 0 | 0 | 0
PeakG | 0 | 0 | 0 | 0 | 0 | 0
PeakO | 0 | 0 | 0 | 0 | 0 | 0
ST | 0 | 0 | 0 | 0 | 0 | 0
STOG | 0 | 0 | 0 | 0 | 0 | 0
STWD | 0 | 0 | 0 | 0 | 0 | 0
WT | 0 | 0 | 0 | 0 | 0 | 0
IGCC | 0 | 0 | 0 | 0 | 0 | 0
DemandResponse | 0 | 0 | 0 | 0 | 0 | 0
IGCC-CCS | 0 | 0 | 0 | 0 | 0 | 0
WT_off | 0 | 0 | 0 | 0 | 0 | 0
PseudoUnit | 0 | 0 | 0 | 0 | 0 | 0
FixedInterchange | 0 | 0 | 0 | 0 | 0 | 0
Emission Cost by Reporting Type: AZ_NM_SNV_NucRenew
ReportingType | 2015 | 2020 | 2025 | 2030 | 2035 | 2040
BM | 0 | 0 | 0 | 0 | 0 | 0
CC | 0 | 0 | 0 | 0 | 0 | 0
CSP | 0 | 0 | 0 | 0 | 0 | 0
CT | 0 | 0 | 0 | 0 | 0 | 0
Coal | 0 | 0 | 0 | 0 | 0 | 0
Geo | 0 | 0 | 0 | 0 | 0 | 0
H | 0 | 0 | 0 | 0 | 0 | 0
LFG | 0 | 0 | 0 | 0 | 0 | 0
Nuc | 0 | 0 | 0 | 0 | 0 | 0
PS | 0 | 0 | 0 | 0 | 0 | 0
PV | 0 | 0 | 0 | 0 | 0 | 0
PeakG | 0 | 0 | 0 | 0 | 0 | 0
PeakO | 0 | 0 | 0 | 0 | 0 | 0
ST | 0 | 0 | 0 | 0 | 0 | 0
STOG | 0 | 0 | 0 | 0 | 0 | 0
STWD | 0 | 0 | 0 | 0 | 0 | 0
WT | 0 | 0 | 0 | 0 | 0 | 0
IGCC | 0 | 0 | 0 | 0 | 0 | 0
DemandResponse | 0 | 0 | 0 | 0 | 0 | 0
IGCC-CCS | 0 | 0 | 0 | 0 | 0 | 0
WT_off | 0 | 0 | 0 | 0 | 0 | 0
PseudoUnit | 0 | 0 | 0 | 0 | 0 | 0
FixedInterchange | 0 | 0 | 0 | 0 | 0 | 0
Emission Cost by Reporting Type: ERCOT
ReportingType | 2015 | 2020 | 2025 | 2030 | 2035 | 2040
BM | 0 | 0 | 0 | 0 | 0 | 0
CC | 0 | 0 | 0 | 0 | 0 | 0
CSP | 0 | 0 | 0 | 0 | 0 | 0
CT | 0 | 0 | 0 | 0 | 0 | 0
Coal | 0 | 0 | 0 | 0 | 0 | 0
Geo | 0 | 0 | 0 | 0 | 0 | 0
H | 0 | 0 | 0 | 0 | 0 | 0
LFG | 0 | 0 | 0 | 0 | 0 | 0
Nuc | 0 | 0 | 0 | 0 | 0 | 0
PS | 0 | 0 | 0 | 0 | 0 | 0
PV | 0 | 0 | 0 | 0 | 0 | 0
PeakG | 0 | 0 | 0 | 0 | 0 | 0
PeakO | 0 | 0 | 0 | 0 | 0 | 0
ST | 0 | 0 | 0 | 0 | 0 | 0
STOG | 0 | 0 | 0 | 0 | 0 | 0
STWD | 0 | 0 | 0 | 0 | 0 | 0
WT | 0 | 0 | 0 | 0 | 0 | 0
IGCC | 0 | 0 | 0 | 0 | 0 | 0
DemandResponse | 0 | 0 | 0 | 0 | 0 | 0
IGCC-CCS | 0 | 0 | 0 | 0 | 0 | 0
WT_off | 0 | 0 | 0 | 0 | 0 | 0
PseudoUnit | 0 | 0 | 0 | 0 | 0 | 0
FixedInterchange | 0 | 0 | 0 | 0 | 0 | 0
Emission Cost by Reporting Type: NP15
ReportingType | 2015 | 2020 | 2025 | 2030 | 2035 | 2040
BM | 0 | 0 | 0 | 0 | 0 | 0
CC | 0 | 0 | 0 | 0 | 0 | 0
CSP | 0 | 0 | 0 | 0 | 0 | 0
CT | 0 | 0 | 0 | 0 | 0 | 0
Coal | 0 | 0 | 0 | 0 | 0 | 0
Geo | 0 | 0 | 0 | 0 | 0 | 0
H | 0 | 0 | 0 | 0 | 0 | 0
LFG | 0 | 0 | 0 | 0 | 0 | 0
Nuc | 0 | 0 | 0 | 0 | 0 | 0
PS | 0 | 0 | 0 | 0 | 0 | 0
PV | 0 | 0 | 0 | 0 | 0 | 0
PeakG | 0 | 0 | 0 | 0 | 0 | 0
PeakO | 0 | 0 | 0 | 0 | 0 | 0
ST | 0 | 0 | 0 | 0 | 0 | 0
STOG | 0 | 0 | 0 | 0 | 0 | 0
STWD | 0 | 0 | 0 | 0 | 0 | 0
WT | 0 | 0 | 0 | 0 | 0 | 0
IGCC | 0 | 0 | 0 | 0 | 0 | 0
DemandResponse | 0 | 0 | 0 | 0 | 0 | 0
IGCC-CCS | 0 | 0 | 0 | 0 | 0 | 0
WT_off | 0 | 0 | 0 | 0 | 0 | 0
PseudoUnit | 0 | 0 | 0 | 0 | 0 | 0
FixedInterchange | 0 | 0 | 0 | 0 | 0 | 0
Emission Cost by Reporting Type: NWPP_Coal
ReportingType | 2015 | 2020 | 2025 | 2030 | 2035 | 2040
BM | 0 | 0 | 0 | 0 | 0 | 0
CC | 0 | 0 | 0 | 0 | 0 | 0
CSP | 0 | 0 | 0 | 0 | 0 | 0
CT | 0 | 0 | 0 | 0 | 0 | 0
Coal | 0 | 0 | 0 | 0 | 0 | 0
Geo | 0 | 0 | 0 | 0 | 0 | 0
H | 0 | 0 | 0 | 0 | 0 | 0
LFG | 0 | 0 | 0 | 0 | 0 | 0
Nuc | 0 | 0 | 0 | 0 | 0 | 0
PS | 0 | 0 | 0 | 0 | 0 | 0
PV | 0 | 0 | 0 | 0 | 0 | 0
PeakG | 0 | 0 | 0 | 0 | 0 | 0
PeakO | 0 | 0 | 0 | 0 | 0 | 0
ST | 0 | 0 | 0 | 0 | 0 | 0
STOG | 0 | 0 | 0 | 0 | 0 | 0
STWD | 0 | 0 | 0 | 0 | 0 | 0
WT | 0 | 0 | 0 | 0 | 0 | 0
IGCC | 0 | 0 | 0 | 0 | 0 | 0
DemandResponse | 0 | 0 | 0 | 0 | 0 | 0
IGCC-CCS | 0 | 0 | 0 | 0 | 0 | 0
WT_off | 0 | 0 | 0 | 0 | 0 | 0
PseudoUnit | 0 | 0 | 0 | 0 | 0 | 0
FixedInterchange | 0 | 0 | 0 | 0 | 0 | 0
Emission Cost by Reporting Type: NWPP_Gas
ReportingType | 2015 | 2020 | 2025 | 2030 | 2035 | 2040
BM | 0 | 0 | 0 | 0 | 0 | 0
CC | 0 | 0 | 0 | 0 | 0 | 0
CSP | 0 | 0 | 0 | 0 | 0 | 0
CT | 0 | 0 | 0 | 0 | 0 | 0
Coal | 0 | 0 | 0 | 0 | 0 | 0
Geo | 0 | 0 | 0 | 0 | 0 | 0
H | 0 | 0 | 0 | 0 | 0 | 0
LFG | 0 | 0 | 0 | 0 | 0 | 0
Nuc | 0 | 0 | 0 | 0 | 0 | 0
PS | 0 | 0 | 0 | 0 | 0 | 0
PV | 0 | 0 | 0 | 0 | 0 | 0
PeakG | 0 | 0 | 0 | 0 | 0 | 0
PeakO | 0 | 0 | 0 | 0 | 0 | 0
ST | 0 | 0 | 0 | 0 | 0 | 0
STOG | 0 | 0 | 0 | 0 | 0 | 0
STWD | 0 | 0 | 0 | 0 | 0 | 0
WT | 0 | 0 | 0 | 0 | 0 | 0
IGCC | 0 | 0 | 0 | 0 | 0 | 0
DemandResponse | 0 | 0 | 0 | 0 | 0 | 0
IGCC-CCS | 0 | 0 | 0 | 0 | 0 | 0
WT_off | 0 | 0 | 0 | 0 | 0 | 0
PseudoUnit | 0 | 0 | 0 | 0 | 0 | 0
FixedInterchange | 0 | 0 | 0 | 0 | 0 | 0
Emission Cost by Reporting Type: NWPP_NucRenew
ReportingType | 2015 | 2020 | 2025 | 2030 | 2035 | 2040
BM | 0 | 0 | 0 | 0 | 0 | 0
CC | 0 | 0 | 0 | 0 | 0 | 0
CSP | 0 | 0 | 0 | 0 | 0 | 0
CT | 0 | 0 | 0 | 0 | 0 | 0
Coal | 0 | 0 | 0 | 0 | 0 | 0
Geo | 0 | 0 | 0 | 0 | 0 | 0
H | 0 | 0 | 0 | 0 | 0 | 0
LFG | 0 | 0 | 0 | 0 | 0 | 0
Nuc | 0 | 0 | 0 | 0 | 0 | 0
PS | 0 | 0 | 0 | 0 | 0 | 0
PV | 0 | 0 | 0 | 0 | 0 | 0
PeakG | 0 | 0 | 0 | 0 | 0 | 0
PeakO | 0 | 0 | 0 | 0 | 0 | 0
ST | 0 | 0 | 0 | 0 | 0 | 0
STOG | 0 | 0 | 0 | 0 | 0 | 0
STWD | 0 | 0 | 0 | 0 | 0 | 0
WT | 0 | 0 | 0 | 0 | 0 | 0
IGCC | 0 | 0 | 0 | 0 | 0 | 0
DemandResponse | 0 | 0 | 0 | 0 | 0 | 0
IGCC-CCS | 0 | 0 | 0 | 0 | 0 | 0
WT_off | 0 | 0 | 0 | 0 | 0 | 0
PseudoUnit | 0 | 0 | 0 | 0 | 0 | 0
FixedInterchange | 0 | 0 | 0 | 0 | 0 | 0
Emission Cost by Reporting Type: RMPA
ReportingType | 2015 | 2020 | 2025 | 2030 | 2035 | 2040
BM | 0 | 0 | 0 | 0 | 0 | 0
CC | 0 | 0 | 0 | 0 | 0 | 0
CSP | 0 | 0 | 0 | 0 | 0 | 0
CT | 0 | 0 | 0 | 0 | 0 | 0
Coal | 0 | 0 | 0 | 0 | 0 | 0
Geo | 0 | 0 | 0 | 0 | 0 | 0
H | 0 | 0 | 0 | 0 | 0 | 0
LFG | 0 | 0 | 0 | 0 | 0 | 0
Nuc | 0 | 0 | 0 | 0 | 0 | 0
PS | 0 | 0 | 0 | 0 | 0 | 0
PV | 0 | 0 | 0 | 0 | 0 | 0
PeakG | 0 | 0 | 0 | 0 | 0 | 0
PeakO | 0 | 0 | 0 | 0 | 0 | 0
ST | 0 | 0 | 0 | 0 | 0 | 0
STOG | 0 | 0 | 0 | 0 | 0 | 0
STWD | 0 | 0 | 0 | 0 | 0 | 0
WT | 0 | 0 | 0 | 0 | 0 | 0
IGCC | 0 | 0 | 0 | 0 | 0 | 0
DemandResponse | 0 | 0 | 0 | 0 | 0 | 0
IGCC-CCS | 0 | 0 | 0 | 0 | 0 | 0
WT_off | 0 | 0 | 0 | 0 | 0 | 0
PseudoUnit | 0 | 0 | 0 | 0 | 0 | 0
FixedInterchange | 0 | 0 | 0 | 0 | 0 | 0
Emission Cost by Reporting Type: SP15
ReportingType | 2015 | 2020 | 2025 | 2030 | 2035 | 2040
BM | 0 | 0 | 0 | 0 | 0 | 0
CC | 0 | 0 | 0 | 0 | 0 | 0
CSP | 0 | 0 | 0 | 0 | 0 | 0
CT | 0 | 0 | 0 | 0 | 0 | 0
Coal | 0 | 0 | 0 | 0 | 0 | 0
Geo | 0 | 0 | 0 | 0 | 0 | 0
H | 0 | 0 | 0 | 0 | 0 | 0
LFG | 0 | 0 | 0 | 0 | 0 | 0
Nuc | 0 | 0 | 0 | 0 | 0 | 0
PS | 0 | 0 | 0 | 0 | 0 | 0
PV | 0 | 0 | 0 | 0 | 0 | 0
PeakG | 0 | 0 | 0 | 0 | 0 | 0
PeakO | 0 | 0 | 0 | 0 | 0 | 0
ST | 0 | 0 | 0 | 0 | 0 | 0
STOG | 0 | 0 | 0 | 0 | 0 | 0
STWD | 0 | 0 | 0 | 0 | 0 | 0
WT | 0 | 0 | 0 | 0 | 0 | 0
IGCC | 0 | 0 | 0 | 0 | 0 | 0
DemandResponse | 0 | 0 | 0 | 0 | 0 | 0
IGCC-CCS | 0 | 0 | 0 | 0 | 0 | 0
WT_off | 0 | 0 | 0 | 0 | 0 | 0
PseudoUnit | 0 | 0 | 0 | 0 | 0 | 0
FixedInterchange | 0 | 0 | 0 | 0 | 0 | 0
Emission Cost by Reporting Type: ALB
ReportingType | 2015 | 2020 | 2025 | 2030 | 2035 | 2040
BM | 0 | 0 | 0 | 0 | 0 | 0
CC | 0 | 0 | 0 | 0 | 0 | 0
CSP | 0 | 0 | 0 | 0 | 0 | 0
CT | 0 | 0 | 0 | 0 | 0 | 0
Coal | 0 | 0 | 0 | 0 | 0 | 0
Geo | 0 | 0 | 0 | 0 | 0 | 0
H | 0 | 0 | 0 | 0 | 0 | 0
LFG | 0 | 0 | 0 | 0 | 0 | 0
Nuc | 0 | 0 | 0 | 0 | 0 | 0
PS | 0 | 0 | 0 | 0 | 0 | 0
PV | 0 | 0 | 0 | 0 | 0 | 0
PeakG | 0 | 0 | 0 | 0 | 0 | 0
PeakO | 0 | 0 | 0 | 0 | 0 | 0
ST | 0 | 0 | 0 | 0 | 0 | 0
STOG | 0 | 0 | 0 | 0 | 0 | 0
STWD | 0 | 0 | 0 | 0 | 0 | 0
WT | 0 | 0 | 0 | 0 | 0 | 0
IGCC | 0 | 0 | 0 | 0 | 0 | 0
DemandResponse | 0 | 0 | 0 | 0 | 0 | 0
IGCC-CCS | 0 | 0 | 0 | 0 | 0 | 0
WT_off | 0 | 0 | 0 | 0 | 0 | 0
PseudoUnit | 0 | 0 | 0 | 0 | 0 | 0
FixedInterchange | 0 | 0 | 0 | 0 | 0 | 0
Emission Cost by Reporting Type: BC
ReportingType | 2015 | 2020 | 2025 | 2030 | 2035 | 2040
BM | 0 | 0 | 0 | 0 | 0 | 0
CC | 0 | 0 | 0 | 0 | 0 | 0
CSP | 0 | 0 | 0 | 0 | 0 | 0
CT | 0 | 0 | 0 | 0 | 0 | 0
Coal | 0 | 0 | 0 | 0 | 0 | 0
Geo | 0 | 0 | 0 | 0 | 0 | 0
H | 0 | 0 | 0 | 0 | 0 | 0
LFG | 0 | 0 | 0 | 0 | 0 | 0
Nuc | 0 | 0 | 0 | 0 | 0 | 0
PS | 0 | 0 | 0 | 0 | 0 | 0
PV | 0 | 0 | 0 | 0 | 0 | 0
PeakG | 0 | 0 | 0 | 0 | 0 | 0
PeakO | 0 | 0 | 0 | 0 | 0 | 0
ST | 0 | 0 | 0 | 0 | 0 | 0
STOG | 0 | 0 | 0 | 0 | 0 | 0
STWD | 0 | 0 | 0 | 0 | 0 | 0
WT | 0 | 0 | 0 | 0 | 0 | 0
IGCC | 0 | 0 | 0 | 0 | 0 | 0
DemandResponse | 0 | 0 | 0 | 0 | 0 | 0
IGCC-CCS | 0 | 0 | 0 | 0 | 0 | 0
WT_off | 0 | 0 | 0 | 0 | 0 | 0
PseudoUnit | 0 | 0 | 0 | 0 | 0 | 0
FixedInterchange | 0 | 0 | 0 | 0 | 0 | 0
Emission Cost by Reporting Type: HQ_IESO
ReportingType | 2015 | 2020 | 2025 | 2030 | 2035 | 2040
BM | 0 | 0 | 0 | 0 | 0 | 0
CC | 0 | 0 | 0 | 0 | 0 | 0
CSP | 0 | 0 | 0 | 0 | 0 | 0
CT | 0 | 0 | 0 | 0 | 0 | 0
Coal | 0 | 0 | 0 | 0 | 0 | 0
Geo | 0 | 0 | 0 | 0 | 0 | 0
H | 0 | 0 | 0 | 0 | 0 | 0
LFG | 0 | 0 | 0 | 0 | 0 | 0
Nuc | 0 | 0 | 0 | 0 | 0 | 0
PS | 0 | 0 | 0 | 0 | 0 | 0
PV | 0 | 0 | 0 | 0 | 0 | 0
PeakG | 0 | 0 | 0 | 0 | 0 | 0
PeakO | 0 | 0 | 0 | 0 | 0 | 0
ST | 0 | 0 | 0 | 0 | 0 | 0
STOG | 0 | 0 | 0 | 0 | 0 | 0
STWD | 0 | 0 | 0 | 0 | 0 | 0
WT | 0 | 0 | 0 | 0 | 0 | 0
IGCC | 0 | 0 | 0 | 0 | 0 | 0
DemandResponse | 0 | 0 | 0 | 0 | 0 | 0
IGCC-CCS | 0 | 0 | 0 | 0 | 0 | 0
WT_off | 0 | 0 | 0 | 0 | 0 | 0
PseudoUnit | 0 | 0 | 0 | 0 | 0 | 0
FixedInterchange | 0 | 0 | 0 | 0 | 0 | 0
Emission Cost by Reporting Type: HQ_NEISO
ReportingType | 2015 | 2020 | 2025 | 2030 | 2035 | 2040
BM | 0 | 0 | 0 | 0 | 0 | 0
CC | 0 | 0 | 0 | 0 | 0 | 0
CSP | 0 | 0 | 0 | 0 | 0 | 0
CT | 0 | 0 | 0 | 0 | 0 | 0
Coal | 0 | 0 | 0 | 0 | 0 | 0
Geo | 0 | 0 | 0 | 0 | 0 | 0
H | 0 | 0 | 0 | 0 | 0 | 0
LFG | 0 | 0 | 0 | 0 | 0 | 0
Nuc | 0 | 0 | 0 | 0 | 0 | 0
PS | 0 | 0 | 0 | 0 | 0 | 0
PV | 0 | 0 | 0 | 0 | 0 | 0
PeakG | 0 | 0 | 0 | 0 | 0 | 0
PeakO | 0 | 0 | 0 | 0 | 0 | 0
ST | 0 | 0 | 0 | 0 | 0 | 0
STOG | 0 | 0 | 0 | 0 | 0 | 0
STWD | 0 | 0 | 0 | 0 | 0 | 0
WT | 0 | 0 | 0 | 0 | 0 | 0
IGCC | 0 | 0 | 0 | 0 | 0 | 0
DemandResponse | 0 | 0 | 0 | 0 | 0 | 0
IGCC-CCS | 0 | 0 | 0 | 0 | 0 | 0
WT_off | 0 | 0 | 0 | 0 | 0 | 0
PseudoUnit | 0 | 0 | 0 | 0 | 0 | 0
FixedInterchange | 0 | 0 | 0 | 0 | 0 | 0
Emission Cost by Reporting Type: HQ_NY
ReportingType | 2015 | 2020 | 2025 | 2030 | 2035 | 2040
BM | 0 | 0 | 0 | 0 | 0 | 0
CC | 0 | 0 | 0 | 0 | 0 | 0
CSP | 0 | 0 | 0 | 0 | 0 | 0
CT | 0 | 0 | 0 | 0 | 0 | 0
Coal | 0 | 0 | 0 | 0 | 0 | 0
Geo | 0 | 0 | 0 | 0 | 0 | 0
H | 0 | 0 | 0 | 0 | 0 | 0
LFG | 0 | 0 | 0 | 0 | 0 | 0
Nuc | 0 | 0 | 0 | 0 | 0 | 0
PS | 0 | 0 | 0 | 0 | 0 | 0
PV | 0 | 0 | 0 | 0 | 0 | 0
PeakG | 0 | 0 | 0 | 0 | 0 | 0
PeakO | 0 | 0 | 0 | 0 | 0 | 0
ST | 0 | 0 | 0 | 0 | 0 | 0
STOG | 0 | 0 | 0 | 0 | 0 | 0
STWD | 0 | 0 | 0 | 0 | 0 | 0
WT | 0 | 0 | 0 | 0 | 0 | 0
IGCC | 0 | 0 | 0 | 0 | 0 | 0
DemandResponse | 0 | 0 | 0 | 0 | 0 | 0
IGCC-CCS | 0 | 0 | 0 | 0 | 0 | 0
WT_off | 0 | 0 | 0 | 0 | 0 | 0
PseudoUnit | 0 | 0 | 0 | 0 | 0 | 0
FixedInterchange | 0 | 0 | 0 | 0 | 0 | 0
Emission Cost by Reporting Type: MARITIMES
ReportingType | 2015 | 2020 | 2025 | 2030 | 2035 | 2040
BM | 0 | 0 | 0 | 0 | 0 | 0
CC | 0 | 0 | 0 | 0 | 0 | 0
CSP | 0 | 0 | 0 | 0 | 0 | 0
CT | 0 | 0 | 0 | 0 | 0 | 0
Coal | 0 | 0 | 0 | 0 | 0 | 0
Geo | 0 | 0 | 0 | 0 | 0 | 0
H | 0 | 0 | 0 | 0 | 0 | 0
LFG | 0 | 0 | 0 | 0 | 0 | 0
Nuc | 0 | 0 | 0 | 0 | 0 | 0
PS | 0 | 0 | 0 | 0 | 0 | 0
PV | 0 | 0 | 0 | 0 | 0 | 0
PeakG | 0 | 0 | 0 | 0 | 0 | 0
PeakO | 0 | 0 | 0 | 0 | 0 | 0
ST | 0 | 0 | 0 | 0 | 0 | 0
STOG | 0 | 0 | 0 | 0 | 0 | 0
STWD | 0 | 0 | 0 | 0 | 0 | 0
WT | 0 | 0 | 0 | 0 | 0 | 0
IGCC | 0 | 0 | 0 | 0 | 0 | 0
DemandResponse | 0 | 0 | 0 | 0 | 0 | 0
IGCC-CCS | 0 | 0 | 0 | 0 | 0 | 0
WT_off | 0 | 0 | 0 | 0 | 0 | 0
PseudoUnit | 0 | 0 | 0 | 0 | 0 | 0
FixedInterchange | 0 | 0 | 0 | 0 | 0 | 0
Emission Cost by Reporting Type: All
ReportingType | 2015 | 2020 | 2025 | 2030 | 2035 | 2040
BM | 0 | 0 | 0 | 0 | 0 | 0
CC | 0 | 0 | 0 | 0 | 0 | 0
CSP | 0 | 0 | 0 | 0 | 0 | 0
CT | 0 | 0 | 0 | 0 | 0 | 0
Coal | 0 | 0 | 0 | 0 | 0 | 0
Geo | 0 | 0 | 0 | 0 | 0 | 0
H | 0 | 0 | 0 | 0 | 0 | 0
LFG | 0 | 0 | 0 | 0 | 0 | 0
Nuc | 0 | 0 | 0 | 0 | 0 | 0
PS | 0 | 0 | 0 | 0 | 0 | 0
PV | 0 | 0 | 0 | 0 | 0 | 0
PeakG | 0 | 0 | 0 | 0 | 0 | 0
PeakO | 0 | 0 | 0 | 0 | 0 | 0
ST | 0 | 0 | 0 | 0 | 0 | 0
STOG | 0 | 0 | 0 | 0 | 0 | 0
STWD | 0 | 0 | 0 | 0 | 0 | 0
WT | 0 | 0 | 0 | 0 | 0 | 0
IGCC | 0 | 0 | 0 | 0 | 0 | 0
DemandResponse | 0 | 0 | 0 | 0 | 0 | 0
IGCC-CCS | 0 | 0 | 0 | 0 | 0 | 0
WT_off | 0 | 0 | 0 | 0 | 0 | 0
PseudoUnit | 0 | 0 | 0 | 0 | 0 | 0
FixedInterchange | 0 | 0 | 0 | 0 | 0 | 0
Emission Cost by Reporting Type: EI_US
ReportingType | 2015 | 2020 | 2025 | 2030 | 2035 | 2040
BM | 0 | 0 | 0 | 0 | 0 | 0
CC | 0 | 0 | 0 | 0 | 0 | 0
CSP | 0 | 0 | 0 | 0 | 0 | 0
CT | 0 | 0 | 0 | 0 | 0 | 0
Coal | 0 | 0 | 0 | 0 | 0 | 0
Geo | 0 | 0 | 0 | 0 | 0 | 0
H | 0 | 0 | 0 | 0 | 0 | 0
LFG | 0 | 0 | 0 | 0 | 0 | 0
Nuc | 0 | 0 | 0 | 0 | 0 | 0
PS | 0 | 0 | 0 | 0 | 0 | 0
PV | 0 | 0 | 0 | 0 | 0 | 0
PeakG | 0 | 0 | 0 | 0 | 0 | 0
PeakO | 0 | 0 | 0 | 0 | 0 | 0
ST | 0 | 0 | 0 | 0 | 0 | 0
STOG | 0 | 0 | 0 | 0 | 0 | 0
STWD | 0 | 0 | 0 | 0 | 0 | 0
WT | 0 | 0 | 0 | 0 | 0 | 0
IGCC | 0 | 0 | 0 | 0 | 0 | 0
DemandResponse | 0 | 0 | 0 | 0 | 0 | 0
IGCC-CCS | 0 | 0 | 0 | 0 | 0 | 0
WT_off | 0 | 0 | 0 | 0 | 0 | 0
PseudoUnit | 0 | 0 | 0 | 0 | 0 | 0
FixedInterchange | 0 | 0 | 0 | 0 | 0 | 0
Emission Cost by Reporting Type: EI_Canada
ReportingType | 2015 | 2020 | 2025 | 2030 | 2035 | 2040
BM | 0 | 0 | 0 | 0 | 0 | 0
CC | 0 | 0 | 0 | 0 | 0 | 0
CSP | 0 | 0 | 0 | 0 | 0 | 0
CT | 0 | 0 | 0 | 0 | 0 | 0
Coal | 0 | 0 | 0 | 0 | 0 | 0
Geo | 0 | 0 | 0 | 0 | 0 | 0
H | 0 | 0 | 0 | 0 | 0 | 0
LFG | 0 | 0 | 0 | 0 | 0 | 0
Nuc | 0 | 0 | 0 | 0 | 0 | 0
PS | 0 | 0 | 0 | 0 | 0 | 0
PV | 0 | 0 | 0 | 0 | 0 | 0
PeakG | 0 | 0 | 0 | 0 | 0 | 0
PeakO | 0 | 0 | 0 | 0 | 0 | 0
ST | 0 | 0 | 0 | 0 | 0 | 0
STOG | 0 | 0 | 0 | 0 | 0 | 0
STWD | 0 | 0 | 0 | 0 | 0 | 0
WT | 0 | 0 | 0 | 0 | 0 | 0
IGCC | 0 | 0 | 0 | 0 | 0 | 0
DemandResponse | 0 | 0 | 0 | 0 | 0 | 0
IGCC-CCS | 0 | 0 | 0 | 0 | 0 | 0
WT_off | 0 | 0 | 0 | 0 | 0 | 0
PseudoUnit | 0 | 0 | 0 | 0 | 0 | 0
FixedInterchange | 0 | 0 | 0 | 0 | 0 | 0
Emission Cost by Reporting Type: EI
ReportingType | 2015 | 2020 | 2025 | 2030 | 2035 | 2040
BM | 0 | 0 | 0 | 0 | 0 | 0
CC | 0 | 0 | 0 | 0 | 0 | 0
CSP | 0 | 0 | 0 | 0 | 0 | 0
CT | 0 | 0 | 0 | 0 | 0 | 0
Coal | 0 | 0 | 0 | 0 | 0 | 0
Geo | 0 | 0 | 0 | 0 | 0 | 0
H | 0 | 0 | 0 | 0 | 0 | 0
LFG | 0 | 0 | 0 | 0 | 0 | 0
Nuc | 0 | 0 | 0 | 0 | 0 | 0
PS | 0 | 0 | 0 | 0 | 0 | 0
PV | 0 | 0 | 0 | 0 | 0 | 0
PeakG | 0 | 0 | 0 | 0 | 0 | 0
PeakO | 0 | 0 | 0 | 0 | 0 | 0
ST | 0 | 0 | 0 | 0 | 0 | 0
STOG | 0 | 0 | 0 | 0 | 0 | 0
STWD | 0 | 0 | 0 | 0 | 0 | 0
WT | 0 | 0 | 0 | 0 | 0 | 0
IGCC | 0 | 0 | 0 | 0 | 0 | 0
DemandResponse | 0 | 0 | 0 | 0 | 0 | 0
IGCC-CCS | 0 | 0 | 0 | 0 | 0 | 0
WT_off | 0 | 0 | 0 | 0 | 0 | 0
PseudoUnit | 0 | 0 | 0 | 0 | 0 | 0
FixedInterchange | 0 | 0 | 0 | 0 | 0 | 0
Emission Cost by Reporting Type: Outside_EI
ReportingType | 2015 | 2020 | 2025 | 2030 | 2035 | 2040
BM | 0 | 0 | 0 | 0 | 0 | 0
CC | 0 | 0 | 0 | 0 | 0 | 0
CSP | 0 | 0 | 0 | 0 | 0 | 0
CT | 0 | 0 | 0 | 0 | 0 | 0
Coal | 0 | 0 | 0 | 0 | 0 | 0
Geo | 0 | 0 | 0 | 0 | 0 | 0
H | 0 | 0 | 0 | 0 | 0 | 0
LFG | 0 | 0 | 0 | 0 | 0 | 0
Nuc | 0 | 0 | 0 | 0 | 0 | 0
PS | 0 | 0 | 0 | 0 | 0 | 0
PV | 0 | 0 | 0 | 0 | 0 | 0
PeakG | 0 | 0 | 0 | 0 | 0 | 0
PeakO | 0 | 0 | 0 | 0 | 0 | 0
ST | 0 | 0 | 0 | 0 | 0 | 0
STOG | 0 | 0 | 0 | 0 | 0 | 0
STWD | 0 | 0 | 0 | 0 | 0 | 0
WT | 0 | 0 | 0 | 0 | 0 | 0
IGCC | 0 | 0 | 0 | 0 | 0 | 0
DemandResponse | 0 | 0 | 0 | 0 | 0 | 0
IGCC-CCS | 0 | 0 | 0 | 0 | 0 | 0
WT_off | 0 | 0 | 0 | 0 | 0 | 0
PseudoUnit | 0 | 0 | 0 | 0 | 0 | 0
FixedInterchange | 0 | 0 | 0 | 0 | 0 | 0
==== Emission Program: Carbon_CA : (CO2) ====
Emission Cost by Reporting Type: Entergy
ReportingType | 2015 | 2020 | 2025 | 2030 | 2035 | 2040
BM | 0 | 0 | 0 | 0 | 0 | 0
CC | 0 | 0 | 0 | 0 | 0 | 0
CSP | 0 | 0 | 0 | 0 | 0 | 0
CT | 0 | 0 | 0 | 0 | 0 | 0
Coal | 0 | 0 | 0 | 0 | 0 | 0
Geo | 0 | 0 | 0 | 0 | 0 | 0
H | 0 | 0 | 0 | 0 | 0 | 0
LFG | 0 | 0 | 0 | 0 | 0 | 0
Nuc | 0 | 0 | 0 | 0 | 0 | 0
PS | 0 | 0 | 0 | 0 | 0 | 0
PV | 0 | 0 | 0 | 0 | 0 | 0
PeakG | 0 | 0 | 0 | 0 | 0 | 0
PeakO | 0 | 0 | 0 | 0 | 0 | 0
ST | 0 | 0 | 0 | 0 | 0 | 0
STOG | 0 | 0 | 0 | 0 | 0 | 0
STWD | 0 | 0 | 0 | 0 | 0 | 0
WT | 0 | 0 | 0 | 0 | 0 | 0
IGCC | 0 | 0 | 0 | 0 | 0 | 0
DemandResponse | 0 | 0 | 0 | 0 | 0 | 0
IGCC-CCS | 0 | 0 | 0 | 0 | 0 | 0
WT_off | 0 | 0 | 0 | 0 | 0 | 0
PseudoUnit | 0 | 0 | 0 | 0 | 0 | 0
FixedInterchange | 0 | 0 | 0 | 0 | 0 | 0
Emission Cost by Reporting Type: FRCC
ReportingType | 2015 | 2020 | 2025 | 2030 | 2035 | 2040
BM | 0 | 0 | 0 | 0 | 0 | 0
CC | 0 | 0 | 0 | 0 | 0 | 0
CSP | 0 | 0 | 0 | 0 | 0 | 0
CT | 0 | 0 | 0 | 0 | 0 | 0
Coal | 0 | 0 | 0 | 0 | 0 | 0
Geo | 0 | 0 | 0 | 0 | 0 | 0
H | 0 | 0 | 0 | 0 | 0 | 0
LFG | 0 | 0 | 0 | 0 | 0 | 0
Nuc | 0 | 0 | 0 | 0 | 0 | 0
PS | 0 | 0 | 0 | 0 | 0 | 0
PV | 0 | 0 | 0 | 0 | 0 | 0
PeakG | 0 | 0 | 0 | 0 | 0 | 0
PeakO | 0 | 0 | 0 | 0 | 0 | 0
ST | 0 | 0 | 0 | 0 | 0 | 0
STOG | 0 | 0 | 0 | 0 | 0 | 0
STWD | 0 | 0 | 0 | 0 | 0 | 0
WT | 0 | 0 | 0 | 0 | 0 | 0
IGCC | 0 | 0 | 0 | 0 | 0 | 0
DemandResponse | 0 | 0 | 0 | 0 | 0 | 0
IGCC-CCS | 0 | 0 | 0 | 0 | 0 | 0
WT_off | 0 | 0 | 0 | 0 | 0 | 0
PseudoUnit | 0 | 0 | 0 | 0 | 0 | 0
FixedInterchange | 0 | 0 | 0 | 0 | 0 | 0
Emission Cost by Reporting Type: MAPP_US
ReportingType | 2015 | 2020 | 2025 | 2030 | 2035 | 2040
BM | 0 | 0 | 0 | 0 | 0 | 0
CC | 0 | 0 | 0 | 0 | 0 | 0
CSP | 0 | 0 | 0 | 0 | 0 | 0
CT | 0 | 0 | 0 | 0 | 0 | 0
Coal | 0 | 0 | 0 | 0 | 0 | 0
Geo | 0 | 0 | 0 | 0 | 0 | 0
H | 0 | 0 | 0 | 0 | 0 | 0
LFG | 0 | 0 | 0 | 0 | 0 | 0
Nuc | 0 | 0 | 0 | 0 | 0 | 0
PS | 0 | 0 | 0 | 0 | 0 | 0
PV | 0 | 0 | 0 | 0 | 0 | 0
PeakG | 0 | 0 | 0 | 0 | 0 | 0
PeakO | 0 | 0 | 0 | 0 | 0 | 0
ST | 0 | 0 | 0 | 0 | 0 | 0
STOG | 0 | 0 | 0 | 0 | 0 | 0
STWD | 0 | 0 | 0 | 0 | 0 | 0
WT | 0 | 0 | 0 | 0 | 0 | 0
IGCC | 0 | 0 | 0 | 0 | 0 | 0
DemandResponse | 0 | 0 | 0 | 0 | 0 | 0
IGCC-CCS | 0 | 0 | 0 | 0 | 0 | 0
WT_off | 0 | 0 | 0 | 0 | 0 | 0
PseudoUnit | 0 | 0 | 0 | 0 | 0 | 0
FixedInterchange | 0 | 0 | 0 | 0 | 0 | 0
Emission Cost by Reporting Type: MISO_IN
ReportingType | 2015 | 2020 | 2025 | 2030 | 2035 | 2040
BM | 0 | 0 | 0 | 0 | 0 | 0
CC | 0 | 0 | 0 | 0 | 0 | 0
CSP | 0 | 0 | 0 | 0 | 0 | 0
CT | 0 | 0 | 0 | 0 | 0 | 0
Coal | 0 | 0 | 0 | 0 | 0 | 0
Geo | 0 | 0 | 0 | 0 | 0 | 0
H | 0 | 0 | 0 | 0 | 0 | 0
LFG | 0 | 0 | 0 | 0 | 0 | 0
Nuc | 0 | 0 | 0 | 0 | 0 | 0
PS | 0 | 0 | 0 | 0 | 0 | 0
PV | 0 | 0 | 0 | 0 | 0 | 0
PeakG | 0 | 0 | 0 | 0 | 0 | 0
PeakO | 0 | 0 | 0 | 0 | 0 | 0
ST | 0 | 0 | 0 | 0 | 0 | 0
STOG | 0 | 0 | 0 | 0 | 0 | 0
STWD | 0 | 0 | 0 | 0 | 0 | 0
WT | 0 | 0 | 0 | 0 | 0 | 0
IGCC | 0 | 0 | 0 | 0 | 0 | 0
DemandResponse | 0 | 0 | 0 | 0 | 0 | 0
IGCC-CCS | 0 | 0 | 0 | 0 | 0 | 0
WT_off | 0 | 0 | 0 | 0 | 0 | 0
PseudoUnit | 0 | 0 | 0 | 0 | 0 | 0
FixedInterchange | 0 | 0 | 0 | 0 | 0 | 0
Emission Cost by Reporting Type: MISO_MI
ReportingType | 2015 | 2020 | 2025 | 2030 | 2035 | 2040
BM | 0 | 0 | 0 | 0 | 0 | 0
CC | 0 | 0 | 0 | 0 | 0 | 0
CSP | 0 | 0 | 0 | 0 | 0 | 0
CT | 0 | 0 | 0 | 0 | 0 | 0
Coal | 0 | 0 | 0 | 0 | 0 | 0
Geo | 0 | 0 | 0 | 0 | 0 | 0
H | 0 | 0 | 0 | 0 | 0 | 0
LFG | 0 | 0 | 0 | 0 | 0 | 0
Nuc | 0 | 0 | 0 | 0 | 0 | 0
PS | 0 | 0 | 0 | 0 | 0 | 0
PV | 0 | 0 | 0 | 0 | 0 | 0
PeakG | 0 | 0 | 0 | 0 | 0 | 0
PeakO | 0 | 0 | 0 | 0 | 0 | 0
ST | 0 | 0 | 0 | 0 | 0 | 0
STOG | 0 | 0 | 0 | 0 | 0 | 0
STWD | 0 | 0 | 0 | 0 | 0 | 0
WT | 0 | 0 | 0 | 0 | 0 | 0
IGCC | 0 | 0 | 0 | 0 | 0 | 0
DemandResponse | 0 | 0 | 0 | 0 | 0 | 0
IGCC-CCS | 0 | 0 | 0 | 0 | 0 | 0
WT_off | 0 | 0 | 0 | 0 | 0 | 0
PseudoUnit | 0 | 0 | 0 | 0 | 0 | 0
FixedInterchange | 0 | 0 | 0 | 0 | 0 | 0
Emission Cost by Reporting Type: MISO_MO-IL
ReportingType | 2015 | 2020 | 2025 | 2030 | 2035 | 2040
BM | 0 | 0 | 0 | 0 | 0 | 0
CC | 0 | 0 | 0 | 0 | 0 | 0
CSP | 0 | 0 | 0 | 0 | 0 | 0
CT | 0 | 0 | 0 | 0 | 0 | 0
Coal | 0 | 0 | 0 | 0 | 0 | 0
Geo | 0 | 0 | 0 | 0 | 0 | 0
H | 0 | 0 | 0 | 0 | 0 | 0
LFG | 0 | 0 | 0 | 0 | 0 | 0
Nuc | 0 | 0 | 0 | 0 | 0 | 0
PS | 0 | 0 | 0 | 0 | 0 | 0
PV | 0 | 0 | 0 | 0 | 0 | 0
PeakG | 0 | 0 | 0 | 0 | 0 | 0
PeakO | 0 | 0 | 0 | 0 | 0 | 0
ST | 0 | 0 | 0 | 0 | 0 | 0
STOG | 0 | 0 | 0 | 0 | 0 | 0
STWD | 0 | 0 | 0 | 0 | 0 | 0
WT | 0 | 0 | 0 | 0 | 0 | 0
IGCC | 0 | 0 | 0 | 0 | 0 | 0
DemandResponse | 0 | 0 | 0 | 0 | 0 | 0
IGCC-CCS | 0 | 0 | 0 | 0 | 0 | 0
WT_off | 0 | 0 | 0 | 0 | 0 | 0
PseudoUnit | 0 | 0 | 0 | 0 | 0 | 0
FixedInterchange | 0 | 0 | 0 | 0 | 0 | 0
Emission Cost by Reporting Type: MISO_W
ReportingType | 2015 | 2020 | 2025 | 2030 | 2035 | 2040
BM | 0 | 0 | 0 | 0 | 0 | 0
CC | 0 | 0 | 0 | 0 | 0 | 0
CSP | 0 | 0 | 0 | 0 | 0 | 0
CT | 0 | 0 | 0 | 0 | 0 | 0
Coal | 0 | 0 | 0 | 0 | 0 | 0
Geo | 0 | 0 | 0 | 0 | 0 | 0
H | 0 | 0 | 0 | 0 | 0 | 0
LFG | 0 | 0 | 0 | 0 | 0 | 0
Nuc | 0 | 0 | 0 | 0 | 0 | 0
PS | 0 | 0 | 0 | 0 | 0 | 0
PV | 0 | 0 | 0 | 0 | 0 | 0
PeakG | 0 | 0 | 0 | 0 | 0 | 0
PeakO | 0 | 0 | 0 | 0 | 0 | 0
ST | 0 | 0 | 0 | 0 | 0 | 0
STOG | 0 | 0 | 0 | 0 | 0 | 0
STWD | 0 | 0 | 0 | 0 | 0 | 0
WT | 0 | 0 | 0 | 0 | 0 | 0
IGCC | 0 | 0 | 0 | 0 | 0 | 0
DemandResponse | 0 | 0 | 0 | 0 | 0 | 0
IGCC-CCS | 0 | 0 | 0 | 0 | 0 | 0
WT_off | 0 | 0 | 0 | 0 | 0 | 0
PseudoUnit | 0 | 0 | 0 | 0 | 0 | 0
FixedInterchange | 0 | 0 | 0 | 0 | 0 | 0
Emission Cost by Reporting Type: MISO_WUMS
ReportingType | 2015 | 2020 | 2025 | 2030 | 2035 | 2040
BM | 0 | 0 | 0 | 0 | 0 | 0
CC | 0 | 0 | 0 | 0 | 0 | 0
CSP | 0 | 0 | 0 | 0 | 0 | 0
CT | 0 | 0 | 0 | 0 | 0 | 0
Coal | 0 | 0 | 0 | 0 | 0 | 0
Geo | 0 | 0 | 0 | 0 | 0 | 0
H | 0 | 0 | 0 | 0 | 0 | 0
LFG | 0 | 0 | 0 | 0 | 0 | 0
Nuc | 0 | 0 | 0 | 0 | 0 | 0
PS | 0 | 0 | 0 | 0 | 0 | 0
PV | 0 | 0 | 0 | 0 | 0 | 0
PeakG | 0 | 0 | 0 | 0 | 0 | 0
PeakO | 0 | 0 | 0 | 0 | 0 | 0
ST | 0 | 0 | 0 | 0 | 0 | 0
STOG | 0 | 0 | 0 | 0 | 0 | 0
STWD | 0 | 0 | 0 | 0 | 0 | 0
WT | 0 | 0 | 0 | 0 | 0 | 0
IGCC | 0 | 0 | 0 | 0 | 0 | 0
DemandResponse | 0 | 0 | 0 | 0 | 0 | 0
IGCC-CCS | 0 | 0 | 0 | 0 | 0 | 0
WT_off | 0 | 0 | 0 | 0 | 0 | 0
PseudoUnit | 0 | 0 | 0 | 0 | 0 | 0
FixedInterchange | 0 | 0 | 0 | 0 | 0 | 0
Emission Cost by Reporting Type: Nebraska
ReportingType | 2015 | 2020 | 2025 | 2030 | 2035 | 2040
BM | 0 | 0 | 0 | 0 | 0 | 0
CC | 0 | 0 | 0 | 0 | 0 | 0
CSP | 0 | 0 | 0 | 0 | 0 | 0
CT | 0 | 0 | 0 | 0 | 0 | 0
Coal | 0 | 0 | 0 | 0 | 0 | 0
Geo | 0 | 0 | 0 | 0 | 0 | 0
H | 0 | 0 | 0 | 0 | 0 | 0
LFG | 0 | 0 | 0 | 0 | 0 | 0
Nuc | 0 | 0 | 0 | 0 | 0 | 0
PS | 0 | 0 | 0 | 0 | 0 | 0
PV | 0 | 0 | 0 | 0 | 0 | 0
PeakG | 0 | 0 | 0 | 0 | 0 | 0
PeakO | 0 | 0 | 0 | 0 | 0 | 0
ST | 0 | 0 | 0 | 0 | 0 | 0
STOG | 0 | 0 | 0 | 0 | 0 | 0
STWD | 0 | 0 | 0 | 0 | 0 | 0
WT | 0 | 0 | 0 | 0 | 0 | 0
IGCC | 0 | 0 | 0 | 0 | 0 | 0
DemandResponse | 0 | 0 | 0 | 0 | 0 | 0
IGCC-CCS | 0 | 0 | 0 | 0 | 0 | 0
WT_off | 0 | 0 | 0 | 0 | 0 | 0
PseudoUnit | 0 | 0 | 0 | 0 | 0 | 0
FixedInterchange | 0 | 0 | 0 | 0 | 0 | 0
Emission Cost by Reporting Type: NEISO
ReportingType | 2015 | 2020 | 2025 | 2030 | 2035 | 2040
BM | 0 | 0 | 0 | 0 | 0 | 0
CC | 0 | 0 | 0 | 0 | 0 | 0
CSP | 0 | 0 | 0 | 0 | 0 | 0
CT | 0 | 0 | 0 | 0 | 0 | 0
Coal | 0 | 0 | 0 | 0 | 0 | 0
Geo | 0 | 0 | 0 | 0 | 0 | 0
H | 0 | 0 | 0 | 0 | 0 | 0
LFG | 0 | 0 | 0 | 0 | 0 | 0
Nuc | 0 | 0 | 0 | 0 | 0 | 0
PS | 0 | 0 | 0 | 0 | 0 | 0
PV | 0 | 0 | 0 | 0 | 0 | 0
PeakG | 0 | 0 | 0 | 0 | 0 | 0
PeakO | 0 | 0 | 0 | 0 | 0 | 0
ST | 0 | 0 | 0 | 0 | 0 | 0
STOG | 0 | 0 | 0 | 0 | 0 | 0
STWD | 0 | 0 | 0 | 0 | 0 | 0
WT | 0 | 0 | 0 | 0 | 0 | 0
IGCC | 0 | 0 | 0 | 0 | 0 | 0
DemandResponse | 0 | 0 | 0 | 0 | 0 | 0
IGCC-CCS | 0 | 0 | 0 | 0 | 0 | 0
WT_off | 0 | 0 | 0 | 0 | 0 | 0
PseudoUnit | 0 | 0 | 0 | 0 | 0 | 0
FixedInterchange | 0 | 0 | 0 | 0 | 0 | 0
Emission Cost by Reporting Type: NonRTO_Midwest
ReportingType | 2015 | 2020 | 2025 | 2030 | 2035 | 2040
BM | 0 | 0 | 0 | 0 | 0 | 0
CC | 0 | 0 | 0 | 0 | 0 | 0
CSP | 0 | 0 | 0 | 0 | 0 | 0
CT | 0 | 0 | 0 | 0 | 0 | 0
Coal | 0 | 0 | 0 | 0 | 0 | 0
Geo | 0 | 0 | 0 | 0 | 0 | 0
H | 0 | 0 | 0 | 0 | 0 | 0
LFG | 0 | 0 | 0 | 0 | 0 | 0
Nuc | 0 | 0 | 0 | 0 | 0 | 0
PS | 0 | 0 | 0 | 0 | 0 | 0
PV | 0 | 0 | 0 | 0 | 0 | 0
PeakG | 0 | 0 | 0 | 0 | 0 | 0
PeakO | 0 | 0 | 0 | 0 | 0 | 0
ST | 0 | 0 | 0 | 0 | 0 | 0
STOG | 0 | 0 | 0 | 0 | 0 | 0
STWD | 0 | 0 | 0 | 0 | 0 | 0
WT | 0 | 0 | 0 | 0 | 0 | 0
IGCC | 0 | 0 | 0 | 0 | 0 | 0
DemandResponse | 0 | 0 | 0 | 0 | 0 | 0
IGCC-CCS | 0 | 0 | 0 | 0 | 0 | 0
WT_off | 0 | 0 | 0 | 0 | 0 | 0
PseudoUnit | 0 | 0 | 0 | 0 | 0 | 0
FixedInterchange | 0 | 0 | 0 | 0 | 0 | 0
Emission Cost by Reporting Type: NYISO_A-F
ReportingType | 2015 | 2020 | 2025 | 2030 | 2035 | 2040
BM | 0 | 0 | 0 | 0 | 0 | 0
CC | 0 | 0 | 0 | 0 | 0 | 0
CSP | 0 | 0 | 0 | 0 | 0 | 0
CT | 0 | 0 | 0 | 0 | 0 | 0
Coal | 0 | 0 | 0 | 0 | 0 | 0
Geo | 0 | 0 | 0 | 0 | 0 | 0
H | 0 | 0 | 0 | 0 | 0 | 0
LFG | 0 | 0 | 0 | 0 | 0 | 0
Nuc | 0 | 0 | 0 | 0 | 0 | 0
PS | 0 | 0 | 0 | 0 | 0 | 0
PV | 0 | 0 | 0 | 0 | 0 | 0
PeakG | 0 | 0 | 0 | 0 | 0 | 0
PeakO | 0 | 0 | 0 | 0 | 0 | 0
ST | 0 | 0 | 0 | 0 | 0 | 0
STOG | 0 | 0 | 0 | 0 | 0 | 0
STWD | 0 | 0 | 0 | 0 | 0 | 0
WT | 0 | 0 | 0 | 0 | 0 | 0
IGCC | 0 | 0 | 0 | 0 | 0 | 0
DemandResponse | 0 | 0 | 0 | 0 | 0 | 0
IGCC-CCS | 0 | 0 | 0 | 0 | 0 | 0
WT_off | 0 | 0 | 0 | 0 | 0 | 0
PseudoUnit | 0 | 0 | 0 | 0 | 0 | 0
FixedInterchange | 0 | 0 | 0 | 0 | 0 | 0
Emission Cost by Reporting Type: NYISO_G-I
ReportingType | 2015 | 2020 | 2025 | 2030 | 2035 | 2040
BM | 0 | 0 | 0 | 0 | 0 | 0
CC | 0 | 0 | 0 | 0 | 0 | 0
CSP | 0 | 0 | 0 | 0 | 0 | 0
CT | 0 | 0 | 0 | 0 | 0 | 0
Coal | 0 | 0 | 0 | 0 | 0 | 0
Geo | 0 | 0 | 0 | 0 | 0 | 0
H | 0 | 0 | 0 | 0 | 0 | 0
LFG | 0 | 0 | 0 | 0 | 0 | 0
Nuc | 0 | 0 | 0 | 0 | 0 | 0
PS | 0 | 0 | 0 | 0 | 0 | 0
PV | 0 | 0 | 0 | 0 | 0 | 0
PeakG | 0 | 0 | 0 | 0 | 0 | 0
PeakO | 0 | 0 | 0 | 0 | 0 | 0
ST | 0 | 0 | 0 | 0 | 0 | 0
STOG | 0 | 0 | 0 | 0 | 0 | 0
STWD | 0 | 0 | 0 | 0 | 0 | 0
WT | 0 | 0 | 0 | 0 | 0 | 0
IGCC | 0 | 0 | 0 | 0 | 0 | 0
DemandResponse | 0 | 0 | 0 | 0 | 0 | 0
IGCC-CCS | 0 | 0 | 0 | 0 | 0 | 0
WT_off | 0 | 0 | 0 | 0 | 0 | 0
PseudoUnit | 0 | 0 | 0 | 0 | 0 | 0
FixedInterchange | 0 | 0 | 0 | 0 | 0 | 0
Emission Cost by Reporting Type: NYISO_J-K
ReportingType | 2015 | 2020 | 2025 | 2030 | 2035 | 2040
BM | 0 | 0 | 0 | 0 | 0 | 0
CC | 0 | 0 | 0 | 0 | 0 | 0
CSP | 0 | 0 | 0 | 0 | 0 | 0
CT | 0 | 0 | 0 | 0 | 0 | 0
Coal | 0 | 0 | 0 | 0 | 0 | 0
Geo | 0 | 0 | 0 | 0 | 0 | 0
H | 0 | 0 | 0 | 0 | 0 | 0
LFG | 0 | 0 | 0 | 0 | 0 | 0
Nuc | 0 | 0 | 0 | 0 | 0 | 0
PS | 0 | 0 | 0 | 0 | 0 | 0
PV | 0 | 0 | 0 | 0 | 0 | 0
PeakG | 0 | 0 | 0 | 0 | 0 | 0
PeakO | 0 | 0 | 0 | 0 | 0 | 0
ST | 0 | 0 | 0 | 0 | 0 | 0
STOG | 0 | 0 | 0 | 0 | 0 | 0
STWD | 0 | 0 | 0 | 0 | 0 | 0
WT | 0 | 0 | 0 | 0 | 0 | 0
IGCC | 0 | 0 | 0 | 0 | 0 | 0
DemandResponse | 0 | 0 | 0 | 0 | 0 | 0
IGCC-CCS | 0 | 0 | 0 | 0 | 0 | 0
WT_off | 0 | 0 | 0 | 0 | 0 | 0
PseudoUnit | 0 | 0 | 0 | 0 | 0 | 0
FixedInterchange | 0 | 0 | 0 | 0 | 0 | 0
Emission Cost by Reporting Type: PJM_E
ReportingType | 2015 | 2020 | 2025 | 2030 | 2035 | 2040
BM | 0 | 0 | 0 | 0 | 0 | 0
CC | 0 | 0 | 0 | 0 | 0 | 0
CSP | 0 | 0 | 0 | 0 | 0 | 0
CT | 0 | 0 | 0 | 0 | 0 | 0
Coal | 0 | 0 | 0 | 0 | 0 | 0
Geo | 0 | 0 | 0 | 0 | 0 | 0
H | 0 | 0 | 0 | 0 | 0 | 0
LFG | 0 | 0 | 0 | 0 | 0 | 0
Nuc | 0 | 0 | 0 | 0 | 0 | 0
PS | 0 | 0 | 0 | 0 | 0 | 0
PV | 0 | 0 | 0 | 0 | 0 | 0
PeakG | 0 | 0 | 0 | 0 | 0 | 0
PeakO | 0 | 0 | 0 | 0 | 0 | 0
ST | 0 | 0 | 0 | 0 | 0 | 0
STOG | 0 | 0 | 0 | 0 | 0 | 0
STWD | 0 | 0 | 0 | 0 | 0 | 0
WT | 0 | 0 | 0 | 0 | 0 | 0
IGCC | 0 | 0 | 0 | 0 | 0 | 0
DemandResponse | 0 | 0 | 0 | 0 | 0 | 0
IGCC-CCS | 0 | 0 | 0 | 0 | 0 | 0
WT_off | 0 | 0 | 0 | 0 | 0 | 0
PseudoUnit | 0 | 0 | 0 | 0 | 0 | 0
FixedInterchange | 0 | 0 | 0 | 0 | 0 | 0
Emission Cost by Reporting Type: PJM_ROM
ReportingType | 2015 | 2020 | 2025 | 2030 | 2035 | 2040
BM | 0 | 0 | 0 | 0 | 0 | 0
CC | 0 | 0 | 0 | 0 | 0 | 0
CSP | 0 | 0 | 0 | 0 | 0 | 0
CT | 0 | 0 | 0 | 0 | 0 | 0
Coal | 0 | 0 | 0 | 0 | 0 | 0
Geo | 0 | 0 | 0 | 0 | 0 | 0
H | 0 | 0 | 0 | 0 | 0 | 0
LFG | 0 | 0 | 0 | 0 | 0 | 0
Nuc | 0 | 0 | 0 | 0 | 0 | 0
PS | 0 | 0 | 0 | 0 | 0 | 0
PV | 0 | 0 | 0 | 0 | 0 | 0
PeakG | 0 | 0 | 0 | 0 | 0 | 0
PeakO | 0 | 0 | 0 | 0 | 0 | 0
ST | 0 | 0 | 0 | 0 | 0 | 0
STOG | 0 | 0 | 0 | 0 | 0 | 0
STWD | 0 | 0 | 0 | 0 | 0 | 0
WT | 0 | 0 | 0 | 0 | 0 | 0
IGCC | 0 | 0 | 0 | 0 | 0 | 0
DemandResponse | 0 | 0 | 0 | 0 | 0 | 0
IGCC-CCS | 0 | 0 | 0 | 0 | 0 | 0
WT_off | 0 | 0 | 0 | 0 | 0 | 0
PseudoUnit | 0 | 0 | 0 | 0 | 0 | 0
FixedInterchange | 0 | 0 | 0 | 0 | 0 | 0
Emission Cost by Reporting Type: PJM_ROR
ReportingType | 2015 | 2020 | 2025 | 2030 | 2035 | 2040
BM | 0 | 0 | 0 | 0 | 0 | 0
CC | 0 | 0 | 0 | 0 | 0 | 0
CSP | 0 | 0 | 0 | 0 | 0 | 0
CT | 0 | 0 | 0 | 0 | 0 | 0
Coal | 0 | 0 | 0 | 0 | 0 | 0
Geo | 0 | 0 | 0 | 0 | 0 | 0
H | 0 | 0 | 0 | 0 | 0 | 0
LFG | 0 | 0 | 0 | 0 | 0 | 0
Nuc | 0 | 0 | 0 | 0 | 0 | 0
PS | 0 | 0 | 0 | 0 | 0 | 0
PV | 0 | 0 | 0 | 0 | 0 | 0
PeakG | 0 | 0 | 0 | 0 | 0 | 0
PeakO | 0 | 0 | 0 | 0 | 0 | 0
ST | 0 | 0 | 0 | 0 | 0 | 0
STOG | 0 | 0 | 0 | 0 | 0 | 0
STWD | 0 | 0 | 0 | 0 | 0 | 0
WT | 0 | 0 | 0 | 0 | 0 | 0
IGCC | 0 | 0 | 0 | 0 | 0 | 0
DemandResponse | 0 | 0 | 0 | 0 | 0 | 0
IGCC-CCS | 0 | 0 | 0 | 0 | 0 | 0
WT_off | 0 | 0 | 0 | 0 | 0 | 0
PseudoUnit | 0 | 0 | 0 | 0 | 0 | 0
FixedInterchange | 0 | 0 | 0 | 0 | 0 | 0
Emission Cost by Reporting Type: SOCO
ReportingType | 2015 | 2020 | 2025 | 2030 | 2035 | 2040
BM | 0 | 0 | 0 | 0 | 0 | 0
CC | 0 | 0 | 0 | 0 | 0 | 0
CSP | 0 | 0 | 0 | 0 | 0 | 0
CT | 0 | 0 | 0 | 0 | 0 | 0
Coal | 0 | 0 | 0 | 0 | 0 | 0
Geo | 0 | 0 | 0 | 0 | 0 | 0
H | 0 | 0 | 0 | 0 | 0 | 0
LFG | 0 | 0 | 0 | 0 | 0 | 0
Nuc | 0 | 0 | 0 | 0 | 0 | 0
PS | 0 | 0 | 0 | 0 | 0 | 0
PV | 0 | 0 | 0 | 0 | 0 | 0
PeakG | 0 | 0 | 0 | 0 | 0 | 0
PeakO | 0 | 0 | 0 | 0 | 0 | 0
ST | 0 | 0 | 0 | 0 | 0 | 0
STOG | 0 | 0 | 0 | 0 | 0 | 0
STWD | 0 | 0 | 0 | 0 | 0 | 0
WT | 0 | 0 | 0 | 0 | 0 | 0
IGCC | 0 | 0 | 0 | 0 | 0 | 0
DemandResponse | 0 | 0 | 0 | 0 | 0 | 0
IGCC-CCS | 0 | 0 | 0 | 0 | 0 | 0
WT_off | 0 | 0 | 0 | 0 | 0 | 0
PseudoUnit | 0 | 0 | 0 | 0 | 0 | 0
FixedInterchange | 0 | 0 | 0 | 0 | 0 | 0
Emission Cost by Reporting Type: SPP_N
ReportingType | 2015 | 2020 | 2025 | 2030 | 2035 | 2040
BM | 0 | 0 | 0 | 0 | 0 | 0
CC | 0 | 0 | 0 | 0 | 0 | 0
CSP | 0 | 0 | 0 | 0 | 0 | 0
CT | 0 | 0 | 0 | 0 | 0 | 0
Coal | 0 | 0 | 0 | 0 | 0 | 0
Geo | 0 | 0 | 0 | 0 | 0 | 0
H | 0 | 0 | 0 | 0 | 0 | 0
LFG | 0 | 0 | 0 | 0 | 0 | 0
Nuc | 0 | 0 | 0 | 0 | 0 | 0
PS | 0 | 0 | 0 | 0 | 0 | 0
PV | 0 | 0 | 0 | 0 | 0 | 0
PeakG | 0 | 0 | 0 | 0 | 0 | 0
PeakO | 0 | 0 | 0 | 0 | 0 | 0
ST | 0 | 0 | 0 | 0 | 0 | 0
STOG | 0 | 0 | 0 | 0 | 0 | 0
STWD | 0 | 0 | 0 | 0 | 0 | 0
WT | 0 | 0 | 0 | 0 | 0 | 0
IGCC | 0 | 0 | 0 | 0 | 0 | 0
DemandResponse | 0 | 0 | 0 | 0 | 0 | 0
IGCC-CCS | 0 | 0 | 0 | 0 | 0 | 0
WT_off | 0 | 0 | 0 | 0 | 0 | 0
PseudoUnit | 0 | 0 | 0 | 0 | 0 | 0
FixedInterchange | 0 | 0 | 0 | 0 | 0 | 0
Emission Cost by Reporting Type: SPP_S
ReportingType | 2015 | 2020 | 2025 | 2030 | 2035 | 2040
BM | 0 | 0 | 0 | 0 | 0 | 0
CC | 0 | 0 | 0 | 0 | 0 | 0
CSP | 0 | 0 | 0 | 0 | 0 | 0
CT | 0 | 0 | 0 | 0 | 0 | 0
Coal | 0 | 0 | 0 | 0 | 0 | 0
Geo | 0 | 0 | 0 | 0 | 0 | 0
H | 0 | 0 | 0 | 0 | 0 | 0
LFG | 0 | 0 | 0 | 0 | 0 | 0
Nuc | 0 | 0 | 0 | 0 | 0 | 0
PS | 0 | 0 | 0 | 0 | 0 | 0
PV | 0 | 0 | 0 | 0 | 0 | 0
PeakG | 0 | 0 | 0 | 0 | 0 | 0
PeakO | 0 | 0 | 0 | 0 | 0 | 0
ST | 0 | 0 | 0 | 0 | 0 | 0
STOG | 0 | 0 | 0 | 0 | 0 | 0
STWD | 0 | 0 | 0 | 0 | 0 | 0
WT | 0 | 0 | 0 | 0 | 0 | 0
IGCC | 0 | 0 | 0 | 0 | 0 | 0
DemandResponse | 0 | 0 | 0 | 0 | 0 | 0
IGCC-CCS | 0 | 0 | 0 | 0 | 0 | 0
WT_off | 0 | 0 | 0 | 0 | 0 | 0
PseudoUnit | 0 | 0 | 0 | 0 | 0 | 0
FixedInterchange | 0 | 0 | 0 | 0 | 0 | 0
Emission Cost by Reporting Type: TVA
ReportingType | 2015 | 2020 | 2025 | 2030 | 2035 | 2040
BM | 0 | 0 | 0 | 0 | 0 | 0
CC | 0 | 0 | 0 | 0 | 0 | 0
CSP | 0 | 0 | 0 | 0 | 0 | 0
CT | 0 | 0 | 0 | 0 | 0 | 0
Coal | 0 | 0 | 0 | 0 | 0 | 0
Geo | 0 | 0 | 0 | 0 | 0 | 0
H | 0 | 0 | 0 | 0 | 0 | 0
LFG | 0 | 0 | 0 | 0 | 0 | 0
Nuc | 0 | 0 | 0 | 0 | 0 | 0
PS | 0 | 0 | 0 | 0 | 0 | 0
PV | 0 | 0 | 0 | 0 | 0 | 0
PeakG | 0 | 0 | 0 | 0 | 0 | 0
PeakO | 0 | 0 | 0 | 0 | 0 | 0
ST | 0 | 0 | 0 | 0 | 0 | 0
STOG | 0 | 0 | 0 | 0 | 0 | 0
STWD | 0 | 0 | 0 | 0 | 0 | 0
WT | 0 | 0 | 0 | 0 | 0 | 0
IGCC | 0 | 0 | 0 | 0 | 0 | 0
DemandResponse | 0 | 0 | 0 | 0 | 0 | 0
IGCC-CCS | 0 | 0 | 0 | 0 | 0 | 0
WT_off | 0 | 0 | 0 | 0 | 0 | 0
PseudoUnit | 0 | 0 | 0 | 0 | 0 | 0
FixedInterchange | 0 | 0 | 0 | 0 | 0 | 0
Emission Cost by Reporting Type: TVA_Transmission
ReportingType | 2015 | 2020 | 2025 | 2030 | 2035 | 2040
BM | 0 | 0 | 0 | 0 | 0 | 0
CC | 0 | 0 | 0 | 0 | 0 | 0
CSP | 0 | 0 | 0 | 0 | 0 | 0
CT | 0 | 0 | 0 | 0 | 0 | 0
Coal | 0 | 0 | 0 | 0 | 0 | 0
Geo | 0 | 0 | 0 | 0 | 0 | 0
H | 0 | 0 | 0 | 0 | 0 | 0
LFG | 0 | 0 | 0 | 0 | 0 | 0
Nuc | 0 | 0 | 0 | 0 | 0 | 0
PS | 0 | 0 | 0 | 0 | 0 | 0
PV | 0 | 0 | 0 | 0 | 0 | 0
PeakG | 0 | 0 | 0 | 0 | 0 | 0
PeakO | 0 | 0 | 0 | 0 | 0 | 0
ST | 0 | 0 | 0 | 0 | 0 | 0
STOG | 0 | 0 | 0 | 0 | 0 | 0
STWD | 0 | 0 | 0 | 0 | 0 | 0
WT | 0 | 0 | 0 | 0 | 0 | 0
IGCC | 0 | 0 | 0 | 0 | 0 | 0
DemandResponse | 0 | 0 | 0 | 0 | 0 | 0
IGCC-CCS | 0 | 0 | 0 | 0 | 0 | 0
WT_off | 0 | 0 | 0 | 0 | 0 | 0
PseudoUnit | 0 | 0 | 0 | 0 | 0 | 0
FixedInterchange | 0 | 0 | 0 | 0 | 0 | 0
Emission Cost by Reporting Type: VACAR
ReportingType | 2015 | 2020 | 2025 | 2030 | 2035 | 2040
BM | 0 | 0 | 0 | 0 | 0 | 0
CC | 0 | 0 | 0 | 0 | 0 | 0
CSP | 0 | 0 | 0 | 0 | 0 | 0
CT | 0 | 0 | 0 | 0 | 0 | 0
Coal | 0 | 0 | 0 | 0 | 0 | 0
Geo | 0 | 0 | 0 | 0 | 0 | 0
H | 0 | 0 | 0 | 0 | 0 | 0
LFG | 0 | 0 | 0 | 0 | 0 | 0
Nuc | 0 | 0 | 0 | 0 | 0 | 0
PS | 0 | 0 | 0 | 0 | 0 | 0
PV | 0 | 0 | 0 | 0 | 0 | 0
PeakG | 0 | 0 | 0 | 0 | 0 | 0
PeakO | 0 | 0 | 0 | 0 | 0 | 0
ST | 0 | 0 | 0 | 0 | 0 | 0
STOG | 0 | 0 | 0 | 0 | 0 | 0
STWD | 0 | 0 | 0 | 0 | 0 | 0
WT | 0 | 0 | 0 | 0 | 0 | 0
IGCC | 0 | 0 | 0 | 0 | 0 | 0
DemandResponse | 0 | 0 | 0 | 0 | 0 | 0
IGCC-CCS | 0 | 0 | 0 | 0 | 0 | 0
WT_off | 0 | 0 | 0 | 0 | 0 | 0
PseudoUnit | 0 | 0 | 0 | 0 | 0 | 0
FixedInterchange | 0 | 0 | 0 | 0 | 0 | 0
Emission Cost by Reporting Type: IESO
ReportingType | 2015 | 2020 | 2025 | 2030 | 2035 | 2040
BM | 0 | 0 | 0 | 0 | 0 | 0
CC | 0 | 0 | 0 | 0 | 0 | 0
CSP | 0 | 0 | 0 | 0 | 0 | 0
CT | 0 | 0 | 0 | 0 | 0 | 0
Coal | 0 | 0 | 0 | 0 | 0 | 0
Geo | 0 | 0 | 0 | 0 | 0 | 0
H | 0 | 0 | 0 | 0 | 0 | 0
LFG | 0 | 0 | 0 | 0 | 0 | 0
Nuc | 0 | 0 | 0 | 0 | 0 | 0
PS | 0 | 0 | 0 | 0 | 0 | 0
PV | 0 | 0 | 0 | 0 | 0 | 0
PeakG | 0 | 0 | 0 | 0 | 0 | 0
PeakO | 0 | 0 | 0 | 0 | 0 | 0
ST | 0 | 0 | 0 | 0 | 0 | 0
STOG | 0 | 0 | 0 | 0 | 0 | 0
STWD | 0 | 0 | 0 | 0 | 0 | 0
WT | 0 | 0 | 0 | 0 | 0 | 0
IGCC | 0 | 0 | 0 | 0 | 0 | 0
DemandResponse | 0 | 0 | 0 | 0 | 0 | 0
IGCC-CCS | 0 | 0 | 0 | 0 | 0 | 0
WT_off | 0 | 0 | 0 | 0 | 0 | 0
PseudoUnit | 0 | 0 | 0 | 0 | 0 | 0
FixedInterchange | 0 | 0 | 0 | 0 | 0 | 0
Emission Cost by Reporting Type: MAPP_CA
ReportingType | 2015 | 2020 | 2025 | 2030 | 2035 | 2040
BM | 0 | 0 | 0 | 0 | 0 | 0
CC | 0 | 0 | 0 | 0 | 0 | 0
CSP | 0 | 0 | 0 | 0 | 0 | 0
CT | 0 | 0 | 0 | 0 | 0 | 0
Coal | 0 | 0 | 0 | 0 | 0 | 0
Geo | 0 | 0 | 0 | 0 | 0 | 0
H | 0 | 0 | 0 | 0 | 0 | 0
LFG | 0 | 0 | 0 | 0 | 0 | 0
Nuc | 0 | 0 | 0 | 0 | 0 | 0
PS | 0 | 0 | 0 | 0 | 0 | 0
PV | 0 | 0 | 0 | 0 | 0 | 0
PeakG | 0 | 0 | 0 | 0 | 0 | 0
PeakO | 0 | 0 | 0 | 0 | 0 | 0
ST | 0 | 0 | 0 | 0 | 0 | 0
STOG | 0 | 0 | 0 | 0 | 0 | 0
STWD | 0 | 0 | 0 | 0 | 0 | 0
WT | 0 | 0 | 0 | 0 | 0 | 0
IGCC | 0 | 0 | 0 | 0 | 0 | 0
DemandResponse | 0 | 0 | 0 | 0 | 0 | 0
IGCC-CCS | 0 | 0 | 0 | 0 | 0 | 0
WT_off | 0 | 0 | 0 | 0 | 0 | 0
PseudoUnit | 0 | 0 | 0 | 0 | 0 | 0
FixedInterchange | 0 | 0 | 0 | 0 | 0 | 0
Emission Cost by Reporting Type: AZ_NM_SNV_Coal
ReportingType | 2015 | 2020 | 2025 | 2030 | 2035 | 2040
BM | 0 | 0 | 0 | 0 | 0 | 0
CC | 0 | 0 | 0 | 0 | 0 | 0
CSP | 0 | 0 | 0 | 0 | 0 | 0
CT | 0 | 0 | 0 | 0 | 0 | 0
Coal | 0 | 0 | 0 | 0 | 0 | 0
Geo | 0 | 0 | 0 | 0 | 0 | 0
H | 0 | 0 | 0 | 0 | 0 | 0
LFG | 0 | 0 | 0 | 0 | 0 | 0
Nuc | 0 | 0 | 0 | 0 | 0 | 0
PS | 0 | 0 | 0 | 0 | 0 | 0
PV | 0 | 0 | 0 | 0 | 0 | 0
PeakG | 0 | 0 | 0 | 0 | 0 | 0
PeakO | 0 | 0 | 0 | 0 | 0 | 0
ST | 0 | 0 | 0 | 0 | 0 | 0
STOG | 0 | 0 | 0 | 0 | 0 | 0
STWD | 0 | 0 | 0 | 0 | 0 | 0
WT | 0 | 0 | 0 | 0 | 0 | 0
IGCC | 0 | 0 | 0 | 0 | 0 | 0
DemandResponse | 0 | 0 | 0 | 0 | 0 | 0
IGCC-CCS | 0 | 0 | 0 | 0 | 0 | 0
WT_off | 0 | 0 | 0 | 0 | 0 | 0
PseudoUnit | 0 | 0 | 0 | 0 | 0 | 0
FixedInterchange | 0 | 0 | 0 | 0 | 0 | 0
Emission Cost by Reporting Type: AZ_NM_SNV_Gas
ReportingType | 2015 | 2020 | 2025 | 2030 | 2035 | 2040
BM | 0 | 0 | 0 | 0 | 0 | 0
CC | 0 | 0 | 0 | 0 | 0 | 0
CSP | 0 | 0 | 0 | 0 | 0 | 0
CT | 0 | 0 | 0 | 0 | 0 | 0
Coal | 0 | 0 | 0 | 0 | 0 | 0
Geo | 0 | 0 | 0 | 0 | 0 | 0
H | 0 | 0 | 0 | 0 | 0 | 0
LFG | 0 | 0 | 0 | 0 | 0 | 0
Nuc | 0 | 0 | 0 | 0 | 0 | 0
PS | 0 | 0 | 0 | 0 | 0 | 0
PV | 0 | 0 | 0 | 0 | 0 | 0
PeakG | 0 | 0 | 0 | 0 | 0 | 0
PeakO | 0 | 0 | 0 | 0 | 0 | 0
ST | 0 | 0 | 0 | 0 | 0 | 0
STOG | 0 | 0 | 0 | 0 | 0 | 0
STWD | 0 | 0 | 0 | 0 | 0 | 0
WT | 0 | 0 | 0 | 0 | 0 | 0
IGCC | 0 | 0 | 0 | 0 | 0 | 0
DemandResponse | 0 | 0 | 0 | 0 | 0 | 0
IGCC-CCS | 0 | 0 | 0 | 0 | 0 | 0
WT_off | 0 | 0 | 0 | 0 | 0 | 0
PseudoUnit | 0 | 0 | 0 | 0 | 0 | 0
FixedInterchange | 0 | 0 | 0 | 0 | 0 | 0
Emission Cost by Reporting Type: AZ_NM_SNV_NucRenew
ReportingType | 2015 | 2020 | 2025 | 2030 | 2035 | 2040
BM | 0 | 0 | 0 | 0 | 0 | 0
CC | 0 | 0 | 0 | 0 | 0 | 0
CSP | 0 | 0 | 0 | 0 | 0 | 0
CT | 0 | 0 | 0 | 0 | 0 | 0
Coal | 0 | 0 | 0 | 0 | 0 | 0
Geo | 0 | 0 | 0 | 0 | 0 | 0
H | 0 | 0 | 0 | 0 | 0 | 0
LFG | 0 | 0 | 0 | 0 | 0 | 0
Nuc | 0 | 0 | 0 | 0 | 0 | 0
PS | 0 | 0 | 0 | 0 | 0 | 0
PV | 0 | 0 | 0 | 0 | 0 | 0
PeakG | 0 | 0 | 0 | 0 | 0 | 0
PeakO | 0 | 0 | 0 | 0 | 0 | 0
ST | 0 | 0 | 0 | 0 | 0 | 0
STOG | 0 | 0 | 0 | 0 | 0 | 0
STWD | 0 | 0 | 0 | 0 | 0 | 0
WT | 0 | 0 | 0 | 0 | 0 | 0
IGCC | 0 | 0 | 0 | 0 | 0 | 0
DemandResponse | 0 | 0 | 0 | 0 | 0 | 0
IGCC-CCS | 0 | 0 | 0 | 0 | 0 | 0
WT_off | 0 | 0 | 0 | 0 | 0 | 0
PseudoUnit | 0 | 0 | 0 | 0 | 0 | 0
FixedInterchange | 0 | 0 | 0 | 0 | 0 | 0
Emission Cost by Reporting Type: ERCOT
ReportingType | 2015 | 2020 | 2025 | 2030 | 2035 | 2040
BM | 0 | 0 | 0 | 0 | 0 | 0
CC | 0 | 0 | 0 | 0 | 0 | 0
CSP | 0 | 0 | 0 | 0 | 0 | 0
CT | 0 | 0 | 0 | 0 | 0 | 0
Coal | 0 | 0 | 0 | 0 | 0 | 0
Geo | 0 | 0 | 0 | 0 | 0 | 0
H | 0 | 0 | 0 | 0 | 0 | 0
LFG | 0 | 0 | 0 | 0 | 0 | 0
Nuc | 0 | 0 | 0 | 0 | 0 | 0
PS | 0 | 0 | 0 | 0 | 0 | 0
PV | 0 | 0 | 0 | 0 | 0 | 0
PeakG | 0 | 0 | 0 | 0 | 0 | 0
PeakO | 0 | 0 | 0 | 0 | 0 | 0
ST | 0 | 0 | 0 | 0 | 0 | 0
STOG | 0 | 0 | 0 | 0 | 0 | 0
STWD | 0 | 0 | 0 | 0 | 0 | 0
WT | 0 | 0 | 0 | 0 | 0 | 0
IGCC | 0 | 0 | 0 | 0 | 0 | 0
DemandResponse | 0 | 0 | 0 | 0 | 0 | 0
IGCC-CCS | 0 | 0 | 0 | 0 | 0 | 0
WT_off | 0 | 0 | 0 | 0 | 0 | 0
PseudoUnit | 0 | 0 | 0 | 0 | 0 | 0
FixedInterchange | 0 | 0 | 0 | 0 | 0 | 0
Emission Cost by Reporting Type: NP15
ReportingType | 2015 | 2020 | 2025 | 2030 | 2035 | 2040
BM | 0 | 0 | 0 | 0 | 0 | 0
CC | 279.21 | 242.49 | 406.05 | 316.61 | 269.86 | 205.73
CSP | 0 | 0 | 0 | 0 | 0 | 0
CT | 0 | 0 | 0 | 0 | 0 | 0
Coal | 4.6 | 5.87 | 0 | 0 | 0 | 0
Geo | 0 | 0 | 0 | 0 | 0 | 0
H | 0 | 0 | 0 | 0 | 0 | 0
LFG | 0 | 0 | 0 | 0 | 0 | 0
Nuc | 0 | 0 | 0 | 0 | 0 | 0
PS | 0 | 0 | 0 | 0 | 0 | 0
PV | 0 | 0 | 0 | 0 | 0 | 0
PeakG | 0 | 0 | 0 | 0 | 0 | 0.85
PeakO | 0 | 0 | 0 | 0 | 0 | 0
ST | 0 | 0 | 0 | 0 | 0 | 0
STOG | 1.34 | 1.12 | 3.25 | 5.67 | 5.23 | 11.77
STWD | 0 | 0 | 0 | 0 | 0 | 0
WT | 0 | 0 | 0 | 0 | 0 | 0
IGCC | 0 | 0 | 0 | 0 | 0 | 0
DemandResponse | 0 | 0 | 0 | 0 | 0 | 0
IGCC-CCS | 0 | 0 | 0 | 0 | 0 | 0
WT_off | 0 | 0 | 0 | 0 | 0 | 0
PseudoUnit | 0 | 0 | 0 | 0 | 0 | 0
FixedInterchange | 0 | 0 | 0 | 0 | 0 | 0
Emission Cost by Reporting Type: NWPP_Coal
ReportingType | 2015 | 2020 | 2025 | 2030 | 2035 | 2040
BM | 0 | 0 | 0 | 0 | 0 | 0
CC | 0 | 0 | 0 | 0 | 0 | 0
CSP | 0 | 0 | 0 | 0 | 0 | 0
CT | 0 | 0 | 0 | 0 | 0 | 0
Coal | 0 | 0 | 0 | 0 | 0 | 0
Geo | 0 | 0 | 0 | 0 | 0 | 0
H | 0 | 0 | 0 | 0 | 0 | 0
LFG | 0 | 0 | 0 | 0 | 0 | 0
Nuc | 0 | 0 | 0 | 0 | 0 | 0
PS | 0 | 0 | 0 | 0 | 0 | 0
PV | 0 | 0 | 0 | 0 | 0 | 0
PeakG | 0 | 0 | 0 | 0 | 0 | 0
PeakO | 0 | 0 | 0 | 0 | 0 | 0
ST | 0 | 0 | 0 | 0 | 0 | 0
STOG | 0 | 0 | 0 | 0 | 0 | 0
STWD | 0 | 0 | 0 | 0 | 0 | 0
WT | 0 | 0 | 0 | 0 | 0 | 0
IGCC | 0 | 0 | 0 | 0 | 0 | 0
DemandResponse | 0 | 0 | 0 | 0 | 0 | 0
IGCC-CCS | 0 | 0 | 0 | 0 | 0 | 0
WT_off | 0 | 0 | 0 | 0 | 0 | 0
PseudoUnit | 0 | 0 | 0 | 0 | 0 | 0
FixedInterchange | 0 | 0 | 0 | 0 | 0 | 0
Emission Cost by Reporting Type: NWPP_Gas
ReportingType | 2015 | 2020 | 2025 | 2030 | 2035 | 2040
BM | 0 | 0 | 0 | 0 | 0 | 0
CC | 0 | 0 | 0 | 0 | 0 | 0
CSP | 0 | 0 | 0 | 0 | 0 | 0
CT | 0 | 0 | 0 | 0 | 0 | 0
Coal | 0 | 0 | 0 | 0 | 0 | 0
Geo | 0 | 0 | 0 | 0 | 0 | 0
H | 0 | 0 | 0 | 0 | 0 | 0
LFG | 0 | 0 | 0 | 0 | 0 | 0
Nuc | 0 | 0 | 0 | 0 | 0 | 0
PS | 0 | 0 | 0 | 0 | 0 | 0
PV | 0 | 0 | 0 | 0 | 0 | 0
PeakG | 0 | 0 | 0 | 0 | 0 | 0
PeakO | 0 | 0 | 0 | 0 | 0 | 0
ST | 0 | 0 | 0 | 0 | 0 | 0
STOG | 0 | 0 | 0 | 0 | 0 | 0
STWD | 0 | 0 | 0 | 0 | 0 | 0
WT | 0 | 0 | 0 | 0 | 0 | 0
IGCC | 0 | 0 | 0 | 0 | 0 | 0
DemandResponse | 0 | 0 | 0 | 0 | 0 | 0
IGCC-CCS | 0 | 0 | 0 | 0 | 0 | 0
WT_off | 0 | 0 | 0 | 0 | 0 | 0
PseudoUnit | 0 | 0 | 0 | 0 | 0 | 0
FixedInterchange | 0 | 0 | 0 | 0 | 0 | 0
Emission Cost by Reporting Type: NWPP_NucRenew
ReportingType | 2015 | 2020 | 2025 | 2030 | 2035 | 2040
BM | 0 | 0 | 0 | 0 | 0 | 0
CC | 0 | 0 | 0 | 0 | 0 | 0
CSP | 0 | 0 | 0 | 0 | 0 | 0
CT | 0 | 0 | 0 | 0 | 0 | 0
Coal | 0 | 0 | 0 | 0 | 0 | 0
Geo | 0 | 0 | 0 | 0 | 0 | 0
H | 0 | 0 | 0 | 0 | 0 | 0
LFG | 0 | 0 | 0 | 0 | 0 | 0
Nuc | 0 | 0 | 0 | 0 | 0 | 0
PS | 0 | 0 | 0 | 0 | 0 | 0
PV | 0 | 0 | 0 | 0 | 0 | 0
PeakG | 0 | 0 | 0 | 0 | 0 | 0
PeakO | 0 | 0 | 0 | 0 | 0 | 0
ST | 0 | 0 | 0 | 0 | 0 | 0
STOG | 0 | 0 | 0 | 0 | 0 | 0
STWD | 0 | 0 | 0 | 0 | 0 | 0
WT | 0 | 0 | 0 | 0 | 0 | 0
IGCC | 0 | 0 | 0 | 0 | 0 | 0
DemandResponse | 0 | 0 | 0 | 0 | 0 | 0
IGCC-CCS | 0 | 0 | 0 | 0 | 0 | 0
WT_off | 0 | 0 | 0 | 0 | 0 | 0
PseudoUnit | 0 | 0 | 0 | 0 | 0 | 0
FixedInterchange | 0 | 0 | 0 | 0 | 0 | 0
Emission Cost by Reporting Type: RMPA
ReportingType | 2015 | 2020 | 2025 | 2030 | 2035 | 2040
BM | 0 | 0 | 0 | 0 | 0 | 0
CC | 0 | 0 | 0 | 0 | 0 | 0
CSP | 0 | 0 | 0 | 0 | 0 | 0
CT | 0 | 0 | 0 | 0 | 0 | 0
Coal | 0 | 0 | 0 | 0 | 0 | 0
Geo | 0 | 0 | 0 | 0 | 0 | 0
H | 0 | 0 | 0 | 0 | 0 | 0
LFG | 0 | 0 | 0 | 0 | 0 | 0
Nuc | 0 | 0 | 0 | 0 | 0 | 0
PS | 0 | 0 | 0 | 0 | 0 | 0
PV | 0 | 0 | 0 | 0 | 0 | 0
PeakG | 0 | 0 | 0 | 0 | 0 | 0
PeakO | 0 | 0 | 0 | 0 | 0 | 0
ST | 0 | 0 | 0 | 0 | 0 | 0
STOG | 0 | 0 | 0 | 0 | 0 | 0
STWD | 0 | 0 | 0 | 0 | 0 | 0
WT | 0 | 0 | 0 | 0 | 0 | 0
IGCC | 0 | 0 | 0 | 0 | 0 | 0
DemandResponse | 0 | 0 | 0 | 0 | 0 | 0
IGCC-CCS | 0 | 0 | 0 | 0 | 0 | 0
WT_off | 0 | 0 | 0 | 0 | 0 | 0
PseudoUnit | 0 | 0 | 0 | 0 | 0 | 0
FixedInterchange | 0 | 0 | 0 | 0 | 0 | 0
Emission Cost by Reporting Type: SP15
ReportingType | 2015 | 2020 | 2025 | 2030 | 2035 | 2040
BM | 0 | 0 | 0 | 0 | 0 | 0
CC | 283.2 | 171.68 | 244.43 | 278.12 | 303.9 | 266.87
CSP | 0 | 0 | 0 | 0 | 0 | 0
CT | 0 | 0 | 0 | 0 | 0 | 0
Coal | 15.51 | 19.79 | 0 | 0 | 0 | 0
Geo | 0 | 0 | 0 | 0 | 0 | 0
H | 0 | 0 | 0 | 0 | 0 | 0
LFG | 0 | 0 | 0 | 0 | 0 | 0
Nuc | 0 | 0 | 0 | 0 | 0 | 0
PS | 0 | 0 | 0 | 0 | 0 | 0
PV | 0 | 0 | 0 | 0 | 0 | 0
PeakG | 0 | 0 | 0 | 0 | 0 | 0
PeakO | 0 | 0 | 0 | 0 | 0 | 0
ST | 0 | 0 | 0 | 0 | 0 | 0
STOG | 2.31 | 3.1 | 1.22 | 4.2 | 11.15 | 19.84
STWD | 0 | 0 | 0 | 0 | 0 | 0
WT | 0 | 0 | 0 | 0 | 0 | 0
IGCC | 0 | 0 | 0 | 0 | 0 | 0
DemandResponse | 0 | 0 | 0 | 0 | 0 | 0
IGCC-CCS | 0 | 0 | 0 | 0 | 0 | 0
WT_off | 0 | 0 | 0 | 0 | 0 | 0
PseudoUnit | 0 | 0 | 0 | 0 | 0 | 0
FixedInterchange | 0 | 0 | 0 | 0 | 0 | 0
Emission Cost by Reporting Type: ALB
ReportingType | 2015 | 2020 | 2025 | 2030 | 2035 | 2040
BM | 0 | 0 | 0 | 0 | 0 | 0
CC | 0 | 0 | 0 | 0 | 0 | 0
CSP | 0 | 0 | 0 | 0 | 0 | 0
CT | 0 | 0 | 0 | 0 | 0 | 0
Coal | 0 | 0 | 0 | 0 | 0 | 0
Geo | 0 | 0 | 0 | 0 | 0 | 0
H | 0 | 0 | 0 | 0 | 0 | 0
LFG | 0 | 0 | 0 | 0 | 0 | 0
Nuc | 0 | 0 | 0 | 0 | 0 | 0
PS | 0 | 0 | 0 | 0 | 0 | 0
PV | 0 | 0 | 0 | 0 | 0 | 0
PeakG | 0 | 0 | 0 | 0 | 0 | 0
PeakO | 0 | 0 | 0 | 0 | 0 | 0
ST | 0 | 0 | 0 | 0 | 0 | 0
STOG | 0 | 0 | 0 | 0 | 0 | 0
STWD | 0 | 0 | 0 | 0 | 0 | 0
WT | 0 | 0 | 0 | 0 | 0 | 0
IGCC | 0 | 0 | 0 | 0 | 0 | 0
DemandResponse | 0 | 0 | 0 | 0 | 0 | 0
IGCC-CCS | 0 | 0 | 0 | 0 | 0 | 0
WT_off | 0 | 0 | 0 | 0 | 0 | 0
PseudoUnit | 0 | 0 | 0 | 0 | 0 | 0
FixedInterchange | 0 | 0 | 0 | 0 | 0 | 0
Emission Cost by Reporting Type: BC
ReportingType | 2015 | 2020 | 2025 | 2030 | 2035 | 2040
BM | 0 | 0 | 0 | 0 | 0 | 0
CC | 0 | 0 | 0 | 0 | 0 | 0
CSP | 0 | 0 | 0 | 0 | 0 | 0
CT | 0 | 0 | 0 | 0 | 0 | 0
Coal | 0 | 0 | 0 | 0 | 0 | 0
Geo | 0 | 0 | 0 | 0 | 0 | 0
H | 0 | 0 | 0 | 0 | 0 | 0
LFG | 0 | 0 | 0 | 0 | 0 | 0
Nuc | 0 | 0 | 0 | 0 | 0 | 0
PS | 0 | 0 | 0 | 0 | 0 | 0
PV | 0 | 0 | 0 | 0 | 0 | 0
PeakG | 0 | 0 | 0 | 0 | 0 | 0
PeakO | 0 | 0 | 0 | 0 | 0 | 0
ST | 0 | 0 | 0 | 0 | 0 | 0
STOG | 0 | 0 | 0 | 0 | 0 | 0
STWD | 0 | 0 | 0 | 0 | 0 | 0
WT | 0 | 0 | 0 | 0 | 0 | 0
IGCC | 0 | 0 | 0 | 0 | 0 | 0
DemandResponse | 0 | 0 | 0 | 0 | 0 | 0
IGCC-CCS | 0 | 0 | 0 | 0 | 0 | 0
WT_off | 0 | 0 | 0 | 0 | 0 | 0
PseudoUnit | 0 | 0 | 0 | 0 | 0 | 0
FixedInterchange | 0 | 0 | 0 | 0 | 0 | 0
Emission Cost by Reporting Type: HQ_IESO
ReportingType | 2015 | 2020 | 2025 | 2030 | 2035 | 2040
BM | 0 | 0 | 0 | 0 | 0 | 0
CC | 0 | 0 | 0 | 0 | 0 | 0
CSP | 0 | 0 | 0 | 0 | 0 | 0
CT | 0 | 0 | 0 | 0 | 0 | 0
Coal | 0 | 0 | 0 | 0 | 0 | 0
Geo | 0 | 0 | 0 | 0 | 0 | 0
H | 0 | 0 | 0 | 0 | 0 | 0
LFG | 0 | 0 | 0 | 0 | 0 | 0
Nuc | 0 | 0 | 0 | 0 | 0 | 0
PS | 0 | 0 | 0 | 0 | 0 | 0
PV | 0 | 0 | 0 | 0 | 0 | 0
PeakG | 0 | 0 | 0 | 0 | 0 | 0
PeakO | 0 | 0 | 0 | 0 | 0 | 0
ST | 0 | 0 | 0 | 0 | 0 | 0
STOG | 0 | 0 | 0 | 0 | 0 | 0
STWD | 0 | 0 | 0 | 0 | 0 | 0
WT | 0 | 0 | 0 | 0 | 0 | 0
IGCC | 0 | 0 | 0 | 0 | 0 | 0
DemandResponse | 0 | 0 | 0 | 0 | 0 | 0
IGCC-CCS | 0 | 0 | 0 | 0 | 0 | 0
WT_off | 0 | 0 | 0 | 0 | 0 | 0
PseudoUnit | 0 | 0 | 0 | 0 | 0 | 0
FixedInterchange | 0 | 0 | 0 | 0 | 0 | 0
Emission Cost by Reporting Type: HQ_NEISO
ReportingType | 2015 | 2020 | 2025 | 2030 | 2035 | 2040
BM | 0 | 0 | 0 | 0 | 0 | 0
CC | 0 | 0 | 0 | 0 | 0 | 0
CSP | 0 | 0 | 0 | 0 | 0 | 0
CT | 0 | 0 | 0 | 0 | 0 | 0
Coal | 0 | 0 | 0 | 0 | 0 | 0
Geo | 0 | 0 | 0 | 0 | 0 | 0
H | 0 | 0 | 0 | 0 | 0 | 0
LFG | 0 | 0 | 0 | 0 | 0 | 0
Nuc | 0 | 0 | 0 | 0 | 0 | 0
PS | 0 | 0 | 0 | 0 | 0 | 0
PV | 0 | 0 | 0 | 0 | 0 | 0
PeakG | 0 | 0 | 0 | 0 | 0 | 0
PeakO | 0 | 0 | 0 | 0 | 0 | 0
ST | 0 | 0 | 0 | 0 | 0 | 0
STOG | 0 | 0 | 0 | 0 | 0 | 0
STWD | 0 | 0 | 0 | 0 | 0 | 0
WT | 0 | 0 | 0 | 0 | 0 | 0
IGCC | 0 | 0 | 0 | 0 | 0 | 0
DemandResponse | 0 | 0 | 0 | 0 | 0 | 0
IGCC-CCS | 0 | 0 | 0 | 0 | 0 | 0
WT_off | 0 | 0 | 0 | 0 | 0 | 0
PseudoUnit | 0 | 0 | 0 | 0 | 0 | 0
FixedInterchange | 0 | 0 | 0 | 0 | 0 | 0
Emission Cost by Reporting Type: HQ_NY
ReportingType | 2015 | 2020 | 2025 | 2030 | 2035 | 2040
BM | 0 | 0 | 0 | 0 | 0 | 0
CC | 0 | 0 | 0 | 0 | 0 | 0
CSP | 0 | 0 | 0 | 0 | 0 | 0
CT | 0 | 0 | 0 | 0 | 0 | 0
Coal | 0 | 0 | 0 | 0 | 0 | 0
Geo | 0 | 0 | 0 | 0 | 0 | 0
H | 0 | 0 | 0 | 0 | 0 | 0
LFG | 0 | 0 | 0 | 0 | 0 | 0
Nuc | 0 | 0 | 0 | 0 | 0 | 0
PS | 0 | 0 | 0 | 0 | 0 | 0
PV | 0 | 0 | 0 | 0 | 0 | 0
PeakG | 0 | 0 | 0 | 0 | 0 | 0
PeakO | 0 | 0 | 0 | 0 | 0 | 0
ST | 0 | 0 | 0 | 0 | 0 | 0
STOG | 0 | 0 | 0 | 0 | 0 | 0
STWD | 0 | 0 | 0 | 0 | 0 | 0
WT | 0 | 0 | 0 | 0 | 0 | 0
IGCC | 0 | 0 | 0 | 0 | 0 | 0
DemandResponse | 0 | 0 | 0 | 0 | 0 | 0
IGCC-CCS | 0 | 0 | 0 | 0 | 0 | 0
WT_off | 0 | 0 | 0 | 0 | 0 | 0
PseudoUnit | 0 | 0 | 0 | 0 | 0 | 0
FixedInterchange | 0 | 0 | 0 | 0 | 0 | 0
Emission Cost by Reporting Type: MARITIMES
ReportingType | 2015 | 2020 | 2025 | 2030 | 2035 | 2040
BM | 0 | 0 | 0 | 0 | 0 | 0
CC | 0 | 0 | 0 | 0 | 0 | 0
CSP | 0 | 0 | 0 | 0 | 0 | 0
CT | 0 | 0 | 0 | 0 | 0 | 0
Coal | 0 | 0 | 0 | 0 | 0 | 0
Geo | 0 | 0 | 0 | 0 | 0 | 0
H | 0 | 0 | 0 | 0 | 0 | 0
LFG | 0 | 0 | 0 | 0 | 0 | 0
Nuc | 0 | 0 | 0 | 0 | 0 | 0
PS | 0 | 0 | 0 | 0 | 0 | 0
PV | 0 | 0 | 0 | 0 | 0 | 0
PeakG | 0 | 0 | 0 | 0 | 0 | 0
PeakO | 0 | 0 | 0 | 0 | 0 | 0
ST | 0 | 0 | 0 | 0 | 0 | 0
STOG | 0 | 0 | 0 | 0 | 0 | 0
STWD | 0 | 0 | 0 | 0 | 0 | 0
WT | 0 | 0 | 0 | 0 | 0 | 0
IGCC | 0 | 0 | 0 | 0 | 0 | 0
DemandResponse | 0 | 0 | 0 | 0 | 0 | 0
IGCC-CCS | 0 | 0 | 0 | 0 | 0 | 0
WT_off | 0 | 0 | 0 | 0 | 0 | 0
PseudoUnit | 0 | 0 | 0 | 0 | 0 | 0
FixedInterchange | 0 | 0 | 0 | 0 | 0 | 0
Emission Cost by Reporting Type: All
ReportingType | 2015 | 2020 | 2025 | 2030 | 2035 | 2040
BM | 0 | 0 | 0 | 0 | 0 | 0
CC | 562.41 | 414.17 | 650.48 | 594.73 | 573.75 | 472.59
CSP | 0 | 0 | 0 | 0 | 0 | 0
CT | 0 | 0 | 0 | 0 | 0 | 0
Coal | 20.1 | 25.66 | 0 | 0 | 0 | 0
Geo | 0 | 0 | 0 | 0 | 0 | 0
H | 0 | 0 | 0 | 0 | 0 | 0
LFG | 0 | 0 | 0 | 0 | 0 | 0
Nuc | 0 | 0 | 0 | 0 | 0 | 0
PS | 0 | 0 | 0 | 0 | 0 | 0
PV | 0 | 0 | 0 | 0 | 0 | 0
PeakG | 0 | 0 | 0 | 0 | 0 | 0.85
PeakO | 0 | 0 | 0 | 0 | 0 | 0
ST | 0 | 0 | 0 | 0 | 0 | 0
STOG | 3.65 | 4.22 | 4.46 | 9.87 | 16.38 | 31.61
STWD | 0 | 0 | 0 | 0 | 0 | 0
WT | 0 | 0 | 0 | 0 | 0 | 0
IGCC | 0 | 0 | 0 | 0 | 0 | 0
DemandResponse | 0 | 0 | 0 | 0 | 0 | 0
IGCC-CCS | 0 | 0 | 0 | 0 | 0 | 0
WT_off | 0 | 0 | 0 | 0 | 0 | 0
PseudoUnit | 0 | 0 | 0 | 0 | 0 | 0
FixedInterchange | 0 | 0 | 0 | 0 | 0 | 0
Emission Cost by Reporting Type: EI_US
ReportingType | 2015 | 2020 | 2025 | 2030 | 2035 | 2040
BM | 0 | 0 | 0 | 0 | 0 | 0
CC | 0 | 0 | 0 | 0 | 0 | 0
CSP | 0 | 0 | 0 | 0 | 0 | 0
CT | 0 | 0 | 0 | 0 | 0 | 0
Coal | 0 | 0 | 0 | 0 | 0 | 0
Geo | 0 | 0 | 0 | 0 | 0 | 0
H | 0 | 0 | 0 | 0 | 0 | 0
LFG | 0 | 0 | 0 | 0 | 0 | 0
Nuc | 0 | 0 | 0 | 0 | 0 | 0
PS | 0 | 0 | 0 | 0 | 0 | 0
PV | 0 | 0 | 0 | 0 | 0 | 0
PeakG | 0 | 0 | 0 | 0 | 0 | 0
PeakO | 0 | 0 | 0 | 0 | 0 | 0
ST | 0 | 0 | 0 | 0 | 0 | 0
STOG | 0 | 0 | 0 | 0 | 0 | 0
STWD | 0 | 0 | 0 | 0 | 0 | 0
WT | 0 | 0 | 0 | 0 | 0 | 0
IGCC | 0 | 0 | 0 | 0 | 0 | 0
DemandResponse | 0 | 0 | 0 | 0 | 0 | 0
IGCC-CCS | 0 | 0 | 0 | 0 | 0 | 0
WT_off | 0 | 0 | 0 | 0 | 0 | 0
PseudoUnit | 0 | 0 | 0 | 0 | 0 | 0
FixedInterchange | 0 | 0 | 0 | 0 | 0 | 0
Emission Cost by Reporting Type: EI_Canada
ReportingType | 2015 | 2020 | 2025 | 2030 | 2035 | 2040
BM | 0 | 0 | 0 | 0 | 0 | 0
CC | 0 | 0 | 0 | 0 | 0 | 0
CSP | 0 | 0 | 0 | 0 | 0 | 0
CT | 0 | 0 | 0 | 0 | 0 | 0
Coal | 0 | 0 | 0 | 0 | 0 | 0
Geo | 0 | 0 | 0 | 0 | 0 | 0
H | 0 | 0 | 0 | 0 | 0 | 0
LFG | 0 | 0 | 0 | 0 | 0 | 0
Nuc | 0 | 0 | 0 | 0 | 0 | 0
PS | 0 | 0 | 0 | 0 | 0 | 0
PV | 0 | 0 | 0 | 0 | 0 | 0
PeakG | 0 | 0 | 0 | 0 | 0 | 0
PeakO | 0 | 0 | 0 | 0 | 0 | 0
ST | 0 | 0 | 0 | 0 | 0 | 0
STOG | 0 | 0 | 0 | 0 | 0 | 0
STWD | 0 | 0 | 0 | 0 | 0 | 0
WT | 0 | 0 | 0 | 0 | 0 | 0
IGCC | 0 | 0 | 0 | 0 | 0 | 0
DemandResponse | 0 | 0 | 0 | 0 | 0 | 0
IGCC-CCS | 0 | 0 | 0 | 0 | 0 | 0
WT_off | 0 | 0 | 0 | 0 | 0 | 0
PseudoUnit | 0 | 0 | 0 | 0 | 0 | 0
FixedInterchange | 0 | 0 | 0 | 0 | 0 | 0
Emission Cost by Reporting Type: EI
ReportingType | 2015 | 2020 | 2025 | 2030 | 2035 | 2040
BM | 0 | 0 | 0 | 0 | 0 | 0
CC | 0 | 0 | 0 | 0 | 0 | 0
CSP | 0 | 0 | 0 | 0 | 0 | 0
CT | 0 | 0 | 0 | 0 | 0 | 0
Coal | 0 | 0 | 0 | 0 | 0 | 0
Geo | 0 | 0 | 0 | 0 | 0 | 0
H | 0 | 0 | 0 | 0 | 0 | 0
LFG | 0 | 0 | 0 | 0 | 0 | 0
Nuc | 0 | 0 | 0 | 0 | 0 | 0
PS | 0 | 0 | 0 | 0 | 0 | 0
PV | 0 | 0 | 0 | 0 | 0 | 0
PeakG | 0 | 0 | 0 | 0 | 0 | 0
PeakO | 0 | 0 | 0 | 0 | 0 | 0
ST | 0 | 0 | 0 | 0 | 0 | 0
STOG | 0 | 0 | 0 | 0 | 0 | 0
STWD | 0 | 0 | 0 | 0 | 0 | 0
WT | 0 | 0 | 0 | 0 | 0 | 0
IGCC | 0 | 0 | 0 | 0 | 0 | 0
DemandResponse | 0 | 0 | 0 | 0 | 0 | 0
IGCC-CCS | 0 | 0 | 0 | 0 | 0 | 0
WT_off | 0 | 0 | 0 | 0 | 0 | 0
PseudoUnit | 0 | 0 | 0 | 0 | 0 | 0
FixedInterchange | 0 | 0 | 0 | 0 | 0 | 0
Emission Cost by Reporting Type: Outside_EI
ReportingType | 2015 | 2020 | 2025 | 2030 | 2035 | 2040
BM | 0 | 0 | 0 | 0 | 0 | 0
CC | 562.41 | 414.17 | 650.48 | 594.73 | 573.75 | 472.59
CSP | 0 | 0 | 0 | 0 | 0 | 0
CT | 0 | 0 | 0 | 0 | 0 | 0
Coal | 20.1 | 25.66 | 0 | 0 | 0 | 0
Geo | 0 | 0 | 0 | 0 | 0 | 0
H | 0 | 0 | 0 | 0 | 0 | 0
LFG | 0 | 0 | 0 | 0 | 0 | 0
Nuc | 0 | 0 | 0 | 0 | 0 | 0
PS | 0 | 0 | 0 | 0 | 0 | 0
PV | 0 | 0 | 0 | 0 | 0 | 0
PeakG | 0 | 0 | 0 | 0 | 0 | 0.85
PeakO | 0 | 0 | 0 | 0 | 0 | 0
ST | 0 | 0 | 0 | 0 | 0 | 0
STOG | 3.65 | 4.22 | 4.46 | 9.87 | 16.38 | 31.61
STWD | 0 | 0 | 0 | 0 | 0 | 0
WT | 0 | 0 | 0 | 0 | 0 | 0
IGCC | 0 | 0 | 0 | 0 | 0 | 0
DemandResponse | 0 | 0 | 0 | 0 | 0 | 0
IGCC-CCS | 0 | 0 | 0 | 0 | 0 | 0
WT_off | 0 | 0 | 0 | 0 | 0 | 0
PseudoUnit | 0 | 0 | 0 | 0 | 0 | 0
FixedInterchange | 0 | 0 | 0 | 0 | 0 | 0
==== Emission Program: RGGI : (CO2) ====
Emission Cost by Reporting Type: Entergy
ReportingType | 2015 | 2020 | 2025 | 2030 | 2035 | 2040
BM | 0 | 0 | 0 | 0 | 0 | 0
CC | 0 | 0 | 0 | 0 | 0 | 0
CSP | 0 | 0 | 0 | 0 | 0 | 0
CT | 0 | 0 | 0 | 0 | 0 | 0
Coal | 0 | 0 | 0 | 0 | 0 | 0
Geo | 0 | 0 | 0 | 0 | 0 | 0
H | 0 | 0 | 0 | 0 | 0 | 0
LFG | 0 | 0 | 0 | 0 | 0 | 0
Nuc | 0 | 0 | 0 | 0 | 0 | 0
PS | 0 | 0 | 0 | 0 | 0 | 0
PV | 0 | 0 | 0 | 0 | 0 | 0
PeakG | 0 | 0 | 0 | 0 | 0 | 0
PeakO | 0 | 0 | 0 | 0 | 0 | 0
ST | 0 | 0 | 0 | 0 | 0 | 0
STOG | 0 | 0 | 0 | 0 | 0 | 0
STWD | 0 | 0 | 0 | 0 | 0 | 0
WT | 0 | 0 | 0 | 0 | 0 | 0
IGCC | 0 | 0 | 0 | 0 | 0 | 0
DemandResponse | 0 | 0 | 0 | 0 | 0 | 0
IGCC-CCS | 0 | 0 | 0 | 0 | 0 | 0
WT_off | 0 | 0 | 0 | 0 | 0 | 0
PseudoUnit | 0 | 0 | 0 | 0 | 0 | 0
FixedInterchange | 0 | 0 | 0 | 0 | 0 | 0
Emission Cost by Reporting Type: FRCC
ReportingType | 2015 | 2020 | 2025 | 2030 | 2035 | 2040
BM | 0 | 0 | 0 | 0 | 0 | 0
CC | 0 | 0 | 0 | 0 | 0 | 0
CSP | 0 | 0 | 0 | 0 | 0 | 0
CT | 0 | 0 | 0 | 0 | 0 | 0
Coal | 0 | 0 | 0 | 0 | 0 | 0
Geo | 0 | 0 | 0 | 0 | 0 | 0
H | 0 | 0 | 0 | 0 | 0 | 0
LFG | 0 | 0 | 0 | 0 | 0 | 0
Nuc | 0 | 0 | 0 | 0 | 0 | 0
PS | 0 | 0 | 0 | 0 | 0 | 0
PV | 0 | 0 | 0 | 0 | 0 | 0
PeakG | 0 | 0 | 0 | 0 | 0 | 0
PeakO | 0 | 0 | 0 | 0 | 0 | 0
ST | 0 | 0 | 0 | 0 | 0 | 0
STOG | 0 | 0 | 0 | 0 | 0 | 0
STWD | 0 | 0 | 0 | 0 | 0 | 0
WT | 0 | 0 | 0 | 0 | 0 | 0
IGCC | 0 | 0 | 0 | 0 | 0 | 0
DemandResponse | 0 | 0 | 0 | 0 | 0 | 0
IGCC-CCS | 0 | 0 | 0 | 0 | 0 | 0
WT_off | 0 | 0 | 0 | 0 | 0 | 0
PseudoUnit | 0 | 0 | 0 | 0 | 0 | 0
FixedInterchange | 0 | 0 | 0 | 0 | 0 | 0
Emission Cost by Reporting Type: MAPP_US
ReportingType | 2015 | 2020 | 2025 | 2030 | 2035 | 2040
BM | 0 | 0 | 0 | 0 | 0 | 0
CC | 0 | 0 | 0 | 0 | 0 | 0
CSP | 0 | 0 | 0 | 0 | 0 | 0
CT | 0 | 0 | 0 | 0 | 0 | 0
Coal | 0 | 0 | 0 | 0 | 0 | 0
Geo | 0 | 0 | 0 | 0 | 0 | 0
H | 0 | 0 | 0 | 0 | 0 | 0
LFG | 0 | 0 | 0 | 0 | 0 | 0
Nuc | 0 | 0 | 0 | 0 | 0 | 0
PS | 0 | 0 | 0 | 0 | 0 | 0
PV | 0 | 0 | 0 | 0 | 0 | 0
PeakG | 0 | 0 | 0 | 0 | 0 | 0
PeakO | 0 | 0 | 0 | 0 | 0 | 0
ST | 0 | 0 | 0 | 0 | 0 | 0
STOG | 0 | 0 | 0 | 0 | 0 | 0
STWD | 0 | 0 | 0 | 0 | 0 | 0
WT | 0 | 0 | 0 | 0 | 0 | 0
IGCC | 0 | 0 | 0 | 0 | 0 | 0
DemandResponse | 0 | 0 | 0 | 0 | 0 | 0
IGCC-CCS | 0 | 0 | 0 | 0 | 0 | 0
WT_off | 0 | 0 | 0 | 0 | 0 | 0
PseudoUnit | 0 | 0 | 0 | 0 | 0 | 0
FixedInterchange | 0 | 0 | 0 | 0 | 0 | 0
Emission Cost by Reporting Type: MISO_IN
ReportingType | 2015 | 2020 | 2025 | 2030 | 2035 | 2040
BM | 0 | 0 | 0 | 0 | 0 | 0
CC | 0 | 0 | 0 | 0 | 0 | 0
CSP | 0 | 0 | 0 | 0 | 0 | 0
CT | 0 | 0 | 0 | 0 | 0 | 0
Coal | 0 | 0 | 0 | 0 | 0 | 0
Geo | 0 | 0 | 0 | 0 | 0 | 0
H | 0 | 0 | 0 | 0 | 0 | 0
LFG | 0 | 0 | 0 | 0 | 0 | 0
Nuc | 0 | 0 | 0 | 0 | 0 | 0
PS | 0 | 0 | 0 | 0 | 0 | 0
PV | 0 | 0 | 0 | 0 | 0 | 0
PeakG | 0 | 0 | 0 | 0 | 0 | 0
PeakO | 0 | 0 | 0 | 0 | 0 | 0
ST | 0 | 0 | 0 | 0 | 0 | 0
STOG | 0 | 0 | 0 | 0 | 0 | 0
STWD | 0 | 0 | 0 | 0 | 0 | 0
WT | 0 | 0 | 0 | 0 | 0 | 0
IGCC | 0 | 0 | 0 | 0 | 0 | 0
DemandResponse | 0 | 0 | 0 | 0 | 0 | 0
IGCC-CCS | 0 | 0 | 0 | 0 | 0 | 0
WT_off | 0 | 0 | 0 | 0 | 0 | 0
PseudoUnit | 0 | 0 | 0 | 0 | 0 | 0
FixedInterchange | 0 | 0 | 0 | 0 | 0 | 0
Emission Cost by Reporting Type: MISO_MI
ReportingType | 2015 | 2020 | 2025 | 2030 | 2035 | 2040
BM | 0 | 0 | 0 | 0 | 0 | 0
CC | 0 | 0 | 0 | 0 | 0 | 0
CSP | 0 | 0 | 0 | 0 | 0 | 0
CT | 0 | 0 | 0 | 0 | 0 | 0
Coal | 0 | 0 | 0 | 0 | 0 | 0
Geo | 0 | 0 | 0 | 0 | 0 | 0
H | 0 | 0 | 0 | 0 | 0 | 0
LFG | 0 | 0 | 0 | 0 | 0 | 0
Nuc | 0 | 0 | 0 | 0 | 0 | 0
PS | 0 | 0 | 0 | 0 | 0 | 0
PV | 0 | 0 | 0 | 0 | 0 | 0
PeakG | 0 | 0 | 0 | 0 | 0 | 0
PeakO | 0 | 0 | 0 | 0 | 0 | 0
ST | 0 | 0 | 0 | 0 | 0 | 0
STOG | 0 | 0 | 0 | 0 | 0 | 0
STWD | 0 | 0 | 0 | 0 | 0 | 0
WT | 0 | 0 | 0 | 0 | 0 | 0
IGCC | 0 | 0 | 0 | 0 | 0 | 0
DemandResponse | 0 | 0 | 0 | 0 | 0 | 0
IGCC-CCS | 0 | 0 | 0 | 0 | 0 | 0
WT_off | 0 | 0 | 0 | 0 | 0 | 0
PseudoUnit | 0 | 0 | 0 | 0 | 0 | 0
FixedInterchange | 0 | 0 | 0 | 0 | 0 | 0
Emission Cost by Reporting Type: MISO_MO-IL
ReportingType | 2015 | 2020 | 2025 | 2030 | 2035 | 2040
BM | 0 | 0 | 0 | 0 | 0 | 0
CC | 0 | 0 | 0 | 0 | 0 | 0
CSP | 0 | 0 | 0 | 0 | 0 | 0
CT | 0 | 0 | 0 | 0 | 0 | 0
Coal | 0 | 0 | 0 | 0 | 0 | 0
Geo | 0 | 0 | 0 | 0 | 0 | 0
H | 0 | 0 | 0 | 0 | 0 | 0
LFG | 0 | 0 | 0 | 0 | 0 | 0
Nuc | 0 | 0 | 0 | 0 | 0 | 0
PS | 0 | 0 | 0 | 0 | 0 | 0
PV | 0 | 0 | 0 | 0 | 0 | 0
PeakG | 0 | 0 | 0 | 0 | 0 | 0
PeakO | 0 | 0 | 0 | 0 | 0 | 0
ST | 0 | 0 | 0 | 0 | 0 | 0
STOG | 0 | 0 | 0 | 0 | 0 | 0
STWD | 0 | 0 | 0 | 0 | 0 | 0
WT | 0 | 0 | 0 | 0 | 0 | 0
IGCC | 0 | 0 | 0 | 0 | 0 | 0
DemandResponse | 0 | 0 | 0 | 0 | 0 | 0
IGCC-CCS | 0 | 0 | 0 | 0 | 0 | 0
WT_off | 0 | 0 | 0 | 0 | 0 | 0
PseudoUnit | 0 | 0 | 0 | 0 | 0 | 0
FixedInterchange | 0 | 0 | 0 | 0 | 0 | 0
Emission Cost by Reporting Type: MISO_W
ReportingType | 2015 | 2020 | 2025 | 2030 | 2035 | 2040
BM | 0 | 0 | 0 | 0 | 0 | 0
CC | 0 | 0 | 0 | 0 | 0 | 0
CSP | 0 | 0 | 0 | 0 | 0 | 0
CT | 0 | 0 | 0 | 0 | 0 | 0
Coal | 0 | 0 | 0 | 0 | 0 | 0
Geo | 0 | 0 | 0 | 0 | 0 | 0
H | 0 | 0 | 0 | 0 | 0 | 0
LFG | 0 | 0 | 0 | 0 | 0 | 0
Nuc | 0 | 0 | 0 | 0 | 0 | 0
PS | 0 | 0 | 0 | 0 | 0 | 0
PV | 0 | 0 | 0 | 0 | 0 | 0
PeakG | 0 | 0 | 0 | 0 | 0 | 0
PeakO | 0 | 0 | 0 | 0 | 0 | 0
ST | 0 | 0 | 0 | 0 | 0 | 0
STOG | 0 | 0 | 0 | 0 | 0 | 0
STWD | 0 | 0 | 0 | 0 | 0 | 0
WT | 0 | 0 | 0 | 0 | 0 | 0
IGCC | 0 | 0 | 0 | 0 | 0 | 0
DemandResponse | 0 | 0 | 0 | 0 | 0 | 0
IGCC-CCS | 0 | 0 | 0 | 0 | 0 | 0
WT_off | 0 | 0 | 0 | 0 | 0 | 0
PseudoUnit | 0 | 0 | 0 | 0 | 0 | 0
FixedInterchange | 0 | 0 | 0 | 0 | 0 | 0
Emission Cost by Reporting Type: MISO_WUMS
ReportingType | 2015 | 2020 | 2025 | 2030 | 2035 | 2040
BM | 0 | 0 | 0 | 0 | 0 | 0
CC | 0 | 0 | 0 | 0 | 0 | 0
CSP | 0 | 0 | 0 | 0 | 0 | 0
CT | 0 | 0 | 0 | 0 | 0 | 0
Coal | 0 | 0 | 0 | 0 | 0 | 0
Geo | 0 | 0 | 0 | 0 | 0 | 0
H | 0 | 0 | 0 | 0 | 0 | 0
LFG | 0 | 0 | 0 | 0 | 0 | 0
Nuc | 0 | 0 | 0 | 0 | 0 | 0
PS | 0 | 0 | 0 | 0 | 0 | 0
PV | 0 | 0 | 0 | 0 | 0 | 0
PeakG | 0 | 0 | 0 | 0 | 0 | 0
PeakO | 0 | 0 | 0 | 0 | 0 | 0
ST | 0 | 0 | 0 | 0 | 0 | 0
STOG | 0 | 0 | 0 | 0 | 0 | 0
STWD | 0 | 0 | 0 | 0 | 0 | 0
WT | 0 | 0 | 0 | 0 | 0 | 0
IGCC | 0 | 0 | 0 | 0 | 0 | 0
DemandResponse | 0 | 0 | 0 | 0 | 0 | 0
IGCC-CCS | 0 | 0 | 0 | 0 | 0 | 0
WT_off | 0 | 0 | 0 | 0 | 0 | 0
PseudoUnit | 0 | 0 | 0 | 0 | 0 | 0
FixedInterchange | 0 | 0 | 0 | 0 | 0 | 0
Emission Cost by Reporting Type: Nebraska
ReportingType | 2015 | 2020 | 2025 | 2030 | 2035 | 2040
BM | 0 | 0 | 0 | 0 | 0 | 0
CC | 0 | 0 | 0 | 0 | 0 | 0
CSP | 0 | 0 | 0 | 0 | 0 | 0
CT | 0 | 0 | 0 | 0 | 0 | 0
Coal | 0 | 0 | 0 | 0 | 0 | 0
Geo | 0 | 0 | 0 | 0 | 0 | 0
H | 0 | 0 | 0 | 0 | 0 | 0
LFG | 0 | 0 | 0 | 0 | 0 | 0
Nuc | 0 | 0 | 0 | 0 | 0 | 0
PS | 0 | 0 | 0 | 0 | 0 | 0
PV | 0 | 0 | 0 | 0 | 0 | 0
PeakG | 0 | 0 | 0 | 0 | 0 | 0
PeakO | 0 | 0 | 0 | 0 | 0 | 0
ST | 0 | 0 | 0 | 0 | 0 | 0
STOG | 0 | 0 | 0 | 0 | 0 | 0
STWD | 0 | 0 | 0 | 0 | 0 | 0
WT | 0 | 0 | 0 | 0 | 0 | 0
IGCC | 0 | 0 | 0 | 0 | 0 | 0
DemandResponse | 0 | 0 | 0 | 0 | 0 | 0
IGCC-CCS | 0 | 0 | 0 | 0 | 0 | 0
WT_off | 0 | 0 | 0 | 0 | 0 | 0
PseudoUnit | 0 | 0 | 0 | 0 | 0 | 0
FixedInterchange | 0 | 0 | 0 | 0 | 0 | 0
Emission Cost by Reporting Type: NEISO
ReportingType | 2015 | 2020 | 2025 | 2030 | 2035 | 2040
BM | 0 | 0 | 0 | 0 | 0 | 0
CC | 34.75 | 27.34 | 27.68 | 29.96 | 39.07 | 44.3
CSP | 0 | 0 | 0 | 0 | 0 | 0
CT | 0 | 0.01 | 0.01 | 0.01 | 0.04 | 0.08
Coal | 0.07 | 0 | 0 | 0 | 0 | 0
Geo | 0 | 0 | 0 | 0 | 0 | 0
H | 0 | 0 | 0 | 0 | 0 | 0
LFG | 0 | 0 | 0 | 0 | 0 | 0
Nuc | 0 | 0 | 0 | 0 | 0 | 0
PS | 0 | 0 | 0 | 0 | 0 | 0
PV | 0 | 0 | 0 | 0 | 0 | 0
PeakG | 0.03 | 0.04 | 0.04 | 0.04 | 0.12 | 0.12
PeakO | 0 | 0 | 0 | 0 | 0 | 0
ST | 0 | 0 | 0 | 0 | 0 | 0
STOG | 0 | 0 | 0 | 0 | 0 | 0
STWD | 0 | 0 | 0 | 0 | 0 | 0
WT | 0 | 0 | 0 | 0 | 0 | 0
IGCC | 0 | 0 | 0 | 0 | 0 | 0
DemandResponse | 0 | 0 | 0 | 0 | 0 | 0
IGCC-CCS | 0 | 0 | 0 | 0 | 0 | 0
WT_off | 0 | 0 | 0 | 0 | 0 | 0
PseudoUnit | 0 | 0 | 0 | 0 | 0 | 0
FixedInterchange | 0 | 0 | 0 | 0 | 0 | 0
Emission Cost by Reporting Type: NonRTO_Midwest
ReportingType | 2015 | 2020 | 2025 | 2030 | 2035 | 2040
BM | 0 | 0 | 0 | 0 | 0 | 0
CC | 0 | 0 | 0 | 0 | 0 | 0
CSP | 0 | 0 | 0 | 0 | 0 | 0
CT | 0 | 0 | 0 | 0 | 0 | 0
Coal | 0 | 0 | 0 | 0 | 0 | 0
Geo | 0 | 0 | 0 | 0 | 0 | 0
H | 0 | 0 | 0 | 0 | 0 | 0
LFG | 0 | 0 | 0 | 0 | 0 | 0
Nuc | 0 | 0 | 0 | 0 | 0 | 0
PS | 0 | 0 | 0 | 0 | 0 | 0
PV | 0 | 0 | 0 | 0 | 0 | 0
PeakG | 0 | 0 | 0 | 0 | 0 | 0
PeakO | 0 | 0 | 0 | 0 | 0 | 0
ST | 0 | 0 | 0 | 0 | 0 | 0
STOG | 0 | 0 | 0 | 0 | 0 | 0
STWD | 0 | 0 | 0 | 0 | 0 | 0
WT | 0 | 0 | 0 | 0 | 0 | 0
IGCC | 0 | 0 | 0 | 0 | 0 | 0
DemandResponse | 0 | 0 | 0 | 0 | 0 | 0
IGCC-CCS | 0 | 0 | 0 | 0 | 0 | 0
WT_off | 0 | 0 | 0 | 0 | 0 | 0
PseudoUnit | 0 | 0 | 0 | 0 | 0 | 0
FixedInterchange | 0 | 0 | 0 | 0 | 0 | 0
Emission Cost by Reporting Type: NYISO_A-F
ReportingType | 2015 | 2020 | 2025 | 2030 | 2035 | 2040
BM | 0 | 0 | 0 | 0 | 0 | 0
CC | 5.25 | 6.96 | 8.76 | 9.69 | 11.33 | 11.01
CSP | 0 | 0 | 0 | 0 | 0 | 0
CT | 0 | 0 | 0 | 0 | 0 | 0
Coal | 0 | 0 | 0 | 0 | 0 | 0
Geo | 0 | 0 | 0 | 0 | 0 | 0
H | 0 | 0 | 0 | 0 | 0 | 0
LFG | 0 | 0 | 0 | 0 | 0 | 0
Nuc | 0 | 0 | 0 | 0 | 0 | 0
PS | 0 | 0 | 0 | 0 | 0 | 0
PV | 0 | 0 | 0 | 0 | 0 | 0
PeakG | 0 | 0 | 0.01 | 0.01 | 0.01 | 0.01
PeakO | 0 | 0 | 0 | 0 | 0 | 0
ST | 0 | 0 | 0 | 0 | 0 | 0
STOG | 0 | 0 | 0 | 0 | 0 | 0
STWD | 0 | 0 | 0 | 0 | 0 | 0
WT | 0 | 0 | 0 | 0 | 0 | 0
IGCC | 0 | 0 | 0 | 0 | 0 | 0
DemandResponse | 0 | 0 | 0 | 0 | 0 | 0
IGCC-CCS | 0 | 0 | 0 | 0 | 0 | 0
WT_off | 0 | 0 | 0 | 0 | 0 | 0
PseudoUnit | 0 | 0 | 0 | 0 | 0 | 0
FixedInterchange | 0 | 0 | 0 | 0 | 0 | 0
Emission Cost by Reporting Type: NYISO_G-I
ReportingType | 2015 | 2020 | 2025 | 2030 | 2035 | 2040
BM | 0 | 0 | 0 | 0 | 0 | 0
CC | 5.37 | 6.79 | 10.27 | 13.4 | 28.65 | 44.64
CSP | 0 | 0 | 0 | 0 | 0 | 0
CT | 0 | 0 | 0 | 0 | 0 | 0
Coal | 0 | 0 | 0 | 0 | 0 | 0
Geo | 0 | 0 | 0 | 0 | 0 | 0
H | 0 | 0 | 0 | 0 | 0 | 0
LFG | 0 | 0 | 0 | 0 | 0 | 0
Nuc | 0 | 0 | 0 | 0 | 0 | 0
PS | 0 | 0 | 0 | 0 | 0 | 0
PV | 0 | 0 | 0 | 0 | 0 | 0
PeakG | 0 | 0 | 0 | 0 | 0 | 0
PeakO | 0 | 0 | 0 | 0 | 0 | 0
ST | 0 | 0 | 0 | 0 | 0 | 0
STOG | 0 | 0 | 0 | 0 | 0 | 0
STWD | 0 | 0 | 0 | 0 | 0 | 0
WT | 0 | 0 | 0 | 0 | 0 | 0
IGCC | 0 | 0 | 0 | 0 | 0 | 0
DemandResponse | 0 | 0 | 0 | 0 | 0 | 0
IGCC-CCS | 0 | 0 | 0 | 0 | 0 | 0
WT_off | 0 | 0 | 0 | 0 | 0 | 0
PseudoUnit | 0 | 0 | 0 | 0 | 0 | 0
FixedInterchange | 0 | 0 | 0 | 0 | 0 | 0
Emission Cost by Reporting Type: NYISO_J-K
ReportingType | 2015 | 2020 | 2025 | 2030 | 2035 | 2040
BM | 0 | 0 | 0 | 0 | 0 | 0
CC | 19 | 24.4 | 24.4 | 23.63 | 24.47 | 24.83
CSP | 0 | 0 | 0 | 0 | 0 | 0
CT | 0 | 0 | 0.01 | 0.06 | 0.12 | 0.25
Coal | 0 | 0 | 0 | 0 | 0 | 0
Geo | 0 | 0 | 0 | 0 | 0 | 0
H | 0 | 0 | 0 | 0 | 0 | 0
LFG | 0 | 0 | 0 | 0 | 0 | 0
Nuc | 0 | 0 | 0 | 0 | 0 | 0
PS | 0 | 0 | 0 | 0 | 0 | 0
PV | 0 | 0 | 0 | 0 | 0 | 0
PeakG | 0.05 | 0.16 | 0.17 | 0.2 | 0.24 | 0.32
PeakO | 0 | 0 | 0 | 0 | 0 | 0
ST | 0 | 0 | 0 | 0 | 0 | 0
STOG | 1.32 | 2.48 | 2.8 | 3.01 | 3.68 | 4.59
STWD | 0 | 0 | 0 | 0 | 0 | 0
WT | 0 | 0 | 0 | 0 | 0 | 0
IGCC | 0 | 0 | 0 | 0 | 0 | 0
DemandResponse | 0 | 0 | 0 | 0 | 0 | 0
IGCC-CCS | 0 | 0 | 0 | 0 | 0 | 0
WT_off | 0 | 0 | 0 | 0 | 0 | 0
PseudoUnit | 0 | 0 | 0 | 0 | 0 | 0
FixedInterchange | 0 | 0 | 0 | 0 | 0 | 0
Emission Cost by Reporting Type: PJM_E
ReportingType | 2015 | 2020 | 2025 | 2030 | 2035 | 2040
BM | 0 | 0 | 0 | 0 | 0 | 0
CC | 18.33 | 29.37 | 35.32 | 31.46 | 37.23 | 41.74
CSP | 0 | 0 | 0 | 0 | 0 | 0
CT | 0 | 0 | 0 | 0.01 | 0.08 | 0.19
Coal | 0.55 | 0.23 | 0.37 | 0.37 | 0.37 | 0.37
Geo | 0 | 0 | 0 | 0 | 0 | 0
H | 0 | 0 | 0 | 0 | 0 | 0
LFG | 0 | 0 | 0 | 0 | 0 | 0
Nuc | 0 | 0 | 0 | 0 | 0 | 0
PS | 0 | 0 | 0 | 0 | 0 | 0
PV | 0 | 0 | 0 | 0 | 0 | 0
PeakG | 0 | 0.1 | 0.58 | 0.58 | 0.6 | 0.51
PeakO | 0 | 0 | 0 | 0 | 0 | 0
ST | 0 | 0 | 0 | 0 | 0 | 0
STOG | 0.11 | 0.63 | 1.2 | 1.05 | 1.24 | 1.18
STWD | 0 | 0 | 0 | 0 | 0 | 0
WT | 0 | 0 | 0 | 0 | 0 | 0
IGCC | 0 | 0 | 0 | 0 | 0 | 0
DemandResponse | 0 | 0 | 0 | 0 | 0 | 0
IGCC-CCS | 0 | 0 | 0 | 0 | 0 | 0
WT_off | 0 | 0 | 0 | 0 | 0 | 0
PseudoUnit | 0 | 0 | 0 | 0 | 0 | 0
FixedInterchange | 0 | 0 | 0 | 0 | 0 | 0
Emission Cost by Reporting Type: PJM_ROM
ReportingType | 2015 | 2020 | 2025 | 2030 | 2035 | 2040
BM | 0 | 0 | 0 | 0 | 0 | 0
CC | 0.08 | 0.18 | 0.18 | 0.18 | 0.2 | 0.2
CSP | 0 | 0 | 0 | 0 | 0 | 0
CT | 0 | 0 | 0 | 0 | 0 | 0
Coal | 15.92 | 16.35 | 28.35 | 30.25 | 30.25 | 30.25
Geo | 0 | 0 | 0 | 0 | 0 | 0
H | 0 | 0 | 0 | 0 | 0 | 0
LFG | 0 | 0 | 0 | 0 | 0 | 0
Nuc | 0 | 0 | 0 | 0 | 0 | 0
PS | 0 | 0 | 0 | 0 | 0 | 0
PV | 0 | 0 | 0 | 0 | 0 | 0
PeakG | 0 | 0.06 | 0.06 | 0.06 | 0.37 | 0.2
PeakO | 0 | 0 | 0 | 0 | 0 | 0
ST | 0 | 0 | 0 | 0 | 0 | 0
STOG | 0 | 0 | 0 | 0 | 0 | 0
STWD | 0 | 0 | 0 | 0 | 0 | 0
WT | 0 | 0 | 0 | 0 | 0 | 0
IGCC | 0 | 0 | 0 | 0 | 0 | 0
DemandResponse | 0 | 0 | 0 | 0 | 0 | 0
IGCC-CCS | 0 | 0 | 0 | 0 | 0 | 0
WT_off | 0 | 0 | 0 | 0 | 0 | 0
PseudoUnit | 0 | 0 | 0 | 0 | 0 | 0
FixedInterchange | 0 | 0 | 0 | 0 | 0 | 0
Emission Cost by Reporting Type: PJM_ROR
ReportingType | 2015 | 2020 | 2025 | 2030 | 2035 | 2040
BM | 0 | 0 | 0 | 0 | 0 | 0
CC | 0 | 0 | 0 | 0 | 0 | 0
CSP | 0 | 0 | 0 | 0 | 0 | 0
CT | 0 | 0 | 0 | 0 | 0 | 0
Coal | 0 | 0 | 0 | 0 | 0 | 0
Geo | 0 | 0 | 0 | 0 | 0 | 0
H | 0 | 0 | 0 | 0 | 0 | 0
LFG | 0 | 0 | 0 | 0 | 0 | 0
Nuc | 0 | 0 | 0 | 0 | 0 | 0
PS | 0 | 0 | 0 | 0 | 0 | 0
PV | 0 | 0 | 0 | 0 | 0 | 0
PeakG | 0 | 0 | 0 | 0 | 0 | 0
PeakO | 0 | 0 | 0 | 0 | 0 | 0
ST | 0 | 0 | 0 | 0 | 0 | 0
STOG | 0 | 0 | 0 | 0 | 0 | 0
STWD | 0 | 0 | 0 | 0 | 0 | 0
WT | 0 | 0 | 0 | 0 | 0 | 0
IGCC | 0 | 0 | 0 | 0 | 0 | 0
DemandResponse | 0 | 0 | 0 | 0 | 0 | 0
IGCC-CCS | 0 | 0 | 0 | 0 | 0 | 0
WT_off | 0 | 0 | 0 | 0 | 0 | 0
PseudoUnit | 0 | 0 | 0 | 0 | 0 | 0
FixedInterchange | 0 | 0 | 0 | 0 | 0 | 0
Emission Cost by Reporting Type: SOCO
ReportingType | 2015 | 2020 | 2025 | 2030 | 2035 | 2040
BM | 0 | 0 | 0 | 0 | 0 | 0
CC | 0 | 0 | 0 | 0 | 0 | 0
CSP | 0 | 0 | 0 | 0 | 0 | 0
CT | 0 | 0 | 0 | 0 | 0 | 0
Coal | 0 | 0 | 0 | 0 | 0 | 0
Geo | 0 | 0 | 0 | 0 | 0 | 0
H | 0 | 0 | 0 | 0 | 0 | 0
LFG | 0 | 0 | 0 | 0 | 0 | 0
Nuc | 0 | 0 | 0 | 0 | 0 | 0
PS | 0 | 0 | 0 | 0 | 0 | 0
PV | 0 | 0 | 0 | 0 | 0 | 0
PeakG | 0 | 0 | 0 | 0 | 0 | 0
PeakO | 0 | 0 | 0 | 0 | 0 | 0
ST | 0 | 0 | 0 | 0 | 0 | 0
STOG | 0 | 0 | 0 | 0 | 0 | 0
STWD | 0 | 0 | 0 | 0 | 0 | 0
WT | 0 | 0 | 0 | 0 | 0 | 0
IGCC | 0 | 0 | 0 | 0 | 0 | 0
DemandResponse | 0 | 0 | 0 | 0 | 0 | 0
IGCC-CCS | 0 | 0 | 0 | 0 | 0 | 0
WT_off | 0 | 0 | 0 | 0 | 0 | 0
PseudoUnit | 0 | 0 | 0 | 0 | 0 | 0
FixedInterchange | 0 | 0 | 0 | 0 | 0 | 0
Emission Cost by Reporting Type: SPP_N
ReportingType | 2015 | 2020 | 2025 | 2030 | 2035 | 2040
BM | 0 | 0 | 0 | 0 | 0 | 0
CC | 0 | 0 | 0 | 0 | 0 | 0
CSP | 0 | 0 | 0 | 0 | 0 | 0
CT | 0 | 0 | 0 | 0 | 0 | 0
Coal | 0 | 0 | 0 | 0 | 0 | 0
Geo | 0 | 0 | 0 | 0 | 0 | 0
H | 0 | 0 | 0 | 0 | 0 | 0
LFG | 0 | 0 | 0 | 0 | 0 | 0
Nuc | 0 | 0 | 0 | 0 | 0 | 0
PS | 0 | 0 | 0 | 0 | 0 | 0
PV | 0 | 0 | 0 | 0 | 0 | 0
PeakG | 0 | 0 | 0 | 0 | 0 | 0
PeakO | 0 | 0 | 0 | 0 | 0 | 0
ST | 0 | 0 | 0 | 0 | 0 | 0
STOG | 0 | 0 | 0 | 0 | 0 | 0
STWD | 0 | 0 | 0 | 0 | 0 | 0
WT | 0 | 0 | 0 | 0 | 0 | 0
IGCC | 0 | 0 | 0 | 0 | 0 | 0
DemandResponse | 0 | 0 | 0 | 0 | 0 | 0
IGCC-CCS | 0 | 0 | 0 | 0 | 0 | 0
WT_off | 0 | 0 | 0 | 0 | 0 | 0
PseudoUnit | 0 | 0 | 0 | 0 | 0 | 0
FixedInterchange | 0 | 0 | 0 | 0 | 0 | 0
Emission Cost by Reporting Type: SPP_S
ReportingType | 2015 | 2020 | 2025 | 2030 | 2035 | 2040
BM | 0 | 0 | 0 | 0 | 0 | 0
CC | 0 | 0 | 0 | 0 | 0 | 0
CSP | 0 | 0 | 0 | 0 | 0 | 0
CT | 0 | 0 | 0 | 0 | 0 | 0
Coal | 0 | 0 | 0 | 0 | 0 | 0
Geo | 0 | 0 | 0 | 0 | 0 | 0
H | 0 | 0 | 0 | 0 | 0 | 0
LFG | 0 | 0 | 0 | 0 | 0 | 0
Nuc | 0 | 0 | 0 | 0 | 0 | 0
PS | 0 | 0 | 0 | 0 | 0 | 0
PV | 0 | 0 | 0 | 0 | 0 | 0
PeakG | 0 | 0 | 0 | 0 | 0 | 0
PeakO | 0 | 0 | 0 | 0 | 0 | 0
ST | 0 | 0 | 0 | 0 | 0 | 0
STOG | 0 | 0 | 0 | 0 | 0 | 0
STWD | 0 | 0 | 0 | 0 | 0 | 0
WT | 0 | 0 | 0 | 0 | 0 | 0
IGCC | 0 | 0 | 0 | 0 | 0 | 0
DemandResponse | 0 | 0 | 0 | 0 | 0 | 0
IGCC-CCS | 0 | 0 | 0 | 0 | 0 | 0
WT_off | 0 | 0 | 0 | 0 | 0 | 0
PseudoUnit | 0 | 0 | 0 | 0 | 0 | 0
FixedInterchange | 0 | 0 | 0 | 0 | 0 | 0
Emission Cost by Reporting Type: TVA
ReportingType | 2015 | 2020 | 2025 | 2030 | 2035 | 2040
BM | 0 | 0 | 0 | 0 | 0 | 0
CC | 0 | 0 | 0 | 0 | 0 | 0
CSP | 0 | 0 | 0 | 0 | 0 | 0
CT | 0 | 0 | 0 | 0 | 0 | 0
Coal | 0 | 0 | 0 | 0 | 0 | 0
Geo | 0 | 0 | 0 | 0 | 0 | 0
H | 0 | 0 | 0 | 0 | 0 | 0
LFG | 0 | 0 | 0 | 0 | 0 | 0
Nuc | 0 | 0 | 0 | 0 | 0 | 0
PS | 0 | 0 | 0 | 0 | 0 | 0
PV | 0 | 0 | 0 | 0 | 0 | 0
PeakG | 0 | 0 | 0 | 0 | 0 | 0
PeakO | 0 | 0 | 0 | 0 | 0 | 0
ST | 0 | 0 | 0 | 0 | 0 | 0
STOG | 0 | 0 | 0 | 0 | 0 | 0
STWD | 0 | 0 | 0 | 0 | 0 | 0
WT | 0 | 0 | 0 | 0 | 0 | 0
IGCC | 0 | 0 | 0 | 0 | 0 | 0
DemandResponse | 0 | 0 | 0 | 0 | 0 | 0
IGCC-CCS | 0 | 0 | 0 | 0 | 0 | 0
WT_off | 0 | 0 | 0 | 0 | 0 | 0
PseudoUnit | 0 | 0 | 0 | 0 | 0 | 0
FixedInterchange | 0 | 0 | 0 | 0 | 0 | 0
Emission Cost by Reporting Type: TVA_Transmission
ReportingType | 2015 | 2020 | 2025 | 2030 | 2035 | 2040
BM | 0 | 0 | 0 | 0 | 0 | 0
CC | 0 | 0 | 0 | 0 | 0 | 0
CSP | 0 | 0 | 0 | 0 | 0 | 0
CT | 0 | 0 | 0 | 0 | 0 | 0
Coal | 0 | 0 | 0 | 0 | 0 | 0
Geo | 0 | 0 | 0 | 0 | 0 | 0
H | 0 | 0 | 0 | 0 | 0 | 0
LFG | 0 | 0 | 0 | 0 | 0 | 0
Nuc | 0 | 0 | 0 | 0 | 0 | 0
PS | 0 | 0 | 0 | 0 | 0 | 0
PV | 0 | 0 | 0 | 0 | 0 | 0
PeakG | 0 | 0 | 0 | 0 | 0 | 0
PeakO | 0 | 0 | 0 | 0 | 0 | 0
ST | 0 | 0 | 0 | 0 | 0 | 0
STOG | 0 | 0 | 0 | 0 | 0 | 0
STWD | 0 | 0 | 0 | 0 | 0 | 0
WT | 0 | 0 | 0 | 0 | 0 | 0
IGCC | 0 | 0 | 0 | 0 | 0 | 0
DemandResponse | 0 | 0 | 0 | 0 | 0 | 0
IGCC-CCS | 0 | 0 | 0 | 0 | 0 | 0
WT_off | 0 | 0 | 0 | 0 | 0 | 0
PseudoUnit | 0 | 0 | 0 | 0 | 0 | 0
FixedInterchange | 0 | 0 | 0 | 0 | 0 | 0
Emission Cost by Reporting Type: VACAR
ReportingType | 2015 | 2020 | 2025 | 2030 | 2035 | 2040
BM | 0 | 0 | 0 | 0 | 0 | 0
CC | 0 | 0 | 0 | 0 | 0 | 0
CSP | 0 | 0 | 0 | 0 | 0 | 0
CT | 0 | 0 | 0 | 0 | 0 | 0
Coal | 0 | 0 | 0 | 0 | 0 | 0
Geo | 0 | 0 | 0 | 0 | 0 | 0
H | 0 | 0 | 0 | 0 | 0 | 0
LFG | 0 | 0 | 0 | 0 | 0 | 0
Nuc | 0 | 0 | 0 | 0 | 0 | 0
PS | 0 | 0 | 0 | 0 | 0 | 0
PV | 0 | 0 | 0 | 0 | 0 | 0
PeakG | 0 | 0 | 0 | 0 | 0 | 0
PeakO | 0 | 0 | 0 | 0 | 0 | 0
ST | 0 | 0 | 0 | 0 | 0 | 0
STOG | 0 | 0 | 0 | 0 | 0 | 0
STWD | 0 | 0 | 0 | 0 | 0 | 0
WT | 0 | 0 | 0 | 0 | 0 | 0
IGCC | 0 | 0 | 0 | 0 | 0 | 0
DemandResponse | 0 | 0 | 0 | 0 | 0 | 0
IGCC-CCS | 0 | 0 | 0 | 0 | 0 | 0
WT_off | 0 | 0 | 0 | 0 | 0 | 0
PseudoUnit | 0 | 0 | 0 | 0 | 0 | 0
FixedInterchange | 0 | 0 | 0 | 0 | 0 | 0
Emission Cost by Reporting Type: IESO
ReportingType | 2015 | 2020 | 2025 | 2030 | 2035 | 2040
BM | 0 | 0 | 0 | 0 | 0 | 0
CC | 0 | 0 | 0 | 0 | 0 | 0
CSP | 0 | 0 | 0 | 0 | 0 | 0
CT | 0 | 0 | 0 | 0 | 0 | 0
Coal | 0 | 0 | 0 | 0 | 0 | 0
Geo | 0 | 0 | 0 | 0 | 0 | 0
H | 0 | 0 | 0 | 0 | 0 | 0
LFG | 0 | 0 | 0 | 0 | 0 | 0
Nuc | 0 | 0 | 0 | 0 | 0 | 0
PS | 0 | 0 | 0 | 0 | 0 | 0
PV | 0 | 0 | 0 | 0 | 0 | 0
PeakG | 0 | 0 | 0 | 0 | 0 | 0
PeakO | 0 | 0 | 0 | 0 | 0 | 0
ST | 0 | 0 | 0 | 0 | 0 | 0
STOG | 0 | 0 | 0 | 0 | 0 | 0
STWD | 0 | 0 | 0 | 0 | 0 | 0
WT | 0 | 0 | 0 | 0 | 0 | 0
IGCC | 0 | 0 | 0 | 0 | 0 | 0
DemandResponse | 0 | 0 | 0 | 0 | 0 | 0
IGCC-CCS | 0 | 0 | 0 | 0 | 0 | 0
WT_off | 0 | 0 | 0 | 0 | 0 | 0
PseudoUnit | 0 | 0 | 0 | 0 | 0 | 0
FixedInterchange | 0 | 0 | 0 | 0 | 0 | 0
Emission Cost by Reporting Type: MAPP_CA
ReportingType | 2015 | 2020 | 2025 | 2030 | 2035 | 2040
BM | 0 | 0 | 0 | 0 | 0 | 0
CC | 0 | 0 | 0 | 0 | 0 | 0
CSP | 0 | 0 | 0 | 0 | 0 | 0
CT | 0 | 0 | 0 | 0 | 0 | 0
Coal | 0 | 0 | 0 | 0 | 0 | 0
Geo | 0 | 0 | 0 | 0 | 0 | 0
H | 0 | 0 | 0 | 0 | 0 | 0
LFG | 0 | 0 | 0 | 0 | 0 | 0
Nuc | 0 | 0 | 0 | 0 | 0 | 0
PS | 0 | 0 | 0 | 0 | 0 | 0
PV | 0 | 0 | 0 | 0 | 0 | 0
PeakG | 0 | 0 | 0 | 0 | 0 | 0
PeakO | 0 | 0 | 0 | 0 | 0 | 0
ST | 0 | 0 | 0 | 0 | 0 | 0
STOG | 0 | 0 | 0 | 0 | 0 | 0
STWD | 0 | 0 | 0 | 0 | 0 | 0
WT | 0 | 0 | 0 | 0 | 0 | 0
IGCC | 0 | 0 | 0 | 0 | 0 | 0
DemandResponse | 0 | 0 | 0 | 0 | 0 | 0
IGCC-CCS | 0 | 0 | 0 | 0 | 0 | 0
WT_off | 0 | 0 | 0 | 0 | 0 | 0
PseudoUnit | 0 | 0 | 0 | 0 | 0 | 0
FixedInterchange | 0 | 0 | 0 | 0 | 0 | 0
Emission Cost by Reporting Type: AZ_NM_SNV_Coal
ReportingType | 2015 | 2020 | 2025 | 2030 | 2035 | 2040
BM | 0 | 0 | 0 | 0 | 0 | 0
CC | 0 | 0 | 0 | 0 | 0 | 0
CSP | 0 | 0 | 0 | 0 | 0 | 0
CT | 0 | 0 | 0 | 0 | 0 | 0
Coal | 0 | 0 | 0 | 0 | 0 | 0
Geo | 0 | 0 | 0 | 0 | 0 | 0
H | 0 | 0 | 0 | 0 | 0 | 0
LFG | 0 | 0 | 0 | 0 | 0 | 0
Nuc | 0 | 0 | 0 | 0 | 0 | 0
PS | 0 | 0 | 0 | 0 | 0 | 0
PV | 0 | 0 | 0 | 0 | 0 | 0
PeakG | 0 | 0 | 0 | 0 | 0 | 0
PeakO | 0 | 0 | 0 | 0 | 0 | 0
ST | 0 | 0 | 0 | 0 | 0 | 0
STOG | 0 | 0 | 0 | 0 | 0 | 0
STWD | 0 | 0 | 0 | 0 | 0 | 0
WT | 0 | 0 | 0 | 0 | 0 | 0
IGCC | 0 | 0 | 0 | 0 | 0 | 0
DemandResponse | 0 | 0 | 0 | 0 | 0 | 0
IGCC-CCS | 0 | 0 | 0 | 0 | 0 | 0
WT_off | 0 | 0 | 0 | 0 | 0 | 0
PseudoUnit | 0 | 0 | 0 | 0 | 0 | 0
FixedInterchange | 0 | 0 | 0 | 0 | 0 | 0
Emission Cost by Reporting Type: AZ_NM_SNV_Gas
ReportingType | 2015 | 2020 | 2025 | 2030 | 2035 | 2040
BM | 0 | 0 | 0 | 0 | 0 | 0
CC | 0 | 0 | 0 | 0 | 0 | 0
CSP | 0 | 0 | 0 | 0 | 0 | 0
CT | 0 | 0 | 0 | 0 | 0 | 0
Coal | 0 | 0 | 0 | 0 | 0 | 0
Geo | 0 | 0 | 0 | 0 | 0 | 0
H | 0 | 0 | 0 | 0 | 0 | 0
LFG | 0 | 0 | 0 | 0 | 0 | 0
Nuc | 0 | 0 | 0 | 0 | 0 | 0
PS | 0 | 0 | 0 | 0 | 0 | 0
PV | 0 | 0 | 0 | 0 | 0 | 0
PeakG | 0 | 0 | 0 | 0 | 0 | 0
PeakO | 0 | 0 | 0 | 0 | 0 | 0
ST | 0 | 0 | 0 | 0 | 0 | 0
STOG | 0 | 0 | 0 | 0 | 0 | 0
STWD | 0 | 0 | 0 | 0 | 0 | 0
WT | 0 | 0 | 0 | 0 | 0 | 0
IGCC | 0 | 0 | 0 | 0 | 0 | 0
DemandResponse | 0 | 0 | 0 | 0 | 0 | 0
IGCC-CCS | 0 | 0 | 0 | 0 | 0 | 0
WT_off | 0 | 0 | 0 | 0 | 0 | 0
PseudoUnit | 0 | 0 | 0 | 0 | 0 | 0
FixedInterchange | 0 | 0 | 0 | 0 | 0 | 0
Emission Cost by Reporting Type: AZ_NM_SNV_NucRenew
ReportingType | 2015 | 2020 | 2025 | 2030 | 2035 | 2040
BM | 0 | 0 | 0 | 0 | 0 | 0
CC | 0 | 0 | 0 | 0 | 0 | 0
CSP | 0 | 0 | 0 | 0 | 0 | 0
CT | 0 | 0 | 0 | 0 | 0 | 0
Coal | 0 | 0 | 0 | 0 | 0 | 0
Geo | 0 | 0 | 0 | 0 | 0 | 0
H | 0 | 0 | 0 | 0 | 0 | 0
LFG | 0 | 0 | 0 | 0 | 0 | 0
Nuc | 0 | 0 | 0 | 0 | 0 | 0
PS | 0 | 0 | 0 | 0 | 0 | 0
PV | 0 | 0 | 0 | 0 | 0 | 0
PeakG | 0 | 0 | 0 | 0 | 0 | 0
PeakO | 0 | 0 | 0 | 0 | 0 | 0
ST | 0 | 0 | 0 | 0 | 0 | 0
STOG | 0 | 0 | 0 | 0 | 0 | 0
STWD | 0 | 0 | 0 | 0 | 0 | 0
WT | 0 | 0 | 0 | 0 | 0 | 0
IGCC | 0 | 0 | 0 | 0 | 0 | 0
DemandResponse | 0 | 0 | 0 | 0 | 0 | 0
IGCC-CCS | 0 | 0 | 0 | 0 | 0 | 0
WT_off | 0 | 0 | 0 | 0 | 0 | 0
PseudoUnit | 0 | 0 | 0 | 0 | 0 | 0
FixedInterchange | 0 | 0 | 0 | 0 | 0 | 0
Emission Cost by Reporting Type: ERCOT
ReportingType | 2015 | 2020 | 2025 | 2030 | 2035 | 2040
BM | 0 | 0 | 0 | 0 | 0 | 0
CC | 0 | 0 | 0 | 0 | 0 | 0
CSP | 0 | 0 | 0 | 0 | 0 | 0
CT | 0 | 0 | 0 | 0 | 0 | 0
Coal | 0 | 0 | 0 | 0 | 0 | 0
Geo | 0 | 0 | 0 | 0 | 0 | 0
H | 0 | 0 | 0 | 0 | 0 | 0
LFG | 0 | 0 | 0 | 0 | 0 | 0
Nuc | 0 | 0 | 0 | 0 | 0 | 0
PS | 0 | 0 | 0 | 0 | 0 | 0
PV | 0 | 0 | 0 | 0 | 0 | 0
PeakG | 0 | 0 | 0 | 0 | 0 | 0
PeakO | 0 | 0 | 0 | 0 | 0 | 0
ST | 0 | 0 | 0 | 0 | 0 | 0
STOG | 0 | 0 | 0 | 0 | 0 | 0
STWD | 0 | 0 | 0 | 0 | 0 | 0
WT | 0 | 0 | 0 | 0 | 0 | 0
IGCC | 0 | 0 | 0 | 0 | 0 | 0
DemandResponse | 0 | 0 | 0 | 0 | 0 | 0
IGCC-CCS | 0 | 0 | 0 | 0 | 0 | 0
WT_off | 0 | 0 | 0 | 0 | 0 | 0
PseudoUnit | 0 | 0 | 0 | 0 | 0 | 0
FixedInterchange | 0 | 0 | 0 | 0 | 0 | 0
Emission Cost by Reporting Type: NP15
ReportingType | 2015 | 2020 | 2025 | 2030 | 2035 | 2040
BM | 0 | 0 | 0 | 0 | 0 | 0
CC | 0 | 0 | 0 | 0 | 0 | 0
CSP | 0 | 0 | 0 | 0 | 0 | 0
CT | 0 | 0 | 0 | 0 | 0 | 0
Coal | 0 | 0 | 0 | 0 | 0 | 0
Geo | 0 | 0 | 0 | 0 | 0 | 0
H | 0 | 0 | 0 | 0 | 0 | 0
LFG | 0 | 0 | 0 | 0 | 0 | 0
Nuc | 0 | 0 | 0 | 0 | 0 | 0
PS | 0 | 0 | 0 | 0 | 0 | 0
PV | 0 | 0 | 0 | 0 | 0 | 0
PeakG | 0 | 0 | 0 | 0 | 0 | 0
PeakO | 0 | 0 | 0 | 0 | 0 | 0
ST | 0 | 0 | 0 | 0 | 0 | 0
STOG | 0 | 0 | 0 | 0 | 0 | 0
STWD | 0 | 0 | 0 | 0 | 0 | 0
WT | 0 | 0 | 0 | 0 | 0 | 0
IGCC | 0 | 0 | 0 | 0 | 0 | 0
DemandResponse | 0 | 0 | 0 | 0 | 0 | 0
IGCC-CCS | 0 | 0 | 0 | 0 | 0 | 0
WT_off | 0 | 0 | 0 | 0 | 0 | 0
PseudoUnit | 0 | 0 | 0 | 0 | 0 | 0
FixedInterchange | 0 | 0 | 0 | 0 | 0 | 0
Emission Cost by Reporting Type: NWPP_Coal
ReportingType | 2015 | 2020 | 2025 | 2030 | 2035 | 2040
BM | 0 | 0 | 0 | 0 | 0 | 0
CC | 0 | 0 | 0 | 0 | 0 | 0
CSP | 0 | 0 | 0 | 0 | 0 | 0
CT | 0 | 0 | 0 | 0 | 0 | 0
Coal | 0 | 0 | 0 | 0 | 0 | 0
Geo | 0 | 0 | 0 | 0 | 0 | 0
H | 0 | 0 | 0 | 0 | 0 | 0
LFG | 0 | 0 | 0 | 0 | 0 | 0
Nuc | 0 | 0 | 0 | 0 | 0 | 0
PS | 0 | 0 | 0 | 0 | 0 | 0
PV | 0 | 0 | 0 | 0 | 0 | 0
PeakG | 0 | 0 | 0 | 0 | 0 | 0
PeakO | 0 | 0 | 0 | 0 | 0 | 0
ST | 0 | 0 | 0 | 0 | 0 | 0
STOG | 0 | 0 | 0 | 0 | 0 | 0
STWD | 0 | 0 | 0 | 0 | 0 | 0
WT | 0 | 0 | 0 | 0 | 0 | 0
IGCC | 0 | 0 | 0 | 0 | 0 | 0
DemandResponse | 0 | 0 | 0 | 0 | 0 | 0
IGCC-CCS | 0 | 0 | 0 | 0 | 0 | 0
WT_off | 0 | 0 | 0 | 0 | 0 | 0
PseudoUnit | 0 | 0 | 0 | 0 | 0 | 0
FixedInterchange | 0 | 0 | 0 | 0 | 0 | 0
Emission Cost by Reporting Type: NWPP_Gas
ReportingType | 2015 | 2020 | 2025 | 2030 | 2035 | 2040
BM | 0 | 0 | 0 | 0 | 0 | 0
CC | 0 | 0 | 0 | 0 | 0 | 0
CSP | 0 | 0 | 0 | 0 | 0 | 0
CT | 0 | 0 | 0 | 0 | 0 | 0
Coal | 0 | 0 | 0 | 0 | 0 | 0
Geo | 0 | 0 | 0 | 0 | 0 | 0
H | 0 | 0 | 0 | 0 | 0 | 0
LFG | 0 | 0 | 0 | 0 | 0 | 0
Nuc | 0 | 0 | 0 | 0 | 0 | 0
PS | 0 | 0 | 0 | 0 | 0 | 0
PV | 0 | 0 | 0 | 0 | 0 | 0
PeakG | 0 | 0 | 0 | 0 | 0 | 0
PeakO | 0 | 0 | 0 | 0 | 0 | 0
ST | 0 | 0 | 0 | 0 | 0 | 0
STOG | 0 | 0 | 0 | 0 | 0 | 0
STWD | 0 | 0 | 0 | 0 | 0 | 0
WT | 0 | 0 | 0 | 0 | 0 | 0
IGCC | 0 | 0 | 0 | 0 | 0 | 0
DemandResponse | 0 | 0 | 0 | 0 | 0 | 0
IGCC-CCS | 0 | 0 | 0 | 0 | 0 | 0
WT_off | 0 | 0 | 0 | 0 | 0 | 0
PseudoUnit | 0 | 0 | 0 | 0 | 0 | 0
FixedInterchange | 0 | 0 | 0 | 0 | 0 | 0
Emission Cost by Reporting Type: NWPP_NucRenew
ReportingType | 2015 | 2020 | 2025 | 2030 | 2035 | 2040
BM | 0 | 0 | 0 | 0 | 0 | 0
CC | 0 | 0 | 0 | 0 | 0 | 0
CSP | 0 | 0 | 0 | 0 | 0 | 0
CT | 0 | 0 | 0 | 0 | 0 | 0
Coal | 0 | 0 | 0 | 0 | 0 | 0
Geo | 0 | 0 | 0 | 0 | 0 | 0
H | 0 | 0 | 0 | 0 | 0 | 0
LFG | 0 | 0 | 0 | 0 | 0 | 0
Nuc | 0 | 0 | 0 | 0 | 0 | 0
PS | 0 | 0 | 0 | 0 | 0 | 0
PV | 0 | 0 | 0 | 0 | 0 | 0
PeakG | 0 | 0 | 0 | 0 | 0 | 0
PeakO | 0 | 0 | 0 | 0 | 0 | 0
ST | 0 | 0 | 0 | 0 | 0 | 0
STOG | 0 | 0 | 0 | 0 | 0 | 0
STWD | 0 | 0 | 0 | 0 | 0 | 0
WT | 0 | 0 | 0 | 0 | 0 | 0
IGCC | 0 | 0 | 0 | 0 | 0 | 0
DemandResponse | 0 | 0 | 0 | 0 | 0 | 0
IGCC-CCS | 0 | 0 | 0 | 0 | 0 | 0
WT_off | 0 | 0 | 0 | 0 | 0 | 0
PseudoUnit | 0 | 0 | 0 | 0 | 0 | 0
FixedInterchange | 0 | 0 | 0 | 0 | 0 | 0
Emission Cost by Reporting Type: RMPA
ReportingType | 2015 | 2020 | 2025 | 2030 | 2035 | 2040
BM | 0 | 0 | 0 | 0 | 0 | 0
CC | 0 | 0 | 0 | 0 | 0 | 0
CSP | 0 | 0 | 0 | 0 | 0 | 0
CT | 0 | 0 | 0 | 0 | 0 | 0
Coal | 0 | 0 | 0 | 0 | 0 | 0
Geo | 0 | 0 | 0 | 0 | 0 | 0
H | 0 | 0 | 0 | 0 | 0 | 0
LFG | 0 | 0 | 0 | 0 | 0 | 0
Nuc | 0 | 0 | 0 | 0 | 0 | 0
PS | 0 | 0 | 0 | 0 | 0 | 0
PV | 0 | 0 | 0 | 0 | 0 | 0
PeakG | 0 | 0 | 0 | 0 | 0 | 0
PeakO | 0 | 0 | 0 | 0 | 0 | 0
ST | 0 | 0 | 0 | 0 | 0 | 0
STOG | 0 | 0 | 0 | 0 | 0 | 0
STWD | 0 | 0 | 0 | 0 | 0 | 0
WT | 0 | 0 | 0 | 0 | 0 | 0
IGCC | 0 | 0 | 0 | 0 | 0 | 0
DemandResponse | 0 | 0 | 0 | 0 | 0 | 0
IGCC-CCS | 0 | 0 | 0 | 0 | 0 | 0
WT_off | 0 | 0 | 0 | 0 | 0 | 0
PseudoUnit | 0 | 0 | 0 | 0 | 0 | 0
FixedInterchange | 0 | 0 | 0 | 0 | 0 | 0
Emission Cost by Reporting Type: SP15
ReportingType | 2015 | 2020 | 2025 | 2030 | 2035 | 2040
BM | 0 | 0 | 0 | 0 | 0 | 0
CC | 0 | 0 | 0 | 0 | 0 | 0
CSP | 0 | 0 | 0 | 0 | 0 | 0
CT | 0 | 0 | 0 | 0 | 0 | 0
Coal | 0 | 0 | 0 | 0 | 0 | 0
Geo | 0 | 0 | 0 | 0 | 0 | 0
H | 0 | 0 | 0 | 0 | 0 | 0
LFG | 0 | 0 | 0 | 0 | 0 | 0
Nuc | 0 | 0 | 0 | 0 | 0 | 0
PS | 0 | 0 | 0 | 0 | 0 | 0
PV | 0 | 0 | 0 | 0 | 0 | 0
PeakG | 0 | 0 | 0 | 0 | 0 | 0
PeakO | 0 | 0 | 0 | 0 | 0 | 0
ST | 0 | 0 | 0 | 0 | 0 | 0
STOG | 0 | 0 | 0 | 0 | 0 | 0
STWD | 0 | 0 | 0 | 0 | 0 | 0
WT | 0 | 0 | 0 | 0 | 0 | 0
IGCC | 0 | 0 | 0 | 0 | 0 | 0
DemandResponse | 0 | 0 | 0 | 0 | 0 | 0
IGCC-CCS | 0 | 0 | 0 | 0 | 0 | 0
WT_off | 0 | 0 | 0 | 0 | 0 | 0
PseudoUnit | 0 | 0 | 0 | 0 | 0 | 0
FixedInterchange | 0 | 0 | 0 | 0 | 0 | 0
Emission Cost by Reporting Type: ALB
ReportingType | 2015 | 2020 | 2025 | 2030 | 2035 | 2040
BM | 0 | 0 | 0 | 0 | 0 | 0
CC | 0 | 0 | 0 | 0 | 0 | 0
CSP | 0 | 0 | 0 | 0 | 0 | 0
CT | 0 | 0 | 0 | 0 | 0 | 0
Coal | 0 | 0 | 0 | 0 | 0 | 0
Geo | 0 | 0 | 0 | 0 | 0 | 0
H | 0 | 0 | 0 | 0 | 0 | 0
LFG | 0 | 0 | 0 | 0 | 0 | 0
Nuc | 0 | 0 | 0 | 0 | 0 | 0
PS | 0 | 0 | 0 | 0 | 0 | 0
PV | 0 | 0 | 0 | 0 | 0 | 0
PeakG | 0 | 0 | 0 | 0 | 0 | 0
PeakO | 0 | 0 | 0 | 0 | 0 | 0
ST | 0 | 0 | 0 | 0 | 0 | 0
STOG | 0 | 0 | 0 | 0 | 0 | 0
STWD | 0 | 0 | 0 | 0 | 0 | 0
WT | 0 | 0 | 0 | 0 | 0 | 0
IGCC | 0 | 0 | 0 | 0 | 0 | 0
DemandResponse | 0 | 0 | 0 | 0 | 0 | 0
IGCC-CCS | 0 | 0 | 0 | 0 | 0 | 0
WT_off | 0 | 0 | 0 | 0 | 0 | 0
PseudoUnit | 0 | 0 | 0 | 0 | 0 | 0
FixedInterchange | 0 | 0 | 0 | 0 | 0 | 0
Emission Cost by Reporting Type: BC
ReportingType | 2015 | 2020 | 2025 | 2030 | 2035 | 2040
BM | 0 | 0 | 0 | 0 | 0 | 0
CC | 0 | 0 | 0 | 0 | 0 | 0
CSP | 0 | 0 | 0 | 0 | 0 | 0
CT | 0 | 0 | 0 | 0 | 0 | 0
Coal | 0 | 0 | 0 | 0 | 0 | 0
Geo | 0 | 0 | 0 | 0 | 0 | 0
H | 0 | 0 | 0 | 0 | 0 | 0
LFG | 0 | 0 | 0 | 0 | 0 | 0
Nuc | 0 | 0 | 0 | 0 | 0 | 0
PS | 0 | 0 | 0 | 0 | 0 | 0
PV | 0 | 0 | 0 | 0 | 0 | 0
PeakG | 0 | 0 | 0 | 0 | 0 | 0
PeakO | 0 | 0 | 0 | 0 | 0 | 0
ST | 0 | 0 | 0 | 0 | 0 | 0
STOG | 0 | 0 | 0 | 0 | 0 | 0
STWD | 0 | 0 | 0 | 0 | 0 | 0
WT | 0 | 0 | 0 | 0 | 0 | 0
IGCC | 0 | 0 | 0 | 0 | 0 | 0
DemandResponse | 0 | 0 | 0 | 0 | 0 | 0
IGCC-CCS | 0 | 0 | 0 | 0 | 0 | 0
WT_off | 0 | 0 | 0 | 0 | 0 | 0
PseudoUnit | 0 | 0 | 0 | 0 | 0 | 0
FixedInterchange | 0 | 0 | 0 | 0 | 0 | 0
Emission Cost by Reporting Type: HQ_IESO
ReportingType | 2015 | 2020 | 2025 | 2030 | 2035 | 2040
BM | 0 | 0 | 0 | 0 | 0 | 0
CC | 0 | 0 | 0 | 0 | 0 | 0
CSP | 0 | 0 | 0 | 0 | 0 | 0
CT | 0 | 0 | 0 | 0 | 0 | 0
Coal | 0 | 0 | 0 | 0 | 0 | 0
Geo | 0 | 0 | 0 | 0 | 0 | 0
H | 0 | 0 | 0 | 0 | 0 | 0
LFG | 0 | 0 | 0 | 0 | 0 | 0
Nuc | 0 | 0 | 0 | 0 | 0 | 0
PS | 0 | 0 | 0 | 0 | 0 | 0
PV | 0 | 0 | 0 | 0 | 0 | 0
PeakG | 0 | 0 | 0 | 0 | 0 | 0
PeakO | 0 | 0 | 0 | 0 | 0 | 0
ST | 0 | 0 | 0 | 0 | 0 | 0
STOG | 0 | 0 | 0 | 0 | 0 | 0
STWD | 0 | 0 | 0 | 0 | 0 | 0
WT | 0 | 0 | 0 | 0 | 0 | 0
IGCC | 0 | 0 | 0 | 0 | 0 | 0
DemandResponse | 0 | 0 | 0 | 0 | 0 | 0
IGCC-CCS | 0 | 0 | 0 | 0 | 0 | 0
WT_off | 0 | 0 | 0 | 0 | 0 | 0
PseudoUnit | 0 | 0 | 0 | 0 | 0 | 0
FixedInterchange | 0 | 0 | 0 | 0 | 0 | 0
Emission Cost by Reporting Type: HQ_NEISO
ReportingType | 2015 | 2020 | 2025 | 2030 | 2035 | 2040
BM | 0 | 0 | 0 | 0 | 0 | 0
CC | 0 | 0 | 0 | 0 | 0 | 0
CSP | 0 | 0 | 0 | 0 | 0 | 0
CT | 0 | 0 | 0 | 0 | 0 | 0
Coal | 0 | 0 | 0 | 0 | 0 | 0
Geo | 0 | 0 | 0 | 0 | 0 | 0
H | 0 | 0 | 0 | 0 | 0 | 0
LFG | 0 | 0 | 0 | 0 | 0 | 0
Nuc | 0 | 0 | 0 | 0 | 0 | 0
PS | 0 | 0 | 0 | 0 | 0 | 0
PV | 0 | 0 | 0 | 0 | 0 | 0
PeakG | 0 | 0 | 0 | 0 | 0 | 0
PeakO | 0 | 0 | 0 | 0 | 0 | 0
ST | 0 | 0 | 0 | 0 | 0 | 0
STOG | 0 | 0 | 0 | 0 | 0 | 0
STWD | 0 | 0 | 0 | 0 | 0 | 0
WT | 0 | 0 | 0 | 0 | 0 | 0
IGCC | 0 | 0 | 0 | 0 | 0 | 0
DemandResponse | 0 | 0 | 0 | 0 | 0 | 0
IGCC-CCS | 0 | 0 | 0 | 0 | 0 | 0
WT_off | 0 | 0 | 0 | 0 | 0 | 0
PseudoUnit | 0 | 0 | 0 | 0 | 0 | 0
FixedInterchange | 0 | 0 | 0 | 0 | 0 | 0
Emission Cost by Reporting Type: HQ_NY
ReportingType | 2015 | 2020 | 2025 | 2030 | 2035 | 2040
BM | 0 | 0 | 0 | 0 | 0 | 0
CC | 0 | 0 | 0 | 0 | 0 | 0
CSP | 0 | 0 | 0 | 0 | 0 | 0
CT | 0 | 0 | 0 | 0 | 0 | 0
Coal | 0 | 0 | 0 | 0 | 0 | 0
Geo | 0 | 0 | 0 | 0 | 0 | 0
H | 0 | 0 | 0 | 0 | 0 | 0
LFG | 0 | 0 | 0 | 0 | 0 | 0
Nuc | 0 | 0 | 0 | 0 | 0 | 0
PS | 0 | 0 | 0 | 0 | 0 | 0
PV | 0 | 0 | 0 | 0 | 0 | 0
PeakG | 0 | 0 | 0 | 0 | 0 | 0
PeakO | 0 | 0 | 0 | 0 | 0 | 0
ST | 0 | 0 | 0 | 0 | 0 | 0
STOG | 0 | 0 | 0 | 0 | 0 | 0
STWD | 0 | 0 | 0 | 0 | 0 | 0
WT | 0 | 0 | 0 | 0 | 0 | 0
IGCC | 0 | 0 | 0 | 0 | 0 | 0
DemandResponse | 0 | 0 | 0 | 0 | 0 | 0
IGCC-CCS | 0 | 0 | 0 | 0 | 0 | 0
WT_off | 0 | 0 | 0 | 0 | 0 | 0
PseudoUnit | 0 | 0 | 0 | 0 | 0 | 0
FixedInterchange | 0 | 0 | 0 | 0 | 0 | 0
Emission Cost by Reporting Type: MARITIMES
ReportingType | 2015 | 2020 | 2025 | 2030 | 2035 | 2040
BM | 0 | 0 | 0 | 0 | 0 | 0
CC | 0 | 0 | 0 | 0 | 0 | 0
CSP | 0 | 0 | 0 | 0 | 0 | 0
CT | 0 | 0 | 0 | 0 | 0 | 0
Coal | 0 | 0 | 0 | 0 | 0 | 0
Geo | 0 | 0 | 0 | 0 | 0 | 0
H | 0 | 0 | 0 | 0 | 0 | 0
LFG | 0 | 0 | 0 | 0 | 0 | 0
Nuc | 0 | 0 | 0 | 0 | 0 | 0
PS | 0 | 0 | 0 | 0 | 0 | 0
PV | 0 | 0 | 0 | 0 | 0 | 0
PeakG | 0 | 0 | 0 | 0 | 0 | 0
PeakO | 0 | 0 | 0 | 0 | 0 | 0
ST | 0 | 0 | 0 | 0 | 0 | 0
STOG | 0 | 0 | 0 | 0 | 0 | 0
STWD | 0 | 0 | 0 | 0 | 0 | 0
WT | 0 | 0 | 0 | 0 | 0 | 0
IGCC | 0 | 0 | 0 | 0 | 0 | 0
DemandResponse | 0 | 0 | 0 | 0 | 0 | 0
IGCC-CCS | 0 | 0 | 0 | 0 | 0 | 0
WT_off | 0 | 0 | 0 | 0 | 0 | 0
PseudoUnit | 0 | 0 | 0 | 0 | 0 | 0
FixedInterchange | 0 | 0 | 0 | 0 | 0 | 0
Emission Cost by Reporting Type: All
ReportingType | 2015 | 2020 | 2025 | 2030 | 2035 | 2040
BM | 0 | 0 | 0 | 0 | 0 | 0
CC | 82.79 | 95.03 | 106.63 | 108.32 | 140.95 | 166.72
CSP | 0 | 0 | 0 | 0 | 0 | 0
CT | 0 | 0.01 | 0.02 | 0.08 | 0.23 | 0.52
Coal | 16.55 | 16.58 | 28.72 | 30.62 | 30.62 | 30.62
Geo | 0 | 0 | 0 | 0 | 0 | 0
H | 0 | 0 | 0 | 0 | 0 | 0
LFG | 0 | 0 | 0 | 0 | 0 | 0
Nuc | 0 | 0 | 0 | 0 | 0 | 0
PS | 0 | 0 | 0 | 0 | 0 | 0
PV | 0 | 0 | 0 | 0 | 0 | 0
PeakG | 0.09 | 0.37 | 0.86 | 0.89 | 1.33 | 1.16
PeakO | 0 | 0 | 0 | 0 | 0 | 0
ST | 0 | 0 | 0 | 0 | 0 | 0
STOG | 1.43 | 3.11 | 4.01 | 4.06 | 4.92 | 5.77
STWD | 0 | 0 | 0 | 0 | 0 | 0
WT | 0 | 0 | 0 | 0 | 0 | 0
IGCC | 0 | 0 | 0 | 0 | 0 | 0
DemandResponse | 0 | 0 | 0 | 0 | 0 | 0
IGCC-CCS | 0 | 0 | 0 | 0 | 0 | 0
WT_off | 0 | 0 | 0 | 0 | 0 | 0
PseudoUnit | 0 | 0 | 0 | 0 | 0 | 0
FixedInterchange | 0 | 0 | 0 | 0 | 0 | 0
Emission Cost by Reporting Type: EI_US
ReportingType | 2015 | 2020 | 2025 | 2030 | 2035 | 2040
BM | 0 | 0 | 0 | 0 | 0 | 0
CC | 82.79 | 95.03 | 106.63 | 108.32 | 140.95 | 166.72
CSP | 0 | 0 | 0 | 0 | 0 | 0
CT | 0 | 0.01 | 0.02 | 0.08 | 0.23 | 0.52
Coal | 16.55 | 16.58 | 28.72 | 30.62 | 30.62 | 30.62
Geo | 0 | 0 | 0 | 0 | 0 | 0
H | 0 | 0 | 0 | 0 | 0 | 0
LFG | 0 | 0 | 0 | 0 | 0 | 0
Nuc | 0 | 0 | 0 | 0 | 0 | 0
PS | 0 | 0 | 0 | 0 | 0 | 0
PV | 0 | 0 | 0 | 0 | 0 | 0
PeakG | 0.09 | 0.37 | 0.86 | 0.89 | 1.33 | 1.16
PeakO | 0 | 0 | 0 | 0 | 0 | 0
ST | 0 | 0 | 0 | 0 | 0 | 0
STOG | 1.43 | 3.11 | 4.01 | 4.06 | 4.92 | 5.77
STWD | 0 | 0 | 0 | 0 | 0 | 0
WT | 0 | 0 | 0 | 0 | 0 | 0
IGCC | 0 | 0 | 0 | 0 | 0 | 0
DemandResponse | 0 | 0 | 0 | 0 | 0 | 0
IGCC-CCS | 0 | 0 | 0 | 0 | 0 | 0
WT_off | 0 | 0 | 0 | 0 | 0 | 0
PseudoUnit | 0 | 0 | 0 | 0 | 0 | 0
FixedInterchange | 0 | 0 | 0 | 0 | 0 | 0
Emission Cost by Reporting Type: EI_Canada
ReportingType | 2015 | 2020 | 2025 | 2030 | 2035 | 2040
BM | 0 | 0 | 0 | 0 | 0 | 0
CC | 0 | 0 | 0 | 0 | 0 | 0
CSP | 0 | 0 | 0 | 0 | 0 | 0
CT | 0 | 0 | 0 | 0 | 0 | 0
Coal | 0 | 0 | 0 | 0 | 0 | 0
Geo | 0 | 0 | 0 | 0 | 0 | 0
H | 0 | 0 | 0 | 0 | 0 | 0
LFG | 0 | 0 | 0 | 0 | 0 | 0
Nuc | 0 | 0 | 0 | 0 | 0 | 0
PS | 0 | 0 | 0 | 0 | 0 | 0
PV | 0 | 0 | 0 | 0 | 0 | 0
PeakG | 0 | 0 | 0 | 0 | 0 | 0
PeakO | 0 | 0 | 0 | 0 | 0 | 0
ST | 0 | 0 | 0 | 0 | 0 | 0
STOG | 0 | 0 | 0 | 0 | 0 | 0
STWD | 0 | 0 | 0 | 0 | 0 | 0
WT | 0 | 0 | 0 | 0 | 0 | 0
IGCC | 0 | 0 | 0 | 0 | 0 | 0
DemandResponse | 0 | 0 | 0 | 0 | 0 | 0
IGCC-CCS | 0 | 0 | 0 | 0 | 0 | 0
WT_off | 0 | 0 | 0 | 0 | 0 | 0
PseudoUnit | 0 | 0 | 0 | 0 | 0 | 0
FixedInterchange | 0 | 0 | 0 | 0 | 0 | 0
Emission Cost by Reporting Type: EI
ReportingType | 2015 | 2020 | 2025 | 2030 | 2035 | 2040
BM | 0 | 0 | 0 | 0 | 0 | 0
CC | 82.79 | 95.03 | 106.63 | 108.32 | 140.95 | 166.72
CSP | 0 | 0 | 0 | 0 | 0 | 0
CT | 0 | 0.01 | 0.02 | 0.08 | 0.23 | 0.52
Coal | 16.55 | 16.58 | 28.72 | 30.62 | 30.62 | 30.62
Geo | 0 | 0 | 0 | 0 | 0 | 0
H | 0 | 0 | 0 | 0 | 0 | 0
LFG | 0 | 0 | 0 | 0 | 0 | 0
Nuc | 0 | 0 | 0 | 0 | 0 | 0
PS | 0 | 0 | 0 | 0 | 0 | 0
PV | 0 | 0 | 0 | 0 | 0 | 0
PeakG | 0.09 | 0.37 | 0.86 | 0.89 | 1.33 | 1.16
PeakO | 0 | 0 | 0 | 0 | 0 | 0
ST | 0 | 0 | 0 | 0 | 0 | 0
STOG | 1.43 | 3.11 | 4.01 | 4.06 | 4.92 | 5.77
STWD | 0 | 0 | 0 | 0 | 0 | 0
WT | 0 | 0 | 0 | 0 | 0 | 0
IGCC | 0 | 0 | 0 | 0 | 0 | 0
DemandResponse | 0 | 0 | 0 | 0 | 0 | 0
IGCC-CCS | 0 | 0 | 0 | 0 | 0 | 0
WT_off | 0 | 0 | 0 | 0 | 0 | 0
PseudoUnit | 0 | 0 | 0 | 0 | 0 | 0
FixedInterchange | 0 | 0 | 0 | 0 | 0 | 0
Emission Cost by Reporting Type: Outside_EI
ReportingType | 2015 | 2020 | 2025 | 2030 | 2035 | 2040
BM | 0 | 0 | 0 | 0 | 0 | 0
CC | 0 | 0 | 0 | 0 | 0 | 0
CSP | 0 | 0 | 0 | 0 | 0 | 0
CT | 0 | 0 | 0 | 0 | 0 | 0
Coal | 0 | 0 | 0 | 0 | 0 | 0
Geo | 0 | 0 | 0 | 0 | 0 | 0
H | 0 | 0 | 0 | 0 | 0 | 0
LFG | 0 | 0 | 0 | 0 | 0 | 0
Nuc | 0 | 0 | 0 | 0 | 0 | 0
PS | 0 | 0 | 0 | 0 | 0 | 0
PV | 0 | 0 | 0 | 0 | 0 | 0
PeakG | 0 | 0 | 0 | 0 | 0 | 0
PeakO | 0 | 0 | 0 | 0 | 0 | 0
ST | 0 | 0 | 0 | 0 | 0 | 0
STOG | 0 | 0 | 0 | 0 | 0 | 0
STWD | 0 | 0 | 0 | 0 | 0 | 0
WT | 0 | 0 | 0 | 0 | 0 | 0
IGCC | 0 | 0 | 0 | 0 | 0 | 0
DemandResponse | 0 | 0 | 0 | 0 | 0 | 0
IGCC-CCS | 0 | 0 | 0 | 0 | 0 | 0
WT_off | 0 | 0 | 0 | 0 | 0 | 0
PseudoUnit | 0 | 0 | 0 | 0 | 0 | 0
FixedInterchange | 0 | 0 | 0 | 0 | 0 | 0
#8 | Base VOM Costs ($million)
Base VOM Costs by Reporting Type: Entergy
ReportingType | 2015 | 2020 | 2025 | 2030 | 2035 | 2040
BM | 0 | 0 | 0 | 0 | 0 | 0
CC | 163.57 | 191.08 | 204.38 | 214.5 | 250.6 | 273.11
CSP | 0 | 0 | 0 | 0 | 0 | 0
CT | 0 | 0 | 0 | 0 | 0 | 0
Coal | 220.23 | 233.88 | 245.76 | 252.94 | 252.94 | 252.94
Geo | 0 | 0 | 0 | 0 | 0 | 0
H | 0 | 0 | 0 | 0 | 0 | 0
LFG | 0 | 0 | 0.01 | 0.01 | 0.01 | 0.01
Nuc | 100.26 | 100.26 | 100.26 | 100.26 | 84.69 | 66.26
PS | 0 | 0 | 0 | 0 | 0 | 0
PV | 0 | 0 | 0 | 0 | 0 | 0
PeakG | 0 | 0 | 0.8 | 0.48 | 0.2 | 0.2
PeakO | 0 | 0 | 0 | 0 | 0 | 0
ST | 0 | 0 | 0 | 0 | 0 | 0
STOG | 3.01 | 3.33 | 3.1 | 3.1 | 3.1 | 3.02
STWD | 0 | 0 | 0 | 0 | 0.01 | 0.18
WT | 0 | 0 | 0 | 0 | 0 | 0
IGCC | 0 | 0 | 0 | 0 | 0 | 0
DemandResponse | 0 | 0 | 0 | 0 | 0 | 0
IGCC-CCS | 0 | 0 | 0 | 0 | 0 | 0
WT_off | 0 | 0 | 0 | 0 | 0 | 0
PseudoUnit | 0 | 0 | 0 | 0 | 0 | 0
FixedInterchange | 0 | 0 | 0 | 0 | 0 | 0
Base VOM Costs by Reporting Type: FRCC
ReportingType | 2015 | 2020 | 2025 | 2030 | 2035 | 2040
BM | 0 | 0 | 0 | 0 | 0 | 0
CC | 370.86 | 460.67 | 509.1 | 583.97 | 704.63 | 831.08
CSP | 0 | 0 | 0 | 0 | 0 | 0
CT | 8 | 9.95 | 9.95 | 9.9 | 8.51 | 7.09
Coal | 193.63 | 197.63 | 243.66 | 247.15 | 252.59 | 252.59
Geo | 0 | 0 | 0 | 0 | 0 | 0
H | 0 | 0 | 0 | 0 | 0 | 0
LFG | 0.04 | 0.04 | 0.06 | 0.06 | 0.06 | 0.06
Nuc | 76.4 | 76.4 | 76.4 | 76.4 | 46.53 | 15.51
PS | 0 | 0 | 0 | 0 | 0 | 0
PV | 0 | 0 | 0 | 0 | 0 | 0
PeakG | 3.68 | 3.8 | 6.21 | 4.18 | 3.33 | 2.52
PeakO | 0 | 0 | 0 | 0 | 0 | 0
ST | 0 | 0 | 0 | 0 | 0 | 0
STOG | 8.1 | 7.24 | 5.91 | 5.76 | 5.22 | 3.53
STWD | 0 | 0.18 | 0.31 | 0.31 | 0.31 | 0.31
WT | 0 | 0 | 0 | 0 | 0 | 0
IGCC | 0 | 0 | 0 | 0 | 0 | 0
DemandResponse | 0 | 0 | 0 | 0 | 0 | 0
IGCC-CCS | 0 | 0 | 0 | 0 | 0 | 0
WT_off | 0 | 0 | 0 | 0 | 0 | 0
PseudoUnit | 0 | 0 | 0 | 0 | 0 | 0
FixedInterchange | 0 | 0 | 0 | 0 | 0 | 0
Base VOM Costs by Reporting Type: MAPP_US
ReportingType | 2015 | 2020 | 2025 | 2030 | 2035 | 2040
BM | 0 | 0 | 0 | 0 | 0 | 0
CC | 0.47 | 0.48 | 0.6 | 0.72 | 0.6 | 0.47
CSP | 0 | 0 | 0 | 0 | 0 | 0
CT | 0 | 0 | 0.03 | 0.05 | 0.07 | 0.09
Coal | 72.77 | 80.41 | 87.62 | 88.85 | 88.85 | 90.61
Geo | 0 | 0 | 0 | 0 | 0 | 0
H | 0 | 0 | 0 | 0 | 0 | 0
LFG | 0 | 0 | 0.01 | 0.01 | 0.01 | 0.01
Nuc | 0 | 0 | 0 | 0 | 0 | 0
PS | 0 | 0 | 0 | 0 | 0 | 0
PV | 0 | 0 | 0 | 0 | 0 | 0
PeakG | 0.37 | 0.75 | 0.76 | 1.11 | 1.48 | 0.79
PeakO | 0 | 0 | 0 | 0 | 0 | 0
ST | 0 | 0 | 0 | 0 | 0 | 0
STOG | 0 | 0 | 0 | 0 | 0 | 0
STWD | 0 | 0 | 0 | 0 | 0 | 0
WT | 0.07 | 0.08 | 0.08 | 0.1 | 0.1 | 0.11
IGCC | 0 | 0 | 0 | 0 | 0 | 0
DemandResponse | 0 | 0 | 0 | 0 | 0 | 0
IGCC-CCS | 0 | 0 | 0 | 0 | 0 | 0
WT_off | 0 | 0 | 0 | 0 | 0 | 0
PseudoUnit | 0 | 0 | 0 | 0 | 0 | 0
FixedInterchange | 0 | 0 | 0 | 0 | 0 | 0
Base VOM Costs by Reporting Type: MISO_IN
ReportingType | 2015 | 2020 | 2025 | 2030 | 2035 | 2040
BM | 0 | 0 | 0 | 0 | 0 | 0
CC | 11.14 | 11 | 37.12 | 76.6 | 140.55 | 136.64
CSP | 0 | 0 | 0 | 0 | 0 | 0
CT | 0 | 0 | 0 | 0 | 0 | 0
Coal | 307.3 | 349.59 | 388.22 | 393.52 | 409.03 | 413.51
Geo | 0 | 0 | 0 | 0 | 0 | 0
H | 0 | 0 | 0 | 0 | 0 | 0
LFG | 0 | 0 | 0 | 0.01 | 0.01 | 0.01
Nuc | 0 | 0 | 0 | 0 | 0 | 0
PS | 0 | 0 | 0 | 0 | 0 | 0
PV | 0 | 0 | 0.01 | 0.01 | 0.01 | 0.01
PeakG | 0.06 | 0.21 | 0.75 | 0.75 | 0.75 | 0.75
PeakO | 0 | 0 | 0 | 0 | 0 | 0
ST | 0 | 0 | 0 | 0 | 0 | 0
STOG | 0.07 | 0.13 | 0.25 | 0.13 | 0.13 | 0.13
STWD | 0 | 0 | 0 | 0 | 0 | 0
WT | 0.02 | 0.02 | 0.02 | 0.02 | 0.02 | 0.02
IGCC | 30.43 | 30.43 | 30.43 | 30.43 | 30.43 | 30.43
DemandResponse | 0 | 0 | 0 | 0 | 0 | 0
IGCC-CCS | 0 | 0 | 0 | 0 | 0 | 0
WT_off | 0 | 0 | 0 | 0 | 0 | 0
PseudoUnit | 0 | 0 | 0 | 0 | 0 | 0
FixedInterchange | 0 | 0 | 0 | 0 | 0 | 0
Base VOM Costs by Reporting Type: MISO_MI
ReportingType | 2015 | 2020 | 2025 | 2030 | 2035 | 2040
BM | 0 | 0 | 0 | 0 | 0 | 0
CC | 32.91 | 22.64 | 30.7 | 21.86 | 20.04 | 17.24
CSP | 0 | 0 | 0 | 0 | 0 | 0
CT | 0 | 0 | 0 | 0 | 0 | 0
Coal | 188.47 | 220.87 | 209.91 | 218.74 | 225.18 | 225.18
Geo | 0 | 0 | 0 | 0 | 0 | 0
H | 0 | 0 | 0 | 0 | 0 | 0
LFG | 0.01 | 0.03 | 0.03 | 0.03 | 0.03 | 0.03
Nuc | 34.93 | 34.93 | 34.93 | 34.93 | 20.54 | 20.54
PS | 0 | 0 | 0 | 0 | 0 | 0
PV | 0 | 0 | 0 | 0 | 0 | 0
PeakG | 0.16 | 0.2 | 0.87 | 0.87 | 0.87 | 0.87
PeakO | 0 | 0 | 0 | 0 | 0 | 0
ST | 0 | 0 | 0 | 0 | 0 | 0
STOG | 0.69 | 0.94 | 1.28 | 1.29 | 1.29 | 1.28
STWD | 0.34 | 0.87 | 0.8 | 1.78 | 1.71 | 1.71
WT | 0.06 | 0.06 | 0.07 | 0.07 | 0.08 | 0.08
IGCC | 0 | 0 | 0 | 0 | 0 | 0
DemandResponse | 0 | 0 | 0 | 0 | 0 | 0
IGCC-CCS | 0 | 0 | 0 | 0 | 0 | 0
WT_off | 0 | 0 | 0 | 0 | 0 | 0
PseudoUnit | 0 | 0 | 0 | 0 | 0 | 0
FixedInterchange | 0 | 0 | 0 | 0 | 0 | 0
Base VOM Costs by Reporting Type: MISO_MO-IL
ReportingType | 2015 | 2020 | 2025 | 2030 | 2035 | 2040
BM | 0 | 0 | 0 | 0 | 0 | 0
CC | 7.39 | 6.29 | 6.13 | 5.81 | 5.81 | 3.96
CSP | 0 | 0 | 0 | 0 | 0 | 0
CT | 0 | 0 | 0 | 0 | 0 | 0
Coal | 366.3 | 401.46 | 379.9 | 408.5 | 422.95 | 422.95
Geo | 0 | 0 | 0 | 0 | 0 | 0
H | 0 | 0 | 0 | 0 | 0 | 0
LFG | 0 | 0 | 0.02 | 0.02 | 0.02 | 0.02
Nuc | 41.29 | 41.29 | 41.29 | 41.29 | 41.29 | 41.29
PS | 0 | 0 | 0 | 0 | 0 | 0
PV | 0 | 0 | 0 | 0 | 0 | 0
PeakG | 1.17 | 1.85 | 3.16 | 2.56 | 3.67 | 4.81
PeakO | 0 | 0 | 0 | 0 | 0 | 0
ST | 0 | 0 | 0 | 0 | 0 | 0
STOG | 0.14 | 0.26 | 0.26 | 0.16 | 0.14 | 0.04
STWD | 0 | 0 | 0 | 0 | 0 | 0
WT | 0.02 | 0.02 | 0.02 | 0.02 | 0.02 | 0.02
IGCC | 0 | 0 | 0 | 0 | 0 | 0
DemandResponse | 0 | 0 | 0 | 0 | 0 | 0
IGCC-CCS | 0 | 0 | 0 | 0 | 0 | 0
WT_off | 0 | 0 | 0 | 0 | 0 | 0
PseudoUnit | 0 | 0 | 0 | 0 | 0 | 0
FixedInterchange | 0 | 0 | 0 | 0 | 0 | 0
Base VOM Costs by Reporting Type: MISO_W
ReportingType | 2015 | 2020 | 2025 | 2030 | 2035 | 2040
BM | 0 | 0 | 0 | 0 | 0 | 0
CC | 27.2 | 16.24 | 16.78 | 13.25 | 14.97 | 8.25
CSP | 0 | 0 | 0 | 0 | 0 | 0
CT | 0 | 0 | 0 | 0 | 0 | 0
Coal | 289.77 | 311.22 | 337.03 | 341.3 | 391.81 | 540.85
Geo | 0 | 0 | 0 | 0 | 0 | 0
H | 0 | 0 | 0 | 0 | 0 | 0
LFG | 0.02 | 0.02 | 0.02 | 0.02 | 0.02 | 0.02
Nuc | 43.67 | 43.67 | 43.67 | 43.67 | 0 | 0
PS | 0 | 0 | 0 | 0 | 0 | 0
PV | 0 | 0 | 0 | 0 | 0 | 0
PeakG | 3.5 | 3.09 | 2.03 | 2.4 | 6.12 | 0.78
PeakO | 0 | 0 | 0 | 0 | 0 | 0
ST | 0 | 0 | 0 | 0 | 0 | 0
STOG | 0.06 | 0.04 | 0.01 | 0 | 0.01 | 0
STWD | 0 | 0.37 | 0.3 | 0.3 | 0.3 | 0.3
WT | 0.32 | 0.39 | 0.51 | 0.53 | 0.54 | 0.56
IGCC | 0 | 0 | 0 | 0 | 0 | 0
DemandResponse | 0 | 0 | 0 | 0 | 0 | 0
IGCC-CCS | 0 | 0 | 0 | 0 | 0 | 0
WT_off | 0 | 0 | 0 | 0 | 0 | 0
PseudoUnit | 0 | 0 | 0 | 0 | 0 | 0
FixedInterchange | 0 | 0 | 0 | 0 | 0 | 0
Base VOM Costs by Reporting Type: MISO_WUMS
ReportingType | 2015 | 2020 | 2025 | 2030 | 2035 | 2040
BM | 0 | 0 | 0 | 0 | 0 | 0
CC | 42.02 | 30.89 | 104.46 | 88.52 | 110.47 | 97.59
CSP | 0 | 0 | 0 | 0 | 0 | 0
CT | 0 | 4.35 | 1.37 | 1.51 | 5.59 | 9.9
Coal | 98 | 136.73 | 128.28 | 145.05 | 165.13 | 165.35
Geo | 0 | 0 | 0 | 0 | 0 | 0
H | 0 | 0 | 0 | 0 | 0 | 0
LFG | 0.01 | 0.01 | 0.03 | 0.03 | 0.03 | 0.03
Nuc | 33.6 | 33.6 | 33.6 | 33.6 | 0 | 0
PS | 0 | 0 | 0 | 0 | 0 | 0
PV | 0 | 0 | 0 | 0 | 0 | 0
PeakG | 0.22 | 0.25 | 0 | 0 | 0 | 0
PeakO | 0 | 0 | 0 | 0 | 0 | 0
ST | 0 | 0 | 0 | 0 | 0 | 0
STOG | 0.01 | 0 | 0 | 0 | 0 | 0
STWD | 0 | 0.1 | 0.05 | 0.1 | 0.1 | 0.1
WT | 0.05 | 0.05 | 0.05 | 0.05 | 0.05 | 0.05
IGCC | 0 | 0 | 0 | 0 | 0 | 0
DemandResponse | 0 | 0 | 0 | 0 | 0 | 0
IGCC-CCS | 0 | 0 | 0 | 0 | 0 | 0
WT_off | 0 | 0 | 0 | 0 | 0 | 0
PseudoUnit | 0 | 0 | 0 | 0 | 0 | 0
FixedInterchange | 0 | 0 | 0 | 0 | 0 | 0
Base VOM Costs by Reporting Type: Nebraska
ReportingType | 2015 | 2020 | 2025 | 2030 | 2035 | 2040
BM | 0 | 0 | 0 | 0 | 0 | 0
CC | 1.56 | 1.08 | 1.08 | 1.08 | 0.87 | 0.6
CSP | 0 | 0 | 0 | 0 | 0 | 0
CT | 0 | 0 | 0 | 0 | 0 | 0
Coal | 110.62 | 117.38 | 127.61 | 127.61 | 198.53 | 217.63
Geo | 0 | 0 | 0 | 0 | 0 | 0
H | 0 | 0 | 0 | 0 | 0 | 0
LFG | 0 | 0 | 0.01 | 0.01 | 0.01 | 0.01
Nuc | 23.15 | 23.15 | 23.15 | 23.15 | 0 | 0
PS | 0 | 0 | 0 | 0 | 0 | 0
PV | 0 | 0 | 0 | 0 | 0 | 0
PeakG | 0.76 | 0.79 | 1.11 | 1.59 | 1.17 | 0.79
PeakO | 0 | 0 | 0 | 0 | 0 | 0
ST | 0 | 0 | 0 | 0 | 0 | 0
STOG | 0 | 0 | 0 | 0 | 0 | 0
STWD | 0 | 0 | 0 | 0 | 0 | 0
WT | 0.01 | 0.01 | 0.01 | 0.01 | 0.01 | 0.01
IGCC | 0 | 0 | 0 | 0 | 0 | 0
DemandResponse | 0 | 0 | 0 | 0 | 0 | 0
IGCC-CCS | 0 | 0 | 0 | 0 | 0 | 0
WT_off | 0 | 0 | 0 | 0 | 0 | 0
PseudoUnit | 0 | 0 | 0 | 0 | 0 | 0
FixedInterchange | 0 | 0 | 0 | 0 | 0 | 0
Base VOM Costs by Reporting Type: NEISO
ReportingType | 2015 | 2020 | 2025 | 2030 | 2035 | 2040
BM | 9.41 | 9.41 | 2.64 | 2.75 | 3.16 | 2.99
CC | 124.44 | 102.25 | 103.28 | 110.1 | 137.34 | 152.98
CSP | 0 | 0 | 0 | 0 | 0 | 0
CT | 0.03 | 0.11 | 0.11 | 0.11 | 0.32 | 0.66
Coal | 0.11 | 0 | 0 | 0 | 0 | 0
Geo | 0 | 0 | 0 | 0 | 0 | 0
H | 0 | 0 | 0 | 0 | 0 | 0
LFG | 0.05 | 0.05 | 0.06 | 0.06 | 0.06 | 0.06
Nuc | 85.9 | 85.9 | 85.9 | 85.9 | 62.06 | 45.84
PS | 0 | 0 | 0 | 0 | 0 | 0
PV | 0 | 0.01 | 0.01 | 0.01 | 0.01 | 0.01
PeakG | 0.23 | 0.32 | 0.32 | 0.32 | 0.85 | 0.85
PeakO | 0 | 0 | 0 | 0 | 0 | 0
ST | 0 | 0 | 0 | 0 | 0 | 0
STOG | 0 | 0 | 0 | 0 | 0 | 0
STWD | 9.57 | 2.96 | 0.2 | 2.61 | 2.85 | 2.95
WT | 0.01 | 0.11 | 0.16 | 0.17 | 0.17 | 0.17
IGCC | 0 | 0 | 0 | 0 | 0 | 0
DemandResponse | 0 | 0 | 0 | 0 | 0 | 0
IGCC-CCS | 0 | 0 | 0 | 0 | 0 | 0
WT_off | 0.02 | 0.02 | 0.02 | 0.02 | 0 | 0
PseudoUnit | 0 | 0 | 0 | 0 | 0 | 0
FixedInterchange | 0 | 0 | 0 | 0 | 0 | 0
Base VOM Costs by Reporting Type: NonRTO_Midwest
ReportingType | 2015 | 2020 | 2025 | 2030 | 2035 | 2040
BM | 0 | 0 | 0 | 0 | 0 | 0
CC | 0 | 2.87 | 6.33 | 7.85 | 9.69 | 13.72
CSP | 0 | 0 | 0 | 0 | 0 | 0
CT | 0 | 0.68 | 0.68 | 1.32 | 0.68 | 1.32
Coal | 217.89 | 245.12 | 271.73 | 275.2 | 282.13 | 289.94
Geo | 0 | 0 | 0 | 0 | 0 | 0
H | 0 | 0 | 0 | 0 | 0 | 0
LFG | 0 | 0 | 0 | 0.01 | 0.01 | 0.01
Nuc | 0 | 0 | 0 | 0 | 0 | 0
PS | 0 | 0 | 0 | 0 | 0 | 0
PV | 0 | 0 | 0 | 0 | 0 | 0
PeakG | 1.22 | 1.71 | 2.66 | 2.82 | 3 | 2.93
PeakO | 0 | 0 | 0 | 0 | 0 | 0
ST | 0 | 0 | 0 | 0 | 0 | 0
STOG | 0 | 0 | 0 | 0 | 0 | 0
STWD | 0 | 0 | 0 | 0 | 0 | 0
WT | 0 | 0 | 0 | 0 | 0 | 0
IGCC | 0 | 0 | 0 | 0 | 0 | 0
DemandResponse | 0 | 0 | 0 | 0 | 0 | 0
IGCC-CCS | 0 | 0 | 0 | 0 | 0 | 0
WT_off | 0 | 0 | 0 | 0 | 0 | 0
PseudoUnit | 0 | 0 | 0 | 0 | 0 | 0
FixedInterchange | 0 | 0 | 0 | 0 | 0 | 0
Base VOM Costs by Reporting Type: NYISO_A-F
ReportingType | 2015 | 2020 | 2025 | 2030 | 2035 | 2040
BM | 0 | 0 | 0 | 0 | 0 | 0
CC | 21.92 | 26.98 | 32.24 | 34.95 | 39.47 | 38.41
CSP | 0 | 0 | 0 | 0 | 0 | 0
CT | 0 | 0 | 0 | 0 | 0 | 0
Coal | 0 | 0 | 0 | 0 | 0 | 0
Geo | 0 | 0 | 0 | 0 | 0 | 0
H | 0 | 0 | 0 | 0 | 0 | 0
LFG | 0.02 | 0.02 | 0.02 | 0.02 | 0.02 | 0.02
Nuc | 62.23 | 62.23 | 62.23 | 50.74 | 40 | 24.24
PS | 0 | 0 | 0 | 0 | 0 | 0
PV | 0 | 0 | 0 | 0 | 0 | 0
PeakG | 0 | 0.02 | 0.05 | 0.05 | 0.05 | 0.07
PeakO | 0 | 0 | 0 | 0 | 0 | 0
ST | 0 | 0 | 0 | 0 | 0 | 0
STOG | 0 | 0 | 0 | 0 | 0 | 0
STWD | 0 | 0 | 0 | 0 | 0 | 0.01
WT | 0.11 | 0.13 | 0.13 | 0.14 | 0.16 | 0.16
IGCC | 0 | 0 | 0 | 0 | 0 | 0
DemandResponse | 0 | 0 | 0 | 0 | 0 | 0
IGCC-CCS | 0 | 0 | 0 | 0 | 0 | 0
WT_off | 0 | 0 | 0 | 0 | 0 | 0
PseudoUnit | 0 | 0 | 0 | 0 | 0 | 0
FixedInterchange | 0 | 0 | 0 | 0 | 0 | 0
Base VOM Costs by Reporting Type: NYISO_G-I
ReportingType | 2015 | 2020 | 2025 | 2030 | 2035 | 2040
BM | 0 | 0 | 0 | 0 | 0 | 0
CC | 16.07 | 20.31 | 37.58 | 52.93 | 125.85 | 203.21
CSP | 0 | 0 | 0 | 0 | 0 | 0
CT | 0 | 0 | 0 | 0 | 0 | 0
Coal | 0 | 0 | 0 | 0 | 0 | 0
Geo | 0 | 0 | 0 | 0 | 0 | 0
H | 0 | 0 | 0 | 0 | 0 | 0
LFG | 0.01 | 0.01 | 0.01 | 0.01 | 0.01 | 0.01
Nuc | 37.82 | 37.82 | 37.82 | 37.82 | 18.96 | 0.01
PS | 0 | 0 | 0 | 0 | 0 | 0
PV | 0 | 0 | 0 | 0 | 0 | 0
PeakG | 0 | 0 | 0 | 0 | 0 | 0
PeakO | 0 | 0 | 0 | 0 | 0 | 0
ST | 0 | 0 | 0 | 0 | 0 | 0
STOG | 0 | 0 | 0 | 0 | 0 | 0
STWD | 0 | 0 | 0 | 0 | 0 | 0
WT | 0 | 0 | 0 | 0 | 0 | 0
IGCC | 0 | 0 | 0 | 0 | 0 | 0
DemandResponse | 0 | 0 | 0 | 0 | 0 | 0
IGCC-CCS | 0 | 0 | 0 | 0 | 0 | 0
WT_off | 0 | 0 | 0 | 0 | 0 | 0
PseudoUnit | 0 | 0 | 0 | 0 | 0 | 0
FixedInterchange | 0 | 0 | 0 | 0 | 0 | 0
Base VOM Costs by Reporting Type: NYISO_J-K
ReportingType | 2015 | 2020 | 2025 | 2030 | 2035 | 2040
BM | 0 | 0 | 0 | 0 | 0 | 0
CC | 68.33 | 83.65 | 83.67 | 81.51 | 83.9 | 84.95
CSP | 0 | 0 | 0 | 0 | 0 | 0
CT | 0 | 0 | 0.09 | 0.47 | 0.97 | 2.08
Coal | 0 | 0 | 0 | 0 | 0 | 0
Geo | 0 | 0 | 0 | 0 | 0 | 0
H | 0 | 0 | 0 | 0 | 0 | 0
LFG | 0.01 | 0.01 | 0.01 | 0.02 | 0.02 | 0.02
Nuc | 0 | 0 | 0 | 0 | 0 | 0
PS | 0 | 0 | 0 | 0 | 0 | 0
PV | 0 | 0 | 0 | 0 | 0 | 0
PeakG | 0.41 | 1.22 | 1.28 | 1.49 | 1.74 | 2.46
PeakO | 0 | 0 | 0 | 0 | 0 | 0
ST | 0 | 0 | 0 | 0 | 0 | 0
STOG | 2.75 | 5.15 | 5.82 | 6.25 | 7.65 | 9.54
STWD | 0 | 0 | 0 | 0 | 0 | 0
WT | 0 | 0 | 0 | 0 | 0 | 0
IGCC | 0 | 0 | 0 | 0 | 0 | 0
DemandResponse | 0 | 0 | 0 | 0 | 0 | 0
IGCC-CCS | 0 | 0 | 0 | 0 | 0 | 0
WT_off | 0 | 0 | 0 | 0 | 0 | 0
PseudoUnit | 0 | 0 | 0 | 0 | 0 | 0
FixedInterchange | 0 | 0 | 0 | 0 | 0 | 0
Base VOM Costs by Reporting Type: PJM_E
ReportingType | 2015 | 2020 | 2025 | 2030 | 2035 | 2040
BM | 0.71 | 1.12 | 1.12 | 1.12 | 1.12 | 1.12
CC | 79.02 | 118.3 | 141.58 | 124.77 | 149.14 | 165.87
CSP | 0 | 0 | 0 | 0 | 0 | 0
CT | 0 | 0.01 | 0.01 | 0.05 | 0.64 | 1.6
Coal | 1.03 | 0.56 | 0.88 | 0.88 | 0.88 | 0.88
Geo | 0 | 0 | 0 | 0 | 0 | 0
H | 0 | 0 | 0 | 0 | 0 | 0
LFG | 0.04 | 0.05 | 0.05 | 0.05 | 0.05 | 0.05
Nuc | 157.37 | 146 | 146 | 146 | 104.88 | 83.17
PS | 0 | 0 | 0 | 0 | 0 | 0
PV | 0 | 0 | 0 | 0 | 0 | 0
PeakG | 0.02 | 0.67 | 4 | 4 | 4.14 | 3.56
PeakO | 0 | 0 | 0 | 0 | 0 | 0
ST | 0 | 0 | 0 | 0 | 0 | 0
STOG | 0.2 | 1.22 | 2.31 | 2.01 | 2.38 | 2.26
STWD | 0 | 0 | 0 | 0 | 0 | 0
WT | 0.02 | 0.02 | 0.02 | 0.02 | 0.02 | 0.02
IGCC | 0 | 0 | 0 | 0 | 0 | 0
DemandResponse | 0 | 0 | 0 | 0 | 0 | 0
IGCC-CCS | 0 | 0 | 0 | 0 | 0 | 0
WT_off | 0 | 0 | 0.04 | 0.04 | 0.04 | 0.04
PseudoUnit | 0 | 0 | 0 | 0 | 0 | 0
FixedInterchange | 0 | 0 | 0 | 0 | 0 | 0
Base VOM Costs by Reporting Type: PJM_ROM
ReportingType | 2015 | 2020 | 2025 | 2030 | 2035 | 2040
BM | 0.42 | 0.67 | 0.67 | 0.67 | 0.67 | 0.67
CC | 47.29 | 66.63 | 68.23 | 58.22 | 154.14 | 462.25
CSP | 0 | 0 | 0 | 0 | 0 | 0
CT | 0 | 0.01 | 0.03 | 0.03 | 0.03 | 0.02
Coal | 180.46 | 192.85 | 244.64 | 251.34 | 251.34 | 251.34
Geo | 0 | 0 | 0 | 0 | 0 | 0
H | 0 | 0 | 0 | 0 | 0 | 0
LFG | 0.03 | 0.05 | 0.05 | 0.05 | 0.05 | 0.05
Nuc | 93.13 | 93.13 | 93.13 | 93.13 | 61.1 | 44.47
PS | 0 | 0 | 0 | 0 | 0 | 0
PV | 0 | 0.03 | 0.04 | 0.05 | 0.05 | 0.05
PeakG | 0 | 0.4 | 0.4 | 0.4 | 2.44 | 1.29
PeakO | 0 | 0 | 0 | 0 | 0 | 0
ST | 0 | 0 | 0 | 0 | 0 | 0
STOG | 1.14 | 1.73 | 2.36 | 2.23 | 2.4 | 2.36
STWD | 0.54 | 1.16 | 1.16 | 1.16 | 1.16 | 1.16
WT | 0.03 | 0.03 | 0.05 | 0.19 | 0.19 | 0.19
IGCC | 0 | 0 | 0 | 0 | 0 | 0
DemandResponse | 0 | 0 | 0 | 0 | 0 | 0
IGCC-CCS | 0 | 0 | 0 | 0 | 0 | 0
WT_off | 0 | 0 | 0 | 0 | 0 | 0
PseudoUnit | 0 | 0 | 0 | 0 | 0 | 0
FixedInterchange | 0 | 0 | 0 | 0 | 0 | 0
Base VOM Costs by Reporting Type: PJM_ROR
ReportingType | 2015 | 2020 | 2025 | 2030 | 2035 | 2040
BM | 0.2 | 0.81 | 1.79 | 4.56 | 8.17 | 6.08
CC | 190.68 | 185.25 | 184.99 | 295.81 | 513.83 | 420.49
CSP | 0 | 0 | 0 | 0 | 0 | 0
CT | 0.03 | 0.06 | 0.06 | 0.06 | 0.06 | 0.06
Coal | 1275.92 | 1222.98 | 1317.34 | 1329.15 | 1344.37 | 1354.42
Geo | 0 | 0 | 0 | 0 | 0 | 0
H | 0 | 0 | 0 | 0 | 0 | 0
LFG | 0.05 | 0.05 | 0.09 | 0.09 | 0.09 | 0.09
Nuc | 370.54 | 370.54 | 370.54 | 354.51 | 275.46 | 185.16
PS | 0 | 0 | 0 | 0 | 0 | 0
PV | 0 | 0 | 0 | 0 | 0 | 0
PeakG | 10.4 | 9.25 | 12.1 | 12.83 | 8.73 | 9.66
PeakO | 0 | 0 | 0 | 0 | 0 | 0
ST | 0 | 0 | 0 | 0 | 0 | 0
STOG | 1.9 | 1.97 | 2.09 | 2.08 | 2.09 | 2.01
STWD | 0.09 | 1.45 | 2.7 | 3.23 | 3.23 | 3.23
WT | 0.31 | 0.31 | 0.31 | 0.31 | 0.31 | 0.34
IGCC | 0 | 0 | 0 | 0 | 0 | 0
DemandResponse | 0 | 0 | 0 | 0 | 0 | 0
IGCC-CCS | 0 | 0 | 0 | 0 | 0 | 0
WT_off | 0 | 0 | 0 | 0 | 0 | 0
PseudoUnit | 0 | 0 | 0 | 0 | 0 | 0
FixedInterchange | 0 | 0 | 0 | 0 | 0 | 0
Base VOM Costs by Reporting Type: SOCO
ReportingType | 2015 | 2020 | 2025 | 2030 | 2035 | 2040
BM | 0 | 0 | 0.12 | 0.12 | 0.19 | 0.19
CC | 312.61 | 306.04 | 302.55 | 345.39 | 327.27 | 312.89
CSP | 0 | 0 | 0 | 0 | 0 | 0
CT | 0 | 0 | 0 | 0 | 0 | 0
Coal | 361.09 | 417.38 | 507.95 | 522.08 | 613.11 | 790.12
Geo | 0 | 0 | 0 | 0 | 0 | 0
H | 0 | 0 | 0 | 0 | 0 | 0
LFG | 0 | 0 | 0.01 | 0.01 | 0.01 | 0.01
Nuc | 108.01 | 143 | 143 | 143 | 143 | 94.09
PS | 0 | 0 | 0 | 0 | 0 | 0
PV | 0 | 0 | 0 | 0 | 0 | 0
PeakG | 3.73 | 8.69 | 17.68 | 16.25 | 16.44 | 14.43
PeakO | 0 | 0 | 0 | 0 | 0 | 0
ST | 0 | 0 | 0 | 0 | 0 | 0
STOG | 0 | 0 | 0 | 0 | 0 | 0
STWD | 0 | 0 | 0 | 0 | 0 | 0
WT | 0 | 0 | 0 | 0 | 0 | 0
IGCC | 0 | 0 | 0 | 0 | 0 | 0
DemandResponse | 0 | 0 | 0 | 0 | 0 | 0
IGCC-CCS | 0 | 0 | 0 | 0 | 0 | 0
WT_off | 0 | 0 | 0 | 0 | 0 | 0
PseudoUnit | 0 | 0 | 0 | 0 | 0 | 0
FixedInterchange | 0 | 0 | 0 | 0 | 0 | 0
Base VOM Costs by Reporting Type: SPP_N
ReportingType | 2015 | 2020 | 2025 | 2030 | 2035 | 2040
BM | 0 | 0 | 0 | 0 | 0 | 0
CC | 19.14 | 36.64 | 46.26 | 53.37 | 34.5 | 29.27
CSP | 0 | 0 | 0 | 0 | 0 | 0
CT | 0 | 0 | 0 | 0.74 | 3.36 | 3.62
Coal | 222.66 | 236.28 | 258.69 | 258.69 | 258.69 | 289.99
Geo | 0 | 0 | 0 | 0 | 0 | 0
H | 0 | 0 | 0 | 0 | 0 | 0
LFG | 0 | 0 | 0.01 | 0.01 | 0.01 | 0.01
Nuc | 21.45 | 21.45 | 21.45 | 21.45 | 21.45 | 21.45
PS | 0 | 0 | 0 | 0 | 0 | 0
PV | 0 | 0 | 0 | 0 | 0 | 0
PeakG | 0.43 | 0.82 | 1.34 | 1.68 | 1.13 | 0.59
PeakO | 0 | 0 | 0 | 0 | 0 | 0
ST | 0 | 0 | 0 | 0 | 0 | 0
STOG | 1.15 | 1.39 | 1.4 | 1.57 | 1.54 | 1.51
STWD | 0 | 0 | 0 | 0 | 0 | 0
WT | 0.05 | 0.05 | 0.05 | 0.05 | 0.07 | 0.07
IGCC | 0 | 0 | 0 | 0 | 0 | 0
DemandResponse | 0 | 0 | 0 | 0 | 0 | 0
IGCC-CCS | 0 | 0 | 0 | 0 | 0 | 0
WT_off | 0 | 0 | 0 | 0 | 0 | 0
PseudoUnit | 0 | 0 | 0 | 0 | 0 | 0
FixedInterchange | 0 | 0 | 0 | 0 | 0 | 0
Base VOM Costs by Reporting Type: SPP_S
ReportingType | 2015 | 2020 | 2025 | 2030 | 2035 | 2040
BM | 0 | 0 | 0 | 0 | 0 | 0
CC | 88.52 | 104.62 | 123.95 | 149.86 | 107.27 | 72.56
CSP | 0 | 0 | 0 | 0 | 0 | 0
CT | 0 | 0.05 | 1.09 | 0.7 | 0 | 0
Coal | 336.52 | 360.17 | 381.63 | 396.74 | 398.36 | 400.41
Geo | 0 | 0 | 0 | 0 | 0 | 0
H | 0 | 0 | 0 | 0 | 0 | 0
LFG | 0 | 0 | 0.01 | 0.01 | 0.01 | 0.01
Nuc | 0 | 0 | 0 | 0 | 0 | 0
PS | 0 | 0 | 0 | 0 | 0 | 0
PV | 0 | 0 | 0 | 0 | 0 | 0
PeakG | 0 | 0 | 0.59 | 0.09 | 0 | 0
PeakO | 0 | 0 | 0 | 0 | 0 | 0
ST | 0 | 0 | 0 | 0 | 0 | 0
STOG | 4.7 | 4.81 | 6.06 | 5.59 | 4.05 | 2.53
STWD | 0 | 0 | 0 | 0 | 0 | 0
WT | 0.11 | 0.21 | 0.21 | 0.22 | 0.57 | 0.86
IGCC | 0 | 0 | 0 | 0 | 0 | 0
DemandResponse | 0 | 0 | 0 | 0 | 0 | 0
IGCC-CCS | 0 | 0 | 0 | 0 | 0 | 0
WT_off | 0 | 0 | 0 | 0 | 0 | 0
PseudoUnit | 0 | 0 | 0 | 0 | 0 | 0
FixedInterchange | 0 | 0 | 0 | 0 | 0 | 0
Base VOM Costs by Reporting Type: TVA
ReportingType | 2015 | 2020 | 2025 | 2030 | 2035 | 2040
BM | 0 | 0 | 0 | 0 | 0 | 0
CC | 57.01 | 68.57 | 84.14 | 97.29 | 87.17 | 75.24
CSP | 0 | 0 | 0 | 0 | 0 | 0
CT | 0 | 1.93 | 3.68 | 3.67 | 2.53 | 3.68
Coal | 296.68 | 319 | 345.94 | 351 | 468.82 | 545.98
Geo | 0 | 0 | 0 | 0 | 0 | 0
H | 0 | 0 | 0 | 0 | 0 | 0
LFG | 0 | 0 | 0.01 | 0.01 | 0.01 | 0.01
Nuc | 152.12 | 152.12 | 152.12 | 152.12 | 105.66 | 82.02
PS | 0 | 0 | 0 | 0 | 0 | 0
PV | 0 | 0 | 0 | 0 | 0 | 0
PeakG | 0 | 0 | 0.3 | 0.3 | 0.33 | 0.34
PeakO | 0 | 0 | 0 | 0 | 0 | 0
ST | 0 | 0 | 0 | 0 | 0 | 0
STOG | 0 | 0 | 0 | 0 | 0 | 0
STWD | 0 | 0 | 0 | 0 | 0 | 0
WT | 0 | 0 | 0 | 0 | 0 | 0
IGCC | 0 | 0 | 0 | 0 | 0 | 0
DemandResponse | 0 | 0 | 0 | 0 | 0 | 0
IGCC-CCS | 0 | 0 | 0 | 0 | 0 | 0
WT_off | 0 | 0 | 0 | 0 | 0 | 0
PseudoUnit | 0 | 0 | 0 | 0 | 0 | 0
FixedInterchange | 0 | 0 | 0 | 0 | 0 | 0
Base VOM Costs by Reporting Type: TVA_Transmission
ReportingType | 2015 | 2020 | 2025 | 2030 | 2035 | 2040
BM | 0 | 0 | 0 | 0 | 0 | 0
CC | 0 | 0 | 0 | 0 | 0 | 0
CSP | 0 | 0 | 0 | 0 | 0 | 0
CT | 0 | 0 | 0 | 0 | 0 | 0
Coal | 0 | 0 | 0 | 0 | 0 | 0
Geo | 0 | 0 | 0 | 0 | 0 | 0
H | 0 | 0 | 0 | 0 | 0 | 0
LFG | 0 | 0 | 0 | 0 | 0 | 0
Nuc | 0 | 0 | 0 | 0 | 0 | 0
PS | 0 | 0 | 0 | 0 | 0 | 0
PV | 0 | 0 | 0 | 0 | 0 | 0
PeakG | 0 | 0 | 0 | 0 | 0 | 0
PeakO | 0 | 0 | 0 | 0 | 0 | 0
ST | 0 | 0 | 0 | 0 | 0 | 0
STOG | 0 | 0 | 0 | 0 | 0 | 0
STWD | 0 | 0 | 0 | 0 | 0 | 0
WT | 0 | 0 | 0 | 0 | 0 | 0
IGCC | 0 | 0 | 0 | 0 | 0 | 0
DemandResponse | 0 | 0 | 0 | 0 | 0 | 0
IGCC-CCS | 0 | 0 | 0 | 0 | 0 | 0
WT_off | 0 | 0 | 0 | 0 | 0 | 0
PseudoUnit | 0 | 0 | 0 | 0 | 0 | 0
FixedInterchange | 0 | 0 | 0 | 0 | 0 | 0
Base VOM Costs by Reporting Type: VACAR
ReportingType | 2015 | 2020 | 2025 | 2030 | 2035 | 2040
BM | 0.03 | 12.99 | 38.04 | 42.35 | 45.88 | 51.14
CC | 174.23 | 167.8 | 161.29 | 180.16 | 255.62 | 363.65
CSP | 0 | 0 | 0 | 0 | 0 | 0
CT | 0.73 | 0.73 | 1.29 | 1.04 | 3.89 | 3.66
Coal | 296.66 | 325.84 | 422.82 | 461.63 | 500.34 | 505.59
Geo | 0 | 0 | 0 | 0 | 0 | 0
H | 0 | 0 | 0 | 0 | 0 | 0
LFG | 0.01 | 0.01 | 0.01 | 0.01 | 0.01 | 0.01
Nuc | 211.36 | 248.42 | 248.42 | 248.42 | 188.36 | 154
PS | 0 | 0 | 0 | 0 | 0 | 0
PV | 0 | 0 | 0 | 0 | 0 | 0
PeakG | 0.94 | 1.61 | 2.92 | 2.81 | 3.3 | 3.23
PeakO | 0 | 0 | 0 | 0 | 0 | 0
ST | 0 | 0 | 0 | 0 | 0 | 0
STOG | 0 | 0 | 0 | 0 | 0 | 0
STWD | 4.67 | 4.67 | 2.95 | 3.44 | 4.67 | 4.67
WT | 0 | 0.08 | 0.08 | 0.08 | 0.08 | 0.08
IGCC | 0 | 0 | 0 | 0 | 0 | 0
DemandResponse | 0 | 0 | 0 | 0 | 0 | 0
IGCC-CCS | 0 | 0 | 0 | 0 | 0 | 0
WT_off | 0 | 0 | 0 | 0 | 0 | 0
PseudoUnit | 0 | 0 | 0 | 0 | 0 | 0
FixedInterchange | 0 | 0 | 0 | 0 | 0 | 0
Base VOM Costs by Reporting Type: IESO
ReportingType | 2015 | 2020 | 2025 | 2030 | 2035 | 2040
BM | 0 | 0 | 0 | 0 | 0.02 | 0.02
CC | 2.85 | 4.5 | 5.87 | 6.72 | 37.11 | 100.84
CSP | 0 | 0 | 0 | 0 | 0 | 0
CT | 0 | 0 | 0.03 | 0.03 | 0.39 | 1.44
Coal | 0 | 0 | 0 | 0 | 0 | 0
Geo | 0 | 0 | 0 | 0 | 0 | 0
H | 0 | 0 | 0 | 0 | 0 | 0
LFG | 0.01 | 0.01 | 0.01 | 0.01 | 0.01 | 0.01
Nuc | 240.73 | 240.73 | 240.73 | 240.73 | 221.68 | 193.2
PS | 0 | 0 | 0 | 0 | 0 | 0
PV | 0 | 0 | 0 | 0 | 0 | 0
PeakG | 0 | 0 | 0.04 | 0.04 | 0.04 | 0.13
PeakO | 0 | 0 | 0 | 0 | 0 | 0
ST | 0 | 0 | 0 | 0 | 0 | 0
STOG | 0 | 0 | 0 | 0 | 0 | 0
STWD | 0 | 0 | 0 | 0 | 0 | 0
WT | 0.09 | 0.09 | 0.09 | 0.09 | 0.04 | 0.04
IGCC | 0 | 0 | 0 | 0 | 0 | 0
DemandResponse | 0 | 0 | 0 | 0 | 0 | 0
IGCC-CCS | 0 | 0 | 0 | 0 | 0 | 0
WT_off | 0 | 0 | 0 | 0 | 0 | 0
PseudoUnit | 0 | 0 | 0 | 0 | 0 | 0
FixedInterchange | 0 | 0 | 0 | 0 | 0 | 0
Base VOM Costs by Reporting Type: MAPP_CA
ReportingType | 2015 | 2020 | 2025 | 2030 | 2035 | 2040
BM | 0 | 0 | 0 | 0 | 0 | 0
CC | 31.24 | 41.97 | 46.47 | 55.95 | 67.05 | 64.37
CSP | 0 | 0 | 0 | 0 | 0 | 0
CT | 0 | 0 | 0 | 0 | 0 | 0.32
Coal | 0.43 | 0.83 | 2.09 | 7.45 | 13.46 | 15.65
Geo | 0 | 0 | 0 | 0 | 0 | 0
H | 0 | 0 | 0 | 0 | 0 | 0
LFG | 0 | 0 | 0 | 0 | 0 | 0
Nuc | 0 | 0 | 0 | 0 | 0 | 0
PS | 0 | 0 | 0 | 0 | 0 | 0
PV | 0 | 0 | 0 | 0 | 0 | 0
PeakG | 0 | 0 | 0 | 0 | 0.03 | 0
PeakO | 0 | 0 | 0 | 0 | 0 | 0
ST | 0 | 0 | 0 | 0 | 0 | 0
STOG | 0 | 0 | 0 | 0 | 0 | 0
STWD | 0 | 0 | 0 | 0 | 0 | 0
WT | 0.02 | 0.02 | 0.02 | 0.02 | 0.02 | 0.02
IGCC | 0 | 0 | 0 | 0 | 0 | 0
DemandResponse | 0 | 0 | 0 | 0 | 0 | 0
IGCC-CCS | 0 | 0 | 0 | 0 | 0 | 0
WT_off | 0 | 0 | 0 | 0 | 0 | 0
PseudoUnit | 0 | 0 | 0 | 0 | 0 | 0
FixedInterchange | 0 | 0 | 0 | 0 | 0 | 0
Base VOM Costs by Reporting Type: AZ_NM_SNV_Coal
ReportingType | 2015 | 2020 | 2025 | 2030 | 2035 | 2040
BM | 0 | 0 | 0 | 0 | 0 | 0
CC | 0 | 0 | 0 | 0 | 0 | 0
CSP | 0 | 0 | 0 | 0 | 0 | 0
CT | 0 | 0 | 0 | 0 | 0 | 0
Coal | 255.98 | 294.02 | 324.69 | 324.69 | 324.69 | 542.53
Geo | 0 | 0 | 0 | 0 | 0 | 0
H | 0 | 0 | 0 | 0 | 0 | 0
LFG | 0 | 0 | 0 | 0 | 0 | 0
Nuc | 0 | 0 | 0 | 0 | 0 | 0
PS | 0 | 0 | 0 | 0 | 0 | 0
PV | 0 | 0 | 0 | 0 | 0 | 0
PeakG | 0 | 0 | 0 | 0 | 0 | 0
PeakO | 0 | 0 | 0 | 0 | 0 | 0
ST | 0 | 0 | 0 | 0 | 0 | 0
STOG | 0 | 0 | 0 | 0 | 0 | 0
STWD | 0 | 0 | 0 | 0 | 0 | 0
WT | 0 | 0 | 0 | 0 | 0 | 0
IGCC | 0 | 0 | 0 | 0 | 0 | 0
DemandResponse | 0 | 0 | 0 | 0 | 0 | 0
IGCC-CCS | 0 | 0 | 0 | 0 | 0 | 0
WT_off | 0 | 0 | 0 | 0 | 0 | 0
PseudoUnit | 0 | 0 | 0 | 0 | 0 | 0
FixedInterchange | 0 | 0 | 0 | 0 | 0 | 0
Base VOM Costs by Reporting Type: AZ_NM_SNV_Gas
ReportingType | 2015 | 2020 | 2025 | 2030 | 2035 | 2040
BM | 0 | 0 | 0 | 0 | 0 | 0
CC | 254.3 | 290.19 | 298.79 | 368.51 | 453.18 | 429.25
CSP | 0 | 0 | 0 | 0 | 0 | 0
CT | 0 | 0 | 0.75 | 1.43 | 0 | 0
Coal | 0 | 0 | 0 | 0 | 0 | 0
Geo | 0 | 0 | 0 | 0 | 0 | 0
H | 0 | 0 | 0 | 0 | 0 | 0
LFG | 0 | 0 | 0 | 0 | 0 | 0
Nuc | 0 | 0 | 0 | 0 | 0 | 0
PS | 0 | 0 | 0 | 0 | 0 | 0
PV | 0 | 0 | 0 | 0 | 0 | 0
PeakG | 0 | 0 | 2.27 | 3.75 | 5.11 | 0
PeakO | 0 | 0 | 0 | 0 | 0 | 0
ST | 0 | 0 | 0 | 0 | 0 | 0
STOG | 0 | 0 | 0 | 0 | 0 | 0
STWD | 0 | 0 | 0 | 0 | 0 | 0
WT | 0 | 0 | 0 | 0 | 0 | 0
IGCC | 0 | 0 | 0 | 0 | 0 | 0
DemandResponse | 0 | 0 | 0 | 0 | 0 | 0
IGCC-CCS | 0 | 0 | 0 | 0 | 0 | 0
WT_off | 0 | 0 | 0 | 0 | 0 | 0
PseudoUnit | 0 | 0 | 0 | 0 | 0 | 0
FixedInterchange | 0 | 0 | 0 | 0 | 0 | 0
Base VOM Costs by Reporting Type: AZ_NM_SNV_NucRenew
ReportingType | 2015 | 2020 | 2025 | 2030 | 2035 | 2040
BM | 0 | 0 | 0 | 0 | 0 | 0
CC | 0 | 0 | 0 | 0 | 0 | 0
CSP | 0 | 0 | 0 | 0 | 0 | 0
CT | 0 | 0 | 0 | 0 | 0 | 0
Coal | 0 | 0 | 0 | 0 | 0 | 0
Geo | 0 | 0 | 116.31 | 116.31 | 116.31 | 116.31
H | 0 | 0 | 0 | 0 | 0 | 0
LFG | 0 | 0.01 | 0.01 | 0.01 | 0.01 | 0.01
Nuc | 71.66 | 71.66 | 71.66 | 71.66 | 71.66 | 71.66
PS | 0 | 0 | 0 | 0 | 0 | 0
PV | 0 | 0 | 0 | 0 | 0 | 0
PeakG | 0 | 0 | 0 | 0 | 0 | 0
PeakO | 0 | 0 | 0 | 0 | 0 | 0
ST | 0.01 | 0.03 | 0.04 | 0.04 | 0.04 | 0.04
STOG | 0 | 0 | 0 | 0 | 0 | 0
STWD | 0.43 | 0.43 | 0.04 | 0.39 | 0.39 | 0.39
WT | 0.02 | 0.29 | 0.29 | 0.3 | 0.3 | 0.3
IGCC | 0 | 0 | 0 | 0 | 0 | 0
DemandResponse | 0 | 0 | 0 | 0 | 0 | 0
IGCC-CCS | 0 | 0 | 0 | 0 | 0 | 0
WT_off | 0 | 0 | 0 | 0 | 0 | 0
PseudoUnit | 0 | 0 | 0 | 0 | 0 | 0
FixedInterchange | 0 | 0 | 0 | 0 | 0 | 0
Base VOM Costs by Reporting Type: ERCOT
ReportingType | 2015 | 2020 | 2025 | 2030 | 2035 | 2040
BM | 0 | 0 | 0.02 | 0.07 | 0.49 | 0.5
CC | 421.69 | 442.52 | 436.54 | 475.69 | 530.22 | 559.9
CSP | 0 | 0 | 0 | 0 | 0 | 0
CT | 0 | 0.05 | 0.24 | 0.08 | 0.08 | 0.08
Coal | 373.56 | 493.01 | 591.86 | 591.86 | 591.86 | 591.86
Geo | 0 | 0 | 0 | 0 | 0 | 0
H | 0 | 0 | 0 | 0 | 0 | 0
LFG | 0.01 | 0.01 | 0.01 | 0.04 | 0.04 | 0.04
Nuc | 94.14 | 94.14 | 94.14 | 94.14 | 94.14 | 94.14
PS | 0 | 0 | 0 | 0 | 0 | 0
PV | 0 | 0 | 0 | 0 | 0 | 0
PeakG | 0 | 0.09 | 0.82 | 0.82 | 0.59 | 0.45
PeakO | 0 | 0 | 0 | 0 | 0 | 0
ST | 0 | 0 | 0 | 0 | 0 | 0
STOG | 9.2 | 12.12 | 16.85 | 15.85 | 14.65 | 12.73
STWD | 0 | 0 | 0 | 0 | 0 | 0
WT | 0.32 | 0.32 | 0.32 | 0.32 | 0.32 | 0.4
IGCC | 0 | 0 | 0 | 0 | 0 | 0
DemandResponse | 0 | 0 | 0 | 0 | 0 | 0
IGCC-CCS | 0 | 0 | 0 | 0 | 0 | 0
WT_off | 0 | 0 | 0 | 0 | 0 | 0
PseudoUnit | 0 | 0 | 0 | 0 | 0 | 0
FixedInterchange | 0 | 0 | 0 | 0 | 0 | 0
Base VOM Costs by Reporting Type: NP15
ReportingType | 2015 | 2020 | 2025 | 2030 | 2035 | 2040
BM | 0 | 0 | 0 | 0 | 0 | 0
CC | 100.43 | 71.33 | 90.64 | 58.94 | 42.36 | 23.87
CSP | 0 | 0 | 0 | 0 | 0 | 0
CT | 0 | 0 | 0 | 0 | 0 | 0
Coal | 0.76 | 0.81 | 0 | 0 | 0 | 0
Geo | 0.11 | 23 | 48.23 | 48.23 | 48.23 | 48.23
H | 0 | 0 | 0 | 0 | 0 | 0
LFG | 0.01 | 0.06 | 0.06 | 0.06 | 0.06 | 0.06
Nuc | 42.53 | 42.53 | 42.53 | 42.53 | 42.53 | 42.53
PS | 0 | 0 | 0 | 0 | 0 | 0
PV | 0 | 0 | 0 | 0 | 0 | 0
PeakG | 0 | 0 | 0 | 0 | 0 | 0.19
PeakO | 0 | 0 | 0 | 0 | 0 | 0
ST | 0 | 0 | 0 | 0 | 0 | 0
STOG | 0.32 | 0.21 | 0.47 | 0.65 | 0.47 | 0.83
STWD | 7.35 | 7.35 | 0.01 | 4.3 | 4.33 | 4.48
WT | 0.04 | 0.13 | 0.13 | 0.13 | 0.13 | 0.13
IGCC | 0 | 0 | 0 | 0 | 0 | 0
DemandResponse | 0 | 0 | 0 | 0 | 0 | 0
IGCC-CCS | 0 | 0 | 0 | 0 | 0 | 0
WT_off | 0 | 0 | 0 | 0 | 0 | 0
PseudoUnit | 0 | 0 | 0 | 0 | 0 | 0
FixedInterchange | 0 | 0 | 0 | 0 | 0 | 0
Base VOM Costs by Reporting Type: NWPP_Coal
ReportingType | 2015 | 2020 | 2025 | 2030 | 2035 | 2040
BM | 0 | 0 | 0 | 0 | 0 | 0
CC | 0 | 0 | 0 | 0 | 0 | 0
CSP | 0 | 0 | 0 | 0 | 0 | 0
CT | 0 | 0 | 0 | 0 | 0 | 0
Coal | 327.97 | 349.5 | 385.5 | 385.5 | 385.5 | 385.5
Geo | 0 | 0 | 0 | 0 | 0 | 0
H | 0 | 0 | 0 | 0 | 0 | 0
LFG | 0 | 0 | 0 | 0 | 0 | 0
Nuc | 0 | 0 | 0 | 0 | 0 | 0
PS | 0 | 0 | 0 | 0 | 0 | 0
PV | 0 | 0 | 0 | 0 | 0 | 0
PeakG | 0 | 0 | 0 | 0 | 0 | 0
PeakO | 0 | 0 | 0 | 0 | 0 | 0
ST | 0 | 0 | 0 | 0 | 0 | 0
STOG | 0 | 0 | 0 | 0 | 0 | 0
STWD | 0 | 0 | 0 | 0 | 0 | 0
WT | 0 | 0 | 0 | 0 | 0 | 0
IGCC | 0 | 0 | 0 | 0 | 0 | 0
DemandResponse | 0 | 0 | 0 | 0 | 0 | 0
IGCC-CCS | 0 | 0 | 0 | 0 | 0 | 0
WT_off | 0 | 0 | 0 | 0 | 0 | 0
PseudoUnit | 0 | 0 | 0 | 0 | 0 | 0
FixedInterchange | 0 | 0 | 0 | 0 | 0 | 0
Base VOM Costs by Reporting Type: NWPP_Gas
ReportingType | 2015 | 2020 | 2025 | 2030 | 2035 | 2040
BM | 0 | 0 | 0 | 0 | 0 | 0
CC | 122.48 | 122.48 | 127.49 | 255.69 | 340.35 | 359.06
CSP | 0 | 0 | 0 | 0 | 0 | 0
CT | 0 | 0 | 0 | 0 | 0 | 0
Coal | 0 | 0 | 0 | 0 | 0.01 | 30.89
Geo | 0 | 0 | 0 | 0 | 0 | 0
H | 0 | 0 | 0 | 0 | 0 | 0
LFG | 0 | 0 | 0 | 0 | 0 | 0
Nuc | 0 | 0 | 0 | 0 | 0 | 0
PS | 0 | 0 | 0 | 0 | 0 | 0
PV | 0 | 0 | 0 | 0 | 0 | 0
PeakG | 0 | 0 | 0 | 0 | 0 | 0
PeakO | 0 | 0 | 0 | 0 | 0 | 0
ST | 0 | 0 | 0 | 0 | 0 | 0
STOG | 0 | 0 | 0 | 0 | 0 | 0
STWD | 0 | 0 | 0 | 0 | 0 | 0
WT | 0 | 0 | 0 | 0 | 0 | 0
IGCC | 0 | 0 | 0 | 0 | 0 | 0
DemandResponse | 0 | 0 | 0 | 0 | 0 | 0
IGCC-CCS | 0 | 0 | 0 | 0 | 0 | 0
WT_off | 0 | 0 | 0 | 0 | 0 | 0
PseudoUnit | 0 | 0 | 0 | 0 | 0 | 0
FixedInterchange | 0 | 0 | 0 | 0 | 0 | 0
Base VOM Costs by Reporting Type: NWPP_NucRenew
ReportingType | 2015 | 2020 | 2025 | 2030 | 2035 | 2040
BM | 0 | 1.21 | 0 | 1.21 | 1.21 | 1.21
CC | 0 | 0 | 0 | 0 | 0 | 0
CSP | 0 | 0 | 0 | 0 | 0 | 0
CT | 0 | 0 | 0 | 0 | 0 | 0
Coal | 0 | 0 | 0 | 0 | 0 | 0
Geo | 6.93 | 6.93 | 41.74 | 41.74 | 41.74 | 41.74
H | 0 | 0 | 0 | 0 | 0 | 0
LFG | 0.01 | 0.01 | 0.03 | 0.03 | 0.03 | 0.03
Nuc | 20.91 | 20.91 | 20.91 | 20.91 | 20.91 | 20.91
PS | 0 | 0 | 0 | 0 | 0 | 0
PV | 0 | 0 | 0 | 0 | 0 | 0
PeakG | 0 | 0 | 0 | 0 | 0 | 0
PeakO | 0 | 0 | 0 | 0 | 0 | 0
ST | 0 | 0 | 0 | 0 | 0 | 0
STOG | 0 | 0 | 0 | 0 | 0 | 0
STWD | 0 | 0 | 0 | 0.45 | 0.45 | 0.45
WT | 0.19 | 0.19 | 0.19 | 0.19 | 0.19 | 0.19
IGCC | 0 | 0 | 0 | 0 | 0 | 0
DemandResponse | 0 | 0 | 0 | 0 | 0 | 0
IGCC-CCS | 0 | 0 | 0 | 0 | 0 | 0
WT_off | 0 | 0 | 0 | 0 | 0 | 0
PseudoUnit | 0 | 0 | 0 | 0 | 0 | 0
FixedInterchange | 0 | 0 | 0 | 0 | 0 | 0
Base VOM Costs by Reporting Type: RMPA
ReportingType | 2015 | 2020 | 2025 | 2030 | 2035 | 2040
BM | 0 | 0 | 0 | 0 | 0 | 0
CC | 17.87 | 20.59 | 9.97 | 10 | 7.19 | 5.85
CSP | 0 | 0 | 0 | 0 | 0 | 0
CT | 0 | 0 | 0 | 0 | 0 | 0
Coal | 197.84 | 205.11 | 213.71 | 215.8 | 257.79 | 297.44
Geo | 0 | 27.24 | 206.14 | 206.14 | 206.14 | 206.14
H | 0 | 0 | 0 | 0 | 0 | 0
LFG | 0 | 0 | 0 | 0 | 0 | 0
Nuc | 0 | 0 | 0 | 0 | 0 | 0
PS | 0 | 0 | 0 | 0 | 0 | 0
PV | 0 | 0 | 0 | 0 | 0 | 0
PeakG | 0.09 | 0.33 | 0.03 | 0.82 | 0.58 | 0.51
PeakO | 0 | 0 | 0 | 0 | 0 | 0
ST | 0 | 0.01 | 0.01 | 0.02 | 0.02 | 0.02
STOG | 0 | 0 | 0 | 0 | 0 | 0
STWD | 0 | 0 | 0 | 0 | 0 | 0
WT | 0.07 | 0.08 | 0.08 | 0.08 | 0.08 | 0.08
IGCC | 0 | 0 | 0 | 0 | 0 | 0
DemandResponse | 0 | 0 | 0 | 0 | 0 | 0
IGCC-CCS | 0 | 0 | 0 | 0 | 0 | 0
WT_off | 0 | 0 | 0 | 0 | 0 | 0
PseudoUnit | 0 | 0 | 0 | 0 | 0 | 0
FixedInterchange | 0 | 0 | 0 | 0 | 0 | 0
Base VOM Costs by Reporting Type: SP15
ReportingType | 2015 | 2020 | 2025 | 2030 | 2035 | 2040
BM | 0.22 | 0.22 | 0.01 | 0.2 | 0.16 | 0.16
CC | 96.14 | 47.7 | 51.77 | 45.65 | 39.51 | 26.69
CSP | 0 | 0 | 0 | 0 | 0 | 0
CT | 0 | 0 | 0 | 0 | 0 | 0
Coal | 2.71 | 2.89 | 0 | 0 | 0 | 0
Geo | 4.1 | 120.4 | 120.4 | 120.4 | 120.4 | 120.4
H | 0 | 0 | 0 | 0 | 0 | 0
LFG | 0.02 | 0.07 | 0.07 | 0.07 | 0.07 | 0.07
Nuc | 41.61 | 41.61 | 41.61 | 41.61 | 41.61 | 41.61
PS | 0 | 0 | 0 | 0 | 0 | 0
PV | 0 | 0 | 0 | 0 | 0 | 0
PeakG | 0 | 0 | 0 | 0 | 0 | 0
PeakO | 0 | 0 | 0 | 0 | 0 | 0
ST | 0.02 | 0.02 | 0.02 | 0.02 | 0.02 | 0.02
STOG | 0.52 | 0.55 | 0.17 | 0.45 | 0.94 | 1.32
STWD | 1.98 | 1.98 | 0.05 | 1.22 | 1.22 | 1.06
WT | 0.07 | 0.07 | 0.07 | 0.07 | 0.07 | 0.07
IGCC | 0 | 0 | 0 | 0 | 0 | 0
DemandResponse | 0 | 0 | 0 | 0 | 0 | 0
IGCC-CCS | 0 | 0 | 0 | 0 | 0 | 0
WT_off | 0 | 0 | 0 | 0 | 0 | 0
PseudoUnit | 0 | 0 | 0 | 0 | 0 | 0
FixedInterchange | 0 | 0 | 0 | 0 | 0 | 0
Base VOM Costs by Reporting Type: ALB
ReportingType | 2015 | 2020 | 2025 | 2030 | 2035 | 2040
BM | 0 | 0 | 0 | 0 | 0 | 0
CC | 47.15 | 66.84 | 82.03 | 104.81 | 128.61 | 152.79
CSP | 0 | 0 | 0 | 0 | 0 | 0
CT | 0 | 0 | 0 | 0 | 0 | 0
Coal | 167.67 | 167.67 | 167.67 | 167.67 | 167.67 | 167.67
Geo | 0 | 0 | 0 | 0 | 0 | 0
H | 0 | 0 | 0 | 0 | 0 | 0
LFG | 0 | 0 | 0 | 0 | 0 | 0
Nuc | 0 | 0 | 0 | 0 | 0 | 0
PS | 0 | 0 | 0 | 0 | 0 | 0
PV | 0 | 0 | 0 | 0 | 0 | 0
PeakG | 0 | 0 | 0 | 0 | 0 | 0
PeakO | 0 | 0 | 0 | 0 | 0 | 0
ST | 0 | 0 | 0 | 0 | 0 | 0
STOG | 0 | 0 | 0 | 0 | 0 | 0
STWD | 0 | 0 | 0 | 0 | 0 | 0
WT | 0.02 | 0.02 | 0.02 | 0.02 | 0.02 | 0.02
IGCC | 0 | 0 | 0 | 0 | 0 | 0
DemandResponse | 0 | 0 | 0 | 0 | 0 | 0
IGCC-CCS | 0 | 0 | 0 | 0 | 0 | 0
WT_off | 0 | 0 | 0 | 0 | 0 | 0
PseudoUnit | 0 | 0 | 0 | 0 | 0 | 0
FixedInterchange | 0 | 0 | 0 | 0 | 0 | 0
Base VOM Costs by Reporting Type: BC
ReportingType | 2015 | 2020 | 2025 | 2030 | 2035 | 2040
BM | 0 | 0 | 0 | 0 | 0 | 0
CC | 33.57 | 44.95 | 62.07 | 75.98 | 96.36 | 117.75
CSP | 0 | 0 | 0 | 0 | 0 | 0
CT | 0 | 0 | 0 | 0 | 0 | 0
Coal | 0 | 0 | 0 | 0 | 0 | 0
Geo | 0 | 0 | 0 | 0 | 0 | 0
H | 0 | 0 | 0 | 0 | 0 | 0
LFG | 0 | 0 | 0 | 0 | 0 | 0
Nuc | 0 | 0 | 0 | 0 | 0 | 0
PS | 0 | 0 | 0 | 0 | 0 | 0
PV | 0 | 0 | 0 | 0 | 0 | 0
PeakG | 0 | 0 | 0 | 0 | 0 | 0
PeakO | 0 | 0 | 0 | 0 | 0 | 0
ST | 0 | 0 | 0 | 0 | 0 | 0
STOG | 0 | 0 | 0 | 0 | 0 | 0
STWD | 0 | 0 | 0 | 0 | 0 | 0
WT | 0.01 | 0.01 | 0.01 | 0.01 | 0.01 | 0.01
IGCC | 0 | 0 | 0 | 0 | 0 | 0
DemandResponse | 0 | 0 | 0 | 0 | 0 | 0
IGCC-CCS | 0 | 0 | 0 | 0 | 0 | 0
WT_off | 0 | 0 | 0 | 0 | 0 | 0
PseudoUnit | 0 | 0 | 0 | 0 | 0 | 0
FixedInterchange | 0 | 0 | 0 | 0 | 0 | 0
Base VOM Costs by Reporting Type: HQ_IESO
ReportingType | 2015 | 2020 | 2025 | 2030 | 2035 | 2040
BM | 0 | 0 | 0 | 0 | 0 | 0
CC | 0 | 0 | 0 | 0 | 0 | 0
CSP | 0 | 0 | 0 | 0 | 0 | 0
CT | 0 | 0 | 0 | 0 | 0 | 0
Coal | 0 | 0 | 0 | 0 | 0 | 0
Geo | 0 | 0 | 0 | 0 | 0 | 0
H | 0 | 0 | 0 | 0 | 0 | 0
LFG | 0 | 0 | 0 | 0 | 0 | 0
Nuc | 0 | 0 | 0 | 0 | 0 | 0
PS | 0 | 0 | 0 | 0 | 0 | 0
PV | 0 | 0 | 0 | 0 | 0 | 0
PeakG | 0 | 0 | 0 | 0 | 0 | 0
PeakO | 0 | 0 | 0 | 0 | 0 | 0
ST | 0 | 0 | 0 | 0 | 0 | 0
STOG | 0 | 0 | 0 | 0 | 0 | 0
STWD | 0 | 0 | 0 | 0 | 0 | 0
WT | 0 | 0 | 0 | 0 | 0 | 0
IGCC | 0 | 0 | 0 | 0 | 0 | 0
DemandResponse | 0 | 0 | 0 | 0 | 0 | 0
IGCC-CCS | 0 | 0 | 0 | 0 | 0 | 0
WT_off | 0 | 0 | 0 | 0 | 0 | 0
PseudoUnit | 0 | 0 | 0 | 0 | 0 | 0
FixedInterchange | 0 | 0 | 0 | 0 | 0 | 0
Base VOM Costs by Reporting Type: HQ_NEISO
ReportingType | 2015 | 2020 | 2025 | 2030 | 2035 | 2040
BM | 0 | 0 | 0 | 0 | 0 | 0
CC | 0 | 0 | 0 | 0 | 0 | 0
CSP | 0 | 0 | 0 | 0 | 0 | 0
CT | 0 | 0 | 0 | 0 | 0 | 0
Coal | 0 | 0 | 0 | 0 | 0 | 0
Geo | 0 | 0 | 0 | 0 | 0 | 0
H | 0 | 0 | 0 | 0 | 0 | 0
LFG | 0 | 0 | 0 | 0 | 0 | 0
Nuc | 0 | 0 | 0 | 0 | 0 | 0
PS | 0 | 0 | 0 | 0 | 0 | 0
PV | 0 | 0 | 0 | 0 | 0 | 0
PeakG | 0 | 0 | 0 | 0 | 0 | 0
PeakO | 0 | 0 | 0 | 0 | 0 | 0
ST | 0 | 0 | 0 | 0 | 0 | 0
STOG | 0 | 0 | 0 | 0 | 0 | 0
STWD | 0 | 0 | 0 | 0 | 0 | 0
WT | 0 | 0 | 0 | 0 | 0 | 0
IGCC | 0 | 0 | 0 | 0 | 0 | 0
DemandResponse | 0 | 0 | 0 | 0 | 0 | 0
IGCC-CCS | 0 | 0 | 0 | 0 | 0 | 0
WT_off | 0 | 0 | 0 | 0 | 0 | 0
PseudoUnit | 0 | 0 | 0 | 0 | 0 | 0
FixedInterchange | 0 | 0 | 0 | 0 | 0 | 0
Base VOM Costs by Reporting Type: HQ_NY
ReportingType | 2015 | 2020 | 2025 | 2030 | 2035 | 2040
BM | 0 | 0 | 0 | 0 | 0 | 0
CC | 0 | 0 | 0 | 0 | 0 | 0
CSP | 0 | 0 | 0 | 0 | 0 | 0
CT | 0 | 0 | 0 | 0 | 0 | 0
Coal | 0 | 0 | 0 | 0 | 0 | 0
Geo | 0 | 0 | 0 | 0 | 0 | 0
H | 0 | 0 | 0 | 0 | 0 | 0
LFG | 0 | 0 | 0 | 0 | 0 | 0
Nuc | 0 | 0 | 0 | 0 | 0 | 0
PS | 0 | 0 | 0 | 0 | 0 | 0
PV | 0 | 0 | 0 | 0 | 0 | 0
PeakG | 0 | 0 | 0 | 0 | 0 | 0
PeakO | 0 | 0 | 0 | 0 | 0 | 0
ST | 0 | 0 | 0 | 0 | 0 | 0
STOG | 0 | 0 | 0 | 0 | 0 | 0
STWD | 0 | 0 | 0 | 0 | 0 | 0
WT | 0 | 0 | 0 | 0 | 0 | 0
IGCC | 0 | 0 | 0 | 0 | 0 | 0
DemandResponse | 0 | 0 | 0 | 0 | 0 | 0
IGCC-CCS | 0 | 0 | 0 | 0 | 0 | 0
WT_off | 0 | 0 | 0 | 0 | 0 | 0
PseudoUnit | 0 | 0 | 0 | 0 | 0 | 0
FixedInterchange | 0 | 0 | 0 | 0 | 0 | 0
Base VOM Costs by Reporting Type: MARITIMES
ReportingType | 2015 | 2020 | 2025 | 2030 | 2035 | 2040
BM | 0 | 0 | 0 | 0 | 0 | 0
CC | 0 | 0 | 0 | 0 | 0 | 0
CSP | 0 | 0 | 0 | 0 | 0 | 0
CT | 0 | 0 | 0 | 0 | 0 | 0
Coal | 0 | 0 | 0 | 0 | 0 | 0
Geo | 0 | 0 | 0 | 0 | 0 | 0
H | 0 | 0 | 0 | 0 | 0 | 0
LFG | 0 | 0 | 0 | 0 | 0 | 0
Nuc | 0 | 0 | 0 | 0 | 0 | 0
PS | 0 | 0 | 0 | 0 | 0 | 0
PV | 0 | 0 | 0 | 0 | 0 | 0
PeakG | 0 | 0 | 0 | 0 | 0 | 0
PeakO | 0 | 0 | 0 | 0 | 0 | 0
ST | 0 | 0 | 0 | 0 | 0 | 0
STOG | 0 | 0 | 0 | 0 | 0 | 0
STWD | 0 | 0 | 0 | 0 | 0 | 0
WT | 0 | 0 | 0 | 0 | 0 | 0
IGCC | 0 | 0 | 0 | 0 | 0 | 0
DemandResponse | 0 | 0 | 0 | 0 | 0 | 0
IGCC-CCS | 0 | 0 | 0 | 0 | 0 | 0
WT_off | 0 | 0 | 0 | 0 | 0 | 0
PseudoUnit | 0 | 0 | 0 | 0 | 0 | 0
FixedInterchange | 0 | 0 | 0 | 0 | 0 | 0
Base VOM Costs by Reporting Type: All
ReportingType | 2015 | 2020 | 2025 | 2030 | 2035 | 2040
BM | 10.99 | 26.44 | 44.41 | 53.06 | 61.07 | 64.08
CC | 2984.08 | 3183.35 | 3498.08 | 4056.44 | 5015.68 | 5604.82
CSP | 0 | 0 | 0 | 0 | 0 | 0
CT | 8.79 | 17.91 | 19.4 | 21.17 | 27.11 | 35.61
Coal | 6363.02 | 6883.21 | 7585.13 | 7763.33 | 8266.02 | 9041.83
Geo | 11.14 | 177.58 | 532.83 | 532.83 | 532.83 | 532.83
H | 0 | 0 | 0 | 0 | 0 | 0
LFG | 0.38 | 0.54 | 0.73 | 0.79 | 0.79 | 0.79
Nuc | 2164.81 | 2225.48 | 2225.48 | 2197.96 | 1706.52 | 1342.12
PS | 0 | 0 | 0 | 0 | 0 | 0
PV | 0.02 | 0.06 | 0.08 | 0.08 | 0.08 | 0.09
PeakG | 27.42 | 36.07 | 62.48 | 62.44 | 66.1 | 52.2
PeakO | 0 | 0 | 0 | 0 | 0 | 0
ST | 0.03 | 0.06 | 0.07 | 0.07 | 0.07 | 0.07
STOG | 33.95 | 41.06 | 48.37 | 47.13 | 46.06 | 43.09
STWD | 24.97 | 21.53 | 8.59 | 19.29 | 20.76 | 21.02
WT | 2.03 | 2.78 | 3 | 3.21 | 3.56 | 3.99
IGCC | 30.43 | 30.43 | 30.43 | 30.43 | 30.43 | 30.43
DemandResponse | 0 | 0 | 0 | 0 | 0 | 0
IGCC-CCS | 0 | 0 | 0 | 0 | 0 | 0
WT_off | 0.02 | 0.02 | 0.06 | 0.06 | 0.04 | 0.04
PseudoUnit | 0 | 0 | 0 | 0 | 0 | 0
FixedInterchange | 0 | 0 | 0 | 0 | 0 | 0
Base VOM Costs by Reporting Type: EI_US
ReportingType | 2015 | 2020 | 2025 | 2030 | 2035 | 2040
BM | 10.77 | 25 | 44.38 | 51.57 | 59.19 | 62.19
CC | 1856.36 | 2030.28 | 2286.44 | 2598.51 | 3273.73 | 3764.45
CSP | 0 | 0 | 0 | 0 | 0 | 0
CT | 8.79 | 17.86 | 18.38 | 19.63 | 26.64 | 33.77
Coal | 5036.1 | 5369.36 | 5899.61 | 6070.36 | 6525.03 | 7010.28
Geo | 0 | 0 | 0 | 0 | 0 | 0
H | 0 | 0 | 0 | 0 | 0 | 0
LFG | 0.32 | 0.38 | 0.54 | 0.57 | 0.57 | 0.57
Nuc | 1653.22 | 1713.9 | 1713.9 | 1686.38 | 1213.99 | 878.06
PS | 0 | 0 | 0 | 0 | 0 | 0
PV | 0 | 0.05 | 0.07 | 0.07 | 0.07 | 0.07
PeakG | 27.33 | 35.65 | 59.33 | 57 | 59.74 | 50.92
PeakO | 0 | 0 | 0 | 0 | 0 | 0
ST | 0 | 0 | 0 | 0 | 0 | 0
STOG | 23.91 | 28.19 | 30.87 | 30.17 | 29.99 | 28.22
STWD | 15.21 | 11.76 | 8.49 | 12.94 | 14.37 | 14.63
WT | 1.2 | 1.57 | 1.8 | 2 | 2.4 | 2.75
IGCC | 30.43 | 30.43 | 30.43 | 30.43 | 30.43 | 30.43
DemandResponse | 0 | 0 | 0 | 0 | 0 | 0
IGCC-CCS | 0 | 0 | 0 | 0 | 0 | 0
WT_off | 0.02 | 0.02 | 0.06 | 0.06 | 0.04 | 0.04
PseudoUnit | 0 | 0 | 0 | 0 | 0 | 0
FixedInterchange | 0 | 0 | 0 | 0 | 0 | 0
Base VOM Costs by Reporting Type: EI_Canada
ReportingType | 2015 | 2020 | 2025 | 2030 | 2035 | 2040
BM | 0 | 0 | 0 | 0 | 0.02 | 0.02
CC | 34.09 | 46.46 | 52.34 | 62.67 | 104.16 | 165.21
CSP | 0 | 0 | 0 | 0 | 0 | 0
CT | 0 | 0 | 0.03 | 0.03 | 0.39 | 1.76
Coal | 0.43 | 0.83 | 2.09 | 7.45 | 13.46 | 15.65
Geo | 0 | 0 | 0 | 0 | 0 | 0
H | 0 | 0 | 0 | 0 | 0 | 0
LFG | 0.01 | 0.01 | 0.01 | 0.01 | 0.01 | 0.01
Nuc | 240.73 | 240.73 | 240.73 | 240.73 | 221.68 | 193.2
PS | 0 | 0 | 0 | 0 | 0 | 0
PV | 0 | 0 | 0 | 0 | 0 | 0
PeakG | 0 | 0 | 0.04 | 0.04 | 0.07 | 0.13
PeakO | 0 | 0 | 0 | 0 | 0 | 0
ST | 0 | 0 | 0 | 0 | 0 | 0
STOG | 0 | 0 | 0 | 0 | 0 | 0
STWD | 0 | 0 | 0 | 0 | 0 | 0
WT | 0.11 | 0.11 | 0.11 | 0.11 | 0.05 | 0.05
IGCC | 0 | 0 | 0 | 0 | 0 | 0
DemandResponse | 0 | 0 | 0 | 0 | 0 | 0
IGCC-CCS | 0 | 0 | 0 | 0 | 0 | 0
WT_off | 0 | 0 | 0 | 0 | 0 | 0
PseudoUnit | 0 | 0 | 0 | 0 | 0 | 0
FixedInterchange | 0 | 0 | 0 | 0 | 0 | 0
Base VOM Costs by Reporting Type: EI
ReportingType | 2015 | 2020 | 2025 | 2030 | 2035 | 2040
BM | 10.77 | 25 | 44.38 | 51.57 | 59.2 | 62.2
CC | 1890.46 | 2076.75 | 2338.78 | 2661.18 | 3377.9 | 3929.65
CSP | 0 | 0 | 0 | 0 | 0 | 0
CT | 8.79 | 17.86 | 18.41 | 19.67 | 27.03 | 35.53
Coal | 5036.53 | 5370.19 | 5901.71 | 6077.81 | 6538.5 | 7025.93
Geo | 0 | 0 | 0 | 0 | 0 | 0
H | 0 | 0 | 0 | 0 | 0 | 0
LFG | 0.33 | 0.39 | 0.55 | 0.58 | 0.58 | 0.58
Nuc | 1893.95 | 1954.63 | 1954.63 | 1927.11 | 1435.67 | 1071.27
PS | 0 | 0 | 0 | 0 | 0 | 0
PV | 0.01 | 0.05 | 0.07 | 0.07 | 0.07 | 0.08
PeakG | 27.33 | 35.65 | 59.37 | 57.04 | 59.81 | 51.05
PeakO | 0 | 0 | 0 | 0 | 0 | 0
ST | 0 | 0 | 0 | 0 | 0 | 0
STOG | 23.91 | 28.19 | 30.87 | 30.17 | 29.99 | 28.22
STWD | 15.21 | 11.76 | 8.49 | 12.94 | 14.37 | 14.63
WT | 1.31 | 1.69 | 1.91 | 2.11 | 2.46 | 2.81
IGCC | 30.43 | 30.43 | 30.43 | 30.43 | 30.43 | 30.43
DemandResponse | 0 | 0 | 0 | 0 | 0 | 0
IGCC-CCS | 0 | 0 | 0 | 0 | 0 | 0
WT_off | 0.02 | 0.02 | 0.06 | 0.06 | 0.04 | 0.04
PseudoUnit | 0 | 0 | 0 | 0 | 0 | 0
FixedInterchange | 0 | 0 | 0 | 0 | 0 | 0
Base VOM Costs by Reporting Type: Outside_EI
ReportingType | 2015 | 2020 | 2025 | 2030 | 2035 | 2040
BM | 0.22 | 1.44 | 0.03 | 1.48 | 1.87 | 1.88
CC | 1093.63 | 1106.6 | 1159.3 | 1395.26 | 1637.78 | 1675.17
CSP | 0 | 0 | 0 | 0 | 0 | 0
CT | 0 | 0.05 | 0.99 | 1.51 | 0.08 | 0.08
Coal | 1326.49 | 1513.02 | 1683.42 | 1685.52 | 1727.52 | 2015.89
Geo | 11.13 | 177.57 | 532.83 | 532.83 | 532.83 | 532.83
H | 0 | 0 | 0 | 0 | 0 | 0
LFG | 0.05 | 0.15 | 0.17 | 0.2 | 0.2 | 0.2
Nuc | 270.85 | 270.85 | 270.85 | 270.85 | 270.85 | 270.85
PS | 0 | 0 | 0 | 0 | 0 | 0
PV | 0.01 | 0.01 | 0.01 | 0.01 | 0.01 | 0.01
PeakG | 0.09 | 0.42 | 3.11 | 5.4 | 6.28 | 1.15
PeakO | 0 | 0 | 0 | 0 | 0 | 0
ST | 0.03 | 0.06 | 0.07 | 0.07 | 0.07 | 0.07
STOG | 10.04 | 12.87 | 17.5 | 16.95 | 16.07 | 14.87
STWD | 9.77 | 9.77 | 0.1 | 6.35 | 6.39 | 6.39
WT | 0.72 | 1.09 | 1.09 | 1.1 | 1.1 | 1.18
IGCC | 0 | 0 | 0 | 0 | 0 | 0
DemandResponse | 0 | 0 | 0 | 0 | 0 | 0
IGCC-CCS | 0 | 0 | 0 | 0 | 0 | 0
WT_off | 0 | 0 | 0 | 0 | 0 | 0
PseudoUnit | 0 | 0 | 0 | 0 | 0 | 0
FixedInterchange | 0 | 0 | 0 | 0 | 0 | 0
#9 | Retrofit VOM Costs ($million)
Retrofit VOM Costs by Reporting Type: Entergy
ReportingType | 2015 | 2020 | 2025 | 2030 | 2035 | 2040
BM | 0 | 0 | 0 | 0 | 0 | 0
CC | 0 | 0 | 0 | 0 | 0 | 0
CSP | 0 | 0 | 0 | 0 | 0 | 0
CT | 0 | 0 | 0 | 0 | 0 | 0
Coal | 14.32 | 15.66 | 397.27 | 420 | 420 | 420
Geo | 0 | 0 | 0 | 0 | 0 | 0
H | 0 | 0 | 0 | 0 | 0 | 0
LFG | 0 | 0 | 0 | 0 | 0 | 0
Nuc | 0 | 0 | 0 | 0 | 0 | 0
PS | 0 | 0 | 0 | 0 | 0 | 0
PV | 0 | 0 | 0 | 0 | 0 | 0
PeakG | 0 | 0 | 0 | 0 | 0 | 0
PeakO | 0 | 0 | 0 | 0 | 0 | 0
ST | 0 | 0 | 0 | 0 | 0 | 0
STOG | 0 | 0 | 0 | 0 | 0 | 0
STWD | 0 | 0 | 0 | 0 | 0 | 0
WT | 0 | 0 | 0 | 0 | 0 | 0
IGCC | 0 | 0 | 0 | 0 | 0 | 0
DemandResponse | 0 | 0 | 0 | 0 | 0 | 0
IGCC-CCS | 0 | 0 | 0 | 0 | 0 | 0
WT_off | 0 | 0 | 0 | 0 | 0 | 0
PseudoUnit | 0 | 0 | 0 | 0 | 0 | 0
FixedInterchange | 0 | 0 | 0 | 0 | 0 | 0
Retrofit VOM Costs by Reporting Type: FRCC
ReportingType | 2015 | 2020 | 2025 | 2030 | 2035 | 2040
BM | 0 | 0 | 0 | 0 | 0 | 0
CC | 0 | 0 | 0 | 0 | 0 | 0
CSP | 0 | 0 | 0 | 0 | 0 | 0
CT | 0 | 0 | 0 | 0 | 0 | 0
Coal | 219.52 | 238.33 | 291.73 | 298.52 | 309.24 | 309.24
Geo | 0 | 0 | 0 | 0 | 0 | 0
H | 0 | 0 | 0 | 0 | 0 | 0
LFG | 0 | 0 | 0 | 0 | 0 | 0
Nuc | 0 | 0 | 0 | 0 | 0 | 0
PS | 0 | 0 | 0 | 0 | 0 | 0
PV | 0 | 0 | 0 | 0 | 0 | 0
PeakG | 0 | 0 | 0 | 0 | 0 | 0
PeakO | 0 | 0 | 0 | 0 | 0 | 0
ST | 0 | 0 | 0 | 0 | 0 | 0
STOG | 0 | 0 | 0 | 0 | 0 | 0
STWD | 0 | 0 | 0 | 0 | 0 | 0
WT | 0 | 0 | 0 | 0 | 0 | 0
IGCC | 0 | 0 | 0 | 0 | 0 | 0
DemandResponse | 0 | 0 | 0 | 0 | 0 | 0
IGCC-CCS | 0 | 0 | 0 | 0 | 0 | 0
WT_off | 0 | 0 | 0 | 0 | 0 | 0
PseudoUnit | 0 | 0 | 0 | 0 | 0 | 0
FixedInterchange | 0 | 0 | 0 | 0 | 0 | 0
Retrofit VOM Costs by Reporting Type: MAPP_US
ReportingType | 2015 | 2020 | 2025 | 2030 | 2035 | 2040
BM | 0 | 0 | 0 | 0 | 0 | 0
CC | 0 | 0 | 0 | 0 | 0 | 0
CSP | 0 | 0 | 0 | 0 | 0 | 0
CT | 0 | 0 | 0 | 0 | 0 | 0
Coal | 90.92 | 94.29 | 127.55 | 131.45 | 131.45 | 131.45
Geo | 0 | 0 | 0 | 0 | 0 | 0
H | 0 | 0 | 0 | 0 | 0 | 0
LFG | 0 | 0 | 0 | 0 | 0 | 0
Nuc | 0 | 0 | 0 | 0 | 0 | 0
PS | 0 | 0 | 0 | 0 | 0 | 0
PV | 0 | 0 | 0 | 0 | 0 | 0
PeakG | 0 | 0 | 0 | 0 | 0 | 0
PeakO | 0 | 0 | 0 | 0 | 0 | 0
ST | 0 | 0 | 0 | 0 | 0 | 0
STOG | 0 | 0 | 0 | 0 | 0 | 0
STWD | 0 | 0 | 0 | 0 | 0 | 0
WT | 0 | 0 | 0 | 0 | 0 | 0
IGCC | 0 | 0 | 0 | 0 | 0 | 0
DemandResponse | 0 | 0 | 0 | 0 | 0 | 0
IGCC-CCS | 0 | 0 | 0 | 0 | 0 | 0
WT_off | 0 | 0 | 0 | 0 | 0 | 0
PseudoUnit | 0 | 0 | 0 | 0 | 0 | 0
FixedInterchange | 0 | 0 | 0 | 0 | 0 | 0
Retrofit VOM Costs by Reporting Type: MISO_IN
ReportingType | 2015 | 2020 | 2025 | 2030 | 2035 | 2040
BM | 0 | 0 | 0 | 0 | 0 | 0
CC | 0 | 0 | 0 | 0 | 0 | 0
CSP | 0 | 0 | 0 | 0 | 0 | 0
CT | 0 | 0 | 0 | 0 | 0 | 0
Coal | 302.07 | 335.17 | 514.11 | 529.97 | 577.29 | 588.83
Geo | 0 | 0 | 0 | 0 | 0 | 0
H | 0 | 0 | 0 | 0 | 0 | 0
LFG | 0 | 0 | 0 | 0 | 0 | 0
Nuc | 0 | 0 | 0 | 0 | 0 | 0
PS | 0 | 0 | 0 | 0 | 0 | 0
PV | 0 | 0 | 0 | 0 | 0 | 0
PeakG | 0 | 0 | 0 | 0 | 0 | 0
PeakO | 0 | 0 | 0 | 0 | 0 | 0
ST | 0 | 0 | 0 | 0 | 0 | 0
STOG | 0 | 0 | 0 | 0 | 0 | 0
STWD | 0 | 0 | 0 | 0 | 0 | 0
WT | 0 | 0 | 0 | 0 | 0 | 0
IGCC | 0 | 0 | 0 | 0 | 0 | 0
DemandResponse | 0 | 0 | 0 | 0 | 0 | 0
IGCC-CCS | 0 | 0 | 0 | 0 | 0 | 0
WT_off | 0 | 0 | 0 | 0 | 0 | 0
PseudoUnit | 0 | 0 | 0 | 0 | 0 | 0
FixedInterchange | 0 | 0 | 0 | 0 | 0 | 0
Retrofit VOM Costs by Reporting Type: MISO_MI
ReportingType | 2015 | 2020 | 2025 | 2030 | 2035 | 2040
BM | 0 | 0 | 0 | 0 | 0 | 0
CC | 0 | 0 | 0 | 0 | 0 | 0
CSP | 0 | 0 | 0 | 0 | 0 | 0
CT | 0 | 0 | 0 | 0 | 0 | 0
Coal | 36.02 | 54.51 | 235.93 | 252.79 | 273.17 | 273.17
Geo | 0 | 0 | 0 | 0 | 0 | 0
H | 0 | 0 | 0 | 0 | 0 | 0
LFG | 0 | 0 | 0 | 0 | 0 | 0
Nuc | 0 | 0 | 0 | 0 | 0 | 0
PS | 0 | 0 | 0 | 0 | 0 | 0
PV | 0 | 0 | 0 | 0 | 0 | 0
PeakG | 0 | 0 | 0 | 0 | 0 | 0
PeakO | 0 | 0 | 0 | 0 | 0 | 0
ST | 0 | 0 | 0 | 0 | 0 | 0
STOG | 0 | 0 | 0 | 0 | 0 | 0
STWD | 0 | 0 | 0 | 0 | 0 | 0
WT | 0 | 0 | 0 | 0 | 0 | 0
IGCC | 0 | 0 | 0 | 0 | 0 | 0
DemandResponse | 0 | 0 | 0 | 0 | 0 | 0
IGCC-CCS | 0 | 0 | 0 | 0 | 0 | 0
WT_off | 0 | 0 | 0 | 0 | 0 | 0
PseudoUnit | 0 | 0 | 0 | 0 | 0 | 0
FixedInterchange | 0 | 0 | 0 | 0 | 0 | 0
Retrofit VOM Costs by Reporting Type: MISO_MO-IL
ReportingType | 2015 | 2020 | 2025 | 2030 | 2035 | 2040
BM | 0 | 0 | 0 | 0 | 0 | 0
CC | 0 | 0 | 0 | 0 | 0 | 0
CSP | 0 | 0 | 0 | 0 | 0 | 0
CT | 0 | 0 | 0 | 0 | 0 | 0
Coal | 105.09 | 128.14 | 502.86 | 588.09 | 633.33 | 633.33
Geo | 0 | 0 | 0 | 0 | 0 | 0
H | 0 | 0 | 0 | 0 | 0 | 0
LFG | 0 | 0 | 0 | 0 | 0 | 0
Nuc | 0 | 0 | 0 | 0 | 0 | 0
PS | 0 | 0 | 0 | 0 | 0 | 0
PV | 0 | 0 | 0 | 0 | 0 | 0
PeakG | 0 | 0 | 0 | 0 | 0 | 0
PeakO | 0 | 0 | 0 | 0 | 0 | 0
ST | 0 | 0 | 0 | 0 | 0 | 0
STOG | 0 | 0 | 0 | 0 | 0 | 0
STWD | 0 | 0 | 0 | 0 | 0 | 0
WT | 0 | 0 | 0 | 0 | 0 | 0
IGCC | 0 | 0 | 0 | 0 | 0 | 0
DemandResponse | 0 | 0 | 0 | 0 | 0 | 0
IGCC-CCS | 0 | 0 | 0 | 0 | 0 | 0
WT_off | 0 | 0 | 0 | 0 | 0 | 0
PseudoUnit | 0 | 0 | 0 | 0 | 0 | 0
FixedInterchange | 0 | 0 | 0 | 0 | 0 | 0
Retrofit VOM Costs by Reporting Type: MISO_W
ReportingType | 2015 | 2020 | 2025 | 2030 | 2035 | 2040
BM | 0 | 0 | 0 | 0 | 0 | 0
CC | 0 | 0 | 0 | 0 | 0 | 0
CSP | 0 | 0 | 0 | 0 | 0 | 0
CT | 0 | 0 | 0 | 0 | 0 | 0
Coal | 144.08 | 146.94 | 400.46 | 411.83 | 414.37 | 414.37
Geo | 0 | 0 | 0 | 0 | 0 | 0
H | 0 | 0 | 0 | 0 | 0 | 0
LFG | 0 | 0 | 0 | 0 | 0 | 0
Nuc | 0 | 0 | 0 | 0 | 0 | 0
PS | 0 | 0 | 0 | 0 | 0 | 0
PV | 0 | 0 | 0 | 0 | 0 | 0
PeakG | 0 | 0 | 0 | 0 | 0 | 0
PeakO | 0 | 0 | 0 | 0 | 0 | 0
ST | 0 | 0 | 0 | 0 | 0 | 0
STOG | 0 | 0 | 0 | 0 | 0 | 0
STWD | 0 | 0 | 0 | 0 | 0 | 0
WT | 0 | 0 | 0 | 0 | 0 | 0
IGCC | 0 | 0 | 0 | 0 | 0 | 0
DemandResponse | 0 | 0 | 0 | 0 | 0 | 0
IGCC-CCS | 0 | 0 | 0 | 0 | 0 | 0
WT_off | 0 | 0 | 0 | 0 | 0 | 0
PseudoUnit | 0 | 0 | 0 | 0 | 0 | 0
FixedInterchange | 0 | 0 | 0 | 0 | 0 | 0
Retrofit VOM Costs by Reporting Type: MISO_WUMS
ReportingType | 2015 | 2020 | 2025 | 2030 | 2035 | 2040
BM | 0 | 0 | 0 | 0 | 0 | 0
CC | 0 | 0 | 0 | 0 | 0 | 0
CSP | 0 | 0 | 0 | 0 | 0 | 0
CT | 0 | 0 | 0 | 0 | 0 | 0
Coal | 67.62 | 98.16 | 175.65 | 198.77 | 251.7 | 252.37
Geo | 0 | 0 | 0 | 0 | 0 | 0
H | 0 | 0 | 0 | 0 | 0 | 0
LFG | 0 | 0 | 0 | 0 | 0 | 0
Nuc | 0 | 0 | 0 | 0 | 0 | 0
PS | 0 | 0 | 0 | 0 | 0 | 0
PV | 0 | 0 | 0 | 0 | 0 | 0
PeakG | 0 | 0 | 0 | 0 | 0 | 0
PeakO | 0 | 0 | 0 | 0 | 0 | 0
ST | 0 | 0 | 0 | 0 | 0 | 0
STOG | 0 | 0 | 0 | 0 | 0 | 0
STWD | 0 | 0 | 0 | 0 | 0 | 0
WT | 0 | 0 | 0 | 0 | 0 | 0
IGCC | 0 | 0 | 0 | 0 | 0 | 0
DemandResponse | 0 | 0 | 0 | 0 | 0 | 0
IGCC-CCS | 0 | 0 | 0 | 0 | 0 | 0
WT_off | 0 | 0 | 0 | 0 | 0 | 0
PseudoUnit | 0 | 0 | 0 | 0 | 0 | 0
FixedInterchange | 0 | 0 | 0 | 0 | 0 | 0
Retrofit VOM Costs by Reporting Type: Nebraska
ReportingType | 2015 | 2020 | 2025 | 2030 | 2035 | 2040
BM | 0 | 0 | 0 | 0 | 0 | 0
CC | 0 | 0 | 0 | 0 | 0 | 0
CSP | 0 | 0 | 0 | 0 | 0 | 0
CT | 0 | 0 | 0 | 0 | 0 | 0
Coal | 16.57 | 16.57 | 135.66 | 135.66 | 135.66 | 135.66
Geo | 0 | 0 | 0 | 0 | 0 | 0
H | 0 | 0 | 0 | 0 | 0 | 0
LFG | 0 | 0 | 0 | 0 | 0 | 0
Nuc | 0 | 0 | 0 | 0 | 0 | 0
PS | 0 | 0 | 0 | 0 | 0 | 0
PV | 0 | 0 | 0 | 0 | 0 | 0
PeakG | 0 | 0 | 0 | 0 | 0 | 0
PeakO | 0 | 0 | 0 | 0 | 0 | 0
ST | 0 | 0 | 0 | 0 | 0 | 0
STOG | 0 | 0 | 0 | 0 | 0 | 0
STWD | 0 | 0 | 0 | 0 | 0 | 0
WT | 0 | 0 | 0 | 0 | 0 | 0
IGCC | 0 | 0 | 0 | 0 | 0 | 0
DemandResponse | 0 | 0 | 0 | 0 | 0 | 0
IGCC-CCS | 0 | 0 | 0 | 0 | 0 | 0
WT_off | 0 | 0 | 0 | 0 | 0 | 0
PseudoUnit | 0 | 0 | 0 | 0 | 0 | 0
FixedInterchange | 0 | 0 | 0 | 0 | 0 | 0
Retrofit VOM Costs by Reporting Type: NEISO
ReportingType | 2015 | 2020 | 2025 | 2030 | 2035 | 2040
BM | 0 | 0 | 0 | 0 | 0 | 0
CC | 0 | 0 | 0 | 0 | 0 | 0
CSP | 0 | 0 | 0 | 0 | 0 | 0
CT | 0 | 0 | 0 | 0 | 0 | 0
Coal | 0.16 | 0 | 0 | 0 | 0 | 0
Geo | 0 | 0 | 0 | 0 | 0 | 0
H | 0 | 0 | 0 | 0 | 0 | 0
LFG | 0 | 0 | 0 | 0 | 0 | 0
Nuc | 0 | 0 | 0 | 0 | 0 | 0
PS | 0 | 0 | 0 | 0 | 0 | 0
PV | 0 | 0 | 0 | 0 | 0 | 0
PeakG | 0 | 0 | 0 | 0 | 0 | 0
PeakO | 0 | 0 | 0 | 0 | 0 | 0
ST | 0 | 0 | 0 | 0 | 0 | 0
STOG | 0 | 0 | 0 | 0 | 0 | 0
STWD | 0 | 0 | 0 | 0 | 0 | 0
WT | 0 | 0 | 0 | 0 | 0 | 0
IGCC | 0 | 0 | 0 | 0 | 0 | 0
DemandResponse | 0 | 0 | 0 | 0 | 0 | 0
IGCC-CCS | 0 | 0 | 0 | 0 | 0 | 0
WT_off | 0 | 0 | 0 | 0 | 0 | 0
PseudoUnit | 0 | 0 | 0 | 0 | 0 | 0
FixedInterchange | 0 | 0 | 0 | 0 | 0 | 0
Retrofit VOM Costs by Reporting Type: NonRTO_Midwest
ReportingType | 2015 | 2020 | 2025 | 2030 | 2035 | 2040
BM | 0 | 0 | 0 | 0 | 0 | 0
CC | 0 | 0 | 0 | 0 | 0 | 0
CSP | 0 | 0 | 0 | 0 | 0 | 0
CT | 0 | 0 | 0 | 0 | 0 | 0
Coal | 245.39 | 269.87 | 343.02 | 348.53 | 366.92 | 387.63
Geo | 0 | 0 | 0 | 0 | 0 | 0
H | 0 | 0 | 0 | 0 | 0 | 0
LFG | 0 | 0 | 0 | 0 | 0 | 0
Nuc | 0 | 0 | 0 | 0 | 0 | 0
PS | 0 | 0 | 0 | 0 | 0 | 0
PV | 0 | 0 | 0 | 0 | 0 | 0
PeakG | 0 | 0 | 0 | 0 | 0 | 0
PeakO | 0 | 0 | 0 | 0 | 0 | 0
ST | 0 | 0 | 0 | 0 | 0 | 0
STOG | 0 | 0 | 0 | 0 | 0 | 0
STWD | 0 | 0 | 0 | 0 | 0 | 0
WT | 0 | 0 | 0 | 0 | 0 | 0
IGCC | 0 | 0 | 0 | 0 | 0 | 0
DemandResponse | 0 | 0 | 0 | 0 | 0 | 0
IGCC-CCS | 0 | 0 | 0 | 0 | 0 | 0
WT_off | 0 | 0 | 0 | 0 | 0 | 0
PseudoUnit | 0 | 0 | 0 | 0 | 0 | 0
FixedInterchange | 0 | 0 | 0 | 0 | 0 | 0
Retrofit VOM Costs by Reporting Type: NYISO_A-F
ReportingType | 2015 | 2020 | 2025 | 2030 | 2035 | 2040
BM | 0 | 0 | 0 | 0 | 0 | 0
CC | 0 | 0 | 0 | 0 | 0 | 0
CSP | 0 | 0 | 0 | 0 | 0 | 0
CT | 0 | 0 | 0 | 0 | 0 | 0
Coal | 0 | 0 | 0 | 0 | 0 | 0
Geo | 0 | 0 | 0 | 0 | 0 | 0
H | 0 | 0 | 0 | 0 | 0 | 0
LFG | 0 | 0 | 0 | 0 | 0 | 0
Nuc | 0 | 0 | 0 | 0 | 0 | 0
PS | 0 | 0 | 0 | 0 | 0 | 0
PV | 0 | 0 | 0 | 0 | 0 | 0
PeakG | 0 | 0 | 0 | 0 | 0 | 0
PeakO | 0 | 0 | 0 | 0 | 0 | 0
ST | 0 | 0 | 0 | 0 | 0 | 0
STOG | 0 | 0 | 0 | 0 | 0 | 0
STWD | 0 | 0 | 0 | 0 | 0 | 0
WT | 0 | 0 | 0 | 0 | 0 | 0
IGCC | 0 | 0 | 0 | 0 | 0 | 0
DemandResponse | 0 | 0 | 0 | 0 | 0 | 0
IGCC-CCS | 0 | 0 | 0 | 0 | 0 | 0
WT_off | 0 | 0 | 0 | 0 | 0 | 0
PseudoUnit | 0 | 0 | 0 | 0 | 0 | 0
FixedInterchange | 0 | 0 | 0 | 0 | 0 | 0
Retrofit VOM Costs by Reporting Type: NYISO_G-I
ReportingType | 2015 | 2020 | 2025 | 2030 | 2035 | 2040
BM | 0 | 0 | 0 | 0 | 0 | 0
CC | 0 | 0 | 0 | 0 | 0 | 0
CSP | 0 | 0 | 0 | 0 | 0 | 0
CT | 0 | 0 | 0 | 0 | 0 | 0
Coal | 0 | 0 | 0 | 0 | 0 | 0
Geo | 0 | 0 | 0 | 0 | 0 | 0
H | 0 | 0 | 0 | 0 | 0 | 0
LFG | 0 | 0 | 0 | 0 | 0 | 0
Nuc | 0 | 0 | 0 | 0 | 0 | 0
PS | 0 | 0 | 0 | 0 | 0 | 0
PV | 0 | 0 | 0 | 0 | 0 | 0
PeakG | 0 | 0 | 0 | 0 | 0 | 0
PeakO | 0 | 0 | 0 | 0 | 0 | 0
ST | 0 | 0 | 0 | 0 | 0 | 0
STOG | 0 | 0 | 0 | 0 | 0 | 0
STWD | 0 | 0 | 0 | 0 | 0 | 0
WT | 0 | 0 | 0 | 0 | 0 | 0
IGCC | 0 | 0 | 0 | 0 | 0 | 0
DemandResponse | 0 | 0 | 0 | 0 | 0 | 0
IGCC-CCS | 0 | 0 | 0 | 0 | 0 | 0
WT_off | 0 | 0 | 0 | 0 | 0 | 0
PseudoUnit | 0 | 0 | 0 | 0 | 0 | 0
FixedInterchange | 0 | 0 | 0 | 0 | 0 | 0
Retrofit VOM Costs by Reporting Type: NYISO_J-K
ReportingType | 2015 | 2020 | 2025 | 2030 | 2035 | 2040
BM | 0 | 0 | 0 | 0 | 0 | 0
CC | 0 | 0 | 0 | 0 | 0 | 0
CSP | 0 | 0 | 0 | 0 | 0 | 0
CT | 0 | 0 | 0 | 0 | 0 | 0
Coal | 0 | 0 | 0 | 0 | 0 | 0
Geo | 0 | 0 | 0 | 0 | 0 | 0
H | 0 | 0 | 0 | 0 | 0 | 0
LFG | 0 | 0 | 0 | 0 | 0 | 0
Nuc | 0 | 0 | 0 | 0 | 0 | 0
PS | 0 | 0 | 0 | 0 | 0 | 0
PV | 0 | 0 | 0 | 0 | 0 | 0
PeakG | 0 | 0 | 0 | 0 | 0 | 0
PeakO | 0 | 0 | 0 | 0 | 0 | 0
ST | 0 | 0 | 0 | 0 | 0 | 0
STOG | 0 | 0 | 0 | 0 | 0 | 0
STWD | 0 | 0 | 0 | 0 | 0 | 0
WT | 0 | 0 | 0 | 0 | 0 | 0
IGCC | 0 | 0 | 0 | 0 | 0 | 0
DemandResponse | 0 | 0 | 0 | 0 | 0 | 0
IGCC-CCS | 0 | 0 | 0 | 0 | 0 | 0
WT_off | 0 | 0 | 0 | 0 | 0 | 0
PseudoUnit | 0 | 0 | 0 | 0 | 0 | 0
FixedInterchange | 0 | 0 | 0 | 0 | 0 | 0
Retrofit VOM Costs by Reporting Type: PJM_E
ReportingType | 2015 | 2020 | 2025 | 2030 | 2035 | 2040
BM | 0 | 0 | 0 | 0 | 0 | 0
CC | 0 | 0 | 0 | 0 | 0 | 0
CSP | 0 | 0 | 0 | 0 | 0 | 0
CT | 0 | 0 | 0 | 0 | 0 | 0
Coal | 1.24 | 0 | 0 | 0 | 0 | 0
Geo | 0 | 0 | 0 | 0 | 0 | 0
H | 0 | 0 | 0 | 0 | 0 | 0
LFG | 0 | 0 | 0 | 0 | 0 | 0
Nuc | 0 | 0 | 0 | 0 | 0 | 0
PS | 0 | 0 | 0 | 0 | 0 | 0
PV | 0 | 0 | 0 | 0 | 0 | 0
PeakG | 0 | 0 | 0 | 0 | 0 | 0
PeakO | 0 | 0 | 0 | 0 | 0 | 0
ST | 0 | 0 | 0 | 0 | 0 | 0
STOG | 0 | 0 | 0 | 0 | 0 | 0
STWD | 0 | 0 | 0 | 0 | 0 | 0
WT | 0 | 0 | 0 | 0 | 0 | 0
IGCC | 0 | 0 | 0 | 0 | 0 | 0
DemandResponse | 0 | 0 | 0 | 0 | 0 | 0
IGCC-CCS | 0 | 0 | 0 | 0 | 0 | 0
WT_off | 0 | 0 | 0 | 0 | 0 | 0
PseudoUnit | 0 | 0 | 0 | 0 | 0 | 0
FixedInterchange | 0 | 0 | 0 | 0 | 0 | 0
Retrofit VOM Costs by Reporting Type: PJM_ROM
ReportingType | 2015 | 2020 | 2025 | 2030 | 2035 | 2040
BM | 0 | 0 | 0 | 0 | 0 | 0
CC | 0 | 0 | 0 | 0 | 0 | 0
CSP | 0 | 0 | 0 | 0 | 0 | 0
CT | 0 | 0 | 0 | 0 | 0 | 0
Coal | 185.03 | 185.31 | 261 | 270.64 | 270.64 | 270.64
Geo | 0 | 0 | 0 | 0 | 0 | 0
H | 0 | 0 | 0 | 0 | 0 | 0
LFG | 0 | 0 | 0 | 0 | 0 | 0
Nuc | 0 | 0 | 0 | 0 | 0 | 0
PS | 0 | 0 | 0 | 0 | 0 | 0
PV | 0 | 0 | 0 | 0 | 0 | 0
PeakG | 0 | 0 | 0 | 0 | 0 | 0
PeakO | 0 | 0 | 0 | 0 | 0 | 0
ST | 0 | 0 | 0 | 0 | 0 | 0
STOG | 0 | 0 | 0 | 0 | 0 | 0
STWD | 0 | 0 | 0 | 0 | 0 | 0
WT | 0 | 0 | 0 | 0 | 0 | 0
IGCC | 0 | 0 | 0 | 0 | 0 | 0
DemandResponse | 0 | 0 | 0 | 0 | 0 | 0
IGCC-CCS | 0 | 0 | 0 | 0 | 0 | 0
WT_off | 0 | 0 | 0 | 0 | 0 | 0
PseudoUnit | 0 | 0 | 0 | 0 | 0 | 0
FixedInterchange | 0 | 0 | 0 | 0 | 0 | 0
Retrofit VOM Costs by Reporting Type: PJM_ROR
ReportingType | 2015 | 2020 | 2025 | 2030 | 2035 | 2040
BM | 0 | 0 | 0 | 0 | 0 | 0
CC | 0 | 0 | 0 | 0 | 0 | 0
CSP | 0 | 0 | 0 | 0 | 0 | 0
CT | 0 | 0 | 0 | 0 | 0 | 0
Coal | 968.73 | 991.31 | 1414.24 | 1440.82 | 1471 | 1491.76
Geo | 0 | 0 | 0 | 0 | 0 | 0
H | 0 | 0 | 0 | 0 | 0 | 0
LFG | 0 | 0 | 0 | 0 | 0 | 0
Nuc | 0 | 0 | 0 | 0 | 0 | 0
PS | 0 | 0 | 0 | 0 | 0 | 0
PV | 0 | 0 | 0 | 0 | 0 | 0
PeakG | 0 | 0 | 0 | 0 | 0 | 0
PeakO | 0 | 0 | 0 | 0 | 0 | 0
ST | 0 | 0 | 0 | 0 | 0 | 0
STOG | 0 | 0 | 0 | 0 | 0 | 0
STWD | 0 | 0 | 0 | 0 | 0 | 0
WT | 0 | 0 | 0 | 0 | 0 | 0
IGCC | 0 | 0 | 0 | 0 | 0 | 0
DemandResponse | 0 | 0 | 0 | 0 | 0 | 0
IGCC-CCS | 0 | 0 | 0 | 0 | 0 | 0
WT_off | 0 | 0 | 0 | 0 | 0 | 0
PseudoUnit | 0 | 0 | 0 | 0 | 0 | 0
FixedInterchange | 0 | 0 | 0 | 0 | 0 | 0
Retrofit VOM Costs by Reporting Type: SOCO
ReportingType | 2015 | 2020 | 2025 | 2030 | 2035 | 2040
BM | 0 | 0 | 0 | 0 | 0 | 0
CC | 0 | 0 | 0 | 0 | 0 | 0
CSP | 0 | 0 | 0 | 0 | 0 | 0
CT | 0 | 0 | 0 | 0 | 0 | 0
Coal | 358.77 | 397.35 | 685.97 | 716.66 | 729.39 | 729.39
Geo | 0 | 0 | 0 | 0 | 0 | 0
H | 0 | 0 | 0 | 0 | 0 | 0
LFG | 0 | 0 | 0 | 0 | 0 | 0
Nuc | 0 | 0 | 0 | 0 | 0 | 0
PS | 0 | 0 | 0 | 0 | 0 | 0
PV | 0 | 0 | 0 | 0 | 0 | 0
PeakG | 0 | 0 | 0 | 0 | 0 | 0
PeakO | 0 | 0 | 0 | 0 | 0 | 0
ST | 0 | 0 | 0 | 0 | 0 | 0
STOG | 0 | 0 | 0 | 0 | 0 | 0
STWD | 0 | 0 | 0 | 0 | 0 | 0
WT | 0 | 0 | 0 | 0 | 0 | 0
IGCC | 0 | 0 | 0 | 0 | 0 | 0
DemandResponse | 0 | 0 | 0 | 0 | 0 | 0
IGCC-CCS | 0 | 0 | 0 | 0 | 0 | 0
WT_off | 0 | 0 | 0 | 0 | 0 | 0
PseudoUnit | 0 | 0 | 0 | 0 | 0 | 0
FixedInterchange | 0 | 0 | 0 | 0 | 0 | 0
Retrofit VOM Costs by Reporting Type: SPP_N
ReportingType | 2015 | 2020 | 2025 | 2030 | 2035 | 2040
BM | 0 | 0 | 0 | 0 | 0 | 0
CC | 0 | 0 | 0 | 0 | 0 | 0
CSP | 0 | 0 | 0 | 0 | 0 | 0
CT | 0 | 0 | 0 | 0 | 0 | 0
Coal | 190.31 | 190.31 | 361.74 | 361.74 | 361.74 | 361.74
Geo | 0 | 0 | 0 | 0 | 0 | 0
H | 0 | 0 | 0 | 0 | 0 | 0
LFG | 0 | 0 | 0 | 0 | 0 | 0
Nuc | 0 | 0 | 0 | 0 | 0 | 0
PS | 0 | 0 | 0 | 0 | 0 | 0
PV | 0 | 0 | 0 | 0 | 0 | 0
PeakG | 0 | 0 | 0 | 0 | 0 | 0
PeakO | 0 | 0 | 0 | 0 | 0 | 0
ST | 0 | 0 | 0 | 0 | 0 | 0
STOG | 0 | 0 | 0 | 0 | 0 | 0
STWD | 0 | 0 | 0 | 0 | 0 | 0
WT | 0 | 0 | 0 | 0 | 0 | 0
IGCC | 0 | 0 | 0 | 0 | 0 | 0
DemandResponse | 0 | 0 | 0 | 0 | 0 | 0
IGCC-CCS | 0 | 0 | 0 | 0 | 0 | 0
WT_off | 0 | 0 | 0 | 0 | 0 | 0
PseudoUnit | 0 | 0 | 0 | 0 | 0 | 0
FixedInterchange | 0 | 0 | 0 | 0 | 0 | 0
Retrofit VOM Costs by Reporting Type: SPP_S
ReportingType | 2015 | 2020 | 2025 | 2030 | 2035 | 2040
BM | 0 | 0 | 0 | 0 | 0 | 0
CC | 0 | 0 | 0 | 0 | 0 | 0
CSP | 0 | 0 | 0 | 0 | 0 | 0
CT | 0 | 0 | 0 | 0 | 0 | 0
Coal | 82.32 | 94.01 | 826.62 | 869.17 | 874.28 | 880.8
Geo | 0 | 0 | 0 | 0 | 0 | 0
H | 0 | 0 | 0 | 0 | 0 | 0
LFG | 0 | 0 | 0 | 0 | 0 | 0
Nuc | 0 | 0 | 0 | 0 | 0 | 0
PS | 0 | 0 | 0 | 0 | 0 | 0
PV | 0 | 0 | 0 | 0 | 0 | 0
PeakG | 0 | 0 | 0 | 0 | 0 | 0
PeakO | 0 | 0 | 0 | 0 | 0 | 0
ST | 0 | 0 | 0 | 0 | 0 | 0
STOG | 0 | 0 | 0 | 0 | 0 | 0
STWD | 0 | 0 | 0 | 0 | 0 | 0
WT | 0 | 0 | 0 | 0 | 0 | 0
IGCC | 0 | 0 | 0 | 0 | 0 | 0
DemandResponse | 0 | 0 | 0 | 0 | 0 | 0
IGCC-CCS | 0 | 0 | 0 | 0 | 0 | 0
WT_off | 0 | 0 | 0 | 0 | 0 | 0
PseudoUnit | 0 | 0 | 0 | 0 | 0 | 0
FixedInterchange | 0 | 0 | 0 | 0 | 0 | 0
Retrofit VOM Costs by Reporting Type: TVA
ReportingType | 2015 | 2020 | 2025 | 2030 | 2035 | 2040
BM | 0 | 0 | 0 | 0 | 0 | 0
CC | 0 | 0 | 0 | 0 | 0 | 0
CSP | 0 | 0 | 0 | 0 | 0 | 0
CT | 0 | 0 | 0 | 0 | 0 | 0
Coal | 224.13 | 227.43 | 533.32 | 550.2 | 554.27 | 554.27
Geo | 0 | 0 | 0 | 0 | 0 | 0
H | 0 | 0 | 0 | 0 | 0 | 0
LFG | 0 | 0 | 0 | 0 | 0 | 0
Nuc | 0 | 0 | 0 | 0 | 0 | 0
PS | 0 | 0 | 0 | 0 | 0 | 0
PV | 0 | 0 | 0 | 0 | 0 | 0
PeakG | 0 | 0 | 0 | 0 | 0 | 0
PeakO | 0 | 0 | 0 | 0 | 0 | 0
ST | 0 | 0 | 0 | 0 | 0 | 0
STOG | 0 | 0 | 0 | 0 | 0 | 0
STWD | 0 | 0 | 0 | 0 | 0 | 0
WT | 0 | 0 | 0 | 0 | 0 | 0
IGCC | 0 | 0 | 0 | 0 | 0 | 0
DemandResponse | 0 | 0 | 0 | 0 | 0 | 0
IGCC-CCS | 0 | 0 | 0 | 0 | 0 | 0
WT_off | 0 | 0 | 0 | 0 | 0 | 0
PseudoUnit | 0 | 0 | 0 | 0 | 0 | 0
FixedInterchange | 0 | 0 | 0 | 0 | 0 | 0
Retrofit VOM Costs by Reporting Type: TVA_Transmission
ReportingType | 2015 | 2020 | 2025 | 2030 | 2035 | 2040
BM | 0 | 0 | 0 | 0 | 0 | 0
CC | 0 | 0 | 0 | 0 | 0 | 0
CSP | 0 | 0 | 0 | 0 | 0 | 0
CT | 0 | 0 | 0 | 0 | 0 | 0
Coal | 0 | 0 | 0 | 0 | 0 | 0
Geo | 0 | 0 | 0 | 0 | 0 | 0
H | 0 | 0 | 0 | 0 | 0 | 0
LFG | 0 | 0 | 0 | 0 | 0 | 0
Nuc | 0 | 0 | 0 | 0 | 0 | 0
PS | 0 | 0 | 0 | 0 | 0 | 0
PV | 0 | 0 | 0 | 0 | 0 | 0
PeakG | 0 | 0 | 0 | 0 | 0 | 0
PeakO | 0 | 0 | 0 | 0 | 0 | 0
ST | 0 | 0 | 0 | 0 | 0 | 0
STOG | 0 | 0 | 0 | 0 | 0 | 0
STWD | 0 | 0 | 0 | 0 | 0 | 0
WT | 0 | 0 | 0 | 0 | 0 | 0
IGCC | 0 | 0 | 0 | 0 | 0 | 0
DemandResponse | 0 | 0 | 0 | 0 | 0 | 0
IGCC-CCS | 0 | 0 | 0 | 0 | 0 | 0
WT_off | 0 | 0 | 0 | 0 | 0 | 0
PseudoUnit | 0 | 0 | 0 | 0 | 0 | 0
FixedInterchange | 0 | 0 | 0 | 0 | 0 | 0
Retrofit VOM Costs by Reporting Type: VACAR
ReportingType | 2015 | 2020 | 2025 | 2030 | 2035 | 2040
BM | 0 | 0 | 0 | 0 | 0 | 0
CC | 0 | 0 | 0 | 0 | 0 | 0
CSP | 0 | 0 | 0 | 0 | 0 | 0
CT | 0 | 0 | 0 | 0 | 0 | 0
Coal | 294.16 | 330.4 | 467.1 | 519.6 | 568.29 | 574.38
Geo | 0 | 0 | 0 | 0 | 0 | 0
H | 0 | 0 | 0 | 0 | 0 | 0
LFG | 0 | 0 | 0 | 0 | 0 | 0
Nuc | 0 | 0 | 0 | 0 | 0 | 0
PS | 0 | 0 | 0 | 0 | 0 | 0
PV | 0 | 0 | 0 | 0 | 0 | 0
PeakG | 0 | 0 | 0 | 0 | 0 | 0
PeakO | 0 | 0 | 0 | 0 | 0 | 0
ST | 0 | 0 | 0 | 0 | 0 | 0
STOG | 0 | 0 | 0 | 0 | 0 | 0
STWD | 0 | 0 | 0 | 0 | 0 | 0
WT | 0 | 0 | 0 | 0 | 0 | 0
IGCC | 0 | 0 | 0 | 0 | 0 | 0
DemandResponse | 0 | 0 | 0 | 0 | 0 | 0
IGCC-CCS | 0 | 0 | 0 | 0 | 0 | 0
WT_off | 0 | 0 | 0 | 0 | 0 | 0
PseudoUnit | 0 | 0 | 0 | 0 | 0 | 0
FixedInterchange | 0 | 0 | 0 | 0 | 0 | 0
Retrofit VOM Costs by Reporting Type: IESO
ReportingType | 2015 | 2020 | 2025 | 2030 | 2035 | 2040
BM | 0 | 0 | 0 | 0 | 0 | 0
CC | 0 | 0 | 0 | 0 | 0 | 0
CSP | 0 | 0 | 0 | 0 | 0 | 0
CT | 0 | 0 | 0 | 0 | 0 | 0
Coal | 0 | 0 | 0 | 0 | 0 | 0
Geo | 0 | 0 | 0 | 0 | 0 | 0
H | 0 | 0 | 0 | 0 | 0 | 0
LFG | 0 | 0 | 0 | 0 | 0 | 0
Nuc | 0 | 0 | 0 | 0 | 0 | 0
PS | 0 | 0 | 0 | 0 | 0 | 0
PV | 0 | 0 | 0 | 0 | 0 | 0
PeakG | 0 | 0 | 0 | 0 | 0 | 0
PeakO | 0 | 0 | 0 | 0 | 0 | 0
ST | 0 | 0 | 0 | 0 | 0 | 0
STOG | 0 | 0 | 0 | 0 | 0 | 0
STWD | 0 | 0 | 0 | 0 | 0 | 0
WT | 0 | 0 | 0 | 0 | 0 | 0
IGCC | 0 | 0 | 0 | 0 | 0 | 0
DemandResponse | 0 | 0 | 0 | 0 | 0 | 0
IGCC-CCS | 0 | 0 | 0 | 0 | 0 | 0
WT_off | 0 | 0 | 0 | 0 | 0 | 0
PseudoUnit | 0 | 0 | 0 | 0 | 0 | 0
FixedInterchange | 0 | 0 | 0 | 0 | 0 | 0
Retrofit VOM Costs by Reporting Type: MAPP_CA
ReportingType | 2015 | 2020 | 2025 | 2030 | 2035 | 2040
BM | 0 | 0 | 0 | 0 | 0 | 0
CC | 0 | 0 | 0 | 0 | 0 | 0
CSP | 0 | 0 | 0 | 0 | 0 | 0
CT | 0 | 0 | 0 | 0 | 0 | 0
Coal | 0 | 0 | 0 | 0 | 0 | 0
Geo | 0 | 0 | 0 | 0 | 0 | 0
H | 0 | 0 | 0 | 0 | 0 | 0
LFG | 0 | 0 | 0 | 0 | 0 | 0
Nuc | 0 | 0 | 0 | 0 | 0 | 0
PS | 0 | 0 | 0 | 0 | 0 | 0
PV | 0 | 0 | 0 | 0 | 0 | 0
PeakG | 0 | 0 | 0 | 0 | 0 | 0
PeakO | 0 | 0 | 0 | 0 | 0 | 0
ST | 0 | 0 | 0 | 0 | 0 | 0
STOG | 0 | 0 | 0 | 0 | 0 | 0
STWD | 0 | 0 | 0 | 0 | 0 | 0
WT | 0 | 0 | 0 | 0 | 0 | 0
IGCC | 0 | 0 | 0 | 0 | 0 | 0
DemandResponse | 0 | 0 | 0 | 0 | 0 | 0
IGCC-CCS | 0 | 0 | 0 | 0 | 0 | 0
WT_off | 0 | 0 | 0 | 0 | 0 | 0
PseudoUnit | 0 | 0 | 0 | 0 | 0 | 0
FixedInterchange | 0 | 0 | 0 | 0 | 0 | 0
Retrofit VOM Costs by Reporting Type: AZ_NM_SNV_Coal
ReportingType | 2015 | 2020 | 2025 | 2030 | 2035 | 2040
BM | 0 | 0 | 0 | 0 | 0 | 0
CC | 0 | 0 | 0 | 0 | 0 | 0
CSP | 0 | 0 | 0 | 0 | 0 | 0
CT | 0 | 0 | 0 | 0 | 0 | 0
Coal | 319.48 | 358.05 | 404.7 | 404.7 | 404.7 | 404.7
Geo | 0 | 0 | 0 | 0 | 0 | 0
H | 0 | 0 | 0 | 0 | 0 | 0
LFG | 0 | 0 | 0 | 0 | 0 | 0
Nuc | 0 | 0 | 0 | 0 | 0 | 0
PS | 0 | 0 | 0 | 0 | 0 | 0
PV | 0 | 0 | 0 | 0 | 0 | 0
PeakG | 0 | 0 | 0 | 0 | 0 | 0
PeakO | 0 | 0 | 0 | 0 | 0 | 0
ST | 0 | 0 | 0 | 0 | 0 | 0
STOG | 0 | 0 | 0 | 0 | 0 | 0
STWD | 0 | 0 | 0 | 0 | 0 | 0
WT | 0 | 0 | 0 | 0 | 0 | 0
IGCC | 0 | 0 | 0 | 0 | 0 | 0
DemandResponse | 0 | 0 | 0 | 0 | 0 | 0
IGCC-CCS | 0 | 0 | 0 | 0 | 0 | 0
WT_off | 0 | 0 | 0 | 0 | 0 | 0
PseudoUnit | 0 | 0 | 0 | 0 | 0 | 0
FixedInterchange | 0 | 0 | 0 | 0 | 0 | 0
Retrofit VOM Costs by Reporting Type: AZ_NM_SNV_Gas
ReportingType | 2015 | 2020 | 2025 | 2030 | 2035 | 2040
BM | 0 | 0 | 0 | 0 | 0 | 0
CC | 0 | 0 | 0 | 0 | 0 | 0
CSP | 0 | 0 | 0 | 0 | 0 | 0
CT | 0 | 0 | 0 | 0 | 0 | 0
Coal | 0 | 0 | 0 | 0 | 0 | 0
Geo | 0 | 0 | 0 | 0 | 0 | 0
H | 0 | 0 | 0 | 0 | 0 | 0
LFG | 0 | 0 | 0 | 0 | 0 | 0
Nuc | 0 | 0 | 0 | 0 | 0 | 0
PS | 0 | 0 | 0 | 0 | 0 | 0
PV | 0 | 0 | 0 | 0 | 0 | 0
PeakG | 0 | 0 | 0 | 0 | 0 | 0
PeakO | 0 | 0 | 0 | 0 | 0 | 0
ST | 0 | 0 | 0 | 0 | 0 | 0
STOG | 0 | 0 | 0 | 0 | 0 | 0
STWD | 0 | 0 | 0 | 0 | 0 | 0
WT | 0 | 0 | 0 | 0 | 0 | 0
IGCC | 0 | 0 | 0 | 0 | 0 | 0
DemandResponse | 0 | 0 | 0 | 0 | 0 | 0
IGCC-CCS | 0 | 0 | 0 | 0 | 0 | 0
WT_off | 0 | 0 | 0 | 0 | 0 | 0
PseudoUnit | 0 | 0 | 0 | 0 | 0 | 0
FixedInterchange | 0 | 0 | 0 | 0 | 0 | 0
Retrofit VOM Costs by Reporting Type: AZ_NM_SNV_NucRenew
ReportingType | 2015 | 2020 | 2025 | 2030 | 2035 | 2040
BM | 0 | 0 | 0 | 0 | 0 | 0
CC | 0 | 0 | 0 | 0 | 0 | 0
CSP | 0 | 0 | 0 | 0 | 0 | 0
CT | 0 | 0 | 0 | 0 | 0 | 0
Coal | 0 | 0 | 0 | 0 | 0 | 0
Geo | 0 | 0 | 0 | 0 | 0 | 0
H | 0 | 0 | 0 | 0 | 0 | 0
LFG | 0 | 0 | 0 | 0 | 0 | 0
Nuc | 0 | 0 | 0 | 0 | 0 | 0
PS | 0 | 0 | 0 | 0 | 0 | 0
PV | 0 | 0 | 0 | 0 | 0 | 0
PeakG | 0 | 0 | 0 | 0 | 0 | 0
PeakO | 0 | 0 | 0 | 0 | 0 | 0
ST | 0 | 0 | 0 | 0 | 0 | 0
STOG | 0 | 0 | 0 | 0 | 0 | 0
STWD | 0 | 0 | 0 | 0 | 0 | 0
WT | 0 | 0 | 0 | 0 | 0 | 0
IGCC | 0 | 0 | 0 | 0 | 0 | 0
DemandResponse | 0 | 0 | 0 | 0 | 0 | 0
IGCC-CCS | 0 | 0 | 0 | 0 | 0 | 0
WT_off | 0 | 0 | 0 | 0 | 0 | 0
PseudoUnit | 0 | 0 | 0 | 0 | 0 | 0
FixedInterchange | 0 | 0 | 0 | 0 | 0 | 0
Retrofit VOM Costs by Reporting Type: ERCOT
ReportingType | 2015 | 2020 | 2025 | 2030 | 2035 | 2040
BM | 0 | 0 | 0 | 0 | 0 | 0
CC | 0 | 0 | 0 | 0 | 0 | 0
CSP | 0 | 0 | 0 | 0 | 0 | 0
CT | 0 | 0 | 0 | 0 | 0 | 0
Coal | 259.18 | 366.01 | 639.14 | 639.14 | 639.14 | 639.14
Geo | 0 | 0 | 0 | 0 | 0 | 0
H | 0 | 0 | 0 | 0 | 0 | 0
LFG | 0 | 0 | 0 | 0 | 0 | 0
Nuc | 0 | 0 | 0 | 0 | 0 | 0
PS | 0 | 0 | 0 | 0 | 0 | 0
PV | 0 | 0 | 0 | 0 | 0 | 0
PeakG | 0 | 0 | 0 | 0 | 0 | 0
PeakO | 0 | 0 | 0 | 0 | 0 | 0
ST | 0 | 0 | 0 | 0 | 0 | 0
STOG | 0 | 0 | 0 | 0 | 0 | 0
STWD | 0 | 0 | 0 | 0 | 0 | 0
WT | 0 | 0 | 0 | 0 | 0 | 0
IGCC | 0 | 0 | 0 | 0 | 0 | 0
DemandResponse | 0 | 0 | 0 | 0 | 0 | 0
IGCC-CCS | 0 | 0 | 0 | 0 | 0 | 0
WT_off | 0 | 0 | 0 | 0 | 0 | 0
PseudoUnit | 0 | 0 | 0 | 0 | 0 | 0
FixedInterchange | 0 | 0 | 0 | 0 | 0 | 0
Retrofit VOM Costs by Reporting Type: NP15
ReportingType | 2015 | 2020 | 2025 | 2030 | 2035 | 2040
BM | 0 | 0 | 0 | 0 | 0 | 0
CC | 0 | 0 | 0 | 0 | 0 | 0
CSP | 0 | 0 | 0 | 0 | 0 | 0
CT | 0 | 0 | 0 | 0 | 0 | 0
Coal | 1.46 | 1.46 | 0 | 0 | 0 | 0
Geo | 0 | 0 | 0 | 0 | 0 | 0
H | 0 | 0 | 0 | 0 | 0 | 0
LFG | 0 | 0 | 0 | 0 | 0 | 0
Nuc | 0 | 0 | 0 | 0 | 0 | 0
PS | 0 | 0 | 0 | 0 | 0 | 0
PV | 0 | 0 | 0 | 0 | 0 | 0
PeakG | 0 | 0 | 0 | 0 | 0 | 0
PeakO | 0 | 0 | 0 | 0 | 0 | 0
ST | 0 | 0 | 0 | 0 | 0 | 0
STOG | 0 | 0 | 0 | 0 | 0 | 0
STWD | 0 | 0 | 0 | 0 | 0 | 0
WT | 0 | 0 | 0 | 0 | 0 | 0
IGCC | 0 | 0 | 0 | 0 | 0 | 0
DemandResponse | 0 | 0 | 0 | 0 | 0 | 0
IGCC-CCS | 0 | 0 | 0 | 0 | 0 | 0
WT_off | 0 | 0 | 0 | 0 | 0 | 0
PseudoUnit | 0 | 0 | 0 | 0 | 0 | 0
FixedInterchange | 0 | 0 | 0 | 0 | 0 | 0
Retrofit VOM Costs by Reporting Type: NWPP_Coal
ReportingType | 2015 | 2020 | 2025 | 2030 | 2035 | 2040
BM | 0 | 0 | 0 | 0 | 0 | 0
CC | 0 | 0 | 0 | 0 | 0 | 0
CSP | 0 | 0 | 0 | 0 | 0 | 0
CT | 0 | 0 | 0 | 0 | 0 | 0
Coal | 514.07 | 514.07 | 667.89 | 667.89 | 667.89 | 667.89
Geo | 0 | 0 | 0 | 0 | 0 | 0
H | 0 | 0 | 0 | 0 | 0 | 0
LFG | 0 | 0 | 0 | 0 | 0 | 0
Nuc | 0 | 0 | 0 | 0 | 0 | 0
PS | 0 | 0 | 0 | 0 | 0 | 0
PV | 0 | 0 | 0 | 0 | 0 | 0
PeakG | 0 | 0 | 0 | 0 | 0 | 0
PeakO | 0 | 0 | 0 | 0 | 0 | 0
ST | 0 | 0 | 0 | 0 | 0 | 0
STOG | 0 | 0 | 0 | 0 | 0 | 0
STWD | 0 | 0 | 0 | 0 | 0 | 0
WT | 0 | 0 | 0 | 0 | 0 | 0
IGCC | 0 | 0 | 0 | 0 | 0 | 0
DemandResponse | 0 | 0 | 0 | 0 | 0 | 0
IGCC-CCS | 0 | 0 | 0 | 0 | 0 | 0
WT_off | 0 | 0 | 0 | 0 | 0 | 0
PseudoUnit | 0 | 0 | 0 | 0 | 0 | 0
FixedInterchange | 0 | 0 | 0 | 0 | 0 | 0
Retrofit VOM Costs by Reporting Type: NWPP_Gas
ReportingType | 2015 | 2020 | 2025 | 2030 | 2035 | 2040
BM | 0 | 0 | 0 | 0 | 0 | 0
CC | 0 | 0 | 0 | 0 | 0 | 0
CSP | 0 | 0 | 0 | 0 | 0 | 0
CT | 0 | 0 | 0 | 0 | 0 | 0
Coal | 0 | 0 | 0 | 0 | 0 | 0
Geo | 0 | 0 | 0 | 0 | 0 | 0
H | 0 | 0 | 0 | 0 | 0 | 0
LFG | 0 | 0 | 0 | 0 | 0 | 0
Nuc | 0 | 0 | 0 | 0 | 0 | 0
PS | 0 | 0 | 0 | 0 | 0 | 0
PV | 0 | 0 | 0 | 0 | 0 | 0
PeakG | 0 | 0 | 0 | 0 | 0 | 0
PeakO | 0 | 0 | 0 | 0 | 0 | 0
ST | 0 | 0 | 0 | 0 | 0 | 0
STOG | 0 | 0 | 0 | 0 | 0 | 0
STWD | 0 | 0 | 0 | 0 | 0 | 0
WT | 0 | 0 | 0 | 0 | 0 | 0
IGCC | 0 | 0 | 0 | 0 | 0 | 0
DemandResponse | 0 | 0 | 0 | 0 | 0 | 0
IGCC-CCS | 0 | 0 | 0 | 0 | 0 | 0
WT_off | 0 | 0 | 0 | 0 | 0 | 0
PseudoUnit | 0 | 0 | 0 | 0 | 0 | 0
FixedInterchange | 0 | 0 | 0 | 0 | 0 | 0
Retrofit VOM Costs by Reporting Type: NWPP_NucRenew
ReportingType | 2015 | 2020 | 2025 | 2030 | 2035 | 2040
BM | 0 | 0 | 0 | 0 | 0 | 0
CC | 0 | 0 | 0 | 0 | 0 | 0
CSP | 0 | 0 | 0 | 0 | 0 | 0
CT | 0 | 0 | 0 | 0 | 0 | 0
Coal | 0 | 0 | 0 | 0 | 0 | 0
Geo | 0 | 0 | 0 | 0 | 0 | 0
H | 0 | 0 | 0 | 0 | 0 | 0
LFG | 0 | 0 | 0 | 0 | 0 | 0
Nuc | 0 | 0 | 0 | 0 | 0 | 0
PS | 0 | 0 | 0 | 0 | 0 | 0
PV | 0 | 0 | 0 | 0 | 0 | 0
PeakG | 0 | 0 | 0 | 0 | 0 | 0
PeakO | 0 | 0 | 0 | 0 | 0 | 0
ST | 0 | 0 | 0 | 0 | 0 | 0
STOG | 0 | 0 | 0 | 0 | 0 | 0
STWD | 0 | 0 | 0 | 0 | 0 | 0
WT | 0 | 0 | 0 | 0 | 0 | 0
IGCC | 0 | 0 | 0 | 0 | 0 | 0
DemandResponse | 0 | 0 | 0 | 0 | 0 | 0
IGCC-CCS | 0 | 0 | 0 | 0 | 0 | 0
WT_off | 0 | 0 | 0 | 0 | 0 | 0
PseudoUnit | 0 | 0 | 0 | 0 | 0 | 0
FixedInterchange | 0 | 0 | 0 | 0 | 0 | 0
Retrofit VOM Costs by Reporting Type: RMPA
ReportingType | 2015 | 2020 | 2025 | 2030 | 2035 | 2040
BM | 0 | 0 | 0 | 0 | 0 | 0
CC | 0 | 0 | 0 | 0 | 0 | 0
CSP | 0 | 0 | 0 | 0 | 0 | 0
CT | 0 | 0 | 0 | 0 | 0 | 0
Coal | 257.65 | 248.9 | 318.21 | 318.37 | 318.37 | 311.8
Geo | 0 | 0 | 0 | 0 | 0 | 0
H | 0 | 0 | 0 | 0 | 0 | 0
LFG | 0 | 0 | 0 | 0 | 0 | 0
Nuc | 0 | 0 | 0 | 0 | 0 | 0
PS | 0 | 0 | 0 | 0 | 0 | 0
PV | 0 | 0 | 0 | 0 | 0 | 0
PeakG | 0 | 0 | 0 | 0 | 0 | 0
PeakO | 0 | 0 | 0 | 0 | 0 | 0
ST | 0 | 0 | 0 | 0 | 0 | 0
STOG | 0 | 0 | 0 | 0 | 0 | 0
STWD | 0 | 0 | 0 | 0 | 0 | 0
WT | 0 | 0 | 0 | 0 | 0 | 0
IGCC | 0 | 0 | 0 | 0 | 0 | 0
DemandResponse | 0 | 0 | 0 | 0 | 0 | 0
IGCC-CCS | 0 | 0 | 0 | 0 | 0 | 0
WT_off | 0 | 0 | 0 | 0 | 0 | 0
PseudoUnit | 0 | 0 | 0 | 0 | 0 | 0
FixedInterchange | 0 | 0 | 0 | 0 | 0 | 0
Retrofit VOM Costs by Reporting Type: SP15
ReportingType | 2015 | 2020 | 2025 | 2030 | 2035 | 2040
BM | 0 | 0 | 0 | 0 | 0 | 0
CC | 0 | 0 | 0 | 0 | 0 | 0
CSP | 0 | 0 | 0 | 0 | 0 | 0
CT | 0 | 0 | 0 | 0 | 0 | 0
Coal | 5.19 | 5.19 | 0 | 0 | 0 | 0
Geo | 0 | 0 | 0 | 0 | 0 | 0
H | 0 | 0 | 0 | 0 | 0 | 0
LFG | 0 | 0 | 0 | 0 | 0 | 0
Nuc | 0 | 0 | 0 | 0 | 0 | 0
PS | 0 | 0 | 0 | 0 | 0 | 0
PV | 0 | 0 | 0 | 0 | 0 | 0
PeakG | 0 | 0 | 0 | 0 | 0 | 0
PeakO | 0 | 0 | 0 | 0 | 0 | 0
ST | 0 | 0 | 0 | 0 | 0 | 0
STOG | 0 | 0 | 0 | 0 | 0 | 0
STWD | 0 | 0 | 0 | 0 | 0 | 0
WT | 0 | 0 | 0 | 0 | 0 | 0
IGCC | 0 | 0 | 0 | 0 | 0 | 0
DemandResponse | 0 | 0 | 0 | 0 | 0 | 0
IGCC-CCS | 0 | 0 | 0 | 0 | 0 | 0
WT_off | 0 | 0 | 0 | 0 | 0 | 0
PseudoUnit | 0 | 0 | 0 | 0 | 0 | 0
FixedInterchange | 0 | 0 | 0 | 0 | 0 | 0
Retrofit VOM Costs by Reporting Type: ALB
ReportingType | 2015 | 2020 | 2025 | 2030 | 2035 | 2040
BM | 0 | 0 | 0 | 0 | 0 | 0
CC | 0 | 0 | 0 | 0 | 0 | 0
CSP | 0 | 0 | 0 | 0 | 0 | 0
CT | 0 | 0 | 0 | 0 | 0 | 0
Coal | 21.2 | 21.2 | 21.2 | 21.2 | 21.2 | 21.2
Geo | 0 | 0 | 0 | 0 | 0 | 0
H | 0 | 0 | 0 | 0 | 0 | 0
LFG | 0 | 0 | 0 | 0 | 0 | 0
Nuc | 0 | 0 | 0 | 0 | 0 | 0
PS | 0 | 0 | 0 | 0 | 0 | 0
PV | 0 | 0 | 0 | 0 | 0 | 0
PeakG | 0 | 0 | 0 | 0 | 0 | 0
PeakO | 0 | 0 | 0 | 0 | 0 | 0
ST | 0 | 0 | 0 | 0 | 0 | 0
STOG | 0 | 0 | 0 | 0 | 0 | 0
STWD | 0 | 0 | 0 | 0 | 0 | 0
WT | 0 | 0 | 0 | 0 | 0 | 0
IGCC | 0 | 0 | 0 | 0 | 0 | 0
DemandResponse | 0 | 0 | 0 | 0 | 0 | 0
IGCC-CCS | 0 | 0 | 0 | 0 | 0 | 0
WT_off | 0 | 0 | 0 | 0 | 0 | 0
PseudoUnit | 0 | 0 | 0 | 0 | 0 | 0
FixedInterchange | 0 | 0 | 0 | 0 | 0 | 0
Retrofit VOM Costs by Reporting Type: BC
ReportingType | 2015 | 2020 | 2025 | 2030 | 2035 | 2040
BM | 0 | 0 | 0 | 0 | 0 | 0
CC | 0 | 0 | 0 | 0 | 0 | 0
CSP | 0 | 0 | 0 | 0 | 0 | 0
CT | 0 | 0 | 0 | 0 | 0 | 0
Coal | 0 | 0 | 0 | 0 | 0 | 0
Geo | 0 | 0 | 0 | 0 | 0 | 0
H | 0 | 0 | 0 | 0 | 0 | 0
LFG | 0 | 0 | 0 | 0 | 0 | 0
Nuc | 0 | 0 | 0 | 0 | 0 | 0
PS | 0 | 0 | 0 | 0 | 0 | 0
PV | 0 | 0 | 0 | 0 | 0 | 0
PeakG | 0 | 0 | 0 | 0 | 0 | 0
PeakO | 0 | 0 | 0 | 0 | 0 | 0
ST | 0 | 0 | 0 | 0 | 0 | 0
STOG | 0 | 0 | 0 | 0 | 0 | 0
STWD | 0 | 0 | 0 | 0 | 0 | 0
WT | 0 | 0 | 0 | 0 | 0 | 0
IGCC | 0 | 0 | 0 | 0 | 0 | 0
DemandResponse | 0 | 0 | 0 | 0 | 0 | 0
IGCC-CCS | 0 | 0 | 0 | 0 | 0 | 0
WT_off | 0 | 0 | 0 | 0 | 0 | 0
PseudoUnit | 0 | 0 | 0 | 0 | 0 | 0
FixedInterchange | 0 | 0 | 0 | 0 | 0 | 0
Retrofit VOM Costs by Reporting Type: HQ_IESO
ReportingType | 2015 | 2020 | 2025 | 2030 | 2035 | 2040
BM | 0 | 0 | 0 | 0 | 0 | 0
CC | 0 | 0 | 0 | 0 | 0 | 0
CSP | 0 | 0 | 0 | 0 | 0 | 0
CT | 0 | 0 | 0 | 0 | 0 | 0
Coal | 0 | 0 | 0 | 0 | 0 | 0
Geo | 0 | 0 | 0 | 0 | 0 | 0
H | 0 | 0 | 0 | 0 | 0 | 0
LFG | 0 | 0 | 0 | 0 | 0 | 0
Nuc | 0 | 0 | 0 | 0 | 0 | 0
PS | 0 | 0 | 0 | 0 | 0 | 0
PV | 0 | 0 | 0 | 0 | 0 | 0
PeakG | 0 | 0 | 0 | 0 | 0 | 0
PeakO | 0 | 0 | 0 | 0 | 0 | 0
ST | 0 | 0 | 0 | 0 | 0 | 0
STOG | 0 | 0 | 0 | 0 | 0 | 0
STWD | 0 | 0 | 0 | 0 | 0 | 0
WT | 0 | 0 | 0 | 0 | 0 | 0
IGCC | 0 | 0 | 0 | 0 | 0 | 0
DemandResponse | 0 | 0 | 0 | 0 | 0 | 0
IGCC-CCS | 0 | 0 | 0 | 0 | 0 | 0
WT_off | 0 | 0 | 0 | 0 | 0 | 0
PseudoUnit | 0 | 0 | 0 | 0 | 0 | 0
FixedInterchange | 0 | 0 | 0 | 0 | 0 | 0
Retrofit VOM Costs by Reporting Type: HQ_NEISO
ReportingType | 2015 | 2020 | 2025 | 2030 | 2035 | 2040
BM | 0 | 0 | 0 | 0 | 0 | 0
CC | 0 | 0 | 0 | 0 | 0 | 0
CSP | 0 | 0 | 0 | 0 | 0 | 0
CT | 0 | 0 | 0 | 0 | 0 | 0
Coal | 0 | 0 | 0 | 0 | 0 | 0
Geo | 0 | 0 | 0 | 0 | 0 | 0
H | 0 | 0 | 0 | 0 | 0 | 0
LFG | 0 | 0 | 0 | 0 | 0 | 0
Nuc | 0 | 0 | 0 | 0 | 0 | 0
PS | 0 | 0 | 0 | 0 | 0 | 0
PV | 0 | 0 | 0 | 0 | 0 | 0
PeakG | 0 | 0 | 0 | 0 | 0 | 0
PeakO | 0 | 0 | 0 | 0 | 0 | 0
ST | 0 | 0 | 0 | 0 | 0 | 0
STOG | 0 | 0 | 0 | 0 | 0 | 0
STWD | 0 | 0 | 0 | 0 | 0 | 0
WT | 0 | 0 | 0 | 0 | 0 | 0
IGCC | 0 | 0 | 0 | 0 | 0 | 0
DemandResponse | 0 | 0 | 0 | 0 | 0 | 0
IGCC-CCS | 0 | 0 | 0 | 0 | 0 | 0
WT_off | 0 | 0 | 0 | 0 | 0 | 0
PseudoUnit | 0 | 0 | 0 | 0 | 0 | 0
FixedInterchange | 0 | 0 | 0 | 0 | 0 | 0
Retrofit VOM Costs by Reporting Type: HQ_NY
ReportingType | 2015 | 2020 | 2025 | 2030 | 2035 | 2040
BM | 0 | 0 | 0 | 0 | 0 | 0
CC | 0 | 0 | 0 | 0 | 0 | 0
CSP | 0 | 0 | 0 | 0 | 0 | 0
CT | 0 | 0 | 0 | 0 | 0 | 0
Coal | 0 | 0 | 0 | 0 | 0 | 0
Geo | 0 | 0 | 0 | 0 | 0 | 0
H | 0 | 0 | 0 | 0 | 0 | 0
LFG | 0 | 0 | 0 | 0 | 0 | 0
Nuc | 0 | 0 | 0 | 0 | 0 | 0
PS | 0 | 0 | 0 | 0 | 0 | 0
PV | 0 | 0 | 0 | 0 | 0 | 0
PeakG | 0 | 0 | 0 | 0 | 0 | 0
PeakO | 0 | 0 | 0 | 0 | 0 | 0
ST | 0 | 0 | 0 | 0 | 0 | 0
STOG | 0 | 0 | 0 | 0 | 0 | 0
STWD | 0 | 0 | 0 | 0 | 0 | 0
WT | 0 | 0 | 0 | 0 | 0 | 0
IGCC | 0 | 0 | 0 | 0 | 0 | 0
DemandResponse | 0 | 0 | 0 | 0 | 0 | 0
IGCC-CCS | 0 | 0 | 0 | 0 | 0 | 0
WT_off | 0 | 0 | 0 | 0 | 0 | 0
PseudoUnit | 0 | 0 | 0 | 0 | 0 | 0
FixedInterchange | 0 | 0 | 0 | 0 | 0 | 0
Retrofit VOM Costs by Reporting Type: MARITIMES
ReportingType | 2015 | 2020 | 2025 | 2030 | 2035 | 2040
BM | 0 | 0 | 0 | 0 | 0 | 0
CC | 0 | 0 | 0 | 0 | 0 | 0
CSP | 0 | 0 | 0 | 0 | 0 | 0
CT | 0 | 0 | 0 | 0 | 0 | 0
Coal | 0 | 0 | 0 | 0 | 0 | 0
Geo | 0 | 0 | 0 | 0 | 0 | 0
H | 0 | 0 | 0 | 0 | 0 | 0
LFG | 0 | 0 | 0 | 0 | 0 | 0
Nuc | 0 | 0 | 0 | 0 | 0 | 0
PS | 0 | 0 | 0 | 0 | 0 | 0
PV | 0 | 0 | 0 | 0 | 0 | 0
PeakG | 0 | 0 | 0 | 0 | 0 | 0
PeakO | 0 | 0 | 0 | 0 | 0 | 0
ST | 0 | 0 | 0 | 0 | 0 | 0
STOG | 0 | 0 | 0 | 0 | 0 | 0
STWD | 0 | 0 | 0 | 0 | 0 | 0
WT | 0 | 0 | 0 | 0 | 0 | 0
IGCC | 0 | 0 | 0 | 0 | 0 | 0
DemandResponse | 0 | 0 | 0 | 0 | 0 | 0
IGCC-CCS | 0 | 0 | 0 | 0 | 0 | 0
WT_off | 0 | 0 | 0 | 0 | 0 | 0
PseudoUnit | 0 | 0 | 0 | 0 | 0 | 0
FixedInterchange | 0 | 0 | 0 | 0 | 0 | 0
retrofit VOM Costs by Reporting Type: All
ReportingType | 2015 | 2020 | 2025 | 2030 | 2035 | 2040
BM | 0 | 0 | 0 | 0 | 0 | 0
CC | 0 | 0 | 0 | 0 | 0 | 0
CSP | 0 | 0 | 0 | 0 | 0 | 0
CT | 0 | 0 | 0 | 0 | 0 | 0
Coal | 4924.67 | 5328.64 | 9725.38 | 10095.74 | 10394.04 | 10453.76
Geo | 0 | 0 | 0 | 0 | 0 | 0
H | 0 | 0 | 0 | 0 | 0 | 0
LFG | 0 | 0 | 0 | 0 | 0 | 0
Nuc | 0 | 0 | 0 | 0 | 0 | 0
PS | 0 | 0 | 0 | 0 | 0 | 0
PV | 0 | 0 | 0 | 0 | 0 | 0
PeakG | 0 | 0 | 0 | 0 | 0 | 0
PeakO | 0 | 0 | 0 | 0 | 0 | 0
ST | 0 | 0 | 0 | 0 | 0 | 0
STOG | 0 | 0 | 0 | 0 | 0 | 0
STWD | 0 | 0 | 0 | 0 | 0 | 0
WT | 0 | 0 | 0 | 0 | 0 | 0
IGCC | 0 | 0 | 0 | 0 | 0 | 0
DemandResponse | 0 | 0 | 0 | 0 | 0 | 0
IGCC-CCS | 0 | 0 | 0 | 0 | 0 | 0
WT_off | 0 | 0 | 0 | 0 | 0 | 0
PseudoUnit | 0 | 0 | 0 | 0 | 0 | 0
FixedInterchange | 0 | 0 | 0 | 0 | 0 | 0
retrofit VOM Costs by Reporting Type: EI_US
ReportingType | 2015 | 2020 | 2025 | 2030 | 2035 | 2040
BM | 0 | 0 | 0 | 0 | 0 | 0
CC | 0 | 0 | 0 | 0 | 0 | 0
CSP | 0 | 0 | 0 | 0 | 0 | 0
CT | 0 | 0 | 0 | 0 | 0 | 0
Coal | 3546.43 | 3813.76 | 7674.24 | 8044.43 | 8342.74 | 8409.03
Geo | 0 | 0 | 0 | 0 | 0 | 0
H | 0 | 0 | 0 | 0 | 0 | 0
LFG | 0 | 0 | 0 | 0 | 0 | 0
Nuc | 0 | 0 | 0 | 0 | 0 | 0
PS | 0 | 0 | 0 | 0 | 0 | 0
PV | 0 | 0 | 0 | 0 | 0 | 0
PeakG | 0 | 0 | 0 | 0 | 0 | 0
PeakO | 0 | 0 | 0 | 0 | 0 | 0
ST | 0 | 0 | 0 | 0 | 0 | 0
STOG | 0 | 0 | 0 | 0 | 0 | 0
STWD | 0 | 0 | 0 | 0 | 0 | 0
WT | 0 | 0 | 0 | 0 | 0 | 0
IGCC | 0 | 0 | 0 | 0 | 0 | 0
DemandResponse | 0 | 0 | 0 | 0 | 0 | 0
IGCC-CCS | 0 | 0 | 0 | 0 | 0 | 0
WT_off | 0 | 0 | 0 | 0 | 0 | 0
PseudoUnit | 0 | 0 | 0 | 0 | 0 | 0
FixedInterchange | 0 | 0 | 0 | 0 | 0 | 0
retrofit VOM Costs by Reporting Type: EI_Canada
ReportingType | 2015 | 2020 | 2025 | 2030 | 2035 | 2040
BM | 0 | 0 | 0 | 0 | 0 | 0
CC | 0 | 0 | 0 | 0 | 0 | 0
CSP | 0 | 0 | 0 | 0 | 0 | 0
CT | 0 | 0 | 0 | 0 | 0 | 0
Coal | 0 | 0 | 0 | 0 | 0 | 0
Geo | 0 | 0 | 0 | 0 | 0 | 0
H | 0 | 0 | 0 | 0 | 0 | 0
LFG | 0 | 0 | 0 | 0 | 0 | 0
Nuc | 0 | 0 | 0 | 0 | 0 | 0
PS | 0 | 0 | 0 | 0 | 0 | 0
PV | 0 | 0 | 0 | 0 | 0 | 0
PeakG | 0 | 0 | 0 | 0 | 0 | 0
PeakO | 0 | 0 | 0 | 0 | 0 | 0
ST | 0 | 0 | 0 | 0 | 0 | 0
STOG | 0 | 0 | 0 | 0 | 0 | 0
STWD | 0 | 0 | 0 | 0 | 0 | 0
WT | 0 | 0 | 0 | 0 | 0 | 0
IGCC | 0 | 0 | 0 | 0 | 0 | 0
DemandResponse | 0 | 0 | 0 | 0 | 0 | 0
IGCC-CCS | 0 | 0 | 0 | 0 | 0 | 0
WT_off | 0 | 0 | 0 | 0 | 0 | 0
PseudoUnit | 0 | 0 | 0 | 0 | 0 | 0
FixedInterchange | 0 | 0 | 0 | 0 | 0 | 0
retrofit VOM Costs by Reporting Type: EI
ReportingType | 2015 | 2020 | 2025 | 2030 | 2035 | 2040
BM | 0 | 0 | 0 | 0 | 0 | 0
CC | 0 | 0 | 0 | 0 | 0 | 0
CSP | 0 | 0 | 0 | 0 | 0 | 0
CT | 0 | 0 | 0 | 0 | 0 | 0
Coal | 3546.43 | 3813.76 | 7674.24 | 8044.43 | 8342.74 | 8409.03
Geo | 0 | 0 | 0 | 0 | 0 | 0
H | 0 | 0 | 0 | 0 | 0 | 0
LFG | 0 | 0 | 0 | 0 | 0 | 0
Nuc | 0 | 0 | 0 | 0 | 0 | 0
PS | 0 | 0 | 0 | 0 | 0 | 0
PV | 0 | 0 | 0 | 0 | 0 | 0
PeakG | 0 | 0 | 0 | 0 | 0 | 0
PeakO | 0 | 0 | 0 | 0 | 0 | 0
ST | 0 | 0 | 0 | 0 | 0 | 0
STOG | 0 | 0 | 0 | 0 | 0 | 0
STWD | 0 | 0 | 0 | 0 | 0 | 0
WT | 0 | 0 | 0 | 0 | 0 | 0
IGCC | 0 | 0 | 0 | 0 | 0 | 0
DemandResponse | 0 | 0 | 0 | 0 | 0 | 0
IGCC-CCS | 0 | 0 | 0 | 0 | 0 | 0
WT_off | 0 | 0 | 0 | 0 | 0 | 0
PseudoUnit | 0 | 0 | 0 | 0 | 0 | 0
FixedInterchange | 0 | 0 | 0 | 0 | 0 | 0
retrofit VOM Costs by Reporting Type: Outside_EI
ReportingType | 2015 | 2020 | 2025 | 2030 | 2035 | 2040
BM | 0 | 0 | 0 | 0 | 0 | 0
CC | 0 | 0 | 0 | 0 | 0 | 0
CSP | 0 | 0 | 0 | 0 | 0 | 0
CT | 0 | 0 | 0 | 0 | 0 | 0
Coal | 1378.24 | 1514.88 | 2051.14 | 2051.3 | 2051.3 | 2044.73
Geo | 0 | 0 | 0 | 0 | 0 | 0
H | 0 | 0 | 0 | 0 | 0 | 0
LFG | 0 | 0 | 0 | 0 | 0 | 0
Nuc | 0 | 0 | 0 | 0 | 0 | 0
PS | 0 | 0 | 0 | 0 | 0 | 0
PV | 0 | 0 | 0 | 0 | 0 | 0
PeakG | 0 | 0 | 0 | 0 | 0 | 0
PeakO | 0 | 0 | 0 | 0 | 0 | 0
ST | 0 | 0 | 0 | 0 | 0 | 0
STOG | 0 | 0 | 0 | 0 | 0 | 0
STWD | 0 | 0 | 0 | 0 | 0 | 0
WT | 0 | 0 | 0 | 0 | 0 | 0
IGCC | 0 | 0 | 0 | 0 | 0 | 0
DemandResponse | 0 | 0 | 0 | 0 | 0 | 0
IGCC-CCS | 0 | 0 | 0 | 0 | 0 | 0
WT_off | 0 | 0 | 0 | 0 | 0 | 0
PseudoUnit | 0 | 0 | 0 | 0 | 0 | 0
FixedInterchange | 0 | 0 | 0 | 0 | 0 | 0
#10 | Base FOM Costs ($million)
Base FOM Costs by Reporting Type: Entergy
ReportingType | 2015 | 2020 | 2025 | 2030 | 2035 | 2040
BM | 0 | 0 | 0 | 0 | 0 | 0
CC | 420.18 | 432.49 | 544.32 | 483.11 | 574.35 | 603.31
CSP | 0 | 0 | 0 | 0 | 0 | 0
CT | 0 | 0 | 0 | 0 | 0 | 0
Coal | 517.35 | 532.6 | 587.18 | 589.52 | 615.72 | 775.53
Geo | 0 | 0 | 0 | 0 | 0 | 0
H | 10.6 | 10.6 | 10.6 | 10.6 | 10.6 | 10.6
LFG | 0.97 | 0.97 | 13.89 | 13.89 | 13.89 | 13.89
Nuc | 789.41 | 789.41 | 804.93 | 789.41 | 666.82 | 1125.48
PS | 1.4 | 1.4 | 1.4 | 1.4 | 1.4 | 1.4
PV | 0 | 1.08 | 1.67 | 1.72 | 1.78 | 1.84
PeakG | 47.54 | 47.54 | 69.98 | 63.1 | 67 | 67
PeakO | 4.42 | 4.47 | 6.37 | 5.22 | 5.22 | 5.22
ST | 0 | 0 | 0 | 0 | 0 | 0
STOG | 155.93 | 155.93 | 167.51 | 143.6 | 143.6 | 143.6
STWD | 6.6 | 6.6 | 8.26 | 6.73 | 6.73 | 6.73
WT | 3.66 | 3.66 | 3.66 | 3.66 | 3.66 | 3.66
IGCC | 0 | 0 | 0 | 0 | 0 | 0
DemandResponse | 0 | 0 | 0 | 0 | 0 | 0
IGCC-CCS | 0 | 0 | 0 | 0 | 0 | 0
WT_off | 0 | 0 | 0 | 0 | 0 | 0
PseudoUnit | 0 | 0 | 0 | 0 | 0 | 0
FixedInterchange | 0 | 0 | 0 | 0 | 0 | 0
Base FOM Costs by Reporting Type: FRCC
ReportingType | 2015 | 2020 | 2025 | 2030 | 2035 | 2040
BM | 0 | 0 | 0 | 0 | 0 | 0
CC | 674.93 | 743.42 | 962.34 | 884.15 | 1055.32 | 1167.55
CSP | 0 | 0 | 0 | 0 | 0 | 0
CT | 16.6 | 16.6 | 16.6 | 16.6 | 16.6 | 16.6
Coal | 581.48 | 540.31 | 597.14 | 624.96 | 657.59 | 710.17
Geo | 0 | 0 | 0 | 0 | 0 | 0
H | 0.78 | 0.78 | 0.78 | 0.78 | 0.78 | 0.78
LFG | 58.63 | 58.63 | 82.46 | 82.46 | 82.46 | 82.46
Nuc | 601.49 | 601.49 | 635.55 | 601.49 | 946.02 | 369.98
PS | 0 | 0 | 0 | 0 | 0 | 0
PV | 0.75 | 0.75 | 0.75 | 0.75 | 0.75 | 0.75
PeakG | 149.81 | 149.81 | 217.71 | 202.68 | 202.68 | 202.68
PeakO | 64.61 | 65.04 | 85.38 | 68.43 | 68.43 | 68.43
ST | 0 | 0 | 0 | 0 | 0 | 0
STOG | 191.29 | 191.29 | 184.47 | 158.13 | 158.13 | 158.13
STWD | 6.25 | 6.25 | 7.82 | 6.37 | 6.37 | 6.37
WT | 0 | 0 | 0 | 0 | 0 | 0
IGCC | 0 | 0 | 0 | 0 | 0 | 0
DemandResponse | 0 | 0 | 0 | 0 | 0 | 0
IGCC-CCS | 0 | 0 | 0 | 0 | 0 | 0
WT_off | 0 | 0 | 0 | 0 | 0 | 0
PseudoUnit | 0 | 0 | 0 | 0 | 0 | 0
FixedInterchange | 0 | 0 | 0 | 0 | 0 | 0
Base FOM Costs by Reporting Type: MAPP_US
ReportingType | 2015 | 2020 | 2025 | 2030 | 2035 | 2040
BM | 0 | 0 | 0 | 0 | 0 | 0
CC | 8.42 | 8.42 | 10.71 | 8.61 | 9.32 | 10.52
CSP | 0 | 0 | 0 | 0 | 0 | 0
CT | 2.06 | 2.06 | 2.06 | 3.3 | 5.05 | 6.52
Coal | 193.32 | 199.82 | 224.26 | 228.64 | 260.09 | 293.64
Geo | 3.95 | 3.95 | 3.95 | 3.95 | 3.95 | 3.95
H | 31.14 | 31.14 | 31.14 | 31.14 | 31.14 | 31.14
LFG | 0.24 | 0.24 | 8.86 | 8.86 | 8.86 | 8.86
Nuc | 0.01 | 0.01 | 0.01 | 0.01 | 0.01 | 0.01
PS | 0 | 0 | 0 | 0 | 0 | 0
PV | 0 | 0 | 0 | 0 | 0 | 0
PeakG | 12.29 | 13.42 | 19.42 | 16.07 | 17.04 | 17.04
PeakO | 0 | 0 | 0 | 0 | 0 | 0
ST | 0 | 0 | 0 | 0 | 0 | 0
STOG | 0 | 0 | 0 | 0 | 0 | 0
STWD | 0 | 0 | 0 | 0 | 0 | 0
WT | 55.22 | 62.48 | 62.48 | 77.75 | 80.52 | 83.4
IGCC | 0 | 0 | 0 | 0 | 0 | 0
DemandResponse | 0 | 0 | 0 | 0 | 0 | 0
IGCC-CCS | 0 | 0 | 0 | 0 | 0 | 0
WT_off | 0 | 0 | 0 | 0 | 0 | 0
PseudoUnit | 0 | 0 | 0 | 0 | 0 | 0
FixedInterchange | 0 | 0 | 0 | 0 | 0 | 0
Base FOM Costs by Reporting Type: MISO_IN
ReportingType | 2015 | 2020 | 2025 | 2030 | 2035 | 2040
BM | 0 | 0 | 0 | 0 | 0 | 0
CC | 41.43 | 41.43 | 67.9 | 93.94 | 146.19 | 146.19
CSP | 0 | 0 | 0 | 0 | 0 | 0
CT | 0 | 0 | 0 | 0 | 0 | 0
Coal | 959.94 | 1013.98 | 1107.88 | 1172.35 | 1310.67 | 1455.93
Geo | 0 | 0 | 0 | 0 | 0 | 0
H | 1.07 | 1.07 | 1.07 | 1.07 | 1.07 | 1.07
LFG | 4.46 | 4.46 | 4.46 | 14.11 | 14.11 | 14.11
Nuc | 0.01 | 0.01 | 0.01 | 0.01 | 0.01 | 0.01
PS | 0 | 0 | 0 | 0 | 0 | 0
PV | 0 | 4.03 | 6.57 | 6.79 | 7.01 | 7.24
PeakG | 52.35 | 52.35 | 76.94 | 73.39 | 73.39 | 73.39
PeakO | 10.59 | 10.59 | 13.5 | 10.82 | 10.82 | 10.82
ST | 0 | 0 | 0 | 0 | 0 | 0
STOG | 12.26 | 12.26 | 14.51 | 12.44 | 12.44 | 12.44
STWD | 0 | 0 | 0 | 0 | 0 | 0
WT | 18.31 | 18.31 | 18.31 | 18.31 | 18.31 | 18.31
IGCC | 30.22 | 30.22 | 30.22 | 30.22 | 30.22 | 30.22
DemandResponse | 0 | 0 | 0 | 0 | 0 | 0
IGCC-CCS | 0 | 0 | 0 | 0 | 0 | 0
WT_off | 0 | 0 | 0 | 0 | 0 | 0
PseudoUnit | 0 | 0 | 0 | 0 | 0 | 0
FixedInterchange | 0 | 0 | 0 | 0 | 0 | 0
Base FOM Costs by Reporting Type: MISO_MI
ReportingType | 2015 | 2020 | 2025 | 2030 | 2035 | 2040
BM | 0 | 0 | 0 | 0 | 0 | 0
CC | 128.88 | 137.23 | 174.53 | 148.71 | 160.93 | 160.93
CSP | 0 | 0 | 0 | 0 | 0 | 0
CT | 0 | 0 | 0 | 0 | 0 | 0
Coal | 635.18 | 694.51 | 663.85 | 672.34 | 752.49 | 800.71
Geo | 0 | 0 | 0 | 0 | 0 | 0
H | 2.01 | 2.01 | 2.01 | 2.01 | 2.01 | 2.01
LFG | 19.67 | 38.95 | 38.95 | 38.95 | 38.95 | 38.95
Nuc | 275.03 | 275.03 | 275.03 | 275.03 | 161.75 | 417.74
PS | 44.44 | 44.44 | 44.44 | 44.44 | 44.44 | 44.44
PV | 0 | 0 | 0 | 0 | 0 | 0
PeakG | 61.2 | 61.2 | 98.12 | 85.63 | 85.63 | 85.63
PeakO | 15.67 | 15.67 | 19.97 | 16.01 | 16.01 | 16.01
ST | 0 | 0 | 0 | 0 | 0 | 0
STOG | 125.33 | 125.33 | 148.3 | 127.13 | 127.13 | 127.13
STWD | 5.22 | 5.22 | 6.54 | 5.33 | 5.33 | 5.33
WT | 61.65 | 61.65 | 78.5 | 78.5 | 84.07 | 89.52
IGCC | 0 | 0 | 0 | 0 | 0 | 0
DemandResponse | 0 | 0 | 0 | 0 | 0 | 0
IGCC-CCS | 0 | 0 | 0 | 0 | 0 | 0
WT_off | 0 | 0 | 0 | 0 | 0 | 0
PseudoUnit | 0 | 0 | 0 | 0 | 0 | 0
FixedInterchange | 0 | 0 | 0 | 0 | 0 | 0
Base FOM Costs by Reporting Type: MISO_MO-IL
ReportingType | 2015 | 2020 | 2025 | 2030 | 2035 | 2040
BM | 0 | 0 | 0 | 0 | 0 | 0
CC | 31.4 | 31.4 | 39.92 | 35.22 | 39.25 | 39.25
CSP | 0 | 0 | 0 | 0 | 0 | 0
CT | 0 | 0 | 0 | 0 | 0 | 0
Coal | 1032.33 | 1081.15 | 1149.56 | 1192.27 | 1357.47 | 1429.89
Geo | 0 | 0 | 0 | 0 | 0 | 0
H | 5.01 | 5.01 | 5.01 | 5.01 | 5.01 | 5.01
LFG | 2.17 | 2.17 | 29.04 | 29.04 | 29.04 | 29.04
Nuc | 308.98 | 325.11 | 325.11 | 325.11 | 325.11 | 325.11
PS | 10.45 | 10.45 | 10.45 | 10.45 | 10.45 | 10.45
PV | 0 | 0 | 0 | 0 | 0 | 0
PeakG | 77.83 | 77.83 | 114.84 | 103.92 | 110.46 | 110.46
PeakO | 21.48 | 22.48 | 28.65 | 22.96 | 22.96 | 22.96
ST | 0 | 0 | 0 | 0 | 0 | 0
STOG | 26.02 | 26.02 | 30.78 | 26.39 | 26.39 | 26.39
STWD | 0 | 0 | 0 | 0 | 0 | 0
WT | 21.36 | 21.36 | 21.36 | 21.36 | 21.36 | 21.36
IGCC | 0 | 0 | 0 | 0 | 0 | 0
DemandResponse | 0 | 0 | 0 | 0 | 0 | 0
IGCC-CCS | 0 | 0 | 0 | 0 | 0 | 0
WT_off | 0 | 0 | 0 | 0 | 0 | 0
PseudoUnit | 0 | 0 | 0 | 0 | 0 | 0
FixedInterchange | 0 | 0 | 0 | 0 | 0 | 0
Base FOM Costs by Reporting Type: MISO_W
ReportingType | 2015 | 2020 | 2025 | 2030 | 2035 | 2040
BM | 0 | 0 | 0 | 0 | 0 | 0
CC | 90.43 | 90.43 | 115.14 | 92.68 | 109.48 | 112.22
CSP | 0 | 0 | 0 | 0 | 0 | 0
CT | 0 | 0 | 0 | 0 | 0 | 0
Coal | 720.18 | 771.2 | 839.97 | 837.39 | 1018.08 | 1348
Geo | 0 | 0 | 0 | 0 | 0 | 0
H | 7.08 | 7.08 | 7.08 | 7.08 | 7.08 | 7.08
LFG | 24.73 | 24.73 | 33.36 | 33.36 | 33.36 | 33.36
Nuc | 343.79 | 343.79 | 343.79 | 602.57 | 0.04 | 0.04
PS | 0 | 0 | 0 | 0 | 0 | 0
PV | 0 | 0 | 0 | 0 | 0 | 0
PeakG | 87.12 | 87.12 | 123.54 | 105.17 | 108.71 | 108.71
PeakO | 56.38 | 61.73 | 80.56 | 64.57 | 64.57 | 64.57
ST | 0 | 0 | 0 | 0 | 0 | 0
STOG | 7.56 | 7.56 | 8.94 | 7.67 | 7.67 | 7.67
STWD | 10.03 | 10.03 | 12.55 | 10.23 | 10.23 | 10.23
WT | 268.82 | 327.83 | 423.05 | 436.4 | 451.8 | 467.73
IGCC | 0 | 0 | 0 | 0 | 0 | 0
DemandResponse | 0 | 0 | 0 | 0 | 0 | 0
IGCC-CCS | 0 | 0 | 0 | 0 | 0 | 0
WT_off | 0 | 0 | 0 | 0 | 0 | 0
PseudoUnit | 0 | 0 | 0 | 0 | 0 | 0
FixedInterchange | 0 | 0 | 0 | 0 | 0 | 0
Base FOM Costs by Reporting Type: MISO_WUMS
ReportingType | 2015 | 2020 | 2025 | 2030 | 2035 | 2040
BM | 0 | 0 | 0 | 0 | 0 | 0
CC | 80.83 | 80.83 | 150.88 | 130.66 | 155.99 | 159.81
CSP | 0 | 0 | 0 | 0 | 0 | 0
CT | 0 | 21.43 | 21.43 | 34.16 | 60.17 | 60.17
Coal | 393.51 | 391.84 | 404.85 | 407.06 | 417.81 | 482.78
Geo | 0 | 0 | 0 | 0 | 0 | 0
H | 4.79 | 4.79 | 4.79 | 4.79 | 4.79 | 4.79
LFG | 8.57 | 16.14 | 35.44 | 35.44 | 35.44 | 35.44
Nuc | 264.54 | 264.54 | 287.77 | 570.75 | 0.04 | 0.04
PS | 0 | 0 | 0 | 0 | 0 | 0
PV | 0 | 0 | 0 | 0 | 0 | 0
PeakG | 55.64 | 55.64 | 89.06 | 77.65 | 77.65 | 77.65
PeakO | 13.52 | 13.84 | 18.33 | 14.69 | 14.69 | 14.69
ST | 0 | 0 | 0 | 0 | 0 | 0
STOG | 13.21 | 13.21 | 15.63 | 13.39 | 13.39 | 13.39
STWD | 3.37 | 3.37 | 4.21 | 3.43 | 3.43 | 3.43
WT | 46.36 | 46.36 | 46.36 | 46.36 | 46.36 | 46.36
IGCC | 0 | 0 | 0 | 0 | 0 | 0
DemandResponse | 0 | 0 | 0 | 0 | 0 | 0
IGCC-CCS | 0 | 0 | 0 | 0 | 0 | 0
WT_off | 0 | 0 | 0 | 0 | 0 | 0
PseudoUnit | 0 | 0 | 0 | 0 | 0 | 0
FixedInterchange | 0 | 0 | 0 | 0 | 0 | 0
Base FOM Costs by Reporting Type: Nebraska
ReportingType | 2015 | 2020 | 2025 | 2030 | 2035 | 2040
BM | 0 | 0 | 0 | 0 | 0 | 0
CC | 10.62 | 10.62 | 13.51 | 10.85 | 12.75 | 13.28
CSP | 0 | 0 | 0 | 0 | 0 | 0
CT | 0 | 0 | 0 | 0 | 0 | 0
Coal | 257.61 | 272.59 | 330.23 | 324.87 | 399.89 | 490.89
Geo | 0 | 0 | 0 | 0 | 0 | 0
H | 2.38 | 2.38 | 2.38 | 2.38 | 2.38 | 2.38
LFG | 0.72 | 0.72 | 9.35 | 9.35 | 9.35 | 9.35
Nuc | 182.28 | 182.28 | 198.29 | 249.21 | 0.09 | 0.09
PS | 0 | 0 | 0 | 0 | 0 | 0
PV | 0 | 0 | 0 | 0 | 0 | 0
PeakG | 21.82 | 26.8 | 41.06 | 31.37 | 31.37 | 31.37
PeakO | 9.57 | 9.57 | 12.19 | 9.77 | 9.77 | 9.77
ST | 0 | 0 | 0 | 0 | 0 | 0
STOG | 0.01 | 0.01 | 0.02 | 0.01 | 0.01 | 0.01
STWD | 0 | 0 | 0 | 0 | 0 | 0
WT | 10.53 | 10.53 | 10.53 | 10.53 | 10.53 | 10.53
IGCC | 0 | 0 | 0 | 0 | 0 | 0
DemandResponse | 0 | 0 | 0 | 0 | 0 | 0
IGCC-CCS | 0 | 0 | 0 | 0 | 0 | 0
WT_off | 0 | 0 | 0 | 0 | 0 | 0
PseudoUnit | 0 | 0 | 0 | 0 | 0 | 0
FixedInterchange | 0 | 0 | 0 | 0 | 0 | 0
Base FOM Costs by Reporting Type: NEISO
ReportingType | 2015 | 2020 | 2025 | 2030 | 2035 | 2040
BM | 25.35 | 25.35 | 25.35 | 25.35 | 25.35 | 25.35
CC | 300.11 | 300.11 | 375.18 | 334.37 | 367.8 | 367.8
CSP | 0 | 0 | 0 | 0 | 0 | 0
CT | 2.24 | 2.24 | 2.24 | 2.24 | 6.6 | 13.61
Coal | 22.84 | 0 | 0 | 0 | 0 | 0
Geo | 0 | 0 | 0 | 0 | 0 | 0
H | 46.4 | 46.4 | 46.4 | 46.4 | 46.4 | 46.4
LFG | 70.11 | 70.11 | 78.5 | 78.5 | 78.5 | 78.5
Nuc | 676.28 | 676.28 | 735.67 | 676.28 | 488.61 | 932.14
PS | 39.74 | 39.74 | 39.74 | 39.74 | 39.74 | 39.74
PV | 0.03 | 5.29 | 5.29 | 5.29 | 5.29 | 5.29
PeakG | 19.94 | 19.94 | 29.61 | 22.52 | 28.85 | 28.85
PeakO | 24.61 | 24.61 | 31.36 | 25.14 | 25.14 | 25.14
ST | 0 | 0 | 0 | 0 | 0 | 0
STOG | 0 | 0 | 0 | 0 | 0 | 0
STWD | 19.55 | 19.55 | 24.46 | 19.93 | 19.93 | 19.93
WT | 13.44 | 94.88 | 145.5 | 155.17 | 155.17 | 155.17
IGCC | 0 | 0 | 0 | 0 | 0 | 0
DemandResponse | 0 | 0 | 0 | 0 | 0 | 0
IGCC-CCS | 0 | 0 | 0 | 0 | 0 | 0
WT_off | 24.96 | 24.96 | 24.96 | 24.96 | 0 | 0
PseudoUnit | 0 | 0 | 0 | 0 | 0 | 0
FixedInterchange | 0 | 0 | 0 | 0 | 0 | 0
Base FOM Costs by Reporting Type: NonRTO_Midwest
ReportingType | 2015 | 2020 | 2025 | 2030 | 2035 | 2040
BM | 0 | 0 | 0 | 0 | 0 | 0
CC | 0 | 5.56 | 6.76 | 9.46 | 14.51 | 19.68
CSP | 0 | 0 | 0 | 0 | 0 | 0
CT | 0 | 2.34 | 2.34 | 2.34 | 2.34 | 2.34
Coal | 716.1 | 758.38 | 803.2 | 832.72 | 911.3 | 998.81
Geo | 0 | 0 | 0 | 0 | 0 | 0
H | 2.04 | 2.04 | 2.04 | 2.04 | 2.04 | 2.04
LFG | 1.69 | 1.69 | 2.36 | 20.97 | 20.97 | 20.97
Nuc | 0.01 | 0.01 | 0.01 | 0.01 | 0.01 | 0.01
PS | 0 | 0 | 0 | 0 | 0 | 0
PV | 0 | 0 | 0 | 0 | 0 | 0
PeakG | 56.39 | 56.39 | 83.4 | 71.11 | 80.61 | 80.61
PeakO | 0.35 | 0.35 | 0.45 | 0.36 | 0.36 | 0.36
ST | 0 | 0 | 0 | 0 | 0 | 0
STOG | 0 | 0 | 0 | 0 | 0 | 0
STWD | 0 | 0 | 0 | 0 | 0 | 0
WT | 2.26 | 2.26 | 2.26 | 2.26 | 2.26 | 2.26
IGCC | 0 | 0 | 0 | 0 | 0 | 0
DemandResponse | 0 | 0 | 0 | 0 | 0 | 0
IGCC-CCS | 0 | 0 | 0 | 0 | 0 | 0
WT_off | 0 | 0 | 0 | 0 | 0 | 0
PseudoUnit | 0 | 0 | 0 | 0 | 0 | 0
FixedInterchange | 0 | 0 | 0 | 0 | 0 | 0
Base FOM Costs by Reporting Type: NYISO_A-F
ReportingType | 2015 | 2020 | 2025 | 2030 | 2035 | 2040
BM | 0 | 0 | 0 | 0 | 0 | 0
CC | 115.84 | 119.14 | 157.79 | 142.52 | 142.52 | 142.52
CSP | 0 | 0 | 0 | 0 | 0 | 0
CT | 0 | 0 | 0 | 0 | 0 | 0
Coal | 0 | 0 | 0 | 0 | 0 | 0
Geo | 0 | 0 | 0 | 0 | 0 | 0
H | 62.6 | 62.6 | 62.6 | 62.6 | 62.6 | 62.6
LFG | 20.8 | 20.8 | 21.71 | 28.97 | 28.97 | 28.97
Nuc | 489.92 | 489.92 | 509.2 | 399.48 | 552.03 | 578.17
PS | 33.52 | 33.52 | 33.52 | 33.52 | 33.52 | 33.52
PV | 0 | 0 | 0 | 0 | 0 | 0
PeakG | 3.78 | 3.78 | 6.95 | 5.31 | 5.31 | 5.31
PeakO | 1.14 | 1.14 | 1.46 | 1.17 | 1.17 | 1.17
ST | 0 | 0 | 0 | 0 | 0 | 0
STOG | 0 | 0 | 0 | 0 | 0 | 0
STWD | 2.76 | 2.76 | 3.45 | 2.81 | 2.81 | 2.81
WT | 113.42 | 133.35 | 133.35 | 143.58 | 162.88 | 162.88
IGCC | 0 | 0 | 0 | 0 | 0 | 0
DemandResponse | 0 | 0 | 0 | 0 | 0 | 0
IGCC-CCS | 0 | 0 | 0 | 0 | 0 | 0
WT_off | 0 | 0 | 0 | 0 | 0 | 0
PseudoUnit | 0 | 0 | 0 | 0 | 0 | 0
FixedInterchange | 0 | 0 | 0 | 0 | 0 | 0
Base FOM Costs by Reporting Type: NYISO_G-I
ReportingType | 2015 | 2020 | 2025 | 2030 | 2035 | 2040
BM | 0 | 0 | 0 | 0 | 0 | 0
CC | 34.33 | 34.33 | 53.55 | 53.68 | 100.72 | 143.24
CSP | 0 | 0 | 0 | 0 | 0 | 0
CT | 0 | 0 | 0 | 0 | 0 | 0
Coal | 0 | 0 | 0 | 0 | 0 | 0
Geo | 0 | 0 | 0 | 0 | 0 | 0
H | 0.46 | 0.46 | 0.46 | 0.46 | 0.46 | 0.46
LFG | 7.72 | 7.72 | 16.67 | 16.67 | 16.67 | 16.67
Nuc | 297.74 | 297.74 | 323.88 | 297.74 | 452.18 | 0.18
PS | 0 | 0 | 0 | 0 | 0 | 0
PV | 0 | 0 | 0 | 0 | 0 | 0
PeakG | 1.51 | 1.51 | 2.04 | 1.56 | 1.56 | 1.56
PeakO | 2.55 | 2.55 | 3.25 | 2.61 | 2.61 | 2.61
ST | 0 | 0 | 0 | 0 | 0 | 0
STOG | 0 | 0 | 0 | 0 | 0 | 0
STWD | 0 | 0 | 0 | 0 | 0 | 0
WT | 0 | 1.68 | 1.68 | 1.68 | 1.68 | 1.68
IGCC | 0 | 0 | 0 | 0 | 0 | 0
DemandResponse | 0 | 0 | 0 | 0 | 0 | 0
IGCC-CCS | 0 | 0 | 0 | 0 | 0 | 0
WT_off | 0 | 0 | 0 | 0 | 0 | 0
PseudoUnit | 0 | 0 | 0 | 0 | 0 | 0
FixedInterchange | 0 | 0 | 0 | 0 | 0 | 0
Base FOM Costs by Reporting Type: NYISO_J-K
ReportingType | 2015 | 2020 | 2025 | 2030 | 2035 | 2040
BM | 0 | 0 | 0 | 0 | 0 | 0
CC | 125.46 | 125.46 | 154.92 | 138.94 | 152.61 | 152.61
CSP | 0 | 0 | 0 | 0 | 0 | 0
CT | 0 | 0 | 1.79 | 9.79 | 11.07 | 13.72
Coal | 0 | 0 | 0 | 0 | 0 | 0
Geo | 0 | 0 | 0 | 0 | 0 | 0
H | 0 | 0 | 0 | 0 | 0 | 0
LFG | 14.96 | 14.96 | 14.96 | 23.9 | 23.9 | 23.9
Nuc | 0.01 | 0.01 | 0.01 | 0.01 | 0.01 | 0.01
PS | 0 | 0 | 0 | 0 | 0 | 0
PV | 0.53 | 0.53 | 0.53 | 0.53 | 0 | 0
PeakG | 54.7 | 54.7 | 77.08 | 62.35 | 66.78 | 66.78
PeakO | 61.69 | 61.69 | 79.88 | 65.02 | 65.02 | 65.02
ST | 0 | 0 | 0 | 0 | 0 | 0
STOG | 249.19 | 249.19 | 294.86 | 252.76 | 252.76 | 252.76
STWD | 0 | 0 | 0 | 0 | 0 | 0
WT | 0 | 0 | 0 | 0 | 0 | 0
IGCC | 0 | 0 | 0 | 0 | 0 | 0
DemandResponse | 0 | 0 | 0 | 0 | 0 | 0
IGCC-CCS | 0 | 0 | 0 | 0 | 0 | 0
WT_off | 0 | 0 | 0 | 0 | 0 | 0
PseudoUnit | 0 | 0 | 0 | 0 | 0 | 0
FixedInterchange | 0 | 0 | 0 | 0 | 0 | 0
Base FOM Costs by Reporting Type: PJM_E
ReportingType | 2015 | 2020 | 2025 | 2030 | 2035 | 2040
BM | 3.02 | 3.02 | 3.02 | 3.02 | 3.02 | 3.02
CC | 297.21 | 297.8 | 369.65 | 330.19 | 350.43 | 350.43
CSP | 0 | 0 | 0 | 0 | 0 | 0
CT | 0.18 | 0.18 | 0.18 | 0.18 | 2.21 | 10.58
Coal | 41.72 | 0.8 | 0.8 | 0.8 | 0.8 | 0.8
Geo | 0 | 0 | 0 | 0 | 0 | 0
H | 3.85 | 3.85 | 3.85 | 3.85 | 3.85 | 3.85
LFG | 56.83 | 72.83 | 72.83 | 72.83 | 72.83 | 72.83
Nuc | 1239 | 1149.53 | 1184.31 | 1149.53 | 825.73 | 1983.3
PS | 9.5 | 9.5 | 9.5 | 9.5 | 9.5 | 9.5
PV | 0.75 | 0.75 | 0.75 | 0.75 | 0.75 | 0.75
PeakG | 75.2 | 75.2 | 106.43 | 89.79 | 93.22 | 93.22
PeakO | 75.92 | 78.63 | 102.82 | 82.41 | 82.41 | 82.41
ST | 0 | 0 | 0 | 0 | 0 | 0
STOG | 114.94 | 114.94 | 136 | 116.59 | 116.59 | 116.59
STWD | 0 | 0 | 0 | 0 | 0 | 0
WT | 32.63 | 32.63 | 32.63 | 32.63 | 32.63 | 32.63
IGCC | 0 | 0 | 0 | 0 | 0 | 0
DemandResponse | 0 | 0 | 0 | 0 | 0 | 0
IGCC-CCS | 0 | 0 | 0 | 0 | 0 | 0
WT_off | 0 | 0 | 58.67 | 58.67 | 58.67 | 58.67
PseudoUnit | 0 | 0 | 0 | 0 | 0 | 0
FixedInterchange | 0 | 0 | 0 | 0 | 0 | 0
Base FOM Costs by Reporting Type: PJM_ROM
ReportingType | 2015 | 2020 | 2025 | 2030 | 2035 | 2040
BM | 1.81 | 1.81 | 1.81 | 1.81 | 1.81 | 1.81
CC | 142.43 | 142.43 | 175.41 | 151.1 | 217.22 | 382.43
CSP | 0 | 0 | 0 | 0 | 0 | 0
CT | 0.11 | 0.11 | 0.11 | 0.11 | 0.11 | 0.11
Coal | 564.94 | 571.61 | 635.25 | 822.26 | 852.59 | 870.28
Geo | 0 | 0 | 0 | 0 | 0 | 0
H | 19.83 | 19.83 | 19.83 | 19.83 | 19.83 | 19.83
LFG | 43.05 | 74.95 | 74.95 | 74.95 | 74.95 | 74.95
Nuc | 733.21 | 733.21 | 756.8 | 733.21 | 657.66 | 1060.55
PS | 35.92 | 35.92 | 35.92 | 35.92 | 35.92 | 35.92
PV | 0.06 | 24.21 | 39.25 | 43.04 | 44.54 | 46.09
PeakG | 30.83 | 30.83 | 54.09 | 41.32 | 41.32 | 41.32
PeakO | 45.95 | 45.95 | 58.57 | 46.94 | 46.94 | 46.94
ST | 0 | 0 | 0 | 0 | 0 | 0
STOG | 107.72 | 107.72 | 127.46 | 109.26 | 109.26 | 109.26
STWD | 2.24 | 2.24 | 2.81 | 2.29 | 2.29 | 2.29
WT | 38.48 | 38.48 | 59.54 | 222.65 | 222.65 | 222.65
IGCC | 0 | 0 | 0 | 0 | 0 | 0
DemandResponse | 0 | 0 | 0 | 0 | 0 | 0
IGCC-CCS | 0 | 0 | 0 | 0 | 0 | 0
WT_off | 0 | 0 | 0 | 0 | 0 | 0
PseudoUnit | 0 | 0 | 0 | 0 | 0 | 0
FixedInterchange | 0 | 0 | 0 | 0 | 0 | 0
Base FOM Costs by Reporting Type: PJM_ROR
ReportingType | 2015 | 2020 | 2025 | 2030 | 2035 | 2040
BM | 38.69 | 38.69 | 38.69 | 38.69 | 38.69 | 19.4
CC | 357.07 | 362.08 | 452.53 | 478.82 | 664.12 | 664.12
CSP | 0 | 0 | 0 | 0 | 0 | 0
CT | 0.19 | 0.19 | 0.19 | 0.19 | 0.19 | 0.19
Coal | 3613.22 | 3354.31 | 3547.3 | 3960.71 | 4477.82 | 4749.17
Geo | 0 | 0 | 0 | 0 | 0 | 0
H | 26.17 | 26.17 | 26.17 | 26.17 | 26.17 | 26.17
LFG | 65.06 | 65.06 | 126.87 | 126.87 | 126.87 | 126.87
Nuc | 2917.4 | 2917.4 | 3014.07 | 2791.17 | 2168.76 | 4415.45
PS | 73.14 | 73.14 | 73.14 | 73.14 | 73.14 | 73.14
PV | 0.35 | 0.35 | 0.35 | 0.35 | 0.35 | 0.35
PeakG | 325.76 | 325.76 | 481.29 | 436.45 | 464.24 | 464.24
PeakO | 48.69 | 51.12 | 65.15 | 52.22 | 52.22 | 52.22
ST | 0 | 0 | 0 | 0 | 0 | 0
STOG | 91.71 | 91.71 | 108.52 | 93.03 | 93.03 | 93.03
STWD | 6.22 | 6.22 | 7.78 | 6.34 | 6.34 | 6.34
WT | 322.6 | 322.6 | 327.98 | 327.98 | 327.98 | 358.69
IGCC | 0 | 0 | 0 | 0 | 0 | 0
DemandResponse | 0 | 0 | 0 | 0 | 0 | 0
IGCC-CCS | 0 | 0 | 0 | 0 | 0 | 0
WT_off | 0 | 0 | 0 | 0 | 0 | 0
PseudoUnit | 0 | 0 | 0 | 0 | 0 | 0
FixedInterchange | 0 | 0 | 0 | 0 | 0 | 0
Base FOM Costs by Reporting Type: SOCO
ReportingType | 2015 | 2020 | 2025 | 2030 | 2035 | 2040
BM | 5.53 | 5.53 | 5.53 | 5.53 | 5.53 | 5.53
CC | 511.87 | 514.56 | 637.81 | 585.61 | 664.52 | 664.52
CSP | 0 | 0 | 0 | 0 | 0 | 0
CT | 0 | 0 | 0 | 0 | 0 | 0
Coal | 1177.66 | 1247.36 | 1302.31 | 1448.69 | 1736.87 | 2005
Geo | 0 | 0 | 0 | 0 | 0 | 0
H | 59.74 | 59.74 | 59.74 | 59.74 | 59.74 | 59.74
LFG | 4.46 | 4.46 | 17.39 | 17.39 | 17.39 | 17.39
Nuc | 850.41 | 1045.67 | 1045.67 | 1045.67 | 1045.67 | 1199.16
PS | 39.76 | 39.76 | 39.76 | 39.76 | 39.76 | 39.76
PV | 0 | 0 | 0 | 0 | 0 | 0
PeakG | 182.94 | 182.94 | 270.92 | 246.58 | 262.59 | 262.59
PeakO | 3.6 | 3.6 | 5.5 | 4.78 | 4.78 | 4.78
ST | 0 | 0 | 0 | 0 | 0 | 0
STOG | 0 | 0 | 0 | 0 | 0 | 0
STWD | 0 | 0 | 0 | 0 | 0 | 0
WT | 0 | 0 | 0 | 0 | 0 | 0
IGCC | 0 | 0 | 0 | 0 | 0 | 0
DemandResponse | 0 | 0 | 0 | 0 | 0 | 0
IGCC-CCS | 0 | 0 | 0 | 0 | 0 | 0
WT_off | 0 | 0 | 0 | 0 | 0 | 0
PseudoUnit | 0 | 0 | 0 | 0 | 0 | 0
FixedInterchange | 0 | 0 | 0 | 0 | 0 | 0
Base FOM Costs by Reporting Type: SPP_N
ReportingType | 2015 | 2020 | 2025 | 2030 | 2035 | 2040
BM | 0 | 0 | 0 | 0 | 0 | 0
CC | 41.13 | 57.8 | 73.73 | 74.11 | 78.99 | 78.99
CSP | 0 | 0 | 0 | 0 | 0 | 0
CT | 0 | 0 | 0 | 2.55 | 9.66 | 13.98
Coal | 578.25 | 619.75 | 708.34 | 737.29 | 791.03 | 940.53
Geo | 0 | 0 | 0 | 0 | 0 | 0
H | 0.3 | 0.3 | 0.3 | 0.3 | 0.3 | 0.3
LFG | 0.84 | 0.84 | 12.28 | 12.28 | 12.28 | 12.28
Nuc | 160.51 | 168.89 | 168.89 | 168.89 | 168.89 | 168.89
PS | 0 | 0 | 0 | 0 | 0 | 0
PV | 0 | 0 | 0 | 0 | 0 | 0
PeakG | 74.97 | 82.28 | 138.35 | 105.7 | 105.7 | 105.7
PeakO | 34.89 | 35.18 | 44.84 | 35.94 | 35.94 | 35.94
ST | 0 | 0 | 0 | 0 | 0 | 0
STOG | 73.04 | 73.04 | 86.42 | 74.09 | 74.09 | 74.09
STWD | 0 | 0 | 0 | 0 | 0 | 0
WT | 41.99 | 41.99 | 41.99 | 42.03 | 54.05 | 54.05
IGCC | 0 | 0 | 0 | 0 | 0 | 0
DemandResponse | 0 | 0 | 0 | 0 | 0 | 0
IGCC-CCS | 0 | 0 | 0 | 0 | 0 | 0
WT_off | 0 | 0 | 0 | 0 | 0 | 0
PseudoUnit | 0 | 0 | 0 | 0 | 0 | 0
FixedInterchange | 0 | 0 | 0 | 0 | 0 | 0
Base FOM Costs by Reporting Type: SPP_S
ReportingType | 2015 | 2020 | 2025 | 2030 | 2035 | 2040
BM | 0 | 0 | 0 | 0 | 0 | 0
CC | 327.42 | 336.47 | 429.55 | 400.69 | 436.76 | 440.39
CSP | 0 | 0 | 0 | 0 | 0 | 0
CT | 2.76 | 4.77 | 4.77 | 4.77 | 4.77 | 4.77
Coal | 854.12 | 899.79 | 943.93 | 906.86 | 969.97 | 1215.96
Geo | 0 | 0 | 0 | 0 | 0 | 0
H | 30.03 | 30.03 | 30.03 | 30.03 | 30.03 | 30.03
LFG | 2.29 | 2.29 | 13.72 | 13.72 | 13.72 | 13.72
Nuc | 0.01 | 0.01 | 0.01 | 0.01 | 0.01 | 0.01
PS | 10.59 | 10.59 | 10.59 | 10.59 | 10.59 | 10.59
PV | 0 | 0 | 0 | 0 | 0 | 0
PeakG | 60.2 | 60.2 | 87.93 | 76.78 | 82.77 | 82.77
PeakO | 3.36 | 3.55 | 4.54 | 3.63 | 3.64 | 3.66
ST | 0 | 0 | 0 | 0 | 0 | 0
STOG | 285.93 | 285.93 | 338.34 | 290.03 | 290.03 | 290.03
STWD | 2.69 | 2.69 | 3.37 | 2.75 | 2.75 | 2.75
WT | 90.68 | 164.74 | 167.79 | 178.39 | 442.14 | 666.89
IGCC | 0 | 0 | 0 | 0 | 0 | 0
DemandResponse | 0 | 0 | 0 | 0 | 0 | 0
IGCC-CCS | 0 | 0 | 0 | 0 | 0 | 0
WT_off | 0 | 0 | 0 | 0 | 0 | 0
PseudoUnit | 0 | 0 | 0 | 0 | 0 | 0
FixedInterchange | 0 | 0 | 0 | 0 | 0 | 0
Base FOM Costs by Reporting Type: TVA
ReportingType | 2015 | 2020 | 2025 | 2030 | 2035 | 2040
BM | 0 | 0 | 0 | 0 | 0 | 0
CC | 152.84 | 167.62 | 206.71 | 194.27 | 218.72 | 218.72
CSP | 0 | 0 | 0 | 0 | 0 | 0
CT | 0 | 12.71 | 12.71 | 12.71 | 12.71 | 12.71
Coal | 998.21 | 1048.72 | 1218 | 1254.57 | 1433.38 | 1504.43
Geo | 0 | 0 | 0 | 0 | 0 | 0
H | 72.8 | 72.8 | 72.8 | 72.8 | 72.8 | 72.8
LFG | 1.57 | 1.57 | 14.49 | 14.49 | 14.49 | 14.49
Nuc | 1153.81 | 1153.81 | 1199.07 | 1153.81 | 788.03 | 1385.25
PS | 41.38 | 41.38 | 41.38 | 41.38 | 41.38 | 41.38
PV | 0 | 0 | 0 | 0 | 0 | 0
PeakG | 99.24 | 106.13 | 184.54 | 140.99 | 140.99 | 140.99
PeakO | 1.87 | 1.87 | 2.54 | 2.49 | 2.49 | 2.49
ST | 0 | 0 | 0 | 0 | 0 | 0
STOG | 0 | 0 | 0 | 0 | 0 | 0
STWD | 0.16 | 0.16 | 0.2 | 0.16 | 0.16 | 0.16
WT | 0.99 | 0.99 | 0.99 | 0.99 | 0.99 | 0.99
IGCC | 0 | 0 | 0 | 0 | 0 | 0
DemandResponse | 0 | 0 | 0 | 0 | 0 | 0
IGCC-CCS | 0 | 0 | 0 | 0 | 0 | 0
WT_off | 0 | 0 | 0 | 0 | 0 | 0
PseudoUnit | 0 | 0 | 0 | 0 | 0 | 0
FixedInterchange | 0 | 0 | 0 | 0 | 0 | 0
Base FOM Costs by Reporting Type: TVA_Transmission
ReportingType | 2015 | 2020 | 2025 | 2030 | 2035 | 2040
BM | 0 | 0 | 0 | 0 | 0 | 0
CC | 0 | 0 | 0 | 0 | 0 | 0
CSP | 0 | 0 | 0 | 0 | 0 | 0
CT | 0 | 0 | 0 | 0 | 0 | 0
Coal | 0 | 0 | 0 | 0 | 0 | 0
Geo | 0 | 0 | 0 | 0 | 0 | 0
H | 0 | 0 | 0 | 0 | 0 | 0
LFG | 0 | 0 | 0 | 0 | 0 | 0
Nuc | 0 | 0 | 0 | 0 | 0 | 0
PS | 0 | 0 | 0 | 0 | 0 | 0
PV | 0 | 0 | 0 | 0 | 0 | 0
PeakG | 0 | 0 | 0 | 0 | 0 | 0
PeakO | 0 | 0 | 0 | 0 | 0 | 0
ST | 0 | 0 | 0 | 0 | 0 | 0
STOG | 0 | 0 | 0 | 0 | 0 | 0
STWD | 0 | 0 | 0 | 0 | 0 | 0
WT | 0 | 0 | 0 | 0 | 0 | 0
IGCC | 0 | 0 | 0 | 0 | 0 | 0
DemandResponse | 0 | 0 | 0 | 0 | 0 | 0
IGCC-CCS | 0 | 0 | 0 | 0 | 0 | 0
WT_off | 0 | 0 | 0 | 0 | 0 | 0
PseudoUnit | 0 | 0 | 0 | 0 | 0 | 0
FixedInterchange | 0 | 0 | 0 | 0 | 0 | 0
Base FOM Costs by Reporting Type: VACAR
ReportingType | 2015 | 2020 | 2025 | 2030 | 2035 | 2040
BM | 0.09 | 35 | 102.48 | 114.07 | 123.58 | 137.76
CC | 189.93 | 193.87 | 240.71 | 262.43 | 342.29 | 411.98
CSP | 0 | 0 | 0 | 0 | 0 | 0
CT | 4.8 | 4.8 | 4.8 | 4.8 | 15.23 | 15.23
Coal | 1237.44 | 1242.21 | 1330.48 | 1451.02 | 1623.25 | 1711.01
Geo | 0 | 0 | 0 | 0 | 0 | 0
H | 30.23 | 30.23 | 30.23 | 30.23 | 30.23 | 30.23
LFG | 7.64 | 20.52 | 20.52 | 20.52 | 20.52 | 20.52
Nuc | 1664.13 | 1870.92 | 1955.26 | 1870.92 | 1398.04 | 2995.54
PS | 62.1 | 62.1 | 62.1 | 62.1 | 62.1 | 62.1
PV | 0.23 | 2.51 | 2.62 | 2.76 | 2.9 | 3.05
PeakG | 142.93 | 142.93 | 209.84 | 188.38 | 199.72 | 199.72
PeakO | 36.13 | 36.13 | 46.74 | 38.01 | 38.01 | 38.01
ST | 0 | 0 | 0 | 0 | 0 | 0
STOG | 4.04 | 4.04 | 4.78 | 4.1 | 4.1 | 4.1
STWD | 9.01 | 9.01 | 11.27 | 9.18 | 9.18 | 9.18
WT | 0.03 | 98.25 | 98.25 | 98.25 | 98.25 | 98.25
IGCC | 0 | 0 | 0 | 0 | 0 | 0
DemandResponse | 0 | 0 | 0 | 0 | 0 | 0
IGCC-CCS | 0 | 0 | 0 | 0 | 0 | 0
WT_off | 0.05 | 0.05 | 0.05 | 0.05 | 0.05 | 0.05
PseudoUnit | 0 | 0 | 0 | 0 | 0 | 0
FixedInterchange | 0 | 0 | 0 | 0 | 0 | 0
Base FOM Costs by Reporting Type: IESO
ReportingType | 2015 | 2020 | 2025 | 2030 | 2035 | 2040
BM | 32.8 | 32.8 | 32.8 | 32.8 | 32.8 | 32.8
CC | 102.34 | 102.34 | 102.34 | 102.34 | 109.49 | 154.2
CSP | 0 | 0 | 0 | 0 | 0 | 0
CT | 2.46 | 2.46 | 2.46 | 2.46 | 8.07 | 9.51
Coal | 0 | 0 | 0 | 0 | 0 | 0
Geo | 0 | 0 | 0 | 0 | 0 | 0
H | 123.83 | 123.83 | 123.83 | 123.83 | 123.83 | 123.83
LFG | 14.17 | 14.17 | 14.17 | 14.17 | 14.23 | 14.23
Nuc | 1895.33 | 1895.33 | 1895.33 | 1895.33 | 1745.37 | 2079.68
PS | 2.92 | 2.92 | 2.92 | 2.92 | 2.92 | 2.92
PV | 18.26 | 18.26 | 18.26 | 18.26 | 0.44 | 0.44
PeakG | 11.67 | 13.67 | 13.67 | 13.67 | 13.67 | 13.67
PeakO | 0.66 | 0.66 | 0.78 | 0.86 | 0.86 | 0.86
ST | 0 | 0 | 0 | 0 | 0 | 0
STOG | 0 | 0 | 0 | 0 | 0 | 0
STWD | 0 | 0 | 0 | 0 | 0 | 0
WT | 102.92 | 102.92 | 102.92 | 102.92 | 43.8 | 43.8
IGCC | 0 | 0 | 0 | 0 | 0 | 0
DemandResponse | 0 | 0 | 0 | 0 | 0 | 0
IGCC-CCS | 0 | 0 | 0 | 0 | 0 | 0
WT_off | 0 | 0 | 0 | 0 | 0 | 0
PseudoUnit | 0 | 0 | 0 | 0 | 0 | 0
FixedInterchange | 0 | 0 | 0 | 0 | 0 | 0
Base FOM Costs by Reporting Type: MAPP_CA
ReportingType | 2015 | 2020 | 2025 | 2030 | 2035 | 2040
BM | 0 | 0 | 0 | 0 | 0 | 0
CC | 34.83 | 42.19 | 44.7 | 52.99 | 61.63 | 61.63
CSP | 0 | 0 | 0 | 0 | 0 | 0
CT | 0 | 0 | 0 | 0 | 0 | 2.95
Coal | 48.71 | 49.51 | 53.13 | 53.13 | 53.13 | 65.36
Geo | 0 | 0 | 0 | 0 | 0 | 0
H | 92.24 | 92.24 | 92.24 | 92.24 | 92.24 | 92.24
LFG | 0 | 0 | 0 | 0 | 0 | 0
Nuc | 0.01 | 0.01 | 0.01 | 0.01 | 0.01 | 0.01
PS | 0 | 0 | 0 | 0 | 0 | 0
PV | 0 | 0 | 0 | 0 | 0 | 0
PeakG | 9.88 | 9.88 | 9.88 | 9.88 | 13.09 | 13.09
PeakO | 0.09 | 0.09 | 0.09 | 0.12 | 0.12 | 0.12
ST | 0 | 0 | 0 | 0 | 0 | 0
STOG | 5.54 | 5.54 | 5.54 | 5.54 | 5.54 | 5.54
STWD | 0 | 0 | 0 | 0 | 0 | 0
WT | 17.9 | 17.9 | 17.9 | 17.9 | 17.9 | 17.9
IGCC | 0 | 0 | 0 | 0 | 0 | 0
DemandResponse | 0 | 0 | 0 | 0 | 0 | 0
IGCC-CCS | 0 | 0 | 0 | 0 | 0 | 0
WT_off | 0 | 0 | 0 | 0 | 0 | 0
PseudoUnit | 0 | 0 | 0 | 0 | 0 | 0
FixedInterchange | 0 | 0 | 0 | 0 | 0 | 0
Base FOM Costs by Reporting Type: AZ_NM_SNV_Coal
ReportingType | 2015 | 2020 | 2025 | 2030 | 2035 | 2040
BM | 0 | 0 | 0 | 0 | 0 | 0
CC | 0 | 0 | 0 | 0 | 0 | 0
CSP | 0 | 0 | 0 | 0 | 0 | 0
CT | 0 | 0 | 0 | 0 | 0 | 0
Coal | 731.78 | 754.5 | 815.58 | 904.87 | 1033.76 | 1348.41
Geo | 0 | 0 | 0 | 0 | 0 | 0
H | 0 | 0 | 0 | 0 | 0 | 0
LFG | 0 | 0 | 0 | 0 | 0 | 0
Nuc | 0 | 0 | 0 | 0 | 0 | 0
PS | 0 | 0 | 0 | 0 | 0 | 0
PV | 0 | 0 | 0 | 0 | 0 | 0
PeakG | 0 | 0 | 0 | 0 | 0 | 0
PeakO | 5.77 | 5.77 | 6.92 | 5.55 | 5.55 | 0
ST | 0 | 0 | 0 | 0 | 0 | 0
STOG | 0 | 0 | 0 | 0 | 0 | 0
STWD | 0 | 0 | 0 | 0 | 0 | 0
WT | 0 | 0 | 0 | 0 | 0 | 0
IGCC | 0 | 0 | 0 | 0 | 0 | 0
DemandResponse | 0 | 0 | 0 | 0 | 0 | 0
IGCC-CCS | 0 | 0 | 0 | 0 | 0 | 0
WT_off | 0 | 0 | 0 | 0 | 0 | 0
PseudoUnit | 0 | 0 | 0 | 0 | 0 | 0
FixedInterchange | 0 | 0 | 0 | 0 | 0 | 0
Base FOM Costs by Reporting Type: AZ_NM_SNV_Gas
ReportingType | 2015 | 2020 | 2025 | 2030 | 2035 | 2040
BM | 0 | 0 | 0 | 0 | 0 | 0
CC | 447.72 | 463.99 | 584.54 | 538.01 | 659.57 | 659.57
CSP | 0 | 0 | 0 | 0 | 0 | 0
CT | 4.93 | 4.93 | 4.93 | 4.93 | 0 | 0
Coal | 0 | 0 | 0 | 0 | 0 | 0
Geo | 0 | 0 | 0 | 0 | 0 | 0
H | 0 | 0 | 0 | 0 | 0 | 0
LFG | 0 | 0 | 0 | 0 | 0 | 0
Nuc | 0 | 0 | 0 | 0 | 0 | 0
PS | 0 | 0 | 0 | 0 | 0 | 0
PV | 0 | 0 | 0 | 0 | 0 | 0
PeakG | 63.97 | 63.97 | 101.5 | 87.99 | 87.99 | 0
PeakO | 0 | 0 | 0 | 0 | 0 | 0
ST | 0 | 0 | 0 | 0 | 0 | 0
STOG | 0 | 0 | 0 | 0 | 0 | 0
STWD | 0 | 0 | 0 | 0 | 0 | 0
WT | 0 | 0 | 0 | 0 | 0 | 0
IGCC | 0 | 0 | 0 | 0 | 0 | 0
DemandResponse | 0 | 0 | 0 | 0 | 0 | 0
IGCC-CCS | 0 | 0 | 0 | 0 | 0 | 0
WT_off | 0 | 0 | 0 | 0 | 0 | 0
PseudoUnit | 0 | 0 | 0 | 0 | 0 | 0
FixedInterchange | 0 | 0 | 0 | 0 | 0 | 0
Base FOM Costs by Reporting Type: AZ_NM_SNV_NucRenew
ReportingType | 2015 | 2020 | 2025 | 2030 | 2035 | 2040
BM | 0 | 0 | 0 | 0 | 0 | 0
CC | 0 | 0 | 0 | 0 | 0 | 0
CSP | 0 | 0 | 0 | 0 | 0 | 0
CT | 0 | 0 | 0 | 0 | 0 | 0
Coal | 0 | 0 | 0 | 0 | 0 | 0
Geo | 0 | 0 | 122.18 | 122.18 | 122.18 | 122.18
H | 44.6 | 44.6 | 44.6 | 44.6 | 44.6 | 44.6
LFG | 0.84 | 8.14 | 8.14 | 8.14 | 8.14 | 8.14
Nuc | 484.16 | 564.17 | 564.17 | 564.17 | 564.17 | 564.17
PS | 5.13 | 5.13 | 5.13 | 5.13 | 5.13 | 5.13
PV | 2.38 | 2.38 | 2.38 | 2.38 | 2.38 | 2.38
PeakG | 0 | 0 | 0 | 0 | 0 | 0
PeakO | 0 | 0 | 0 | 0 | 0 | 0
ST | 17.92 | 47.63 | 65.45 | 70.25 | 70.25 | 70.25
STOG | 0 | 0 | 0 | 0 | 0 | 0
STWD | 0.83 | 0.83 | 1.04 | 0.85 | 0.85 | 0.85
WT | 17.57 | 285.88 | 285.88 | 294.54 | 294.54 | 294.54
IGCC | 0 | 0 | 0 | 0 | 0 | 0
DemandResponse | 0 | 0 | 0 | 0 | 0 | 0
IGCC-CCS | 0 | 0 | 0 | 0 | 0 | 0
WT_off | 0 | 0 | 0 | 0 | 0 | 0
PseudoUnit | 0 | 0 | 0 | 0 | 0 | 0
FixedInterchange | 0 | 0 | 0 | 0 | 0 | 0
Base FOM Costs by Reporting Type: ERCOT
ReportingType | 2015 | 2020 | 2025 | 2030 | 2035 | 2040
BM | 14.57 | 14.57 | 14.57 | 14.57 | 14.57 | 14.57
CC | 898.55 | 949.63 | 1206.85 | 1052.82 | 1225.9 | 1263.49
CSP | 0 | 0 | 0 | 0 | 0 | 0
CT | 1.67 | 1.67 | 1.67 | 1.67 | 1.67 | 1.67
Coal | 1175.78 | 1231.72 | 1385.97 | 1310.78 | 1466.71 | 1773.28
Geo | 0 | 0 | 0 | 0 | 0 | 0
H | 8.05 | 8.05 | 8.05 | 8.05 | 8.05 | 8.05
LFG | 9.05 | 9.05 | 9.05 | 51.64 | 51.64 | 51.64
Nuc | 574.09 | 704.45 | 771.48 | 741.22 | 741.22 | 741.22
PS | 0 | 0 | 0 | 0 | 0 | 0
PV | 0.25 | 0.25 | 0.25 | 0.25 | 0.01 | 0.01
PeakG | 80.63 | 80.63 | 150.02 | 114.62 | 114.62 | 114.62
PeakO | 1.29 | 1.45 | 1.91 | 1.53 | 1.53 | 1.53
ST | 0 | 0 | 0 | 0 | 0 | 0
STOG | 704.26 | 704.26 | 829.66 | 711.21 | 711.21 | 711.21
STWD | 0 | 0 | 0 | 0 | 0 | 0
WT | 315.42 | 315.42 | 315.42 | 315.42 | 315.42 | 389.45
IGCC | 0 | 0 | 0 | 0 | 0 | 0
DemandResponse | 0 | 0 | 0 | 0 | 0 | 0
IGCC-CCS | 0 | 0 | 0 | 0 | 0 | 0
WT_off | 0 | 0 | 0 | 0 | 0 | 0
PseudoUnit | 0 | 0 | 0 | 0 | 0 | 0
FixedInterchange | 0 | 0 | 0 | 0 | 0 | 0
Base FOM Costs by Reporting Type: NP15
ReportingType | 2015 | 2020 | 2025 | 2030 | 2035 | 2040
BM | 0 | 0 | 0 | 0 | 0 | 0
CC | 205.4 | 205.98 | 260.24 | 226.85 | 253.32 | 253.32
CSP | 0 | 0 | 0 | 0 | 0 | 0
CT | 1.87 | 7.35 | 26.42 | 55.37 | 83.33 | 112.7
Coal | 1.65 | 1.9 | 0 | 0 | 0 | 0
Geo | 100.8 | 124.85 | 151.36 | 151.36 | 151.36 | 151.36
H | 125.7 | 125.7 | 125.7 | 125.7 | 125.7 | 125.7
LFG | 10.26 | 78.24 | 78.24 | 78.24 | 78.24 | 78.24
Nuc | 302.44 | 334.86 | 364.27 | 334.86 | 334.86 | 334.86
PS | 53.58 | 53.58 | 53.58 | 53.58 | 53.58 | 53.58
PV | 0.89 | 0.89 | 0.89 | 0.89 | 0.89 | 0.89
PeakG | 56.04 | 56.04 | 82.34 | 74.01 | 78.49 | 78.49
PeakO | 10.26 | 10.26 | 13.08 | 10.49 | 10.49 | 10.49
ST | 1.86 | 1.86 | 1.86 | 1.86 | 1.86 | 1.86
STOG | 167.55 | 167.55 | 198.25 | 169.95 | 169.95 | 169.95
STWD | 14.17 | 14.17 | 17.73 | 14.44 | 14.44 | 14.44
WT | 40.21 | 132.82 | 132.82 | 132.82 | 132.82 | 132.82
IGCC | 0 | 0 | 0 | 0 | 0 | 0
DemandResponse | 0 | 0 | 0 | 0 | 0 | 0
IGCC-CCS | 0 | 0 | 0 | 0 | 0 | 0
WT_off | 0 | 0 | 0 | 0 | 0 | 0
PseudoUnit | 0 | 0 | 0 | 0 | 0 | 0
FixedInterchange | 0 | 0 | 0 | 0 | 0 | 0
Base FOM Costs by Reporting Type: NWPP_Coal
ReportingType | 2015 | 2020 | 2025 | 2030 | 2035 | 2040
BM | 0 | 0 | 0 | 0 | 0 | 0
CC | 0 | 0 | 0 | 0 | 0 | 0
CSP | 0 | 0 | 0 | 0 | 0 | 0
CT | 0 | 0 | 0 | 0 | 0 | 0
Coal | 849.1 | 895.53 | 949.11 | 996.32 | 1154.37 | 1256.46
Geo | 0 | 0 | 0 | 0 | 0 | 0
H | 0 | 0 | 0 | 0 | 0 | 0
LFG | 0 | 0 | 0 | 0 | 0 | 0
Nuc | 0 | 0 | 0 | 0 | 0 | 0
PS | 0 | 0 | 0 | 0 | 0 | 0
PV | 0 | 0 | 0 | 0 | 0 | 0
PeakG | 0 | 0 | 0 | 0 | 0 | 0
PeakO | 0 | 0 | 0 | 0 | 0 | 0
ST | 0 | 0 | 0 | 0 | 0 | 0
STOG | 0 | 0 | 0 | 0 | 0 | 0
STWD | 0 | 0 | 0 | 0 | 0 | 0
WT | 0 | 0 | 0 | 0 | 0 | 0
IGCC | 0 | 0 | 0 | 0 | 0 | 0
DemandResponse | 0 | 0 | 0 | 0 | 0 | 0
IGCC-CCS | 0 | 0 | 0 | 0 | 0 | 0
WT_off | 0 | 0 | 0 | 0 | 0 | 0
PseudoUnit | 0 | 0 | 0 | 0 | 0 | 0
FixedInterchange | 0 | 0 | 0 | 0 | 0 | 0
Base FOM Costs by Reporting Type: NWPP_Gas
ReportingType | 2015 | 2020 | 2025 | 2030 | 2035 | 2040
BM | 0 | 0 | 0 | 0 | 0 | 0
CC | 192.07 | 192.07 | 245.78 | 269.26 | 358.75 | 369.03
CSP | 0 | 0 | 0 | 0 | 0 | 0
CT | 1 | 1 | 1 | 1 | 0 | 0
Coal | 0 | 0 | 0 | 0 | 0.01 | 28.06
Geo | 0 | 0 | 0 | 0 | 0 | 0
H | 0 | 0 | 0 | 0 | 0 | 0
LFG | 0 | 0 | 0 | 0 | 0 | 0
Nuc | 0 | 0 | 0 | 0 | 0 | 0
PS | 0 | 0 | 0 | 0 | 0 | 0
PV | 0 | 0 | 0 | 0 | 0 | 0
PeakG | 0 | 0 | 0 | 0 | 0 | 0
PeakO | 0 | 0 | 0 | 0 | 0 | 0
ST | 0 | 0 | 0 | 0 | 0 | 0
STOG | 0 | 0 | 0 | 0 | 0 | 0
STWD | 0 | 0 | 0 | 0 | 0 | 0
WT | 0 | 0 | 0 | 0 | 0 | 0
IGCC | 0 | 0 | 0 | 0 | 0 | 0
DemandResponse | 0 | 0 | 0 | 0 | 0 | 0
IGCC-CCS | 0 | 0 | 0 | 0 | 0 | 0
WT_off | 0 | 0 | 0 | 0 | 0 | 0
PseudoUnit | 0 | 0 | 0 | 0 | 0 | 0
FixedInterchange | 0 | 0 | 0 | 0 | 0 | 0
Base FOM Costs by Reporting Type: NWPP_NucRenew
ReportingType | 2015 | 2020 | 2025 | 2030 | 2035 | 2040
BM | 3.27 | 3.27 | 3.27 | 3.27 | 3.27 | 3.27
CC | 0 | 0 | 0 | 0 | 0 | 0
CSP | 0 | 0 | 0 | 0 | 0 | 0
CT | 0 | 0 | 0 | 0 | 0 | 0
Coal | 0 | 0 | 0 | 0 | 0 | 0
Geo | 35.81 | 35.81 | 72.38 | 72.38 | 72.38 | 72.38
H | 480.54 | 480.54 | 480.54 | 480.54 | 480.54 | 480.54
LFG | 15.5 | 17.22 | 44.91 | 44.91 | 44.91 | 44.91
Nuc | 164.67 | 164.67 | 164.67 | 164.67 | 164.67 | 225.13
PS | 6.12 | 6.12 | 6.12 | 6.12 | 6.12 | 6.12
PV | 0.04 | 0.04 | 0.04 | 0.04 | 0.04 | 0.04
PeakG | 0 | 0 | 0 | 0 | 0 | 0
PeakO | 0 | 0 | 0 | 0 | 0 | 0
ST | 0 | 0 | 0 | 0 | 0 | 0
STOG | 0 | 0 | 0 | 0 | 0 | 0
STWD | 0.87 | 0.87 | 1.09 | 0.89 | 0.89 | 0.89
WT | 228.93 | 228.93 | 228.93 | 228.93 | 228.93 | 228.93
IGCC | 0 | 0 | 0 | 0 | 0 | 0
DemandResponse | 0 | 0 | 0 | 0 | 0 | 0
IGCC-CCS | 0 | 0 | 0 | 0 | 0 | 0
WT_off | 0 | 0 | 0 | 0 | 0 | 0
PseudoUnit | 0 | 0 | 0 | 0 | 0 | 0
FixedInterchange | 0 | 0 | 0 | 0 | 0 | 0
Base FOM Costs by Reporting Type: RMPA
ReportingType | 2015 | 2020 | 2025 | 2030 | 2035 | 2040
BM | 0 | 0 | 0 | 0 | 0 | 0
CC | 79.71 | 79.71 | 101.34 | 99.64 | 99.64 | 99.64
CSP | 0 | 0 | 0 | 0 | 0 | 0
CT | 1.02 | 1.02 | 1.02 | 1.02 | 0 | 0
Coal | 479.11 | 484.87 | 512.68 | 511.21 | 588.64 | 728.84
Geo | 0 | 28.62 | 216.56 | 216.56 | 216.56 | 216.56
H | 13.99 | 13.99 | 13.99 | 13.99 | 13.99 | 13.99
LFG | 0.89 | 4.37 | 4.37 | 4.37 | 4.37 | 4.37
Nuc | 0.01 | 0.01 | 0.01 | 0.01 | 0.01 | 0.01
PS | 13.37 | 13.37 | 13.37 | 13.37 | 13.37 | 13.37
PV | 0.31 | 0.31 | 0.31 | 0.31 | 0.31 | 0.31
PeakG | 48.87 | 48.87 | 72.26 | 61.6 | 69.81 | 69.81
PeakO | 3.75 | 3.75 | 4.31 | 3.45 | 3.45 | 3.45
ST | 0.19 | 24.26 | 25.91 | 27.67 | 27.67 | 27.67
STOG | 0 | 0 | 0 | 0 | 0 | 0
STWD | 0 | 0 | 0 | 0 | 0 | 0
WT | 67.62 | 73.84 | 73.84 | 73.84 | 73.84 | 73.84
IGCC | 0 | 0 | 0 | 0 | 0 | 0
DemandResponse | 0 | 0 | 0 | 0 | 0 | 0
IGCC-CCS | 0 | 0 | 0 | 0 | 0 | 0
WT_off | 0 | 0 | 0 | 0 | 0 | 0
PseudoUnit | 0 | 0 | 0 | 0 | 0 | 0
FixedInterchange | 0 | 0 | 0 | 0 | 0 | 0
Base FOM Costs by Reporting Type: SP15
ReportingType | 2015 | 2020 | 2025 | 2030 | 2035 | 2040
BM | 0.6 | 0.6 | 0.6 | 0.6 | 0.6 | 0.6
CC | 299.75 | 299.75 | 383.3 | 321.09 | 355.07 | 364.66
CSP | 0 | 0 | 0 | 0 | 0 | 0
CT | 0 | 0 | 0 | 0 | 0 | 0
Coal | 6.4 | 7.3 | 0 | 0 | 0 | 0
Geo | 86.16 | 208.35 | 208.35 | 208.35 | 208.35 | 208.35
H | 16.57 | 16.57 | 16.57 | 16.57 | 16.57 | 16.57
LFG | 26.93 | 93.8 | 93.8 | 93.8 | 93.8 | 93.8
Nuc | 327.58 | 327.58 | 356.35 | 327.58 | 327.58 | 447.86
PS | 34.19 | 34.19 | 34.19 | 34.19 | 34.19 | 34.19
PV | 1.87 | 1.87 | 1.87 | 1.87 | 1.8 | 1.8
PeakG | 76.73 | 76.73 | 125.21 | 103.59 | 103.59 | 103.59
PeakO | 1.47 | 1.5 | 1.91 | 1.53 | 1.53 | 1.53
ST | 28.67 | 28.67 | 28.67 | 28.67 | 28.67 | 28.67
STOG | 450.09 | 450.09 | 532.57 | 456.54 | 456.54 | 456.54
STWD | 3.81 | 3.81 | 4.77 | 3.89 | 3.89 | 3.89
WT | 71.03 | 71.03 | 71.03 | 71.03 | 71.03 | 71.03
IGCC | 0 | 0 | 0 | 0 | 0 | 0
DemandResponse | 0 | 0 | 0 | 0 | 0 | 0
IGCC-CCS | 0 | 0 | 0 | 0 | 0 | 0
WT_off | 0 | 0 | 0 | 0 | 0 | 0
PseudoUnit | 0 | 0 | 0 | 0 | 0 | 0
FixedInterchange | 0 | 0 | 0 | 0 | 0 | 0
Base FOM Costs by Reporting Type: ALB
ReportingType | 2015 | 2020 | 2025 | 2030 | 2035 | 2040
BM | 0 | 0 | 0 | 0 | 0 | 0
CC | 71 | 80.85 | 92.11 | 116.42 | 134.96 | 149.7
CSP | 0 | 0 | 0 | 0 | 0 | 0
CT | 1.35 | 1.35 | 1.35 | 1.35 | 0 | 0
Coal | 380.9 | 399.22 | 412.86 | 439.17 | 499.16 | 562.47
Geo | 0 | 0 | 0 | 0 | 0 | 0
H | 12.99 | 12.99 | 12.99 | 12.99 | 12.99 | 12.99
LFG | 1.21 | 1.21 | 1.21 | 1.21 | 1.21 | 1.21
Nuc | 0.01 | 0.01 | 0.01 | 0.01 | 0.01 | 0.01
PS | 0 | 0 | 0 | 0 | 0 | 0
PV | 0 | 0 | 0 | 0 | 0 | 0
PeakG | 24.53 | 22.94 | 22.94 | 22.94 | 32.31 | 32.31
PeakO | 0 | 0 | 0 | 0 | 0 | 0
ST | 0 | 0 | 0 | 0 | 0 | 0
STOG | 0 | 0 | 0 | 0 | 0 | 0
STWD | 0 | 0 | 0 | 0 | 0 | 0
WT | 22.94 | 22.94 | 22.94 | 22.94 | 22.94 | 22.94
IGCC | 0 | 0 | 0 | 0 | 0 | 0
DemandResponse | 0 | 0 | 0 | 0 | 0 | 0
IGCC-CCS | 0 | 0 | 0 | 0 | 0 | 0
WT_off | 0 | 0 | 0 | 0 | 0 | 0
PseudoUnit | 0 | 0 | 0 | 0 | 0 | 0
FixedInterchange | 0 | 0 | 0 | 0 | 0 | 0
Base FOM Costs by Reporting Type: BC
ReportingType | 2015 | 2020 | 2025 | 2030 | 2035 | 2040
BM | 0 | 0 | 0 | 0 | 0 | 0
CC | 22.49 | 28.74 | 38.15 | 46.31 | 58.39 | 70.14
CSP | 0 | 0 | 0 | 0 | 0 | 0
CT | 0 | 0 | 0 | 0 | 0 | 0
Coal | 0 | 0 | 0 | 0 | 0 | 0
Geo | 0 | 0 | 0 | 0 | 0 | 0
H | 173.22 | 173.22 | 173.22 | 173.22 | 173.22 | 173.22
LFG | 2.9 | 2.9 | 2.9 | 2.9 | 2.9 | 2.9
Nuc | 0.01 | 0.01 | 0.01 | 0.01 | 0.01 | 0.01
PS | 0 | 0 | 0 | 0 | 0 | 0
PV | 0 | 0 | 0 | 0 | 0 | 0
PeakG | 2.66 | 2.77 | 3.3 | 3.3 | 3.3 | 3.3
PeakO | 1.16 | 1.29 | 1.29 | 1.29 | 1.29 | 1.29
ST | 0 | 0 | 0 | 0 | 0 | 0
STOG | 0 | 0 | 0 | 0 | 0 | 0
STWD | 16.34 | 16.34 | 16.34 | 16.34 | 16.34 | 16.34
WT | 7.53 | 7.53 | 7.53 | 7.53 | 7.53 | 7.53
IGCC | 0 | 0 | 0 | 0 | 0 | 0
DemandResponse | 0 | 0 | 0 | 0 | 0 | 0
IGCC-CCS | 0 | 0 | 0 | 0 | 0 | 0
WT_off | 0 | 0 | 0 | 0 | 0 | 0
PseudoUnit | 0 | 0 | 0 | 0 | 0 | 0
FixedInterchange | 0 | 0 | 0 | 0 | 0 | 0
Base FOM Costs by Reporting Type: HQ_IESO
ReportingType | 2015 | 2020 | 2025 | 2030 | 2035 | 2040
BM | 0 | 0 | 0 | 0 | 0 | 0
CC | 0 | 0 | 0 | 0 | 0 | 0
CSP | 0 | 0 | 0 | 0 | 0 | 0
CT | 0 | 0 | 0 | 0 | 0 | 0
Coal | 0 | 0 | 0 | 0 | 0 | 0
Geo | 0 | 0 | 0 | 0 | 0 | 0
H | 0 | 0 | 0 | 0 | 0 | 0
LFG | 0 | 0 | 0 | 0 | 0 | 0
Nuc | 0.01 | 0.01 | 0.01 | 0.01 | 0.01 | 0.01
PS | 0 | 0 | 0 | 0 | 0 | 0
PV | 0 | 0 | 0 | 0 | 0 | 0
PeakG | 0 | 0 | 0 | 0 | 0 | 0
PeakO | 0 | 0 | 0 | 0 | 0 | 0
ST | 0 | 0 | 0 | 0 | 0 | 0
STOG | 0 | 0 | 0 | 0 | 0 | 0
STWD | 0 | 0 | 0 | 0 | 0 | 0
WT | 0 | 0 | 0 | 0 | 0 | 0
IGCC | 0 | 0 | 0 | 0 | 0 | 0
DemandResponse | 0 | 0 | 0 | 0 | 0 | 0
IGCC-CCS | 0 | 0 | 0 | 0 | 0 | 0
WT_off | 0 | 0 | 0 | 0 | 0 | 0
PseudoUnit | 0 | 0 | 0 | 0 | 0 | 0
FixedInterchange | 0 | 0 | 0 | 0 | 0 | 0
Base FOM Costs by Reporting Type: HQ_NEISO
ReportingType | 2015 | 2020 | 2025 | 2030 | 2035 | 2040
BM | 0 | 0 | 0 | 0 | 0 | 0
CC | 0 | 0 | 0 | 0 | 0 | 0
CSP | 0 | 0 | 0 | 0 | 0 | 0
CT | 0 | 0 | 0 | 0 | 0 | 0
Coal | 0 | 0 | 0 | 0 | 0 | 0
Geo | 0 | 0 | 0 | 0 | 0 | 0
H | 0 | 0 | 0 | 0 | 0 | 0
LFG | 0 | 0 | 0 | 0 | 0 | 0
Nuc | 0.01 | 0.01 | 0.01 | 0.01 | 0.01 | 0.01
PS | 0 | 0 | 0 | 0 | 0 | 0
PV | 0 | 0 | 0 | 0 | 0 | 0
PeakG | 0 | 0 | 0 | 0 | 0 | 0
PeakO | 0 | 0 | 0 | 0 | 0 | 0
ST | 0 | 0 | 0 | 0 | 0 | 0
STOG | 0 | 0 | 0 | 0 | 0 | 0
STWD | 0 | 0 | 0 | 0 | 0 | 0
WT | 0 | 0 | 0 | 0 | 0 | 0
IGCC | 0 | 0 | 0 | 0 | 0 | 0
DemandResponse | 0 | 0 | 0 | 0 | 0 | 0
IGCC-CCS | 0 | 0 | 0 | 0 | 0 | 0
WT_off | 0 | 0 | 0 | 0 | 0 | 0
PseudoUnit | 0 | 0 | 0 | 0 | 0 | 0
FixedInterchange | 0 | 0 | 0 | 0 | 0 | 0
Base FOM Costs by Reporting Type: HQ_NY
ReportingType | 2015 | 2020 | 2025 | 2030 | 2035 | 2040
BM | 0 | 0 | 0 | 0 | 0 | 0
CC | 0 | 0 | 0 | 0 | 0 | 0
CSP | 0 | 0 | 0 | 0 | 0 | 0
CT | 0 | 0 | 0 | 0 | 0 | 0
Coal | 0 | 0 | 0 | 0 | 0 | 0
Geo | 0 | 0 | 0 | 0 | 0 | 0
H | 0 | 0 | 0 | 0 | 0 | 0
LFG | 0 | 0 | 0 | 0 | 0 | 0
Nuc | 0.01 | 0.01 | 0.01 | 0.01 | 0.01 | 0.01
PS | 0 | 0 | 0 | 0 | 0 | 0
PV | 0 | 0 | 0 | 0 | 0 | 0
PeakG | 0 | 0 | 0 | 0 | 0 | 0
PeakO | 0 | 0 | 0 | 0 | 0 | 0
ST | 0 | 0 | 0 | 0 | 0 | 0
STOG | 0 | 0 | 0 | 0 | 0 | 0
STWD | 0 | 0 | 0 | 0 | 0 | 0
WT | 0 | 0 | 0 | 0 | 0 | 0
IGCC | 0 | 0 | 0 | 0 | 0 | 0
DemandResponse | 0 | 0 | 0 | 0 | 0 | 0
IGCC-CCS | 0 | 0 | 0 | 0 | 0 | 0
WT_off | 0 | 0 | 0 | 0 | 0 | 0
PseudoUnit | 0 | 0 | 0 | 0 | 0 | 0
FixedInterchange | 0 | 0 | 0 | 0 | 0 | 0
Base FOM Costs by Reporting Type: MARITIMES
ReportingType | 2015 | 2020 | 2025 | 2030 | 2035 | 2040
BM | 0 | 0 | 0 | 0 | 0 | 0
CC | 0 | 0 | 0 | 0 | 0 | 0
CSP | 0 | 0 | 0 | 0 | 0 | 0
CT | 0 | 0 | 0 | 0 | 0 | 0
Coal | 0 | 0 | 0 | 0 | 0 | 0
Geo | 0 | 0 | 0 | 0 | 0 | 0
H | 0 | 0 | 0 | 0 | 0 | 0
LFG | 0 | 0 | 0 | 0 | 0 | 0
Nuc | 0.01 | 0.01 | 0.01 | 0.01 | 0.01 | 0.01
PS | 0 | 0 | 0 | 0 | 0 | 0
PV | 0 | 0 | 0 | 0 | 0 | 0
PeakG | 0 | 0 | 0 | 0 | 0 | 0
PeakO | 0 | 0 | 0 | 0 | 0 | 0
ST | 0 | 0 | 0 | 0 | 0 | 0
STOG | 0 | 0 | 0 | 0 | 0 | 0
STWD | 0 | 0 | 0 | 0 | 0 | 0
WT | 0 | 0 | 0 | 0 | 0 | 0
IGCC | 0 | 0 | 0 | 0 | 0 | 0
DemandResponse | 0 | 0 | 0 | 0 | 0 | 0
IGCC-CCS | 0 | 0 | 0 | 0 | 0 | 0
WT_off | 0 | 0 | 0 | 0 | 0 | 0
PseudoUnit | 0 | 0 | 0 | 0 | 0 | 0
FixedInterchange | 0 | 0 | 0 | 0 | 0 | 0
Base FOM Costs by Reporting Type: All
ReportingType | 2015 | 2020 | 2025 | 2030 | 2035 | 2040
BM | 125.73 | 160.64 | 228.12 | 239.71 | 249.22 | 244.1
CC | 6436.62 | 6678.75 | 8472.9 | 7869.87 | 9331.48 | 9895.86
CSP | 0 | 0 | 0 | 0 | 0 | 0
CT | 43.25 | 87.23 | 108.09 | 161.55 | 239.8 | 297.38
Coal | 18768.82 | 19065.48 | 20523.88 | 21679.81 | 24382.6 | 27546.41
Geo | 226.72 | 401.57 | 774.79 | 774.79 | 774.79 | 774.79
H | 1511 | 1511 | 1511 | 1511 | 1511 | 1511
LFG | 498.94 | 733.94 | 999.86 | 1086.91 | 1086.97 | 1086.97
Nuc | 16696.36 | 17276.25 | 17879.72 | 17728.25 | 14523.5 | 21350.19
PS | 517.25 | 517.25 | 517.25 | 517.25 | 517.25 | 517.25
PV | 26.7 | 63.5 | 81.77 | 85.98 | 69.24 | 71.23
PeakG | 2068.99 | 2089.83 | 3164.26 | 2739.45 | 2864.49 | 2776.5
PeakO | 561.44 | 574.54 | 742.33 | 597.98 | 598 | 592.47
ST | 48.64 | 102.42 | 121.88 | 128.44 | 128.44 | 128.44
STOG | 2785.61 | 2785.61 | 3232.56 | 2771.84 | 2771.84 | 2771.84
STWD | 110.13 | 110.13 | 133.69 | 111.97 | 111.97 | 111.97
WT | 2034.5 | 2743.26 | 2935.42 | 3166.35 | 3426.05 | 3779.8
IGCC | 30.22 | 30.22 | 30.22 | 30.22 | 30.22 | 30.22
DemandResponse | 0 | 0 | 0 | 0 | 0 | 0
IGCC-CCS | 0 | 0 | 0 | 0 | 0 | 0
WT_off | 25.01 | 25.01 | 83.68 | 83.68 | 58.72 | 58.72
PseudoUnit | 0 | 0 | 0 | 0 | 0 | 0
FixedInterchange | 0 | 0 | 0 | 0 | 0 | 0
Base FOM Costs by Reporting Type: EI_US
ReportingType | 2015 | 2020 | 2025 | 2030 | 2035 | 2040
BM | 74.48 | 109.39 | 176.87 | 188.46 | 197.98 | 192.85
CC | 4082.76 | 4233.51 | 5413.57 | 5044.13 | 6014.77 | 6450.48
CSP | 0 | 0 | 0 | 0 | 0 | 0
CT | 28.95 | 67.44 | 69.23 | 93.74 | 146.73 | 170.54
Coal | 15095.4 | 15240.93 | 16394.54 | 17464.33 | 19586.82 | 21783.53
Geo | 3.95 | 3.95 | 3.95 | 3.95 | 3.95 | 3.95
H | 419.29 | 419.29 | 419.29 | 419.29 | 419.29 | 419.29
LFG | 417.2 | 504.83 | 743.06 | 787.52 | 787.52 | 787.52
Nuc | 12948.03 | 13285.11 | 13763.39 | 13700.35 | 10645.57 | 16957.2
PS | 401.94 | 401.94 | 401.94 | 401.94 | 401.94 | 401.94
PV | 2.71 | 39.51 | 57.78 | 61.98 | 63.37 | 65.35
PeakG | 1694.01 | 1714.32 | 2583.14 | 2247.85 | 2347.62 | 2347.62
PeakO | 536.99 | 549.77 | 712.05 | 573.17 | 573.18 | 573.2
ST | 0 | 0 | 0 | 0 | 0 | 0
STOG | 1458.18 | 1458.18 | 1666.54 | 1428.61 | 1428.61 | 1428.61
STWD | 74.1 | 74.1 | 92.72 | 75.55 | 75.55 | 75.55
WT | 1142.42 | 1484.04 | 1676.21 | 1898.47 | 2217.29 | 2497.01
IGCC | 30.22 | 30.22 | 30.22 | 30.22 | 30.22 | 30.22
DemandResponse | 0 | 0 | 0 | 0 | 0 | 0
IGCC-CCS | 0 | 0 | 0 | 0 | 0 | 0
WT_off | 25.01 | 25.01 | 83.68 | 83.68 | 58.72 | 58.72
PseudoUnit | 0 | 0 | 0 | 0 | 0 | 0
FixedInterchange | 0 | 0 | 0 | 0 | 0 | 0
Base FOM Costs by Reporting Type: EI_Canada
ReportingType | 2015 | 2020 | 2025 | 2030 | 2035 | 2040
BM | 32.8 | 32.8 | 32.8 | 32.8 | 32.8 | 32.8
CC | 137.17 | 144.53 | 147.04 | 155.33 | 171.11 | 215.83
CSP | 0 | 0 | 0 | 0 | 0 | 0
CT | 2.46 | 2.46 | 2.46 | 2.46 | 8.07 | 12.47
Coal | 48.71 | 49.51 | 53.13 | 53.13 | 53.13 | 65.36
Geo | 0 | 0 | 0 | 0 | 0 | 0
H | 216.06 | 216.06 | 216.06 | 216.06 | 216.06 | 216.06
LFG | 14.17 | 14.17 | 14.17 | 14.17 | 14.23 | 14.23
Nuc | 1895.36 | 1895.36 | 1895.36 | 1895.36 | 1745.4 | 2079.7
PS | 2.92 | 2.92 | 2.92 | 2.92 | 2.92 | 2.92
PV | 18.26 | 18.26 | 18.26 | 18.26 | 0.44 | 0.44
PeakG | 21.55 | 23.55 | 23.55 | 23.55 | 26.76 | 26.76
PeakO | 0.75 | 0.75 | 0.87 | 0.98 | 0.98 | 0.98
ST | 0 | 0 | 0 | 0 | 0 | 0
STOG | 5.54 | 5.54 | 5.54 | 5.54 | 5.54 | 5.54
STWD | 0 | 0 | 0 | 0 | 0 | 0
WT | 120.82 | 120.82 | 120.82 | 120.82 | 61.7 | 61.7
IGCC | 0 | 0 | 0 | 0 | 0 | 0
DemandResponse | 0 | 0 | 0 | 0 | 0 | 0
IGCC-CCS | 0 | 0 | 0 | 0 | 0 | 0
WT_off | 0 | 0 | 0 | 0 | 0 | 0
PseudoUnit | 0 | 0 | 0 | 0 | 0 | 0
FixedInterchange | 0 | 0 | 0 | 0 | 0 | 0
Base FOM Costs by Reporting Type: EI
ReportingType | 2015 | 2020 | 2025 | 2030 | 2035 | 2040
BM | 107.28 | 142.19 | 209.67 | 221.26 | 230.77 | 225.65
CC | 4219.93 | 4378.03 | 5560.6 | 5199.46 | 6185.88 | 6666.31
CSP | 0 | 0 | 0 | 0 | 0 | 0
CT | 31.41 | 69.91 | 71.69 | 96.21 | 154.8 | 183.01
Coal | 15144.11 | 15290.44 | 16447.67 | 17517.46 | 19639.96 | 21848.89
Geo | 3.95 | 3.95 | 3.95 | 3.95 | 3.95 | 3.95
H | 635.35 | 635.35 | 635.35 | 635.35 | 635.35 | 635.35
LFG | 431.38 | 519 | 757.23 | 801.69 | 801.75 | 801.75
Nuc | 14843.39 | 15180.47 | 15658.74 | 15595.71 | 12390.96 | 19036.91
PS | 404.86 | 404.86 | 404.86 | 404.86 | 404.86 | 404.86
PV | 20.97 | 57.77 | 76.04 | 80.25 | 63.81 | 65.79
PeakG | 1715.56 | 1737.87 | 2606.69 | 2271.41 | 2374.38 | 2374.38
PeakO | 537.74 | 550.52 | 712.92 | 574.15 | 574.16 | 574.18
ST | 0 | 0 | 0 | 0 | 0 | 0
STOG | 1463.71 | 1463.71 | 1672.08 | 1434.15 | 1434.15 | 1434.15
STWD | 74.1 | 74.1 | 92.72 | 75.55 | 75.55 | 75.55
WT | 1263.24 | 1604.86 | 1797.03 | 2019.29 | 2278.99 | 2558.71
IGCC | 30.22 | 30.22 | 30.22 | 30.22 | 30.22 | 30.22
DemandResponse | 0 | 0 | 0 | 0 | 0 | 0
IGCC-CCS | 0 | 0 | 0 | 0 | 0 | 0
WT_off | 25.01 | 25.01 | 83.68 | 83.68 | 58.72 | 58.72
PseudoUnit | 0 | 0 | 0 | 0 | 0 | 0
FixedInterchange | 0 | 0 | 0 | 0 | 0 | 0
Base FOM Costs by Reporting Type: Outside_EI
ReportingType | 2015 | 2020 | 2025 | 2030 | 2035 | 2040
BM | 18.45 | 18.45 | 18.45 | 18.45 | 18.45 | 18.45
CC | 2216.7 | 2300.72 | 2912.3 | 2670.41 | 3145.6 | 3229.56
CSP | 0 | 0 | 0 | 0 | 0 | 0
CT | 11.84 | 17.33 | 36.39 | 65.34 | 85.01 | 114.37
Coal | 3624.71 | 3775.04 | 4076.21 | 4162.35 | 4742.64 | 5697.52
Geo | 222.78 | 397.63 | 770.84 | 770.84 | 770.84 | 770.84
H | 875.65 | 875.65 | 875.65 | 875.65 | 875.65 | 875.65
LFG | 67.56 | 214.93 | 242.63 | 285.22 | 285.22 | 285.22
Nuc | 1852.97 | 2095.77 | 2220.98 | 2132.54 | 2132.54 | 2313.28
PS | 112.39 | 112.39 | 112.39 | 112.39 | 112.39 | 112.39
PV | 5.73 | 5.73 | 5.73 | 5.73 | 5.43 | 5.43
PeakG | 353.43 | 351.96 | 557.57 | 468.04 | 490.11 | 402.13
PeakO | 23.7 | 24.02 | 29.41 | 23.84 | 23.84 | 18.29
ST | 48.64 | 102.42 | 121.88 | 128.44 | 128.44 | 128.44
STOG | 1321.9 | 1321.9 | 1560.48 | 1337.69 | 1337.69 | 1337.69
STWD | 36.03 | 36.03 | 40.98 | 36.42 | 36.42 | 36.42
WT | 771.26 | 1138.39 | 1138.39 | 1147.06 | 1147.06 | 1221.08
IGCC | 0 | 0 | 0 | 0 | 0 | 0
DemandResponse | 0 | 0 | 0 | 0 | 0 | 0
IGCC-CCS | 0 | 0 | 0 | 0 | 0 | 0
WT_off | 0 | 0 | 0 | 0 | 0 | 0
PseudoUnit | 0 | 0 | 0 | 0 | 0 | 0
FixedInterchange | 0 | 0 | 0 | 0 | 0 | 0
#11 | Retrofit FOM Costs ($million)
Retrofit FOM Costs by Reporting Type: Entergy
ReportingType | 2015 | 2020 | 2025 | 2030 | 2035 | 2040
BM | 0 | 0 | 0 | 0 | 0 | 0
CC | 0 | 0 | 0 | 0 | 0 | 0
CSP | 0 | 0 | 0 | 0 | 0 | 0
CT | 0 | 0 | 0 | 0 | 0 | 0
Coal | 3.38 | 3.38 | 31.29 | 31.29 | 31.29 | 31.29
Geo | 0 | 0 | 0 | 0 | 0 | 0
H | 0 | 0 | 0 | 0 | 0 | 0
LFG | 0 | 0 | 0 | 0 | 0 | 0
Nuc | 0 | 0 | 0 | 0 | 0 | 0
PS | 0 | 0 | 0 | 0 | 0 | 0
PV | 0 | 0 | 0 | 0 | 0 | 0
PeakG | 0 | 0 | 0 | 0 | 0 | 0
PeakO | 0 | 0 | 0 | 0 | 0 | 0
ST | 0 | 0 | 0 | 0 | 0 | 0
STOG | 0 | 0 | 0 | 0 | 0 | 0
STWD | 0 | 0 | 0 | 0 | 0 | 0
WT | 0 | 0 | 0 | 0 | 0 | 0
IGCC | 0 | 0 | 0 | 0 | 0 | 0
DemandResponse | 0 | 0 | 0 | 0 | 0 | 0
IGCC-CCS | 0 | 0 | 0 | 0 | 0 | 0
WT_off | 0 | 0 | 0 | 0 | 0 | 0
PseudoUnit | 0 | 0 | 0 | 0 | 0 | 0
FixedInterchange | 0 | 0 | 0 | 0 | 0 | 0
Retrofit FOM Costs by Reporting Type: FRCC
ReportingType | 2015 | 2020 | 2025 | 2030 | 2035 | 2040
BM | 0 | 0 | 0 | 0 | 0 | 0
CC | 0 | 0 | 0 | 0 | 0 | 0
CSP | 0 | 0 | 0 | 0 | 0 | 0
CT | 0 | 0 | 0 | 0 | 0 | 0
Coal | 67.35 | 67.35 | 70.41 | 70.41 | 70.41 | 70.41
Geo | 0 | 0 | 0 | 0 | 0 | 0
H | 0 | 0 | 0 | 0 | 0 | 0
LFG | 0 | 0 | 0 | 0 | 0 | 0
Nuc | 0 | 0 | 0 | 0 | 0 | 0
PS | 0 | 0 | 0 | 0 | 0 | 0
PV | 0 | 0 | 0 | 0 | 0 | 0
PeakG | 0 | 0 | 0 | 0 | 0 | 0
PeakO | 0 | 0 | 0 | 0 | 0 | 0
ST | 0 | 0 | 0 | 0 | 0 | 0
STOG | 0 | 0 | 0 | 0 | 0 | 0
STWD | 0 | 0 | 0 | 0 | 0 | 0
WT | 0 | 0 | 0 | 0 | 0 | 0
IGCC | 0 | 0 | 0 | 0 | 0 | 0
DemandResponse | 0 | 0 | 0 | 0 | 0 | 0
IGCC-CCS | 0 | 0 | 0 | 0 | 0 | 0
WT_off | 0 | 0 | 0 | 0 | 0 | 0
PseudoUnit | 0 | 0 | 0 | 0 | 0 | 0
FixedInterchange | 0 | 0 | 0 | 0 | 0 | 0
Retrofit FOM Costs by Reporting Type: MAPP_US
ReportingType | 2015 | 2020 | 2025 | 2030 | 2035 | 2040
BM | 0 | 0 | 0 | 0 | 0 | 0
CC | 0 | 0 | 0 | 0 | 0 | 0
CSP | 0 | 0 | 0 | 0 | 0 | 0
CT | 0 | 0 | 0 | 0 | 0 | 0
Coal | 16.92 | 16.92 | 18.72 | 18.72 | 18.72 | 18.72
Geo | 0 | 0 | 0 | 0 | 0 | 0
H | 0 | 0 | 0 | 0 | 0 | 0
LFG | 0 | 0 | 0 | 0 | 0 | 0
Nuc | 0 | 0 | 0 | 0 | 0 | 0
PS | 0 | 0 | 0 | 0 | 0 | 0
PV | 0 | 0 | 0 | 0 | 0 | 0
PeakG | 0 | 0 | 0 | 0 | 0 | 0
PeakO | 0 | 0 | 0 | 0 | 0 | 0
ST | 0 | 0 | 0 | 0 | 0 | 0
STOG | 0 | 0 | 0 | 0 | 0 | 0
STWD | 0 | 0 | 0 | 0 | 0 | 0
WT | 0 | 0 | 0 | 0 | 0 | 0
IGCC | 0 | 0 | 0 | 0 | 0 | 0
DemandResponse | 0 | 0 | 0 | 0 | 0 | 0
IGCC-CCS | 0 | 0 | 0 | 0 | 0 | 0
WT_off | 0 | 0 | 0 | 0 | 0 | 0
PseudoUnit | 0 | 0 | 0 | 0 | 0 | 0
FixedInterchange | 0 | 0 | 0 | 0 | 0 | 0
Retrofit FOM Costs by Reporting Type: MISO_IN
ReportingType | 2015 | 2020 | 2025 | 2030 | 2035 | 2040
BM | 0 | 0 | 0 | 0 | 0 | 0
CC | 0 | 0 | 0 | 0 | 0 | 0
CSP | 0 | 0 | 0 | 0 | 0 | 0
CT | 0 | 0 | 0 | 0 | 0 | 0
Coal | 103.74 | 103.74 | 113.14 | 113.14 | 113.14 | 113.14
Geo | 0 | 0 | 0 | 0 | 0 | 0
H | 0 | 0 | 0 | 0 | 0 | 0
LFG | 0 | 0 | 0 | 0 | 0 | 0
Nuc | 0 | 0 | 0 | 0 | 0 | 0
PS | 0 | 0 | 0 | 0 | 0 | 0
PV | 0 | 0 | 0 | 0 | 0 | 0
PeakG | 0 | 0 | 0 | 0 | 0 | 0
PeakO | 0 | 0 | 0 | 0 | 0 | 0
ST | 0 | 0 | 0 | 0 | 0 | 0
STOG | 0 | 0 | 0 | 0 | 0 | 0
STWD | 0 | 0 | 0 | 0 | 0 | 0
WT | 0 | 0 | 0 | 0 | 0 | 0
IGCC | 0 | 0 | 0 | 0 | 0 | 0
DemandResponse | 0 | 0 | 0 | 0 | 0 | 0
IGCC-CCS | 0 | 0 | 0 | 0 | 0 | 0
WT_off | 0 | 0 | 0 | 0 | 0 | 0
PseudoUnit | 0 | 0 | 0 | 0 | 0 | 0
FixedInterchange | 0 | 0 | 0 | 0 | 0 | 0
Retrofit FOM Costs by Reporting Type: MISO_MI
ReportingType | 2015 | 2020 | 2025 | 2030 | 2035 | 2040
BM | 0 | 0 | 0 | 0 | 0 | 0
CC | 0 | 0 | 0 | 0 | 0 | 0
CSP | 0 | 0 | 0 | 0 | 0 | 0
CT | 0 | 0 | 0 | 0 | 0 | 0
Coal | 17.66 | 17.66 | 44.76 | 44.76 | 44.76 | 44.76
Geo | 0 | 0 | 0 | 0 | 0 | 0
H | 0 | 0 | 0 | 0 | 0 | 0
LFG | 0 | 0 | 0 | 0 | 0 | 0
Nuc | 0 | 0 | 0 | 0 | 0 | 0
PS | 0 | 0 | 0 | 0 | 0 | 0
PV | 0 | 0 | 0 | 0 | 0 | 0
PeakG | 0 | 0 | 0 | 0 | 0 | 0
PeakO | 0 | 0 | 0 | 0 | 0 | 0
ST | 0 | 0 | 0 | 0 | 0 | 0
STOG | 0 | 0 | 0 | 0 | 0 | 0
STWD | 0 | 0 | 0 | 0 | 0 | 0
WT | 0 | 0 | 0 | 0 | 0 | 0
IGCC | 0 | 0 | 0 | 0 | 0 | 0
DemandResponse | 0 | 0 | 0 | 0 | 0 | 0
IGCC-CCS | 0 | 0 | 0 | 0 | 0 | 0
WT_off | 0 | 0 | 0 | 0 | 0 | 0
PseudoUnit | 0 | 0 | 0 | 0 | 0 | 0
FixedInterchange | 0 | 0 | 0 | 0 | 0 | 0
Retrofit FOM Costs by Reporting Type: MISO_MO-IL
ReportingType | 2015 | 2020 | 2025 | 2030 | 2035 | 2040
BM | 0 | 0 | 0 | 0 | 0 | 0
CC | 0 | 0 | 0 | 0 | 0 | 0
CSP | 0 | 0 | 0 | 0 | 0 | 0
CT | 0 | 0 | 0 | 0 | 0 | 0
Coal | 30.23 | 30.23 | 58.38 | 58.38 | 58.38 | 58.38
Geo | 0 | 0 | 0 | 0 | 0 | 0
H | 0 | 0 | 0 | 0 | 0 | 0
LFG | 0 | 0 | 0 | 0 | 0 | 0
Nuc | 0 | 0 | 0 | 0 | 0 | 0
PS | 0 | 0 | 0 | 0 | 0 | 0
PV | 0 | 0 | 0 | 0 | 0 | 0
PeakG | 0 | 0 | 0 | 0 | 0 | 0
PeakO | 0 | 0 | 0 | 0 | 0 | 0
ST | 0 | 0 | 0 | 0 | 0 | 0
STOG | 0 | 0 | 0 | 0 | 0 | 0
STWD | 0 | 0 | 0 | 0 | 0 | 0
WT | 0 | 0 | 0 | 0 | 0 | 0
IGCC | 0 | 0 | 0 | 0 | 0 | 0
DemandResponse | 0 | 0 | 0 | 0 | 0 | 0
IGCC-CCS | 0 | 0 | 0 | 0 | 0 | 0
WT_off | 0 | 0 | 0 | 0 | 0 | 0
PseudoUnit | 0 | 0 | 0 | 0 | 0 | 0
FixedInterchange | 0 | 0 | 0 | 0 | 0 | 0
Retrofit FOM Costs by Reporting Type: MISO_W
ReportingType | 2015 | 2020 | 2025 | 2030 | 2035 | 2040
BM | 0 | 0 | 0 | 0 | 0 | 0
CC | 0 | 0 | 0 | 0 | 0 | 0
CSP | 0 | 0 | 0 | 0 | 0 | 0
CT | 0 | 0 | 0 | 0 | 0 | 0
Coal | 38.36 | 38.36 | 61.93 | 61.93 | 61.93 | 61.93
Geo | 0 | 0 | 0 | 0 | 0 | 0
H | 0 | 0 | 0 | 0 | 0 | 0
LFG | 0 | 0 | 0 | 0 | 0 | 0
Nuc | 0 | 0 | 0 | 0 | 0 | 0
PS | 0 | 0 | 0 | 0 | 0 | 0
PV | 0 | 0 | 0 | 0 | 0 | 0
PeakG | 0 | 0 | 0 | 0 | 0 | 0
PeakO | 0 | 0 | 0 | 0 | 0 | 0
ST | 0 | 0 | 0 | 0 | 0 | 0
STOG | 0 | 0 | 0 | 0 | 0 | 0
STWD | 0 | 0 | 0 | 0 | 0 | 0
WT | 0 | 0 | 0 | 0 | 0 | 0
IGCC | 0 | 0 | 0 | 0 | 0 | 0
DemandResponse | 0 | 0 | 0 | 0 | 0 | 0
IGCC-CCS | 0 | 0 | 0 | 0 | 0 | 0
WT_off | 0 | 0 | 0 | 0 | 0 | 0
PseudoUnit | 0 | 0 | 0 | 0 | 0 | 0
FixedInterchange | 0 | 0 | 0 | 0 | 0 | 0
Retrofit FOM Costs by Reporting Type: MISO_WUMS
ReportingType | 2015 | 2020 | 2025 | 2030 | 2035 | 2040
BM | 0 | 0 | 0 | 0 | 0 | 0
CC | 0 | 0 | 0 | 0 | 0 | 0
CSP | 0 | 0 | 0 | 0 | 0 | 0
CT | 0 | 0 | 0 | 0 | 0 | 0
Coal | 35.36 | 31.59 | 33.88 | 33.88 | 33.88 | 33.88
Geo | 0 | 0 | 0 | 0 | 0 | 0
H | 0 | 0 | 0 | 0 | 0 | 0
LFG | 0 | 0 | 0 | 0 | 0 | 0
Nuc | 0 | 0 | 0 | 0 | 0 | 0
PS | 0 | 0 | 0 | 0 | 0 | 0
PV | 0 | 0 | 0 | 0 | 0 | 0
PeakG | 0 | 0 | 0 | 0 | 0 | 0
PeakO | 0 | 0 | 0 | 0 | 0 | 0
ST | 0 | 0 | 0 | 0 | 0 | 0
STOG | 0 | 0 | 0 | 0 | 0 | 0
STWD | 0 | 0 | 0 | 0 | 0 | 0
WT | 0 | 0 | 0 | 0 | 0 | 0
IGCC | 0 | 0 | 0 | 0 | 0 | 0
DemandResponse | 0 | 0 | 0 | 0 | 0 | 0
IGCC-CCS | 0 | 0 | 0 | 0 | 0 | 0
WT_off | 0 | 0 | 0 | 0 | 0 | 0
PseudoUnit | 0 | 0 | 0 | 0 | 0 | 0
FixedInterchange | 0 | 0 | 0 | 0 | 0 | 0
Retrofit FOM Costs by Reporting Type: Nebraska
ReportingType | 2015 | 2020 | 2025 | 2030 | 2035 | 2040
BM | 0 | 0 | 0 | 0 | 0 | 0
CC | 0 | 0 | 0 | 0 | 0 | 0
CSP | 0 | 0 | 0 | 0 | 0 | 0
CT | 0 | 0 | 0 | 0 | 0 | 0
Coal | 4.88 | 4.88 | 22.22 | 22.22 | 22.22 | 22.22
Geo | 0 | 0 | 0 | 0 | 0 | 0
H | 0 | 0 | 0 | 0 | 0 | 0
LFG | 0 | 0 | 0 | 0 | 0 | 0
Nuc | 0 | 0 | 0 | 0 | 0 | 0
PS | 0 | 0 | 0 | 0 | 0 | 0
PV | 0 | 0 | 0 | 0 | 0 | 0
PeakG | 0 | 0 | 0 | 0 | 0 | 0
PeakO | 0 | 0 | 0 | 0 | 0 | 0
ST | 0 | 0 | 0 | 0 | 0 | 0
STOG | 0 | 0 | 0 | 0 | 0 | 0
STWD | 0 | 0 | 0 | 0 | 0 | 0
WT | 0 | 0 | 0 | 0 | 0 | 0
IGCC | 0 | 0 | 0 | 0 | 0 | 0
DemandResponse | 0 | 0 | 0 | 0 | 0 | 0
IGCC-CCS | 0 | 0 | 0 | 0 | 0 | 0
WT_off | 0 | 0 | 0 | 0 | 0 | 0
PseudoUnit | 0 | 0 | 0 | 0 | 0 | 0
FixedInterchange | 0 | 0 | 0 | 0 | 0 | 0
Retrofit FOM Costs by Reporting Type: NEISO
ReportingType | 2015 | 2020 | 2025 | 2030 | 2035 | 2040
BM | 0 | 0 | 0 | 0 | 0 | 0
CC | 0 | 0 | 0 | 0 | 0 | 0
CSP | 0 | 0 | 0 | 0 | 0 | 0
CT | 0 | 0 | 0 | 0 | 0 | 0
Coal | 4.08 | 0 | 0 | 0 | 0 | 0
Geo | 0 | 0 | 0 | 0 | 0 | 0
H | 0 | 0 | 0 | 0 | 0 | 0
LFG | 0 | 0 | 0 | 0 | 0 | 0
Nuc | 0 | 0 | 0 | 0 | 0 | 0
PS | 0 | 0 | 0 | 0 | 0 | 0
PV | 0 | 0 | 0 | 0 | 0 | 0
PeakG | 0 | 0 | 0 | 0 | 0 | 0
PeakO | 0 | 0 | 0 | 0 | 0 | 0
ST | 0 | 0 | 0 | 0 | 0 | 0
STOG | 0 | 0 | 0 | 0 | 0 | 0
STWD | 0 | 0 | 0 | 0 | 0 | 0
WT | 0 | 0 | 0 | 0 | 0 | 0
IGCC | 0 | 0 | 0 | 0 | 0 | 0
DemandResponse | 0 | 0 | 0 | 0 | 0 | 0
IGCC-CCS | 0 | 0 | 0 | 0 | 0 | 0
WT_off | 0 | 0 | 0 | 0 | 0 | 0
PseudoUnit | 0 | 0 | 0 | 0 | 0 | 0
FixedInterchange | 0 | 0 | 0 | 0 | 0 | 0
Retrofit FOM Costs by Reporting Type: NonRTO_Midwest
ReportingType | 2015 | 2020 | 2025 | 2030 | 2035 | 2040
BM | 0 | 0 | 0 | 0 | 0 | 0
CC | 0 | 0 | 0 | 0 | 0 | 0
CSP | 0 | 0 | 0 | 0 | 0 | 0
CT | 0 | 0 | 0 | 0 | 0 | 0
Coal | 87.05 | 87.05 | 93.21 | 93.21 | 93.21 | 93.21
Geo | 0 | 0 | 0 | 0 | 0 | 0
H | 0 | 0 | 0 | 0 | 0 | 0
LFG | 0 | 0 | 0 | 0 | 0 | 0
Nuc | 0 | 0 | 0 | 0 | 0 | 0
PS | 0 | 0 | 0 | 0 | 0 | 0
PV | 0 | 0 | 0 | 0 | 0 | 0
PeakG | 0 | 0 | 0 | 0 | 0 | 0
PeakO | 0 | 0 | 0 | 0 | 0 | 0
ST | 0 | 0 | 0 | 0 | 0 | 0
STOG | 0 | 0 | 0 | 0 | 0 | 0
STWD | 0 | 0 | 0 | 0 | 0 | 0
WT | 0 | 0 | 0 | 0 | 0 | 0
IGCC | 0 | 0 | 0 | 0 | 0 | 0
DemandResponse | 0 | 0 | 0 | 0 | 0 | 0
IGCC-CCS | 0 | 0 | 0 | 0 | 0 | 0
WT_off | 0 | 0 | 0 | 0 | 0 | 0
PseudoUnit | 0 | 0 | 0 | 0 | 0 | 0
FixedInterchange | 0 | 0 | 0 | 0 | 0 | 0
Retrofit FOM Costs by Reporting Type: NYISO_A-F
ReportingType | 2015 | 2020 | 2025 | 2030 | 2035 | 2040
BM | 0 | 0 | 0 | 0 | 0 | 0
CC | 0 | 0 | 0 | 0 | 0 | 0
CSP | 0 | 0 | 0 | 0 | 0 | 0
CT | 0 | 0 | 0 | 0 | 0 | 0
Coal | 0 | 0 | 0 | 0 | 0 | 0
Geo | 0 | 0 | 0 | 0 | 0 | 0
H | 0 | 0 | 0 | 0 | 0 | 0
LFG | 0 | 0 | 0 | 0 | 0 | 0
Nuc | 0 | 0 | 0 | 0 | 0 | 0
PS | 0 | 0 | 0 | 0 | 0 | 0
PV | 0 | 0 | 0 | 0 | 0 | 0
PeakG | 0 | 0 | 0 | 0 | 0 | 0
PeakO | 0 | 0 | 0 | 0 | 0 | 0
ST | 0 | 0 | 0 | 0 | 0 | 0
STOG | 0 | 0 | 0 | 0 | 0 | 0
STWD | 0 | 0 | 0 | 0 | 0 | 0
WT | 0 | 0 | 0 | 0 | 0 | 0
IGCC | 0 | 0 | 0 | 0 | 0 | 0
DemandResponse | 0 | 0 | 0 | 0 | 0 | 0
IGCC-CCS | 0 | 0 | 0 | 0 | 0 | 0
WT_off | 0 | 0 | 0 | 0 | 0 | 0
PseudoUnit | 0 | 0 | 0 | 0 | 0 | 0
FixedInterchange | 0 | 0 | 0 | 0 | 0 | 0
Retrofit FOM Costs by Reporting Type: NYISO_G-I
ReportingType | 2015 | 2020 | 2025 | 2030 | 2035 | 2040
BM | 0 | 0 | 0 | 0 | 0 | 0
CC | 0 | 0 | 0 | 0 | 0 | 0
CSP | 0 | 0 | 0 | 0 | 0 | 0
CT | 0 | 0 | 0 | 0 | 0 | 0
Coal | 0 | 0 | 0 | 0 | 0 | 0
Geo | 0 | 0 | 0 | 0 | 0 | 0
H | 0 | 0 | 0 | 0 | 0 | 0
LFG | 0 | 0 | 0 | 0 | 0 | 0
Nuc | 0 | 0 | 0 | 0 | 0 | 0
PS | 0 | 0 | 0 | 0 | 0 | 0
PV | 0 | 0 | 0 | 0 | 0 | 0
PeakG | 0 | 0 | 0 | 0 | 0 | 0
PeakO | 0 | 0 | 0 | 0 | 0 | 0
ST | 0 | 0 | 0 | 0 | 0 | 0
STOG | 0 | 0 | 0 | 0 | 0 | 0
STWD | 0 | 0 | 0 | 0 | 0 | 0
WT | 0 | 0 | 0 | 0 | 0 | 0
IGCC | 0 | 0 | 0 | 0 | 0 | 0
DemandResponse | 0 | 0 | 0 | 0 | 0 | 0
IGCC-CCS | 0 | 0 | 0 | 0 | 0 | 0
WT_off | 0 | 0 | 0 | 0 | 0 | 0
PseudoUnit | 0 | 0 | 0 | 0 | 0 | 0
FixedInterchange | 0 | 0 | 0 | 0 | 0 | 0
Retrofit FOM Costs by Reporting Type: NYISO_J-K
ReportingType | 2015 | 2020 | 2025 | 2030 | 2035 | 2040
BM | 0 | 0 | 0 | 0 | 0 | 0
CC | 0 | 0 | 0 | 0 | 0 | 0
CSP | 0 | 0 | 0 | 0 | 0 | 0
CT | 0 | 0 | 0 | 0 | 0 | 0
Coal | 0 | 0 | 0 | 0 | 0 | 0
Geo | 0 | 0 | 0 | 0 | 0 | 0
H | 0 | 0 | 0 | 0 | 0 | 0
LFG | 0 | 0 | 0 | 0 | 0 | 0
Nuc | 0 | 0 | 0 | 0 | 0 | 0
PS | 0 | 0 | 0 | 0 | 0 | 0
PV | 0 | 0 | 0 | 0 | 0 | 0
PeakG | 0 | 0 | 0 | 0 | 0 | 0
PeakO | 0 | 0 | 0 | 0 | 0 | 0
ST | 0 | 0 | 0 | 0 | 0 | 0
STOG | 0 | 0 | 0 | 0 | 0 | 0
STWD | 0 | 0 | 0 | 0 | 0 | 0
WT | 0 | 0 | 0 | 0 | 0 | 0
IGCC | 0 | 0 | 0 | 0 | 0 | 0
DemandResponse | 0 | 0 | 0 | 0 | 0 | 0
IGCC-CCS | 0 | 0 | 0 | 0 | 0 | 0
WT_off | 0 | 0 | 0 | 0 | 0 | 0
PseudoUnit | 0 | 0 | 0 | 0 | 0 | 0
FixedInterchange | 0 | 0 | 0 | 0 | 0 | 0
Retrofit FOM Costs by Reporting Type: PJM_E
ReportingType | 2015 | 2020 | 2025 | 2030 | 2035 | 2040
BM | 0 | 0 | 0 | 0 | 0 | 0
CC | 0 | 0 | 0 | 0 | 0 | 0
CSP | 0 | 0 | 0 | 0 | 0 | 0
CT | 0 | 0 | 0 | 0 | 0 | 0
Coal | 1.07 | 0 | 0 | 0 | 0 | 0
Geo | 0 | 0 | 0 | 0 | 0 | 0
H | 0 | 0 | 0 | 0 | 0 | 0
LFG | 0 | 0 | 0 | 0 | 0 | 0
Nuc | 0 | 0 | 0 | 0 | 0 | 0
PS | 0 | 0 | 0 | 0 | 0 | 0
PV | 0 | 0 | 0 | 0 | 0 | 0
PeakG | 0 | 0 | 0 | 0 | 0 | 0
PeakO | 0 | 0 | 0 | 0 | 0 | 0
ST | 0 | 0 | 0 | 0 | 0 | 0
STOG | 0 | 0 | 0 | 0 | 0 | 0
STWD | 0 | 0 | 0 | 0 | 0 | 0
WT | 0 | 0 | 0 | 0 | 0 | 0
IGCC | 0 | 0 | 0 | 0 | 0 | 0
DemandResponse | 0 | 0 | 0 | 0 | 0 | 0
IGCC-CCS | 0 | 0 | 0 | 0 | 0 | 0
WT_off | 0 | 0 | 0 | 0 | 0 | 0
PseudoUnit | 0 | 0 | 0 | 0 | 0 | 0
FixedInterchange | 0 | 0 | 0 | 0 | 0 | 0
Retrofit FOM Costs by Reporting Type: PJM_ROM
ReportingType | 2015 | 2020 | 2025 | 2030 | 2035 | 2040
BM | 0 | 0 | 0 | 0 | 0 | 0
CC | 0 | 0 | 0 | 0 | 0 | 0
CSP | 0 | 0 | 0 | 0 | 0 | 0
CT | 0 | 0 | 0 | 0 | 0 | 0
Coal | 54.93 | 54.93 | 64.42 | 64.42 | 64.42 | 64.42
Geo | 0 | 0 | 0 | 0 | 0 | 0
H | 0 | 0 | 0 | 0 | 0 | 0
LFG | 0 | 0 | 0 | 0 | 0 | 0
Nuc | 0 | 0 | 0 | 0 | 0 | 0
PS | 0 | 0 | 0 | 0 | 0 | 0
PV | 0 | 0 | 0 | 0 | 0 | 0
PeakG | 0 | 0 | 0 | 0 | 0 | 0
PeakO | 0 | 0 | 0 | 0 | 0 | 0
ST | 0 | 0 | 0 | 0 | 0 | 0
STOG | 0 | 0 | 0 | 0 | 0 | 0
STWD | 0 | 0 | 0 | 0 | 0 | 0
WT | 0 | 0 | 0 | 0 | 0 | 0
IGCC | 0 | 0 | 0 | 0 | 0 | 0
DemandResponse | 0 | 0 | 0 | 0 | 0 | 0
IGCC-CCS | 0 | 0 | 0 | 0 | 0 | 0
WT_off | 0 | 0 | 0 | 0 | 0 | 0
PseudoUnit | 0 | 0 | 0 | 0 | 0 | 0
FixedInterchange | 0 | 0 | 0 | 0 | 0 | 0
Retrofit FOM Costs by Reporting Type: PJM_ROR
ReportingType | 2015 | 2020 | 2025 | 2030 | 2035 | 2040
BM | 0 | 0 | 0 | 0 | 0 | 0
CC | 0 | 0 | 0 | 0 | 0 | 0
CSP | 0 | 0 | 0 | 0 | 0 | 0
CT | 0 | 0 | 0 | 0 | 0 | 0
Coal | 271.16 | 270.84 | 321.58 | 321.58 | 321.58 | 321.58
Geo | 0 | 0 | 0 | 0 | 0 | 0
H | 0 | 0 | 0 | 0 | 0 | 0
LFG | 0 | 0 | 0 | 0 | 0 | 0
Nuc | 0 | 0 | 0 | 0 | 0 | 0
PS | 0 | 0 | 0 | 0 | 0 | 0
PV | 0 | 0 | 0 | 0 | 0 | 0
PeakG | 0 | 0 | 0 | 0 | 0 | 0
PeakO | 0 | 0 | 0 | 0 | 0 | 0
ST | 0 | 0 | 0 | 0 | 0 | 0
STOG | 0 | 0 | 0 | 0 | 0 | 0
STWD | 0 | 0 | 0 | 0 | 0 | 0
WT | 0 | 0 | 0 | 0 | 0 | 0
IGCC | 0 | 0 | 0 | 0 | 0 | 0
DemandResponse | 0 | 0 | 0 | 0 | 0 | 0
IGCC-CCS | 0 | 0 | 0 | 0 | 0 | 0
WT_off | 0 | 0 | 0 | 0 | 0 | 0
PseudoUnit | 0 | 0 | 0 | 0 | 0 | 0
FixedInterchange | 0 | 0 | 0 | 0 | 0 | 0
Retrofit FOM Costs by Reporting Type: SOCO
ReportingType | 2015 | 2020 | 2025 | 2030 | 2035 | 2040
BM | 0 | 0 | 0 | 0 | 0 | 0
CC | 0 | 0 | 0 | 0 | 0 | 0
CSP | 0 | 0 | 0 | 0 | 0 | 0
CT | 0 | 0 | 0 | 0 | 0 | 0
Coal | 121.81 | 121.81 | 131.51 | 131.51 | 131.51 | 131.51
Geo | 0 | 0 | 0 | 0 | 0 | 0
H | 0 | 0 | 0 | 0 | 0 | 0
LFG | 0 | 0 | 0 | 0 | 0 | 0
Nuc | 0 | 0 | 0 | 0 | 0 | 0
PS | 0 | 0 | 0 | 0 | 0 | 0
PV | 0 | 0 | 0 | 0 | 0 | 0
PeakG | 0 | 0 | 0 | 0 | 0 | 0
PeakO | 0 | 0 | 0 | 0 | 0 | 0
ST | 0 | 0 | 0 | 0 | 0 | 0
STOG | 0 | 0 | 0 | 0 | 0 | 0
STWD | 0 | 0 | 0 | 0 | 0 | 0
WT | 0 | 0 | 0 | 0 | 0 | 0
IGCC | 0 | 0 | 0 | 0 | 0 | 0
DemandResponse | 0 | 0 | 0 | 0 | 0 | 0
IGCC-CCS | 0 | 0 | 0 | 0 | 0 | 0
WT_off | 0 | 0 | 0 | 0 | 0 | 0
PseudoUnit | 0 | 0 | 0 | 0 | 0 | 0
FixedInterchange | 0 | 0 | 0 | 0 | 0 | 0
Retrofit FOM Costs by Reporting Type: SPP_N
ReportingType | 2015 | 2020 | 2025 | 2030 | 2035 | 2040
BM | 0 | 0 | 0 | 0 | 0 | 0
CC | 0 | 0 | 0 | 0 | 0 | 0
CSP | 0 | 0 | 0 | 0 | 0 | 0
CT | 0 | 0 | 0 | 0 | 0 | 0
Coal | 36.22 | 36.22 | 47.87 | 47.87 | 47.87 | 47.87
Geo | 0 | 0 | 0 | 0 | 0 | 0
H | 0 | 0 | 0 | 0 | 0 | 0
LFG | 0 | 0 | 0 | 0 | 0 | 0
Nuc | 0 | 0 | 0 | 0 | 0 | 0
PS | 0 | 0 | 0 | 0 | 0 | 0
PV | 0 | 0 | 0 | 0 | 0 | 0
PeakG | 0 | 0 | 0 | 0 | 0 | 0
PeakO | 0 | 0 | 0 | 0 | 0 | 0
ST | 0 | 0 | 0 | 0 | 0 | 0
STOG | 0 | 0 | 0 | 0 | 0 | 0
STWD | 0 | 0 | 0 | 0 | 0 | 0
WT | 0 | 0 | 0 | 0 | 0 | 0
IGCC | 0 | 0 | 0 | 0 | 0 | 0
DemandResponse | 0 | 0 | 0 | 0 | 0 | 0
IGCC-CCS | 0 | 0 | 0 | 0 | 0 | 0
WT_off | 0 | 0 | 0 | 0 | 0 | 0
PseudoUnit | 0 | 0 | 0 | 0 | 0 | 0
FixedInterchange | 0 | 0 | 0 | 0 | 0 | 0
Retrofit FOM Costs by Reporting Type: SPP_S
ReportingType | 2015 | 2020 | 2025 | 2030 | 2035 | 2040
BM | 0 | 0 | 0 | 0 | 0 | 0
CC | 0 | 0 | 0 | 0 | 0 | 0
CSP | 0 | 0 | 0 | 0 | 0 | 0
CT | 0 | 0 | 0 | 0 | 0 | 0
Coal | 20.12 | 20.12 | 34.34 | 34.34 | 34.34 | 34.34
Geo | 0 | 0 | 0 | 0 | 0 | 0
H | 0 | 0 | 0 | 0 | 0 | 0
LFG | 0 | 0 | 0 | 0 | 0 | 0
Nuc | 0 | 0 | 0 | 0 | 0 | 0
PS | 0 | 0 | 0 | 0 | 0 | 0
PV | 0 | 0 | 0 | 0 | 0 | 0
PeakG | 0 | 0 | 0 | 0 | 0 | 0
PeakO | 0 | 0 | 0 | 0 | 0 | 0
ST | 0 | 0 | 0 | 0 | 0 | 0
STOG | 0 | 0 | 0 | 0 | 0 | 0
STWD | 0 | 0 | 0 | 0 | 0 | 0
WT | 0 | 0 | 0 | 0 | 0 | 0
IGCC | 0 | 0 | 0 | 0 | 0 | 0
DemandResponse | 0 | 0 | 0 | 0 | 0 | 0
IGCC-CCS | 0 | 0 | 0 | 0 | 0 | 0
WT_off | 0 | 0 | 0 | 0 | 0 | 0
PseudoUnit | 0 | 0 | 0 | 0 | 0 | 0
FixedInterchange | 0 | 0 | 0 | 0 | 0 | 0
Retrofit FOM Costs by Reporting Type: TVA
ReportingType | 2015 | 2020 | 2025 | 2030 | 2035 | 2040
BM | 0 | 0 | 0 | 0 | 0 | 0
CC | 0 | 0 | 0 | 0 | 0 | 0
CSP | 0 | 0 | 0 | 0 | 0 | 0
CT | 0 | 0 | 0 | 0 | 0 | 0
Coal | 51 | 51 | 67.24 | 67.24 | 67.24 | 67.24
Geo | 0 | 0 | 0 | 0 | 0 | 0
H | 0 | 0 | 0 | 0 | 0 | 0
LFG | 0 | 0 | 0 | 0 | 0 | 0
Nuc | 0 | 0 | 0 | 0 | 0 | 0
PS | 0 | 0 | 0 | 0 | 0 | 0
PV | 0 | 0 | 0 | 0 | 0 | 0
PeakG | 0 | 0 | 0 | 0 | 0 | 0
PeakO | 0 | 0 | 0 | 0 | 0 | 0
ST | 0 | 0 | 0 | 0 | 0 | 0
STOG | 0 | 0 | 0 | 0 | 0 | 0
STWD | 0 | 0 | 0 | 0 | 0 | 0
WT | 0 | 0 | 0 | 0 | 0 | 0
IGCC | 0 | 0 | 0 | 0 | 0 | 0
DemandResponse | 0 | 0 | 0 | 0 | 0 | 0
IGCC-CCS | 0 | 0 | 0 | 0 | 0 | 0
WT_off | 0 | 0 | 0 | 0 | 0 | 0
PseudoUnit | 0 | 0 | 0 | 0 | 0 | 0
FixedInterchange | 0 | 0 | 0 | 0 | 0 | 0
Retrofit FOM Costs by Reporting Type: TVA_Transmission
ReportingType | 2015 | 2020 | 2025 | 2030 | 2035 | 2040
BM | 0 | 0 | 0 | 0 | 0 | 0
CC | 0 | 0 | 0 | 0 | 0 | 0
CSP | 0 | 0 | 0 | 0 | 0 | 0
CT | 0 | 0 | 0 | 0 | 0 | 0
Coal | 0 | 0 | 0 | 0 | 0 | 0
Geo | 0 | 0 | 0 | 0 | 0 | 0
H | 0 | 0 | 0 | 0 | 0 | 0
LFG | 0 | 0 | 0 | 0 | 0 | 0
Nuc | 0 | 0 | 0 | 0 | 0 | 0
PS | 0 | 0 | 0 | 0 | 0 | 0
PV | 0 | 0 | 0 | 0 | 0 | 0
PeakG | 0 | 0 | 0 | 0 | 0 | 0
PeakO | 0 | 0 | 0 | 0 | 0 | 0
ST | 0 | 0 | 0 | 0 | 0 | 0
STOG | 0 | 0 | 0 | 0 | 0 | 0
STWD | 0 | 0 | 0 | 0 | 0 | 0
WT | 0 | 0 | 0 | 0 | 0 | 0
IGCC | 0 | 0 | 0 | 0 | 0 | 0
DemandResponse | 0 | 0 | 0 | 0 | 0 | 0
IGCC-CCS | 0 | 0 | 0 | 0 | 0 | 0
WT_off | 0 | 0 | 0 | 0 | 0 | 0
PseudoUnit | 0 | 0 | 0 | 0 | 0 | 0
FixedInterchange | 0 | 0 | 0 | 0 | 0 | 0
Retrofit FOM Costs by Reporting Type: VACAR
ReportingType | 2015 | 2020 | 2025 | 2030 | 2035 | 2040
BM | 0 | 0 | 0 | 0 | 0 | 0
CC | 0 | 0 | 0 | 0 | 0 | 0
CSP | 0 | 0 | 0 | 0 | 0 | 0
CT | 0 | 0 | 0 | 0 | 0 | 0
Coal | 138.62 | 138.62 | 144.57 | 144.57 | 144.57 | 144.57
Geo | 0 | 0 | 0 | 0 | 0 | 0
H | 0 | 0 | 0 | 0 | 0 | 0
LFG | 0 | 0 | 0 | 0 | 0 | 0
Nuc | 0 | 0 | 0 | 0 | 0 | 0
PS | 0 | 0 | 0 | 0 | 0 | 0
PV | 0 | 0 | 0 | 0 | 0 | 0
PeakG | 0 | 0 | 0 | 0 | 0 | 0
PeakO | 0 | 0 | 0 | 0 | 0 | 0
ST | 0 | 0 | 0 | 0 | 0 | 0
STOG | 0 | 0 | 0 | 0 | 0 | 0
STWD | 0 | 0 | 0 | 0 | 0 | 0
WT | 0 | 0 | 0 | 0 | 0 | 0
IGCC | 0 | 0 | 0 | 0 | 0 | 0
DemandResponse | 0 | 0 | 0 | 0 | 0 | 0
IGCC-CCS | 0 | 0 | 0 | 0 | 0 | 0
WT_off | 0 | 0 | 0 | 0 | 0 | 0
PseudoUnit | 0 | 0 | 0 | 0 | 0 | 0
FixedInterchange | 0 | 0 | 0 | 0 | 0 | 0
Retrofit FOM Costs by Reporting Type: IESO
ReportingType | 2015 | 2020 | 2025 | 2030 | 2035 | 2040
BM | 0 | 0 | 0 | 0 | 0 | 0
CC | 0 | 0 | 0 | 0 | 0 | 0
CSP | 0 | 0 | 0 | 0 | 0 | 0
CT | 0 | 0 | 0 | 0 | 0 | 0
Coal | 0 | 0 | 0 | 0 | 0 | 0
Geo | 0 | 0 | 0 | 0 | 0 | 0
H | 0 | 0 | 0 | 0 | 0 | 0
LFG | 0 | 0 | 0 | 0 | 0 | 0
Nuc | 0 | 0 | 0 | 0 | 0 | 0
PS | 0 | 0 | 0 | 0 | 0 | 0
PV | 0 | 0 | 0 | 0 | 0 | 0
PeakG | 0 | 0 | 0 | 0 | 0 | 0
PeakO | 0 | 0 | 0 | 0 | 0 | 0
ST | 0 | 0 | 0 | 0 | 0 | 0
STOG | 0 | 0 | 0 | 0 | 0 | 0
STWD | 0 | 0 | 0 | 0 | 0 | 0
WT | 0 | 0 | 0 | 0 | 0 | 0
IGCC | 0 | 0 | 0 | 0 | 0 | 0
DemandResponse | 0 | 0 | 0 | 0 | 0 | 0
IGCC-CCS | 0 | 0 | 0 | 0 | 0 | 0
WT_off | 0 | 0 | 0 | 0 | 0 | 0
PseudoUnit | 0 | 0 | 0 | 0 | 0 | 0
FixedInterchange | 0 | 0 | 0 | 0 | 0 | 0
Retrofit FOM Costs by Reporting Type: MAPP_CA
ReportingType | 2015 | 2020 | 2025 | 2030 | 2035 | 2040
BM | 0 | 0 | 0 | 0 | 0 | 0
CC | 0 | 0 | 0 | 0 | 0 | 0
CSP | 0 | 0 | 0 | 0 | 0 | 0
CT | 0 | 0 | 0 | 0 | 0 | 0
Coal | 0 | 0 | 0 | 0 | 0 | 0
Geo | 0 | 0 | 0 | 0 | 0 | 0
H | 0 | 0 | 0 | 0 | 0 | 0
LFG | 0 | 0 | 0 | 0 | 0 | 0
Nuc | 0 | 0 | 0 | 0 | 0 | 0
PS | 0 | 0 | 0 | 0 | 0 | 0
PV | 0 | 0 | 0 | 0 | 0 | 0
PeakG | 0 | 0 | 0 | 0 | 0 | 0
PeakO | 0 | 0 | 0 | 0 | 0 | 0
ST | 0 | 0 | 0 | 0 | 0 | 0
STOG | 0 | 0 | 0 | 0 | 0 | 0
STWD | 0 | 0 | 0 | 0 | 0 | 0
WT | 0 | 0 | 0 | 0 | 0 | 0
IGCC | 0 | 0 | 0 | 0 | 0 | 0
DemandResponse | 0 | 0 | 0 | 0 | 0 | 0
IGCC-CCS | 0 | 0 | 0 | 0 | 0 | 0
WT_off | 0 | 0 | 0 | 0 | 0 | 0
PseudoUnit | 0 | 0 | 0 | 0 | 0 | 0
FixedInterchange | 0 | 0 | 0 | 0 | 0 | 0
Retrofit FOM Costs by Reporting Type: AZ_NM_SNV_Coal
ReportingType | 2015 | 2020 | 2025 | 2030 | 2035 | 2040
BM | 0 | 0 | 0 | 0 | 0 | 0
CC | 0 | 0 | 0 | 0 | 0 | 0
CSP | 0 | 0 | 0 | 0 | 0 | 0
CT | 0 | 0 | 0 | 0 | 0 | 0
Coal | 70.07 | 70.07 | 75.36 | 75.36 | 75.36 | 75.36
Geo | 0 | 0 | 0 | 0 | 0 | 0
H | 0 | 0 | 0 | 0 | 0 | 0
LFG | 0 | 0 | 0 | 0 | 0 | 0
Nuc | 0 | 0 | 0 | 0 | 0 | 0
PS | 0 | 0 | 0 | 0 | 0 | 0
PV | 0 | 0 | 0 | 0 | 0 | 0
PeakG | 0 | 0 | 0 | 0 | 0 | 0
PeakO | 0 | 0 | 0 | 0 | 0 | 0
ST | 0 | 0 | 0 | 0 | 0 | 0
STOG | 0 | 0 | 0 | 0 | 0 | 0
STWD | 0 | 0 | 0 | 0 | 0 | 0
WT | 0 | 0 | 0 | 0 | 0 | 0
IGCC | 0 | 0 | 0 | 0 | 0 | 0
DemandResponse | 0 | 0 | 0 | 0 | 0 | 0
IGCC-CCS | 0 | 0 | 0 | 0 | 0 | 0
WT_off | 0 | 0 | 0 | 0 | 0 | 0
PseudoUnit | 0 | 0 | 0 | 0 | 0 | 0
FixedInterchange | 0 | 0 | 0 | 0 | 0 | 0
Retrofit FOM Costs by Reporting Type: AZ_NM_SNV_Gas
ReportingType | 2015 | 2020 | 2025 | 2030 | 2035 | 2040
BM | 0 | 0 | 0 | 0 | 0 | 0
CC | 0 | 0 | 0 | 0 | 0 | 0
CSP | 0 | 0 | 0 | 0 | 0 | 0
CT | 0 | 0 | 0 | 0 | 0 | 0
Coal | 0 | 0 | 0 | 0 | 0 | 0
Geo | 0 | 0 | 0 | 0 | 0 | 0
H | 0 | 0 | 0 | 0 | 0 | 0
LFG | 0 | 0 | 0 | 0 | 0 | 0
Nuc | 0 | 0 | 0 | 0 | 0 | 0
PS | 0 | 0 | 0 | 0 | 0 | 0
PV | 0 | 0 | 0 | 0 | 0 | 0
PeakG | 0 | 0 | 0 | 0 | 0 | 0
PeakO | 0 | 0 | 0 | 0 | 0 | 0
ST | 0 | 0 | 0 | 0 | 0 | 0
STOG | 0 | 0 | 0 | 0 | 0 | 0
STWD | 0 | 0 | 0 | 0 | 0 | 0
WT | 0 | 0 | 0 | 0 | 0 | 0
IGCC | 0 | 0 | 0 | 0 | 0 | 0
DemandResponse | 0 | 0 | 0 | 0 | 0 | 0
IGCC-CCS | 0 | 0 | 0 | 0 | 0 | 0
WT_off | 0 | 0 | 0 | 0 | 0 | 0
PseudoUnit | 0 | 0 | 0 | 0 | 0 | 0
FixedInterchange | 0 | 0 | 0 | 0 | 0 | 0
Retrofit FOM Costs by Reporting Type: AZ_NM_SNV_NucRenew
ReportingType | 2015 | 2020 | 2025 | 2030 | 2035 | 2040
BM | 0 | 0 | 0 | 0 | 0 | 0
CC | 0 | 0 | 0 | 0 | 0 | 0
CSP | 0 | 0 | 0 | 0 | 0 | 0
CT | 0 | 0 | 0 | 0 | 0 | 0
Coal | 0 | 0 | 0 | 0 | 0 | 0
Geo | 0 | 0 | 0 | 0 | 0 | 0
H | 0 | 0 | 0 | 0 | 0 | 0
LFG | 0 | 0 | 0 | 0 | 0 | 0
Nuc | 0 | 0 | 0 | 0 | 0 | 0
PS | 0 | 0 | 0 | 0 | 0 | 0
PV | 0 | 0 | 0 | 0 | 0 | 0
PeakG | 0 | 0 | 0 | 0 | 0 | 0
PeakO | 0 | 0 | 0 | 0 | 0 | 0
ST | 0 | 0 | 0 | 0 | 0 | 0
STOG | 0 | 0 | 0 | 0 | 0 | 0
STWD | 0 | 0 | 0 | 0 | 0 | 0
WT | 0 | 0 | 0 | 0 | 0 | 0
IGCC | 0 | 0 | 0 | 0 | 0 | 0
DemandResponse | 0 | 0 | 0 | 0 | 0 | 0
IGCC-CCS | 0 | 0 | 0 | 0 | 0 | 0
WT_off | 0 | 0 | 0 | 0 | 0 | 0
PseudoUnit | 0 | 0 | 0 | 0 | 0 | 0
FixedInterchange | 0 | 0 | 0 | 0 | 0 | 0
Retrofit FOM Costs by Reporting Type: ERCOT
ReportingType | 2015 | 2020 | 2025 | 2030 | 2035 | 2040
BM | 0 | 0 | 0 | 0 | 0 | 0
CC | 0 | 0 | 0 | 0 | 0 | 0
CSP | 0 | 0 | 0 | 0 | 0 | 0
CT | 0 | 0 | 0 | 0 | 0 | 0
Coal | 95.78 | 95.78 | 116.56 | 116.56 | 116.56 | 116.56
Geo | 0 | 0 | 0 | 0 | 0 | 0
H | 0 | 0 | 0 | 0 | 0 | 0
LFG | 0 | 0 | 0 | 0 | 0 | 0
Nuc | 0 | 0 | 0 | 0 | 0 | 0
PS | 0 | 0 | 0 | 0 | 0 | 0
PV | 0 | 0 | 0 | 0 | 0 | 0
PeakG | 0 | 0 | 0 | 0 | 0 | 0
PeakO | 0 | 0 | 0 | 0 | 0 | 0
ST | 0 | 0 | 0 | 0 | 0 | 0
STOG | 0 | 0 | 0 | 0 | 0 | 0
STWD | 0 | 0 | 0 | 0 | 0 | 0
WT | 0 | 0 | 0 | 0 | 0 | 0
IGCC | 0 | 0 | 0 | 0 | 0 | 0
DemandResponse | 0 | 0 | 0 | 0 | 0 | 0
IGCC-CCS | 0 | 0 | 0 | 0 | 0 | 0
WT_off | 0 | 0 | 0 | 0 | 0 | 0
PseudoUnit | 0 | 0 | 0 | 0 | 0 | 0
FixedInterchange | 0 | 0 | 0 | 0 | 0 | 0
Retrofit FOM Costs by Reporting Type: NP15
ReportingType | 2015 | 2020 | 2025 | 2030 | 2035 | 2040
BM | 0 | 0 | 0 | 0 | 0 | 0
CC | 0 | 0 | 0 | 0 | 0 | 0
CSP | 0 | 0 | 0 | 0 | 0 | 0
CT | 0 | 0 | 0 | 0 | 0 | 0
Coal | 0.19 | 0.19 | 0 | 0 | 0 | 0
Geo | 0 | 0 | 0 | 0 | 0 | 0
H | 0 | 0 | 0 | 0 | 0 | 0
LFG | 0 | 0 | 0 | 0 | 0 | 0
Nuc | 0 | 0 | 0 | 0 | 0 | 0
PS | 0 | 0 | 0 | 0 | 0 | 0
PV | 0 | 0 | 0 | 0 | 0 | 0
PeakG | 0 | 0 | 0 | 0 | 0 | 0
PeakO | 0 | 0 | 0 | 0 | 0 | 0
ST | 0 | 0 | 0 | 0 | 0 | 0
STOG | 0 | 0 | 0 | 0 | 0 | 0
STWD | 0 | 0 | 0 | 0 | 0 | 0
WT | 0 | 0 | 0 | 0 | 0 | 0
IGCC | 0 | 0 | 0 | 0 | 0 | 0
DemandResponse | 0 | 0 | 0 | 0 | 0 | 0
IGCC-CCS | 0 | 0 | 0 | 0 | 0 | 0
WT_off | 0 | 0 | 0 | 0 | 0 | 0
PseudoUnit | 0 | 0 | 0 | 0 | 0 | 0
FixedInterchange | 0 | 0 | 0 | 0 | 0 | 0
Retrofit FOM Costs by Reporting Type: NWPP_Coal
ReportingType | 2015 | 2020 | 2025 | 2030 | 2035 | 2040
BM | 0 | 0 | 0 | 0 | 0 | 0
CC | 0 | 0 | 0 | 0 | 0 | 0
CSP | 0 | 0 | 0 | 0 | 0 | 0
CT | 0 | 0 | 0 | 0 | 0 | 0
Coal | 61.35 | 61.35 | 70.84 | 70.84 | 70.84 | 70.84
Geo | 0 | 0 | 0 | 0 | 0 | 0
H | 0 | 0 | 0 | 0 | 0 | 0
LFG | 0 | 0 | 0 | 0 | 0 | 0
Nuc | 0 | 0 | 0 | 0 | 0 | 0
PS | 0 | 0 | 0 | 0 | 0 | 0
PV | 0 | 0 | 0 | 0 | 0 | 0
PeakG | 0 | 0 | 0 | 0 | 0 | 0
PeakO | 0 | 0 | 0 | 0 | 0 | 0
ST | 0 | 0 | 0 | 0 | 0 | 0
STOG | 0 | 0 | 0 | 0 | 0 | 0
STWD | 0 | 0 | 0 | 0 | 0 | 0
WT | 0 | 0 | 0 | 0 | 0 | 0
IGCC | 0 | 0 | 0 | 0 | 0 | 0
DemandResponse | 0 | 0 | 0 | 0 | 0 | 0
IGCC-CCS | 0 | 0 | 0 | 0 | 0 | 0
WT_off | 0 | 0 | 0 | 0 | 0 | 0
PseudoUnit | 0 | 0 | 0 | 0 | 0 | 0
FixedInterchange | 0 | 0 | 0 | 0 | 0 | 0
Retrofit FOM Costs by Reporting Type: NWPP_Gas
ReportingType | 2015 | 2020 | 2025 | 2030 | 2035 | 2040
BM | 0 | 0 | 0 | 0 | 0 | 0
CC | 0 | 0 | 0 | 0 | 0 | 0
CSP | 0 | 0 | 0 | 0 | 0 | 0
CT | 0 | 0 | 0 | 0 | 0 | 0
Coal | 0 | 0 | 0 | 0 | 0 | 0
Geo | 0 | 0 | 0 | 0 | 0 | 0
H | 0 | 0 | 0 | 0 | 0 | 0
LFG | 0 | 0 | 0 | 0 | 0 | 0
Nuc | 0 | 0 | 0 | 0 | 0 | 0
PS | 0 | 0 | 0 | 0 | 0 | 0
PV | 0 | 0 | 0 | 0 | 0 | 0
PeakG | 0 | 0 | 0 | 0 | 0 | 0
PeakO | 0 | 0 | 0 | 0 | 0 | 0
ST | 0 | 0 | 0 | 0 | 0 | 0
STOG | 0 | 0 | 0 | 0 | 0 | 0
STWD | 0 | 0 | 0 | 0 | 0 | 0
WT | 0 | 0 | 0 | 0 | 0 | 0
IGCC | 0 | 0 | 0 | 0 | 0 | 0
DemandResponse | 0 | 0 | 0 | 0 | 0 | 0
IGCC-CCS | 0 | 0 | 0 | 0 | 0 | 0
WT_off | 0 | 0 | 0 | 0 | 0 | 0
PseudoUnit | 0 | 0 | 0 | 0 | 0 | 0
FixedInterchange | 0 | 0 | 0 | 0 | 0 | 0
Retrofit FOM Costs by Reporting Type: NWPP_NucRenew
ReportingType | 2015 | 2020 | 2025 | 2030 | 2035 | 2040
BM | 0 | 0 | 0 | 0 | 0 | 0
CC | 0 | 0 | 0 | 0 | 0 | 0
CSP | 0 | 0 | 0 | 0 | 0 | 0
CT | 0 | 0 | 0 | 0 | 0 | 0
Coal | 0 | 0 | 0 | 0 | 0 | 0
Geo | 0 | 0 | 0 | 0 | 0 | 0
H | 0 | 0 | 0 | 0 | 0 | 0
LFG | 0 | 0 | 0 | 0 | 0 | 0
Nuc | 0 | 0 | 0 | 0 | 0 | 0
PS | 0 | 0 | 0 | 0 | 0 | 0
PV | 0 | 0 | 0 | 0 | 0 | 0
PeakG | 0 | 0 | 0 | 0 | 0 | 0
PeakO | 0 | 0 | 0 | 0 | 0 | 0
ST | 0 | 0 | 0 | 0 | 0 | 0
STOG | 0 | 0 | 0 | 0 | 0 | 0
STWD | 0 | 0 | 0 | 0 | 0 | 0
WT | 0 | 0 | 0 | 0 | 0 | 0
IGCC | 0 | 0 | 0 | 0 | 0 | 0
DemandResponse | 0 | 0 | 0 | 0 | 0 | 0
IGCC-CCS | 0 | 0 | 0 | 0 | 0 | 0
WT_off | 0 | 0 | 0 | 0 | 0 | 0
PseudoUnit | 0 | 0 | 0 | 0 | 0 | 0
FixedInterchange | 0 | 0 | 0 | 0 | 0 | 0
Retrofit FOM Costs by Reporting Type: RMPA
ReportingType | 2015 | 2020 | 2025 | 2030 | 2035 | 2040
BM | 0 | 0 | 0 | 0 | 0 | 0
CC | 0 | 0 | 0 | 0 | 0 | 0
CSP | 0 | 0 | 0 | 0 | 0 | 0
CT | 0 | 0 | 0 | 0 | 0 | 0
Coal | 25.41 | 25.17 | 33.76 | 33.76 | 33.76 | 31.21
Geo | 0 | 0 | 0 | 0 | 0 | 0
H | 0 | 0 | 0 | 0 | 0 | 0
LFG | 0 | 0 | 0 | 0 | 0 | 0
Nuc | 0 | 0 | 0 | 0 | 0 | 0
PS | 0 | 0 | 0 | 0 | 0 | 0
PV | 0 | 0 | 0 | 0 | 0 | 0
PeakG | 0 | 0 | 0 | 0 | 0 | 0
PeakO | 0 | 0 | 0 | 0 | 0 | 0
ST | 0 | 0 | 0 | 0 | 0 | 0
STOG | 0 | 0 | 0 | 0 | 0 | 0
STWD | 0 | 0 | 0 | 0 | 0 | 0
WT | 0 | 0 | 0 | 0 | 0 | 0
IGCC | 0 | 0 | 0 | 0 | 0 | 0
DemandResponse | 0 | 0 | 0 | 0 | 0 | 0
IGCC-CCS | 0 | 0 | 0 | 0 | 0 | 0
WT_off | 0 | 0 | 0 | 0 | 0 | 0
PseudoUnit | 0 | 0 | 0 | 0 | 0 | 0
FixedInterchange | 0 | 0 | 0 | 0 | 0 | 0
Retrofit FOM Costs by Reporting Type: SP15
ReportingType | 2015 | 2020 | 2025 | 2030 | 2035 | 2040
BM | 0 | 0 | 0 | 0 | 0 | 0
CC | 0 | 0 | 0 | 0 | 0 | 0
CSP | 0 | 0 | 0 | 0 | 0 | 0
CT | 0 | 0 | 0 | 0 | 0 | 0
Coal | 0.23 | 0.23 | 0 | 0 | 0 | 0
Geo | 0 | 0 | 0 | 0 | 0 | 0
H | 0 | 0 | 0 | 0 | 0 | 0
LFG | 0 | 0 | 0 | 0 | 0 | 0
Nuc | 0 | 0 | 0 | 0 | 0 | 0
PS | 0 | 0 | 0 | 0 | 0 | 0
PV | 0 | 0 | 0 | 0 | 0 | 0
PeakG | 0 | 0 | 0 | 0 | 0 | 0
PeakO | 0 | 0 | 0 | 0 | 0 | 0
ST | 0 | 0 | 0 | 0 | 0 | 0
STOG | 0 | 0 | 0 | 0 | 0 | 0
STWD | 0 | 0 | 0 | 0 | 0 | 0
WT | 0 | 0 | 0 | 0 | 0 | 0
IGCC | 0 | 0 | 0 | 0 | 0 | 0
DemandResponse | 0 | 0 | 0 | 0 | 0 | 0
IGCC-CCS | 0 | 0 | 0 | 0 | 0 | 0
WT_off | 0 | 0 | 0 | 0 | 0 | 0
PseudoUnit | 0 | 0 | 0 | 0 | 0 | 0
FixedInterchange | 0 | 0 | 0 | 0 | 0 | 0
Retrofit FOM Costs by Reporting Type: ALB
ReportingType | 2015 | 2020 | 2025 | 2030 | 2035 | 2040
BM | 0 | 0 | 0 | 0 | 0 | 0
CC | 0 | 0 | 0 | 0 | 0 | 0
CSP | 0 | 0 | 0 | 0 | 0 | 0
CT | 0 | 0 | 0 | 0 | 0 | 0
Coal | 0.29 | 0.29 | 0.29 | 0.29 | 0.29 | 0.29
Geo | 0 | 0 | 0 | 0 | 0 | 0
H | 0 | 0 | 0 | 0 | 0 | 0
LFG | 0 | 0 | 0 | 0 | 0 | 0
Nuc | 0 | 0 | 0 | 0 | 0 | 0
PS | 0 | 0 | 0 | 0 | 0 | 0
PV | 0 | 0 | 0 | 0 | 0 | 0
PeakG | 0 | 0 | 0 | 0 | 0 | 0
PeakO | 0 | 0 | 0 | 0 | 0 | 0
ST | 0 | 0 | 0 | 0 | 0 | 0
STOG | 0 | 0 | 0 | 0 | 0 | 0
STWD | 0 | 0 | 0 | 0 | 0 | 0
WT | 0 | 0 | 0 | 0 | 0 | 0
IGCC | 0 | 0 | 0 | 0 | 0 | 0
DemandResponse | 0 | 0 | 0 | 0 | 0 | 0
IGCC-CCS | 0 | 0 | 0 | 0 | 0 | 0
WT_off | 0 | 0 | 0 | 0 | 0 | 0
PseudoUnit | 0 | 0 | 0 | 0 | 0 | 0
FixedInterchange | 0 | 0 | 0 | 0 | 0 | 0
Retrofit FOM Costs by Reporting Type: BC
ReportingType | 2015 | 2020 | 2025 | 2030 | 2035 | 2040
BM | 0 | 0 | 0 | 0 | 0 | 0
CC | 0 | 0 | 0 | 0 | 0 | 0
CSP | 0 | 0 | 0 | 0 | 0 | 0
CT | 0 | 0 | 0 | 0 | 0 | 0
Coal | 0 | 0 | 0 | 0 | 0 | 0
Geo | 0 | 0 | 0 | 0 | 0 | 0
H | 0 | 0 | 0 | 0 | 0 | 0
LFG | 0 | 0 | 0 | 0 | 0 | 0
Nuc | 0 | 0 | 0 | 0 | 0 | 0
PS | 0 | 0 | 0 | 0 | 0 | 0
PV | 0 | 0 | 0 | 0 | 0 | 0
PeakG | 0 | 0 | 0 | 0 | 0 | 0
PeakO | 0 | 0 | 0 | 0 | 0 | 0
ST | 0 | 0 | 0 | 0 | 0 | 0
STOG | 0 | 0 | 0 | 0 | 0 | 0
STWD | 0 | 0 | 0 | 0 | 0 | 0
WT | 0 | 0 | 0 | 0 | 0 | 0
IGCC | 0 | 0 | 0 | 0 | 0 | 0
DemandResponse | 0 | 0 | 0 | 0 | 0 | 0
IGCC-CCS | 0 | 0 | 0 | 0 | 0 | 0
WT_off | 0 | 0 | 0 | 0 | 0 | 0
PseudoUnit | 0 | 0 | 0 | 0 | 0 | 0
FixedInterchange | 0 | 0 | 0 | 0 | 0 | 0
Retrofit FOM Costs by Reporting Type: HQ_IESO
ReportingType | 2015 | 2020 | 2025 | 2030 | 2035 | 2040
BM | 0 | 0 | 0 | 0 | 0 | 0
CC | 0 | 0 | 0 | 0 | 0 | 0
CSP | 0 | 0 | 0 | 0 | 0 | 0
CT | 0 | 0 | 0 | 0 | 0 | 0
Coal | 0 | 0 | 0 | 0 | 0 | 0
Geo | 0 | 0 | 0 | 0 | 0 | 0
H | 0 | 0 | 0 | 0 | 0 | 0
LFG | 0 | 0 | 0 | 0 | 0 | 0
Nuc | 0 | 0 | 0 | 0 | 0 | 0
PS | 0 | 0 | 0 | 0 | 0 | 0
PV | 0 | 0 | 0 | 0 | 0 | 0
PeakG | 0 | 0 | 0 | 0 | 0 | 0
PeakO | 0 | 0 | 0 | 0 | 0 | 0
ST | 0 | 0 | 0 | 0 | 0 | 0
STOG | 0 | 0 | 0 | 0 | 0 | 0
STWD | 0 | 0 | 0 | 0 | 0 | 0
WT | 0 | 0 | 0 | 0 | 0 | 0
IGCC | 0 | 0 | 0 | 0 | 0 | 0
DemandResponse | 0 | 0 | 0 | 0 | 0 | 0
IGCC-CCS | 0 | 0 | 0 | 0 | 0 | 0
WT_off | 0 | 0 | 0 | 0 | 0 | 0
PseudoUnit | 0 | 0 | 0 | 0 | 0 | 0
FixedInterchange | 0 | 0 | 0 | 0 | 0 | 0
Retrofit FOM Costs by Reporting Type: HQ_NEISO
ReportingType | 2015 | 2020 | 2025 | 2030 | 2035 | 2040
BM | 0 | 0 | 0 | 0 | 0 | 0
CC | 0 | 0 | 0 | 0 | 0 | 0
CSP | 0 | 0 | 0 | 0 | 0 | 0
CT | 0 | 0 | 0 | 0 | 0 | 0
Coal | 0 | 0 | 0 | 0 | 0 | 0
Geo | 0 | 0 | 0 | 0 | 0 | 0
H | 0 | 0 | 0 | 0 | 0 | 0
LFG | 0 | 0 | 0 | 0 | 0 | 0
Nuc | 0 | 0 | 0 | 0 | 0 | 0
PS | 0 | 0 | 0 | 0 | 0 | 0
PV | 0 | 0 | 0 | 0 | 0 | 0
PeakG | 0 | 0 | 0 | 0 | 0 | 0
PeakO | 0 | 0 | 0 | 0 | 0 | 0
ST | 0 | 0 | 0 | 0 | 0 | 0
STOG | 0 | 0 | 0 | 0 | 0 | 0
STWD | 0 | 0 | 0 | 0 | 0 | 0
WT | 0 | 0 | 0 | 0 | 0 | 0
IGCC | 0 | 0 | 0 | 0 | 0 | 0
DemandResponse | 0 | 0 | 0 | 0 | 0 | 0
IGCC-CCS | 0 | 0 | 0 | 0 | 0 | 0
WT_off | 0 | 0 | 0 | 0 | 0 | 0
PseudoUnit | 0 | 0 | 0 | 0 | 0 | 0
FixedInterchange | 0 | 0 | 0 | 0 | 0 | 0
Retrofit FOM Costs by Reporting Type: HQ_NY
ReportingType | 2015 | 2020 | 2025 | 2030 | 2035 | 2040
BM | 0 | 0 | 0 | 0 | 0 | 0
CC | 0 | 0 | 0 | 0 | 0 | 0
CSP | 0 | 0 | 0 | 0 | 0 | 0
CT | 0 | 0 | 0 | 0 | 0 | 0
Coal | 0 | 0 | 0 | 0 | 0 | 0
Geo | 0 | 0 | 0 | 0 | 0 | 0
H | 0 | 0 | 0 | 0 | 0 | 0
LFG | 0 | 0 | 0 | 0 | 0 | 0
Nuc | 0 | 0 | 0 | 0 | 0 | 0
PS | 0 | 0 | 0 | 0 | 0 | 0
PV | 0 | 0 | 0 | 0 | 0 | 0
PeakG | 0 | 0 | 0 | 0 | 0 | 0
PeakO | 0 | 0 | 0 | 0 | 0 | 0
ST | 0 | 0 | 0 | 0 | 0 | 0
STOG | 0 | 0 | 0 | 0 | 0 | 0
STWD | 0 | 0 | 0 | 0 | 0 | 0
WT | 0 | 0 | 0 | 0 | 0 | 0
IGCC | 0 | 0 | 0 | 0 | 0 | 0
DemandResponse | 0 | 0 | 0 | 0 | 0 | 0
IGCC-CCS | 0 | 0 | 0 | 0 | 0 | 0
WT_off | 0 | 0 | 0 | 0 | 0 | 0
PseudoUnit | 0 | 0 | 0 | 0 | 0 | 0
FixedInterchange | 0 | 0 | 0 | 0 | 0 | 0
Retrofit FOM Costs by Reporting Type: MARITIMES
ReportingType | 2015 | 2020 | 2025 | 2030 | 2035 | 2040
BM | 0 | 0 | 0 | 0 | 0 | 0
CC | 0 | 0 | 0 | 0 | 0 | 0
CSP | 0 | 0 | 0 | 0 | 0 | 0
CT | 0 | 0 | 0 | 0 | 0 | 0
Coal | 0 | 0 | 0 | 0 | 0 | 0
Geo | 0 | 0 | 0 | 0 | 0 | 0
H | 0 | 0 | 0 | 0 | 0 | 0
LFG | 0 | 0 | 0 | 0 | 0 | 0
Nuc | 0 | 0 | 0 | 0 | 0 | 0
PS | 0 | 0 | 0 | 0 | 0 | 0
PV | 0 | 0 | 0 | 0 | 0 | 0
PeakG | 0 | 0 | 0 | 0 | 0 | 0
PeakO | 0 | 0 | 0 | 0 | 0 | 0
ST | 0 | 0 | 0 | 0 | 0 | 0
STOG | 0 | 0 | 0 | 0 | 0 | 0
STWD | 0 | 0 | 0 | 0 | 0 | 0
WT | 0 | 0 | 0 | 0 | 0 | 0
IGCC | 0 | 0 | 0 | 0 | 0 | 0
DemandResponse | 0 | 0 | 0 | 0 | 0 | 0
IGCC-CCS | 0 | 0 | 0 | 0 | 0 | 0
WT_off | 0 | 0 | 0 | 0 | 0 | 0
PseudoUnit | 0 | 0 | 0 | 0 | 0 | 0
FixedInterchange | 0 | 0 | 0 | 0 | 0 | 0
Retrofit FOM Costs by Reporting Type: All
ReportingType | 2015 | 2020 | 2025 | 2030 | 2035 | 2040
BM | 0 | 0 | 0 | 0 | 0 | 0
CC | 0 | 0 | 0 | 0 | 0 | 0
CSP | 0 | 0 | 0 | 0 | 0 | 0
CT | 0 | 0 | 0 | 0 | 0 | 0
Coal | 1357.26 | 1347.77 | 1656.26 | 1656.26 | 1656.26 | 1653.71
Geo | 0 | 0 | 0 | 0 | 0 | 0
H | 0 | 0 | 0 | 0 | 0 | 0
LFG | 0 | 0 | 0 | 0 | 0 | 0
Nuc | 0 | 0 | 0 | 0 | 0 | 0
PS | 0 | 0 | 0 | 0 | 0 | 0
PV | 0 | 0 | 0 | 0 | 0 | 0
PeakG | 0 | 0 | 0 | 0 | 0 | 0
PeakO | 0 | 0 | 0 | 0 | 0 | 0
ST | 0 | 0 | 0 | 0 | 0 | 0
STOG | 0 | 0 | 0 | 0 | 0 | 0
STWD | 0 | 0 | 0 | 0 | 0 | 0
WT | 0 | 0 | 0 | 0 | 0 | 0
IGCC | 0 | 0 | 0 | 0 | 0 | 0
DemandResponse | 0 | 0 | 0 | 0 | 0 | 0
IGCC-CCS | 0 | 0 | 0 | 0 | 0 | 0
WT_off | 0 | 0 | 0 | 0 | 0 | 0
PseudoUnit | 0 | 0 | 0 | 0 | 0 | 0
FixedInterchange | 0 | 0 | 0 | 0 | 0 | 0
Retrofit FOM Costs by Reporting Type: EI_US
ReportingType | 2015 | 2020 | 2025 | 2030 | 2035 | 2040
BM | 0 | 0 | 0 | 0 | 0 | 0
CC | 0 | 0 | 0 | 0 | 0 | 0
CSP | 0 | 0 | 0 | 0 | 0 | 0
CT | 0 | 0 | 0 | 0 | 0 | 0
Coal | 1103.94 | 1094.7 | 1359.46 | 1359.46 | 1359.46 | 1359.46
Geo | 0 | 0 | 0 | 0 | 0 | 0
H | 0 | 0 | 0 | 0 | 0 | 0
LFG | 0 | 0 | 0 | 0 | 0 | 0
Nuc | 0 | 0 | 0 | 0 | 0 | 0
PS | 0 | 0 | 0 | 0 | 0 | 0
PV | 0 | 0 | 0 | 0 | 0 | 0
PeakG | 0 | 0 | 0 | 0 | 0 | 0
PeakO | 0 | 0 | 0 | 0 | 0 | 0
ST | 0 | 0 | 0 | 0 | 0 | 0
STOG | 0 | 0 | 0 | 0 | 0 | 0
STWD | 0 | 0 | 0 | 0 | 0 | 0
WT | 0 | 0 | 0 | 0 | 0 | 0
IGCC | 0 | 0 | 0 | 0 | 0 | 0
DemandResponse | 0 | 0 | 0 | 0 | 0 | 0
IGCC-CCS | 0 | 0 | 0 | 0 | 0 | 0
WT_off | 0 | 0 | 0 | 0 | 0 | 0
PseudoUnit | 0 | 0 | 0 | 0 | 0 | 0
FixedInterchange | 0 | 0 | 0 | 0 | 0 | 0
Retrofit FOM Costs by Reporting Type: EI_Canada
ReportingType | 2015 | 2020 | 2025 | 2030 | 2035 | 2040
BM | 0 | 0 | 0 | 0 | 0 | 0
CC | 0 | 0 | 0 | 0 | 0 | 0
CSP | 0 | 0 | 0 | 0 | 0 | 0
CT | 0 | 0 | 0 | 0 | 0 | 0
Coal | 0 | 0 | 0 | 0 | 0 | 0
Geo | 0 | 0 | 0 | 0 | 0 | 0
H | 0 | 0 | 0 | 0 | 0 | 0
LFG | 0 | 0 | 0 | 0 | 0 | 0
Nuc | 0 | 0 | 0 | 0 | 0 | 0
PS | 0 | 0 | 0 | 0 | 0 | 0
PV | 0 | 0 | 0 | 0 | 0 | 0
PeakG | 0 | 0 | 0 | 0 | 0 | 0
PeakO | 0 | 0 | 0 | 0 | 0 | 0
ST | 0 | 0 | 0 | 0 | 0 | 0
STOG | 0 | 0 | 0 | 0 | 0 | 0
STWD | 0 | 0 | 0 | 0 | 0 | 0
WT | 0 | 0 | 0 | 0 | 0 | 0
IGCC | 0 | 0 | 0 | 0 | 0 | 0
DemandResponse | 0 | 0 | 0 | 0 | 0 | 0
IGCC-CCS | 0 | 0 | 0 | 0 | 0 | 0
WT_off | 0 | 0 | 0 | 0 | 0 | 0
PseudoUnit | 0 | 0 | 0 | 0 | 0 | 0
FixedInterchange | 0 | 0 | 0 | 0 | 0 | 0
Retrofit FOM Costs by Reporting Type: EI
ReportingType | 2015 | 2020 | 2025 | 2030 | 2035 | 2040
BM | 0 | 0 | 0 | 0 | 0 | 0
CC | 0 | 0 | 0 | 0 | 0 | 0
CSP | 0 | 0 | 0 | 0 | 0 | 0
CT | 0 | 0 | 0 | 0 | 0 | 0
Coal | 1103.94 | 1094.7 | 1359.46 | 1359.46 | 1359.46 | 1359.46
Geo | 0 | 0 | 0 | 0 | 0 | 0
H | 0 | 0 | 0 | 0 | 0 | 0
LFG | 0 | 0 | 0 | 0 | 0 | 0
Nuc | 0 | 0 | 0 | 0 | 0 | 0
PS | 0 | 0 | 0 | 0 | 0 | 0
PV | 0 | 0 | 0 | 0 | 0 | 0
PeakG | 0 | 0 | 0 | 0 | 0 | 0
PeakO | 0 | 0 | 0 | 0 | 0 | 0
ST | 0 | 0 | 0 | 0 | 0 | 0
STOG | 0 | 0 | 0 | 0 | 0 | 0
STWD | 0 | 0 | 0 | 0 | 0 | 0
WT | 0 | 0 | 0 | 0 | 0 | 0
IGCC | 0 | 0 | 0 | 0 | 0 | 0
DemandResponse | 0 | 0 | 0 | 0 | 0 | 0
IGCC-CCS | 0 | 0 | 0 | 0 | 0 | 0
WT_off | 0 | 0 | 0 | 0 | 0 | 0
PseudoUnit | 0 | 0 | 0 | 0 | 0 | 0
FixedInterchange | 0 | 0 | 0 | 0 | 0 | 0
Retrofit FOM Costs by Reporting Type: Outside_EI
ReportingType | 2015 | 2020 | 2025 | 2030 | 2035 | 2040
BM | 0 | 0 | 0 | 0 | 0 | 0
CC | 0 | 0 | 0 | 0 | 0 | 0
CSP | 0 | 0 | 0 | 0 | 0 | 0
CT | 0 | 0 | 0 | 0 | 0 | 0
Coal | 253.32 | 253.07 | 296.8 | 296.8 | 296.8 | 294.25
Geo | 0 | 0 | 0 | 0 | 0 | 0
H | 0 | 0 | 0 | 0 | 0 | 0
LFG | 0 | 0 | 0 | 0 | 0 | 0
Nuc | 0 | 0 | 0 | 0 | 0 | 0
PS | 0 | 0 | 0 | 0 | 0 | 0
PV | 0 | 0 | 0 | 0 | 0 | 0
PeakG | 0 | 0 | 0 | 0 | 0 | 0
PeakO | 0 | 0 | 0 | 0 | 0 | 0
ST | 0 | 0 | 0 | 0 | 0 | 0
STOG | 0 | 0 | 0 | 0 | 0 | 0
STWD | 0 | 0 | 0 | 0 | 0 | 0
WT | 0 | 0 | 0 | 0 | 0 | 0
IGCC | 0 | 0 | 0 | 0 | 0 | 0
DemandResponse | 0 | 0 | 0 | 0 | 0 | 0
IGCC-CCS | 0 | 0 | 0 | 0 | 0 | 0
WT_off | 0 | 0 | 0 | 0 | 0 | 0
PseudoUnit | 0 | 0 | 0 | 0 | 0 | 0
FixedInterchange | 0 | 0 | 0 | 0 | 0 | 0
#12 | Levelized Capital Costs ($million)
Levelized Capital Costs by Reporting Type: Entergy
ReportingType | 2015 | 2020 | 2025 | 2030 | 2035 | 2040
BM | 0 | 0 | 0 | 0 | 0 | 0
CC | 50.43 | 141.27 | 141.27 | 241.68 | 432.47 | 591.74
CSP | 0 | 0 | 0 | 0 | 0 | 0
CT | 0 | 0 | 0 | 0 | 0 | 0
Coal | 202.06 | 202.06 | 202.06 | 202.06 | 202.06 | 202.06
Geo | 0 | 0 | 0 | 0 | 0 | 0
H | 0 | 0 | 0 | 0 | 0 | 0
LFG | 0 | 0 | 20.14 | 20.14 | 20.14 | 20.14
Nuc | 0 | 0 | 0 | 0 | 0 | 0
PS | 0 | 0 | 0 | 0 | 0 | 0
PV | 0.11 | 21.79 | 32.6 | 33.58 | 34.58 | 14.04
PeakG | 0 | 0 | 0 | 0 | 0 | 0
PeakO | 0 | 0 | 0 | 0 | 0 | 0
ST | 0 | 0 | 0 | 0 | 0 | 0
STOG | 0 | 0 | 0 | 0 | 0 | 0
STWD | 0 | 0 | 0 | 0 | 0 | 0
WT | 0 | 0 | 0 | 0 | 0 | 0
IGCC | 0 | 0 | 0 | 0 | 0 | 0
DemandResponse | 0 | 0 | 0 | 0 | 0 | 0
IGCC-CCS | 0 | 0 | 0 | 0 | 0 | 0
WT_off | 0 | 0 | 0 | 0 | 0 | 0
PseudoUnit | 0 | 0 | 0 | 0 | 0 | 0
FixedInterchange | 0 | 0 | 0 | 0 | 0 | 0
Levelized Capital Costs by Reporting Type: FRCC
ReportingType | 2015 | 2020 | 2025 | 2030 | 2035 | 2040
BM | 0 | 0 | 0 | 0 | 0 | 0
CC | 165.38 | 675.35 | 993.16 | 1401.12 | 2004.9 | 2477.36
CSP | 0 | 0 | 0 | 0 | 0 | 0
CT | 196.14 | 196.14 | 196.14 | 196.14 | 0 | 0
Coal | 0 | 0 | 0 | 0 | 0 | 0
Geo | 0 | 0 | 0 | 0 | 0 | 0
H | 0 | 0 | 0 | 0 | 0 | 0
LFG | 0 | 0 | 37.91 | 37.91 | 37.91 | 37.91
Nuc | 0 | 0 | 0 | 0 | 0 | 0
PS | 0 | 0 | 0 | 0 | 0 | 0
PV | 0 | 0 | 0 | 0 | 0 | 0
PeakG | 0 | 0 | 0 | 0 | 0 | 0
PeakO | 0 | 0 | 0 | 0 | 0 | 0
ST | 0 | 0 | 0 | 0 | 0 | 0
STOG | 0 | 0 | 0 | 0 | 0 | 0
STWD | 0 | 0 | 0 | 0 | 0 | 0
WT | 0 | 0 | 0 | 0 | 0 | 0
IGCC | 0 | 0 | 0 | 0 | 0 | 0
DemandResponse | 0 | 0 | 0 | 0 | 0 | 0
IGCC-CCS | 0 | 0 | 0 | 0 | 0 | 0
WT_off | 0 | 0 | 0 | 0 | 0 | 0
PseudoUnit | 0 | 0 | 0 | 0 | 0 | 0
FixedInterchange | 0 | 0 | 0 | 0 | 0 | 0
Levelized Capital Costs by Reporting Type: MAPP_US
ReportingType | 2015 | 2020 | 2025 | 2030 | 2035 | 2040
BM | 0 | 0 | 0 | 0 | 0 | 0
CC | 0 | 0 | 0 | 0 | 0 | 0
CSP | 0 | 0 | 0 | 0 | 0 | 0
CT | 25.9 | 25.9 | 25.9 | 40.17 | 36.23 | 53.95
Coal | 0 | 0 | 0 | 0 | 0 | 14.18
Geo | 0 | 0 | 0 | 0 | 0 | 0
H | 0 | 0 | 0 | 0 | 0 | 0
LFG | 0 | 0 | 13.26 | 13.26 | 13.26 | 13.26
Nuc | 0 | 0 | 0 | 0 | 0 | 0
PS | 0 | 0 | 0 | 0 | 0 | 0
PV | 0 | 0 | 0 | 0 | 0 | 0
PeakG | 0 | 0 | 0 | 0 | 0 | 0
PeakO | 0 | 0 | 0 | 0 | 0 | 0
ST | 0 | 0 | 0 | 0 | 0 | 0
STOG | 0 | 0 | 0 | 0 | 0 | 0
STWD | 0 | 0 | 0 | 0 | 0 | 0
WT | 91.97 | 144.82 | 144.82 | 212.91 | 177.47 | 144.52
IGCC | 0 | 0 | 0 | 0 | 0 | 0
DemandResponse | 0 | 0 | 0 | 0 | 0 | 0
IGCC-CCS | 0 | 0 | 0 | 0 | 0 | 0
WT_off | 0 | 0 | 0 | 0 | 0 | 0
PseudoUnit | 0 | 0 | 0 | 0 | 0 | 0
FixedInterchange | 0 | 0 | 0 | 0 | 0 | 0
Levelized Capital Costs by Reporting Type: MISO_IN
ReportingType | 2015 | 2020 | 2025 | 2030 | 2035 | 2040
BM | 0 | 0 | 0 | 0 | 0 | 0
CC | 0 | 0 | 119.26 | 376.8 | 739.18 | 739.18
CSP | 0 | 0 | 0 | 0 | 0 | 0
CT | 0 | 0 | 0 | 0 | 0 | 0
Coal | 0 | 0 | 0 | 0 | 0 | 0
Geo | 0 | 0 | 0 | 0 | 0 | 0
H | 0 | 0 | 0 | 0 | 0 | 0
LFG | 0 | 0 | 0 | 15.89 | 15.89 | 15.89
Nuc | 0 | 0 | 0 | 0 | 0 | 0
PS | 0 | 0 | 0 | 0 | 0 | 0
PV | 0 | 85.77 | 135.33 | 139.51 | 143.82 | 62.49
PeakG | 0 | 0 | 0 | 0 | 0 | 0
PeakO | 0 | 0 | 0 | 0 | 0 | 0
ST | 0 | 0 | 0 | 0 | 0 | 0
STOG | 0 | 0 | 0 | 0 | 0 | 0
STWD | 0 | 0 | 0 | 0 | 0 | 0
WT | 0 | 0 | 0 | 0 | 0 | 0
IGCC | 215.26 | 215.26 | 215.26 | 215.26 | 215.26 | 215.26
DemandResponse | 0 | 0 | 0 | 0 | 0 | 0
IGCC-CCS | 0 | 0 | 0 | 0 | 0 | 0
WT_off | 0 | 0 | 0 | 0 | 0 | 0
PseudoUnit | 0 | 0 | 0 | 0 | 0 | 0
FixedInterchange | 0 | 0 | 0 | 0 | 0 | 0
Levelized Capital Costs by Reporting Type: MISO_MI
ReportingType | 2015 | 2020 | 2025 | 2030 | 2035 | 2040
BM | 0 | 0 | 0 | 0 | 0 | 0
CC | 0 | 0 | 0 | 0 | 0 | 0
CSP | 0 | 0 | 0 | 0 | 0 | 0
CT | 0 | 0 | 0 | 0 | 0 | 0
Coal | 0 | 0 | 0 | 0 | 0 | 0
Geo | 0 | 0 | 0 | 0 | 0 | 0
H | 0 | 0 | 0 | 0 | 0 | 0
LFG | 0 | 34.29 | 34.29 | 34.29 | 34.29 | 0
Nuc | 0 | 0 | 0 | 0 | 0 | 0
PS | 0 | 0 | 0 | 0 | 0 | 0
PV | 0 | 0 | 0 | 0 | 0 | 0
PeakG | 0 | 0 | 0 | 0 | 0 | 0
PeakO | 0 | 0 | 0 | 0 | 0 | 0
ST | 0 | 0 | 0 | 0 | 0 | 0
STOG | 0 | 0 | 0 | 0 | 0 | 0
STWD | 0 | 0 | 0 | 0 | 0 | 0
WT | 480.98 | 480.98 | 608.5 | 608.5 | 171.03 | 213.64
IGCC | 0 | 0 | 0 | 0 | 0 | 0
DemandResponse | 0 | 0 | 0 | 0 | 0 | 0
IGCC-CCS | 0 | 0 | 0 | 0 | 0 | 0
WT_off | 0 | 0 | 0 | 0 | 0 | 0
PseudoUnit | 0 | 0 | 0 | 0 | 0 | 0
FixedInterchange | 0 | 0 | 0 | 0 | 0 | 0
Levelized Capital Costs by Reporting Type: MISO_MO-IL
ReportingType | 2015 | 2020 | 2025 | 2030 | 2035 | 2040
BM | 0 | 0 | 0 | 0 | 0 | 0
CC | 0 | 0 | 0 | 0 | 0 | 0
CSP | 0 | 0 | 0 | 0 | 0 | 0
CT | 0 | 0 | 0 | 0 | 0 | 0
Coal | 574.94 | 574.94 | 574.94 | 574.94 | 574.94 | 574.94
Geo | 0 | 0 | 0 | 0 | 0 | 0
H | 0 | 0 | 0 | 0 | 0 | 0
LFG | 0 | 0 | 46.76 | 46.76 | 46.76 | 46.76
Nuc | 0 | 0 | 0 | 0 | 0 | 0
PS | 0 | 0 | 0 | 0 | 0 | 0
PV | 0 | 0 | 0 | 0 | 0 | 0
PeakG | 0 | 0 | 0 | 0 | 0 | 0
PeakO | 0 | 0 | 0 | 0 | 0 | 0
ST | 0 | 0 | 0 | 0 | 0 | 0
STOG | 0 | 0 | 0 | 0 | 0 | 0
STWD | 0 | 0 | 0 | 0 | 0 | 0
WT | 68.52 | 68.52 | 68.52 | 68.52 | 0 | 0
IGCC | 0 | 0 | 0 | 0 | 0 | 0
DemandResponse | 0 | 0 | 0 | 0 | 0 | 0
IGCC-CCS | 0 | 0 | 0 | 0 | 0 | 0
WT_off | 0 | 0 | 0 | 0 | 0 | 0
PseudoUnit | 0 | 0 | 0 | 0 | 0 | 0
FixedInterchange | 0 | 0 | 0 | 0 | 0 | 0
Levelized Capital Costs by Reporting Type: MISO_W
ReportingType | 2015 | 2020 | 2025 | 2030 | 2035 | 2040
BM | 0 | 0 | 0 | 0 | 0 | 0
CC | 0 | 0 | 0 | 0 | 0 | 0
CSP | 0 | 0 | 0 | 0 | 0 | 0
CT | 0 | 0 | 0 | 0 | 0 | 0
Coal | 0 | 0 | 0 | 0 | 450.93 | 1816.52
Geo | 0 | 0 | 0 | 0 | 0 | 0
H | 0 | 0 | 0 | 0 | 0 | 0
LFG | 0 | 0 | 14.86 | 14.86 | 14.86 | 14.86
Nuc | 0 | 0 | 0 | 0 | 0 | 0
PS | 0 | 0 | 0 | 0 | 0 | 0
PV | 0 | 0 | 0 | 0 | 0 | 0
PeakG | 0 | 0 | 0 | 0 | 0 | 0
PeakO | 0 | 0 | 0 | 0 | 0 | 0
ST | 0 | 0 | 0 | 0 | 0 | 0
STOG | 0 | 0 | 0 | 0 | 0 | 0
STWD | 0 | 0 | 0 | 0 | 0 | 0
WT | 658.73 | 1128 | 1847.75 | 1883.36 | 1406.4 | 1057.55
IGCC | 0 | 0 | 0 | 0 | 0 | 0
DemandResponse | 0 | 0 | 0 | 0 | 0 | 0
IGCC-CCS | 0 | 0 | 0 | 0 | 0 | 0
WT_off | 0 | 0 | 0 | 0 | 0 | 0
PseudoUnit | 0 | 0 | 0 | 0 | 0 | 0
FixedInterchange | 0 | 0 | 0 | 0 | 0 | 0
Levelized Capital Costs by Reporting Type: MISO_WUMS
ReportingType | 2015 | 2020 | 2025 | 2030 | 2035 | 2040
BM | 0 | 0 | 0 | 0 | 0 | 0
CC | 0 | 0 | 368.49 | 368.49 | 450.03 | 450.03
CSP | 0 | 0 | 0 | 0 | 0 | 0
CT | 0 | 247.32 | 247.32 | 391.69 | 686.68 | 439.36
Coal | 184.51 | 184.51 | 184.51 | 184.51 | 184.51 | 184.51
Geo | 0 | 0 | 0 | 0 | 0 | 0
H | 0 | 0 | 0 | 0 | 0 | 0
LFG | 0 | 12.56 | 43.73 | 43.73 | 43.73 | 31.17
Nuc | 0 | 0 | 0 | 0 | 0 | 0
PS | 0 | 0 | 0 | 0 | 0 | 0
PV | 0 | 0 | 0 | 0 | 0 | 0
PeakG | 0 | 0 | 0 | 0 | 0 | 0
PeakO | 0 | 0 | 0 | 0 | 0 | 0
ST | 0 | 0 | 0 | 0 | 0 | 0
STOG | 0 | 0 | 0 | 0 | 0 | 0
STWD | 0 | 0 | 0 | 0 | 0 | 0
WT | 218.37 | 218.37 | 218.37 | 218.37 | 0 | 0
IGCC | 0 | 0 | 0 | 0 | 0 | 0
DemandResponse | 0 | 0 | 0 | 0 | 0 | 0
IGCC-CCS | 0 | 0 | 0 | 0 | 0 | 0
WT_off | 0 | 0 | 0 | 0 | 0 | 0
PseudoUnit | 0 | 0 | 0 | 0 | 0 | 0
FixedInterchange | 0 | 0 | 0 | 0 | 0 | 0
Levelized Capital Costs by Reporting Type: Nebraska
ReportingType | 2015 | 2020 | 2025 | 2030 | 2035 | 2040
BM | 0 | 0 | 0 | 0 | 0 | 0
CC | 0 | 0 | 0 | 0 | 0 | 0
CSP | 0 | 0 | 0 | 0 | 0 | 0
CT | 0 | 0 | 0 | 0 | 0 | 0
Coal | 66.52 | 66.52 | 66.52 | 66.52 | 666.35 | 827.95
Geo | 0 | 0 | 0 | 0 | 0 | 0
H | 0 | 0 | 0 | 0 | 0 | 0
LFG | 0 | 0 | 13.78 | 13.78 | 13.78 | 13.78
Nuc | 0 | 0 | 0 | 0 | 0 | 0
PS | 0 | 0 | 0 | 0 | 0 | 0
PV | 0 | 0 | 0 | 0 | 0 | 0
PeakG | 0 | 0 | 0 | 0 | 0 | 0
PeakO | 0 | 0 | 0 | 0 | 0 | 0
ST | 0 | 0 | 0 | 0 | 0 | 0
STOG | 0 | 0 | 0 | 0 | 0 | 0
STWD | 0 | 0 | 0 | 0 | 0 | 0
WT | 44.36 | 44.36 | 44.36 | 34.86 | 0 | 0
IGCC | 0 | 0 | 0 | 0 | 0 | 0
DemandResponse | 0 | 0 | 0 | 0 | 0 | 0
IGCC-CCS | 0 | 0 | 0 | 0 | 0 | 0
WT_off | 0 | 0 | 0 | 0 | 0 | 0
PseudoUnit | 0 | 0 | 0 | 0 | 0 | 0
FixedInterchange | 0 | 0 | 0 | 0 | 0 | 0
Levelized Capital Costs by Reporting Type: NEISO
ReportingType | 2015 | 2020 | 2025 | 2030 | 2035 | 2040
BM | 115.57 | 115.57 | 115.57 | 115.57 | 115.57 | 115.57
CC | 273.49 | 273.49 | 273.49 | 273.49 | 273.49 | 0
CSP | 0 | 0 | 0 | 0 | 0 | 0
CT | 30 | 30 | 30 | 29.13 | 56.57 | 147.35
Coal | 0 | 0 | 0 | 0 | 0 | 0
Geo | 0 | 0 | 0 | 0 | 0 | 0
H | 0 | 0 | 0 | 0 | 0 | 0
LFG | 10.64 | 10.65 | 24.97 | 24.97 | 14.32 | 14.32
Nuc | 0 | 0 | 0 | 0 | 0 | 0
PS | 0 | 0 | 0 | 0 | 0 | 0
PV | 0 | 116.73 | 116.73 | 116.76 | 116.77 | 0.06
PeakG | 0 | 0 | 0 | 0 | 0 | 0
PeakO | 0 | 0 | 0 | 0 | 0 | 0
ST | 0 | 0 | 0 | 0 | 0 | 0
STOG | 0 | 0 | 0 | 0 | 0 | 0
STWD | 0 | 0 | 0 | 0 | 0 | 0
WT | 54.49 | 703.38 | 1087.33 | 1153.37 | 1106.17 | 457.28
IGCC | 0 | 0 | 0 | 0 | 0 | 0
DemandResponse | 0 | 0 | 0 | 0 | 0 | 0
IGCC-CCS | 0 | 0 | 0 | 0 | 0 | 0
WT_off | 283.24 | 283.24 | 283.24 | 283.24 | 0 | 0
PseudoUnit | 0 | 0 | 0 | 0 | 0 | 0
FixedInterchange | 0 | 0 | 0 | 0 | 0 | 0
Levelized Capital Costs by Reporting Type: NonRTO_Midwest
ReportingType | 2015 | 2020 | 2025 | 2030 | 2035 | 2040
BM | 0 | 0 | 0 | 0 | 0 | 0
CC | 0 | 41.69 | 50.47 | 70.35 | 107.51 | 145.58
CSP | 0 | 0 | 0 | 0 | 0 | 0
CT | 0 | 27.23 | 27.23 | 27.23 | 27.23 | 0
Coal | 0 | 0 | 0 | 0 | 0 | 0
Geo | 0 | 0 | 0 | 0 | 0 | 0
H | 0 | 0 | 0 | 0 | 0 | 0
LFG | 0 | 0 | 1.04 | 30 | 30 | 30
Nuc | 0 | 0 | 0 | 0 | 0 | 0
PS | 0 | 0 | 0 | 0 | 0 | 0
PV | 0 | 0 | 0 | 0 | 0 | 0
PeakG | 0 | 0 | 0 | 0 | 0 | 0
PeakO | 0 | 0 | 0 | 0 | 0 | 0
ST | 0 | 0 | 0 | 0 | 0 | 0
STOG | 0 | 0 | 0 | 0 | 0 | 0
STWD | 0 | 0 | 0 | 0 | 0 | 0
WT | 0 | 0 | 0 | 0 | 0 | 0
IGCC | 0 | 0 | 0 | 0 | 0 | 0
DemandResponse | 0 | 0 | 0 | 0 | 0 | 0
IGCC-CCS | 0 | 0 | 0 | 0 | 0 | 0
WT_off | 0 | 0 | 0 | 0 | 0 | 0
PseudoUnit | 0 | 0 | 0 | 0 | 0 | 0
FixedInterchange | 0 | 0 | 0 | 0 | 0 | 0
Levelized Capital Costs by Reporting Type: NYISO_A-F
ReportingType | 2015 | 2020 | 2025 | 2030 | 2035 | 2040
BM | 0 | 0 | 0 | 0 | 0 | 0
CC | 85.71 | 85.71 | 85.71 | 85.71 | 85.72 | 0
CSP | 0 | 0 | 0 | 0 | 0 | 0
CT | 0 | 0 | 0 | 0 | 0 | 0
Coal | 0 | 0 | 0 | 0 | 0 | 0
Geo | 0 | 0 | 0 | 0 | 0 | 0
H | 0 | 0 | 0 | 0 | 0 | 0
LFG | 1.35 | 1.35 | 2.86 | 14.91 | 13.57 | 13.57
Nuc | 0 | 0 | 0 | 0 | 0 | 0
PS | 0 | 0 | 0 | 0 | 0 | 0
PV | 0 | 0 | 0 | 0 | 0 | 0
PeakG | 0 | 0 | 0 | 0 | 0 | 0
PeakO | 0 | 0 | 0 | 0 | 0 | 0
ST | 0 | 0 | 0 | 0 | 0 | 0
STOG | 0 | 0 | 0 | 0 | 0 | 0
STWD | 0 | 0 | 0 | 0 | 0 | 0
WT | 571.17 | 727.41 | 727.41 | 804.74 | 379.53 | 223.3
IGCC | 0 | 0 | 0 | 0 | 0 | 0
DemandResponse | 0 | 0 | 0 | 0 | 0 | 0
IGCC-CCS | 0 | 0 | 0 | 0 | 0 | 0
WT_off | 0 | 0 | 0 | 0 | 0 | 0
PseudoUnit | 0 | 0 | 0 | 0 | 0 | 0
FixedInterchange | 0 | 0 | 0 | 0 | 0 | 0
Levelized Capital Costs by Reporting Type: NYISO_G-I
ReportingType | 2015 | 2020 | 2025 | 2030 | 2035 | 2040
BM | 0 | 0 | 0 | 0 | 0 | 0
CC | 0 | 0 | 88.79 | 166.31 | 519.85 | 902.27
CSP | 0 | 0 | 0 | 0 | 0 | 0
CT | 0 | 0 | 0 | 0 | 0 | 0
Coal | 0 | 0 | 0 | 0 | 0 | 0
Geo | 0 | 0 | 0 | 0 | 0 | 0
H | 0 | 0 | 0 | 0 | 0 | 0
LFG | 0 | 0 | 14.85 | 14.85 | 14.85 | 14.85
Nuc | 0 | 0 | 0 | 0 | 0 | 0
PS | 0 | 0 | 0 | 0 | 0 | 0
PV | 0 | 0 | 0 | 0 | 0 | 0
PeakG | 0 | 0 | 0 | 0 | 0 | 0
PeakO | 0 | 0 | 0 | 0 | 0 | 0
ST | 0 | 0 | 0 | 0 | 0 | 0
STOG | 0 | 0 | 0 | 0 | 0 | 0
STWD | 0 | 0 | 0 | 0 | 0 | 0
WT | 0 | 12.72 | 12.72 | 12.72 | 12.72 | 0
IGCC | 0 | 0 | 0 | 0 | 0 | 0
DemandResponse | 0 | 0 | 0 | 0 | 0 | 0
IGCC-CCS | 0 | 0 | 0 | 0 | 0 | 0
WT_off | 0 | 0 | 0 | 0 | 0 | 0
PseudoUnit | 0 | 0 | 0 | 0 | 0 | 0
FixedInterchange | 0 | 0 | 0 | 0 | 0 | 0
Levelized Capital Costs by Reporting Type: NYISO_J-K
ReportingType | 2015 | 2020 | 2025 | 2030 | 2035 | 2040
BM | 0 | 0 | 0 | 0 | 0 | 0
CC | 226.37 | 226.37 | 226.37 | 226.37 | 226.37 | 0
CSP | 0 | 0 | 0 | 0 | 0 | 0
CT | 0 | 0 | 20.68 | 113.16 | 127.97 | 158.58
Coal | 0 | 0 | 0 | 0 | 0 | 0
Geo | 0 | 0 | 0 | 0 | 0 | 0
H | 0 | 0 | 0 | 0 | 0 | 0
LFG | 0 | 0 | 0 | 20.47 | 20.47 | 20.47
Nuc | 0 | 0 | 0 | 0 | 0 | 0
PS | 0 | 0 | 0 | 0 | 0 | 0
PV | 16.99 | 16.99 | 16.99 | 16.99 | 0 | 0
PeakG | 0 | 0 | 0 | 0 | 0 | 0
PeakO | 0 | 0 | 0 | 0 | 0 | 0
ST | 0 | 0 | 0 | 0 | 0 | 0
STOG | 0 | 0 | 0 | 0 | 0 | 0
STWD | 0 | 0 | 0 | 0 | 0 | 0
WT | 0 | 0 | 0 | 0 | 0 | 0
IGCC | 0 | 0 | 0 | 0 | 0 | 0
DemandResponse | 0 | 0 | 0 | 0 | 0 | 0
IGCC-CCS | 0 | 0 | 0 | 0 | 0 | 0
WT_off | 0 | 0 | 0 | 0 | 0 | 0
PseudoUnit | 0 | 0 | 0 | 0 | 0 | 0
FixedInterchange | 0 | 0 | 0 | 0 | 0 | 0
Levelized Capital Costs by Reporting Type: PJM_E
ReportingType | 2015 | 2020 | 2025 | 2030 | 2035 | 2040
BM | 14.48 | 14.48 | 14.48 | 14.48 | 14.48 | 14.48
CC | 673.31 | 673.31 | 673.31 | 673.31 | 582.39 | 0
CSP | 0 | 0 | 0 | 0 | 0 | 0
CT | 2.28 | 2.28 | 2.28 | 0 | 25.2 | 129.09
Coal | 9.09 | 9.09 | 9.09 | 9.09 | 9.09 | 9.09
Geo | 0 | 0 | 0 | 0 | 0 | 0
H | 0 | 0 | 0 | 0 | 0 | 0
LFG | 2.19 | 32.86 | 32.86 | 30.67 | 30.67 | 0
Nuc | 0 | 0 | 0 | 0 | 0 | 0
PS | 0 | 0 | 0 | 0 | 0 | 0
PV | 11.04 | 11.04 | 11.04 | 11.04 | 0 | 0
PeakG | 0 | 0 | 0 | 0 | 0 | 0
PeakO | 0 | 0 | 0 | 0 | 0 | 0
ST | 0 | 0 | 0 | 0 | 0 | 0
STOG | 0 | 0 | 0 | 0 | 0 | 0
STWD | 0 | 0 | 0 | 0 | 0 | 0
WT | 300.12 | 300.12 | 300.12 | 300.12 | 0 | 0
IGCC | 0 | 0 | 0 | 0 | 0 | 0
DemandResponse | 0 | 0 | 0 | 0 | 0 | 0
IGCC-CCS | 0 | 0 | 0 | 0 | 0 | 0
WT_off | 0 | 0 | 540.35 | 540.35 | 540.35 | 540.35
PseudoUnit | 0 | 0 | 0 | 0 | 0 | 0
FixedInterchange | 0 | 0 | 0 | 0 | 0 | 0
Levelized Capital Costs by Reporting Type: PJM_ROM
ReportingType | 2015 | 2020 | 2025 | 2030 | 2035 | 2040
BM | 7.8 | 7.8 | 7.8 | 7.8 | 7.8 | 7.8
CC | 232.92 | 232.92 | 232.92 | 232.92 | 653.52 | 1957.88
CSP | 0 | 0 | 0 | 0 | 0 | 0
CT | 1.4 | 1.4 | 1.4 | 1.4 | 0 | 0
Coal | 10.21 | 10.21 | 10.21 | 10.21 | 10.21 | 10.21
Geo | 0 | 0 | 0 | 0 | 0 | 0
H | 0 | 0 | 0 | 0 | 0 | 0
LFG | 3.93 | 57.29 | 57.29 | 55.71 | 53.36 | 0
Nuc | 0 | 0 | 0 | 0 | 0 | 0
PS | 0 | 0 | 0 | 0 | 0 | 0
PV | 0 | 506.14 | 795.52 | 868.62 | 897.43 | 421.06
PeakG | 0 | 0 | 0 | 0 | 0 | 0
PeakO | 0 | 0 | 0 | 0 | 0 | 0
ST | 0 | 0 | 0 | 0 | 0 | 0
STOG | 0 | 0 | 0 | 0 | 0 | 0
STWD | 0 | 0 | 0 | 0 | 0 | 0
WT | 113.55 | 113.55 | 273.91 | 1535.33 | 1449.19 | 1449.19
IGCC | 0 | 0 | 0 | 0 | 0 | 0
DemandResponse | 0 | 0 | 0 | 0 | 0 | 0
IGCC-CCS | 0 | 0 | 0 | 0 | 0 | 0
WT_off | 0 | 0 | 0 | 0 | 0 | 0
PseudoUnit | 0 | 0 | 0 | 0 | 0 | 0
FixedInterchange | 0 | 0 | 0 | 0 | 0 | 0
Levelized Capital Costs by Reporting Type: PJM_ROR
ReportingType | 2015 | 2020 | 2025 | 2030 | 2035 | 2040
BM | 165.77 | 165.77 | 165.77 | 165.77 | 165.77 | 80.7
CC | 350.7 | 364.13 | 364.13 | 962.65 | 2078.13 | 1747.52
CSP | 0 | 0 | 0 | 0 | 0 | 0
CT | 2.4 | 2.4 | 2.4 | 2.4 | 0 | 0
Coal | 648.6 | 648.6 | 648.6 | 648.6 | 648.6 | 648.6
Geo | 0 | 0 | 0 | 0 | 0 | 0
H | 0 | 0 | 0 | 0 | 0 | 0
LFG | 11.72 | 11.72 | 110.38 | 104.73 | 98.66 | 98.66
Nuc | 0 | 0 | 0 | 0 | 0 | 0
PS | 0 | 0 | 0 | 0 | 0 | 0
PV | 0 | 0 | 0 | 0 | 0 | 0
PeakG | 0 | 0 | 0 | 0 | 0 | 0
PeakO | 0 | 0 | 0 | 0 | 0 | 0
ST | 0 | 0 | 0 | 0 | 0 | 0
STOG | 0 | 0 | 0 | 0 | 0 | 0
STWD | 0 | 0 | 0 | 0 | 0 | 0
WT | 1894.89 | 1894.89 | 1932.93 | 1146.08 | 38.03 | 264.97
IGCC | 0 | 0 | 0 | 0 | 0 | 0
DemandResponse | 0 | 0 | 0 | 0 | 0 | 0
IGCC-CCS | 0 | 0 | 0 | 0 | 0 | 0
WT_off | 0 | 0 | 0 | 0 | 0 | 0
PseudoUnit | 0 | 0 | 0 | 0 | 0 | 0
FixedInterchange | 0 | 0 | 0 | 0 | 0 | 0
Levelized Capital Costs by Reporting Type: SOCO
ReportingType | 2015 | 2020 | 2025 | 2030 | 2035 | 2040
BM | 21 | 21 | 21 | 21 | 21 | 21
CC | 545.14 | 565.07 | 588.64 | 856.17 | 856.17 | 311.03
CSP | 0 | 0 | 0 | 0 | 0 | 0
CT | 0 | 0 | 0 | 0 | 0 | 0
Coal | 0 | 0 | 0 | 0 | 697.63 | 2116.99
Geo | 0 | 0 | 0 | 0 | 0 | 0
H | 0 | 0 | 0 | 0 | 0 | 0
LFG | 0 | 0 | 19.65 | 19.65 | 19.65 | 19.65
Nuc | 0 | 1254.21 | 1254.21 | 1254.21 | 1254.21 | 1254.21
PS | 0 | 0 | 0 | 0 | 0 | 0
PV | 0 | 0 | 0 | 0 | 0 | 0
PeakG | 0 | 0 | 0 | 0 | 0 | 0
PeakO | 0 | 0 | 0 | 0 | 0 | 0
ST | 0 | 0 | 0 | 0 | 0 | 0
STOG | 0 | 0 | 0 | 0 | 0 | 0
STWD | 0 | 0 | 0 | 0 | 0 | 0
WT | 0 | 0 | 0 | 0 | 0 | 0
IGCC | 0 | 0 | 0 | 0 | 0 | 0
DemandResponse | 0 | 0 | 0 | 0 | 0 | 0
IGCC-CCS | 0 | 0 | 0 | 0 | 0 | 0
WT_off | 0 | 0 | 0 | 0 | 0 | 0
PseudoUnit | 0 | 0 | 0 | 0 | 0 | 0
FixedInterchange | 0 | 0 | 0 | 0 | 0 | 0
Levelized Capital Costs by Reporting Type: SPP_N
ReportingType | 2015 | 2020 | 2025 | 2030 | 2035 | 2040
BM | 0 | 0 | 0 | 0 | 0 | 0
CC | 0 | 126.14 | 161.54 | 207.07 | 207.07 | 207.07
CSP | 0 | 0 | 0 | 0 | 0 | 0
CT | 0 | 0 | 0 | 29.57 | 112.06 | 162.26
Coal | 128.56 | 128.56 | 128.56 | 128.56 | 128.56 | 383.89
Geo | 0 | 0 | 0 | 0 | 0 | 0
H | 0 | 0 | 0 | 0 | 0 | 0
LFG | 0 | 0 | 17.63 | 17.63 | 17.63 | 17.63
Nuc | 0 | 0 | 0 | 0 | 0 | 0
PS | 0 | 0 | 0 | 0 | 0 | 0
PV | 0 | 0 | 0 | 0 | 0 | 0
PeakG | 0 | 0 | 0 | 0 | 0 | 0
PeakO | 0 | 0 | 0 | 0 | 0 | 0
ST | 0 | 0 | 0 | 0 | 0 | 0
STOG | 0 | 0 | 0 | 0 | 0 | 0
STWD | 0 | 0 | 0 | 0 | 0 | 0
WT | 0 | 0 | 0 | 0.3 | 83.67 | 83.67
IGCC | 0 | 0 | 0 | 0 | 0 | 0
DemandResponse | 0 | 0 | 0 | 0 | 0 | 0
IGCC-CCS | 0 | 0 | 0 | 0 | 0 | 0
WT_off | 0 | 0 | 0 | 0 | 0 | 0
PseudoUnit | 0 | 0 | 0 | 0 | 0 | 0
FixedInterchange | 0 | 0 | 0 | 0 | 0 | 0
Levelized Capital Costs by Reporting Type: SPP_S
ReportingType | 2015 | 2020 | 2025 | 2030 | 2035 | 2040
BM | 0 | 0 | 0 | 0 | 0 | 0
CC | 0 | 68.44 | 88.47 | 264.2 | 264.2 | 264.2
CSP | 0 | 0 | 0 | 0 | 0 | 0
CT | 33.21 | 56.93 | 56.93 | 56.93 | 23.72 | 0
Coal | 273.14 | 273.14 | 273.14 | 273.14 | 273.14 | 273.14
Geo | 0 | 0 | 0 | 0 | 0 | 0
H | 0 | 0 | 0 | 0 | 0 | 0
LFG | 0 | 0 | 17.63 | 17.63 | 17.63 | 17.63
Nuc | 0 | 0 | 0 | 0 | 0 | 0
PS | 0 | 0 | 0 | 0 | 0 | 0
PV | 0 | 0 | 0 | 0 | 0 | 0
PeakG | 0 | 0 | 0 | 0 | 0 | 0
PeakO | 0 | 0 | 0 | 0 | 0 | 0
ST | 0 | 0 | 0 | 0 | 0 | 0
STOG | 0 | 0 | 0 | 0 | 0 | 0
STWD | 0 | 0 | 0 | 0 | 0 | 0
WT | 92.65 | 633.16 | 654.29 | 727.68 | 2461.93 | 3478.07
IGCC | 0 | 0 | 0 | 0 | 0 | 0
DemandResponse | 0 | 0 | 0 | 0 | 0 | 0
IGCC-CCS | 0 | 0 | 0 | 0 | 0 | 0
WT_off | 0 | 0 | 0 | 0 | 0 | 0
PseudoUnit | 0 | 0 | 0 | 0 | 0 | 0
FixedInterchange | 0 | 0 | 0 | 0 | 0 | 0
Levelized Capital Costs by Reporting Type: TVA
ReportingType | 2015 | 2020 | 2025 | 2030 | 2035 | 2040
BM | 0 | 0 | 0 | 0 | 0 | 0
CC | 151.13 | 258.39 | 280.82 | 386.47 | 352 | 235.34
CSP | 0 | 0 | 0 | 0 | 0 | 0
CT | 0 | 152.44 | 152.44 | 152.44 | 152.44 | 0
Coal | 0 | 0 | 0 | 0 | 926.82 | 1540.05
Geo | 0 | 0 | 0 | 0 | 0 | 0
H | 0 | 0 | 0 | 0 | 0 | 0
LFG | 0 | 0 | 19.35 | 19.35 | 19.35 | 19.35
Nuc | 684.91 | 684.91 | 684.91 | 684.91 | 684.91 | 684.91
PS | 0 | 0 | 0 | 0 | 0 | 0
PV | 0 | 0 | 0 | 0 | 0 | 0
PeakG | 0 | 0 | 0 | 0 | 0 | 0
PeakO | 0 | 0 | 0 | 0 | 0 | 0
ST | 0 | 0 | 0 | 0 | 0 | 0
STOG | 0 | 0 | 0 | 0 | 0 | 0
STWD | 0 | 0 | 0 | 0 | 0 | 0
WT | 0 | 0 | 0 | 0 | 0 | 0
IGCC | 0 | 0 | 0 | 0 | 0 | 0
DemandResponse | 0 | 0 | 0 | 0 | 0 | 0
IGCC-CCS | 0 | 0 | 0 | 0 | 0 | 0
WT_off | 0 | 0 | 0 | 0 | 0 | 0
PseudoUnit | 0 | 0 | 0 | 0 | 0 | 0
FixedInterchange | 0 | 0 | 0 | 0 | 0 | 0
Levelized Capital Costs by Reporting Type: TVA_Transmission
ReportingType | 2015 | 2020 | 2025 | 2030 | 2035 | 2040
BM | 0 | 0 | 0 | 0 | 0 | 0
CC | 0 | 0 | 0 | 0 | 0 | 0
CSP | 0 | 0 | 0 | 0 | 0 | 0
CT | 0 | 0 | 0 | 0 | 0 | 0
Coal | 0 | 0 | 0 | 0 | 0 | 0
Geo | 0 | 0 | 0 | 0 | 0 | 0
H | 0 | 0 | 0 | 0 | 0 | 0
LFG | 0 | 0 | 0 | 0 | 0 | 0
Nuc | 0 | 0 | 0 | 0 | 0 | 0
PS | 0 | 0 | 0 | 0 | 0 | 0
PV | 0 | 0 | 0 | 0 | 0 | 0
PeakG | 0 | 0 | 0 | 0 | 0 | 0
PeakO | 0 | 0 | 0 | 0 | 0 | 0
ST | 0 | 0 | 0 | 0 | 0 | 0
STOG | 0 | 0 | 0 | 0 | 0 | 0
STWD | 0 | 0 | 0 | 0 | 0 | 0
WT | 0 | 0 | 0 | 0 | 0 | 0
IGCC | 0 | 0 | 0 | 0 | 0 | 0
DemandResponse | 0 | 0 | 0 | 0 | 0 | 0
IGCC-CCS | 0 | 0 | 0 | 0 | 0 | 0
WT_off | 0 | 0 | 0 | 0 | 0 | 0
PseudoUnit | 0 | 0 | 0 | 0 | 0 | 0
FixedInterchange | 0 | 0 | 0 | 0 | 0 | 0
Levelized Capital Costs by Reporting Type: VACAR
ReportingType | 2015 | 2020 | 2025 | 2030 | 2035 | 2040
BM | 0.34 | 119.03 | 329.91 | 366.14 | 395.87 | 440.16
CC | 622.28 | 643.22 | 773.41 | 1050.14 | 1514.56 | 1383.88
CSP | 0 | 0 | 0 | 0 | 0 | 0
CT | 60.17 | 60.17 | 60.17 | 60.17 | 126.33 | 126.33
Coal | 220.45 | 220.45 | 220.45 | 220.45 | 220.45 | 220.45
Geo | 0 | 0 | 0 | 0 | 0 | 0
H | 0 | 0 | 0 | 0 | 0 | 0
LFG | 0.06 | 19.57 | 19.57 | 19.57 | 19.51 | 0
Nuc | 0 | 1320.06 | 1320.06 | 1320.06 | 1320.06 | 1320.06
PS | 0 | 0 | 0 | 0 | 0 | 0
PV | 0 | 43.33 | 45.27 | 47.67 | 50.14 | 9.41
PeakG | 0 | 0 | 0 | 0 | 0 | 0
PeakO | 0 | 0 | 0 | 0 | 0 | 0
ST | 0 | 0 | 0 | 0 | 0 | 0
STOG | 0 | 0 | 0 | 0 | 0 | 0
STWD | 0 | 0 | 0 | 0 | 0 | 0
WT | 0.19 | 740.59 | 740.59 | 740.59 | 740.4 | 0
IGCC | 0 | 0 | 0 | 0 | 0 | 0
DemandResponse | 0 | 0 | 0 | 0 | 0 | 0
IGCC-CCS | 0 | 0 | 0 | 0 | 0 | 0
WT_off | 0.53 | 0.53 | 0.53 | 0.53 | 0 | 0
PseudoUnit | 0 | 0 | 0 | 0 | 0 | 0
FixedInterchange | 0 | 0 | 0 | 0 | 0 | 0
Levelized Capital Costs by Reporting Type: IESO
ReportingType | 2015 | 2020 | 2025 | 2030 | 2035 | 2040
BM | 144.8 | 144.8 | 144.8 | 144.8 | 144.8 | 144.8
CC | 175.41 | 175.41 | 175.41 | 175.41 | 175.41 | 303.57
CSP | 0 | 0 | 0 | 0 | 0 | 0
CT | 41.8 | 41.8 | 41.8 | 41.8 | 91.91 | 115.58
Coal | 0 | 0 | 0 | 0 | 0 | 0
Geo | 0 | 0 | 0 | 0 | 0 | 0
H | 0 | 0 | 0 | 0 | 0 | 0
LFG | 5.12 | 5.12 | 5.12 | 5.12 | 0.17 | 0.17
Nuc | 0 | 0 | 0 | 0 | 0 | 0
PS | 0 | 0 | 0 | 0 | 0 | 0
PV | 539.74 | 539.74 | 539.74 | 539.74 | 0 | 0
PeakG | 0 | 0 | 0 | 0 | 0 | 0
PeakO | 0 | 0 | 0 | 0 | 0 | 0
ST | 0 | 0 | 0 | 0 | 0 | 0
STOG | 0 | 0 | 0 | 0 | 0 | 0
STWD | 0 | 0 | 0 | 0 | 0 | 0
WT | 660.4 | 660.4 | 660.4 | 660.4 | 0 | 0
IGCC | 0 | 0 | 0 | 0 | 0 | 0
DemandResponse | 0 | 0 | 0 | 0 | 0 | 0
IGCC-CCS | 0 | 0 | 0 | 0 | 0 | 0
WT_off | 0 | 0 | 0 | 0 | 0 | 0
PseudoUnit | 0 | 0 | 0 | 0 | 0 | 0
FixedInterchange | 0 | 0 | 0 | 0 | 0 | 0
Levelized Capital Costs by Reporting Type: MAPP_CA
ReportingType | 2015 | 2020 | 2025 | 2030 | 2035 | 2040
BM | 0 | 0 | 0 | 0 | 0 | 0
CC | 100.18 | 155.31 | 173.78 | 216.95 | 261.82 | 161.64
CSP | 0 | 0 | 0 | 0 | 0 | 0
CT | 0 | 0 | 0 | 0 | 0 | 35.76
Coal | 0 | 0 | 0 | 0 | 0 | 0
Geo | 0 | 0 | 0 | 0 | 0 | 0
H | 0 | 0 | 0 | 0 | 0 | 0
LFG | 0 | 0 | 0 | 0 | 0 | 0
Nuc | 0 | 0 | 0 | 0 | 0 | 0
PS | 0 | 0 | 0 | 0 | 0 | 0
PV | 0 | 0 | 0 | 0 | 0 | 0
PeakG | 0 | 0 | 0 | 0 | 0 | 0
PeakO | 0 | 0 | 0 | 0 | 0 | 0
ST | 0 | 0 | 0 | 0 | 0 | 0
STOG | 0 | 0 | 0 | 0 | 0 | 0
STWD | 0 | 0 | 0 | 0 | 0 | 0
WT | 87.23 | 87.23 | 87.23 | 87.23 | 0 | 0
IGCC | 0 | 0 | 0 | 0 | 0 | 0
DemandResponse | 0 | 0 | 0 | 0 | 0 | 0
IGCC-CCS | 0 | 0 | 0 | 0 | 0 | 0
WT_off | 0 | 0 | 0 | 0 | 0 | 0
PseudoUnit | 0 | 0 | 0 | 0 | 0 | 0
FixedInterchange | 0 | 0 | 0 | 0 | 0 | 0
Levelized Capital Costs by Reporting Type: AZ_NM_SNV_Coal
ReportingType | 2015 | 2020 | 2025 | 2030 | 2035 | 2040
BM | 0 | 0 | 0 | 0 | 0 | 0
CC | 0 | 0 | 0 | 0 | 0 | 0
CSP | 0 | 0 | 0 | 0 | 0 | 0
CT | 0 | 0 | 0 | 0 | 0 | 0
Coal | 0 | 0 | 0 | 0 | 0 | 1808.04
Geo | 0 | 0 | 0 | 0 | 0 | 0
H | 0 | 0 | 0 | 0 | 0 | 0
LFG | 0 | 0 | 0 | 0 | 0 | 0
Nuc | 0 | 0 | 0 | 0 | 0 | 0
PS | 0 | 0 | 0 | 0 | 0 | 0
PV | 0 | 0 | 0 | 0 | 0 | 0
PeakG | 0 | 0 | 0 | 0 | 0 | 0
PeakO | 0 | 0 | 0 | 0 | 0 | 0
ST | 0 | 0 | 0 | 0 | 0 | 0
STOG | 0 | 0 | 0 | 0 | 0 | 0
STWD | 0 | 0 | 0 | 0 | 0 | 0
WT | 0 | 0 | 0 | 0 | 0 | 0
IGCC | 0 | 0 | 0 | 0 | 0 | 0
DemandResponse | 0 | 0 | 0 | 0 | 0 | 0
IGCC-CCS | 0 | 0 | 0 | 0 | 0 | 0
WT_off | 0 | 0 | 0 | 0 | 0 | 0
PseudoUnit | 0 | 0 | 0 | 0 | 0 | 0
FixedInterchange | 0 | 0 | 0 | 0 | 0 | 0
Levelized Capital Costs by Reporting Type: AZ_NM_SNV_Gas
ReportingType | 2015 | 2020 | 2025 | 2030 | 2035 | 2040
BM | 0 | 0 | 0 | 0 | 0 | 0
CC | 79.32 | 211.26 | 226.56 | 514.39 | 906.34 | 827.01
CSP | 0 | 0 | 0 | 0 | 0 | 0
CT | 63.7 | 63.7 | 63.7 | 63.7 | 0 | 0
Coal | 0 | 0 | 0 | 0 | 0 | 0
Geo | 0 | 0 | 0 | 0 | 0 | 0
H | 0 | 0 | 0 | 0 | 0 | 0
LFG | 0 | 0 | 0 | 0 | 0 | 0
Nuc | 0 | 0 | 0 | 0 | 0 | 0
PS | 0 | 0 | 0 | 0 | 0 | 0
PV | 0 | 0 | 0 | 0 | 0 | 0
PeakG | 0 | 0 | 0 | 0 | 0 | 0
PeakO | 0 | 0 | 0 | 0 | 0 | 0
ST | 0 | 0 | 0 | 0 | 0 | 0
STOG | 0 | 0 | 0 | 0 | 0 | 0
STWD | 0 | 0 | 0 | 0 | 0 | 0
WT | 0 | 0 | 0 | 0 | 0 | 0
IGCC | 0 | 0 | 0 | 0 | 0 | 0
DemandResponse | 0 | 0 | 0 | 0 | 0 | 0
IGCC-CCS | 0 | 0 | 0 | 0 | 0 | 0
WT_off | 0 | 0 | 0 | 0 | 0 | 0
PseudoUnit | 0 | 0 | 0 | 0 | 0 | 0
FixedInterchange | 0 | 0 | 0 | 0 | 0 | 0
Levelized Capital Costs by Reporting Type: AZ_NM_SNV_NucRenew
ReportingType | 2015 | 2020 | 2025 | 2030 | 2035 | 2040
BM | 0 | 0 | 0 | 0 | 0 | 0
CC | 0 | 0 | 0 | 0 | 0 | 0
CSP | 0 | 0 | 0 | 0 | 0 | 0
CT | 0 | 0 | 0 | 0 | 0 | 0
Coal | 0 | 0 | 0 | 0 | 0 | 0
Geo | 0 | 0 | 369.64 | 369.64 | 369.64 | 369.64
H | 0 | 0 | 0 | 0 | 0 | 0
LFG | 0 | 11.72 | 11.72 | 11.72 | 11.72 | 0
Nuc | 0 | 0 | 0 | 0 | 0 | 0
PS | 0 | 0 | 0 | 0 | 0 | 0
PV | 34.88 | 34.88 | 34.88 | 34.88 | 0 | 0
PeakG | 0 | 0 | 0 | 0 | 0 | 0
PeakO | 0 | 0 | 0 | 0 | 0 | 0
ST | 101.54 | 251.51 | 334.1 | 291 | 254.82 | 104.86
STOG | 0 | 0 | 0 | 0 | 0 | 0
STWD | 0 | 0 | 0 | 0 | 0 | 0
WT | 14.29 | 2014.7 | 2014.7 | 2076.22 | 2061.93 | 61.52
IGCC | 0 | 0 | 0 | 0 | 0 | 0
DemandResponse | 0 | 0 | 0 | 0 | 0 | 0
IGCC-CCS | 0 | 0 | 0 | 0 | 0 | 0
WT_off | 0 | 0 | 0 | 0 | 0 | 0
PseudoUnit | 0 | 0 | 0 | 0 | 0 | 0
FixedInterchange | 0 | 0 | 0 | 0 | 0 | 0
Levelized Capital Costs by Reporting Type: ERCOT
ReportingType | 2015 | 2020 | 2025 | 2030 | 2035 | 2040
BM | 54.69 | 54.69 | 54.69 | 54.69 | 54.69 | 54.69
CC | 292.81 | 612.77 | 612.77 | 831.04 | 1114.82 | 1088.98
CSP | 0 | 0 | 0 | 0 | 0 | 0
CT | 20.97 | 20.97 | 20.97 | 20.97 | 0 | 0
Coal | 540.38 | 540.38 | 540.38 | 540.38 | 540.38 | 540.38
Geo | 0 | 0 | 0 | 0 | 0 | 0
H | 0 | 0 | 0 | 0 | 0 | 0
LFG | 0 | 0 | 0 | 63.77 | 63.77 | 63.77
Nuc | 0 | 0 | 0 | 0 | 0 | 0
PS | 0 | 0 | 0 | 0 | 0 | 0
PV | 4.89 | 4.89 | 4.89 | 4.89 | 0 | 0
PeakG | 0 | 0 | 0 | 0 | 0 | 0
PeakO | 0 | 0 | 0 | 0 | 0 | 0
ST | 0 | 0 | 0 | 0 | 0 | 0
STOG | 0 | 0 | 0 | 0 | 0 | 0
STWD | 0 | 0 | 0 | 0 | 0 | 0
WT | 72.7 | 72.7 | 72.7 | 72.7 | 0 | 495.84
IGCC | 0 | 0 | 0 | 0 | 0 | 0
DemandResponse | 0 | 0 | 0 | 0 | 0 | 0
IGCC-CCS | 0 | 0 | 0 | 0 | 0 | 0
WT_off | 0 | 0 | 0 | 0 | 0 | 0
PseudoUnit | 0 | 0 | 0 | 0 | 0 | 0
FixedInterchange | 0 | 0 | 0 | 0 | 0 | 0
Levelized Capital Costs by Reporting Type: NP15
ReportingType | 2015 | 2020 | 2025 | 2030 | 2035 | 2040
BM | 0 | 0 | 0 | 0 | 0 | 0
CC | 130.44 | 130.44 | 130.44 | 130.44 | 130.44 | 0
CSP | 0 | 0 | 0 | 0 | 0 | 0
CT | 23.49 | 91.09 | 322.17 | 673.05 | 988.44 | 1276.79
Coal | 0 | 0 | 0 | 0 | 0 | 0
Geo | 0 | 88.65 | 180.56 | 180.56 | 180.56 | 91.9
H | 0 | 0 | 0 | 0 | 0 | 0
LFG | 0 | 125.8 | 125.8 | 125.8 | 125.8 | 0
Nuc | 0 | 0 | 0 | 0 | 0 | 0
PS | 0 | 0 | 0 | 0 | 0 | 0
PV | 2.79 | 2.79 | 2.79 | 2.79 | 0 | 0
PeakG | 0 | 0 | 0 | 0 | 0 | 0
PeakO | 0 | 0 | 0 | 0 | 0 | 0
ST | 12.6 | 12.6 | 12.6 | 12.6 | 0 | 0
STOG | 0 | 0 | 0 | 0 | 0 | 0
STWD | 0 | 0 | 0 | 0 | 0 | 0
WT | 26.07 | 837.92 | 837.92 | 837.92 | 811.85 | 0
IGCC | 0 | 0 | 0 | 0 | 0 | 0
DemandResponse | 0 | 0 | 0 | 0 | 0 | 0
IGCC-CCS | 0 | 0 | 0 | 0 | 0 | 0
WT_off | 0 | 0 | 0 | 0 | 0 | 0
PseudoUnit | 0 | 0 | 0 | 0 | 0 | 0
FixedInterchange | 0 | 0 | 0 | 0 | 0 | 0
Levelized Capital Costs by Reporting Type: NWPP_Coal
ReportingType | 2015 | 2020 | 2025 | 2030 | 2035 | 2040
BM | 0 | 0 | 0 | 0 | 0 | 0
CC | 0 | 0 | 0 | 0 | 0 | 0
CSP | 0 | 0 | 0 | 0 | 0 | 0
CT | 0 | 0 | 0 | 0 | 0 | 0
Coal | 0 | 0 | 0 | 0 | 0 | 0
Geo | 0 | 0 | 0 | 0 | 0 | 0
H | 0 | 0 | 0 | 0 | 0 | 0
LFG | 0 | 0 | 0 | 0 | 0 | 0
Nuc | 0 | 0 | 0 | 0 | 0 | 0
PS | 0 | 0 | 0 | 0 | 0 | 0
PV | 0 | 0 | 0 | 0 | 0 | 0
PeakG | 0 | 0 | 0 | 0 | 0 | 0
PeakO | 0 | 0 | 0 | 0 | 0 | 0
ST | 0 | 0 | 0 | 0 | 0 | 0
STOG | 0 | 0 | 0 | 0 | 0 | 0
STWD | 0 | 0 | 0 | 0 | 0 | 0
WT | 0 | 0 | 0 | 0 | 0 | 0
IGCC | 0 | 0 | 0 | 0 | 0 | 0
DemandResponse | 0 | 0 | 0 | 0 | 0 | 0
IGCC-CCS | 0 | 0 | 0 | 0 | 0 | 0
WT_off | 0 | 0 | 0 | 0 | 0 | 0
PseudoUnit | 0 | 0 | 0 | 0 | 0 | 0
FixedInterchange | 0 | 0 | 0 | 0 | 0 | 0
Levelized Capital Costs by Reporting Type: NWPP_Gas
ReportingType | 2015 | 2020 | 2025 | 2030 | 2035 | 2040
BM | 0 | 0 | 0 | 0 | 0 | 0
CC | 33.4 | 33.4 | 53.92 | 579.9 | 927.18 | 970.57
CSP | 0 | 0 | 0 | 0 | 0 | 0
CT | 13.02 | 13.02 | 13.02 | 13.02 | 0 | 0
Coal | 0 | 0 | 0 | 0 | 0.07 | 262.93
Geo | 0 | 0 | 0 | 0 | 0 | 0
H | 0 | 0 | 0 | 0 | 0 | 0
LFG | 0 | 0 | 0 | 0 | 0 | 0
Nuc | 0 | 0 | 0 | 0 | 0 | 0
PS | 0 | 0 | 0 | 0 | 0 | 0
PV | 0 | 0 | 0 | 0 | 0 | 0
PeakG | 0 | 0 | 0 | 0 | 0 | 0
PeakO | 0 | 0 | 0 | 0 | 0 | 0
ST | 0 | 0 | 0 | 0 | 0 | 0
STOG | 0 | 0 | 0 | 0 | 0 | 0
STWD | 0 | 0 | 0 | 0 | 0 | 0
WT | 0 | 0 | 0 | 0 | 0 | 0
IGCC | 0 | 0 | 0 | 0 | 0 | 0
DemandResponse | 0 | 0 | 0 | 0 | 0 | 0
IGCC-CCS | 0 | 0 | 0 | 0 | 0 | 0
WT_off | 0 | 0 | 0 | 0 | 0 | 0
PseudoUnit | 0 | 0 | 0 | 0 | 0 | 0
FixedInterchange | 0 | 0 | 0 | 0 | 0 | 0
Levelized Capital Costs by Reporting Type: NWPP_NucRenew
ReportingType | 2015 | 2020 | 2025 | 2030 | 2035 | 2040
BM | 13.89 | 13.89 | 13.89 | 13.89 | 13.89 | 13.89
CC | 0 | 0 | 0 | 0 | 0 | 0
CSP | 0 | 0 | 0 | 0 | 0 | 0
CT | 0 | 0 | 0 | 0 | 0 | 0
Coal | 0 | 0 | 0 | 0 | 0 | 0
Geo | 24.88 | 24.88 | 135.71 | 135.71 | 110.83 | 110.83
H | 0 | 0 | 0 | 0 | 0 | 0
LFG | 5.02 | 7.78 | 50.8 | 50.8 | 45.78 | 43.03
Nuc | 0 | 0 | 0 | 0 | 0 | 0
PS | 0 | 0 | 0 | 0 | 0 | 0
PV | 0 | 0 | 0 | 0 | 0 | 0
PeakG | 0 | 0 | 0 | 0 | 0 | 0
PeakO | 0 | 0 | 0 | 0 | 0 | 0
ST | 0 | 0 | 0 | 0 | 0 | 0
STOG | 0 | 0 | 0 | 0 | 0 | 0
STWD | 0 | 0 | 0 | 0 | 0 | 0
WT | 238.86 | 238.86 | 238.86 | 238.86 | 0 | 0
IGCC | 0 | 0 | 0 | 0 | 0 | 0
DemandResponse | 0 | 0 | 0 | 0 | 0 | 0
IGCC-CCS | 0 | 0 | 0 | 0 | 0 | 0
WT_off | 0 | 0 | 0 | 0 | 0 | 0
PseudoUnit | 0 | 0 | 0 | 0 | 0 | 0
FixedInterchange | 0 | 0 | 0 | 0 | 0 | 0
Levelized Capital Costs by Reporting Type: RMPA
ReportingType | 2015 | 2020 | 2025 | 2030 | 2035 | 2040
BM | 0 | 0 | 0 | 0 | 0 | 0
CC | 0 | 0 | 0 | 0 | 0 | 0
CSP | 0 | 0 | 0 | 0 | 0 | 0
CT | 15.2 | 15.2 | 15.2 | 15.2 | 0 | 0
Coal | 108.63 | 108.63 | 108.63 | 124.67 | 469.9 | 844.31
Geo | 0 | 92.81 | 664.36 | 664.36 | 664.36 | 571.55
H | 0 | 0 | 0 | 0 | 0 | 0
LFG | 0.28 | 5.85 | 5.85 | 5.85 | 5.57 | 0
Nuc | 0 | 0 | 0 | 0 | 0 | 0
PS | 0 | 0 | 0 | 0 | 0 | 0
PV | 0.37 | 0.37 | 0.37 | 0.37 | 0 | 0
PeakG | 0 | 0 | 0 | 0 | 0 | 0
PeakO | 0 | 0 | 0 | 0 | 0 | 0
ST | 1.07 | 124.7 | 132.47 | 140.76 | 139.69 | 16.06
STOG | 0 | 0 | 0 | 0 | 0 | 0
STWD | 0 | 0 | 0 | 0 | 0 | 0
WT | 172.66 | 220.3 | 220.3 | 220.3 | 47.64 | 0
IGCC | 0 | 0 | 0 | 0 | 0 | 0
DemandResponse | 0 | 0 | 0 | 0 | 0 | 0
IGCC-CCS | 0 | 0 | 0 | 0 | 0 | 0
WT_off | 0 | 0 | 0 | 0 | 0 | 0
PseudoUnit | 0 | 0 | 0 | 0 | 0 | 0
FixedInterchange | 0 | 0 | 0 | 0 | 0 | 0
Levelized Capital Costs by Reporting Type: SP15
ReportingType | 2015 | 2020 | 2025 | 2030 | 2035 | 2040
BM | 2.9 | 2.9 | 2.9 | 2.9 | 2.9 | 2.9
CC | 60.76 | 60.76 | 60.76 | 60.76 | 60.76 | 0
CSP | 0 | 0 | 0 | 0 | 0 | 0
CT | 0 | 0 | 0 | 0 | 0 | 0
Coal | 0 | 0 | 0 | 0 | 0 | 0
Geo | 14.26 | 385.19 | 385.19 | 370.93 | 370.93 | 0
H | 0 | 0 | 0 | 0 | 0 | 0
LFG | 2.09 | 125.04 | 125.04 | 124.8 | 122.95 | 0
Nuc | 0 | 0 | 0 | 0 | 0 | 0
PS | 0 | 0 | 0 | 0 | 0 | 0
PV | 1.62 | 1.62 | 1.62 | 1.62 | 0 | 0
PeakG | 0 | 0 | 0 | 0 | 0 | 0
PeakO | 0 | 0 | 0 | 0 | 0 | 0
ST | 191.39 | 191.39 | 191.39 | 191.39 | 0 | 0
STOG | 0 | 0 | 0 | 0 | 0 | 0
STWD | 0 | 0 | 0 | 0 | 0 | 0
WT | 193.26 | 193.26 | 193.26 | 193.26 | 0 | 0
IGCC | 0 | 0 | 0 | 0 | 0 | 0
DemandResponse | 0 | 0 | 0 | 0 | 0 | 0
IGCC-CCS | 0 | 0 | 0 | 0 | 0 | 0
WT_off | 0 | 0 | 0 | 0 | 0 | 0
PseudoUnit | 0 | 0 | 0 | 0 | 0 | 0
FixedInterchange | 0 | 0 | 0 | 0 | 0 | 0
Levelized Capital Costs by Reporting Type: ALB
ReportingType | 2015 | 2020 | 2025 | 2030 | 2035 | 2040
BM | 0 | 0 | 0 | 0 | 0 | 0
CC | 45.53 | 123.36 | 192.1 | 294.13 | 427.19 | 502.91
CSP | 0 | 0 | 0 | 0 | 0 | 0
CT | 16.7 | 16.7 | 16.7 | 16.7 | 0 | 0
Coal | 147.62 | 147.62 | 147.62 | 147.62 | 147.62 | 147.62
Geo | 0 | 0 | 0 | 0 | 0 | 0
H | 0 | 0 | 0 | 0 | 0 | 0
LFG | 0 | 0 | 0 | 0 | 0 | 0
Nuc | 0 | 0 | 0 | 0 | 0 | 0
PS | 0 | 0 | 0 | 0 | 0 | 0
PV | 0 | 0 | 0 | 0 | 0 | 0
PeakG | 0 | 0 | 0 | 0 | 0 | 0
PeakO | 0 | 0 | 0 | 0 | 0 | 0
ST | 0 | 0 | 0 | 0 | 0 | 0
STOG | 0 | 0 | 0 | 0 | 0 | 0
STWD | 0 | 0 | 0 | 0 | 0 | 0
WT | 2.54 | 2.54 | 2.54 | 2.54 | 0 | 0
IGCC | 0 | 0 | 0 | 0 | 0 | 0
DemandResponse | 0 | 0 | 0 | 0 | 0 | 0
IGCC-CCS | 0 | 0 | 0 | 0 | 0 | 0
WT_off | 0 | 0 | 0 | 0 | 0 | 0
PseudoUnit | 0 | 0 | 0 | 0 | 0 | 0
FixedInterchange | 0 | 0 | 0 | 0 | 0 | 0
Levelized Capital Costs by Reporting Type: BC
ReportingType | 2015 | 2020 | 2025 | 2030 | 2035 | 2040
BM | 0 | 0 | 0 | 0 | 0 | 0
CC | 131.98 | 181.41 | 254.45 | 313.74 | 400.68 | 359.9
CSP | 0 | 0 | 0 | 0 | 0 | 0
CT | 0 | 0 | 0 | 0 | 0 | 0
Coal | 0 | 0 | 0 | 0 | 0 | 0
Geo | 0 | 0 | 0 | 0 | 0 | 0
H | 0 | 0 | 0 | 0 | 0 | 0
LFG | 0 | 0 | 0 | 0 | 0 | 0
Nuc | 0 | 0 | 0 | 0 | 0 | 0
PS | 0 | 0 | 0 | 0 | 0 | 0
PV | 0 | 0 | 0 | 0 | 0 | 0
PeakG | 0 | 0 | 0 | 0 | 0 | 0
PeakO | 0 | 0 | 0 | 0 | 0 | 0
ST | 0 | 0 | 0 | 0 | 0 | 0
STOG | 0 | 0 | 0 | 0 | 0 | 0
STWD | 0 | 0 | 0 | 0 | 0 | 0
WT | 40.68 | 40.68 | 40.68 | 40.68 | 0 | 0
IGCC | 0 | 0 | 0 | 0 | 0 | 0
DemandResponse | 0 | 0 | 0 | 0 | 0 | 0
IGCC-CCS | 0 | 0 | 0 | 0 | 0 | 0
WT_off | 0 | 0 | 0 | 0 | 0 | 0
PseudoUnit | 0 | 0 | 0 | 0 | 0 | 0
FixedInterchange | 0 | 0 | 0 | 0 | 0 | 0
Levelized Capital Costs by Reporting Type: HQ_IESO
ReportingType | 2015 | 2020 | 2025 | 2030 | 2035 | 2040
BM | 0 | 0 | 0 | 0 | 0 | 0
CC | 0 | 0 | 0 | 0 | 0 | 0
CSP | 0 | 0 | 0 | 0 | 0 | 0
CT | 0 | 0 | 0 | 0 | 0 | 0
Coal | 0 | 0 | 0 | 0 | 0 | 0
Geo | 0 | 0 | 0 | 0 | 0 | 0
H | 0 | 0 | 0 | 0 | 0 | 0
LFG | 0 | 0 | 0 | 0 | 0 | 0
Nuc | 0 | 0 | 0 | 0 | 0 | 0
PS | 0 | 0 | 0 | 0 | 0 | 0
PV | 0 | 0 | 0 | 0 | 0 | 0
PeakG | 0 | 0 | 0 | 0 | 0 | 0
PeakO | 0 | 0 | 0 | 0 | 0 | 0
ST | 0 | 0 | 0 | 0 | 0 | 0
STOG | 0 | 0 | 0 | 0 | 0 | 0
STWD | 0 | 0 | 0 | 0 | 0 | 0
WT | 0 | 0 | 0 | 0 | 0 | 0
IGCC | 0 | 0 | 0 | 0 | 0 | 0
DemandResponse | 0 | 0 | 0 | 0 | 0 | 0
IGCC-CCS | 0 | 0 | 0 | 0 | 0 | 0
WT_off | 0 | 0 | 0 | 0 | 0 | 0
PseudoUnit | 0 | 0 | 0 | 0 | 0 | 0
FixedInterchange | 0 | 0 | 0 | 0 | 0 | 0
Levelized Capital Costs by Reporting Type: HQ_NEISO
ReportingType | 2015 | 2020 | 2025 | 2030 | 2035 | 2040
BM | 0 | 0 | 0 | 0 | 0 | 0
CC | 0 | 0 | 0 | 0 | 0 | 0
CSP | 0 | 0 | 0 | 0 | 0 | 0
CT | 0 | 0 | 0 | 0 | 0 | 0
Coal | 0 | 0 | 0 | 0 | 0 | 0
Geo | 0 | 0 | 0 | 0 | 0 | 0
H | 0 | 0 | 0 | 0 | 0 | 0
LFG | 0 | 0 | 0 | 0 | 0 | 0
Nuc | 0 | 0 | 0 | 0 | 0 | 0
PS | 0 | 0 | 0 | 0 | 0 | 0
PV | 0 | 0 | 0 | 0 | 0 | 0
PeakG | 0 | 0 | 0 | 0 | 0 | 0
PeakO | 0 | 0 | 0 | 0 | 0 | 0
ST | 0 | 0 | 0 | 0 | 0 | 0
STOG | 0 | 0 | 0 | 0 | 0 | 0
STWD | 0 | 0 | 0 | 0 | 0 | 0
WT | 0 | 0 | 0 | 0 | 0 | 0
IGCC | 0 | 0 | 0 | 0 | 0 | 0
DemandResponse | 0 | 0 | 0 | 0 | 0 | 0
IGCC-CCS | 0 | 0 | 0 | 0 | 0 | 0
WT_off | 0 | 0 | 0 | 0 | 0 | 0
PseudoUnit | 0 | 0 | 0 | 0 | 0 | 0
FixedInterchange | 0 | 0 | 0 | 0 | 0 | 0
Levelized Capital Costs by Reporting Type: HQ_NY
ReportingType | 2015 | 2020 | 2025 | 2030 | 2035 | 2040
BM | 0 | 0 | 0 | 0 | 0 | 0
CC | 0 | 0 | 0 | 0 | 0 | 0
CSP | 0 | 0 | 0 | 0 | 0 | 0
CT | 0 | 0 | 0 | 0 | 0 | 0
Coal | 0 | 0 | 0 | 0 | 0 | 0
Geo | 0 | 0 | 0 | 0 | 0 | 0
H | 0 | 0 | 0 | 0 | 0 | 0
LFG | 0 | 0 | 0 | 0 | 0 | 0
Nuc | 0 | 0 | 0 | 0 | 0 | 0
PS | 0 | 0 | 0 | 0 | 0 | 0
PV | 0 | 0 | 0 | 0 | 0 | 0
PeakG | 0 | 0 | 0 | 0 | 0 | 0
PeakO | 0 | 0 | 0 | 0 | 0 | 0
ST | 0 | 0 | 0 | 0 | 0 | 0
STOG | 0 | 0 | 0 | 0 | 0 | 0
STWD | 0 | 0 | 0 | 0 | 0 | 0
WT | 0 | 0 | 0 | 0 | 0 | 0
IGCC | 0 | 0 | 0 | 0 | 0 | 0
DemandResponse | 0 | 0 | 0 | 0 | 0 | 0
IGCC-CCS | 0 | 0 | 0 | 0 | 0 | 0
WT_off | 0 | 0 | 0 | 0 | 0 | 0
PseudoUnit | 0 | 0 | 0 | 0 | 0 | 0
FixedInterchange | 0 | 0 | 0 | 0 | 0 | 0
Levelized Capital Costs by Reporting Type: MARITIMES
ReportingType | 2015 | 2020 | 2025 | 2030 | 2035 | 2040
BM | 0 | 0 | 0 | 0 | 0 | 0
CC | 0 | 0 | 0 | 0 | 0 | 0
CSP | 0 | 0 | 0 | 0 | 0 | 0
CT | 0 | 0 | 0 | 0 | 0 | 0
Coal | 0 | 0 | 0 | 0 | 0 | 0
Geo | 0 | 0 | 0 | 0 | 0 | 0
H | 0 | 0 | 0 | 0 | 0 | 0
LFG | 0 | 0 | 0 | 0 | 0 | 0
Nuc | 0 | 0 | 0 | 0 | 0 | 0
PS | 0 | 0 | 0 | 0 | 0 | 0
PV | 0 | 0 | 0 | 0 | 0 | 0
PeakG | 0 | 0 | 0 | 0 | 0 | 0
PeakO | 0 | 0 | 0 | 0 | 0 | 0
ST | 0 | 0 | 0 | 0 | 0 | 0
STOG | 0 | 0 | 0 | 0 | 0 | 0
STWD | 0 | 0 | 0 | 0 | 0 | 0
WT | 0 | 0 | 0 | 0 | 0 | 0
IGCC | 0 | 0 | 0 | 0 | 0 | 0
DemandResponse | 0 | 0 | 0 | 0 | 0 | 0
IGCC-CCS | 0 | 0 | 0 | 0 | 0 | 0
WT_off | 0 | 0 | 0 | 0 | 0 | 0
PseudoUnit | 0 | 0 | 0 | 0 | 0 | 0
FixedInterchange | 0 | 0 | 0 | 0 | 0 | 0
Levelized Capital Costs by Reporting Type: All
ReportingType | 2015 | 2020 | 2025 | 2030 | 2035 | 2040
BM | 541.24 | 659.93 | 870.82 | 907.04 | 936.77 | 896
CC | 4426.71 | 6059.62 | 7390.44 | 10960.02 | 15752.18 | 15627.66
CSP | 0 | 0 | 0 | 0 | 0 | 0
CT | 546.39 | 1064.71 | 1316.47 | 1944.88 | 2454.78 | 2645.04
Coal | 3114.71 | 3114.71 | 3114.71 | 3130.74 | 6151.26 | 12425.87
Geo | 39.14 | 591.53 | 1735.45 | 1721.19 | 1696.31 | 1143.91
H | 0 | 0 | 0 | 0 | 0 | 0
LFG | 42.41 | 461.57 | 887.12 | 1018.61 | 986.03 | 566.86
Nuc | 684.91 | 3259.17 | 3259.17 | 3259.17 | 3259.17 | 3259.17
PS | 0 | 0 | 0 | 0 | 0 | 0
PV | 612.43 | 1386.08 | 1737.77 | 1818.47 | 1242.74 | 507.06
PeakG | 0 | 0 | 0 | 0 | 0 | 0
PeakO | 0 | 0 | 0 | 0 | 0 | 0
ST | 306.6 | 580.2 | 670.56 | 635.74 | 394.51 | 120.92
STOG | 0 | 0 | 0 | 0 | 0 | 0
STWD | 0 | 0 | 0 | 0 | 0 | 0
WT | 6098.68 | 11579.46 | 13030.19 | 13877.56 | 10947.96 | 7929.53
IGCC | 215.26 | 215.26 | 215.26 | 215.26 | 215.26 | 215.26
DemandResponse | 0 | 0 | 0 | 0 | 0 | 0
IGCC-CCS | 0 | 0 | 0 | 0 | 0 | 0
WT_off | 283.77 | 283.77 | 824.12 | 824.12 | 540.35 | 540.35
PseudoUnit | 0 | 0 | 0 | 0 | 0 | 0
FixedInterchange | 0 | 0 | 0 | 0 | 0 | 0
Levelized Capital Costs by Reporting Type: EI_US
ReportingType | 2015 | 2020 | 2025 | 2030 | 2035 | 2040
BM | 324.96 | 443.65 | 654.53 | 690.76 | 720.49 | 679.71
CC | 3376.88 | 4375.5 | 5510.24 | 7843.27 | 11347.55 | 11413.08
CSP | 0 | 0 | 0 | 0 | 0 | 0
CT | 351.51 | 802.22 | 822.9 | 1100.44 | 1374.42 | 1216.91
Coal | 2318.08 | 2318.08 | 2318.08 | 2318.08 | 4993.29 | 8822.59
Geo | 0 | 0 | 0 | 0 | 0 | 0
H | 0 | 0 | 0 | 0 | 0 | 0
LFG | 29.9 | 180.28 | 562.79 | 630.74 | 610.27 | 459.89
Nuc | 684.91 | 3259.17 | 3259.17 | 3259.17 | 3259.17 | 3259.17
PS | 0 | 0 | 0 | 0 | 0 | 0
PV | 28.13 | 801.78 | 1153.47 | 1234.17 | 1242.74 | 507.06
PeakG | 0 | 0 | 0 | 0 | 0 | 0
PeakO | 0 | 0 | 0 | 0 | 0 | 0
ST | 0 | 0 | 0 | 0 | 0 | 0
STOG | 0 | 0 | 0 | 0 | 0 | 0
STWD | 0 | 0 | 0 | 0 | 0 | 0
WT | 4589.99 | 7210.87 | 8661.6 | 9447.46 | 8026.54 | 7372.18
IGCC | 215.26 | 215.26 | 215.26 | 215.26 | 215.26 | 215.26
DemandResponse | 0 | 0 | 0 | 0 | 0 | 0
IGCC-CCS | 0 | 0 | 0 | 0 | 0 | 0
WT_off | 283.77 | 283.77 | 824.12 | 824.12 | 540.35 | 540.35
PseudoUnit | 0 | 0 | 0 | 0 | 0 | 0
FixedInterchange | 0 | 0 | 0 | 0 | 0 | 0
Levelized Capital Costs by Reporting Type: EI_Canada
ReportingType | 2015 | 2020 | 2025 | 2030 | 2035 | 2040
BM | 144.8 | 144.8 | 144.8 | 144.8 | 144.8 | 144.8
CC | 275.59 | 330.72 | 349.19 | 392.36 | 437.23 | 465.2
CSP | 0 | 0 | 0 | 0 | 0 | 0
CT | 41.8 | 41.8 | 41.8 | 41.8 | 91.91 | 151.34
Coal | 0 | 0 | 0 | 0 | 0 | 0
Geo | 0 | 0 | 0 | 0 | 0 | 0
H | 0 | 0 | 0 | 0 | 0 | 0
LFG | 5.12 | 5.12 | 5.12 | 5.12 | 0.17 | 0.17
Nuc | 0 | 0 | 0 | 0 | 0 | 0
PS | 0 | 0 | 0 | 0 | 0 | 0
PV | 539.74 | 539.74 | 539.74 | 539.74 | 0 | 0
PeakG | 0 | 0 | 0 | 0 | 0 | 0
PeakO | 0 | 0 | 0 | 0 | 0 | 0
ST | 0 | 0 | 0 | 0 | 0 | 0
STOG | 0 | 0 | 0 | 0 | 0 | 0
STWD | 0 | 0 | 0 | 0 | 0 | 0
WT | 747.62 | 747.62 | 747.62 | 747.62 | 0 | 0
IGCC | 0 | 0 | 0 | 0 | 0 | 0
DemandResponse | 0 | 0 | 0 | 0 | 0 | 0
IGCC-CCS | 0 | 0 | 0 | 0 | 0 | 0
WT_off | 0 | 0 | 0 | 0 | 0 | 0
PseudoUnit | 0 | 0 | 0 | 0 | 0 | 0
FixedInterchange | 0 | 0 | 0 | 0 | 0 | 0
Levelized Capital Costs by Reporting Type: EI
ReportingType | 2015 | 2020 | 2025 | 2030 | 2035 | 2040
BM | 469.76 | 588.45 | 799.34 | 835.56 | 865.29 | 824.52
CC | 3652.47 | 4706.22 | 5859.43 | 8235.62 | 11784.77 | 11878.28
CSP | 0 | 0 | 0 | 0 | 0 | 0
CT | 393.31 | 844.02 | 864.7 | 1142.24 | 1466.33 | 1368.25
Coal | 2318.08 | 2318.08 | 2318.08 | 2318.08 | 4993.29 | 8822.59
Geo | 0 | 0 | 0 | 0 | 0 | 0
H | 0 | 0 | 0 | 0 | 0 | 0
LFG | 35.02 | 185.4 | 567.91 | 635.86 | 610.44 | 460.06
Nuc | 684.91 | 3259.17 | 3259.17 | 3259.17 | 3259.17 | 3259.17
PS | 0 | 0 | 0 | 0 | 0 | 0
PV | 567.88 | 1341.52 | 1693.21 | 1773.91 | 1242.74 | 507.06
PeakG | 0 | 0 | 0 | 0 | 0 | 0
PeakO | 0 | 0 | 0 | 0 | 0 | 0
ST | 0 | 0 | 0 | 0 | 0 | 0
STOG | 0 | 0 | 0 | 0 | 0 | 0
STWD | 0 | 0 | 0 | 0 | 0 | 0
WT | 5337.61 | 7958.49 | 9409.22 | 10195.08 | 8026.54 | 7372.18
IGCC | 215.26 | 215.26 | 215.26 | 215.26 | 215.26 | 215.26
DemandResponse | 0 | 0 | 0 | 0 | 0 | 0
IGCC-CCS | 0 | 0 | 0 | 0 | 0 | 0
WT_off | 283.77 | 283.77 | 824.12 | 824.12 | 540.35 | 540.35
PseudoUnit | 0 | 0 | 0 | 0 | 0 | 0
FixedInterchange | 0 | 0 | 0 | 0 | 0 | 0
Levelized Capital Costs by Reporting Type: Outside_EI
ReportingType | 2015 | 2020 | 2025 | 2030 | 2035 | 2040
BM | 71.48 | 71.48 | 71.48 | 71.48 | 71.48 | 71.48
CC | 774.24 | 1353.4 | 1531.01 | 2724.39 | 3967.41 | 3749.38
CSP | 0 | 0 | 0 | 0 | 0 | 0
CT | 153.09 | 220.69 | 451.77 | 802.64 | 988.44 | 1276.79
Coal | 796.63 | 796.63 | 796.63 | 812.67 | 1157.97 | 3603.28
Geo | 39.14 | 591.53 | 1735.45 | 1721.19 | 1696.31 | 1143.91
H | 0 | 0 | 0 | 0 | 0 | 0
LFG | 7.39 | 276.18 | 319.21 | 382.74 | 375.59 | 106.8
Nuc | 0 | 0 | 0 | 0 | 0 | 0
PS | 0 | 0 | 0 | 0 | 0 | 0
PV | 44.56 | 44.56 | 44.56 | 44.56 | 0 | 0
PeakG | 0 | 0 | 0 | 0 | 0 | 0
PeakO | 0 | 0 | 0 | 0 | 0 | 0
ST | 306.6 | 580.2 | 670.56 | 635.74 | 394.51 | 120.92
STOG | 0 | 0 | 0 | 0 | 0 | 0
STWD | 0 | 0 | 0 | 0 | 0 | 0
WT | 761.07 | 3620.97 | 3620.97 | 3682.48 | 2921.42 | 557.36
IGCC | 0 | 0 | 0 | 0 | 0 | 0
DemandResponse | 0 | 0 | 0 | 0 | 0 | 0
IGCC-CCS | 0 | 0 | 0 | 0 | 0 | 0
WT_off | 0 | 0 | 0 | 0 | 0 | 0
PseudoUnit | 0 | 0 | 0 | 0 | 0 | 0
FixedInterchange | 0 | 0 | 0 | 0 | 0 | 0
#13 | Levelized Retrofit Capital Costs ($million)
Levelized Retrofit Capital Costs by Reporting Type: Entergy
ReportingType | 2015 | 2020 | 2025 | 2030 | 2035 | 2040
BM | 0 | 0 | 0 | 0 | 0 | 0
CC | 0 | 0 | 0 | 0 | 0 | 0
CSP | 0 | 0 | 0 | 0 | 0 | 0
CT | 0 | 0 | 0 | 0 | 0 | 0
Coal | 0 | 0 | 353.26 | 353.26 | 0 | 0
Geo | 0 | 0 | 0 | 0 | 0 | 0
H | 0 | 0 | 0 | 0 | 0 | 0
LFG | 0 | 0 | 0 | 0 | 0 | 0
Nuc | 0 | 0 | 0 | 0 | 0 | 0
PS | 0 | 0 | 0 | 0 | 0 | 0
PV | 0 | 0 | 0 | 0 | 0 | 0
PeakG | 0 | 0 | 0 | 0 | 0 | 0
PeakO | 0 | 0 | 0 | 0 | 0 | 0
ST | 0 | 0 | 0 | 0 | 0 | 0
STOG | 0 | 0 | 0 | 0 | 0 | 0
STWD | 0 | 0 | 0 | 0 | 0 | 0
WT | 0 | 0 | 0 | 0 | 0 | 0
IGCC | 0 | 0 | 0 | 0 | 0 | 0
DemandResponse | 0 | 0 | 0 | 0 | 0 | 0
IGCC-CCS | 0 | 0 | 0 | 0 | 0 | 0
WT_off | 0 | 0 | 0 | 0 | 0 | 0
PseudoUnit | 0 | 0 | 0 | 0 | 0 | 0
FixedInterchange | 0 | 0 | 0 | 0 | 0 | 0
Levelized Retrofit Capital Costs by Reporting Type: FRCC
ReportingType | 2015 | 2020 | 2025 | 2030 | 2035 | 2040
BM | 0 | 0 | 0 | 0 | 0 | 0
CC | 0 | 0 | 0 | 0 | 0 | 0
CSP | 0 | 0 | 0 | 0 | 0 | 0
CT | 0 | 0 | 0 | 0 | 0 | 0
Coal | 73.1 | 0 | 90.37 | 90.37 | 0 | 0
Geo | 0 | 0 | 0 | 0 | 0 | 0
H | 0 | 0 | 0 | 0 | 0 | 0
LFG | 0 | 0 | 0 | 0 | 0 | 0
Nuc | 0 | 0 | 0 | 0 | 0 | 0
PS | 0 | 0 | 0 | 0 | 0 | 0
PV | 0 | 0 | 0 | 0 | 0 | 0
PeakG | 0 | 0 | 0 | 0 | 0 | 0
PeakO | 0 | 0 | 0 | 0 | 0 | 0
ST | 0 | 0 | 0 | 0 | 0 | 0
STOG | 0 | 0 | 0 | 0 | 0 | 0
STWD | 0 | 0 | 0 | 0 | 0 | 0
WT | 0 | 0 | 0 | 0 | 0 | 0
IGCC | 0 | 0 | 0 | 0 | 0 | 0
DemandResponse | 0 | 0 | 0 | 0 | 0 | 0
IGCC-CCS | 0 | 0 | 0 | 0 | 0 | 0
WT_off | 0 | 0 | 0 | 0 | 0 | 0
PseudoUnit | 0 | 0 | 0 | 0 | 0 | 0
FixedInterchange | 0 | 0 | 0 | 0 | 0 | 0
Levelized Retrofit Capital Costs by Reporting Type: MAPP_US
ReportingType | 2015 | 2020 | 2025 | 2030 | 2035 | 2040
BM | 0 | 0 | 0 | 0 | 0 | 0
CC | 0 | 0 | 0 | 0 | 0 | 0
CSP | 0 | 0 | 0 | 0 | 0 | 0
CT | 0 | 0 | 0 | 0 | 0 | 0
Coal | 22.36 | 22.36 | 30.66 | 30.66 | 0 | 0
Geo | 0 | 0 | 0 | 0 | 0 | 0
H | 0 | 0 | 0 | 0 | 0 | 0
LFG | 0 | 0 | 0 | 0 | 0 | 0
Nuc | 0 | 0 | 0 | 0 | 0 | 0
PS | 0 | 0 | 0 | 0 | 0 | 0
PV | 0 | 0 | 0 | 0 | 0 | 0
PeakG | 0 | 0 | 0 | 0 | 0 | 0
PeakO | 0 | 0 | 0 | 0 | 0 | 0
ST | 0 | 0 | 0 | 0 | 0 | 0
STOG | 0 | 0 | 0 | 0 | 0 | 0
STWD | 0 | 0 | 0 | 0 | 0 | 0
WT | 0 | 0 | 0 | 0 | 0 | 0
IGCC | 0 | 0 | 0 | 0 | 0 | 0
DemandResponse | 0 | 0 | 0 | 0 | 0 | 0
IGCC-CCS | 0 | 0 | 0 | 0 | 0 | 0
WT_off | 0 | 0 | 0 | 0 | 0 | 0
PseudoUnit | 0 | 0 | 0 | 0 | 0 | 0
FixedInterchange | 0 | 0 | 0 | 0 | 0 | 0
Levelized Retrofit Capital Costs by Reporting Type: MISO_IN
ReportingType | 2015 | 2020 | 2025 | 2030 | 2035 | 2040
BM | 0 | 0 | 0 | 0 | 0 | 0
CC | 0 | 0 | 0 | 0 | 0 | 0
CSP | 0 | 0 | 0 | 0 | 0 | 0
CT | 0 | 0 | 0 | 0 | 0 | 0
Coal | 0 | 0 | 223.79 | 223.79 | 0 | 0
Geo | 0 | 0 | 0 | 0 | 0 | 0
H | 0 | 0 | 0 | 0 | 0 | 0
LFG | 0 | 0 | 0 | 0 | 0 | 0
Nuc | 0 | 0 | 0 | 0 | 0 | 0
PS | 0 | 0 | 0 | 0 | 0 | 0
PV | 0 | 0 | 0 | 0 | 0 | 0
PeakG | 0 | 0 | 0 | 0 | 0 | 0
PeakO | 0 | 0 | 0 | 0 | 0 | 0
ST | 0 | 0 | 0 | 0 | 0 | 0
STOG | 0 | 0 | 0 | 0 | 0 | 0
STWD | 0 | 0 | 0 | 0 | 0 | 0
WT | 0 | 0 | 0 | 0 | 0 | 0
IGCC | 0 | 0 | 0 | 0 | 0 | 0
DemandResponse | 0 | 0 | 0 | 0 | 0 | 0
IGCC-CCS | 0 | 0 | 0 | 0 | 0 | 0
WT_off | 0 | 0 | 0 | 0 | 0 | 0
PseudoUnit | 0 | 0 | 0 | 0 | 0 | 0
FixedInterchange | 0 | 0 | 0 | 0 | 0 | 0
Levelized Retrofit Capital Costs by Reporting Type: MISO_MI
ReportingType | 2015 | 2020 | 2025 | 2030 | 2035 | 2040
BM | 0 | 0 | 0 | 0 | 0 | 0
CC | 0 | 0 | 0 | 0 | 0 | 0
CSP | 0 | 0 | 0 | 0 | 0 | 0
CT | 0 | 0 | 0 | 0 | 0 | 0
Coal | 15.14 | 15.14 | 348.77 | 348.77 | 0 | 0
Geo | 0 | 0 | 0 | 0 | 0 | 0
H | 0 | 0 | 0 | 0 | 0 | 0
LFG | 0 | 0 | 0 | 0 | 0 | 0
Nuc | 0 | 0 | 0 | 0 | 0 | 0
PS | 0 | 0 | 0 | 0 | 0 | 0
PV | 0 | 0 | 0 | 0 | 0 | 0
PeakG | 0 | 0 | 0 | 0 | 0 | 0
PeakO | 0 | 0 | 0 | 0 | 0 | 0
ST | 0 | 0 | 0 | 0 | 0 | 0
STOG | 0 | 0 | 0 | 0 | 0 | 0
STWD | 0 | 0 | 0 | 0 | 0 | 0
WT | 0 | 0 | 0 | 0 | 0 | 0
IGCC | 0 | 0 | 0 | 0 | 0 | 0
DemandResponse | 0 | 0 | 0 | 0 | 0 | 0
IGCC-CCS | 0 | 0 | 0 | 0 | 0 | 0
WT_off | 0 | 0 | 0 | 0 | 0 | 0
PseudoUnit | 0 | 0 | 0 | 0 | 0 | 0
FixedInterchange | 0 | 0 | 0 | 0 | 0 | 0
Levelized Retrofit Capital Costs by Reporting Type: MISO_MO-IL
ReportingType | 2015 | 2020 | 2025 | 2030 | 2035 | 2040
BM | 0 | 0 | 0 | 0 | 0 | 0
CC | 0 | 0 | 0 | 0 | 0 | 0
CSP | 0 | 0 | 0 | 0 | 0 | 0
CT | 0 | 0 | 0 | 0 | 0 | 0
Coal | 9.29 | 0 | 375.75 | 375.75 | 0 | 0
Geo | 0 | 0 | 0 | 0 | 0 | 0
H | 0 | 0 | 0 | 0 | 0 | 0
LFG | 0 | 0 | 0 | 0 | 0 | 0
Nuc | 0 | 0 | 0 | 0 | 0 | 0
PS | 0 | 0 | 0 | 0 | 0 | 0
PV | 0 | 0 | 0 | 0 | 0 | 0
PeakG | 0 | 0 | 0 | 0 | 0 | 0
PeakO | 0 | 0 | 0 | 0 | 0 | 0
ST | 0 | 0 | 0 | 0 | 0 | 0
STOG | 0 | 0 | 0 | 0 | 0 | 0
STWD | 0 | 0 | 0 | 0 | 0 | 0
WT | 0 | 0 | 0 | 0 | 0 | 0
IGCC | 0 | 0 | 0 | 0 | 0 | 0
DemandResponse | 0 | 0 | 0 | 0 | 0 | 0
IGCC-CCS | 0 | 0 | 0 | 0 | 0 | 0
WT_off | 0 | 0 | 0 | 0 | 0 | 0
PseudoUnit | 0 | 0 | 0 | 0 | 0 | 0
FixedInterchange | 0 | 0 | 0 | 0 | 0 | 0
Levelized Retrofit Capital Costs by Reporting Type: MISO_W
ReportingType | 2015 | 2020 | 2025 | 2030 | 2035 | 2040
BM | 0 | 0 | 0 | 0 | 0 | 0
CC | 0 | 0 | 0 | 0 | 0 | 0
CSP | 0 | 0 | 0 | 0 | 0 | 0
CT | 0 | 0 | 0 | 0 | 0 | 0
Coal | 26.68 | 0 | 279.58 | 279.58 | 0 | 0
Geo | 0 | 0 | 0 | 0 | 0 | 0
H | 0 | 0 | 0 | 0 | 0 | 0
LFG | 0 | 0 | 0 | 0 | 0 | 0
Nuc | 0 | 0 | 0 | 0 | 0 | 0
PS | 0 | 0 | 0 | 0 | 0 | 0
PV | 0 | 0 | 0 | 0 | 0 | 0
PeakG | 0 | 0 | 0 | 0 | 0 | 0
PeakO | 0 | 0 | 0 | 0 | 0 | 0
ST | 0 | 0 | 0 | 0 | 0 | 0
STOG | 0 | 0 | 0 | 0 | 0 | 0
STWD | 0 | 0 | 0 | 0 | 0 | 0
WT | 0 | 0 | 0 | 0 | 0 | 0
IGCC | 0 | 0 | 0 | 0 | 0 | 0
DemandResponse | 0 | 0 | 0 | 0 | 0 | 0
IGCC-CCS | 0 | 0 | 0 | 0 | 0 | 0
WT_off | 0 | 0 | 0 | 0 | 0 | 0
PseudoUnit | 0 | 0 | 0 | 0 | 0 | 0
FixedInterchange | 0 | 0 | 0 | 0 | 0 | 0
Levelized Retrofit Capital Costs by Reporting Type: MISO_WUMS
ReportingType | 2015 | 2020 | 2025 | 2030 | 2035 | 2040
BM | 0 | 0 | 0 | 0 | 0 | 0
CC | 0 | 0 | 0 | 0 | 0 | 0
CSP | 0 | 0 | 0 | 0 | 0 | 0
CT | 0 | 0 | 0 | 0 | 0 | 0
Coal | 197.26 | 173.27 | 55.13 | 55.13 | 0 | 0
Geo | 0 | 0 | 0 | 0 | 0 | 0
H | 0 | 0 | 0 | 0 | 0 | 0
LFG | 0 | 0 | 0 | 0 | 0 | 0
Nuc | 0 | 0 | 0 | 0 | 0 | 0
PS | 0 | 0 | 0 | 0 | 0 | 0
PV | 0 | 0 | 0 | 0 | 0 | 0
PeakG | 0 | 0 | 0 | 0 | 0 | 0
PeakO | 0 | 0 | 0 | 0 | 0 | 0
ST | 0 | 0 | 0 | 0 | 0 | 0
STOG | 0 | 0 | 0 | 0 | 0 | 0
STWD | 0 | 0 | 0 | 0 | 0 | 0
WT | 0 | 0 | 0 | 0 | 0 | 0
IGCC | 0 | 0 | 0 | 0 | 0 | 0
DemandResponse | 0 | 0 | 0 | 0 | 0 | 0
IGCC-CCS | 0 | 0 | 0 | 0 | 0 | 0
WT_off | 0 | 0 | 0 | 0 | 0 | 0
PseudoUnit | 0 | 0 | 0 | 0 | 0 | 0
FixedInterchange | 0 | 0 | 0 | 0 | 0 | 0
Levelized Retrofit Capital Costs by Reporting Type: Nebraska
ReportingType | 2015 | 2020 | 2025 | 2030 | 2035 | 2040
BM | 0 | 0 | 0 | 0 | 0 | 0
CC | 0 | 0 | 0 | 0 | 0 | 0
CSP | 0 | 0 | 0 | 0 | 0 | 0
CT | 0 | 0 | 0 | 0 | 0 | 0
Coal | 0 | 0 | 187.72 | 187.72 | 0 | 0
Geo | 0 | 0 | 0 | 0 | 0 | 0
H | 0 | 0 | 0 | 0 | 0 | 0
LFG | 0 | 0 | 0 | 0 | 0 | 0
Nuc | 0 | 0 | 0 | 0 | 0 | 0
PS | 0 | 0 | 0 | 0 | 0 | 0
PV | 0 | 0 | 0 | 0 | 0 | 0
PeakG | 0 | 0 | 0 | 0 | 0 | 0
PeakO | 0 | 0 | 0 | 0 | 0 | 0
ST | 0 | 0 | 0 | 0 | 0 | 0
STOG | 0 | 0 | 0 | 0 | 0 | 0
STWD | 0 | 0 | 0 | 0 | 0 | 0
WT | 0 | 0 | 0 | 0 | 0 | 0
IGCC | 0 | 0 | 0 | 0 | 0 | 0
DemandResponse | 0 | 0 | 0 | 0 | 0 | 0
IGCC-CCS | 0 | 0 | 0 | 0 | 0 | 0
WT_off | 0 | 0 | 0 | 0 | 0 | 0
PseudoUnit | 0 | 0 | 0 | 0 | 0 | 0
FixedInterchange | 0 | 0 | 0 | 0 | 0 | 0
Levelized Retrofit Capital Costs by Reporting Type: NEISO
ReportingType | 2015 | 2020 | 2025 | 2030 | 2035 | 2040
BM | 0 | 0 | 0 | 0 | 0 | 0
CC | 0 | 0 | 0 | 0 | 0 | 0
CSP | 0 | 0 | 0 | 0 | 0 | 0
CT | 0 | 0 | 0 | 0 | 0 | 0
Coal | 29.15 | 29.15 | 0 | 0 | 0 | 0
Geo | 0 | 0 | 0 | 0 | 0 | 0
H | 0 | 0 | 0 | 0 | 0 | 0
LFG | 0 | 0 | 0 | 0 | 0 | 0
Nuc | 0 | 0 | 0 | 0 | 0 | 0
PS | 0 | 0 | 0 | 0 | 0 | 0
PV | 0 | 0 | 0 | 0 | 0 | 0
PeakG | 0 | 0 | 0 | 0 | 0 | 0
PeakO | 0 | 0 | 0 | 0 | 0 | 0
ST | 0 | 0 | 0 | 0 | 0 | 0
STOG | 0 | 0 | 0 | 0 | 0 | 0
STWD | 0 | 0 | 0 | 0 | 0 | 0
WT | 0 | 0 | 0 | 0 | 0 | 0
IGCC | 0 | 0 | 0 | 0 | 0 | 0
DemandResponse | 0 | 0 | 0 | 0 | 0 | 0
IGCC-CCS | 0 | 0 | 0 | 0 | 0 | 0
WT_off | 0 | 0 | 0 | 0 | 0 | 0
PseudoUnit | 0 | 0 | 0 | 0 | 0 | 0
FixedInterchange | 0 | 0 | 0 | 0 | 0 | 0
Levelized Retrofit Capital Costs by Reporting Type: NonRTO_Midwest
ReportingType | 2015 | 2020 | 2025 | 2030 | 2035 | 2040
BM | 0 | 0 | 0 | 0 | 0 | 0
CC | 0 | 0 | 0 | 0 | 0 | 0
CSP | 0 | 0 | 0 | 0 | 0 | 0
CT | 0 | 0 | 0 | 0 | 0 | 0
Coal | 165.72 | 138.02 | 137.85 | 137.85 | 0 | 0
Geo | 0 | 0 | 0 | 0 | 0 | 0
H | 0 | 0 | 0 | 0 | 0 | 0
LFG | 0 | 0 | 0 | 0 | 0 | 0
Nuc | 0 | 0 | 0 | 0 | 0 | 0
PS | 0 | 0 | 0 | 0 | 0 | 0
PV | 0 | 0 | 0 | 0 | 0 | 0
PeakG | 0 | 0 | 0 | 0 | 0 | 0
PeakO | 0 | 0 | 0 | 0 | 0 | 0
ST | 0 | 0 | 0 | 0 | 0 | 0
STOG | 0 | 0 | 0 | 0 | 0 | 0
STWD | 0 | 0 | 0 | 0 | 0 | 0
WT | 0 | 0 | 0 | 0 | 0 | 0
IGCC | 0 | 0 | 0 | 0 | 0 | 0
DemandResponse | 0 | 0 | 0 | 0 | 0 | 0
IGCC-CCS | 0 | 0 | 0 | 0 | 0 | 0
WT_off | 0 | 0 | 0 | 0 | 0 | 0
PseudoUnit | 0 | 0 | 0 | 0 | 0 | 0
FixedInterchange | 0 | 0 | 0 | 0 | 0 | 0
Levelized Retrofit Capital Costs by Reporting Type: NYISO_A-F
ReportingType | 2015 | 2020 | 2025 | 2030 | 2035 | 2040
BM | 0 | 0 | 0 | 0 | 0 | 0
CC | 0 | 0 | 0 | 0 | 0 | 0
CSP | 0 | 0 | 0 | 0 | 0 | 0
CT | 0 | 0 | 0 | 0 | 0 | 0
Coal | 0 | 0 | 0 | 0 | 0 | 0
Geo | 0 | 0 | 0 | 0 | 0 | 0
H | 0 | 0 | 0 | 0 | 0 | 0
LFG | 0 | 0 | 0 | 0 | 0 | 0
Nuc | 0 | 0 | 0 | 0 | 0 | 0
PS | 0 | 0 | 0 | 0 | 0 | 0
PV | 0 | 0 | 0 | 0 | 0 | 0
PeakG | 0 | 0 | 0 | 0 | 0 | 0
PeakO | 0 | 0 | 0 | 0 | 0 | 0
ST | 0 | 0 | 0 | 0 | 0 | 0
STOG | 0 | 0 | 0 | 0 | 0 | 0
STWD | 0 | 0 | 0 | 0 | 0 | 0
WT | 0 | 0 | 0 | 0 | 0 | 0
IGCC | 0 | 0 | 0 | 0 | 0 | 0
DemandResponse | 0 | 0 | 0 | 0 | 0 | 0
IGCC-CCS | 0 | 0 | 0 | 0 | 0 | 0
WT_off | 0 | 0 | 0 | 0 | 0 | 0
PseudoUnit | 0 | 0 | 0 | 0 | 0 | 0
FixedInterchange | 0 | 0 | 0 | 0 | 0 | 0
Levelized Retrofit Capital Costs by Reporting Type: NYISO_G-I
ReportingType | 2015 | 2020 | 2025 | 2030 | 2035 | 2040
BM | 0 | 0 | 0 | 0 | 0 | 0
CC | 0 | 0 | 0 | 0 | 0 | 0
CSP | 0 | 0 | 0 | 0 | 0 | 0
CT | 0 | 0 | 0 | 0 | 0 | 0
Coal | 0 | 0 | 0 | 0 | 0 | 0
Geo | 0 | 0 | 0 | 0 | 0 | 0
H | 0 | 0 | 0 | 0 | 0 | 0
LFG | 0 | 0 | 0 | 0 | 0 | 0
Nuc | 0 | 0 | 0 | 0 | 0 | 0
PS | 0 | 0 | 0 | 0 | 0 | 0
PV | 0 | 0 | 0 | 0 | 0 | 0
PeakG | 0 | 0 | 0 | 0 | 0 | 0
PeakO | 0 | 0 | 0 | 0 | 0 | 0
ST | 0 | 0 | 0 | 0 | 0 | 0
STOG | 0 | 0 | 0 | 0 | 0 | 0
STWD | 0 | 0 | 0 | 0 | 0 | 0
WT | 0 | 0 | 0 | 0 | 0 | 0
IGCC | 0 | 0 | 0 | 0 | 0 | 0
DemandResponse | 0 | 0 | 0 | 0 | 0 | 0
IGCC-CCS | 0 | 0 | 0 | 0 | 0 | 0
WT_off | 0 | 0 | 0 | 0 | 0 | 0
PseudoUnit | 0 | 0 | 0 | 0 | 0 | 0
FixedInterchange | 0 | 0 | 0 | 0 | 0 | 0
Levelized Retrofit Capital Costs by Reporting Type: NYISO_J-K
ReportingType | 2015 | 2020 | 2025 | 2030 | 2035 | 2040
BM | 0 | 0 | 0 | 0 | 0 | 0
CC | 0 | 0 | 0 | 0 | 0 | 0
CSP | 0 | 0 | 0 | 0 | 0 | 0
CT | 0 | 0 | 0 | 0 | 0 | 0
Coal | 0 | 0 | 0 | 0 | 0 | 0
Geo | 0 | 0 | 0 | 0 | 0 | 0
H | 0 | 0 | 0 | 0 | 0 | 0
LFG | 0 | 0 | 0 | 0 | 0 | 0
Nuc | 0 | 0 | 0 | 0 | 0 | 0
PS | 0 | 0 | 0 | 0 | 0 | 0
PV | 0 | 0 | 0 | 0 | 0 | 0
PeakG | 0 | 0 | 0 | 0 | 0 | 0
PeakO | 0 | 0 | 0 | 0 | 0 | 0
ST | 0 | 0 | 0 | 0 | 0 | 0
STOG | 0 | 0 | 0 | 0 | 0 | 0
STWD | 0 | 0 | 0 | 0 | 0 | 0
WT | 0 | 0 | 0 | 0 | 0 | 0
IGCC | 0 | 0 | 0 | 0 | 0 | 0
DemandResponse | 0 | 0 | 0 | 0 | 0 | 0
IGCC-CCS | 0 | 0 | 0 | 0 | 0 | 0
WT_off | 0 | 0 | 0 | 0 | 0 | 0
PseudoUnit | 0 | 0 | 0 | 0 | 0 | 0
FixedInterchange | 0 | 0 | 0 | 0 | 0 | 0
Levelized Retrofit Capital Costs by Reporting Type: PJM_E
ReportingType | 2015 | 2020 | 2025 | 2030 | 2035 | 2040
BM | 0 | 0 | 0 | 0 | 0 | 0
CC | 0 | 0 | 0 | 0 | 0 | 0
CSP | 0 | 0 | 0 | 0 | 0 | 0
CT | 0 | 0 | 0 | 0 | 0 | 0
Coal | 22.45 | 22.45 | 0 | 0 | 0 | 0
Geo | 0 | 0 | 0 | 0 | 0 | 0
H | 0 | 0 | 0 | 0 | 0 | 0
LFG | 0 | 0 | 0 | 0 | 0 | 0
Nuc | 0 | 0 | 0 | 0 | 0 | 0
PS | 0 | 0 | 0 | 0 | 0 | 0
PV | 0 | 0 | 0 | 0 | 0 | 0
PeakG | 0 | 0 | 0 | 0 | 0 | 0
PeakO | 0 | 0 | 0 | 0 | 0 | 0
ST | 0 | 0 | 0 | 0 | 0 | 0
STOG | 0 | 0 | 0 | 0 | 0 | 0
STWD | 0 | 0 | 0 | 0 | 0 | 0
WT | 0 | 0 | 0 | 0 | 0 | 0
IGCC | 0 | 0 | 0 | 0 | 0 | 0
DemandResponse | 0 | 0 | 0 | 0 | 0 | 0
IGCC-CCS | 0 | 0 | 0 | 0 | 0 | 0
WT_off | 0 | 0 | 0 | 0 | 0 | 0
PseudoUnit | 0 | 0 | 0 | 0 | 0 | 0
FixedInterchange | 0 | 0 | 0 | 0 | 0 | 0
Levelized Retrofit Capital Costs by Reporting Type: PJM_ROM
ReportingType | 2015 | 2020 | 2025 | 2030 | 2035 | 2040
BM | 0 | 0 | 0 | 0 | 0 | 0
CC | 0 | 0 | 0 | 0 | 0 | 0
CSP | 0 | 0 | 0 | 0 | 0 | 0
CT | 0 | 0 | 0 | 0 | 0 | 0
Coal | 14.63 | 0 | 142.69 | 142.69 | 0 | 0
Geo | 0 | 0 | 0 | 0 | 0 | 0
H | 0 | 0 | 0 | 0 | 0 | 0
LFG | 0 | 0 | 0 | 0 | 0 | 0
Nuc | 0 | 0 | 0 | 0 | 0 | 0
PS | 0 | 0 | 0 | 0 | 0 | 0
PV | 0 | 0 | 0 | 0 | 0 | 0
PeakG | 0 | 0 | 0 | 0 | 0 | 0
PeakO | 0 | 0 | 0 | 0 | 0 | 0
ST | 0 | 0 | 0 | 0 | 0 | 0
STOG | 0 | 0 | 0 | 0 | 0 | 0
STWD | 0 | 0 | 0 | 0 | 0 | 0
WT | 0 | 0 | 0 | 0 | 0 | 0
IGCC | 0 | 0 | 0 | 0 | 0 | 0
DemandResponse | 0 | 0 | 0 | 0 | 0 | 0
IGCC-CCS | 0 | 0 | 0 | 0 | 0 | 0
WT_off | 0 | 0 | 0 | 0 | 0 | 0
PseudoUnit | 0 | 0 | 0 | 0 | 0 | 0
FixedInterchange | 0 | 0 | 0 | 0 | 0 | 0
Levelized Retrofit Capital Costs by Reporting Type: PJM_ROR
ReportingType | 2015 | 2020 | 2025 | 2030 | 2035 | 2040
BM | 0 | 0 | 0 | 0 | 0 | 0
CC | 0 | 0 | 0 | 0 | 0 | 0
CSP | 0 | 0 | 0 | 0 | 0 | 0
CT | 0 | 0 | 0 | 0 | 0 | 0
Coal | 47 | 0 | 916.57 | 916.57 | 0 | 0
Geo | 0 | 0 | 0 | 0 | 0 | 0
H | 0 | 0 | 0 | 0 | 0 | 0
LFG | 0 | 0 | 0 | 0 | 0 | 0
Nuc | 0 | 0 | 0 | 0 | 0 | 0
PS | 0 | 0 | 0 | 0 | 0 | 0
PV | 0 | 0 | 0 | 0 | 0 | 0
PeakG | 0 | 0 | 0 | 0 | 0 | 0
PeakO | 0 | 0 | 0 | 0 | 0 | 0
ST | 0 | 0 | 0 | 0 | 0 | 0
STOG | 0 | 0 | 0 | 0 | 0 | 0
STWD | 0 | 0 | 0 | 0 | 0 | 0
WT | 0 | 0 | 0 | 0 | 0 | 0
IGCC | 0 | 0 | 0 | 0 | 0 | 0
DemandResponse | 0 | 0 | 0 | 0 | 0 | 0
IGCC-CCS | 0 | 0 | 0 | 0 | 0 | 0
WT_off | 0 | 0 | 0 | 0 | 0 | 0
PseudoUnit | 0 | 0 | 0 | 0 | 0 | 0
FixedInterchange | 0 | 0 | 0 | 0 | 0 | 0
Levelized Retrofit Capital Costs by Reporting Type: SOCO
ReportingType | 2015 | 2020 | 2025 | 2030 | 2035 | 2040
BM | 0 | 0 | 0 | 0 | 0 | 0
CC | 0 | 0 | 0 | 0 | 0 | 0
CSP | 0 | 0 | 0 | 0 | 0 | 0
CT | 0 | 0 | 0 | 0 | 0 | 0
Coal | 400.35 | 400.35 | 205.65 | 205.65 | 0 | 0
Geo | 0 | 0 | 0 | 0 | 0 | 0
H | 0 | 0 | 0 | 0 | 0 | 0
LFG | 0 | 0 | 0 | 0 | 0 | 0
Nuc | 0 | 0 | 0 | 0 | 0 | 0
PS | 0 | 0 | 0 | 0 | 0 | 0
PV | 0 | 0 | 0 | 0 | 0 | 0
PeakG | 0 | 0 | 0 | 0 | 0 | 0
PeakO | 0 | 0 | 0 | 0 | 0 | 0
ST | 0 | 0 | 0 | 0 | 0 | 0
STOG | 0 | 0 | 0 | 0 | 0 | 0
STWD | 0 | 0 | 0 | 0 | 0 | 0
WT | 0 | 0 | 0 | 0 | 0 | 0
IGCC | 0 | 0 | 0 | 0 | 0 | 0
DemandResponse | 0 | 0 | 0 | 0 | 0 | 0
IGCC-CCS | 0 | 0 | 0 | 0 | 0 | 0
WT_off | 0 | 0 | 0 | 0 | 0 | 0
PseudoUnit | 0 | 0 | 0 | 0 | 0 | 0
FixedInterchange | 0 | 0 | 0 | 0 | 0 | 0
Levelized Retrofit Capital Costs by Reporting Type: SPP_N
ReportingType | 2015 | 2020 | 2025 | 2030 | 2035 | 2040
BM | 0 | 0 | 0 | 0 | 0 | 0
CC | 0 | 0 | 0 | 0 | 0 | 0
CSP | 0 | 0 | 0 | 0 | 0 | 0
CT | 0 | 0 | 0 | 0 | 0 | 0
Coal | 0 | 0 | 164.61 | 164.61 | 0 | 0
Geo | 0 | 0 | 0 | 0 | 0 | 0
H | 0 | 0 | 0 | 0 | 0 | 0
LFG | 0 | 0 | 0 | 0 | 0 | 0
Nuc | 0 | 0 | 0 | 0 | 0 | 0
PS | 0 | 0 | 0 | 0 | 0 | 0
PV | 0 | 0 | 0 | 0 | 0 | 0
PeakG | 0 | 0 | 0 | 0 | 0 | 0
PeakO | 0 | 0 | 0 | 0 | 0 | 0
ST | 0 | 0 | 0 | 0 | 0 | 0
STOG | 0 | 0 | 0 | 0 | 0 | 0
STWD | 0 | 0 | 0 | 0 | 0 | 0
WT | 0 | 0 | 0 | 0 | 0 | 0
IGCC | 0 | 0 | 0 | 0 | 0 | 0
DemandResponse | 0 | 0 | 0 | 0 | 0 | 0
IGCC-CCS | 0 | 0 | 0 | 0 | 0 | 0
WT_off | 0 | 0 | 0 | 0 | 0 | 0
PseudoUnit | 0 | 0 | 0 | 0 | 0 | 0
FixedInterchange | 0 | 0 | 0 | 0 | 0 | 0
Levelized Retrofit Capital Costs by Reporting Type: SPP_S
ReportingType | 2015 | 2020 | 2025 | 2030 | 2035 | 2040
BM | 0 | 0 | 0 | 0 | 0 | 0
CC | 0 | 0 | 0 | 0 | 0 | 0
CSP | 0 | 0 | 0 | 0 | 0 | 0
CT | 0 | 0 | 0 | 0 | 0 | 0
Coal | 0 | 0 | 213.52 | 213.52 | 0 | 0
Geo | 0 | 0 | 0 | 0 | 0 | 0
H | 0 | 0 | 0 | 0 | 0 | 0
LFG | 0 | 0 | 0 | 0 | 0 | 0
Nuc | 0 | 0 | 0 | 0 | 0 | 0
PS | 0 | 0 | 0 | 0 | 0 | 0
PV | 0 | 0 | 0 | 0 | 0 | 0
PeakG | 0 | 0 | 0 | 0 | 0 | 0
PeakO | 0 | 0 | 0 | 0 | 0 | 0
ST | 0 | 0 | 0 | 0 | 0 | 0
STOG | 0 | 0 | 0 | 0 | 0 | 0
STWD | 0 | 0 | 0 | 0 | 0 | 0
WT | 0 | 0 | 0 | 0 | 0 | 0
IGCC | 0 | 0 | 0 | 0 | 0 | 0
DemandResponse | 0 | 0 | 0 | 0 | 0 | 0
IGCC-CCS | 0 | 0 | 0 | 0 | 0 | 0
WT_off | 0 | 0 | 0 | 0 | 0 | 0
PseudoUnit | 0 | 0 | 0 | 0 | 0 | 0
FixedInterchange | 0 | 0 | 0 | 0 | 0 | 0
Levelized Retrofit Capital Costs by Reporting Type: TVA
ReportingType | 2015 | 2020 | 2025 | 2030 | 2035 | 2040
BM | 0 | 0 | 0 | 0 | 0 | 0
CC | 0 | 0 | 0 | 0 | 0 | 0
CSP | 0 | 0 | 0 | 0 | 0 | 0
CT | 0 | 0 | 0 | 0 | 0 | 0
Coal | 0 | 0 | 264.31 | 264.31 | 0 | 0
Geo | 0 | 0 | 0 | 0 | 0 | 0
H | 0 | 0 | 0 | 0 | 0 | 0
LFG | 0 | 0 | 0 | 0 | 0 | 0
Nuc | 0 | 0 | 0 | 0 | 0 | 0
PS | 0 | 0 | 0 | 0 | 0 | 0
PV | 0 | 0 | 0 | 0 | 0 | 0
PeakG | 0 | 0 | 0 | 0 | 0 | 0
PeakO | 0 | 0 | 0 | 0 | 0 | 0
ST | 0 | 0 | 0 | 0 | 0 | 0
STOG | 0 | 0 | 0 | 0 | 0 | 0
STWD | 0 | 0 | 0 | 0 | 0 | 0
WT | 0 | 0 | 0 | 0 | 0 | 0
IGCC | 0 | 0 | 0 | 0 | 0 | 0
DemandResponse | 0 | 0 | 0 | 0 | 0 | 0
IGCC-CCS | 0 | 0 | 0 | 0 | 0 | 0
WT_off | 0 | 0 | 0 | 0 | 0 | 0
PseudoUnit | 0 | 0 | 0 | 0 | 0 | 0
FixedInterchange | 0 | 0 | 0 | 0 | 0 | 0
Levelized Retrofit Capital Costs by Reporting Type: TVA_Transmission
ReportingType | 2015 | 2020 | 2025 | 2030 | 2035 | 2040
BM | 0 | 0 | 0 | 0 | 0 | 0
CC | 0 | 0 | 0 | 0 | 0 | 0
CSP | 0 | 0 | 0 | 0 | 0 | 0
CT | 0 | 0 | 0 | 0 | 0 | 0
Coal | 0 | 0 | 0 | 0 | 0 | 0
Geo | 0 | 0 | 0 | 0 | 0 | 0
H | 0 | 0 | 0 | 0 | 0 | 0
LFG | 0 | 0 | 0 | 0 | 0 | 0
Nuc | 0 | 0 | 0 | 0 | 0 | 0
PS | 0 | 0 | 0 | 0 | 0 | 0
PV | 0 | 0 | 0 | 0 | 0 | 0
PeakG | 0 | 0 | 0 | 0 | 0 | 0
PeakO | 0 | 0 | 0 | 0 | 0 | 0
ST | 0 | 0 | 0 | 0 | 0 | 0
STOG | 0 | 0 | 0 | 0 | 0 | 0
STWD | 0 | 0 | 0 | 0 | 0 | 0
WT | 0 | 0 | 0 | 0 | 0 | 0
IGCC | 0 | 0 | 0 | 0 | 0 | 0
DemandResponse | 0 | 0 | 0 | 0 | 0 | 0
IGCC-CCS | 0 | 0 | 0 | 0 | 0 | 0
WT_off | 0 | 0 | 0 | 0 | 0 | 0
PseudoUnit | 0 | 0 | 0 | 0 | 0 | 0
FixedInterchange | 0 | 0 | 0 | 0 | 0 | 0
Levelized Retrofit Capital Costs by Reporting Type: VACAR
ReportingType | 2015 | 2020 | 2025 | 2030 | 2035 | 2040
BM | 0 | 0 | 0 | 0 | 0 | 0
CC | 0 | 0 | 0 | 0 | 0 | 0
CSP | 0 | 0 | 0 | 0 | 0 | 0
CT | 0 | 0 | 0 | 0 | 0 | 0
Coal | 0 | 0 | 190.27 | 190.27 | 0 | 0
Geo | 0 | 0 | 0 | 0 | 0 | 0
H | 0 | 0 | 0 | 0 | 0 | 0
LFG | 0 | 0 | 0 | 0 | 0 | 0
Nuc | 0 | 0 | 0 | 0 | 0 | 0
PS | 0 | 0 | 0 | 0 | 0 | 0
PV | 0 | 0 | 0 | 0 | 0 | 0
PeakG | 0 | 0 | 0 | 0 | 0 | 0
PeakO | 0 | 0 | 0 | 0 | 0 | 0
ST | 0 | 0 | 0 | 0 | 0 | 0
STOG | 0 | 0 | 0 | 0 | 0 | 0
STWD | 0 | 0 | 0 | 0 | 0 | 0
WT | 0 | 0 | 0 | 0 | 0 | 0
IGCC | 0 | 0 | 0 | 0 | 0 | 0
DemandResponse | 0 | 0 | 0 | 0 | 0 | 0
IGCC-CCS | 0 | 0 | 0 | 0 | 0 | 0
WT_off | 0 | 0 | 0 | 0 | 0 | 0
PseudoUnit | 0 | 0 | 0 | 0 | 0 | 0
FixedInterchange | 0 | 0 | 0 | 0 | 0 | 0
Levelized Retrofit Capital Costs by Reporting Type: IESO
ReportingType | 2015 | 2020 | 2025 | 2030 | 2035 | 2040
BM | 0 | 0 | 0 | 0 | 0 | 0
CC | 0 | 0 | 0 | 0 | 0 | 0
CSP | 0 | 0 | 0 | 0 | 0 | 0
CT | 0 | 0 | 0 | 0 | 0 | 0
Coal | 0 | 0 | 0 | 0 | 0 | 0
Geo | 0 | 0 | 0 | 0 | 0 | 0
H | 0 | 0 | 0 | 0 | 0 | 0
LFG | 0 | 0 | 0 | 0 | 0 | 0
Nuc | 0 | 0 | 0 | 0 | 0 | 0
PS | 0 | 0 | 0 | 0 | 0 | 0
PV | 0 | 0 | 0 | 0 | 0 | 0
PeakG | 0 | 0 | 0 | 0 | 0 | 0
PeakO | 0 | 0 | 0 | 0 | 0 | 0
ST | 0 | 0 | 0 | 0 | 0 | 0
STOG | 0 | 0 | 0 | 0 | 0 | 0
STWD | 0 | 0 | 0 | 0 | 0 | 0
WT | 0 | 0 | 0 | 0 | 0 | 0
IGCC | 0 | 0 | 0 | 0 | 0 | 0
DemandResponse | 0 | 0 | 0 | 0 | 0 | 0
IGCC-CCS | 0 | 0 | 0 | 0 | 0 | 0
WT_off | 0 | 0 | 0 | 0 | 0 | 0
PseudoUnit | 0 | 0 | 0 | 0 | 0 | 0
FixedInterchange | 0 | 0 | 0 | 0 | 0 | 0
Levelized Retrofit Capital Costs by Reporting Type: MAPP_CA
ReportingType | 2015 | 2020 | 2025 | 2030 | 2035 | 2040
BM | 0 | 0 | 0 | 0 | 0 | 0
CC | 0 | 0 | 0 | 0 | 0 | 0
CSP | 0 | 0 | 0 | 0 | 0 | 0
CT | 0 | 0 | 0 | 0 | 0 | 0
Coal | 0 | 0 | 0 | 0 | 0 | 0
Geo | 0 | 0 | 0 | 0 | 0 | 0
H | 0 | 0 | 0 | 0 | 0 | 0
LFG | 0 | 0 | 0 | 0 | 0 | 0
Nuc | 0 | 0 | 0 | 0 | 0 | 0
PS | 0 | 0 | 0 | 0 | 0 | 0
PV | 0 | 0 | 0 | 0 | 0 | 0
PeakG | 0 | 0 | 0 | 0 | 0 | 0
PeakO | 0 | 0 | 0 | 0 | 0 | 0
ST | 0 | 0 | 0 | 0 | 0 | 0
STOG | 0 | 0 | 0 | 0 | 0 | 0
STWD | 0 | 0 | 0 | 0 | 0 | 0
WT | 0 | 0 | 0 | 0 | 0 | 0
IGCC | 0 | 0 | 0 | 0 | 0 | 0
DemandResponse | 0 | 0 | 0 | 0 | 0 | 0
IGCC-CCS | 0 | 0 | 0 | 0 | 0 | 0
WT_off | 0 | 0 | 0 | 0 | 0 | 0
PseudoUnit | 0 | 0 | 0 | 0 | 0 | 0
FixedInterchange | 0 | 0 | 0 | 0 | 0 | 0
Levelized Retrofit Capital Costs by Reporting Type: AZ_NM_SNV_Coal
ReportingType | 2015 | 2020 | 2025 | 2030 | 2035 | 2040
BM | 0 | 0 | 0 | 0 | 0 | 0
CC | 0 | 0 | 0 | 0 | 0 | 0
CSP | 0 | 0 | 0 | 0 | 0 | 0
CT | 0 | 0 | 0 | 0 | 0 | 0
Coal | 49.67 | 32.93 | 89.07 | 89.07 | 0 | 0
Geo | 0 | 0 | 0 | 0 | 0 | 0
H | 0 | 0 | 0 | 0 | 0 | 0
LFG | 0 | 0 | 0 | 0 | 0 | 0
Nuc | 0 | 0 | 0 | 0 | 0 | 0
PS | 0 | 0 | 0 | 0 | 0 | 0
PV | 0 | 0 | 0 | 0 | 0 | 0
PeakG | 0 | 0 | 0 | 0 | 0 | 0
PeakO | 0 | 0 | 0 | 0 | 0 | 0
ST | 0 | 0 | 0 | 0 | 0 | 0
STOG | 0 | 0 | 0 | 0 | 0 | 0
STWD | 0 | 0 | 0 | 0 | 0 | 0
WT | 0 | 0 | 0 | 0 | 0 | 0
IGCC | 0 | 0 | 0 | 0 | 0 | 0
DemandResponse | 0 | 0 | 0 | 0 | 0 | 0
IGCC-CCS | 0 | 0 | 0 | 0 | 0 | 0
WT_off | 0 | 0 | 0 | 0 | 0 | 0
PseudoUnit | 0 | 0 | 0 | 0 | 0 | 0
FixedInterchange | 0 | 0 | 0 | 0 | 0 | 0
Levelized Retrofit Capital Costs by Reporting Type: AZ_NM_SNV_Gas
ReportingType | 2015 | 2020 | 2025 | 2030 | 2035 | 2040
BM | 0 | 0 | 0 | 0 | 0 | 0
CC | 0 | 0 | 0 | 0 | 0 | 0
CSP | 0 | 0 | 0 | 0 | 0 | 0
CT | 0 | 0 | 0 | 0 | 0 | 0
Coal | 0 | 0 | 0 | 0 | 0 | 0
Geo | 0 | 0 | 0 | 0 | 0 | 0
H | 0 | 0 | 0 | 0 | 0 | 0
LFG | 0 | 0 | 0 | 0 | 0 | 0
Nuc | 0 | 0 | 0 | 0 | 0 | 0
PS | 0 | 0 | 0 | 0 | 0 | 0
PV | 0 | 0 | 0 | 0 | 0 | 0
PeakG | 0 | 0 | 0 | 0 | 0 | 0
PeakO | 0 | 0 | 0 | 0 | 0 | 0
ST | 0 | 0 | 0 | 0 | 0 | 0
STOG | 0 | 0 | 0 | 0 | 0 | 0
STWD | 0 | 0 | 0 | 0 | 0 | 0
WT | 0 | 0 | 0 | 0 | 0 | 0
IGCC | 0 | 0 | 0 | 0 | 0 | 0
DemandResponse | 0 | 0 | 0 | 0 | 0 | 0
IGCC-CCS | 0 | 0 | 0 | 0 | 0 | 0
WT_off | 0 | 0 | 0 | 0 | 0 | 0
PseudoUnit | 0 | 0 | 0 | 0 | 0 | 0
FixedInterchange | 0 | 0 | 0 | 0 | 0 | 0
Levelized Retrofit Capital Costs by Reporting Type: AZ_NM_SNV_NucRenew
ReportingType | 2015 | 2020 | 2025 | 2030 | 2035 | 2040
BM | 0 | 0 | 0 | 0 | 0 | 0
CC | 0 | 0 | 0 | 0 | 0 | 0
CSP | 0 | 0 | 0 | 0 | 0 | 0
CT | 0 | 0 | 0 | 0 | 0 | 0
Coal | 0 | 0 | 0 | 0 | 0 | 0
Geo | 0 | 0 | 0 | 0 | 0 | 0
H | 0 | 0 | 0 | 0 | 0 | 0
LFG | 0 | 0 | 0 | 0 | 0 | 0
Nuc | 0 | 0 | 0 | 0 | 0 | 0
PS | 0 | 0 | 0 | 0 | 0 | 0
PV | 0 | 0 | 0 | 0 | 0 | 0
PeakG | 0 | 0 | 0 | 0 | 0 | 0
PeakO | 0 | 0 | 0 | 0 | 0 | 0
ST | 0 | 0 | 0 | 0 | 0 | 0
STOG | 0 | 0 | 0 | 0 | 0 | 0
STWD | 0 | 0 | 0 | 0 | 0 | 0
WT | 0 | 0 | 0 | 0 | 0 | 0
IGCC | 0 | 0 | 0 | 0 | 0 | 0
DemandResponse | 0 | 0 | 0 | 0 | 0 | 0
IGCC-CCS | 0 | 0 | 0 | 0 | 0 | 0
WT_off | 0 | 0 | 0 | 0 | 0 | 0
PseudoUnit | 0 | 0 | 0 | 0 | 0 | 0
FixedInterchange | 0 | 0 | 0 | 0 | 0 | 0
Levelized Retrofit Capital Costs by Reporting Type: ERCOT
ReportingType | 2015 | 2020 | 2025 | 2030 | 2035 | 2040
BM | 0 | 0 | 0 | 0 | 0 | 0
CC | 0 | 0 | 0 | 0 | 0 | 0
CSP | 0 | 0 | 0 | 0 | 0 | 0
CT | 0 | 0 | 0 | 0 | 0 | 0
Coal | 82.51 | 0 | 271.76 | 271.76 | 0 | 0
Geo | 0 | 0 | 0 | 0 | 0 | 0
H | 0 | 0 | 0 | 0 | 0 | 0
LFG | 0 | 0 | 0 | 0 | 0 | 0
Nuc | 0 | 0 | 0 | 0 | 0 | 0
PS | 0 | 0 | 0 | 0 | 0 | 0
PV | 0 | 0 | 0 | 0 | 0 | 0
PeakG | 0 | 0 | 0 | 0 | 0 | 0
PeakO | 0 | 0 | 0 | 0 | 0 | 0
ST | 0 | 0 | 0 | 0 | 0 | 0
STOG | 0 | 0 | 0 | 0 | 0 | 0
STWD | 0 | 0 | 0 | 0 | 0 | 0
WT | 0 | 0 | 0 | 0 | 0 | 0
IGCC | 0 | 0 | 0 | 0 | 0 | 0
DemandResponse | 0 | 0 | 0 | 0 | 0 | 0
IGCC-CCS | 0 | 0 | 0 | 0 | 0 | 0
WT_off | 0 | 0 | 0 | 0 | 0 | 0
PseudoUnit | 0 | 0 | 0 | 0 | 0 | 0
FixedInterchange | 0 | 0 | 0 | 0 | 0 | 0
Levelized Retrofit Capital Costs by Reporting Type: NP15
ReportingType | 2015 | 2020 | 2025 | 2030 | 2035 | 2040
BM | 0 | 0 | 0 | 0 | 0 | 0
CC | 0 | 0 | 0 | 0 | 0 | 0
CSP | 0 | 0 | 0 | 0 | 0 | 0
CT | 0 | 0 | 0 | 0 | 0 | 0
Coal | 0 | 0 | 0 | 0 | 0 | 0
Geo | 0 | 0 | 0 | 0 | 0 | 0
H | 0 | 0 | 0 | 0 | 0 | 0
LFG | 0 | 0 | 0 | 0 | 0 | 0
Nuc | 0 | 0 | 0 | 0 | 0 | 0
PS | 0 | 0 | 0 | 0 | 0 | 0
PV | 0 | 0 | 0 | 0 | 0 | 0
PeakG | 0 | 0 | 0 | 0 | 0 | 0
PeakO | 0 | 0 | 0 | 0 | 0 | 0
ST | 0 | 0 | 0 | 0 | 0 | 0
STOG | 0 | 0 | 0 | 0 | 0 | 0
STWD | 0 | 0 | 0 | 0 | 0 | 0
WT | 0 | 0 | 0 | 0 | 0 | 0
IGCC | 0 | 0 | 0 | 0 | 0 | 0
DemandResponse | 0 | 0 | 0 | 0 | 0 | 0
IGCC-CCS | 0 | 0 | 0 | 0 | 0 | 0
WT_off | 0 | 0 | 0 | 0 | 0 | 0
PseudoUnit | 0 | 0 | 0 | 0 | 0 | 0
FixedInterchange | 0 | 0 | 0 | 0 | 0 | 0
Levelized Retrofit Capital Costs by Reporting Type: NWPP_Coal
ReportingType | 2015 | 2020 | 2025 | 2030 | 2035 | 2040
BM | 0 | 0 | 0 | 0 | 0 | 0
CC | 0 | 0 | 0 | 0 | 0 | 0
CSP | 0 | 0 | 0 | 0 | 0 | 0
CT | 0 | 0 | 0 | 0 | 0 | 0
Coal | 0 | 0 | 166.25 | 166.25 | 0 | 0
Geo | 0 | 0 | 0 | 0 | 0 | 0
H | 0 | 0 | 0 | 0 | 0 | 0
LFG | 0 | 0 | 0 | 0 | 0 | 0
Nuc | 0 | 0 | 0 | 0 | 0 | 0
PS | 0 | 0 | 0 | 0 | 0 | 0
PV | 0 | 0 | 0 | 0 | 0 | 0
PeakG | 0 | 0 | 0 | 0 | 0 | 0
PeakO | 0 | 0 | 0 | 0 | 0 | 0
ST | 0 | 0 | 0 | 0 | 0 | 0
STOG | 0 | 0 | 0 | 0 | 0 | 0
STWD | 0 | 0 | 0 | 0 | 0 | 0
WT | 0 | 0 | 0 | 0 | 0 | 0
IGCC | 0 | 0 | 0 | 0 | 0 | 0
DemandResponse | 0 | 0 | 0 | 0 | 0 | 0
IGCC-CCS | 0 | 0 | 0 | 0 | 0 | 0
WT_off | 0 | 0 | 0 | 0 | 0 | 0
PseudoUnit | 0 | 0 | 0 | 0 | 0 | 0
FixedInterchange | 0 | 0 | 0 | 0 | 0 | 0
Levelized Retrofit Capital Costs by Reporting Type: NWPP_Gas
ReportingType | 2015 | 2020 | 2025 | 2030 | 2035 | 2040
BM | 0 | 0 | 0 | 0 | 0 | 0
CC | 0 | 0 | 0 | 0 | 0 | 0
CSP | 0 | 0 | 0 | 0 | 0 | 0
CT | 0 | 0 | 0 | 0 | 0 | 0
Coal | 0 | 0 | 0 | 0 | 0 | 0
Geo | 0 | 0 | 0 | 0 | 0 | 0
H | 0 | 0 | 0 | 0 | 0 | 0
LFG | 0 | 0 | 0 | 0 | 0 | 0
Nuc | 0 | 0 | 0 | 0 | 0 | 0
PS | 0 | 0 | 0 | 0 | 0 | 0
PV | 0 | 0 | 0 | 0 | 0 | 0
PeakG | 0 | 0 | 0 | 0 | 0 | 0
PeakO | 0 | 0 | 0 | 0 | 0 | 0
ST | 0 | 0 | 0 | 0 | 0 | 0
STOG | 0 | 0 | 0 | 0 | 0 | 0
STWD | 0 | 0 | 0 | 0 | 0 | 0
WT | 0 | 0 | 0 | 0 | 0 | 0
IGCC | 0 | 0 | 0 | 0 | 0 | 0
DemandResponse | 0 | 0 | 0 | 0 | 0 | 0
IGCC-CCS | 0 | 0 | 0 | 0 | 0 | 0
WT_off | 0 | 0 | 0 | 0 | 0 | 0
PseudoUnit | 0 | 0 | 0 | 0 | 0 | 0
FixedInterchange | 0 | 0 | 0 | 0 | 0 | 0
Levelized Retrofit Capital Costs by Reporting Type: NWPP_NucRenew
ReportingType | 2015 | 2020 | 2025 | 2030 | 2035 | 2040
BM | 0 | 0 | 0 | 0 | 0 | 0
CC | 0 | 0 | 0 | 0 | 0 | 0
CSP | 0 | 0 | 0 | 0 | 0 | 0
CT | 0 | 0 | 0 | 0 | 0 | 0
Coal | 0 | 0 | 0 | 0 | 0 | 0
Geo | 0 | 0 | 0 | 0 | 0 | 0
H | 0 | 0 | 0 | 0 | 0 | 0
LFG | 0 | 0 | 0 | 0 | 0 | 0
Nuc | 0 | 0 | 0 | 0 | 0 | 0
PS | 0 | 0 | 0 | 0 | 0 | 0
PV | 0 | 0 | 0 | 0 | 0 | 0
PeakG | 0 | 0 | 0 | 0 | 0 | 0
PeakO | 0 | 0 | 0 | 0 | 0 | 0
ST | 0 | 0 | 0 | 0 | 0 | 0
STOG | 0 | 0 | 0 | 0 | 0 | 0
STWD | 0 | 0 | 0 | 0 | 0 | 0
WT | 0 | 0 | 0 | 0 | 0 | 0
IGCC | 0 | 0 | 0 | 0 | 0 | 0
DemandResponse | 0 | 0 | 0 | 0 | 0 | 0
IGCC-CCS | 0 | 0 | 0 | 0 | 0 | 0
WT_off | 0 | 0 | 0 | 0 | 0 | 0
PseudoUnit | 0 | 0 | 0 | 0 | 0 | 0
FixedInterchange | 0 | 0 | 0 | 0 | 0 | 0
Levelized Retrofit Capital Costs by Reporting Type: RMPA
ReportingType | 2015 | 2020 | 2025 | 2030 | 2035 | 2040
BM | 0 | 0 | 0 | 0 | 0 | 0
CC | 0 | 0 | 0 | 0 | 0 | 0
CSP | 0 | 0 | 0 | 0 | 0 | 0
CT | 0 | 0 | 0 | 0 | 0 | 0
Coal | 29.11 | 0 | 90.92 | 90.92 | 0 | 0
Geo | 0 | 0 | 0 | 0 | 0 | 0
H | 0 | 0 | 0 | 0 | 0 | 0
LFG | 0 | 0 | 0 | 0 | 0 | 0
Nuc | 0 | 0 | 0 | 0 | 0 | 0
PS | 0 | 0 | 0 | 0 | 0 | 0
PV | 0 | 0 | 0 | 0 | 0 | 0
PeakG | 0 | 0 | 0 | 0 | 0 | 0
PeakO | 0 | 0 | 0 | 0 | 0 | 0
ST | 0 | 0 | 0 | 0 | 0 | 0
STOG | 0 | 0 | 0 | 0 | 0 | 0
STWD | 0 | 0 | 0 | 0 | 0 | 0
WT | 0 | 0 | 0 | 0 | 0 | 0
IGCC | 0 | 0 | 0 | 0 | 0 | 0
DemandResponse | 0 | 0 | 0 | 0 | 0 | 0
IGCC-CCS | 0 | 0 | 0 | 0 | 0 | 0
WT_off | 0 | 0 | 0 | 0 | 0 | 0
PseudoUnit | 0 | 0 | 0 | 0 | 0 | 0
FixedInterchange | 0 | 0 | 0 | 0 | 0 | 0
Levelized Retrofit Capital Costs by Reporting Type: SP15
ReportingType | 2015 | 2020 | 2025 | 2030 | 2035 | 2040
BM | 0 | 0 | 0 | 0 | 0 | 0
CC | 0 | 0 | 0 | 0 | 0 | 0
CSP | 0 | 0 | 0 | 0 | 0 | 0
CT | 0 | 0 | 0 | 0 | 0 | 0
Coal | 0 | 0 | 0 | 0 | 0 | 0
Geo | 0 | 0 | 0 | 0 | 0 | 0
H | 0 | 0 | 0 | 0 | 0 | 0
LFG | 0 | 0 | 0 | 0 | 0 | 0
Nuc | 0 | 0 | 0 | 0 | 0 | 0
PS | 0 | 0 | 0 | 0 | 0 | 0
PV | 0 | 0 | 0 | 0 | 0 | 0
PeakG | 0 | 0 | 0 | 0 | 0 | 0
PeakO | 0 | 0 | 0 | 0 | 0 | 0
ST | 0 | 0 | 0 | 0 | 0 | 0
STOG | 0 | 0 | 0 | 0 | 0 | 0
STWD | 0 | 0 | 0 | 0 | 0 | 0
WT | 0 | 0 | 0 | 0 | 0 | 0
IGCC | 0 | 0 | 0 | 0 | 0 | 0
DemandResponse | 0 | 0 | 0 | 0 | 0 | 0
IGCC-CCS | 0 | 0 | 0 | 0 | 0 | 0
WT_off | 0 | 0 | 0 | 0 | 0 | 0
PseudoUnit | 0 | 0 | 0 | 0 | 0 | 0
FixedInterchange | 0 | 0 | 0 | 0 | 0 | 0
Levelized Retrofit Capital Costs by Reporting Type: ALB
ReportingType | 2015 | 2020 | 2025 | 2030 | 2035 | 2040
BM | 0 | 0 | 0 | 0 | 0 | 0
CC | 0 | 0 | 0 | 0 | 0 | 0
CSP | 0 | 0 | 0 | 0 | 0 | 0
CT | 0 | 0 | 0 | 0 | 0 | 0
Coal | 0 | 0 | 0 | 0 | 0 | 0
Geo | 0 | 0 | 0 | 0 | 0 | 0
H | 0 | 0 | 0 | 0 | 0 | 0
LFG | 0 | 0 | 0 | 0 | 0 | 0
Nuc | 0 | 0 | 0 | 0 | 0 | 0
PS | 0 | 0 | 0 | 0 | 0 | 0
PV | 0 | 0 | 0 | 0 | 0 | 0
PeakG | 0 | 0 | 0 | 0 | 0 | 0
PeakO | 0 | 0 | 0 | 0 | 0 | 0
ST | 0 | 0 | 0 | 0 | 0 | 0
STOG | 0 | 0 | 0 | 0 | 0 | 0
STWD | 0 | 0 | 0 | 0 | 0 | 0
WT | 0 | 0 | 0 | 0 | 0 | 0
IGCC | 0 | 0 | 0 | 0 | 0 | 0
DemandResponse | 0 | 0 | 0 | 0 | 0 | 0
IGCC-CCS | 0 | 0 | 0 | 0 | 0 | 0
WT_off | 0 | 0 | 0 | 0 | 0 | 0
PseudoUnit | 0 | 0 | 0 | 0 | 0 | 0
FixedInterchange | 0 | 0 | 0 | 0 | 0 | 0
Levelized Retrofit Capital Costs by Reporting Type: BC
ReportingType | 2015 | 2020 | 2025 | 2030 | 2035 | 2040
BM | 0 | 0 | 0 | 0 | 0 | 0
CC | 0 | 0 | 0 | 0 | 0 | 0
CSP | 0 | 0 | 0 | 0 | 0 | 0
CT | 0 | 0 | 0 | 0 | 0 | 0
Coal | 0 | 0 | 0 | 0 | 0 | 0
Geo | 0 | 0 | 0 | 0 | 0 | 0
H | 0 | 0 | 0 | 0 | 0 | 0
LFG | 0 | 0 | 0 | 0 | 0 | 0
Nuc | 0 | 0 | 0 | 0 | 0 | 0
PS | 0 | 0 | 0 | 0 | 0 | 0
PV | 0 | 0 | 0 | 0 | 0 | 0
PeakG | 0 | 0 | 0 | 0 | 0 | 0
PeakO | 0 | 0 | 0 | 0 | 0 | 0
ST | 0 | 0 | 0 | 0 | 0 | 0
STOG | 0 | 0 | 0 | 0 | 0 | 0
STWD | 0 | 0 | 0 | 0 | 0 | 0
WT | 0 | 0 | 0 | 0 | 0 | 0
IGCC | 0 | 0 | 0 | 0 | 0 | 0
DemandResponse | 0 | 0 | 0 | 0 | 0 | 0
IGCC-CCS | 0 | 0 | 0 | 0 | 0 | 0
WT_off | 0 | 0 | 0 | 0 | 0 | 0
PseudoUnit | 0 | 0 | 0 | 0 | 0 | 0
FixedInterchange | 0 | 0 | 0 | 0 | 0 | 0
Levelized Retrofit Capital Costs by Reporting Type: HQ_IESO
ReportingType | 2015 | 2020 | 2025 | 2030 | 2035 | 2040
BM | 0 | 0 | 0 | 0 | 0 | 0
CC | 0 | 0 | 0 | 0 | 0 | 0
CSP | 0 | 0 | 0 | 0 | 0 | 0
CT | 0 | 0 | 0 | 0 | 0 | 0
Coal | 0 | 0 | 0 | 0 | 0 | 0
Geo | 0 | 0 | 0 | 0 | 0 | 0
H | 0 | 0 | 0 | 0 | 0 | 0
LFG | 0 | 0 | 0 | 0 | 0 | 0
Nuc | 0 | 0 | 0 | 0 | 0 | 0
PS | 0 | 0 | 0 | 0 | 0 | 0
PV | 0 | 0 | 0 | 0 | 0 | 0
PeakG | 0 | 0 | 0 | 0 | 0 | 0
PeakO | 0 | 0 | 0 | 0 | 0 | 0
ST | 0 | 0 | 0 | 0 | 0 | 0
STOG | 0 | 0 | 0 | 0 | 0 | 0
STWD | 0 | 0 | 0 | 0 | 0 | 0
WT | 0 | 0 | 0 | 0 | 0 | 0
IGCC | 0 | 0 | 0 | 0 | 0 | 0
DemandResponse | 0 | 0 | 0 | 0 | 0 | 0
IGCC-CCS | 0 | 0 | 0 | 0 | 0 | 0
WT_off | 0 | 0 | 0 | 0 | 0 | 0
PseudoUnit | 0 | 0 | 0 | 0 | 0 | 0
FixedInterchange | 0 | 0 | 0 | 0 | 0 | 0
Levelized Retrofit Capital Costs by Reporting Type: HQ_NEISO
ReportingType | 2015 | 2020 | 2025 | 2030 | 2035 | 2040
BM | 0 | 0 | 0 | 0 | 0 | 0
CC | 0 | 0 | 0 | 0 | 0 | 0
CSP | 0 | 0 | 0 | 0 | 0 | 0
CT | 0 | 0 | 0 | 0 | 0 | 0
Coal | 0 | 0 | 0 | 0 | 0 | 0
Geo | 0 | 0 | 0 | 0 | 0 | 0
H | 0 | 0 | 0 | 0 | 0 | 0
LFG | 0 | 0 | 0 | 0 | 0 | 0
Nuc | 0 | 0 | 0 | 0 | 0 | 0
PS | 0 | 0 | 0 | 0 | 0 | 0
PV | 0 | 0 | 0 | 0 | 0 | 0
PeakG | 0 | 0 | 0 | 0 | 0 | 0
PeakO | 0 | 0 | 0 | 0 | 0 | 0
ST | 0 | 0 | 0 | 0 | 0 | 0
STOG | 0 | 0 | 0 | 0 | 0 | 0
STWD | 0 | 0 | 0 | 0 | 0 | 0
WT | 0 | 0 | 0 | 0 | 0 | 0
IGCC | 0 | 0 | 0 | 0 | 0 | 0
DemandResponse | 0 | 0 | 0 | 0 | 0 | 0
IGCC-CCS | 0 | 0 | 0 | 0 | 0 | 0
WT_off | 0 | 0 | 0 | 0 | 0 | 0
PseudoUnit | 0 | 0 | 0 | 0 | 0 | 0
FixedInterchange | 0 | 0 | 0 | 0 | 0 | 0
Levelized Retrofit Capital Costs by Reporting Type: HQ_NY
ReportingType | 2015 | 2020 | 2025 | 2030 | 2035 | 2040
BM | 0 | 0 | 0 | 0 | 0 | 0
CC | 0 | 0 | 0 | 0 | 0 | 0
CSP | 0 | 0 | 0 | 0 | 0 | 0
CT | 0 | 0 | 0 | 0 | 0 | 0
Coal | 0 | 0 | 0 | 0 | 0 | 0
Geo | 0 | 0 | 0 | 0 | 0 | 0
H | 0 | 0 | 0 | 0 | 0 | 0
LFG | 0 | 0 | 0 | 0 | 0 | 0
Nuc | 0 | 0 | 0 | 0 | 0 | 0
PS | 0 | 0 | 0 | 0 | 0 | 0
PV | 0 | 0 | 0 | 0 | 0 | 0
PeakG | 0 | 0 | 0 | 0 | 0 | 0
PeakO | 0 | 0 | 0 | 0 | 0 | 0
ST | 0 | 0 | 0 | 0 | 0 | 0
STOG | 0 | 0 | 0 | 0 | 0 | 0
STWD | 0 | 0 | 0 | 0 | 0 | 0
WT | 0 | 0 | 0 | 0 | 0 | 0
IGCC | 0 | 0 | 0 | 0 | 0 | 0
DemandResponse | 0 | 0 | 0 | 0 | 0 | 0
IGCC-CCS | 0 | 0 | 0 | 0 | 0 | 0
WT_off | 0 | 0 | 0 | 0 | 0 | 0
PseudoUnit | 0 | 0 | 0 | 0 | 0 | 0
FixedInterchange | 0 | 0 | 0 | 0 | 0 | 0
Levelized Retrofit Capital Costs by Reporting Type: MARITIMES
ReportingType | 2015 | 2020 | 2025 | 2030 | 2035 | 2040
BM | 0 | 0 | 0 | 0 | 0 | 0
CC | 0 | 0 | 0 | 0 | 0 | 0
CSP | 0 | 0 | 0 | 0 | 0 | 0
CT | 0 | 0 | 0 | 0 | 0 | 0
Coal | 0 | 0 | 0 | 0 | 0 | 0
Geo | 0 | 0 | 0 | 0 | 0 | 0
H | 0 | 0 | 0 | 0 | 0 | 0
LFG | 0 | 0 | 0 | 0 | 0 | 0
Nuc | 0 | 0 | 0 | 0 | 0 | 0
PS | 0 | 0 | 0 | 0 | 0 | 0
PV | 0 | 0 | 0 | 0 | 0 | 0
PeakG | 0 | 0 | 0 | 0 | 0 | 0
PeakO | 0 | 0 | 0 | 0 | 0 | 0
ST | 0 | 0 | 0 | 0 | 0 | 0
STOG | 0 | 0 | 0 | 0 | 0 | 0
STWD | 0 | 0 | 0 | 0 | 0 | 0
WT | 0 | 0 | 0 | 0 | 0 | 0
IGCC | 0 | 0 | 0 | 0 | 0 | 0
DemandResponse | 0 | 0 | 0 | 0 | 0 | 0
IGCC-CCS | 0 | 0 | 0 | 0 | 0 | 0
WT_off | 0 | 0 | 0 | 0 | 0 | 0
PseudoUnit | 0 | 0 | 0 | 0 | 0 | 0
FixedInterchange | 0 | 0 | 0 | 0 | 0 | 0
Levelized Retrofit Capital Costs by Reporting Type: All
ReportingType | 2015 | 2020 | 2025 | 2030 | 2035 | 2040
BM | 0 | 0 | 0 | 0 | 0 | 0
CC | 0 | 0 | 0 | 0 | 0 | 0
CSP | 0 | 0 | 0 | 0 | 0 | 0
CT | 0 | 0 | 0 | 0 | 0 | 0
Coal | 1184.42 | 833.68 | 4798.5 | 4798.5 | 0 | 0
Geo | 0 | 0 | 0 | 0 | 0 | 0
H | 0 | 0 | 0 | 0 | 0 | 0
LFG | 0 | 0 | 0 | 0 | 0 | 0
Nuc | 0 | 0 | 0 | 0 | 0 | 0
PS | 0 | 0 | 0 | 0 | 0 | 0
PV | 0 | 0 | 0 | 0 | 0 | 0
PeakG | 0 | 0 | 0 | 0 | 0 | 0
PeakO | 0 | 0 | 0 | 0 | 0 | 0
ST | 0 | 0 | 0 | 0 | 0 | 0
STOG | 0 | 0 | 0 | 0 | 0 | 0
STWD | 0 | 0 | 0 | 0 | 0 | 0
WT | 0 | 0 | 0 | 0 | 0 | 0
IGCC | 0 | 0 | 0 | 0 | 0 | 0
DemandResponse | 0 | 0 | 0 | 0 | 0 | 0
IGCC-CCS | 0 | 0 | 0 | 0 | 0 | 0
WT_off | 0 | 0 | 0 | 0 | 0 | 0
PseudoUnit | 0 | 0 | 0 | 0 | 0 | 0
FixedInterchange | 0 | 0 | 0 | 0 | 0 | 0
Levelized Retrofit Capital Costs by Reporting Type: EI_US
ReportingType | 2015 | 2020 | 2025 | 2030 | 2035 | 2040
BM | 0 | 0 | 0 | 0 | 0 | 0
CC | 0 | 0 | 0 | 0 | 0 | 0
CSP | 0 | 0 | 0 | 0 | 0 | 0
CT | 0 | 0 | 0 | 0 | 0 | 0
Coal | 1023.13 | 800.75 | 4180.5 | 4180.5 | 0 | 0
Geo | 0 | 0 | 0 | 0 | 0 | 0
H | 0 | 0 | 0 | 0 | 0 | 0
LFG | 0 | 0 | 0 | 0 | 0 | 0
Nuc | 0 | 0 | 0 | 0 | 0 | 0
PS | 0 | 0 | 0 | 0 | 0 | 0
PV | 0 | 0 | 0 | 0 | 0 | 0
PeakG | 0 | 0 | 0 | 0 | 0 | 0
PeakO | 0 | 0 | 0 | 0 | 0 | 0
ST | 0 | 0 | 0 | 0 | 0 | 0
STOG | 0 | 0 | 0 | 0 | 0 | 0
STWD | 0 | 0 | 0 | 0 | 0 | 0
WT | 0 | 0 | 0 | 0 | 0 | 0
IGCC | 0 | 0 | 0 | 0 | 0 | 0
DemandResponse | 0 | 0 | 0 | 0 | 0 | 0
IGCC-CCS | 0 | 0 | 0 | 0 | 0 | 0
WT_off | 0 | 0 | 0 | 0 | 0 | 0
PseudoUnit | 0 | 0 | 0 | 0 | 0 | 0
FixedInterchange | 0 | 0 | 0 | 0 | 0 | 0
Levelized Retrofit Capital Costs by Reporting Type: EI_Canada
ReportingType | 2015 | 2020 | 2025 | 2030 | 2035 | 2040
BM | 0 | 0 | 0 | 0 | 0 | 0
CC | 0 | 0 | 0 | 0 | 0 | 0
CSP | 0 | 0 | 0 | 0 | 0 | 0
CT | 0 | 0 | 0 | 0 | 0 | 0
Coal | 0 | 0 | 0 | 0 | 0 | 0
Geo | 0 | 0 | 0 | 0 | 0 | 0
H | 0 | 0 | 0 | 0 | 0 | 0
LFG | 0 | 0 | 0 | 0 | 0 | 0
Nuc | 0 | 0 | 0 | 0 | 0 | 0
PS | 0 | 0 | 0 | 0 | 0 | 0
PV | 0 | 0 | 0 | 0 | 0 | 0
PeakG | 0 | 0 | 0 | 0 | 0 | 0
PeakO | 0 | 0 | 0 | 0 | 0 | 0
ST | 0 | 0 | 0 | 0 | 0 | 0
STOG | 0 | 0 | 0 | 0 | 0 | 0
STWD | 0 | 0 | 0 | 0 | 0 | 0
WT | 0 | 0 | 0 | 0 | 0 | 0
IGCC | 0 | 0 | 0 | 0 | 0 | 0
DemandResponse | 0 | 0 | 0 | 0 | 0 | 0
IGCC-CCS | 0 | 0 | 0 | 0 | 0 | 0
WT_off | 0 | 0 | 0 | 0 | 0 | 0
PseudoUnit | 0 | 0 | 0 | 0 | 0 | 0
FixedInterchange | 0 | 0 | 0 | 0 | 0 | 0
Levelized Retrofit Capital Costs by Reporting Type: EI
ReportingType | 2015 | 2020 | 2025 | 2030 | 2035 | 2040
BM | 0 | 0 | 0 | 0 | 0 | 0
CC | 0 | 0 | 0 | 0 | 0 | 0
CSP | 0 | 0 | 0 | 0 | 0 | 0
CT | 0 | 0 | 0 | 0 | 0 | 0
Coal | 1023.13 | 800.75 | 4180.5 | 4180.5 | 0 | 0
Geo | 0 | 0 | 0 | 0 | 0 | 0
H | 0 | 0 | 0 | 0 | 0 | 0
LFG | 0 | 0 | 0 | 0 | 0 | 0
Nuc | 0 | 0 | 0 | 0 | 0 | 0
PS | 0 | 0 | 0 | 0 | 0 | 0
PV | 0 | 0 | 0 | 0 | 0 | 0
PeakG | 0 | 0 | 0 | 0 | 0 | 0
PeakO | 0 | 0 | 0 | 0 | 0 | 0
ST | 0 | 0 | 0 | 0 | 0 | 0
STOG | 0 | 0 | 0 | 0 | 0 | 0
STWD | 0 | 0 | 0 | 0 | 0 | 0
WT | 0 | 0 | 0 | 0 | 0 | 0
IGCC | 0 | 0 | 0 | 0 | 0 | 0
DemandResponse | 0 | 0 | 0 | 0 | 0 | 0
IGCC-CCS | 0 | 0 | 0 | 0 | 0 | 0
WT_off | 0 | 0 | 0 | 0 | 0 | 0
PseudoUnit | 0 | 0 | 0 | 0 | 0 | 0
FixedInterchange | 0 | 0 | 0 | 0 | 0 | 0
Levelized Retrofit Capital Costs by Reporting Type: Outside_EI
ReportingType | 2015 | 2020 | 2025 | 2030 | 2035 | 2040
BM | 0 | 0 | 0 | 0 | 0 | 0
CC | 0 | 0 | 0 | 0 | 0 | 0
CSP | 0 | 0 | 0 | 0 | 0 | 0
CT | 0 | 0 | 0 | 0 | 0 | 0
Coal | 161.28 | 32.93 | 618 | 618 | 0 | 0
Geo | 0 | 0 | 0 | 0 | 0 | 0
H | 0 | 0 | 0 | 0 | 0 | 0
LFG | 0 | 0 | 0 | 0 | 0 | 0
Nuc | 0 | 0 | 0 | 0 | 0 | 0
PS | 0 | 0 | 0 | 0 | 0 | 0
PV | 0 | 0 | 0 | 0 | 0 | 0
PeakG | 0 | 0 | 0 | 0 | 0 | 0
PeakO | 0 | 0 | 0 | 0 | 0 | 0
ST | 0 | 0 | 0 | 0 | 0 | 0
STOG | 0 | 0 | 0 | 0 | 0 | 0
STWD | 0 | 0 | 0 | 0 | 0 | 0
WT | 0 | 0 | 0 | 0 | 0 | 0
IGCC | 0 | 0 | 0 | 0 | 0 | 0
DemandResponse | 0 | 0 | 0 | 0 | 0 | 0
IGCC-CCS | 0 | 0 | 0 | 0 | 0 | 0
WT_off | 0 | 0 | 0 | 0 | 0 | 0
PseudoUnit | 0 | 0 | 0 | 0 | 0 | 0
FixedInterchange | 0 | 0 | 0 | 0 | 0 | 0
#14 | Total Costs ($million)
Total Costs by Reporting Type: Entergy
ReportingType | 2015 | 2020 | 2025 | 2030 | 2035 | 2040
BM | 0 | 0 | 0 | 0 | 0 | 0
CC | 2930.07 | 3613.8 | 4336.38 | 4645.41 | 5782.35 | 6570.17
CSP | 0 | 0 | 0 | 0 | 0 | 0
CT | 0 | 0 | 0 | 0 | 0 | 0
Coal | 2429.19 | 2469.36 | 3111.09 | 3215.18 | 3070.41 | 3315.14
Geo | 0 | 0 | 0 | 0 | 0 | 0
H | 10.6 | 10.6 | 10.6 | 10.6 | 10.6 | 10.6
LFG | 0.97 | 0.97 | 34.17 | 34.17 | 34.17 | 34.17
Nuc | 1262.64 | 1270.24 | 1309.55 | 1301.93 | 1099.75 | 1464.17
PS | 1.4 | 1.4 | 1.4 | 1.4 | 1.4 | 1.4
PV | 0.11 | 22.87 | 34.27 | 35.3 | 36.36 | 15.89
PeakG | 47.54 | 47.54 | 77.29 | 67.81 | 69.14 | 69.36
PeakO | 4.42 | 4.47 | 6.37 | 5.22 | 5.22 | 5.22
ST | 0 | 0 | 0 | 0 | 0 | 0
STOG | 221.8 | 236.14 | 251.34 | 233.47 | 243.77 | 251.69
STWD | 6.6 | 6.6 | 8.26 | 6.73 | 7.29 | 13.42
WT | 3.67 | 3.67 | 3.67 | 3.67 | 3.67 | 3.67
IGCC | 0 | 0 | 0 | 0 | 0 | 0
DemandResponse | 0 | 0 | 0 | 0 | 0 | 0
IGCC-CCS | 0 | 0 | 0 | 0 | 0 | 0
WT_off | 0 | 0 | 0 | 0 | 0 | 0
PseudoUnit | 0 | 0 | 0 | 0 | 0 | 0
FixedInterchange | 0 | 0 | 0 | 0 | 0 | 0
Total Costs by Reporting Type: FRCC
ReportingType | 2015 | 2020 | 2025 | 2030 | 2035 | 2040
BM | 0 | 0 | 0 | 0 | 0 | 0
CC | 7388.5 | 9376.84 | 11231 | 13001.18 | 16539.14 | 20319.86
CSP | 0 | 0 | 0 | 0 | 0 | 0
CT | 269.7 | 288.99 | 296.9 | 301.13 | 99.69 | 92.03
Coal | 2856.51 | 2752.83 | 3240.94 | 3288.81 | 3308.15 | 3441.04
Geo | 0 | 0 | 0 | 0 | 0 | 0
H | 0.78 | 0.78 | 0.78 | 0.78 | 0.78 | 0.78
LFG | 58.68 | 58.68 | 120.69 | 120.69 | 120.69 | 120.69
Nuc | 960.37 | 966.13 | 1018.21 | 990.13 | 1182.7 | 448.91
PS | 0 | 0 | 0 | 0 | 0 | 0
PV | 0.75 | 0.75 | 0.75 | 0.75 | 0.75 | 0.75
PeakG | 181.36 | 184.87 | 281.18 | 247.85 | 242.1 | 235.26
PeakO | 64.61 | 65.04 | 85.38 | 68.43 | 68.43 | 68.43
ST | 0 | 0 | 0 | 0 | 0 | 0
STOG | 396.41 | 390.24 | 365.84 | 345.66 | 345.65 | 297.24
STWD | 6.25 | 12.06 | 17.87 | 16.42 | 16.38 | 16.42
WT | 0 | 0 | 0 | 0 | 0 | 0
IGCC | 0 | 0 | 0 | 0 | 0 | 0
DemandResponse | 0 | 0 | 0 | 0 | 0 | 0
IGCC-CCS | 0 | 0 | 0 | 0 | 0 | 0
WT_off | 0 | 0 | 0 | 0 | 0 | 0
PseudoUnit | 0 | 0 | 0 | 0 | 0 | 0
FixedInterchange | 0 | 0 | 0 | 0 | 0 | 0
Total Costs by Reporting Type: MAPP_US
ReportingType | 2015 | 2020 | 2025 | 2030 | 2035 | 2040
BM | 0 | 0 | 0 | 0 | 0 | 0
CC | 15.01 | 15.92 | 21.58 | 22.71 | 22.52 | 22.05
CSP | 0 | 0 | 0 | 0 | 0 | 0
CT | 27.96 | 27.96 | 28.17 | 43.82 | 41.88 | 61.3
Coal | 673.02 | 701.41 | 762.82 | 776.47 | 835.03 | 965.04
Geo | 3.95 | 3.95 | 3.95 | 3.95 | 3.95 | 3.95
H | 31.14 | 31.14 | 31.14 | 31.14 | 31.14 | 31.14
LFG | 0.24 | 0.24 | 22.22 | 22.22 | 22.22 | 22.22
Nuc | 0.01 | 0.01 | 0.01 | 0.01 | 0.01 | 0.01
PS | 0 | 0 | 0 | 0 | 0 | 0
PV | 0 | 0 | 0 | 0 | 0 | 0
PeakG | 14.51 | 18.52 | 25.26 | 25.22 | 30.61 | 25.03
PeakO | 0 | 0 | 0 | 0 | 0 | 0
ST | 0 | 0 | 0 | 0 | 0 | 0
STOG | 0 | 0 | 0 | 0 | 0 | 0
STWD | 0 | 0 | 0 | 0 | 0 | 0
WT | 147.25 | 207.37 | 207.37 | 290.76 | 258.09 | 228.02
IGCC | 0 | 0 | 0 | 0 | 0 | 0
DemandResponse | 0 | 0 | 0 | 0 | 0 | 0
IGCC-CCS | 0 | 0 | 0 | 0 | 0 | 0
WT_off | 0 | 0 | 0 | 0 | 0 | 0
PseudoUnit | 0 | 0 | 0 | 0 | 0 | 0
FixedInterchange | 0 | 0 | 0 | 0 | 0 | 0
Total Costs by Reporting Type: MISO_IN
ReportingType | 2015 | 2020 | 2025 | 2030 | 2035 | 2040
BM | 0 | 0 | 0 | 0 | 0 | 0
CC | 202.39 | 215.47 | 680.69 | 1473.18 | 2867.71 | 3014.05
CSP | 0 | 0 | 0 | 0 | 0 | 0
CT | 0 | 0 | 0 | 0 | 0 | 0
Coal | 3497.01 | 3773.2 | 4287.73 | 4564.64 | 4740.39 | 5082.35
Geo | 0 | 0 | 0 | 0 | 0 | 0
H | 1.07 | 1.07 | 1.07 | 1.07 | 1.07 | 1.07
LFG | 4.47 | 4.47 | 4.47 | 30.11 | 30.11 | 30.11
Nuc | 0.01 | 0.01 | 0.01 | 0.01 | 0.01 | 0.01
PS | 0 | 0 | 0 | 0 | 0 | 0
PV | 0 | 89.81 | 141.91 | 146.31 | 150.83 | 69.73
PeakG | 52.81 | 54 | 83.39 | 80.36 | 81.12 | 81.93
PeakO | 10.59 | 10.59 | 13.5 | 10.82 | 10.82 | 10.82
ST | 0 | 0 | 0 | 0 | 0 | 0
STOG | 13.78 | 15.42 | 21.46 | 16.31 | 16.76 | 17.25
STWD | 0 | 0 | 0 | 0 | 0 | 0
WT | 18.33 | 18.33 | 18.33 | 18.33 | 18.33 | 18.33
IGCC | 365.77 | 365.31 | 368.44 | 376.16 | 379.84 | 387.05
DemandResponse | 0 | 0 | 0 | 0 | 0 | 0
IGCC-CCS | 0 | 0 | 0 | 0 | 0 | 0
WT_off | 0 | 0 | 0 | 0 | 0 | 0
PseudoUnit | 0 | 0 | 0 | 0 | 0 | 0
FixedInterchange | 0 | 0 | 0 | 0 | 0 | 0
Total Costs by Reporting Type: MISO_MI
ReportingType | 2015 | 2020 | 2025 | 2030 | 2035 | 2040
BM | 0 | 0 | 0 | 0 | 0 | 0
CC | 601.14 | 503.3 | 729.5 | 586.08 | 606.86 | 586.7
CSP | 0 | 0 | 0 | 0 | 0 | 0
CT | 0 | 0 | 0 | 0 | 0 | 0
Coal | 2231.34 | 2490.67 | 2704.21 | 2807.57 | 2742.66 | 2861.2
Geo | 0 | 0 | 0 | 0 | 0 | 0
H | 2.01 | 2.01 | 2.01 | 2.01 | 2.01 | 2.01
LFG | 19.68 | 73.47 | 73.47 | 73.47 | 73.47 | 39.18
Nuc | 449.71 | 452.56 | 461.47 | 464.43 | 273.15 | 529.13
PS | 44.44 | 44.44 | 44.44 | 44.44 | 44.44 | 44.44
PV | 0 | 0 | 0 | 0 | 0 | 0
PeakG | 62.32 | 62.72 | 105.55 | 93.68 | 94.58 | 95.55
PeakO | 15.67 | 15.67 | 19.97 | 16.01 | 16.01 | 16.01
ST | 0 | 0 | 0 | 0 | 0 | 0
STOG | 140.35 | 148.27 | 183.76 | 165.88 | 170.58 | 175.55
STWD | 16.63 | 34 | 33.02 | 64.46 | 62.3 | 62.3
WT | 542.69 | 542.69 | 687.07 | 687.07 | 255.17 | 303.24
IGCC | 0 | 0 | 0 | 0 | 0 | 0
DemandResponse | 0 | 0 | 0 | 0 | 0 | 0
IGCC-CCS | 0 | 0 | 0 | 0 | 0 | 0
WT_off | 0 | 0 | 0 | 0 | 0 | 0
PseudoUnit | 0 | 0 | 0 | 0 | 0 | 0
FixedInterchange | 0 | 0 | 0 | 0 | 0 | 0
Total Costs by Reporting Type: MISO_MO-IL
ReportingType | 2015 | 2020 | 2025 | 2030 | 2035 | 2040
BM | 0 | 0 | 0 | 0 | 0 | 0
CC | 138.93 | 131.75 | 150.69 | 149.95 | 167.57 | 136.1
CSP | 0 | 0 | 0 | 0 | 0 | 0
CT | 0 | 0 | 0 | 0 | 0 | 0
Coal | 4318.75 | 4528.38 | 4844.32 | 5230.87 | 5315.16 | 5517.14
Geo | 0 | 0 | 0 | 0 | 0 | 0
H | 5.01 | 5.01 | 5.01 | 5.01 | 5.01 | 5.01
LFG | 2.17 | 2.17 | 76.11 | 76.11 | 76.11 | 76.11
Nuc | 493.74 | 512.79 | 521.93 | 524.97 | 524.97 | 524.97
PS | 10.45 | 10.45 | 10.45 | 10.45 | 10.45 | 10.45
PV | 0 | 0 | 0 | 0 | 0 | 0
PeakG | 85.76 | 91.46 | 141.09 | 127.04 | 147.21 | 163.69
PeakO | 21.48 | 22.48 | 28.65 | 22.96 | 22.96 | 22.96
ST | 0 | 0 | 0 | 0 | 0 | 0
STOG | 29.16 | 32.58 | 38.28 | 31.55 | 31.21 | 28.1
STWD | 0 | 0 | 0 | 0 | 0 | 0
WT | 89.9 | 89.9 | 89.9 | 89.9 | 21.38 | 21.38
IGCC | 0 | 0 | 0 | 0 | 0 | 0
DemandResponse | 0 | 0 | 0 | 0 | 0 | 0
IGCC-CCS | 0 | 0 | 0 | 0 | 0 | 0
WT_off | 0 | 0 | 0 | 0 | 0 | 0
PseudoUnit | 0 | 0 | 0 | 0 | 0 | 0
FixedInterchange | 0 | 0 | 0 | 0 | 0 | 0
Total Costs by Reporting Type: MISO_W
ReportingType | 2015 | 2020 | 2025 | 2030 | 2035 | 2040
BM | 0 | 0 | 0 | 0 | 0 | 0
CC | 479.77 | 355.27 | 424.76 | 356.21 | 444.4 | 316.7
CSP | 0 | 0 | 0 | 0 | 0 | 0
CT | 0 | 0 | 0 | 0 | 0 | 0
Coal | 2708.92 | 2774.25 | 3298.71 | 3349.46 | 4201.89 | 6692.38
Geo | 0 | 0 | 0 | 0 | 0 | 0
H | 7.08 | 7.08 | 7.08 | 7.08 | 7.08 | 7.08
LFG | 24.75 | 24.75 | 48.33 | 48.33 | 48.33 | 48.33
Nuc | 539.99 | 543.1 | 552.83 | 814.83 | 0.05 | 0.05
PS | 0 | 0 | 0 | 0 | 0 | 0
PV | 0 | 0 | 0 | 0 | 0 | 0
PeakG | 110.69 | 110.39 | 140.7 | 127.2 | 171.23 | 117.55
PeakO | 56.38 | 61.73 | 80.56 | 64.57 | 64.57 | 64.57
ST | 0 | 0 | 0 | 0 | 0 | 0
STOG | 9.06 | 8.56 | 9.28 | 7.8 | 7.93 | 7.79
STWD | 10.03 | 22.04 | 22.3 | 19.91 | 19.98 | 19.98
WT | 927.86 | 1456.22 | 2271.3 | 2320.29 | 1858.74 | 1525.85
IGCC | 0 | 0 | 0 | 0 | 0 | 0
DemandResponse | 0 | 0 | 0 | 0 | 0 | 0
IGCC-CCS | 0 | 0 | 0 | 0 | 0 | 0
WT_off | 0 | 0 | 0 | 0 | 0 | 0
PseudoUnit | 0 | 0 | 0 | 0 | 0 | 0
FixedInterchange | 0 | 0 | 0 | 0 | 0 | 0
Total Costs by Reporting Type: MISO_WUMS
ReportingType | 2015 | 2020 | 2025 | 2030 | 2035 | 2040
BM | 0 | 0 | 0 | 0 | 0 | 0
CC | 662.17 | 559.44 | 1855.13 | 1704.39 | 2281.06 | 2234.45
CSP | 0 | 0 | 0 | 0 | 0 | 0
CT | 0 | 295.11 | 278 | 436.83 | 791.9 | 587.69
Coal | 1654.63 | 1912.71 | 1685.01 | 1849.42 | 2087.64 | 2195.72
Geo | 0 | 0 | 0 | 0 | 0 | 0
H | 4.79 | 4.79 | 4.79 | 4.79 | 4.79 | 4.79
LFG | 8.57 | 28.79 | 79.48 | 79.48 | 79.48 | 66.92
Nuc | 419.03 | 421.5 | 452.44 | 737.97 | 0.05 | 0.05
PS | 0 | 0 | 0 | 0 | 0 | 0
PV | 0 | 0 | 0 | 0 | 0 | 0
PeakG | 57.18 | 57.58 | 89.06 | 77.65 | 77.65 | 77.65
PeakO | 13.52 | 13.84 | 18.33 | 14.69 | 14.69 | 14.69
ST | 0 | 0 | 0 | 0 | 0 | 0
STOG | 13.34 | 13.21 | 15.63 | 13.39 | 13.39 | 13.39
STWD | 3.37 | 7 | 6.17 | 7.21 | 7.21 | 7.21
WT | 264.78 | 264.78 | 264.78 | 264.78 | 46.41 | 46.41
IGCC | 0 | 0 | 0 | 0 | 0 | 0
DemandResponse | 0 | 0 | 0 | 0 | 0 | 0
IGCC-CCS | 0 | 0 | 0 | 0 | 0 | 0
WT_off | 0 | 0 | 0 | 0 | 0 | 0
PseudoUnit | 0 | 0 | 0 | 0 | 0 | 0
FixedInterchange | 0 | 0 | 0 | 0 | 0 | 0
Total Costs by Reporting Type: Nebraska
ReportingType | 2015 | 2020 | 2025 | 2030 | 2035 | 2040
BM | 0 | 0 | 0 | 0 | 0 | 0
CC | 34.39 | 29.15 | 34.5 | 33.72 | 33.54 | 29.22
CSP | 0 | 0 | 0 | 0 | 0 | 0
CT | 0 | 0 | 0 | 0 | 0 | 0
Coal | 922.13 | 940.64 | 1284.49 | 1279.13 | 2295.01 | 2727.19
Geo | 0 | 0 | 0 | 0 | 0 | 0
H | 2.38 | 2.38 | 2.38 | 2.38 | 2.38 | 2.38
LFG | 0.72 | 0.72 | 23.23 | 23.23 | 23.23 | 23.23
Nuc | 289.1 | 290.81 | 312.15 | 364.84 | 0.11 | 0.11
PS | 0 | 0 | 0 | 0 | 0 | 0
PV | 0 | 0 | 0 | 0 | 0 | 0
PeakG | 27.05 | 32.96 | 50.72 | 46.41 | 43.69 | 40.6
PeakO | 9.57 | 9.57 | 12.19 | 9.77 | 9.77 | 9.77
ST | 0 | 0 | 0 | 0 | 0 | 0
STOG | 0.02 | 0.02 | 0.02 | 0.02 | 0.02 | 0.02
STWD | 0 | 0 | 0 | 0 | 0 | 0
WT | 54.91 | 54.91 | 54.91 | 45.4 | 10.54 | 10.54
IGCC | 0 | 0 | 0 | 0 | 0 | 0
DemandResponse | 0 | 0 | 0 | 0 | 0 | 0
IGCC-CCS | 0 | 0 | 0 | 0 | 0 | 0
WT_off | 0 | 0 | 0 | 0 | 0 | 0
PseudoUnit | 0 | 0 | 0 | 0 | 0 | 0
FixedInterchange | 0 | 0 | 0 | 0 | 0 | 0
Total Costs by Reporting Type: NEISO
ReportingType | 2015 | 2020 | 2025 | 2030 | 2035 | 2040
BM | 279.31 | 279.31 | 179.75 | 181.42 | 187.38 | 184.84
CC | 2216.37 | 1874.97 | 2070.5 | 2253.79 | 2918.68 | 3109.56
CSP | 0 | 0 | 0 | 0 | 0 | 0
CT | 32.41 | 32.88 | 32.92 | 32.11 | 65.44 | 165.89
Coal | 57.57 | 29.15 | 0 | 0 | 0 | 0
Geo | 0 | 0 | 0 | 0 | 0 | 0
H | 46.4 | 46.4 | 46.4 | 46.4 | 46.4 | 46.4
LFG | 80.87 | 80.88 | 103.68 | 103.68 | 93.04 | 93.04
Nuc | 1055.43 | 1061.41 | 1139.5 | 1086.32 | 784.86 | 1150.98
PS | 39.74 | 39.74 | 39.74 | 39.74 | 39.74 | 39.74
PV | 0.03 | 122.02 | 122.02 | 122.05 | 122.07 | 5.36
PeakG | 21.47 | 22.08 | 31.91 | 25 | 35.66 | 36.01
PeakO | 24.61 | 24.61 | 31.36 | 25.14 | 25.14 | 25.14
ST | 0 | 0 | 0 | 0 | 0 | 0
STOG | 0 | 0 | 0 | 0 | 0 | 0
STWD | 346.43 | 119.12 | 30.81 | 108.64 | 116.47 | 120.06
WT | 67.94 | 798.37 | 1232.99 | 1308.71 | 1261.52 | 612.62
IGCC | 0 | 0 | 0 | 0 | 0 | 0
DemandResponse | 0 | 0 | 0 | 0 | 0 | 0
IGCC-CCS | 0 | 0 | 0 | 0 | 0 | 0
WT_off | 308.22 | 308.22 | 308.22 | 308.22 | 0 | 0
PseudoUnit | 0 | 0 | 0 | 0 | 0 | 0
FixedInterchange | 0 | 0 | 0 | 0 | 0 | 0
Total Costs by Reporting Type: NonRTO_Midwest
ReportingType | 2015 | 2020 | 2025 | 2030 | 2035 | 2040
BM | 0 | 0 | 0 | 0 | 0 | 0
CC | 0 | 79.41 | 136.36 | 183.38 | 263.68 | 386.51
CSP | 0 | 0 | 0 | 0 | 0 | 0
CT | 0 | 34.18 | 34.65 | 40.08 | 35.51 | 15.06
Coal | 2831.71 | 2975 | 3129.36 | 3326.71 | 3404.25 | 3693.18
Geo | 0 | 0 | 0 | 0 | 0 | 0
H | 2.04 | 2.04 | 2.04 | 2.04 | 2.04 | 2.04
LFG | 1.69 | 1.69 | 3.4 | 51.19 | 51.19 | 51.19
Nuc | 0.01 | 0.01 | 0.01 | 0.01 | 0.01 | 0.02
PS | 0 | 0 | 0 | 0 | 0 | 0
PV | 0 | 0 | 0 | 0 | 0 | 0
PeakG | 65.69 | 70.51 | 107.65 | 98.47 | 112.73 | 115.19
PeakO | 0.35 | 0.35 | 0.45 | 0.36 | 0.36 | 0.36
ST | 0 | 0 | 0 | 0 | 0 | 0
STOG | 0 | 0 | 0 | 0 | 0 | 0
STWD | 0 | 0 | 0 | 0 | 0 | 0
WT | 2.26 | 2.26 | 2.26 | 2.26 | 2.26 | 2.26
IGCC | 0 | 0 | 0 | 0 | 0 | 0
DemandResponse | 0 | 0 | 0 | 0 | 0 | 0
IGCC-CCS | 0 | 0 | 0 | 0 | 0 | 0
WT_off | 0 | 0 | 0 | 0 | 0 | 0
PseudoUnit | 0 | 0 | 0 | 0 | 0 | 0
FixedInterchange | 0 | 0 | 0 | 0 | 0 | 0
Total Costs by Reporting Type: NYISO_A-F
ReportingType | 2015 | 2020 | 2025 | 2030 | 2035 | 2040
BM | 0 | 0 | 0 | 0 | 0 | 0
CC | 474.13 | 561.16 | 732.08 | 813.26 | 947.35 | 885.71
CSP | 0 | 0 | 0 | 0 | 0 | 0
CT | 0 | 0 | 0 | 0 | 0 | 0
Coal | 0 | 0 | 0 | 0 | 0 | 0
Geo | 0 | 0 | 0 | 0 | 0 | 0
H | 62.6 | 62.6 | 62.6 | 62.6 | 62.6 | 62.6
LFG | 22.17 | 22.17 | 24.61 | 44 | 42.66 | 42.66
Nuc | 769.17 | 773.6 | 806.72 | 645.82 | 746.25 | 695.88
PS | 33.52 | 33.52 | 33.52 | 33.52 | 33.52 | 33.52
PV | 0 | 0 | 0 | 0 | 0 | 0
PeakG | 3.78 | 3.89 | 7.37 | 5.77 | 5.79 | 5.92
PeakO | 1.14 | 1.14 | 1.46 | 1.17 | 1.17 | 1.17
ST | 0 | 0 | 0 | 0 | 0 | 0
STOG | 0 | 0 | 0 | 0 | 0 | 0
STWD | 2.76 | 2.76 | 3.45 | 2.88 | 2.88 | 3.04
WT | 684.71 | 860.89 | 860.89 | 948.46 | 542.57 | 386.34
IGCC | 0 | 0 | 0 | 0 | 0 | 0
DemandResponse | 0 | 0 | 0 | 0 | 0 | 0
IGCC-CCS | 0 | 0 | 0 | 0 | 0 | 0
WT_off | 0 | 0 | 0 | 0 | 0 | 0
PseudoUnit | 0 | 0 | 0 | 0 | 0 | 0
FixedInterchange | 0 | 0 | 0 | 0 | 0 | 0
Total Costs by Reporting Type: NYISO_G-I
ReportingType | 2015 | 2020 | 2025 | 2030 | 2035 | 2040
BM | 0 | 0 | 0 | 0 | 0 | 0
CC | 301.62 | 369.95 | 701.79 | 1010.61 | 2409.89 | 4016.7
CSP | 0 | 0 | 0 | 0 | 0 | 0
CT | 0 | 0 | 0 | 0 | 0 | 0
Coal | 0 | 0 | 0 | 0 | 0 | 0
Geo | 0 | 0 | 0 | 0 | 0 | 0
H | 0.46 | 0.46 | 0.46 | 0.46 | 0.46 | 0.46
LFG | 7.73 | 7.73 | 31.62 | 31.62 | 31.62 | 31.62
Nuc | 466.19 | 468.86 | 503.34 | 479.96 | 543.55 | 0.21
PS | 0 | 0 | 0 | 0 | 0 | 0
PV | 0 | 0 | 0 | 0 | 0 | 0
PeakG | 1.52 | 1.52 | 2.04 | 1.57 | 1.57 | 1.57
PeakO | 2.55 | 2.55 | 3.25 | 2.61 | 2.61 | 2.61
ST | 0 | 0 | 0 | 0 | 0 | 0
STOG | 0 | 0 | 0 | 0 | 0 | 0
STWD | 0 | 0 | 0 | 0 | 0 | 0
WT | 0 | 14.4 | 14.4 | 14.4 | 14.4 | 1.69
IGCC | 0 | 0 | 0 | 0 | 0 | 0
DemandResponse | 0 | 0 | 0 | 0 | 0 | 0
IGCC-CCS | 0 | 0 | 0 | 0 | 0 | 0
WT_off | 0 | 0 | 0 | 0 | 0 | 0
PseudoUnit | 0 | 0 | 0 | 0 | 0 | 0
FixedInterchange | 0 | 0 | 0 | 0 | 0 | 0
Total Costs by Reporting Type: NYISO_J-K
ReportingType | 2015 | 2020 | 2025 | 2030 | 2035 | 2040
BM | 0 | 0 | 0 | 0 | 0 | 0
CC | 1272.46 | 1510.11 | 1645.25 | 1699.76 | 1844.82 | 1741.32
CSP | 0 | 0 | 0 | 0 | 0 | 0
CT | 0 | 0 | 23.02 | 126.21 | 146.08 | 188.16
Coal | 0 | 0 | 0 | 0 | 0 | 0
Geo | 0 | 0 | 0 | 0 | 0 | 0
H | 0 | 0 | 0 | 0 | 0 | 0
LFG | 14.97 | 14.97 | 14.97 | 44.49 | 44.49 | 44.49
Nuc | 0.01 | 0.01 | 0.01 | 0.01 | 0.01 | 0.01
PS | 0 | 0 | 0 | 0 | 0 | 0
PV | 17.52 | 17.52 | 17.52 | 17.52 | 0 | 0
PeakG | 57.39 | 62.64 | 86.07 | 73.46 | 80.67 | 87.08
PeakO | 61.69 | 61.69 | 79.88 | 65.02 | 65.02 | 65.02
ST | 0 | 0 | 0 | 0 | 0 | 0
STOG | 307.28 | 355.87 | 426.64 | 406.33 | 450.88 | 515.85
STWD | 0 | 0 | 0 | 0 | 0 | 0
WT | 0 | 0 | 0 | 0 | 0 | 0
IGCC | 0 | 0 | 0 | 0 | 0 | 0
DemandResponse | 0 | 0 | 0 | 0 | 0 | 0
IGCC-CCS | 0 | 0 | 0 | 0 | 0 | 0
WT_off | 0 | 0 | 0 | 0 | 0 | 0
PseudoUnit | 0 | 0 | 0 | 0 | 0 | 0
FixedInterchange | 0 | 0 | 0 | 0 | 0 | 0
Total Costs by Reporting Type: PJM_E
ReportingType | 2015 | 2020 | 2025 | 2030 | 2035 | 2040
BM | 27.87 | 33.95 | 33.95 | 33.95 | 33.95 | 33.95
CC | 1908.1 | 2460.01 | 2998.65 | 2889.16 | 3278.51 | 3167.28
CSP | 0 | 0 | 0 | 0 | 0 | 0
CT | 2.46 | 2.51 | 2.52 | 0.55 | 32.39 | 152.89
Coal | 86.02 | 37.01 | 17.12 | 17.83 | 18.09 | 18.35
Geo | 0 | 0 | 0 | 0 | 0 | 0
H | 3.85 | 3.85 | 3.85 | 3.85 | 3.85 | 3.85
LFG | 59.08 | 105.92 | 105.92 | 103.73 | 103.73 | 73.06
Nuc | 1960.16 | 1829.29 | 1897.42 | 1873.72 | 1345.93 | 2395.82
PS | 9.5 | 9.5 | 9.5 | 9.5 | 9.5 | 9.5
PV | 11.79 | 11.79 | 11.79 | 11.79 | 0.75 | 0.75
PeakG | 75.36 | 80.17 | 138.83 | 124.68 | 131.04 | 127.54
PeakO | 75.92 | 78.63 | 102.82 | 82.41 | 82.41 | 82.41
ST | 0 | 0 | 0 | 0 | 0 | 0
STOG | 119.89 | 144.54 | 197.5 | 174.82 | 188.92 | 189.7
STWD | 0 | 0 | 0 | 0 | 0 | 0
WT | 332.76 | 332.76 | 332.76 | 332.76 | 32.65 | 32.65
IGCC | 0 | 0 | 0 | 0 | 0 | 0
DemandResponse | 0 | 0 | 0 | 0 | 0 | 0
IGCC-CCS | 0 | 0 | 0 | 0 | 0 | 0
WT_off | 0 | 0 | 599.06 | 599.06 | 599.06 | 599.06
PseudoUnit | 0 | 0 | 0 | 0 | 0 | 0
FixedInterchange | 0 | 0 | 0 | 0 | 0 | 0
Total Costs by Reporting Type: PJM_ROM
ReportingType | 2015 | 2020 | 2025 | 2030 | 2035 | 2040
BM | 15.84 | 19.49 | 19.49 | 19.49 | 19.49 | 19.49
CC | 955.22 | 1240.91 | 1381.79 | 1290.63 | 3120.84 | 9077.33
CSP | 0 | 0 | 0 | 0 | 0 | 0
CT | 1.51 | 1.54 | 1.72 | 1.74 | 0.35 | 0.24
Coal | 2272.68 | 2292.71 | 2812.85 | 3177.09 | 3103.06 | 3191.67
Geo | 0 | 0 | 0 | 0 | 0 | 0
H | 19.83 | 19.83 | 19.83 | 19.83 | 19.83 | 19.83
LFG | 47.04 | 132.66 | 132.66 | 131.08 | 128.72 | 75.37
Nuc | 1163.94 | 1170.82 | 1215.94 | 1199.5 | 963.59 | 1283.24
PS | 35.92 | 35.92 | 35.92 | 35.92 | 35.92 | 35.92
PV | 0.06 | 530.38 | 834.81 | 911.72 | 942.02 | 467.2
PeakG | 30.83 | 33.99 | 57.52 | 45.03 | 64.9 | 54.5
PeakO | 45.95 | 45.95 | 58.57 | 46.94 | 46.94 | 46.94
ST | 0 | 0 | 0 | 0 | 0 | 0
STOG | 133.65 | 147 | 186.5 | 169.46 | 177.82 | 181.2
STWD | 18.92 | 38.51 | 39.07 | 38.55 | 38.55 | 38.55
WT | 152.07 | 152.07 | 333.51 | 1758.17 | 1672.02 | 1672.02
IGCC | 0 | 0 | 0 | 0 | 0 | 0
DemandResponse | 0 | 0 | 0 | 0 | 0 | 0
IGCC-CCS | 0 | 0 | 0 | 0 | 0 | 0
WT_off | 0 | 0 | 0 | 0 | 0 | 0
PseudoUnit | 0 | 0 | 0 | 0 | 0 | 0
FixedInterchange | 0 | 0 | 0 | 0 | 0 | 0
Total Costs by Reporting Type: PJM_ROR
ReportingType | 2015 | 2020 | 2025 | 2030 | 2035 | 2040
BM | 207.33 | 216.32 | 230.79 | 271.6 | 324.6 | 189.5
CC | 3083.49 | 3212.77 | 3599.91 | 5647.29 | 10266.98 | 9236.02
CSP | 0 | 0 | 0 | 0 | 0 | 0
CT | 2.76 | 2.94 | 2.97 | 3 | 0.65 | 0.69
Coal | 14752.96 | 13612.02 | 14911.02 | 16313.95 | 16532.59 | 17310.68
Geo | 0 | 0 | 0 | 0 | 0 | 0
H | 26.17 | 26.17 | 26.17 | 26.17 | 26.17 | 26.17
LFG | 76.9 | 76.9 | 238.08 | 232.42 | 226.35 | 226.35
Nuc | 4607.58 | 4634.5 | 4815.32 | 4541.22 | 3528.56 | 5329.49
PS | 73.14 | 73.14 | 73.14 | 73.14 | 73.14 | 73.14
PV | 0.35 | 0.35 | 0.35 | 0.35 | 0.35 | 0.35
PeakG | 397.04 | 393.95 | 581.02 | 550.45 | 550.21 | 569.4
PeakO | 48.69 | 51.12 | 65.15 | 52.22 | 52.22 | 52.22
ST | 0 | 0 | 0 | 0 | 0 | 0
STOG | 129.3 | 134.05 | 159.78 | 148.11 | 155.22 | 159.14
STWD | 9.11 | 54.17 | 97.52 | 113.43 | 113.43 | 113.43
WT | 2217.8 | 2217.8 | 2261.22 | 1474.37 | 366.33 | 624
IGCC | 0 | 0 | 0 | 0 | 0 | 0
DemandResponse | 0 | 0 | 0 | 0 | 0 | 0
IGCC-CCS | 0 | 0 | 0 | 0 | 0 | 0
WT_off | 0 | 0 | 0 | 0 | 0 | 0
PseudoUnit | 0 | 0 | 0 | 0 | 0 | 0
FixedInterchange | 0 | 0 | 0 | 0 | 0 | 0
Total Costs by Reporting Type: SOCO
ReportingType | 2015 | 2020 | 2025 | 2030 | 2035 | 2040
BM | 26.53 | 26.53 | 28.22 | 28.22 | 29.34 | 29.34
CC | 5411.52 | 5609.42 | 6164.14 | 7107.97 | 7388.36 | 7135.78
CSP | 0 | 0 | 0 | 0 | 0 | 0
CT | 0 | 0 | 0 | 0 | 0 | 0
Coal | 5169.4 | 5654.59 | 6246.71 | 6780.8 | 8261.07 | 11383.23
Geo | 0 | 0 | 0 | 0 | 0 | 0
H | 59.74 | 59.74 | 59.74 | 59.74 | 59.74 | 59.74
LFG | 4.47 | 4.47 | 37.19 | 37.19 | 37.19 | 37.19
Nuc | 1355.07 | 2993.98 | 3028.43 | 3039.86 | 3039.86 | 2945.91
PS | 39.76 | 39.76 | 39.76 | 39.76 | 39.76 | 39.76
PV | 0 | 0 | 0 | 0 | 0 | 0
PeakG | 212.11 | 255.85 | 435.21 | 407.38 | 442.58 | 437.34
PeakO | 3.6 | 3.6 | 5.5 | 4.78 | 4.78 | 4.78
ST | 0 | 0 | 0 | 0 | 0 | 0
STOG | 0 | 0 | 0 | 0 | 0 | 0
STWD | 0 | 0 | 0 | 0 | 0 | 0
WT | 0 | 0 | 0 | 0 | 0 | 0
IGCC | 0 | 0 | 0 | 0 | 0 | 0
DemandResponse | 0 | 0 | 0 | 0 | 0 | 0
IGCC-CCS | 0 | 0 | 0 | 0 | 0 | 0
WT_off | 0 | 0 | 0 | 0 | 0 | 0
PseudoUnit | 0 | 0 | 0 | 0 | 0 | 0
FixedInterchange | 0 | 0 | 0 | 0 | 0 | 0
Total Costs by Reporting Type: SPP_N
ReportingType | 2015 | 2020 | 2025 | 2030 | 2035 | 2040
BM | 0 | 0 | 0 | 0 | 0 | 0
CC | 328.73 | 618.91 | 842.46 | 1022.29 | 820.71 | 783.96
CSP | 0 | 0 | 0 | 0 | 0 | 0
CT | 0 | 0 | 0 | 37.86 | 150.76 | 210.83
Coal | 2282.72 | 2333.05 | 2689.32 | 2718.28 | 2870.57 | 3540.62
Geo | 0 | 0 | 0 | 0 | 0 | 0
H | 0.3 | 0.3 | 0.3 | 0.3 | 0.3 | 0.3
LFG | 0.85 | 0.85 | 30.03 | 30.03 | 30.03 | 30.03
Nuc | 256.73 | 266.63 | 271.39 | 272.98 | 272.98 | 272.98
PS | 0 | 0 | 0 | 0 | 0 | 0
PV | 0 | 0 | 0 | 0 | 0 | 0
PeakG | 78.05 | 88.82 | 150.21 | 121.78 | 117.81 | 112.74
PeakO | 34.89 | 35.18 | 44.84 | 35.94 | 35.94 | 35.94
ST | 0 | 0 | 0 | 0 | 0 | 0
STOG | 98.69 | 108.12 | 126.33 | 122.66 | 127.62 | 132.4
STWD | 0 | 0 | 0 | 0 | 0 | 0
WT | 42.04 | 42.04 | 42.04 | 42.38 | 137.79 | 137.79
IGCC | 0 | 0 | 0 | 0 | 0 | 0
DemandResponse | 0 | 0 | 0 | 0 | 0 | 0
IGCC-CCS | 0 | 0 | 0 | 0 | 0 | 0
WT_off | 0 | 0 | 0 | 0 | 0 | 0
PseudoUnit | 0 | 0 | 0 | 0 | 0 | 0
FixedInterchange | 0 | 0 | 0 | 0 | 0 | 0
Total Costs by Reporting Type: SPP_S
ReportingType | 2015 | 2020 | 2025 | 2030 | 2035 | 2040
BM | 0 | 0 | 0 | 0 | 0 | 0
CC | 1673.02 | 2070.89 | 2700.98 | 3214.89 | 2640.97 | 2142.04
CSP | 0 | 0 | 0 | 0 | 0 | 0
CT | 35.98 | 62 | 69.54 | 67.07 | 28.49 | 4.78
Coal | 3606.04 | 3729.8 | 4563.46 | 4695.55 | 4845.75 | 5222.17
Geo | 0 | 0 | 0 | 0 | 0 | 0
H | 30.03 | 30.03 | 30.03 | 30.03 | 30.03 | 30.03
LFG | 2.29 | 2.29 | 31.48 | 31.48 | 31.48 | 31.48
Nuc | 0.01 | 0.01 | 0.01 | 0.01 | 0.01 | 0.01
PS | 10.59 | 10.59 | 10.59 | 10.59 | 10.59 | 10.59
PV | 0 | 0 | 0 | 0 | 0 | 0
PeakG | 60.2 | 60.2 | 93.03 | 77.63 | 82.77 | 82.77
PeakO | 3.36 | 3.55 | 4.54 | 3.63 | 3.64 | 3.66
ST | 0 | 0 | 0 | 0 | 0 | 0
STOG | 385.85 | 399.34 | 498.23 | 448.21 | 417.51 | 378.65
STWD | 2.69 | 2.69 | 3.37 | 2.75 | 2.75 | 2.75
WT | 183.43 | 798.11 | 822.29 | 906.29 | 2904.64 | 4145.81
IGCC | 0 | 0 | 0 | 0 | 0 | 0
DemandResponse | 0 | 0 | 0 | 0 | 0 | 0
IGCC-CCS | 0 | 0 | 0 | 0 | 0 | 0
WT_off | 0 | 0 | 0 | 0 | 0 | 0
PseudoUnit | 0 | 0 | 0 | 0 | 0 | 0
FixedInterchange | 0 | 0 | 0 | 0 | 0 | 0
Total Costs by Reporting Type: TVA
ReportingType | 2015 | 2020 | 2025 | 2030 | 2035 | 2040
BM | 0 | 0 | 0 | 0 | 0 | 0
CC | 1049.45 | 1328.38 | 1720.35 | 2022.51 | 1966.41 | 1784.76
CSP | 0 | 0 | 0 | 0 | 0 | 0
CT | 0 | 178.24 | 192.77 | 194.36 | 187.42 | 48.26
Coal | 3560.21 | 3671.6 | 4369.69 | 4610.22 | 6346.02 | 7778.7
Geo | 0 | 0 | 0 | 0 | 0 | 0
H | 72.8 | 72.8 | 72.8 | 72.8 | 72.8 | 72.8
LFG | 1.57 | 1.57 | 33.99 | 33.99 | 33.99 | 33.99
Nuc | 2533.71 | 2544.78 | 2624.66 | 2590.89 | 1999.33 | 2481.64
PS | 41.38 | 41.38 | 41.38 | 41.38 | 41.38 | 41.38
PV | 0 | 0 | 0 | 0 | 0 | 0
PeakG | 99.24 | 106.13 | 187.48 | 144.09 | 144.76 | 145.27
PeakO | 1.87 | 1.87 | 2.54 | 2.49 | 2.49 | 2.49
ST | 0 | 0 | 0 | 0 | 0 | 0
STOG | 0 | 0 | 0 | 0 | 0 | 0
STWD | 0.16 | 0.16 | 0.2 | 0.18 | 0.31 | 0.31
WT | 0.99 | 0.99 | 0.99 | 0.99 | 0.99 | 0.99
IGCC | 0 | 0 | 0 | 0 | 0 | 0
DemandResponse | 0 | 0 | 0 | 0 | 0 | 0
IGCC-CCS | 0 | 0 | 0 | 0 | 0 | 0
WT_off | 0 | 0 | 0 | 0 | 0 | 0
PseudoUnit | 0 | 0 | 0 | 0 | 0 | 0
FixedInterchange | 0 | 0 | 0 | 0 | 0 | 0
Total Costs by Reporting Type: TVA_Transmission
ReportingType | 2015 | 2020 | 2025 | 2030 | 2035 | 2040
BM | 0 | 0 | 0 | 0 | 0 | 0
CC | 0 | 0 | 0 | 0 | 0 | 0
CSP | 0 | 0 | 0 | 0 | 0 | 0
CT | 0 | 0 | 0 | 0 | 0 | 0
Coal | 0 | 0 | 0 | 0 | 0 | 0
Geo | 0 | 0 | 0 | 0 | 0 | 0
H | 0 | 0 | 0 | 0 | 0 | 0
LFG | 0 | 0 | 0 | 0 | 0 | 0
Nuc | 0 | 0 | 0 | 0 | 0 | 0
PS | 0 | 0 | 0 | 0 | 0 | 0
PV | 0 | 0 | 0 | 0 | 0 | 0
PeakG | 0 | 0 | 0 | 0 | 0 | 0
PeakO | 0 | 0 | 0 | 0 | 0 | 0
ST | 0 | 0 | 0 | 0 | 0 | 0
STOG | 0 | 0 | 0 | 0 | 0 | 0
STWD | 0 | 0 | 0 | 0 | 0 | 0
WT | 0 | 0 | 0 | 0 | 0 | 0
IGCC | 0 | 0 | 0 | 0 | 0 | 0
DemandResponse | 0 | 0 | 0 | 0 | 0 | 0
IGCC-CCS | 0 | 0 | 0 | 0 | 0 | 0
WT_off | 0 | 0 | 0 | 0 | 0 | 0
PseudoUnit | 0 | 0 | 0 | 0 | 0 | 0
FixedInterchange | 0 | 0 | 0 | 0 | 0 | 0
Total Costs by Reporting Type: VACAR
ReportingType | 2015 | 2020 | 2025 | 2030 | 2035 | 2040
BM | 0.93 | 345.12 | 991.92 | 1103.03 | 1194.21 | 1330.07
CC | 2954.63 | 3010.51 | 3295.14 | 3971.77 | 5915.73 | 7993.28
CSP | 0 | 0 | 0 | 0 | 0 | 0
CT | 69.92 | 70.26 | 75.32 | 73.77 | 177.14 | 177.53
Coal | 4702.95 | 4831.52 | 6031.35 | 6719.73 | 7408.52 | 7696.03
Geo | 0 | 0 | 0 | 0 | 0 | 0
H | 30.23 | 30.23 | 30.23 | 30.23 | 30.23 | 30.23
LFG | 7.71 | 40.25 | 40.25 | 40.25 | 40.18 | 20.68
Nuc | 2606.17 | 4340.01 | 4480.62 | 4414.98 | 3652.53 | 5084.39
PS | 62.1 | 62.1 | 62.1 | 62.1 | 62.1 | 62.1
PV | 0.24 | 45.84 | 47.89 | 50.44 | 53.05 | 12.46
PeakG | 150.67 | 157.11 | 238.12 | 217.37 | 236.46 | 238.43
PeakO | 36.13 | 36.13 | 46.74 | 38.01 | 38.01 | 38.01
ST | 0 | 0 | 0 | 0 | 0 | 0
STOG | 4.04 | 4.04 | 4.86 | 4.18 | 4.19 | 4.2
STWD | 173.41 | 173.41 | 115.18 | 130.05 | 173.58 | 173.58
WT | 0.22 | 838.93 | 838.93 | 838.93 | 838.73 | 98.34
IGCC | 0 | 0 | 0 | 0 | 0 | 0
DemandResponse | 0 | 0 | 0 | 0 | 0 | 0
IGCC-CCS | 0 | 0 | 0 | 0 | 0 | 0
WT_off | 0.59 | 0.59 | 0.59 | 0.59 | 0.05 | 0.05
PseudoUnit | 0 | 0 | 0 | 0 | 0 | 0
FixedInterchange | 0 | 0 | 0 | 0 | 0 | 0
Total Costs by Reporting Type: IESO
ReportingType | 2015 | 2020 | 2025 | 2030 | 2035 | 2040
BM | 177.6 | 177.6 | 177.6 | 177.6 | 177.87 | 177.87
CC | 313.93 | 332.42 | 359.04 | 381.73 | 826.24 | 1939.1
CSP | 0 | 0 | 0 | 0 | 0 | 0
CT | 44.26 | 44.26 | 44.5 | 44.52 | 103.05 | 137.15
Coal | 0 | 0 | 0 | 0 | 0 | 0
Geo | 0 | 0 | 0 | 0 | 0 | 0
H | 123.83 | 123.83 | 123.83 | 123.83 | 123.83 | 123.83
LFG | 19.32 | 19.32 | 19.32 | 19.32 | 14.43 | 14.43
Nuc | 2990.3 | 3007.72 | 3062.19 | 3080.28 | 2836.57 | 3030.7
PS | 2.92 | 2.92 | 2.92 | 2.92 | 2.92 | 2.92
PV | 558.01 | 558.01 | 558.01 | 558.01 | 0.44 | 0.44
PeakG | 11.67 | 13.67 | 13.97 | 14 | 14.02 | 14.95
PeakO | 0.66 | 0.66 | 0.78 | 0.86 | 0.86 | 0.86
ST | 0 | 0 | 0 | 0 | 0 | 0
STOG | 0 | 0 | 0 | 0 | 0 | 0
STWD | 0 | 0 | 0 | 0 | 0 | 0
WT | 763.41 | 763.41 | 763.41 | 763.41 | 43.84 | 43.84
IGCC | 0 | 0 | 0 | 0 | 0 | 0
DemandResponse | 0 | 0 | 0 | 0 | 0 | 0
IGCC-CCS | 0 | 0 | 0 | 0 | 0 | 0
WT_off | 0 | 0 | 0 | 0 | 0 | 0
PseudoUnit | 0 | 0 | 0 | 0 | 0 | 0
FixedInterchange | 0 | 0 | 0 | 0 | 0 | 0
Total Costs by Reporting Type: MAPP_CA
ReportingType | 2015 | 2020 | 2025 | 2030 | 2035 | 2040
BM | 0 | 0 | 0 | 0 | 0 | 0
CC | 464.13 | 666.38 | 800.2 | 1011.41 | 1314.74 | 1263.33
CSP | 0 | 0 | 0 | 0 | 0 | 0
CT | 0 | 0 | 0 | 0 | 0 | 41.68
Coal | 54.39 | 60.49 | 80.77 | 157.29 | 247.78 | 296.94
Geo | 0 | 0 | 0 | 0 | 0 | 0
H | 92.24 | 92.24 | 92.24 | 92.24 | 92.24 | 92.24
LFG | 0 | 0 | 0 | 0 | 0 | 0
Nuc | 0.01 | 0.01 | 0.01 | 0.01 | 0.01 | 0.01
PS | 0 | 0 | 0 | 0 | 0 | 0
PV | 0 | 0 | 0 | 0 | 0 | 0
PeakG | 9.88 | 9.88 | 9.92 | 9.88 | 13.44 | 13.09
PeakO | 0.09 | 0.09 | 0.09 | 0.12 | 0.12 | 0.12
ST | 0 | 0 | 0 | 0 | 0 | 0
STOG | 5.54 | 5.54 | 5.54 | 5.54 | 5.54 | 5.54
STWD | 0 | 0 | 0 | 0 | 0 | 0
WT | 105.14 | 105.14 | 105.14 | 105.14 | 17.92 | 17.92
IGCC | 0 | 0 | 0 | 0 | 0 | 0
DemandResponse | 0 | 0 | 0 | 0 | 0 | 0
IGCC-CCS | 0 | 0 | 0 | 0 | 0 | 0
WT_off | 0 | 0 | 0 | 0 | 0 | 0
PseudoUnit | 0 | 0 | 0 | 0 | 0 | 0
FixedInterchange | 0 | 0 | 0 | 0 | 0 | 0
Total Costs by Reporting Type: AZ_NM_SNV_Coal
ReportingType | 2015 | 2020 | 2025 | 2030 | 2035 | 2040
BM | 0 | 0 | 0 | 0 | 0 | 0
CC | 0 | 0 | 0 | 0 | 0 | 0
CSP | 0 | 0 | 0 | 0 | 0 | 0
CT | 0 | 0 | 0 | 0 | 0 | 0
Coal | 2651.93 | 2882.45 | 3029.64 | 3118.93 | 3284.94 | 6938.72
Geo | 0 | 0 | 0 | 0 | 0 | 0
H | 0 | 0 | 0 | 0 | 0 | 0
LFG | 0 | 0 | 0 | 0 | 0 | 0
Nuc | 0 | 0 | 0 | 0 | 0 | 0
PS | 0 | 0 | 0 | 0 | 0 | 0
PV | 0 | 0 | 0 | 0 | 0 | 0
PeakG | 0 | 0 | 0 | 0 | 0 | 0
PeakO | 5.77 | 5.77 | 6.92 | 5.55 | 5.55 | 0
ST | 0 | 0 | 0 | 0 | 0 | 0
STOG | 0 | 0 | 0 | 0 | 0 | 0
STWD | 0 | 0 | 0 | 0 | 0 | 0
WT | 0 | 0 | 0 | 0 | 0 | 0
IGCC | 0 | 0 | 0 | 0 | 0 | 0
DemandResponse | 0 | 0 | 0 | 0 | 0 | 0
IGCC-CCS | 0 | 0 | 0 | 0 | 0 | 0
WT_off | 0 | 0 | 0 | 0 | 0 | 0
PseudoUnit | 0 | 0 | 0 | 0 | 0 | 0
FixedInterchange | 0 | 0 | 0 | 0 | 0 | 0
Total Costs by Reporting Type: AZ_NM_SNV_Gas
ReportingType | 2015 | 2020 | 2025 | 2030 | 2035 | 2040
BM | 0 | 0 | 0 | 0 | 0 | 0
CC | 4293.6 | 5460.43 | 6300.61 | 8021.02 | 10471.03 | 10631.25
CSP | 0 | 0 | 0 | 0 | 0 | 0
CT | 68.63 | 68.63 | 74.18 | 80.09 | 0 | 0
Coal | 0 | 0 | 0 | 0 | 0 | 0
Geo | 0 | 0 | 0 | 0 | 0 | 0
H | 0 | 0 | 0 | 0 | 0 | 0
LFG | 0 | 0 | 0 | 0 | 0 | 0
Nuc | 0 | 0 | 0 | 0 | 0 | 0
PS | 0 | 0 | 0 | 0 | 0 | 0
PV | 0 | 0 | 0 | 0 | 0 | 0
PeakG | 63.97 | 63.97 | 121.71 | 124.27 | 142.28 | 0
PeakO | 0 | 0 | 0 | 0 | 0 | 0
ST | 0 | 0 | 0 | 0 | 0 | 0
STOG | 0 | 0 | 0 | 0 | 0 | 0
STWD | 0 | 0 | 0 | 0 | 0 | 0
WT | 0 | 0 | 0 | 0 | 0 | 0
IGCC | 0 | 0 | 0 | 0 | 0 | 0
DemandResponse | 0 | 0 | 0 | 0 | 0 | 0
IGCC-CCS | 0 | 0 | 0 | 0 | 0 | 0
WT_off | 0 | 0 | 0 | 0 | 0 | 0
PseudoUnit | 0 | 0 | 0 | 0 | 0 | 0
FixedInterchange | 0 | 0 | 0 | 0 | 0 | 0
Total Costs by Reporting Type: AZ_NM_SNV_NucRenew
ReportingType | 2015 | 2020 | 2025 | 2030 | 2035 | 2040
BM | 0 | 0 | 0 | 0 | 0 | 0
CC | 0 | 0 | 0 | 0 | 0 | 0
CSP | 0 | 0 | 0 | 0 | 0 | 0
CT | 0 | 0 | 0 | 0 | 0 | 0
Coal | 0 | 0 | 0 | 0 | 0 | 0
Geo | 0 | 0 | 608.13 | 608.13 | 608.13 | 608.13
H | 44.6 | 44.6 | 44.6 | 44.6 | 44.6 | 44.6
LFG | 0.85 | 19.95 | 19.95 | 19.95 | 19.95 | 8.23
Nuc | 810.72 | 895.93 | 912.19 | 917.59 | 917.59 | 917.59
PS | 5.13 | 5.13 | 5.13 | 5.13 | 5.13 | 5.13
PV | 37.26 | 37.26 | 37.26 | 37.26 | 2.38 | 2.38
PeakG | 0 | 0 | 0 | 0 | 0 | 0
PeakO | 0 | 0 | 0 | 0 | 0 | 0
ST | 119.47 | 299.16 | 399.58 | 361.28 | 325.11 | 175.15
STOG | 0 | 0 | 0 | 0 | 0 | 0
STWD | 12.81 | 12.81 | 2.17 | 11.59 | 11.59 | 11.59
WT | 31.87 | 2300.86 | 2300.86 | 2371.05 | 2356.77 | 356.36
IGCC | 0 | 0 | 0 | 0 | 0 | 0
DemandResponse | 0 | 0 | 0 | 0 | 0 | 0
IGCC-CCS | 0 | 0 | 0 | 0 | 0 | 0
WT_off | 0 | 0 | 0 | 0 | 0 | 0
PseudoUnit | 0 | 0 | 0 | 0 | 0 | 0
FixedInterchange | 0 | 0 | 0 | 0 | 0 | 0
Total Costs by Reporting Type: ERCOT
ReportingType | 2015 | 2020 | 2025 | 2030 | 2035 | 2040
BM | 69.26 | 69.26 | 69.61 | 70.29 | 76.49 | 76.66
CC | 7232.03 | 8081.73 | 8998.47 | 9942.57 | 11929.8 | 13091.27
CSP | 0 | 0 | 0 | 0 | 0 | 0
CT | 22.65 | 22.98 | 24.4 | 23.27 | 2.36 | 2.43
Coal | 5059.4 | 6026.9 | 7169.05 | 7093.85 | 7679.15 | 8180.81
Geo | 0 | 0 | 0 | 0 | 0 | 0
H | 8.05 | 8.05 | 8.05 | 8.05 | 8.05 | 8.05
LFG | 9.06 | 9.06 | 9.06 | 115.9 | 115.9 | 115.9
Nuc | 1007.36 | 1144.64 | 1233.29 | 1210.21 | 1210.21 | 1210.21
PS | 0 | 0 | 0 | 0 | 0 | 0
PV | 5.14 | 5.14 | 5.14 | 5.14 | 0.01 | 0.01
PeakG | 80.63 | 81.35 | 157.41 | 122.5 | 120.88 | 119.88
PeakO | 1.29 | 1.45 | 1.91 | 1.53 | 1.53 | 1.53
ST | 0 | 0 | 0 | 0 | 0 | 0
STOG | 903.32 | 994.34 | 1281.36 | 1166.36 | 1180.38 | 1164.02
STWD | 0 | 0 | 0 | 0 | 0 | 0
WT | 388.45 | 388.45 | 388.45 | 388.45 | 315.74 | 885.69
IGCC | 0 | 0 | 0 | 0 | 0 | 0
DemandResponse | 0 | 0 | 0 | 0 | 0 | 0
IGCC-CCS | 0 | 0 | 0 | 0 | 0 | 0
WT_off | 0 | 0 | 0 | 0 | 0 | 0
PseudoUnit | 0 | 0 | 0 | 0 | 0 | 0
FixedInterchange | 0 | 0 | 0 | 0 | 0 | 0
Total Costs by Reporting Type: NP15
ReportingType | 2015 | 2020 | 2025 | 2030 | 2035 | 2040
BM | 0 | 0 | 0 | 0 | 0 | 0
CC | 2083.79 | 1724.3 | 2484.35 | 1772.96 | 1473.87 | 989.26
CSP | 0 | 0 | 0 | 0 | 0 | 0
CT | 25.36 | 98.45 | 348.59 | 728.42 | 1071.78 | 1389.49
Coal | 10.32 | 11.9 | 0 | 0 | 0 | 0
Geo | 100.91 | 236.51 | 380.15 | 380.15 | 380.15 | 291.5
H | 125.7 | 125.7 | 125.7 | 125.7 | 125.7 | 125.7
LFG | 10.26 | 204.81 | 204.81 | 204.81 | 204.81 | 79.02
Nuc | 495.59 | 531.09 | 570.1 | 543.89 | 543.89 | 543.89
PS | 53.58 | 53.58 | 53.58 | 53.58 | 53.58 | 53.58
PV | 3.68 | 3.68 | 3.68 | 3.68 | 0.89 | 0.89
PeakG | 56.04 | 56.04 | 82.34 | 74.01 | 78.49 | 81.63
PeakO | 10.26 | 10.26 | 13.08 | 10.49 | 10.49 | 10.49
ST | 14.46 | 14.46 | 14.46 | 14.46 | 1.86 | 1.86
STOG | 175.56 | 173.75 | 214.4 | 194.7 | 190.49 | 211.49
STWD | 265.97 | 265.97 | 18.05 | 161.52 | 162.77 | 167.99
WT | 66.31 | 970.86 | 970.86 | 970.86 | 944.79 | 132.94
IGCC | 0 | 0 | 0 | 0 | 0 | 0
DemandResponse | 0 | 0 | 0 | 0 | 0 | 0
IGCC-CCS | 0 | 0 | 0 | 0 | 0 | 0
WT_off | 0 | 0 | 0 | 0 | 0 | 0
PseudoUnit | 0 | 0 | 0 | 0 | 0 | 0
FixedInterchange | 0 | 0 | 0 | 0 | 0 | 0
Total Costs by Reporting Type: NWPP_Coal
ReportingType | 2015 | 2020 | 2025 | 2030 | 2035 | 2040
BM | 0 | 0 | 0 | 0 | 0 | 0
CC | 0 | 0 | 0 | 0 | 0 | 0
CSP | 0 | 0 | 0 | 0 | 0 | 0
CT | 0 | 0 | 0 | 0 | 0 | 0
Coal | 3092.63 | 3154.12 | 3472.13 | 3538.33 | 3666.75 | 4180.17
Geo | 0 | 0 | 0 | 0 | 0 | 0
H | 0 | 0 | 0 | 0 | 0 | 0
LFG | 0 | 0 | 0 | 0 | 0 | 0
Nuc | 0 | 0 | 0 | 0 | 0 | 0
PS | 0 | 0 | 0 | 0 | 0 | 0
PV | 0 | 0 | 0 | 0 | 0 | 0
PeakG | 0 | 0 | 0 | 0 | 0 | 0
PeakO | 0 | 0 | 0 | 0 | 0 | 0
ST | 0 | 0 | 0 | 0 | 0 | 0
STOG | 0 | 0 | 0 | 0 | 0 | 0
STWD | 0 | 0 | 0 | 0 | 0 | 0
WT | 0 | 0 | 0 | 0 | 0 | 0
IGCC | 0 | 0 | 0 | 0 | 0 | 0
DemandResponse | 0 | 0 | 0 | 0 | 0 | 0
IGCC-CCS | 0 | 0 | 0 | 0 | 0 | 0
WT_off | 0 | 0 | 0 | 0 | 0 | 0
PseudoUnit | 0 | 0 | 0 | 0 | 0 | 0
FixedInterchange | 0 | 0 | 0 | 0 | 0 | 0
Total Costs by Reporting Type: NWPP_Gas
ReportingType | 2015 | 2020 | 2025 | 2030 | 2035 | 2040
BM | 0 | 0 | 0 | 0 | 0 | 0
CC | 1979.58 | 2264.86 | 2651.58 | 5137.33 | 7393.72 | 8496.97
CSP | 0 | 0 | 0 | 0 | 0 | 0
CT | 14.02 | 14.02 | 14.02 | 14.02 | 0 | 0
Coal | 0 | 0 | 0 | 0 | 0.1 | 507.05
Geo | 0 | 0 | 0 | 0 | 0 | 0
H | 0 | 0 | 0 | 0 | 0 | 0
LFG | 0 | 0 | 0 | 0 | 0 | 0
Nuc | 0 | 0 | 0 | 0 | 0 | 0
PS | 0 | 0 | 0 | 0 | 0 | 0
PV | 0 | 0 | 0 | 0 | 0 | 0
PeakG | 0 | 0 | 0 | 0 | 0 | 0
PeakO | 0 | 0 | 0 | 0 | 0 | 0
ST | 0 | 0 | 0 | 0 | 0 | 0
STOG | 0 | 0 | 0 | 0 | 0 | 0
STWD | 0 | 0 | 0 | 0 | 0 | 0
WT | 0 | 0 | 0 | 0 | 0 | 0
IGCC | 0 | 0 | 0 | 0 | 0 | 0
DemandResponse | 0 | 0 | 0 | 0 | 0 | 0
IGCC-CCS | 0 | 0 | 0 | 0 | 0 | 0
WT_off | 0 | 0 | 0 | 0 | 0 | 0
PseudoUnit | 0 | 0 | 0 | 0 | 0 | 0
FixedInterchange | 0 | 0 | 0 | 0 | 0 | 0
Total Costs by Reporting Type: NWPP_NucRenew
ReportingType | 2015 | 2020 | 2025 | 2030 | 2035 | 2040
BM | 17.16 | 35.02 | 17.16 | 35.02 | 35.02 | 35.02
CC | 0 | 0 | 0 | 0 | 0 | 0
CSP | 0 | 0 | 0 | 0 | 0 | 0
CT | 0 | 0 | 0 | 0 | 0 | 0
Coal | 0 | 0 | 0 | 0 | 0 | 0
Geo | 67.62 | 67.62 | 249.83 | 249.83 | 224.95 | 224.95
H | 480.54 | 480.54 | 480.54 | 480.54 | 480.54 | 480.54
LFG | 20.56 | 25.06 | 96.1 | 96.1 | 91.07 | 88.32
Nuc | 256.71 | 258.17 | 262.7 | 264.21 | 264.21 | 324.67
PS | 6.12 | 6.12 | 6.12 | 6.12 | 6.12 | 6.12
PV | 0.04 | 0.04 | 0.04 | 0.04 | 0.04 | 0.04
PeakG | 0 | 0 | 0 | 0 | 0 | 0
PeakO | 0 | 0 | 0 | 0 | 0 | 0
ST | 0 | 0 | 0 | 0 | 0 | 0
STOG | 0 | 0 | 0 | 0 | 0 | 0
STWD | 0.87 | 0.94 | 1.09 | 15.97 | 15.97 | 15.97
WT | 467.97 | 467.97 | 467.97 | 467.97 | 229.12 | 229.12
IGCC | 0 | 0 | 0 | 0 | 0 | 0
DemandResponse | 0 | 0 | 0 | 0 | 0 | 0
IGCC-CCS | 0 | 0 | 0 | 0 | 0 | 0
WT_off | 0 | 0 | 0 | 0 | 0 | 0
PseudoUnit | 0 | 0 | 0 | 0 | 0 | 0
FixedInterchange | 0 | 0 | 0 | 0 | 0 | 0
Total Costs by Reporting Type: RMPA
ReportingType | 2015 | 2020 | 2025 | 2030 | 2035 | 2040
BM | 0 | 0 | 0 | 0 | 0 | 0
CC | 364.55 | 457.66 | 299.88 | 320.2 | 273.83 | 255.32
CSP | 0 | 0 | 0 | 0 | 0 | 0
CT | 16.21 | 16.21 | 16.21 | 16.21 | 0 | 0
Coal | 1815.52 | 1766.85 | 1869.04 | 1891.34 | 2602.91 | 3334.61
Geo | 0 | 148.67 | 1087.06 | 1087.06 | 1087.06 | 994.25
H | 13.99 | 13.99 | 13.99 | 13.99 | 13.99 | 13.99
LFG | 1.17 | 10.26 | 10.26 | 10.26 | 9.99 | 4.42
Nuc | 0.01 | 0.01 | 0.01 | 0.01 | 0.01 | 0.01
PS | 13.37 | 13.37 | 13.37 | 13.37 | 13.37 | 13.37
PV | 0.68 | 0.68 | 0.68 | 0.68 | 0.31 | 0.31
PeakG | 49.51 | 51.48 | 72.48 | 69.41 | 75.87 | 75.68
PeakO | 3.75 | 3.75 | 4.31 | 3.45 | 3.45 | 3.45
ST | 1.26 | 148.98 | 158.39 | 168.44 | 167.37 | 43.74
STOG | 0 | 0 | 0 | 0 | 0 | 0
STWD | 0 | 0 | 0 | 0 | 0 | 0
WT | 240.35 | 294.22 | 294.22 | 294.22 | 121.56 | 73.92
IGCC | 0 | 0 | 0 | 0 | 0 | 0
DemandResponse | 0 | 0 | 0 | 0 | 0 | 0
IGCC-CCS | 0 | 0 | 0 | 0 | 0 | 0
WT_off | 0 | 0 | 0 | 0 | 0 | 0
PseudoUnit | 0 | 0 | 0 | 0 | 0 | 0
FixedInterchange | 0 | 0 | 0 | 0 | 0 | 0
Total Costs by Reporting Type: SP15
ReportingType | 2015 | 2020 | 2025 | 2030 | 2035 | 2040
BM | 6.8 | 6.8 | 3.59 | 6.42 | 5.91 | 5.91
CC | 2103.84 | 1323.69 | 1676.46 | 1609.2 | 1622.2 | 1312.59
CSP | 0 | 0 | 0 | 0 | 0 | 0
CT | 0 | 0 | 0 | 0 | 0 | 0
Coal | 35.65 | 41.01 | 0 | 0 | 0 | 0
Geo | 104.52 | 713.94 | 713.94 | 699.68 | 699.68 | 328.75
H | 16.57 | 16.57 | 16.57 | 16.57 | 16.57 | 16.57
LFG | 29.05 | 219.63 | 219.63 | 219.4 | 217.54 | 94.59
Nuc | 508.22 | 511.05 | 548.68 | 522.86 | 522.86 | 643.14
PS | 34.19 | 34.19 | 34.19 | 34.19 | 34.19 | 34.19
PV | 3.49 | 3.49 | 3.49 | 3.49 | 1.81 | 1.81
PeakG | 76.73 | 76.73 | 125.21 | 103.59 | 103.59 | 103.59
PeakO | 1.47 | 1.5 | 1.91 | 1.53 | 1.53 | 1.53
ST | 220.08 | 220.08 | 220.08 | 220.08 | 28.69 | 28.69
STOG | 463.86 | 467.07 | 538.58 | 474.8 | 500.19 | 526.35
STWD | 68.43 | 68.43 | 6.51 | 43.61 | 43.61 | 38.62
WT | 264.36 | 264.36 | 264.36 | 264.36 | 71.1 | 71.1
IGCC | 0 | 0 | 0 | 0 | 0 | 0
DemandResponse | 0 | 0 | 0 | 0 | 0 | 0
IGCC-CCS | 0 | 0 | 0 | 0 | 0 | 0
WT_off | 0 | 0 | 0 | 0 | 0 | 0
PseudoUnit | 0 | 0 | 0 | 0 | 0 | 0
FixedInterchange | 0 | 0 | 0 | 0 | 0 | 0
Total Costs by Reporting Type: ALB
ReportingType | 2015 | 2020 | 2025 | 2030 | 2035 | 2040
BM | 0 | 0 | 0 | 0 | 0 | 0
CC | 791.82 | 1220.86 | 1604.7 | 2150.83 | 2802.01 | 3517.22
CSP | 0 | 0 | 0 | 0 | 0 | 0
CT | 18.05 | 18.05 | 18.05 | 18.05 | 0 | 0
Coal | 995.81 | 1036.36 | 967.34 | 993.65 | 1148.85 | 1251.85
Geo | 0 | 0 | 0 | 0 | 0 | 0
H | 12.99 | 12.99 | 12.99 | 12.99 | 12.99 | 12.99
LFG | 1.21 | 1.21 | 1.21 | 1.21 | 1.21 | 1.21
Nuc | 0.01 | 0.01 | 0.01 | 0.01 | 0.01 | 0.01
PS | 0 | 0 | 0 | 0 | 0 | 0
PV | 0 | 0 | 0 | 0 | 0 | 0
PeakG | 24.53 | 22.94 | 22.94 | 22.94 | 32.31 | 32.31
PeakO | 0 | 0 | 0 | 0 | 0 | 0
ST | 0 | 0 | 0 | 0 | 0 | 0
STOG | 0 | 0 | 0 | 0 | 0 | 0
STWD | 0 | 0 | 0 | 0 | 0 | 0
WT | 25.5 | 25.5 | 25.5 | 25.5 | 22.96 | 22.96
IGCC | 0 | 0 | 0 | 0 | 0 | 0
DemandResponse | 0 | 0 | 0 | 0 | 0 | 0
IGCC-CCS | 0 | 0 | 0 | 0 | 0 | 0
WT_off | 0 | 0 | 0 | 0 | 0 | 0
PseudoUnit | 0 | 0 | 0 | 0 | 0 | 0
FixedInterchange | 0 | 0 | 0 | 0 | 0 | 0
Total Costs by Reporting Type: BC
ReportingType | 2015 | 2020 | 2025 | 2030 | 2035 | 2040
BM | 0 | 0 | 0 | 0 | 0 | 0
CC | 494.19 | 729.17 | 1085.08 | 1412.63 | 1949.8 | 2450.99
CSP | 0 | 0 | 0 | 0 | 0 | 0
CT | 0 | 0 | 0 | 0 | 0 | 0
Coal | 0 | 0 | 0 | 0 | 0 | 0
Geo | 0 | 0 | 0 | 0 | 0 | 0
H | 173.22 | 173.22 | 173.22 | 173.22 | 173.22 | 173.22
LFG | 2.9 | 2.9 | 2.9 | 2.9 | 2.9 | 2.9
Nuc | 0.01 | 0.01 | 0.01 | 0.01 | 0.01 | 0.01
PS | 0 | 0 | 0 | 0 | 0 | 0
PV | 0 | 0 | 0 | 0 | 0 | 0
PeakG | 2.66 | 2.77 | 3.3 | 3.3 | 3.3 | 3.3
PeakO | 1.16 | 1.29 | 1.29 | 1.29 | 1.29 | 1.29
ST | 0 | 0 | 0 | 0 | 0 | 0
STOG | 0 | 0 | 0 | 0 | 0 | 0
STWD | 16.34 | 16.34 | 16.34 | 16.34 | 16.35 | 16.35
WT | 48.22 | 48.22 | 48.22 | 48.22 | 7.54 | 7.54
IGCC | 0 | 0 | 0 | 0 | 0 | 0
DemandResponse | 0 | 0 | 0 | 0 | 0 | 0
IGCC-CCS | 0 | 0 | 0 | 0 | 0 | 0
WT_off | 0 | 0 | 0 | 0 | 0 | 0
PseudoUnit | 0 | 0 | 0 | 0 | 0 | 0
FixedInterchange | 0 | 0 | 0 | 0 | 0 | 0
Total Costs by Reporting Type: HQ_IESO
ReportingType | 2015 | 2020 | 2025 | 2030 | 2035 | 2040
BM | 0 | 0 | 0 | 0 | 0 | 0
CC | 0 | 0 | 0 | 0 | 0 | 0
CSP | 0 | 0 | 0 | 0 | 0 | 0
CT | 0 | 0 | 0 | 0 | 0 | 0
Coal | 0 | 0 | 0 | 0 | 0 | 0
Geo | 0 | 0 | 0 | 0 | 0 | 0
H | 0 | 0 | 0 | 0 | 0 | 0
LFG | 0 | 0 | 0 | 0 | 0 | 0
Nuc | 0.01 | 0.01 | 0.01 | 0.01 | 0.01 | 0.01
PS | 0 | 0 | 0 | 0 | 0 | 0
PV | 0 | 0 | 0 | 0 | 0 | 0
PeakG | 0 | 0 | 0 | 0 | 0 | 0
PeakO | 0 | 0 | 0 | 0 | 0 | 0
ST | 0 | 0 | 0 | 0 | 0 | 0
STOG | 0 | 0 | 0 | 0 | 0 | 0
STWD | 0 | 0 | 0 | 0 | 0 | 0
WT | 0 | 0 | 0 | 0 | 0 | 0
IGCC | 0 | 0 | 0 | 0 | 0 | 0
DemandResponse | 0 | 0 | 0 | 0 | 0 | 0
IGCC-CCS | 0 | 0 | 0 | 0 | 0 | 0
WT_off | 0 | 0 | 0 | 0 | 0 | 0
PseudoUnit | 0 | 0 | 0 | 0 | 0 | 0
FixedInterchange | 0 | 0 | 0 | 0 | 0 | 0
Total Costs by Reporting Type: HQ_NEISO
ReportingType | 2015 | 2020 | 2025 | 2030 | 2035 | 2040
BM | 0 | 0 | 0 | 0 | 0 | 0
CC | 0 | 0 | 0 | 0 | 0 | 0
CSP | 0 | 0 | 0 | 0 | 0 | 0
CT | 0 | 0 | 0 | 0 | 0 | 0
Coal | 0 | 0 | 0 | 0 | 0 | 0
Geo | 0 | 0 | 0 | 0 | 0 | 0
H | 0 | 0 | 0 | 0 | 0 | 0
LFG | 0 | 0 | 0 | 0 | 0 | 0
Nuc | 0.01 | 0.01 | 0.01 | 0.01 | 0.01 | 0.01
PS | 0 | 0 | 0 | 0 | 0 | 0
PV | 0 | 0 | 0 | 0 | 0 | 0
PeakG | 0 | 0 | 0 | 0 | 0 | 0
PeakO | 0 | 0 | 0 | 0 | 0 | 0
ST | 0 | 0 | 0 | 0 | 0 | 0
STOG | 0 | 0 | 0 | 0 | 0 | 0
STWD | 0 | 0 | 0 | 0 | 0 | 0
WT | 0 | 0 | 0 | 0 | 0 | 0
IGCC | 0 | 0 | 0 | 0 | 0 | 0
DemandResponse | 0 | 0 | 0 | 0 | 0 | 0
IGCC-CCS | 0 | 0 | 0 | 0 | 0 | 0
WT_off | 0 | 0 | 0 | 0 | 0 | 0
PseudoUnit | 0 | 0 | 0 | 0 | 0 | 0
FixedInterchange | 0 | 0 | 0 | 0 | 0 | 0
Total Costs by Reporting Type: HQ_NY
ReportingType | 2015 | 2020 | 2025 | 2030 | 2035 | 2040
BM | 0 | 0 | 0 | 0 | 0 | 0
CC | 0 | 0 | 0 | 0 | 0 | 0
CSP | 0 | 0 | 0 | 0 | 0 | 0
CT | 0 | 0 | 0 | 0 | 0 | 0
Coal | 0 | 0 | 0 | 0 | 0 | 0
Geo | 0 | 0 | 0 | 0 | 0 | 0
H | 0 | 0 | 0 | 0 | 0 | 0
LFG | 0 | 0 | 0 | 0 | 0 | 0
Nuc | 0.01 | 0.01 | 0.01 | 0.01 | 0.01 | 0.01
PS | 0 | 0 | 0 | 0 | 0 | 0
PV | 0 | 0 | 0 | 0 | 0 | 0
PeakG | 0 | 0 | 0 | 0 | 0 | 0
PeakO | 0 | 0 | 0 | 0 | 0 | 0
ST | 0 | 0 | 0 | 0 | 0 | 0
STOG | 0 | 0 | 0 | 0 | 0 | 0
STWD | 0 | 0 | 0 | 0 | 0 | 0
WT | 0 | 0 | 0 | 0 | 0 | 0
IGCC | 0 | 0 | 0 | 0 | 0 | 0
DemandResponse | 0 | 0 | 0 | 0 | 0 | 0
IGCC-CCS | 0 | 0 | 0 | 0 | 0 | 0
WT_off | 0 | 0 | 0 | 0 | 0 | 0
PseudoUnit | 0 | 0 | 0 | 0 | 0 | 0
FixedInterchange | 0 | 0 | 0 | 0 | 0 | 0
Total Costs by Reporting Type: MARITIMES
ReportingType | 2015 | 2020 | 2025 | 2030 | 2035 | 2040
BM | 0 | 0 | 0 | 0 | 0 | 0
CC | 0 | 0 | 0 | 0 | 0 | 0
CSP | 0 | 0 | 0 | 0 | 0 | 0
CT | 0 | 0 | 0 | 0 | 0 | 0
Coal | 0 | 0 | 0 | 0 | 0 | 0
Geo | 0 | 0 | 0 | 0 | 0 | 0
H | 0 | 0 | 0 | 0 | 0 | 0
LFG | 0 | 0 | 0 | 0 | 0 | 0
Nuc | 0.01 | 0.01 | 0.01 | 0.01 | 0.01 | 0.01
PS | 0 | 0 | 0 | 0 | 0 | 0
PV | 0 | 0 | 0 | 0 | 0 | 0
PeakG | 0 | 0 | 0 | 0 | 0 | 0
PeakO | 0 | 0 | 0 | 0 | 0 | 0
ST | 0 | 0 | 0 | 0 | 0 | 0
STOG | 0 | 0 | 0 | 0 | 0 | 0
STWD | 0 | 0 | 0 | 0 | 0 | 0
WT | 0 | 0 | 0 | 0 | 0 | 0
IGCC | 0 | 0 | 0 | 0 | 0 | 0
DemandResponse | 0 | 0 | 0 | 0 | 0 | 0
IGCC-CCS | 0 | 0 | 0 | 0 | 0 | 0
WT_off | 0 | 0 | 0 | 0 | 0 | 0
PseudoUnit | 0 | 0 | 0 | 0 | 0 | 0
FixedInterchange | 0 | 0 | 0 | 0 | 0 | 0
Total Costs by Reporting Type: All
ReportingType | 2015 | 2020 | 2025 | 2030 | 2035 | 2040
BM | 828.63 | 1209.4 | 1752.09 | 1927.06 | 2084.26 | 2082.65
CC | 54202.61 | 61009.83 | 73714 | 86860.06 | 112585.33 | 128636.84
CSP | 0 | 0 | 0 | 0 | 0 | 0
CT | 651.9 | 1279.22 | 1578.45 | 2283.14 | 2934.88 | 3276.1
Coal | 74329.42 | 76489.97 | 86578.17 | 91515.08 | 100016.75 | 117321.97
Geo | 277 | 1170.68 | 3043.07 | 3028.81 | 3003.93 | 2451.53
H | 1511 | 1511 | 1511 | 1511 | 1511 | 1511
LFG | 541.97 | 1198.79 | 1893.26 | 2112.79 | 2080.27 | 1661.11
Nuc | 27257.76 | 30889.72 | 32001.23 | 31883.54 | 26253.69 | 31278.27
PS | 517.25 | 517.25 | 517.25 | 517.25 | 517.25 | 517.25
PV | 639.15 | 1449.64 | 1819.62 | 1904.53 | 1312.06 | 578.37
PeakG | 2268.19 | 2375.73 | 3719.99 | 3329.76 | 3548.44 | 3364.82
PeakO | 561.44 | 574.54 | 742.33 | 597.98 | 598 | 592.47
ST | 355.27 | 682.68 | 792.51 | 764.26 | 523.03 | 249.43
STOG | 3550.88 | 3778.1 | 4525.31 | 4129.27 | 4228.07 | 4259.57
STWD | 960.77 | 837.01 | 421.4 | 760.24 | 811.4 | 821.57
WT | 8135.21 | 14325.5 | 15968.62 | 17047.12 | 14377.57 | 11713.32
IGCC | 365.77 | 365.31 | 368.44 | 376.16 | 379.84 | 387.05
DemandResponse | 0 | 0 | 0 | 0 | 0 | 0
IGCC-CCS | 0 | 0 | 0 | 0 | 0 | 0
WT_off | 308.81 | 308.81 | 907.86 | 907.86 | 599.11 | 599.11
PseudoUnit | 0 | 0 | 0 | 0 | 0 | 0
FixedInterchange | 0 | 0 | 0 | 0 | 0 | 0
Total Costs by Reporting Type: EI_US
ReportingType | 2015 | 2020 | 2025 | 2030 | 2035 | 2040
BM | 557.81 | 920.72 | 1484.13 | 1637.72 | 1788.97 | 1787.19
CC | 34081.14 | 38748.33 | 47453.65 | 55100.16 | 72528.1 | 84689.54
CSP | 0 | 0 | 0 | 0 | 0 | 0
CT | 442.7 | 996.62 | 1038.49 | 1358.55 | 1757.69 | 1705.35
Coal | 60613.78 | 61509.9 | 69990.2 | 74721.7 | 81386.27 | 92631.83
Geo | 3.95 | 3.95 | 3.95 | 3.95 | 3.95 | 3.95
H | 419.29 | 419.29 | 419.29 | 419.29 | 419.29 | 419.29
LFG | 447.6 | 686.6 | 1310.03 | 1422.95 | 1402.47 | 1252.1
Nuc | 21188.8 | 24541.07 | 25412.01 | 25344.45 | 19958.32 | 24608.01
PS | 401.94 | 401.94 | 401.94 | 401.94 | 401.94 | 401.94
PV | 30.85 | 841.33 | 1211.31 | 1296.22 | 1306.18 | 572.49
PeakG | 1892.57 | 1996.88 | 3110.7 | 2785.87 | 2964.26 | 2920.39
PeakO | 536.99 | 549.77 | 712.05 | 573.17 | 573.18 | 573.2
ST | 0 | 0 | 0 | 0 | 0 | 0
STOG | 2002.61 | 2137.4 | 2485.44 | 2287.88 | 2351.46 | 2352.17
STWD | 596.36 | 472.52 | 377.22 | 511.21 | 561.12 | 571.05
WT | 5733.61 | 8696.49 | 10339.61 | 11347.93 | 10246.24 | 9871.94
IGCC | 365.77 | 365.31 | 368.44 | 376.16 | 379.84 | 387.05
DemandResponse | 0 | 0 | 0 | 0 | 0 | 0
IGCC-CCS | 0 | 0 | 0 | 0 | 0 | 0
WT_off | 308.81 | 308.81 | 907.86 | 907.86 | 599.11 | 599.11
PseudoUnit | 0 | 0 | 0 | 0 | 0 | 0
FixedInterchange | 0 | 0 | 0 | 0 | 0 | 0
Total Costs by Reporting Type: EI_Canada
ReportingType | 2015 | 2020 | 2025 | 2030 | 2035 | 2040
BM | 177.6 | 177.6 | 177.6 | 177.6 | 177.87 | 177.87
CC | 778.06 | 998.8 | 1159.23 | 1393.14 | 2140.98 | 3202.43
CSP | 0 | 0 | 0 | 0 | 0 | 0
CT | 44.26 | 44.26 | 44.5 | 44.52 | 103.05 | 178.83
Coal | 54.39 | 60.49 | 80.77 | 157.29 | 247.78 | 296.94
Geo | 0 | 0 | 0 | 0 | 0 | 0
H | 216.06 | 216.06 | 216.06 | 216.06 | 216.06 | 216.06
LFG | 19.32 | 19.32 | 19.32 | 19.32 | 14.43 | 14.43
Nuc | 2990.32 | 3007.74 | 3062.22 | 3080.31 | 2836.59 | 3030.72
PS | 2.92 | 2.92 | 2.92 | 2.92 | 2.92 | 2.92
PV | 558.01 | 558.01 | 558.01 | 558.01 | 0.44 | 0.44
PeakG | 21.55 | 23.55 | 23.89 | 23.88 | 27.45 | 28.04
PeakO | 0.75 | 0.75 | 0.87 | 0.98 | 0.98 | 0.98
ST | 0 | 0 | 0 | 0 | 0 | 0
STOG | 5.54 | 5.54 | 5.54 | 5.54 | 5.54 | 5.54
STWD | 0 | 0 | 0 | 0 | 0 | 0
WT | 868.55 | 868.55 | 868.55 | 868.55 | 61.76 | 61.76
IGCC | 0 | 0 | 0 | 0 | 0 | 0
DemandResponse | 0 | 0 | 0 | 0 | 0 | 0
IGCC-CCS | 0 | 0 | 0 | 0 | 0 | 0
WT_off | 0 | 0 | 0 | 0 | 0 | 0
PseudoUnit | 0 | 0 | 0 | 0 | 0 | 0
FixedInterchange | 0 | 0 | 0 | 0 | 0 | 0
Total Costs by Reporting Type: EI
ReportingType | 2015 | 2020 | 2025 | 2030 | 2035 | 2040
BM | 735.41 | 1098.32 | 1661.74 | 1815.32 | 1966.84 | 1965.06
CC | 34859.2 | 39747.13 | 48612.89 | 56493.3 | 74669.08 | 87891.97
CSP | 0 | 0 | 0 | 0 | 0 | 0
CT | 486.96 | 1040.88 | 1082.99 | 1403.06 | 1860.74 | 1884.18
Coal | 60668.17 | 61570.39 | 70070.97 | 74878.99 | 81634.05 | 92928.76
Geo | 3.95 | 3.95 | 3.95 | 3.95 | 3.95 | 3.95
H | 635.35 | 635.35 | 635.35 | 635.35 | 635.35 | 635.35
LFG | 466.92 | 705.92 | 1329.35 | 1442.27 | 1416.91 | 1266.53
Nuc | 24179.13 | 27548.81 | 28474.22 | 28424.75 | 22794.91 | 27638.74
PS | 404.86 | 404.86 | 404.86 | 404.86 | 404.86 | 404.86
PV | 588.85 | 1399.34 | 1769.32 | 1854.23 | 1306.62 | 572.93
PeakG | 1914.12 | 2020.44 | 3134.6 | 2809.75 | 2991.71 | 2948.43
PeakO | 537.74 | 550.52 | 712.92 | 574.15 | 574.16 | 574.18
ST | 0 | 0 | 0 | 0 | 0 | 0
STOG | 2008.15 | 2142.93 | 2490.97 | 2293.41 | 2357 | 2357.71
STWD | 596.36 | 472.52 | 377.22 | 511.21 | 561.12 | 571.05
WT | 6602.17 | 9565.04 | 11208.17 | 12216.48 | 10308 | 9933.7
IGCC | 365.77 | 365.31 | 368.44 | 376.16 | 379.84 | 387.05
DemandResponse | 0 | 0 | 0 | 0 | 0 | 0
IGCC-CCS | 0 | 0 | 0 | 0 | 0 | 0
WT_off | 308.81 | 308.81 | 907.86 | 907.86 | 599.11 | 599.11
PseudoUnit | 0 | 0 | 0 | 0 | 0 | 0
FixedInterchange | 0 | 0 | 0 | 0 | 0 | 0
Total Costs by Reporting Type: Outside_EI
ReportingType | 2015 | 2020 | 2025 | 2030 | 2035 | 2040
BM | 93.22 | 111.08 | 90.36 | 111.73 | 117.41 | 117.58
CC | 19343.41 | 21262.7 | 25101.11 | 30366.75 | 37916.25 | 40744.87
CSP | 0 | 0 | 0 | 0 | 0 | 0
CT | 164.93 | 238.35 | 495.46 | 880.07 | 1074.14 | 1391.92
Coal | 13661.25 | 14919.58 | 16507.19 | 16636.1 | 18382.7 | 24393.21
Geo | 273.05 | 1166.73 | 3039.11 | 3024.85 | 2999.97 | 2447.58
H | 875.65 | 875.65 | 875.65 | 875.65 | 875.65 | 875.65
LFG | 75.05 | 492.87 | 563.91 | 670.52 | 663.37 | 394.58
Nuc | 3078.63 | 3340.91 | 3527.01 | 3458.79 | 3458.79 | 3639.53
PS | 112.39 | 112.39 | 112.39 | 112.39 | 112.39 | 112.39
PV | 50.3 | 50.3 | 50.3 | 50.3 | 5.44 | 5.44
PeakG | 354.07 | 355.3 | 585.39 | 520.02 | 556.72 | 416.39
PeakO | 23.7 | 24.02 | 29.41 | 23.84 | 23.84 | 18.29
ST | 355.27 | 682.68 | 792.51 | 764.26 | 523.03 | 249.43
STOG | 1542.73 | 1635.17 | 2034.34 | 1835.86 | 1871.07 | 1901.86
STWD | 364.42 | 364.49 | 44.17 | 249.03 | 250.28 | 250.52
WT | 1533.05 | 4760.45 | 4760.45 | 4830.64 | 4069.58 | 1779.62
IGCC | 0 | 0 | 0 | 0 | 0 | 0
DemandResponse | 0 | 0 | 0 | 0 | 0 | 0
IGCC-CCS | 0 | 0 | 0 | 0 | 0 | 0
WT_off | 0 | 0 | 0 | 0 | 0 | 0
PseudoUnit | 0 | 0 | 0 | 0 | 0 | 0
FixedInterchange | 0 | 0 | 0 | 0 | 0 | 0
#15 A | RPS Generation Compliance Payments ($)
RPS Program | 2015 | 2020 | 2025 | 2030 | 2035 | 2040
NEISO | 0 | 0 | 0 | 0 | 0 | 0
CA | 1665.3 | 324.69 | 0 | 0 | 0 | 0
NWPP | 0 | 0 | 0 | 0 | 0 | 0
PJM | 0 | 585.21 | 611.7 | 169.09 | 233.47 | 271.7
US | 0 | 0 | 0 | 0 | 0 | 0
PJM_Solar | 377.76 | 0 | 0 | 0 | 0 | 0
MA_Solar | 158.16 | 0 | 0 | 0 | 0 | 0
NH_Solar | 10.65 | 0 | 0 | 0 | 0 | 0
MRETS_Solar | 0 | 0 | 0 | 0 | 0 | 0
AZNMSNV | 221.16 | 307.41 | 0 | 0 | 0 | 0
AZNMSNV_Solar | 63.66 | 0 | 0 | 0 | 0 | 0
MRETS | 0 | 0 | 0 | 0 | 0 | 0
MI | 76.6 | 39.26 | 0 | 0 | 0 | 0
Ohio | 0 | 0 | 0 | 0 | 0 | 0
Ohio_Solar | 57.73 | 0 | 0 | 0 | 0 | 0
MOKSOKNE | 207.22 | 0 | 0 | 0 | 0 | 0
MO_Solar | 29.51 | 0 | 0 | 0 | 0 | 0
NC | 774.25 | 0 | 0 | 0 | 0 | 0
NC_Solar | 26.06 | 0 | 0 | 0 | 0 | 0
CO | 34.64 | 0 | 0 | 0 | 0 | 0
CO_Solar | 191.18 | 0 | 0 | 0 | 0 | 0
NY | 11.54 | 4.41 | 0 | 0 | 0 | 7.53
TX | 0 | 0 | 0 | 0 | 0 | 0
#15 B | RPS Capacity Compliance Payments ($)
RPS Program | 2015 | 2020 | 2025 | 2030 | 2035 | 2040
NEISO | 0 | 0 | 0 | 0 | 0 | 0
CA | 0 | 0 | 0 | 0 | 0 | 0
NWPP | 0 | 0 | 0 | 0 | 0 | 0
PJM | 0 | 0 | 0 | 0 | 0 | 0
US | 0 | 0 | 0 | 0 | 0 | 0
PJM_Solar | 0 | 0 | 0 | 0 | 0 | 0
MA_Solar | 0 | 0 | 0 | 0 | 0 | 0
NH_Solar | 0 | 0 | 0 | 0 | 0 | 0
MRETS_Solar | 0 | 0 | 0 | 0 | 0 | 0
AZNMSNV | 0 | 0 | 0 | 0 | 0 | 0
AZNMSNV_Solar | 0 | 0 | 0 | 0 | 0 | 0
MRETS | 0 | 0 | 0 | 0 | 0 | 0
MI | 0 | 0 | 0 | 0 | 0 | 0
Ohio | 0 | 0 | 0 | 0 | 0 | 0
Ohio_Solar | 0 | 0 | 0 | 0 | 0 | 0
MOKSOKNE | 0 | 0 | 0 | 0 | 0 | 0
MO_Solar | 0 | 0 | 0 | 0 | 0 | 0
NC | 0 | 0 | 0 | 0 | 0 | 0
NC_Solar | 0 | 0 | 0 | 0 | 0 | 0
CO | 0 | 0 | 0 | 0 | 0 | 0
CO_Solar | 0 | 0 | 0 | 0 | 0 | 0
NY | 0 | 0 | 0 | 0 | 0 | 0
TX | 0 | 0 | 0 | 0 | 0 | 0
#16a | Transmission Costs ($million) [excludes shadow cost]
Transmission Costs: Entergy
Cost | 2015 | 2020 | 2025 | 2030 | 2035 | 2040
a. Wheel Share | 2.5 | 2.47 | 2.65 | 7.26 | 11.69 | 26.42
b. Friction Share | 4.15 | 3.67 | 3.22 | 5.66 | 10.52 | 26.58
Transmission Costs: FRCC
Cost | 2015 | 2020 | 2025 | 2030 | 2035 | 2040
a. Wheel Share | 6.83 | 4.45 | 3.07 | 1.05 | 0.16 | 4.64
b. Friction Share | 6.83 | 4.45 | 3.07 | 1.05 | 0.16 | 4.64
Transmission Costs: MAPP_US
Cost | 2015 | 2020 | 2025 | 2030 | 2035 | 2040
a. Wheel Share | 13.75 | 14.23 | 12.04 | 14.58 | 12.39 | 10.18
b. Friction Share | 9.97 | 10.19 | 8.77 | 10.54 | 8.91 | 7.49
Transmission Costs: MISO_IN
Cost | 2015 | 2020 | 2025 | 2030 | 2035 | 2040
a. Wheel Share | 1.48 | 2.43 | 3.01 | 2.47 | 2.06 | 2.68
b. Friction Share | 3.38 | 2.12 | 2.22 | 2.03 | 1.93 | 4.2
Transmission Costs: MISO_MI
Cost | 2015 | 2020 | 2025 | 2030 | 2035 | 2040
a. Wheel Share | 3.68 | 5.35 | 6.28 | 5.14 | 3.47 | 5.08
b. Friction Share | 11.38 | 15.35 | 16.28 | 13.09 | 9.02 | 13.53
Transmission Costs: MISO_MO-IL
Cost | 2015 | 2020 | 2025 | 2030 | 2035 | 2040
a. Wheel Share | 0.2 | 1.17 | 1.73 | 7.11 | 9.04 | 14.97
b. Friction Share | 5.31 | 6.18 | 2.48 | 4.84 | 6.65 | 11.97
Transmission Costs: MISO_W
Cost | 2015 | 2020 | 2025 | 2030 | 2035 | 2040
a. Wheel Share | 3.89 | 1.67 | 3.55 | 2.68 | 2.84 | 5.97
b. Friction Share | 5.33 | 3.86 | 4.39 | 3.33 | 4.36 | 7.84
Transmission Costs: MISO_WUMS
Cost | 2015 | 2020 | 2025 | 2030 | 2035 | 2040
a. Wheel Share | 0 | 0 | 0 | 0 | 0 | 0
b. Friction Share | 1.56 | 0.96 | 5.94 | 3.63 | 0.94 | 0.55
Transmission Costs: Nebraska
Cost | 2015 | 2020 | 2025 | 2030 | 2035 | 2040
a. Wheel Share | 7.27 | 8.94 | 8.56 | 10.56 | 6.97 | 4.78
b. Friction Share | 5.55 | 7.22 | 6.77 | 8.67 | 6.62 | 5.19
Transmission Costs: NEISO
Cost | 2015 | 2020 | 2025 | 2030 | 2035 | 2040
a. Wheel Share | 0 | 0 | 0 | 0 | 0 | 0
b. Friction Share | 8.96 | 7.81 | 10.64 | 18.04 | 16.62 | 16.25
Transmission Costs: NonRTO_Midwest
Cost | 2015 | 2020 | 2025 | 2030 | 2035 | 2040
a. Wheel Share | 1.48 | 2.61 | 3.07 | 3.47 | 3.6 | 4.77
b. Friction Share | 0.89 | 1.72 | 1.88 | 3.14 | 3.74 | 6.2
Transmission Costs: NYISO_A-F
Cost | 2015 | 2020 | 2025 | 2030 | 2035 | 2040
a. Wheel Share | 14.92 | 15.77 | 11.45 | 10.76 | 4.46 | 2.26
b. Friction Share | 38.13 | 40.6 | 28.46 | 27.11 | 10.77 | 7.94
Transmission Costs: NYISO_G-I
Cost | 2015 | 2020 | 2025 | 2030 | 2035 | 2040
a. Wheel Share | 1.42 | 2.32 | 2.48 | 2.42 | 2.37 | 2.51
b. Friction Share | 5.54 | 4.58 | 6.7 | 8.66 | 7.47 | 7.04
Transmission Costs: NYISO_J-K
Cost | 2015 | 2020 | 2025 | 2030 | 2035 | 2040
a. Wheel Share | 1.13 | 1.25 | 1.15 | 1.22 | 1.25 | 1.61
b. Friction Share | 4.99 | 3.93 | 4.74 | 6.53 | 6.56 | 6.93
Transmission Costs: PJM_E
Cost | 2015 | 2020 | 2025 | 2030 | 2035 | 2040
a. Wheel Share | 2.55 | 3.57 | 3.62 | 3.64 | 3.62 | 4.11
b. Friction Share | 2.75 | 3.42 | 3.05 | 3.22 | 3.02 | 3.33
Transmission Costs: PJM_ROM
Cost | 2015 | 2020 | 2025 | 2030 | 2035 | 2040
a. Wheel Share | 0.45 | 1.12 | 1.58 | 3.98 | 3.77 | 1.73
b. Friction Share | 0.86 | 1.04 | 1.23 | 3.84 | 3.49 | 1.47
Transmission Costs: PJM_ROR
Cost | 2015 | 2020 | 2025 | 2030 | 2035 | 2040
a. Wheel Share | 29.97 | 17.83 | 13.23 | 10.81 | 20.45 | 14.74
b. Friction Share | 43.23 | 28.49 | 22.24 | 16.02 | 24.94 | 22.15
Transmission Costs: SOCO
Cost | 2015 | 2020 | 2025 | 2030 | 2035 | 2040
a. Wheel Share | 10.18 | 8.14 | 7.39 | 4.47 | 3.61 | 7.91
b. Friction Share | 12.07 | 10.98 | 11.68 | 7.8 | 5.53 | 10.25
Transmission Costs: SPP_N
Cost | 2015 | 2020 | 2025 | 2030 | 2035 | 2040
a. Wheel Share | 0.97 | 0.92 | 3.09 | 3.17 | 3.43 | 7.98
b. Friction Share | 1.04 | 0.85 | 2.59 | 2.68 | 4.35 | 11.53
Transmission Costs: SPP_S
Cost | 2015 | 2020 | 2025 | 2030 | 2035 | 2040
a. Wheel Share | 0.2 | 0.36 | 0.62 | 0.71 | 0.84 | 6.79
b. Friction Share | 0.45 | 0.68 | 1.04 | 1.15 | 1.29 | 10.22
Transmission Costs: TVA
Cost | 2015 | 2020 | 2025 | 2030 | 2035 | 2040
a. Wheel Share | 0.9 | 1.18 | 1.02 | 1.1 | 1.14 | 0.82
b. Friction Share | 1.13 | 1.47 | 1.28 | 1.38 | 1.43 | 1.03
Transmission Costs: TVA_Transmission
Cost | 2015 | 2020 | 2025 | 2030 | 2035 | 2040
a. Wheel Share | 0.52 | 0.6 | 0.28 | 1.22 | 2.99 | 3.33
b. Friction Share | 0.46 | 0.66 | 0.25 | 1.86 | 4.05 | 4.69
Transmission Costs: VACAR
Cost | 2015 | 2020 | 2025 | 2030 | 2035 | 2040
a. Wheel Share | 29.68 | 18.49 | 15.45 | 12.39 | 20.63 | 15.37
b. Friction Share | 29.74 | 19.9 | 18.74 | 14.94 | 21.51 | 16.64
Transmission Costs: IESO
Cost | 2015 | 2020 | 2025 | 2030 | 2035 | 2040
a. Wheel Share | 19.26 | 22.27 | 18.1 | 13.56 | 4.79 | 6.84
b. Friction Share | 48.17 | 55.69 | 45.25 | 33.92 | 11.85 | 16.74
Transmission Costs: MAPP_CA
Cost | 2015 | 2020 | 2025 | 2030 | 2035 | 2040
a. Wheel Share | 1.57 | 2.62 | 2.38 | 2.15 | 1.74 | 2.38
b. Friction Share | 2.7 | 5.18 | 4.47 | 3.76 | 2.03 | 3.52
Transmission Costs: AZ_NM_SNV_Coal
Cost | 2015 | 2020 | 2025 | 2030 | 2035 | 2040
a. Wheel Share | 20.62 | 20.71 | 23.92 | 23.56 | 30.51 | 37.6
b. Friction Share | 34.8 | 35.01 | 40.41 | 39.88 | 51.52 | 63.11
Transmission Costs: AZ_NM_SNV_Gas
Cost | 2015 | 2020 | 2025 | 2030 | 2035 | 2040
a. Wheel Share | 72.37 | 91.72 | 93.62 | 104.44 | 118.91 | 138.72
b. Friction Share | 120.96 | 153.19 | 156.38 | 174.49 | 198.71 | 231.57
Transmission Costs: AZ_NM_SNV_NucRenew
Cost | 2015 | 2020 | 2025 | 2030 | 2035 | 2040
a. Wheel Share | 38.1 | 67.11 | 77.95 | 80.6 | 87.84 | 110.43
b. Friction Share | 63.61 | 112.01 | 130.1 | 134.53 | 146.56 | 184.13
Transmission Costs: ERCOT
Cost | 2015 | 2020 | 2025 | 2030 | 2035 | 2040
a. Wheel Share | 0 | 0.06 | 0.41 | 0.48 | 0.41 | 3.23
b. Friction Share | 0 | 0.09 | 0.62 | 0.72 | 0.62 | 4.85
Transmission Costs: NP15
Cost | 2015 | 2020 | 2025 | 2030 | 2035 | 2040
a. Wheel Share | 25.98 | 11.58 | 9.63 | 40.51 | 57.71 | 64.15
b. Friction Share | 43.35 | 19.4 | 16.15 | 67.63 | 96.3 | 107.06
Transmission Costs: NWPP_Coal
Cost | 2015 | 2020 | 2025 | 2030 | 2035 | 2040
a. Wheel Share | 64.45 | 43.06 | 44.65 | 81.34 | 110.37 | 124.56
b. Friction Share | 108.69 | 73.04 | 75.72 | 137.09 | 185.63 | 209.35
Transmission Costs: NWPP_Gas
Cost | 2015 | 2020 | 2025 | 2030 | 2035 | 2040
a. Wheel Share | 0 | 0 | 0 | 0 | 0 | 0
b. Friction Share | 0.3 | 0.3 | 0.31 | 0.53 | 0.68 | 0.75
Transmission Costs: NWPP_NucRenew
Cost | 2015 | 2020 | 2025 | 2030 | 2035 | 2040
a. Wheel Share | 0 | 0 | 0 | 0 | 0 | 0
b. Friction Share | 0.96 | 0.97 | 1 | 1 | 1 | 1
Transmission Costs: RMPA
Cost | 2015 | 2020 | 2025 | 2030 | 2035 | 2040
a. Wheel Share | 3.19 | 4.73 | 9.85 | 6.84 | 12.64 | 13.4
b. Friction Share | 2.24 | 3.73 | 14.21 | 7.78 | 17.44 | 20.21
Transmission Costs: SP15
Cost | 2015 | 2020 | 2025 | 2030 | 2035 | 2040
a. Wheel Share | 165.41 | 208.18 | 220 | 238.65 | 264.46 | 303.59
b. Friction Share | 275.73 | 347.08 | 366.77 | 397.86 | 440.88 | 506.13
Transmission Costs: ALB
Cost | 2015 | 2020 | 2025 | 2030 | 2035 | 2040
a. Wheel Share | 0.7 | 2.13 | 2.27 | 1.59 | 0.17 | 0.04
b. Friction Share | 1.16 | 3.55 | 3.79 | 2.65 | 0.28 | 0.07
Transmission Costs: BC
Cost | 2015 | 2020 | 2025 | 2030 | 2035 | 2040
a. Wheel Share | 3.38 | 3.33 | 2.69 | 3.13 | 4.77 | 7.97
b. Friction Share | 5.64 | 5.55 | 4.48 | 5.22 | 7.95 | 13.29
Transmission Costs: HQ_IESO
Cost | 2015 | 2020 | 2025 | 2030 | 2035 | 2040
a. Wheel Share | 0 | 0 | 0 | 0 | 0 | 0
b. Friction Share | 0.01 | 0.01 | 0.01 | 0.01 | 0.01 | 0.01
Transmission Costs: HQ_NEISO
Cost | 2015 | 2020 | 2025 | 2030 | 2035 | 2040
a. Wheel Share | 0 | 0 | 0 | 0 | 0 | 0
b. Friction Share | 0.11 | 0.11 | 0.11 | 0.11 | 0.11 | 0.11
Transmission Costs: HQ_NY
Cost | 2015 | 2020 | 2025 | 2030 | 2035 | 2040
a. Wheel Share | 0 | 0 | 0 | 0 | 0 | 0
b. Friction Share | 0.03 | 0.03 | 0.03 | 0.03 | 0.03 | 0.03
Transmission Costs: MARITIMES
Cost | 2015 | 2020 | 2025 | 2030 | 2035 | 2040
a. Wheel Share | 0 | 0 | 0 | 0 | 0 | 0
b. Friction Share | 0.05 | 0.05 | 0.05 | 0.05 | 0.05 | 0.05
Transmission Costs: All
Cost | 2015 | 2020 | 2025 | 2030 | 2035 | 2040
a. Wheel Share | 549.01 | 592.4 | 610.79 | 707.07 | 815.09 | 961.56
b. Friction Share | 912.25 | 995.11 | 1027.55 | 1176.5 | 1325.53 | 1569.66
Transmission Costs: EI_US
Cost | 2015 | 2020 | 2025 | 2030 | 2035 | 2040
a. Wheel Share | 133.97 | 114.9 | 105.32 | 110.21 | 120.78 | 148.64
b. Friction Share | 203.91 | 180.32 | 167.86 | 169.42 | 164.08 | 207.87
Transmission Costs: EI_Canada
Cost | 2015 | 2020 | 2025 | 2030 | 2035 | 2040
a. Wheel Share | 20.83 | 24.89 | 20.47 | 15.71 | 6.52 | 9.23
b. Friction Share | 50.89 | 60.89 | 49.74 | 37.69 | 13.9 | 20.27
Transmission Costs: EI
Cost | 2015 | 2020 | 2025 | 2030 | 2035 | 2040
a. Wheel Share | 154.8 | 139.79 | 125.79 | 125.92 | 127.3 | 157.87
b. Friction Share | 254.79 | 241.21 | 217.6 | 207.11 | 177.98 | 228.14
Transmission Costs: Outside_EI
Cost | 2015 | 2020 | 2025 | 2030 | 2035 | 2040
a. Wheel Share | 394.21 | 452.61 | 485 | 581.15 | 687.78 | 803.7
b. Friction Share | 657.45 | 753.91 | 809.95 | 969.39 | 1147.55 | 1341.52

## Capacity
#1 | New Build Capacity (MW)
New Build Capacity by Reporting Type: Entergy
ReportingType | 2015 | 2020 | 2025 | 2030 | 2035 | 2040
BM | 0 | 0 | 0 | 0 | 0 | 0
CC | 467.05 | 856.12 | 0 | 963.94 | 1831.62 | 2013.14
CSP | 0 | 0 | 0 | 0 | 0 | 0
CT | 0 | 0 | 0 | 0 | 0 | 0
Coal | 720 | 0 | 0 | 0 | 0 | 0
Geo | 0 | 0 | 0 | 0 | 0 | 0
H | 0 | 0 | 0 | 0 | 0 | 0
LFG | 0 | 0 | 107.4 | 0 | 0 | 0
Nuc | 170 | 0 | 0 | 0 | 0 | 0
PS | 0 | 0 | 0 | 0 | 0 | 0
PV | 0.29 | 64.54 | 35.02 | 3.17 | 3.59 | 3.72
PeakG | 0 | 0 | 0 | 0 | 0 | 0
PeakO | 0 | 0 | 0 | 0 | 0 | 0
ST | 0 | 0 | 0 | 0 | 0 | 0
STOG | 0 | 0 | 0 | 0 | 0 | 0
STWD | 0 | 0 | 0 | 0 | 0 | 0
WT | 0 | 0 | 0 | 0 | 0 | 0
IGCC | 0 | 0 | 0 | 0 | 0 | 0
DemandResponse | 0 | 0 | 0 | 0 | 0 | 0
IGCC-CCS | 0 | 0 | 0 | 0 | 0 | 0
WT_off | 0 | 0 | 0 | 0 | 0 | 0
PseudoUnit | 0 | 0 | 0 | 0 | 0 | 0
FixedInterchange | 0 | 0 | 0 | 0 | 0 | 0
New Build Capacity by Reporting Type: FRCC
ReportingType | 2015 | 2020 | 2025 | 2030 | 2035 | 2040
BM | 0 | 0 | 0 | 0 | 0 | 0
CC | 1516.9 | 4760.66 | 3021.82 | 3879.02 | 5740.85 | 6064.72
CSP | 0 | 0 | 0 | 0 | 0 | 0
CT | 2480 | 0 | 0 | 0 | 0 | 0
Coal | 0 | 0 | 0 | 0 | 0 | 0
Geo | 0 | 0 | 0 | 0 | 0 | 0
H | 0 | 0 | 0 | 0 | 0 | 0
LFG | 0 | 0 | 198 | 0 | 0 | 0
Nuc | 229.33 | 0 | 0 | 0 | 0 | 0
PS | 0 | 0 | 0 | 0 | 0 | 0
PV | 0 | 0 | 0 | 0 | 0 | 0
PeakG | 0 | 0 | 0 | 0 | 0 | 0
PeakO | 0 | 0 | 0 | 0 | 0 | 0
ST | 0 | 0 | 0 | 0 | 0 | 0
STOG | 0 | 0 | 0 | 0 | 0 | 0
STWD | 0 | 0 | 0 | 0 | 0 | 0
WT | 0 | 0 | 0 | 0 | 0 | 0
IGCC | 0 | 0 | 0 | 0 | 0 | 0
DemandResponse | 0 | 0 | 0 | 0 | 0 | 0
IGCC-CCS | 0 | 0 | 0 | 0 | 0 | 0
WT_off | 0 | 0 | 0 | 0 | 0 | 0
PseudoUnit | 0 | 0 | 0 | 0 | 0 | 0
FixedInterchange | 0 | 0 | 0 | 0 | 0 | 0
New Build Capacity by Reporting Type: MAPP_US
ReportingType | 2015 | 2020 | 2025 | 2030 | 2035 | 2040
BM | 0 | 0 | 0 | 0 | 0 | 0
CC | 0 | 0 | 0 | 0 | 0 | 0
CSP | 0 | 0 | 0 | 0 | 0 | 0
CT | 308.3 | 0 | 0 | 184.61 | 261.95 | 218.31
Coal | 0 | 0 | 0 | 0 | 0 | 54.01
Geo | 0 | 0 | 0 | 0 | 0 | 0
H | 0 | 0 | 0 | 0 | 0 | 0
LFG | 0 | 0 | 71.67 | 0 | 0 | 0
Nuc | 0 | 0 | 0 | 0 | 0 | 0
PS | 0 | 0 | 0 | 0 | 0 | 0
PV | 0 | 0 | 0 | 0 | 0 | 0
PeakG | 0 | 0 | 0 | 0 | 0 | 0
PeakO | 0 | 0 | 0 | 0 | 0 | 0
ST | 0 | 0 | 0 | 0 | 0 | 0
STOG | 0 | 0 | 0 | 0 | 0 | 0
STWD | 0 | 0 | 0 | 0 | 0 | 0
WT | 421.3 | 258.58 | 0 | 543.87 | 98.71 | 102.62
IGCC | 0 | 0 | 0 | 0 | 0 | 0
DemandResponse | 0 | 0 | 0 | 0 | 0 | 0
IGCC-CCS | 0 | 0 | 0 | 0 | 0 | 0
WT_off | 0 | 0 | 0 | 0 | 0 | 0
PseudoUnit | 0 | 0 | 0 | 0 | 0 | 0
FixedInterchange | 0 | 0 | 0 | 0 | 0 | 0
New Build Capacity by Reporting Type: MISO_IN
ReportingType | 2015 | 2020 | 2025 | 2030 | 2035 | 2040
BM | 0 | 0 | 0 | 0 | 0 | 0
CC | 0 | 0 | 1058.67 | 2286.13 | 3216.78 | 0
CSP | 0 | 0 | 0 | 0 | 0 | 0
CT | 0 | 0 | 0 | 0 | 0 | 0
Coal | 0 | 0 | 0 | 0 | 0 | 0
Geo | 0 | 0 | 0 | 0 | 0 | 0
H | 0 | 0 | 0 | 0 | 0 | 0
LFG | 0 | 0 | 0 | 80.12 | 0 | 0
Nuc | 0 | 0 | 0 | 0 | 0 | 0
PS | 0 | 0 | 0 | 0 | 0 | 0
PV | 0 | 241.58 | 152 | 12.82 | 13.2 | 13.61
PeakG | 0 | 0 | 0 | 0 | 0 | 0
PeakO | 0 | 0 | 0 | 0 | 0 | 0
ST | 0 | 0 | 0 | 0 | 0 | 0
STOG | 0 | 0 | 0 | 0 | 0 | 0
STWD | 0 | 0 | 0 | 0 | 0 | 0
WT | 0 | 0 | 0 | 0 | 0 | 0
IGCC | 618 | 0 | 0 | 0 | 0 | 0
DemandResponse | 0 | 0 | 0 | 0 | 0 | 0
IGCC-CCS | 0 | 0 | 0 | 0 | 0 | 0
WT_off | 0 | 0 | 0 | 0 | 0 | 0
PseudoUnit | 0 | 0 | 0 | 0 | 0 | 0
FixedInterchange | 0 | 0 | 0 | 0 | 0 | 0
New Build Capacity by Reporting Type: MISO_MI
ReportingType | 2015 | 2020 | 2025 | 2030 | 2035 | 2040
BM | 0 | 0 | 0 | 0 | 0 | 0
CC | 0 | 0 | 0 | 0 | 0 | 0
CSP | 0 | 0 | 0 | 0 | 0 | 0
CT | 0 | 0 | 0 | 0 | 0.01 | 0
Coal | 0 | 0 | 0 | 0 | 0 | 0
Geo | 0 | 0 | 0 | 0 | 0 | 0
H | 0 | 0 | 0 | 0 | 0 | 0
LFG | 0 | 160.25 | 0 | 0 | 0 | 0
Nuc | 0 | 0 | 0 | 0 | 0 | 0
PS | 0 | 0 | 0 | 0 | 0 | 0
PV | 0 | 0 | 0 | 0 | 0 | 0
PeakG | 0 | 0 | 0 | 0 | 0 | 0
PeakO | 0 | 0 | 0 | 0 | 0 | 0
ST | 0 | 0 | 0 | 0 | 0 | 0
STOG | 0 | 0 | 0 | 0 | 0 | 0
STWD | 0 | 0 | 0 | 0 | 0 | 0
WT | 2000 | 0 | 600 | 0 | 198.39 | 194.29
IGCC | 0 | 0 | 0 | 0 | 0 | 0
DemandResponse | 0 | 0 | 0 | 0 | 0 | 0
IGCC-CCS | 0 | 0 | 0 | 0 | 0 | 0
WT_off | 0 | 0 | 0 | 0 | 0 | 0
PseudoUnit | 0 | 0 | 0 | 0 | 0 | 0
FixedInterchange | 0 | 0 | 0 | 0 | 0 | 0
New Build Capacity by Reporting Type: MISO_MO-IL
ReportingType | 2015 | 2020 | 2025 | 2030 | 2035 | 2040
BM | 0 | 0 | 0 | 0 | 0 | 0
CC | 0 | 0 | 0 | 0 | 0 | 0
CSP | 0 | 0 | 0 | 0 | 0 | 0
CT | 0 | 0 | 0 | 0 | 0 | 0
Coal | 1790 | 0 | 0 | 0 | 0 | 0
Geo | 0 | 0 | 0 | 0 | 0 | 0
H | 0 | 0 | 0 | 0 | 0 | 0
LFG | 0 | 0 | 223.33 | 0 | 0 | 0
Nuc | 0 | 0 | 0 | 0 | 0 | 0
PS | 0 | 0 | 0 | 0 | 0 | 0
PV | 0 | 0 | 0 | 0 | 0 | 0
PeakG | 0 | 0 | 0 | 0 | 0 | 0
PeakO | 0 | 0 | 0 | 0 | 0 | 0
ST | 0 | 0 | 0 | 0 | 0 | 0
STOG | 0 | 0 | 0 | 0 | 0 | 0
STWD | 0 | 0 | 0 | 0 | 0 | 0
WT | 300 | 0 | 0 | 0 | 0 | 0
IGCC | 0 | 0 | 0 | 0 | 0 | 0
DemandResponse | 0 | 0 | 0 | 0 | 0 | 0
IGCC-CCS | 0 | 0 | 0 | 0 | 0 | 0
WT_off | 0 | 0 | 0 | 0 | 0 | 0
PseudoUnit | 0 | 0 | 0 | 0 | 0 | 0
FixedInterchange | 0 | 0 | 0 | 0 | 0 | 0
New Build Capacity by Reporting Type: MISO_W
ReportingType | 2015 | 2020 | 2025 | 2030 | 2035 | 2040
BM | 0 | 0 | 0 | 0 | 0 | 0
CC | 0 | 0 | 0 | 0 | 0 | 0
CSP | 0 | 0 | 0 | 0 | 0 | 0
CT | 0 | 0 | 0 | 0 | 0 | 0
Coal | 0 | 0 | 0 | 0 | 1506.15 | 4561.17
Geo | 0 | 0 | 0 | 0 | 0 | 0
H | 0 | 0 | 0 | 0 | 0 | 0
LFG | 0 | 0 | 71.67 | 0 | 0 | 0
Nuc | 94.33 | 0 | 0 | 0 | 0 | 0
PS | 0 | 0 | 0 | 0 | 0 | 0
PV | 0 | 0 | 0 | 0 | 0 | 0
PeakG | 0 | 0 | 0 | 0 | 0 | 0
PeakO | 0 | 0 | 0 | 0 | 0 | 0
ST | 0 | 0 | 0 | 0 | 0 | 0
STOG | 0 | 0 | 0 | 0 | 0 | 0
STWD | 0 | 0 | 0 | 0 | 0 | 0
WT | 2800.5 | 2102.27 | 3391.66 | 475.68 | 548.66 | 567.46
IGCC | 0 | 0 | 0 | 0 | 0 | 0
DemandResponse | 0 | 0 | 0 | 0 | 0 | 0
IGCC-CCS | 0 | 0 | 0 | 0 | 0 | 0
WT_off | 0 | 0 | 0 | 0 | 0 | 0
PseudoUnit | 0 | 0 | 0 | 0 | 0 | 0
FixedInterchange | 0 | 0 | 0 | 0 | 0 | 0
New Build Capacity by Reporting Type: MISO_WUMS
ReportingType | 2015 | 2020 | 2025 | 2030 | 2035 | 2040
BM | 0 | 0 | 0 | 0 | 0 | 0
CC | 0 | 0.02 | 3343.92 | 0.01 | 739.99 | 0
CSP | 0 | 0 | 0 | 0 | 0 | 0
CT | 0 | 3201.08 | 0 | 1901.27 | 3884.85 | 0
Coal | 615 | 0 | 0 | 0 | 0 | 0
Geo | 0 | 0 | 0 | 0 | 0 | 0
H | 0 | 0 | 0 | 0 | 0 | 0
LFG | 0 | 62.94 | 160.4 | 0 | 0 | 0
Nuc | 235 | 0 | 0 | 0 | 0 | 0
PS | 0 | 0 | 0 | 0 | 0 | 0
PV | 0 | 0 | 0 | 0 | 0 | 0
PeakG | 0 | 0 | 0 | 0 | 0 | 0
PeakO | 0 | 0 | 0 | 0 | 0 | 0
ST | 0 | 0 | 0 | 0 | 0 | 0
STOG | 0 | 0 | 0 | 0 | 0 | 0
STWD | 0 | 0 | 0 | 0 | 0 | 0
WT | 968.9 | 0 | 0 | 0 | 0 | 0
IGCC | 0 | 0 | 0 | 0 | 0 | 0
DemandResponse | 0 | 0 | 0 | 0 | 0 | 0
IGCC-CCS | 0 | 0 | 0 | 0 | 0 | 0
WT_off | 0 | 0 | 0 | 0 | 0 | 0
PseudoUnit | 0 | 0 | 0 | 0 | 0 | 0
FixedInterchange | 0 | 0 | 0 | 0 | 0 | 0
New Build Capacity by Reporting Type: Nebraska
ReportingType | 2015 | 2020 | 2025 | 2030 | 2035 | 2040
BM | 0 | 0 | 0 | 0 | 0 | 0
CC | 0 | 0 | 0 | 0 | 0 | 0
CSP | 0 | 0 | 0 | 0 | 0 | 0
CT | 0 | 0 | 0 | 0 | 0 | 0
Coal | 232.1 | 0 | 0 | 0 | 2170.26 | 584.68
Geo | 0 | 0 | 0 | 0 | 0 | 0
H | 0 | 0 | 0 | 0 | 0 | 0
LFG | 0 | 0 | 71.67 | 0 | 0 | 0
Nuc | 0 | 0 | 0 | 0 | 0 | 0
PS | 0 | 0 | 0 | 0 | 0 | 0
PV | 0 | 0 | 0 | 0 | 0 | 0
PeakG | 0 | 0 | 0 | 0 | 0 | 0
PeakO | 0 | 0 | 0 | 0 | 0 | 0
ST | 0 | 0 | 0 | 0 | 0 | 0
STOG | 0 | 0 | 0 | 0 | 0 | 0
STWD | 0 | 0 | 0 | 0 | 0 | 0
WT | 202 | 0 | 0 | 0 | 0 | 0
IGCC | 0 | 0 | 0 | 0 | 0 | 0
DemandResponse | 0 | 0 | 0 | 0 | 0 | 0
IGCC-CCS | 0 | 0 | 0 | 0 | 0 | 0
WT_off | 0 | 0 | 0 | 0 | 0 | 0
PseudoUnit | 0 | 0 | 0 | 0 | 0 | 0
FixedInterchange | 0 | 0 | 0 | 0 | 0 | 0
New Build Capacity by Reporting Type: NEISO
ReportingType | 2015 | 2020 | 2025 | 2030 | 2035 | 2040
BM | 252.2 | 0 | 0 | 0 | 0 | 0
CC | 2049.5 | 0 | 0 | 0 | 0 | 0
CSP | 0 | 0 | 0 | 0 | 0 | 0
CT | 334 | 0 | 0 | 0 | 652.11 | 1046.55
Coal | 0 | 0 | 0 | 0 | 0 | 0
Geo | 0 | 0 | 0 | 0 | 0 | 0
H | 0 | 0 | 0 | 0 | 0 | 0
LFG | 49.26 | 0.01 | 69.73 | 0 | 0 | 0
Nuc | 0 | 0 | 0 | 0 | 0 | 0
PS | 0 | 0 | 0 | 0 | 0 | 0
PV | 0 | 314.78 | 0 | 0.08 | 0.05 | 0.05
PeakG | 0 | 0 | 0 | 0 | 0 | 0
PeakO | 0 | 0 | 0 | 0 | 0 | 0
ST | 0 | 0 | 0 | 0 | 0 | 0
STOG | 0 | 0 | 0 | 0 | 0 | 0
STWD | 0 | 0 | 0 | 0 | 0 | 0
WT | 231.2 | 2901.13 | 1803.24 | 344.42 | 0 | 0
IGCC | 0 | 0 | 0 | 0 | 0 | 0
DemandResponse | 0 | 0 | 0 | 0 | 0 | 0
IGCC-CCS | 0 | 0 | 0 | 0 | 0 | 0
WT_off | 468 | 0 | 0 | 0 | 0 | 0
PseudoUnit | 0 | 0 | 0 | 0 | 0 | 0
FixedInterchange | 0 | 0 | 0 | 0 | 0 | 0
New Build Capacity by Reporting Type: NonRTO_Midwest
ReportingType | 2015 | 2020 | 2025 | 2030 | 2035 | 2040
BM | 0 | 0 | 0 | 0 | 0 | 0
CC | 0 | 386.7 | 82.96 | 187.86 | 351.04 | 359.71
CSP | 0 | 0 | 0 | 0 | 0 | 0
CT | 0 | 350.24 | 0 | 0 | 0 | 0
Coal | 0 | 0 | 0 | 0 | 0 | 0
Geo | 0 | 0 | 0 | 0 | 0 | 0
H | 0 | 0 | 0 | 0 | 0 | 0
LFG | 0 | 0 | 5.54 | 154.71 | 0 | 0
Nuc | 0 | 0 | 0 | 0 | 0 | 0
PS | 0 | 0 | 0 | 0 | 0 | 0
PV | 0 | 0 | 0 | 0 | 0 | 0
PeakG | 0 | 0 | 0 | 0 | 0 | 0
PeakO | 0 | 0 | 0 | 0 | 0 | 0
ST | 0 | 0 | 0 | 0 | 0 | 0
STOG | 0 | 0 | 0 | 0 | 0 | 0
STWD | 0 | 0 | 0 | 0 | 0 | 0
WT | 0 | 0 | 0 | 0 | 0 | 0
IGCC | 0 | 0 | 0 | 0 | 0 | 0
DemandResponse | 0 | 0 | 0 | 0 | 0 | 0
IGCC-CCS | 0 | 0 | 0 | 0 | 0 | 0
WT_off | 0 | 0 | 0 | 0 | 0 | 0
PseudoUnit | 0 | 0 | 0 | 0 | 0 | 0
FixedInterchange | 0 | 0 | 0 | 0 | 0 | 0
New Build Capacity by Reporting Type: NYISO_A-F
ReportingType | 2015 | 2020 | 2025 | 2030 | 2035 | 2040
BM | 0 | 0 | 0 | 0 | 0 | 0
CC | 639 | 0 | 0 | 0 | 0 | 0
CSP | 0 | 0 | 0 | 0 | 0 | 0
CT | 0 | 0 | 0 | 0 | 0 | 0
Coal | 0 | 0 | 0 | 0 | 0 | 0
Geo | 0 | 0 | 0 | 0 | 0 | 0
H | 0 | 0 | 0 | 0 | 0 | 0
LFG | 6.4 | 0 | 7.6 | 60.33 | 0 | 0
Nuc | 168 | 0 | 0 | 0 | 0 | 0
PS | 0 | 0 | 0 | 0 | 0 | 0
PV | 0 | 0 | 0 | 0 | 0 | 0
PeakG | 0 | 0 | 0 | 0 | 0 | 0
PeakO | 0 | 0 | 0 | 0 | 0 | 0
ST | 0 | 0 | 0 | 0 | 0 | 0
STOG | 0 | 0 | 0 | 0 | 0 | 0
STWD | 0 | 0 | 0 | 0 | 0 | 0
WT | 2476.3 | 709.8 | 0 | 364.31 | 687.62 | 0
IGCC | 0 | 0 | 0 | 0 | 0 | 0
DemandResponse | 0 | 0 | 0 | 0 | 0 | 0
IGCC-CCS | 0 | 0 | 0 | 0 | 0 | 0
WT_off | 0 | 0 | 0 | 0 | 0 | 0
PseudoUnit | 0 | 0 | 0 | 0 | 0 | 0
FixedInterchange | 0 | 0 | 0 | 0 | 0 | 0
New Build Capacity by Reporting Type: NYISO_G-I
ReportingType | 2015 | 2020 | 2025 | 2030 | 2035 | 2040
BM | 0 | 0 | 0 | 0 | 0 | 0
CC | 0 | 0 | 686.14 | 599.14 | 2732.11 | 2955.42
CSP | 0 | 0 | 0 | 0 | 0 | 0
CT | 0 | 0 | 0 | 0 | 0 | 0
Coal | 0 | 0 | 0 | 0 | 0 | 0
Geo | 0 | 0 | 0 | 0 | 0 | 0
H | 0 | 0 | 0 | 0 | 0 | 0
LFG | 0 | 0 | 74.33 | 0 | 0 | 0
Nuc | 0 | 0 | 0 | 0 | 0 | 0
PS | 0 | 0 | 0 | 0 | 0 | 0
PV | 0 | 0 | 0 | 0 | 0 | 0
PeakG | 0 | 0 | 0 | 0 | 0 | 0
PeakO | 0 | 0 | 0 | 0 | 0 | 0
ST | 0 | 0 | 0 | 0 | 0 | 0
STOG | 0 | 0 | 0 | 0 | 0 | 0
STWD | 0 | 0 | 0 | 0 | 0 | 0
WT | 0 | 60 | 0 | 0.01 | 0 | 0
IGCC | 0 | 0 | 0 | 0 | 0 | 0
DemandResponse | 0 | 0 | 0 | 0 | 0 | 0
IGCC-CCS | 0 | 0 | 0 | 0 | 0 | 0
WT_off | 0 | 0 | 0 | 0 | 0 | 0
PseudoUnit | 0 | 0 | 0 | 0 | 0 | 0
FixedInterchange | 0 | 0 | 0 | 0 | 0 | 0
New Build Capacity by Reporting Type: NYISO_J-K
ReportingType | 2015 | 2020 | 2025 | 2030 | 2035 | 2040
BM | 0 | 0 | 0 | 0 | 0 | 0
CC | 1175.4 | 0 | 0 | 0 | 0 | 0
CSP | 0 | 0 | 0 | 0 | 0 | 0
CT | 0 | 0 | 267.25 | 1195.19 | 191.46 | 395.65
Coal | 0 | 0 | 0 | 0 | 0 | 0
Geo | 0 | 0 | 0 | 0 | 0 | 0
H | 0 | 0 | 0 | 0 | 0 | 0
LFG | 0 | 0 | 0 | 74.33 | 0 | 0
Nuc | 0 | 0 | 0 | 0 | 0 | 0
PS | 0 | 0 | 0 | 0 | 0 | 0
PV | 32 | 0 | 0 | 0 | 0 | 0
PeakG | 0 | 0 | 0 | 0 | 0 | 0
PeakO | 0 | 0 | 0 | 0 | 0 | 0
ST | 0 | 0 | 0 | 0 | 0 | 0
STOG | 0 | 0 | 0 | 0 | 0 | 0
STWD | 0 | 0 | 0 | 0 | 0 | 0
WT | 0 | 0 | 0 | 0 | 0 | 0
IGCC | 0 | 0 | 0 | 0 | 0 | 0
DemandResponse | 0 | 0 | 0 | 0 | 0 | 0
IGCC-CCS | 0 | 0 | 0 | 0 | 0 | 0
WT_off | 0 | 0 | 0 | 0 | 0 | 0
PseudoUnit | 0 | 0 | 0 | 0 | 0 | 0
FixedInterchange | 0 | 0 | 0 | 0 | 0 | 0
New Build Capacity by Reporting Type: PJM_E
ReportingType | 2015 | 2020 | 2025 | 2030 | 2035 | 2040
BM | 30 | 0 | 0 | 0 | 0 | 0
CC | 4634.3 | 0 | 0 | 0 | 0 | 0
CSP | 0 | 0 | 0 | 0 | 0 | 0
CT | 26.2 | 0 | 0 | 0 | 303.36 | 1250.79
Coal | 27 | 0 | 0 | 0 | 0 | 0
Geo | 0 | 0 | 0 | 0 | 0 | 0
H | 0 | 0 | 0 | 0 | 0 | 0
LFG | 9.1 | 132.9 | 0 | 0 | 0 | 0
Nuc | 38 | 0 | 0 | 0 | 0 | 0
PS | 0 | 0 | 0 | 0 | 0 | 0
PV | 25.45 | 0 | 0 | 0 | 0 | 0
PeakG | 0 | 0 | 0 | 0 | 0 | 0
PeakO | 0 | 0 | 0 | 0 | 0 | 0
ST | 0 | 0 | 0 | 0 | 0 | 0
STOG | 0 | 0 | 0 | 0 | 0 | 0
STWD | 0 | 0 | 0 | 0 | 0 | 0
WT | 1150 | 0 | 0 | 0 | 0 | 0
IGCC | 0 | 0 | 0 | 0 | 0 | 0
DemandResponse | 0 | 0 | 0 | 0 | 0 | 0
IGCC-CCS | 0 | 0 | 0 | 0 | 0 | 0
WT_off | 0 | 0 | 1100 | 0 | 0 | 0
PseudoUnit | 0 | 0 | 0 | 0 | 0 | 0
FixedInterchange | 0 | 0 | 0 | 0 | 0 | 0
New Build Capacity by Reporting Type: PJM_ROM
ReportingType | 2015 | 2020 | 2025 | 2030 | 2035 | 2040
BM | 18 | 0 | 0 | 0 | 0 | 0
CC | 1678.5 | 0 | 0 | 0 | 3141.93 | 11483.83
CSP | 0 | 0 | 0 | 0 | 0 | 0
CT | 16 | 0 | 0 | 0 | 0 | 0
Coal | 32.5 | 0 | 0 | 0 | 0 | 0
Geo | 0 | 0 | 0 | 0 | 0 | 0
H | 0 | 0 | 0 | 0 | 0 | 0
LFG | 18.9 | 265.1 | 0 | 0 | 0 | 0
Nuc | 0 | 0 | 0 | 0 | 0 | 0
PS | 0 | 0 | 0 | 0 | 0 | 0
PV | 0 | 1446.19 | 900.18 | 227.42 | 89.59 | 92.64
PeakG | 0 | 0 | 0 | 0 | 0 | 0
PeakO | 0 | 0 | 0 | 0 | 0 | 0
ST | 0 | 0 | 0 | 0 | 0 | 0
STOG | 0 | 0 | 0 | 0 | 0 | 0
STWD | 0 | 0 | 0 | 0 | 0 | 0
WT | 479.8 | 0 | 750.2 | 5810 | 0 | 0
IGCC | 0 | 0 | 0 | 0 | 0 | 0
DemandResponse | 0 | 0 | 0 | 0 | 0 | 0
IGCC-CCS | 0 | 0 | 0 | 0 | 0 | 0
WT_off | 0 | 0 | 0 | 0 | 0 | 0
PseudoUnit | 0 | 0 | 0 | 0 | 0 | 0
FixedInterchange | 0 | 0 | 0 | 0 | 0 | 0
New Build Capacity by Reporting Type: PJM_ROR
ReportingType | 2015 | 2020 | 2025 | 2030 | 2035 | 2040
BM | 385 | 0 | 0 | 0 | 0 | 0
CC | 3077 | 120 | 0 | 5448.02 | 10336.45 | 0
CSP | 0 | 0 | 0 | 0 | 0 | 0
CT | 29 | 0 | 0 | 0 | 0 | 0
Coal | 2164 | 0 | 0 | 0 | 0 | 0
Geo | 0 | 0 | 0 | 0 | 0 | 0
H | 0 | 0 | 0 | 0 | 0 | 0
LFG | 57.4 | 0 | 513.71 | 0 | 0 | 0
Nuc | 38 | 0 | 0 | 0 | 0 | 0
PS | 0 | 0 | 0 | 0 | 0 | 0
PV | 0 | 0 | 0 | 0 | 0 | 0
PeakG | 0 | 0 | 0 | 0 | 0 | 0
PeakO | 0 | 0 | 0 | 0 | 0 | 0
ST | 0 | 0 | 0 | 0 | 0 | 0
STOG | 0 | 0 | 0 | 0 | 0 | 0
STWD | 0 | 0 | 0 | 0 | 0 | 0
WT | 8325.7 | 0 | 191.7 | 0 | 0 | 1094.05
IGCC | 0 | 0 | 0 | 0 | 0 | 0
DemandResponse | 0 | 0 | 0 | 0 | 0 | 0
IGCC-CCS | 0 | 0 | 0 | 0 | 0 | 0
WT_off | 0 | 0 | 0 | 0 | 0 | 0
PseudoUnit | 0 | 0 | 0 | 0 | 0 | 0
FixedInterchange | 0 | 0 | 0 | 0 | 0 | 0
New Build Capacity by Reporting Type: SOCO
ReportingType | 2015 | 2020 | 2025 | 2030 | 2035 | 2040
BM | 55 | 0 | 0 | 0 | 0 | 0
CC | 5026.9 | 187 | 225.35 | 2557.28 | 0 | 0
CSP | 0 | 0 | 0 | 0 | 0 | 0
CT | 0 | 0 | 0 | 0 | 0 | 0
Coal | 0 | 0 | 0 | 0 | 2662.64 | 5417.29
Geo | 0 | 0 | 0 | 0 | 0 | 0
H | 0 | 0 | 0 | 0 | 0 | 0
LFG | 0 | 0 | 107.4 | 0 | 0 | 0
Nuc | 70 | 2200 | 0 | 0 | 0 | 0
PS | 0 | 0 | 0 | 0 | 0 | 0
PV | 0 | 0 | 0 | 0 | 0 | 0
PeakG | 0 | 0 | 0 | 0 | 0 | 0
PeakO | 0 | 0 | 0 | 0 | 0 | 0
ST | 0 | 0 | 0 | 0 | 0 | 0
STOG | 0 | 0 | 0 | 0 | 0 | 0
STWD | 0 | 0 | 0 | 0 | 0 | 0
WT | 0 | 0 | 0 | 0 | 0 | 0
IGCC | 0 | 0 | 0 | 0 | 0 | 0
DemandResponse | 0 | 0 | 0 | 0 | 0 | 0
IGCC-CCS | 0 | 0 | 0 | 0 | 0 | 0
WT_off | 0 | 0 | 0 | 0 | 0 | 0
PseudoUnit | 0 | 0 | 0 | 0 | 0 | 0
FixedInterchange | 0 | 0 | 0 | 0 | 0 | 0
New Build Capacity by Reporting Type: SPP_N
ReportingType | 2015 | 2020 | 2025 | 2030 | 2035 | 2040
BM | 0 | 0 | 0 | 0 | 0 | 0
CC | 0 | 1159.07 | 331.28 | 426.18 | 0 | 0
CSP | 0 | 0 | 0 | 0 | 0 | 0
CT | 0 | 0 | 0 | 380.53 | 1061.75 | 646.11
Coal | 465.04 | 0 | 0 | 0 | 0 | 957.7
Geo | 0 | 0 | 0 | 0 | 0 | 0
H | 0 | 0 | 0 | 0 | 0 | 0
LFG | 0 | 0 | 95 | 0 | 0 | 0
Nuc | 0 | 0 | 0 | 0 | 0 | 0
PS | 0 | 0 | 0 | 0 | 0 | 0
PV | 0 | 0 | 0 | 0 | 0 | 0
PeakG | 0 | 0 | 0 | 0 | 0 | 0
PeakO | 0 | 0 | 0 | 0 | 0 | 0
ST | 0 | 0 | 0 | 0 | 0 | 0
STOG | 0 | 0 | 0 | 0 | 0 | 0
STWD | 0 | 0 | 0 | 0 | 0 | 0
WT | 0 | 0 | 0.01 | 1.53 | 428.1 | 0
IGCC | 0 | 0 | 0 | 0 | 0 | 0
DemandResponse | 0 | 0 | 0 | 0 | 0 | 0
IGCC-CCS | 0 | 0 | 0 | 0 | 0 | 0
WT_off | 0 | 0 | 0 | 0 | 0 | 0
PseudoUnit | 0 | 0 | 0 | 0 | 0 | 0
FixedInterchange | 0 | 0 | 0 | 0 | 0 | 0
New Build Capacity by Reporting Type: SPP_S
ReportingType | 2015 | 2020 | 2025 | 2030 | 2035 | 2040
BM | 0 | 0 | 0 | 0 | 0 | 0
CC | 0 | 628.86 | 187.45 | 1644.71 | 0 | 0
CSP | 0 | 0 | 0 | 0 | 0 | 0
CT | 412.99 | 300 | 0 | 0.01 | 0 | 0.01
Coal | 988 | 0 | 0 | 0 | 0 | 0
Geo | 0 | 0 | 0 | 0 | 0 | 0
H | 0 | 0 | 0 | 0 | 0 | 0
LFG | 0 | 0 | 95 | 0 | 0 | 0
Nuc | 0 | 0 | 0 | 0 | 0 | 0
PS | 0 | 0 | 0 | 0 | 0 | 0
PV | 0 | 0 | 0 | 0 | 0 | 0
PeakG | 0 | 0 | 0 | 0 | 0 | 0
PeakO | 0 | 0 | 0 | 0 | 0 | 0
ST | 0 | 0 | 0 | 0 | 0 | 0
STOG | 0 | 0 | 0 | 0 | 0 | 0
STWD | 0 | 0 | 0 | 0 | 0 | 0
WT | 430 | 2638.25 | 108.64 | 377.47 | 9395.57 | 8005.74
IGCC | 0 | 0 | 0 | 0 | 0 | 0
DemandResponse | 0 | 0 | 0 | 0 | 0 | 0
IGCC-CCS | 0 | 0 | 0 | 0 | 0 | 0
WT_off | 0 | 0 | 0 | 0 | 0 | 0
PseudoUnit | 0 | 0 | 0 | 0 | 0 | 0
FixedInterchange | 0 | 0 | 0 | 0 | 0 | 0
New Build Capacity by Reporting Type: TVA
ReportingType | 2015 | 2020 | 2025 | 2030 | 2035 | 2040
BM | 0 | 0 | 0 | 0 | 0 | 0
CC | 1418 | 1027.41 | 218.86 | 1030.87 | 0 | 0
CSP | 0 | 0 | 0 | 0 | 0 | 0
CT | 0 | 1898.92 | 0 | 0 | 0 | 0
Coal | 0 | 0 | 0 | 0 | 3568.74 | 2361.26
Geo | 0 | 0 | 0 | 0 | 0 | 0
H | 0 | 0 | 0 | 0 | 0 | 0
LFG | 0 | 0 | 107.4 | 0 | 0 | 0
Nuc | 1697.89 | 0 | 0 | 0 | 0 | 0
PS | 0 | 0 | 0 | 0 | 0 | 0
PV | 0 | 0 | 0 | 0 | 0 | 0
PeakG | 0 | 0 | 0 | 0 | 0 | 0
PeakO | 0 | 0 | 0 | 0 | 0 | 0
ST | 0 | 0 | 0 | 0 | 0 | 0
STOG | 0 | 0 | 0 | 0 | 0 | 0
STWD | 0 | 0 | 0 | 0 | 0 | 0
WT | 0 | 0 | 0 | 0 | 0 | 0
IGCC | 0 | 0 | 0 | 0 | 0 | 0
DemandResponse | 0 | 0 | 0 | 0 | 0 | 0
IGCC-CCS | 0 | 0 | 0 | 0 | 0 | 0
WT_off | 0 | 0 | 0 | 0 | 0 | 0
PseudoUnit | 0 | 0 | 0 | 0 | 0 | 0
FixedInterchange | 0 | 0 | 0 | 0 | 0 | 0
New Build Capacity by Reporting Type: TVA_Transmission
ReportingType | 2015 | 2020 | 2025 | 2030 | 2035 | 2040
BM | 0 | 0 | 0 | 0 | 0 | 0
CC | 0 | 0 | 0 | 0 | 0 | 0
CSP | 0 | 0 | 0 | 0 | 0 | 0
CT | 0 | 0 | 0 | 0 | 0 | 0
Coal | 0 | 0 | 0 | 0 | 0 | 0
Geo | 0 | 0 | 0 | 0 | 0 | 0
H | 0 | 0 | 0 | 0 | 0 | 0
LFG | 0 | 0 | 0 | 0 | 0 | 0
Nuc | 0 | 0 | 0 | 0 | 0 | 0
PS | 0 | 0 | 0 | 0 | 0 | 0
PV | 0 | 0 | 0 | 0 | 0 | 0
PeakG | 0 | 0 | 0 | 0 | 0 | 0
PeakO | 0 | 0 | 0 | 0 | 0 | 0
ST | 0 | 0 | 0 | 0 | 0 | 0
STOG | 0 | 0 | 0 | 0 | 0 | 0
STWD | 0 | 0 | 0 | 0 | 0 | 0
WT | 0 | 0 | 0 | 0 | 0 | 0
IGCC | 0 | 0 | 0 | 0 | 0 | 0
DemandResponse | 0 | 0 | 0 | 0 | 0 | 0
IGCC-CCS | 0 | 0 | 0 | 0 | 0 | 0
WT_off | 0 | 0 | 0 | 0 | 0 | 0
PseudoUnit | 0 | 0 | 0 | 0 | 0 | 0
FixedInterchange | 0 | 0 | 0 | 0 | 0 | 0
New Build Capacity by Reporting Type: VACAR
ReportingType | 2015 | 2020 | 2025 | 2030 | 2035 | 2040
BM | 0.92 | 347.33 | 671.42 | 115.34 | 94.65 | 141.03
CC | 5914.99 | 202.53 | 1282.78 | 2726.77 | 4576.13 | 4844.03
CSP | 0 | 0 | 0 | 0 | 0 | 0
CT | 717.2 | 0 | 0 | 0 | 1558.43 | 0
Coal | 825 | 0 | 0 | 0 | 0 | 0
Geo | 0 | 0 | 0 | 0 | 0 | 0
H | 0 | 0 | 0 | 0 | 0 | 0
LFG | 0.34 | 107.06 | 0 | 0 | 0 | 0
Nuc | 0 | 2330 | 0 | 0 | 0 | 0
PS | 0 | 0 | 0 | 0 | 0 | 0
PV | 0 | 136.4 | 6.66 | 8.24 | 8.47 | 8.88
PeakG | 0 | 0 | 0 | 0 | 0 | 0
PeakO | 0 | 0 | 0 | 0 | 0 | 0
ST | 0 | 0 | 0 | 0 | 0 | 0
STOG | 0 | 0 | 0 | 0 | 0 | 0
STWD | 0 | 0 | 0 | 0 | 0 | 0
WT | 0.9 | 3499.1 | 0 | 0 | 0 | 0
IGCC | 0 | 0 | 0 | 0 | 0 | 0
DemandResponse | 0 | 0 | 0 | 0 | 0 | 0
IGCC-CCS | 0 | 0 | 0 | 0 | 0 | 0
WT_off | 1 | 0 | 0 | 0 | 0 | 0
PseudoUnit | 0 | 0 | 0 | 0 | 0 | 0
FixedInterchange | 0 | 0 | 0 | 0 | 0 | 0
New Build Capacity by Reporting Type: IESO
ReportingType | 2015 | 2020 | 2025 | 2030 | 2035 | 2040
BM | 326.33 | 0 | 0 | 0 | 0 | 0
CC | 1263 | 0 | 0 | 0 | 0 | 2265.81
CSP | 0 | 0 | 0 | 0 | 0 | 0
CT | 368 | 0 | 0 | 0 | 837.57 | 215.68
Coal | 0 | 0 | 0 | 0 | 0 | 0
Geo | 0 | 0 | 0 | 0 | 0 | 0
H | 0 | 0 | 0 | 0 | 0 | 0
LFG | 14.5 | 0 | 0 | 0 | 0.5 | 0
Nuc | 0 | 0 | 0 | 0 | 0 | 0
PS | 0 | 0 | 0 | 0 | 0 | 0
PV | 1067.26 | 0 | 0 | 0 | 0 | 0
PeakG | 0 | 0 | 0 | 0 | 0 | 0
PeakO | 0 | 0 | 0 | 0 | 0 | 0
ST | 0 | 0 | 0 | 0 | 0 | 0
STOG | 0 | 0 | 0 | 0 | 0 | 0
STWD | 0 | 0 | 0 | 0 | 0 | 0
WT | 2105.9 | 0 | 0 | 0 | 0 | 0
IGCC | 0 | 0 | 0 | 0 | 0 | 0
DemandResponse | 0 | 0 | 0 | 0 | 0 | 0
IGCC-CCS | 0 | 0 | 0 | 0 | 0 | 0
WT_off | 0 | 0 | 0 | 0 | 0 | 0
PseudoUnit | 0 | 0 | 0 | 0 | 0 | 0
FixedInterchange | 0 | 0 | 0 | 0 | 0 | 0
New Build Capacity by Reporting Type: MAPP_CA
ReportingType | 2015 | 2020 | 2025 | 2030 | 2035 | 2040
BM | 0 | 0 | 0 | 0 | 0 | 0
CC | 913.07 | 511.42 | 174.5 | 407.8 | 423.95 | 0
CSP | 0 | 0 | 0 | 0 | 0 | 0
CT | 0 | 0 | 0 | 0 | 0 | 440.75
Coal | 0 | 0 | 0 | 0 | 0 | 0
Geo | 0 | 0 | 0 | 0 | 0 | 0
H | 0 | 0 | 0 | 0 | 0 | 0
LFG | 0 | 0 | 0 | 0 | 0 | 0
Nuc | 0 | 0 | 0 | 0 | 0 | 0
PS | 0 | 0 | 0 | 0 | 0 | 0
PV | 0 | 0 | 0 | 0 | 0 | 0
PeakG | 0 | 0 | 0 | 0 | 0 | 0
PeakO | 0 | 0 | 0 | 0 | 0 | 0
ST | 0 | 0 | 0 | 0 | 0 | 0
STOG | 0 | 0 | 0 | 0 | 0 | 0
STWD | 0 | 0 | 0 | 0 | 0 | 0
WT | 302.4 | 0 | 0 | 0 | 0 | 0
IGCC | 0 | 0 | 0 | 0 | 0 | 0
DemandResponse | 0 | 0 | 0 | 0 | 0 | 0
IGCC-CCS | 0 | 0 | 0 | 0 | 0 | 0
WT_off | 0 | 0 | 0 | 0 | 0 | 0
PseudoUnit | 0 | 0 | 0 | 0 | 0 | 0
FixedInterchange | 0 | 0 | 0 | 0 | 0 | 0
New Build Capacity by Reporting Type: AZ_NM_SNV_Coal
ReportingType | 2015 | 2020 | 2025 | 2030 | 2035 | 2040
BM | 0 | 0 | 0 | 0 | 0 | 0
CC | 0 | 0 | 0 | 0 | 0 | 0
CSP | 0 | 0 | 0 | 0 | 0 | 0
CT | 0 | 0 | 0 | 0 | 0 | 0
Coal | 0 | 0 | 0 | 0 | 0.01 | 6666.58
Geo | 0 | 0 | 0 | 0 | 0 | 0
H | 0 | 0 | 0 | 0 | 0 | 0
LFG | 0 | 0 | 0 | 0 | 0 | 0
Nuc | 0 | 0 | 0 | 0 | 0 | 0
PS | 0 | 0 | 0 | 0 | 0 | 0
PV | 0 | 0 | 0 | 0 | 0 | 0
PeakG | 0 | 0 | 0 | 0 | 0 | 0
PeakO | 0 | 0 | 0 | 0 | 0 | 0
ST | 0 | 0 | 0 | 0 | 0 | 0
STOG | 0 | 0 | 0 | 0 | 0 | 0
STWD | 0 | 0 | 0 | 0 | 0 | 0
WT | 0 | 0 | 0 | 0 | 0 | 0
IGCC | 0 | 0 | 0 | 0 | 0 | 0
DemandResponse | 0 | 0 | 0 | 0 | 0 | 0
IGCC-CCS | 0 | 0 | 0 | 0 | 0 | 0
WT_off | 0 | 0 | 0 | 0 | 0 | 0
PseudoUnit | 0 | 0 | 0 | 0 | 0 | 0
FixedInterchange | 0 | 0 | 0 | 0 | 0 | 0
New Build Capacity by Reporting Type: AZ_NM_SNV_Gas
ReportingType | 2015 | 2020 | 2025 | 2030 | 2035 | 2040
BM | 0 | 0 | 0 | 0 | 0 | 0
CC | 668 | 1130.8 | 133.6 | 2512.65 | 3421.65 | 0
CSP | 0 | 0 | 0 | 0 | 0 | 0
CT | 736 | 0 | 0 | 0 | 0 | 0
Coal | 0 | 0 | 0 | 0 | 0 | 0
Geo | 0 | 0 | 0 | 0 | 0 | 0
H | 0 | 0 | 0 | 0 | 0 | 0
LFG | 0 | 0 | 0 | 0 | 0 | 0
Nuc | 0 | 0 | 0 | 0 | 0 | 0
PS | 0 | 0 | 0 | 0 | 0 | 0
PV | 0 | 0 | 0 | 0 | 0 | 0
PeakG | 0 | 0 | 0 | 0 | 0 | 0
PeakO | 0 | 0 | 0 | 0 | 0 | 0
ST | 0 | 0 | 0 | 0 | 0 | 0
STOG | 0 | 0 | 0 | 0 | 0 | 0
STWD | 0 | 0 | 0 | 0 | 0 | 0
WT | 0 | 0 | 0 | 0 | 0 | 0
IGCC | 0 | 0 | 0 | 0 | 0 | 0
DemandResponse | 0 | 0 | 0 | 0 | 0 | 0
IGCC-CCS | 0 | 0 | 0 | 0 | 0 | 0
WT_off | 0 | 0 | 0 | 0 | 0 | 0
PseudoUnit | 0 | 0 | 0 | 0 | 0 | 0
FixedInterchange | 0 | 0 | 0 | 0 | 0 | 0
New Build Capacity by Reporting Type: AZ_NM_SNV_NucRenew
ReportingType | 2015 | 2020 | 2025 | 2030 | 2035 | 2040
BM | 0 | 0 | 0 | 0 | 0 | 0
CC | 0 | 0 | 0 | 0 | 0 | 0
CSP | 0 | 0 | 0 | 0 | 0 | 0
CT | 0 | 0 | 0 | 0 | 0 | 0
Coal | 0 | 0 | 0 | 0 | 0 | 0
Geo | 0 | 0 | 1450 | 0 | 0 | 0
H | 0 | 0 | 0 | 0 | 0 | 0
LFG | 0 | 60.67 | 0 | 0 | 0 | 0
Nuc | 0 | 0 | 0 | 0 | 0 | 0
PS | 0 | 0 | 0 | 0 | 0 | 0
PV | 95.7 | 0 | 0 | 0 | 0 | 0
PeakG | 0 | 0 | 0 | 0 | 0 | 0
PeakO | 0 | 0 | 0 | 0 | 0 | 0
ST | 280 | 464.2 | 278.33 | 75.03 | 0 | 0
STOG | 0 | 0 | 0 | 0 | 0 | 0
STWD | 0 | 0 | 0 | 0 | 0 | 0
WT | 65.1 | 9557.63 | 0 | 308.65 | 0 | 0
IGCC | 0 | 0 | 0 | 0 | 0 | 0
DemandResponse | 0 | 0 | 0 | 0 | 0 | 0
IGCC-CCS | 0 | 0 | 0 | 0 | 0 | 0
WT_off | 0 | 0 | 0 | 0 | 0 | 0
PseudoUnit | 0 | 0 | 0 | 0 | 0 | 0
FixedInterchange | 0 | 0 | 0 | 0 | 0 | 0
New Build Capacity by Reporting Type: ERCOT
ReportingType | 2015 | 2020 | 2025 | 2030 | 2035 | 2040
BM | 145 | 0 | 0 | 0 | 0 | 0
CC | 2765 | 3074.98 | 0 | 2136.66 | 2777.84 | 2613.29
CSP | 0 | 0 | 0 | 0 | 0 | 0
CT | 250 | 0 | 0 | 0 | 0 | 0
Coal | 2020 | 0 | 0 | 0 | 0 | 0
Geo | 0 | 0 | 0 | 0 | 0 | 0
H | 0 | 0 | 0 | 0 | 0 | 0
LFG | 0 | 0 | 0 | 354 | 0 | 0
Nuc | 0 | 0 | 0 | 0 | 0 | 0
PS | 0 | 0 | 0 | 0 | 0 | 0
PV | 14 | 0 | 0 | 0 | 0 | 0
PeakG | 0 | 0 | 0 | 0 | 0 | 0
PeakO | 0 | 0 | 0 | 0 | 0 | 0
ST | 0 | 0 | 0 | 0 | 0 | 0
STOG | 0 | 0 | 0 | 0 | 0 | 0
STWD | 0 | 0 | 0 | 0 | 0 | 0
WT | 350.1 | 0 | 0 | 0 | 0 | 2636.91
IGCC | 0 | 0 | 0 | 0 | 0 | 0
DemandResponse | 0 | 0 | 0 | 0 | 0 | 0
IGCC-CCS | 0 | 0 | 0 | 0 | 0 | 0
WT_off | 0 | 0 | 0 | 0 | 0 | 0
PseudoUnit | 0 | 0 | 0 | 0 | 0 | 0
FixedInterchange | 0 | 0 | 0 | 0 | 0 | 0
New Build Capacity by Reporting Type: NP15
ReportingType | 2015 | 2020 | 2025 | 2030 | 2035 | 2040
BM | 0 | 0 | 0 | 0 | 0 | 0
CC | 940 | 0 | 0 | 0 | 0 | 0
CSP | 0 | 0 | 0 | 0 | 0 | 0
CT | 279.72 | 818.81 | 2847.93 | 4324.37 | 4176.67 | 4386.88
Coal | 0 | 0 | 0 | 0 | 0 | 0
Geo | 0 | 285.41 | 314.59 | 0 | 0 | 0
H | 0 | 0 | 0 | 0 | 0 | 0
LFG | 0 | 565 | 0 | 0 | 0 | 0
Nuc | 0 | 0 | 0 | 0 | 0 | 0
PS | 0 | 0 | 0 | 0 | 0 | 0
PV | 6.5 | 0 | 0 | 0 | 0 | 0
PeakG | 0 | 0 | 0 | 0 | 0 | 0
PeakO | 0 | 0 | 0 | 0 | 0 | 0
ST | 29 | 0 | 0 | 0 | 0 | 0
STOG | 0 | 0 | 0 | 0 | 0 | 0
STWD | 0 | 0 | 0 | 0 | 0 | 0
WT | 101.2 | 3298.8 | 0 | 0 | 0 | 0
IGCC | 0 | 0 | 0 | 0 | 0 | 0
DemandResponse | 0 | 0 | 0 | 0 | 0 | 0
IGCC-CCS | 0 | 0 | 0 | 0 | 0 | 0
WT_off | 0 | 0 | 0 | 0 | 0 | 0
PseudoUnit | 0 | 0 | 0 | 0 | 0 | 0
FixedInterchange | 0 | 0 | 0 | 0 | 0 | 0
New Build Capacity by Reporting Type: NWPP_Coal
ReportingType | 2015 | 2020 | 2025 | 2030 | 2035 | 2040
BM | 0 | 0 | 0 | 0 | 0 | 0
CC | 0 | 0 | 0 | 0 | 0 | 0
CSP | 0 | 0 | 0 | 0 | 0 | 0
CT | 0 | 0 | 0 | 0 | 0 | 0
Coal | 0 | 0 | 0 | 0 | 0 | 0
Geo | 0 | 0 | 0 | 0 | 0 | 0
H | 0 | 0 | 0 | 0 | 0 | 0
LFG | 0 | 0 | 0 | 0 | 0 | 0
Nuc | 0 | 0 | 0 | 0 | 0 | 0
PS | 0 | 0 | 0 | 0 | 0 | 0
PV | 0 | 0 | 0 | 0 | 0 | 0
PeakG | 0 | 0 | 0 | 0 | 0 | 0
PeakO | 0 | 0 | 0 | 0 | 0 | 0
ST | 0 | 0 | 0 | 0 | 0 | 0
STOG | 0 | 0 | 0 | 0 | 0 | 0
STWD | 0 | 0 | 0 | 0 | 0 | 0
WT | 0 | 0 | 0 | 0 | 0 | 0
IGCC | 0 | 0 | 0 | 0 | 0 | 0
DemandResponse | 0 | 0 | 0 | 0 | 0 | 0
IGCC-CCS | 0 | 0 | 0 | 0 | 0 | 0
WT_off | 0 | 0 | 0 | 0 | 0 | 0
PseudoUnit | 0 | 0 | 0 | 0 | 0 | 0
FixedInterchange | 0 | 0 | 0 | 0 | 0 | 0
New Build Capacity by Reporting Type: NWPP_Gas
ReportingType | 2015 | 2020 | 2025 | 2030 | 2035 | 2040
BM | 0 | 0 | 0 | 0 | 0 | 0
CC | 300 | 0 | 191.08 | 4897.1 | 3233.46 | 714.98
CSP | 0 | 0 | 0 | 0 | 0 | 0
CT | 150 | 0 | 0 | 0 | 0 | 0
Coal | 0 | 0 | 0 | 0 | 0.25 | 945.17
Geo | 0 | 0 | 0 | 0 | 0 | 0
H | 0 | 0 | 0 | 0 | 0 | 0
LFG | 0 | 0 | 0 | 0 | 0 | 0
Nuc | 0 | 0 | 0 | 0 | 0 | 0
PS | 0 | 0 | 0 | 0 | 0 | 0
PV | 0 | 0 | 0 | 0 | 0 | 0
PeakG | 0 | 0 | 0 | 0 | 0 | 0
PeakO | 0 | 0 | 0 | 0 | 0 | 0
ST | 0 | 0 | 0 | 0 | 0 | 0
STOG | 0 | 0 | 0 | 0 | 0 | 0
STWD | 0 | 0 | 0 | 0 | 0 | 0
WT | 0 | 0 | 0 | 0 | 0 | 0
IGCC | 0 | 0 | 0 | 0 | 0 | 0
DemandResponse | 0 | 0 | 0 | 0 | 0 | 0
IGCC-CCS | 0 | 0 | 0 | 0 | 0 | 0
WT_off | 0 | 0 | 0 | 0 | 0 | 0
PseudoUnit | 0 | 0 | 0 | 0 | 0 | 0
FixedInterchange | 0 | 0 | 0 | 0 | 0 | 0
New Build Capacity by Reporting Type: NWPP_NucRenew
ReportingType | 2015 | 2020 | 2025 | 2030 | 2035 | 2040
BM | 32.55 | 0 | 0 | 0 | 0 | 0
CC | 0 | 0 | 0 | 0 | 0 | 0
CSP | 0 | 0 | 0 | 0 | 0 | 0
CT | 0 | 0 | 0 | 0 | 0 | 0
Coal | 0 | 0 | 0 | 0 | 0 | 0
Geo | 86 | 0 | 434 | 0 | 0 | 0
H | 0 | 0 | 0 | 0 | 0 | 0
LFG | 25.5 | 14.34 | 230.16 | 0 | 0 | 0
Nuc | 0 | 0 | 0 | 0 | 0 | 0
PS | 0 | 0 | 0 | 0 | 0 | 0
PV | 0 | 0 | 0 | 0 | 0 | 0
PeakG | 0 | 0 | 0 | 0 | 0 | 0
PeakO | 0 | 0 | 0 | 0 | 0 | 0
ST | 0 | 0 | 0 | 0 | 0 | 0
STOG | 0 | 0 | 0 | 0 | 0 | 0
STWD | 0 | 0 | 0 | 0 | 0 | 0
WT | 977.3 | 0 | 0 | 0 | 0 | 0
IGCC | 0 | 0 | 0 | 0 | 0 | 0
DemandResponse | 0 | 0 | 0 | 0 | 0 | 0
IGCC-CCS | 0 | 0 | 0 | 0 | 0 | 0
WT_off | 0 | 0 | 0 | 0 | 0 | 0
PseudoUnit | 0 | 0 | 0 | 0 | 0 | 0
FixedInterchange | 0 | 0 | 0 | 0 | 0 | 0
New Build Capacity by Reporting Type: RMPA
ReportingType | 2015 | 2020 | 2025 | 2030 | 2035 | 2040
BM | 0 | 0 | 0 | 0 | 0 | 0
CC | 0 | 0 | 0 | 0 | 0 | 0
CSP | 0 | 0 | 0 | 0 | 0 | 0
CT | 152 | 0 | 0 | 0 | 0 | 0
Coal | 390 | 0 | 0 | 59.69 | 1285.19 | 1393.83
Geo | 0 | 339.59 | 2230.41 | 0 | 0 | 0
H | 0 | 0 | 0 | 0 | 0 | 0
LFG | 1.4 | 28.93 | 0 | 0 | 0 | 0
Nuc | 0 | 0 | 0 | 0 | 0 | 0
PS | 0 | 0 | 0 | 0 | 0 | 0
PV | 1 | 0 | 0 | 0 | 0 | 0
PeakG | 0 | 0 | 0 | 0 | 0 | 0
PeakO | 0 | 0 | 0 | 0 | 0 | 0
ST | 3 | 376.1 | 25.72 | 27.45 | 0 | 0
STOG | 0 | 0 | 0 | 0 | 0 | 0
STWD | 0 | 0 | 0 | 0 | 0 | 0
WT | 765.4 | 221.6 | 0 | 0 | 0 | 0
IGCC | 0 | 0 | 0 | 0 | 0 | 0
DemandResponse | 0 | 0 | 0 | 0 | 0 | 0
IGCC-CCS | 0 | 0 | 0 | 0 | 0 | 0
WT_off | 0 | 0 | 0 | 0 | 0 | 0
PseudoUnit | 0 | 0 | 0 | 0 | 0 | 0
FixedInterchange | 0 | 0 | 0 | 0 | 0 | 0
New Build Capacity by Reporting Type: SP15
ReportingType | 2015 | 2020 | 2025 | 2030 | 2035 | 2040
BM | 6 | 0 | 0 | 0 | 0 | 0
CC | 409.5 | 0 | 0 | 0 | 0 | 0
CSP | 0 | 0 | 0 | 0 | 0 | 0
CT | 0 | 0 | 0 | 0 | 0 | 0
Coal | 0 | 0 | 0 | 0 | 0 | 0
Geo | 50 | 1450 | 0 | 0 | 0 | 0
H | 0 | 0 | 0 | 0 | 0 | 0
LFG | 9.2 | 555.8 | 0 | 0 | 0 | 0
Nuc | 0 | 0 | 0 | 0 | 0 | 0
PS | 0 | 0 | 0 | 0 | 0 | 0
PV | 3.8 | 0 | 0 | 0 | 0 | 0
PeakG | 0 | 0 | 0 | 0 | 0 | 0
PeakO | 0 | 0 | 0 | 0 | 0 | 0
ST | 448 | 0 | 0 | 0 | 0 | 0
STOG | 0 | 0 | 0 | 0 | 0 | 0
STWD | 0 | 0 | 0 | 0 | 0 | 0
WT | 735 | 0 | 0 | 0 | 0 | 0
IGCC | 0 | 0 | 0 | 0 | 0 | 0
DemandResponse | 0 | 0 | 0 | 0 | 0 | 0
IGCC-CCS | 0 | 0 | 0 | 0 | 0 | 0
WT_off | 0 | 0 | 0 | 0 | 0 | 0
PseudoUnit | 0 | 0 | 0 | 0 | 0 | 0
FixedInterchange | 0 | 0 | 0 | 0 | 0 | 0
New Build Capacity by Reporting Type: ALB
ReportingType | 2015 | 2020 | 2025 | 2030 | 2035 | 2040
BM | 0 | 0 | 0 | 0 | 0 | 0
CC | 393.36 | 684.44 | 615.73 | 913.78 | 1191.8 | 1086.05
CSP | 0 | 0 | 0 | 0 | 0 | 0
CT | 201.5 | 0 | 0 | 0 | 0 | 0
Coal | 495 | 0 | 0 | 0 | 0 | 0
Geo | 0 | 0 | 0 | 0 | 0 | 0
H | 0 | 0 | 0 | 0 | 0 | 0
LFG | 0 | 0 | 0 | 0 | 0 | 0
Nuc | 0 | 0 | 0 | 0 | 0 | 0
PS | 0 | 0 | 0 | 0 | 0 | 0
PV | 0 | 0 | 0 | 0 | 0 | 0
PeakG | 0 | 0 | 0 | 0 | 0 | 0
PeakO | 0 | 0 | 0 | 0 | 0 | 0
ST | 0 | 0 | 0 | 0 | 0 | 0
STOG | 0 | 0 | 0 | 0 | 0 | 0
STWD | 0 | 0 | 0 | 0 | 0 | 0
WT | 9 | 0 | 0 | 0 | 0 | 0
IGCC | 0 | 0 | 0 | 0 | 0 | 0
DemandResponse | 0 | 0 | 0 | 0 | 0 | 0
IGCC-CCS | 0 | 0 | 0 | 0 | 0 | 0
WT_off | 0 | 0 | 0 | 0 | 0 | 0
PseudoUnit | 0 | 0 | 0 | 0 | 0 | 0
FixedInterchange | 0 | 0 | 0 | 0 | 0 | 0
New Build Capacity by Reporting Type: BC
ReportingType | 2015 | 2020 | 2025 | 2030 | 2035 | 2040
BM | 0 | 0 | 0 | 0 | 0 | 0
CC | 1140.35 | 434.65 | 654.21 | 531.08 | 778.69 | 816.84
CSP | 0 | 0 | 0 | 0 | 0 | 0
CT | 0 | 0 | 0 | 0 | 0 | 0
Coal | 0 | 0 | 0 | 0 | 0 | 0
Geo | 0 | 0 | 0 | 0 | 0 | 0
H | 0 | 0 | 0 | 0 | 0 | 0
LFG | 0 | 0 | 0 | 0 | 0 | 0
Nuc | 0 | 0 | 0 | 0 | 0 | 0
PS | 0 | 0 | 0 | 0 | 0 | 0
PV | 0 | 0 | 0 | 0 | 0 | 0
PeakG | 0 | 0 | 0 | 0 | 0 | 0
PeakO | 0 | 0 | 0 | 0 | 0 | 0
ST | 0 | 0 | 0 | 0 | 0 | 0
STOG | 0 | 0 | 0 | 0 | 0 | 0
STWD | 0 | 0 | 0 | 0 | 0 | 0
WT | 144 | 0 | 0 | 0 | 0 | 0
IGCC | 0 | 0 | 0 | 0 | 0 | 0
DemandResponse | 0 | 0 | 0 | 0 | 0 | 0
IGCC-CCS | 0 | 0 | 0 | 0 | 0 | 0
WT_off | 0 | 0 | 0 | 0 | 0 | 0
PseudoUnit | 0 | 0 | 0 | 0 | 0 | 0
FixedInterchange | 0 | 0 | 0 | 0 | 0 | 0
New Build Capacity by Reporting Type: HQ_IESO
ReportingType | 2015 | 2020 | 2025 | 2030 | 2035 | 2040
BM | 0 | 0 | 0 | 0 | 0 | 0
CC | 0 | 0 | 0 | 0 | 0 | 0
CSP | 0 | 0 | 0 | 0 | 0 | 0
CT | 0 | 0 | 0 | 0 | 0 | 0
Coal | 0 | 0 | 0 | 0 | 0 | 0
Geo | 0 | 0 | 0 | 0 | 0 | 0
H | 0 | 0 | 0 | 0 | 0 | 0
LFG | 0 | 0 | 0 | 0 | 0 | 0
Nuc | 0 | 0 | 0 | 0 | 0 | 0
PS | 0 | 0 | 0 | 0 | 0 | 0
PV | 0 | 0 | 0 | 0 | 0 | 0
PeakG | 0 | 0 | 0 | 0 | 0 | 0
PeakO | 0 | 0 | 0 | 0 | 0 | 0
ST | 0 | 0 | 0 | 0 | 0 | 0
STOG | 0 | 0 | 0 | 0 | 0 | 0
STWD | 0 | 0 | 0 | 0 | 0 | 0
WT | 0 | 0 | 0 | 0 | 0 | 0
IGCC | 0 | 0 | 0 | 0 | 0 | 0
DemandResponse | 0 | 0 | 0 | 0 | 0 | 0
IGCC-CCS | 0 | 0 | 0 | 0 | 0 | 0
WT_off | 0 | 0 | 0 | 0 | 0 | 0
PseudoUnit | 0 | 0 | 0 | 0 | 0 | 0
FixedInterchange | 0 | 0 | 0 | 0 | 0 | 0
New Build Capacity by Reporting Type: HQ_NEISO
ReportingType | 2015 | 2020 | 2025 | 2030 | 2035 | 2040
BM | 0 | 0 | 0 | 0 | 0 | 0
CC | 0 | 0 | 0 | 0 | 0 | 0
CSP | 0 | 0 | 0 | 0 | 0 | 0
CT | 0 | 0 | 0 | 0 | 0 | 0
Coal | 0 | 0 | 0 | 0 | 0 | 0
Geo | 0 | 0 | 0 | 0 | 0 | 0
H | 0 | 0 | 0 | 0 | 0 | 0
LFG | 0 | 0 | 0 | 0 | 0 | 0
Nuc | 0 | 0 | 0 | 0 | 0 | 0
PS | 0 | 0 | 0 | 0 | 0 | 0
PV | 0 | 0 | 0 | 0 | 0 | 0
PeakG | 0 | 0 | 0 | 0 | 0 | 0
PeakO | 0 | 0 | 0 | 0 | 0 | 0
ST | 0 | 0 | 0 | 0 | 0 | 0
STOG | 0 | 0 | 0 | 0 | 0 | 0
STWD | 0 | 0 | 0 | 0 | 0 | 0
WT | 0 | 0 | 0 | 0 | 0 | 0
IGCC | 0 | 0 | 0 | 0 | 0 | 0
DemandResponse | 0 | 0 | 0 | 0 | 0 | 0
IGCC-CCS | 0 | 0 | 0 | 0 | 0 | 0
WT_off | 0 | 0 | 0 | 0 | 0 | 0
PseudoUnit | 0 | 0 | 0 | 0 | 0 | 0
FixedInterchange | 0 | 0 | 0 | 0 | 0 | 0
New Build Capacity by Reporting Type: HQ_NY
ReportingType | 2015 | 2020 | 2025 | 2030 | 2035 | 2040
BM | 0 | 0 | 0 | 0 | 0 | 0
CC | 0 | 0 | 0 | 0 | 0 | 0
CSP | 0 | 0 | 0 | 0 | 0 | 0
CT | 0 | 0 | 0 | 0 | 0 | 0
Coal | 0 | 0 | 0 | 0 | 0 | 0
Geo | 0 | 0 | 0 | 0 | 0 | 0
H | 0 | 0 | 0 | 0 | 0 | 0
LFG | 0 | 0 | 0 | 0 | 0 | 0
Nuc | 0 | 0 | 0 | 0 | 0 | 0
PS | 0 | 0 | 0 | 0 | 0 | 0
PV | 0 | 0 | 0 | 0 | 0 | 0
PeakG | 0 | 0 | 0 | 0 | 0 | 0
PeakO | 0 | 0 | 0 | 0 | 0 | 0
ST | 0 | 0 | 0 | 0 | 0 | 0
STOG | 0 | 0 | 0 | 0 | 0 | 0
STWD | 0 | 0 | 0 | 0 | 0 | 0
WT | 0 | 0 | 0 | 0 | 0 | 0
IGCC | 0 | 0 | 0 | 0 | 0 | 0
DemandResponse | 0 | 0 | 0 | 0 | 0 | 0
IGCC-CCS | 0 | 0 | 0 | 0 | 0 | 0
WT_off | 0 | 0 | 0 | 0 | 0 | 0
PseudoUnit | 0 | 0 | 0 | 0 | 0 | 0
FixedInterchange | 0 | 0 | 0 | 0 | 0 | 0
New Build Capacity by Reporting Type: MARITIMES
ReportingType | 2015 | 2020 | 2025 | 2030 | 2035 | 2040
BM | 0 | 0 | 0 | 0 | 0 | 0
CC | 0 | 0 | 0 | 0 | 0 | 0
CSP | 0 | 0 | 0 | 0 | 0 | 0
CT | 0 | 0 | 0 | 0 | 0 | 0
Coal | 0 | 0 | 0 | 0 | 0 | 0
Geo | 0 | 0 | 0 | 0 | 0 | 0
H | 0 | 0 | 0 | 0 | 0 | 0
LFG | 0 | 0 | 0 | 0 | 0 | 0
Nuc | 0 | 0 | 0 | 0 | 0 | 0
PS | 0 | 0 | 0 | 0 | 0 | 0
PV | 0 | 0 | 0 | 0 | 0 | 0
PeakG | 0 | 0 | 0 | 0 | 0 | 0
PeakO | 0 | 0 | 0 | 0 | 0 | 0
ST | 0 | 0 | 0 | 0 | 0 | 0
STOG | 0 | 0 | 0 | 0 | 0 | 0
STWD | 0 | 0 | 0 | 0 | 0 | 0
WT | 0 | 0 | 0 | 0 | 0 | 0
IGCC | 0 | 0 | 0 | 0 | 0 | 0
DemandResponse | 0 | 0 | 0 | 0 | 0 | 0
IGCC-CCS | 0 | 0 | 0 | 0 | 0 | 0
WT_off | 0 | 0 | 0 | 0 | 0 | 0
PseudoUnit | 0 | 0 | 0 | 0 | 0 | 0
FixedInterchange | 0 | 0 | 0 | 0 | 0 | 0
New Build Capacity by Reporting Type: All
ReportingType | 2015 | 2020 | 2025 | 2030 | 2035 | 2040
BM | 1251 | 347.33 | 671.42 | 115.34 | 94.65 | 141.03
CC | 36389.83 | 15164.65 | 12208.36 | 33149 | 44494.28 | 35217.81
CSP | 0 | 0 | 0 | 0 | 0 | 0
CT | 6460.92 | 6569.06 | 3115.18 | 7986 | 12928.16 | 8600.73
Coal | 10763.64 | 0 | 0 | 59.69 | 11193.22 | 22941.68
Geo | 136 | 2075 | 4429 | 0 | 0 | 0
H | 0 | 0 | 0 | 0 | 0 | 0
LFG | 192 | 1953 | 2210 | 723.5 | 0.5 | 0
Nuc | 2740.56 | 4530 | 0 | 0 | 0 | 0
PS | 0 | 0 | 0 | 0 | 0 | 0
PV | 1246 | 2203.49 | 1093.86 | 251.74 | 114.91 | 118.9
PeakG | 0 | 0 | 0 | 0 | 0 | 0
PeakO | 0 | 0 | 0 | 0 | 0 | 0
ST | 760 | 840.3 | 304.05 | 102.48 | 0 | 0
STOG | 0 | 0 | 0 | 0 | 0 | 0
STWD | 0 | 0 | 0 | 0 | 0 | 0
WT | 25342 | 25247.18 | 6845.45 | 8225.96 | 11357.04 | 12601.07
IGCC | 618 | 0 | 0 | 0 | 0 | 0
DemandResponse | 0 | 0 | 0 | 0 | 0 | 0
IGCC-CCS | 0 | 0 | 0 | 0 | 0 | 0
WT_off | 469 | 0 | 1100 | 0 | 0 | 0
PseudoUnit | 0 | 0 | 0 | 0 | 0 | 0
FixedInterchange | 0 | 0 | 0 | 0 | 0 | 0
New Build Capacity by Reporting Type: EI_US
ReportingType | 2015 | 2020 | 2025 | 2030 | 2035 | 2040
BM | 741.12 | 347.33 | 671.42 | 115.34 | 94.65 | 141.03
CC | 27597.55 | 9328.36 | 10439.23 | 21749.94 | 32666.9 | 27720.86
CSP | 0 | 0 | 0 | 0 | 0 | 0
CT | 4323.69 | 5750.25 | 267.26 | 3661.62 | 7913.92 | 3557.42
Coal | 7858.64 | 0 | 0 | 0 | 9907.78 | 13936.11
Geo | 0 | 0 | 0 | 0 | 0 | 0
H | 0 | 0 | 0 | 0 | 0 | 0
LFG | 141.4 | 728.26 | 1979.84 | 369.5 | 0 | 0
Nuc | 2740.56 | 4530 | 0 | 0 | 0 | 0
PS | 0 | 0 | 0 | 0 | 0 | 0
PV | 57.74 | 2203.49 | 1093.86 | 251.74 | 114.91 | 118.9
PeakG | 0 | 0 | 0 | 0 | 0 | 0
PeakO | 0 | 0 | 0 | 0 | 0 | 0
ST | 0 | 0 | 0 | 0 | 0 | 0
STOG | 0 | 0 | 0 | 0 | 0 | 0
STWD | 0 | 0 | 0 | 0 | 0 | 0
WT | 19786.6 | 12169.15 | 6845.45 | 7917.31 | 11357.04 | 9964.16
IGCC | 618 | 0 | 0 | 0 | 0 | 0
DemandResponse | 0 | 0 | 0 | 0 | 0 | 0
IGCC-CCS | 0 | 0 | 0 | 0 | 0 | 0
WT_off | 469 | 0 | 1100 | 0 | 0 | 0
PseudoUnit | 0 | 0 | 0 | 0 | 0 | 0
FixedInterchange | 0 | 0 | 0 | 0 | 0 | 0
New Build Capacity by Reporting Type: EI_Canada
ReportingType | 2015 | 2020 | 2025 | 2030 | 2035 | 2040
BM | 326.33 | 0 | 0 | 0 | 0 | 0
CC | 2176.07 | 511.42 | 174.5 | 407.8 | 423.95 | 2265.81
CSP | 0 | 0 | 0 | 0 | 0 | 0
CT | 368 | 0 | 0 | 0 | 837.57 | 656.43
Coal | 0 | 0 | 0 | 0 | 0 | 0
Geo | 0 | 0 | 0 | 0 | 0 | 0
H | 0 | 0 | 0 | 0 | 0 | 0
LFG | 14.5 | 0 | 0 | 0 | 0.5 | 0
Nuc | 0 | 0 | 0 | 0 | 0 | 0
PS | 0 | 0 | 0 | 0 | 0 | 0
PV | 1067.26 | 0 | 0 | 0 | 0 | 0
PeakG | 0 | 0 | 0 | 0 | 0 | 0
PeakO | 0 | 0 | 0 | 0 | 0 | 0
ST | 0 | 0 | 0 | 0 | 0 | 0
STOG | 0 | 0 | 0 | 0 | 0 | 0
STWD | 0 | 0 | 0 | 0 | 0 | 0
WT | 2408.3 | 0 | 0 | 0 | 0 | 0
IGCC | 0 | 0 | 0 | 0 | 0 | 0
DemandResponse | 0 | 0 | 0 | 0 | 0 | 0
IGCC-CCS | 0 | 0 | 0 | 0 | 0 | 0
WT_off | 0 | 0 | 0 | 0 | 0 | 0
PseudoUnit | 0 | 0 | 0 | 0 | 0 | 0
FixedInterchange | 0 | 0 | 0 | 0 | 0 | 0
New Build Capacity by Reporting Type: EI
ReportingType | 2015 | 2020 | 2025 | 2030 | 2035 | 2040
BM | 1067.45 | 347.33 | 671.42 | 115.34 | 94.65 | 141.03
CC | 29773.63 | 9839.78 | 10613.73 | 22157.73 | 33090.85 | 29986.67
CSP | 0 | 0 | 0 | 0 | 0 | 0
CT | 4691.7 | 5750.25 | 267.26 | 3661.62 | 8751.49 | 4213.85
Coal | 7858.64 | 0 | 0 | 0 | 9907.78 | 13936.11
Geo | 0 | 0 | 0 | 0 | 0 | 0
H | 0 | 0 | 0 | 0 | 0 | 0
LFG | 155.9 | 728.26 | 1979.84 | 369.5 | 0.5 | 0
Nuc | 2740.56 | 4530 | 0 | 0 | 0 | 0
PS | 0 | 0 | 0 | 0 | 0 | 0
PV | 1125 | 2203.49 | 1093.86 | 251.74 | 114.91 | 118.9
PeakG | 0 | 0 | 0 | 0 | 0 | 0
PeakO | 0 | 0 | 0 | 0 | 0 | 0
ST | 0 | 0 | 0 | 0 | 0 | 0
STOG | 0 | 0 | 0 | 0 | 0 | 0
STWD | 0 | 0 | 0 | 0 | 0 | 0
WT | 22194.9 | 12169.15 | 6845.45 | 7917.31 | 11357.04 | 9964.16
IGCC | 618 | 0 | 0 | 0 | 0 | 0
DemandResponse | 0 | 0 | 0 | 0 | 0 | 0
IGCC-CCS | 0 | 0 | 0 | 0 | 0 | 0
WT_off | 469 | 0 | 1100 | 0 | 0 | 0
PseudoUnit | 0 | 0 | 0 | 0 | 0 | 0
FixedInterchange | 0 | 0 | 0 | 0 | 0 | 0
New Build Capacity by Reporting Type: Outside_EI
ReportingType | 2015 | 2020 | 2025 | 2030 | 2035 | 2040
BM | 183.55 | 0 | 0 | 0 | 0 | 0
CC | 6616.21 | 5324.88 | 1594.63 | 10991.27 | 11403.44 | 5231.14
CSP | 0 | 0 | 0 | 0 | 0 | 0
CT | 1769.22 | 818.81 | 2847.93 | 4324.37 | 4176.67 | 4386.88
Coal | 2905 | 0 | 0 | 59.69 | 1285.44 | 9005.57
Geo | 136 | 2075 | 4429 | 0 | 0 | 0
H | 0 | 0 | 0 | 0 | 0 | 0
LFG | 36.1 | 1224.74 | 230.16 | 354 | 0 | 0
Nuc | 0 | 0 | 0 | 0 | 0 | 0
PS | 0 | 0 | 0 | 0 | 0 | 0
PV | 121 | 0 | 0 | 0 | 0 | 0
PeakG | 0 | 0 | 0 | 0 | 0 | 0
PeakO | 0 | 0 | 0 | 0 | 0 | 0
ST | 760 | 840.3 | 304.05 | 102.48 | 0 | 0
STOG | 0 | 0 | 0 | 0 | 0 | 0
STWD | 0 | 0 | 0 | 0 | 0 | 0
WT | 3147.1 | 13078.03 | 0 | 308.65 | 0 | 2636.91
IGCC | 0 | 0 | 0 | 0 | 0 | 0
DemandResponse | 0 | 0 | 0 | 0 | 0 | 0
IGCC-CCS | 0 | 0 | 0 | 0 | 0 | 0
WT_off | 0 | 0 | 0 | 0 | 0 | 0
PseudoUnit | 0 | 0 | 0 | 0 | 0 | 0
FixedInterchange | 0 | 0 | 0 | 0 | 0 | 0
#2 | Cumulative New Build Capacity (MW)
Cumulative New Build Capacity by Reporting Type: Entergy
ReportingType | 2015 | 2020 | 2025 | 2030 | 2035 | 2040
BM | 0 | 0 | 0 | 0 | 0 | 0
CC | 467.05 | 1323.16 | 1323.17 | 2287.1 | 4118.72 | 6131.86
CSP | 0 | 0 | 0 | 0 | 0 | 0
CT | 0 | 0 | 0 | 0 | 0 | 0
Coal | 720 | 720 | 720 | 720 | 720 | 720
Geo | 0 | 0 | 0 | 0 | 0 | 0
H | 0 | 0 | 0 | 0 | 0 | 0
LFG | 0 | 0 | 107.4 | 107.4 | 107.4 | 107.4
Nuc | 170 | 170 | 170 | 170 | 170 | 170
PS | 0 | 0 | 0 | 0 | 0 | 0
PV | 0.29 | 64.83 | 99.85 | 103.02 | 106.62 | 110.34
PeakG | 0 | 0 | 0 | 0 | 0 | 0
PeakO | 0 | 0 | 0 | 0 | 0 | 0
ST | 0 | 0 | 0 | 0 | 0 | 0
STOG | 0 | 0 | 0 | 0 | 0 | 0
STWD | 0 | 0 | 0 | 0 | 0 | 0
WT | 0 | 0 | 0 | 0 | 0 | 0
IGCC | 0 | 0 | 0 | 0 | 0 | 0
DemandResponse | 0 | 0 | 0 | 0 | 0 | 0
IGCC-CCS | 0 | 0 | 0 | 0 | 0 | 0
WT_off | 0 | 0 | 0 | 0 | 0 | 0
PseudoUnit | 0 | 0 | 0 | 0 | 0 | 0
FixedInterchange | 0 | 0 | 0 | 0 | 0 | 0
Cumulative New Build Capacity by Reporting Type: FRCC
ReportingType | 2015 | 2020 | 2025 | 2030 | 2035 | 2040
BM | 0 | 0 | 0 | 0 | 0 | 0
CC | 1516.9 | 6277.56 | 9299.38 | 13178.39 | 18919.25 | 24983.96
CSP | 0 | 0 | 0 | 0 | 0 | 0
CT | 2480 | 2480 | 2480 | 2480 | 2480 | 2480
Coal | 0 | 0 | 0 | 0 | 0 | 0
Geo | 0 | 0 | 0 | 0 | 0 | 0
H | 0 | 0 | 0 | 0 | 0 | 0
LFG | 0 | 0 | 198 | 198 | 198 | 198
Nuc | 229.33 | 229.33 | 229.33 | 229.33 | 229.33 | 229.33
PS | 0 | 0 | 0 | 0 | 0 | 0
PV | 0 | 0 | 0 | 0 | 0 | 0
PeakG | 0 | 0 | 0 | 0 | 0 | 0
PeakO | 0 | 0 | 0 | 0 | 0 | 0
ST | 0 | 0 | 0 | 0 | 0 | 0
STOG | 0 | 0 | 0 | 0 | 0 | 0
STWD | 0 | 0 | 0 | 0 | 0 | 0
WT | 0 | 0 | 0 | 0 | 0 | 0
IGCC | 0 | 0 | 0 | 0 | 0 | 0
DemandResponse | 0 | 0 | 0 | 0 | 0 | 0
IGCC-CCS | 0 | 0 | 0 | 0 | 0 | 0
WT_off | 0 | 0 | 0 | 0 | 0 | 0
PseudoUnit | 0 | 0 | 0 | 0 | 0 | 0
FixedInterchange | 0 | 0 | 0 | 0 | 0 | 0
Cumulative New Build Capacity by Reporting Type: MAPP_US
ReportingType | 2015 | 2020 | 2025 | 2030 | 2035 | 2040
BM | 0 | 0 | 0 | 0 | 0 | 0
CC | 0 | 0 | 0 | 0 | 0 | 0
CSP | 0 | 0 | 0 | 0 | 0 | 0
CT | 308.3 | 308.3 | 308.3 | 492.91 | 754.85 | 973.16
Coal | 0 | 0 | 0 | 0 | 0 | 54.02
Geo | 0 | 0 | 0 | 0 | 0 | 0
H | 0 | 0 | 0 | 0 | 0 | 0
LFG | 0 | 0 | 71.67 | 71.67 | 71.67 | 71.67
Nuc | 0 | 0 | 0 | 0 | 0 | 0
PS | 0 | 0 | 0 | 0 | 0 | 0
PV | 0 | 0 | 0 | 0 | 0 | 0
PeakG | 0 | 0 | 0 | 0 | 0 | 0
PeakO | 0 | 0 | 0 | 0 | 0 | 0
ST | 0 | 0 | 0 | 0 | 0 | 0
STOG | 0 | 0 | 0 | 0 | 0 | 0
STWD | 0 | 0 | 0 | 0 | 0 | 0
WT | 421.3 | 679.88 | 679.88 | 1223.76 | 1322.46 | 1425.08
IGCC | 0 | 0 | 0 | 0 | 0 | 0
DemandResponse | 0 | 0 | 0 | 0 | 0 | 0
IGCC-CCS | 0 | 0 | 0 | 0 | 0 | 0
WT_off | 0 | 0 | 0 | 0 | 0 | 0
PseudoUnit | 0 | 0 | 0 | 0 | 0 | 0
FixedInterchange | 0 | 0 | 0 | 0 | 0 | 0
Cumulative New Build Capacity by Reporting Type: MISO_IN
ReportingType | 2015 | 2020 | 2025 | 2030 | 2035 | 2040
BM | 0 | 0 | 0 | 0 | 0 | 0
CC | 0 | 0 | 1058.67 | 3344.81 | 6561.59 | 6561.59
CSP | 0 | 0 | 0 | 0 | 0 | 0
CT | 0 | 0 | 0 | 0 | 0 | 0
Coal | 0 | 0 | 0 | 0 | 0 | 0
Geo | 0 | 0 | 0 | 0 | 0 | 0
H | 0 | 0 | 0 | 0 | 0 | 0
LFG | 0 | 0 | 0 | 80.13 | 80.13 | 80.13
Nuc | 0 | 0 | 0 | 0 | 0 | 0
PS | 0 | 0 | 0 | 0 | 0 | 0
PV | 0 | 241.58 | 393.59 | 406.41 | 419.61 | 433.21
PeakG | 0 | 0 | 0 | 0 | 0 | 0
PeakO | 0 | 0 | 0 | 0 | 0 | 0
ST | 0 | 0 | 0 | 0 | 0 | 0
STOG | 0 | 0 | 0 | 0 | 0 | 0
STWD | 0 | 0 | 0 | 0 | 0 | 0
WT | 0 | 0 | 0 | 0 | 0 | 0
IGCC | 618 | 618 | 618 | 618 | 618 | 618
DemandResponse | 0 | 0 | 0 | 0 | 0 | 0
IGCC-CCS | 0 | 0 | 0 | 0 | 0 | 0
WT_off | 0 | 0 | 0 | 0 | 0 | 0
PseudoUnit | 0 | 0 | 0 | 0 | 0 | 0
FixedInterchange | 0 | 0 | 0 | 0 | 0 | 0
Cumulative New Build Capacity by Reporting Type: MISO_MI
ReportingType | 2015 | 2020 | 2025 | 2030 | 2035 | 2040
BM | 0 | 0 | 0 | 0 | 0 | 0
CC | 0 | 0 | 0 | 0.01 | 0.01 | 0.01
CSP | 0 | 0 | 0 | 0 | 0 | 0
CT | 0 | 0 | 0 | 0.01 | 0.01 | 0.01
Coal | 0 | 0 | 0 | 0 | 0 | 0
Geo | 0 | 0 | 0 | 0 | 0 | 0
H | 0 | 0 | 0 | 0 | 0 | 0
LFG | 0 | 160.25 | 160.25 | 160.25 | 160.25 | 160.25
Nuc | 0 | 0 | 0 | 0 | 0 | 0
PS | 0 | 0 | 0 | 0 | 0 | 0
PV | 0 | 0 | 0 | 0 | 0 | 0
PeakG | 0 | 0 | 0 | 0 | 0 | 0
PeakO | 0 | 0 | 0 | 0 | 0 | 0
ST | 0 | 0 | 0 | 0 | 0 | 0
STOG | 0 | 0 | 0 | 0 | 0 | 0
STWD | 0 | 0 | 0 | 0 | 0 | 0
WT | 2000 | 2000 | 2600 | 2600 | 2798.39 | 2992.67
IGCC | 0 | 0 | 0 | 0 | 0 | 0
DemandResponse | 0 | 0 | 0 | 0 | 0 | 0
IGCC-CCS | 0 | 0 | 0 | 0 | 0 | 0
WT_off | 0 | 0 | 0 | 0 | 0 | 0
PseudoUnit | 0 | 0 | 0 | 0 | 0 | 0
FixedInterchange | 0 | 0 | 0 | 0 | 0 | 0
Cumulative New Build Capacity by Reporting Type: MISO_MO-IL
ReportingType | 2015 | 2020 | 2025 | 2030 | 2035 | 2040
BM | 0 | 0 | 0 | 0 | 0 | 0
CC | 0 | 0 | 0 | 0 | 0 | 0
CSP | 0 | 0 | 0 | 0 | 0 | 0
CT | 0 | 0 | 0 | 0 | 0 | 0
Coal | 1790 | 1790 | 1790 | 1790 | 1790 | 1790
Geo | 0 | 0 | 0 | 0 | 0 | 0
H | 0 | 0 | 0 | 0 | 0 | 0
LFG | 0 | 0 | 223.33 | 223.33 | 223.33 | 223.33
Nuc | 0 | 0 | 0 | 0 | 0 | 0
PS | 0 | 0 | 0 | 0 | 0 | 0
PV | 0 | 0 | 0 | 0 | 0 | 0
PeakG | 0 | 0 | 0 | 0 | 0 | 0
PeakO | 0 | 0 | 0 | 0 | 0 | 0
ST | 0 | 0 | 0 | 0 | 0 | 0
STOG | 0 | 0 | 0 | 0 | 0 | 0
STWD | 0 | 0 | 0 | 0 | 0 | 0
WT | 300 | 300 | 300 | 300 | 300 | 300
IGCC | 0 | 0 | 0 | 0 | 0 | 0
DemandResponse | 0 | 0 | 0 | 0 | 0 | 0
IGCC-CCS | 0 | 0 | 0 | 0 | 0 | 0
WT_off | 0 | 0 | 0 | 0 | 0 | 0
PseudoUnit | 0 | 0 | 0 | 0 | 0 | 0
FixedInterchange | 0 | 0 | 0 | 0 | 0 | 0
Cumulative New Build Capacity by Reporting Type: MISO_W
ReportingType | 2015 | 2020 | 2025 | 2030 | 2035 | 2040
BM | 0 | 0 | 0 | 0 | 0 | 0
CC | 0 | 0 | 0 | 0.01 | 0.01 | 0.01
CSP | 0 | 0 | 0 | 0 | 0 | 0
CT | 0 | 0 | 0.01 | 0.01 | 0.01 | 0.01
Coal | 0 | 0 | 0 | 0 | 1506.15 | 6067.32
Geo | 0 | 0 | 0 | 0 | 0 | 0
H | 0 | 0 | 0 | 0 | 0 | 0
LFG | 0 | 0 | 71.67 | 71.67 | 71.67 | 71.67
Nuc | 94.33 | 94.33 | 94.33 | 94.33 | 94.33 | 94.33
PS | 0 | 0 | 0 | 0 | 0 | 0
PV | 0 | 0 | 0 | 0 | 0 | 0
PeakG | 0 | 0 | 0 | 0 | 0 | 0
PeakO | 0 | 0 | 0 | 0 | 0 | 0
ST | 0 | 0 | 0 | 0 | 0 | 0
STOG | 0 | 0 | 0 | 0 | 0 | 0
STWD | 0 | 0 | 0 | 0 | 0 | 0
WT | 2800.5 | 4902.77 | 8294.43 | 8770.12 | 9318.77 | 9886.24
IGCC | 0 | 0 | 0 | 0 | 0 | 0
DemandResponse | 0 | 0 | 0 | 0 | 0 | 0
IGCC-CCS | 0 | 0 | 0 | 0 | 0 | 0
WT_off | 0 | 0 | 0 | 0 | 0 | 0
PseudoUnit | 0 | 0 | 0 | 0 | 0 | 0
FixedInterchange | 0 | 0 | 0 | 0 | 0 | 0
Cumulative New Build Capacity by Reporting Type: MISO_WUMS
ReportingType | 2015 | 2020 | 2025 | 2030 | 2035 | 2040
BM | 0 | 0 | 0 | 0 | 0 | 0
CC | 0 | 0.02 | 3343.94 | 3343.95 | 4083.94 | 4083.94
CSP | 0 | 0 | 0 | 0 | 0 | 0
CT | 0 | 3201.08 | 3201.08 | 5102.35 | 8987.2 | 8987.2
Coal | 615 | 615 | 615 | 615 | 615 | 615
Geo | 0 | 0 | 0 | 0 | 0 | 0
H | 0 | 0 | 0 | 0 | 0 | 0
LFG | 0 | 62.94 | 223.33 | 223.33 | 223.33 | 223.33
Nuc | 235 | 235 | 235 | 235 | 235 | 235
PS | 0 | 0 | 0 | 0 | 0 | 0
PV | 0 | 0 | 0 | 0 | 0 | 0
PeakG | 0 | 0 | 0 | 0 | 0 | 0
PeakO | 0 | 0 | 0 | 0 | 0 | 0
ST | 0 | 0 | 0 | 0 | 0 | 0
STOG | 0 | 0 | 0 | 0 | 0 | 0
STWD | 0 | 0 | 0 | 0 | 0 | 0
WT | 968.9 | 968.9 | 968.9 | 968.9 | 968.9 | 968.9
IGCC | 0 | 0 | 0 | 0 | 0 | 0
DemandResponse | 0 | 0 | 0 | 0 | 0 | 0
IGCC-CCS | 0 | 0 | 0 | 0 | 0 | 0
WT_off | 0 | 0 | 0 | 0 | 0 | 0
PseudoUnit | 0 | 0 | 0 | 0 | 0 | 0
FixedInterchange | 0 | 0 | 0 | 0 | 0 | 0
Cumulative New Build Capacity by Reporting Type: Nebraska
ReportingType | 2015 | 2020 | 2025 | 2030 | 2035 | 2040
BM | 0 | 0 | 0 | 0 | 0 | 0
CC | 0 | 0 | 0 | 0 | 0 | 0
CSP | 0 | 0 | 0 | 0 | 0 | 0
CT | 0 | 0 | 0 | 0 | 0 | 0
Coal | 232.1 | 232.1 | 232.1 | 232.1 | 2402.36 | 2987.03
Geo | 0 | 0 | 0 | 0 | 0 | 0
H | 0 | 0 | 0 | 0 | 0 | 0
LFG | 0 | 0 | 71.67 | 71.67 | 71.67 | 71.67
Nuc | 0 | 0 | 0 | 0 | 0 | 0
PS | 0 | 0 | 0 | 0 | 0 | 0
PV | 0 | 0 | 0 | 0 | 0 | 0
PeakG | 0 | 0 | 0 | 0 | 0 | 0
PeakO | 0 | 0 | 0 | 0 | 0 | 0
ST | 0 | 0 | 0 | 0 | 0 | 0
STOG | 0 | 0 | 0 | 0 | 0 | 0
STWD | 0 | 0 | 0 | 0 | 0 | 0
WT | 202 | 202 | 202 | 202 | 202 | 202
IGCC | 0 | 0 | 0 | 0 | 0 | 0
DemandResponse | 0 | 0 | 0 | 0 | 0 | 0
IGCC-CCS | 0 | 0 | 0 | 0 | 0 | 0
WT_off | 0 | 0 | 0 | 0 | 0 | 0
PseudoUnit | 0 | 0 | 0 | 0 | 0 | 0
FixedInterchange | 0 | 0 | 0 | 0 | 0 | 0
Cumulative New Build Capacity by Reporting Type: NEISO
ReportingType | 2015 | 2020 | 2025 | 2030 | 2035 | 2040
BM | 252.2 | 252.2 | 252.2 | 252.2 | 252.2 | 252.2
CC | 2049.5 | 2049.5 | 2049.5 | 2049.5 | 2049.5 | 2049.5
CSP | 0 | 0 | 0 | 0 | 0 | 0
CT | 334 | 334 | 334 | 334 | 986.11 | 2032.66
Coal | 0 | 0 | 0 | 0 | 0 | 0
Geo | 0 | 0 | 0 | 0 | 0 | 0
H | 0 | 0 | 0 | 0 | 0 | 0
LFG | 49.26 | 49.27 | 119 | 119 | 119 | 119
Nuc | 0 | 0 | 0 | 0 | 0 | 0
PS | 0 | 0 | 0 | 0 | 0 | 0
PV | 0 | 314.78 | 314.78 | 314.86 | 314.91 | 314.96
PeakG | 0 | 0 | 0 | 0 | 0 | 0
PeakO | 0 | 0 | 0 | 0 | 0 | 0
ST | 0 | 0 | 0 | 0 | 0 | 0
STOG | 0 | 0 | 0 | 0 | 0 | 0
STWD | 0 | 0 | 0 | 0 | 0 | 0
WT | 231.2 | 3132.33 | 4935.58 | 5280 | 5280 | 5280
IGCC | 0 | 0 | 0 | 0 | 0 | 0
DemandResponse | 0 | 0 | 0 | 0 | 0 | 0
IGCC-CCS | 0 | 0 | 0 | 0 | 0 | 0
WT_off | 468 | 468 | 468 | 468 | 468 | 468
PseudoUnit | 0 | 0 | 0 | 0 | 0 | 0
FixedInterchange | 0 | 0 | 0 | 0 | 0 | 0
Cumulative New Build Capacity by Reporting Type: NonRTO_Midwest
ReportingType | 2015 | 2020 | 2025 | 2030 | 2035 | 2040
BM | 0 | 0 | 0 | 0 | 0 | 0
CC | 0 | 386.7 | 469.66 | 657.52 | 1008.56 | 1368.27
CSP | 0 | 0 | 0 | 0 | 0 | 0
CT | 0 | 350.24 | 350.24 | 350.24 | 350.24 | 350.24
Coal | 0 | 0 | 0 | 0 | 0 | 0
Geo | 0 | 0 | 0 | 0 | 0 | 0
H | 0 | 0 | 0 | 0 | 0 | 0
LFG | 0 | 0 | 5.54 | 160.25 | 160.25 | 160.25
Nuc | 0 | 0 | 0 | 0 | 0 | 0
PS | 0 | 0 | 0 | 0 | 0 | 0
PV | 0 | 0 | 0 | 0 | 0 | 0
PeakG | 0 | 0 | 0 | 0 | 0 | 0
PeakO | 0 | 0 | 0 | 0 | 0 | 0
ST | 0 | 0 | 0 | 0 | 0 | 0
STOG | 0 | 0 | 0 | 0 | 0 | 0
STWD | 0 | 0 | 0 | 0 | 0 | 0
WT | 0 | 0 | 0 | 0 | 0 | 0
IGCC | 0 | 0 | 0 | 0 | 0 | 0
DemandResponse | 0 | 0 | 0 | 0 | 0 | 0
IGCC-CCS | 0 | 0 | 0 | 0 | 0 | 0
WT_off | 0 | 0 | 0 | 0 | 0 | 0
PseudoUnit | 0 | 0 | 0 | 0 | 0 | 0
FixedInterchange | 0 | 0 | 0 | 0 | 0 | 0
Cumulative New Build Capacity by Reporting Type: NYISO_A-F
ReportingType | 2015 | 2020 | 2025 | 2030 | 2035 | 2040
BM | 0 | 0 | 0 | 0 | 0 | 0
CC | 639 | 639 | 639 | 639 | 639 | 639
CSP | 0 | 0 | 0 | 0 | 0 | 0
CT | 0 | 0 | 0 | 0 | 0 | 0
Coal | 0 | 0 | 0 | 0 | 0 | 0
Geo | 0 | 0 | 0 | 0 | 0 | 0
H | 0 | 0 | 0 | 0 | 0 | 0
LFG | 6.4 | 6.4 | 14 | 74.33 | 74.33 | 74.33
Nuc | 168 | 168 | 168 | 168 | 168 | 168
PS | 0 | 0 | 0 | 0 | 0 | 0
PV | 0 | 0 | 0 | 0 | 0 | 0
PeakG | 0 | 0 | 0 | 0 | 0 | 0
PeakO | 0 | 0 | 0 | 0 | 0 | 0
ST | 0 | 0 | 0 | 0 | 0 | 0
STOG | 0 | 0 | 0 | 0 | 0 | 0
STWD | 0 | 0 | 0 | 0 | 0 | 0
WT | 2476.3 | 3186.1 | 3186.1 | 3550.42 | 4238.04 | 4238.04
IGCC | 0 | 0 | 0 | 0 | 0 | 0
DemandResponse | 0 | 0 | 0 | 0 | 0 | 0
IGCC-CCS | 0 | 0 | 0 | 0 | 0 | 0
WT_off | 0 | 0 | 0 | 0 | 0 | 0
PseudoUnit | 0 | 0 | 0 | 0 | 0 | 0
FixedInterchange | 0 | 0 | 0 | 0 | 0 | 0
Cumulative New Build Capacity by Reporting Type: NYISO_G-I
ReportingType | 2015 | 2020 | 2025 | 2030 | 2035 | 2040
BM | 0 | 0 | 0 | 0 | 0 | 0
CC | 0 | 0 | 686.14 | 1285.27 | 4017.38 | 6972.8
CSP | 0 | 0 | 0 | 0 | 0 | 0
CT | 0 | 0 | 0 | 0 | 0 | 0
Coal | 0 | 0 | 0 | 0 | 0 | 0
Geo | 0 | 0 | 0 | 0 | 0 | 0
H | 0 | 0 | 0 | 0 | 0 | 0
LFG | 0 | 0 | 74.33 | 74.33 | 74.33 | 74.33
Nuc | 0 | 0 | 0 | 0 | 0 | 0
PS | 0 | 0 | 0 | 0 | 0 | 0
PV | 0 | 0 | 0 | 0 | 0 | 0
PeakG | 0 | 0 | 0 | 0 | 0 | 0
PeakO | 0 | 0 | 0 | 0 | 0 | 0
ST | 0 | 0 | 0 | 0 | 0 | 0
STOG | 0 | 0 | 0 | 0 | 0 | 0
STWD | 0 | 0 | 0 | 0 | 0 | 0
WT | 0 | 60 | 60 | 60.01 | 60.01 | 60.01
IGCC | 0 | 0 | 0 | 0 | 0 | 0
DemandResponse | 0 | 0 | 0 | 0 | 0 | 0
IGCC-CCS | 0 | 0 | 0 | 0 | 0 | 0
WT_off | 0 | 0 | 0 | 0 | 0 | 0
PseudoUnit | 0 | 0 | 0 | 0 | 0 | 0
FixedInterchange | 0 | 0 | 0 | 0 | 0 | 0
Cumulative New Build Capacity by Reporting Type: NYISO_J-K
ReportingType | 2015 | 2020 | 2025 | 2030 | 2035 | 2040
BM | 0 | 0 | 0 | 0 | 0 | 0
CC | 1175.4 | 1175.4 | 1175.4 | 1175.4 | 1175.4 | 1175.4
CSP | 0 | 0 | 0 | 0 | 0 | 0
CT | 0 | 0 | 267.25 | 1462.44 | 1653.9 | 2049.55
Coal | 0 | 0 | 0 | 0 | 0 | 0
Geo | 0 | 0 | 0 | 0 | 0 | 0
H | 0 | 0 | 0 | 0 | 0 | 0
LFG | 0 | 0 | 0 | 74.33 | 74.33 | 74.33
Nuc | 0 | 0 | 0 | 0 | 0 | 0
PS | 0 | 0 | 0 | 0 | 0 | 0
PV | 32 | 32 | 32 | 32 | 32 | 32
PeakG | 0 | 0 | 0 | 0 | 0 | 0
PeakO | 0 | 0 | 0 | 0 | 0 | 0
ST | 0 | 0 | 0 | 0 | 0 | 0
STOG | 0 | 0 | 0 | 0 | 0 | 0
STWD | 0 | 0 | 0 | 0 | 0 | 0
WT | 0 | 0 | 0 | 0 | 0 | 0
IGCC | 0 | 0 | 0 | 0 | 0 | 0
DemandResponse | 0 | 0 | 0 | 0 | 0 | 0
IGCC-CCS | 0 | 0 | 0 | 0 | 0 | 0
WT_off | 0 | 0 | 0 | 0 | 0 | 0
PseudoUnit | 0 | 0 | 0 | 0 | 0 | 0
FixedInterchange | 0 | 0 | 0 | 0 | 0 | 0
Cumulative New Build Capacity by Reporting Type: PJM_E
ReportingType | 2015 | 2020 | 2025 | 2030 | 2035 | 2040
BM | 30 | 30 | 30 | 30 | 30 | 30
CC | 4634.3 | 4634.3 | 4634.3 | 4634.3 | 4634.3 | 4634.31
CSP | 0 | 0 | 0 | 0 | 0 | 0
CT | 26.2 | 26.2 | 26.2 | 26.2 | 329.56 | 1580.34
Coal | 27 | 27 | 27 | 27 | 27 | 27
Geo | 0 | 0 | 0 | 0 | 0 | 0
H | 0 | 0 | 0 | 0 | 0 | 0
LFG | 9.1 | 142 | 142 | 142 | 142 | 142
Nuc | 38 | 38 | 38 | 38 | 38 | 38
PS | 0 | 0 | 0 | 0 | 0 | 0
PV | 25.45 | 25.45 | 25.45 | 25.45 | 25.45 | 25.45
PeakG | 0 | 0 | 0 | 0 | 0 | 0
PeakO | 0 | 0 | 0 | 0 | 0 | 0
ST | 0 | 0 | 0 | 0 | 0 | 0
STOG | 0 | 0 | 0 | 0 | 0 | 0
STWD | 0 | 0 | 0 | 0 | 0 | 0
WT | 1150 | 1150 | 1150 | 1150 | 1150 | 1150
IGCC | 0 | 0 | 0 | 0 | 0 | 0
DemandResponse | 0 | 0 | 0 | 0 | 0 | 0
IGCC-CCS | 0 | 0 | 0 | 0 | 0 | 0
WT_off | 0 | 0 | 1100 | 1100 | 1100 | 1100
PseudoUnit | 0 | 0 | 0 | 0 | 0 | 0
FixedInterchange | 0 | 0 | 0 | 0 | 0 | 0
Cumulative New Build Capacity by Reporting Type: PJM_ROM
ReportingType | 2015 | 2020 | 2025 | 2030 | 2035 | 2040
BM | 18 | 18 | 18 | 18 | 18 | 18
CC | 1678.5 | 1678.5 | 1678.5 | 1678.5 | 4820.43 | 16304.26
CSP | 0 | 0 | 0 | 0 | 0 | 0
CT | 16 | 16 | 16 | 16 | 16 | 16
Coal | 32.5 | 32.5 | 32.5 | 32.5 | 32.5 | 32.5
Geo | 0 | 0 | 0 | 0 | 0 | 0
H | 0 | 0 | 0 | 0 | 0 | 0
LFG | 18.9 | 284 | 284 | 284 | 284 | 284
Nuc | 0 | 0 | 0 | 0 | 0 | 0
PS | 0 | 0 | 0 | 0 | 0 | 0
PV | 0 | 1446.19 | 2346.38 | 2573.8 | 2663.39 | 2756.03
PeakG | 0 | 0 | 0 | 0 | 0 | 0
PeakO | 0 | 0 | 0 | 0 | 0 | 0
ST | 0 | 0 | 0 | 0 | 0 | 0
STOG | 0 | 0 | 0 | 0 | 0 | 0
STWD | 0 | 0 | 0 | 0 | 0 | 0
WT | 479.8 | 479.8 | 1230 | 7040 | 7040 | 7040
IGCC | 0 | 0 | 0 | 0 | 0 | 0
DemandResponse | 0 | 0 | 0 | 0 | 0 | 0
IGCC-CCS | 0 | 0 | 0 | 0 | 0 | 0
WT_off | 0 | 0 | 0 | 0 | 0 | 0
PseudoUnit | 0 | 0 | 0 | 0 | 0 | 0
FixedInterchange | 0 | 0 | 0 | 0 | 0 | 0
Cumulative New Build Capacity by Reporting Type: PJM_ROR
ReportingType | 2015 | 2020 | 2025 | 2030 | 2035 | 2040
BM | 385 | 385 | 385 | 385 | 385 | 385
CC | 3077 | 3197 | 3197 | 8645.02 | 18981.47 | 18981.47
CSP | 0 | 0 | 0 | 0 | 0 | 0
CT | 29 | 29 | 29 | 29 | 29 | 29
Coal | 2164 | 2164 | 2164 | 2164 | 2164 | 2164
Geo | 0 | 0 | 0 | 0 | 0 | 0
H | 0 | 0 | 0 | 0 | 0 | 0
LFG | 57.4 | 57.4 | 571.11 | 571.11 | 571.11 | 571.11
Nuc | 38 | 38 | 38 | 38 | 38 | 38
PS | 0 | 0 | 0 | 0 | 0 | 0
PV | 0 | 0 | 0 | 0 | 0 | 0
PeakG | 0 | 0 | 0 | 0 | 0 | 0
PeakO | 0 | 0 | 0 | 0 | 0 | 0
ST | 0 | 0 | 0 | 0 | 0 | 0
STOG | 0 | 0 | 0 | 0 | 0 | 0
STWD | 0 | 0 | 0 | 0 | 0 | 0
WT | 8325.7 | 8325.7 | 8517.4 | 8517.4 | 8517.4 | 9611.45
IGCC | 0 | 0 | 0 | 0 | 0 | 0
DemandResponse | 0 | 0 | 0 | 0 | 0 | 0
IGCC-CCS | 0 | 0 | 0 | 0 | 0 | 0
WT_off | 0 | 0 | 0 | 0 | 0 | 0
PseudoUnit | 0 | 0 | 0 | 0 | 0 | 0
FixedInterchange | 0 | 0 | 0 | 0 | 0 | 0
Cumulative New Build Capacity by Reporting Type: SOCO
ReportingType | 2015 | 2020 | 2025 | 2030 | 2035 | 2040
BM | 55 | 55 | 55 | 55 | 55 | 55
CC | 5026.9 | 5213.9 | 5439.25 | 7996.53 | 7996.53 | 7996.53
CSP | 0 | 0 | 0 | 0 | 0 | 0
CT | 0 | 0 | 0 | 0 | 0 | 0
Coal | 0 | 0 | 0 | 0 | 2662.64 | 8079.93
Geo | 0 | 0 | 0 | 0 | 0 | 0
H | 0 | 0 | 0 | 0 | 0 | 0
LFG | 0 | 0 | 107.4 | 107.4 | 107.4 | 107.4
Nuc | 70 | 2270 | 2270 | 2270 | 2270 | 2270
PS | 0 | 0 | 0 | 0 | 0 | 0
PV | 0 | 0 | 0 | 0 | 0 | 0
PeakG | 0 | 0 | 0 | 0 | 0 | 0
PeakO | 0 | 0 | 0 | 0 | 0 | 0
ST | 0 | 0 | 0 | 0 | 0 | 0
STOG | 0 | 0 | 0 | 0 | 0 | 0
STWD | 0 | 0 | 0 | 0 | 0 | 0
WT | 0 | 0 | 0 | 0 | 0 | 0
IGCC | 0 | 0 | 0 | 0 | 0 | 0
DemandResponse | 0 | 0 | 0 | 0 | 0 | 0
IGCC-CCS | 0 | 0 | 0 | 0 | 0 | 0
WT_off | 0 | 0 | 0 | 0 | 0 | 0
PseudoUnit | 0 | 0 | 0 | 0 | 0 | 0
FixedInterchange | 0 | 0 | 0 | 0 | 0 | 0
Cumulative New Build Capacity by Reporting Type: SPP_N
ReportingType | 2015 | 2020 | 2025 | 2030 | 2035 | 2040
BM | 0 | 0 | 0 | 0 | 0 | 0
CC | 0 | 1159.07 | 1490.35 | 1916.53 | 1916.53 | 1916.53
CSP | 0 | 0 | 0 | 0 | 0 | 0
CT | 0 | 0 | 0 | 380.54 | 1442.28 | 2088.39
Coal | 465.04 | 465.04 | 465.04 | 465.04 | 465.04 | 1422.73
Geo | 0 | 0 | 0 | 0 | 0 | 0
H | 0 | 0 | 0 | 0 | 0 | 0
LFG | 0 | 0 | 95 | 95 | 95 | 95
Nuc | 0 | 0 | 0 | 0 | 0 | 0
PS | 0 | 0 | 0 | 0 | 0 | 0
PV | 0 | 0 | 0 | 0 | 0 | 0
PeakG | 0 | 0 | 0 | 0 | 0 | 0
PeakO | 0 | 0 | 0 | 0 | 0 | 0
ST | 0 | 0 | 0 | 0 | 0 | 0
STOG | 0 | 0 | 0 | 0 | 0 | 0
STWD | 0 | 0 | 0 | 0 | 0 | 0
WT | 0 | 0 | 0.01 | 1.55 | 429.64 | 429.64
IGCC | 0 | 0 | 0 | 0 | 0 | 0
DemandResponse | 0 | 0 | 0 | 0 | 0 | 0
IGCC-CCS | 0 | 0 | 0 | 0 | 0 | 0
WT_off | 0 | 0 | 0 | 0 | 0 | 0
PseudoUnit | 0 | 0 | 0 | 0 | 0 | 0
FixedInterchange | 0 | 0 | 0 | 0 | 0 | 0
Cumulative New Build Capacity by Reporting Type: SPP_S
ReportingType | 2015 | 2020 | 2025 | 2030 | 2035 | 2040
BM | 0 | 0 | 0 | 0 | 0 | 0
CC | 0 | 628.86 | 816.31 | 2461.01 | 2461.01 | 2461.01
CSP | 0 | 0 | 0 | 0 | 0 | 0
CT | 412.99 | 712.99 | 712.99 | 713 | 713.01 | 713.02
Coal | 988 | 988 | 988 | 988 | 988 | 988
Geo | 0 | 0 | 0 | 0 | 0 | 0
H | 0 | 0 | 0 | 0 | 0 | 0
LFG | 0 | 0 | 95 | 95 | 95 | 95
Nuc | 0 | 0 | 0 | 0 | 0 | 0
PS | 0 | 0 | 0 | 0 | 0 | 0
PV | 0 | 0 | 0 | 0 | 0 | 0
PeakG | 0 | 0 | 0 | 0 | 0 | 0
PeakO | 0 | 0 | 0 | 0 | 0 | 0
ST | 0 | 0 | 0 | 0 | 0 | 0
STOG | 0 | 0 | 0 | 0 | 0 | 0
STWD | 0 | 0 | 0 | 0 | 0 | 0
WT | 430 | 3068.25 | 3176.9 | 3554.37 | 12949.94 | 20955.68
IGCC | 0 | 0 | 0 | 0 | 0 | 0
DemandResponse | 0 | 0 | 0 | 0 | 0 | 0
IGCC-CCS | 0 | 0 | 0 | 0 | 0 | 0
WT_off | 0 | 0 | 0 | 0 | 0 | 0
PseudoUnit | 0 | 0 | 0 | 0 | 0 | 0
FixedInterchange | 0 | 0 | 0 | 0 | 0 | 0
Cumulative New Build Capacity by Reporting Type: TVA
ReportingType | 2015 | 2020 | 2025 | 2030 | 2035 | 2040
BM | 0 | 0 | 0 | 0 | 0 | 0
CC | 1418 | 2445.41 | 2664.27 | 3695.14 | 3695.14 | 3695.14
CSP | 0 | 0 | 0 | 0 | 0 | 0
CT | 0 | 1898.92 | 1898.92 | 1898.92 | 1898.92 | 1898.92
Coal | 0 | 0 | 0 | 0 | 3568.74 | 5929.99
Geo | 0 | 0 | 0 | 0 | 0 | 0
H | 0 | 0 | 0 | 0 | 0 | 0
LFG | 0 | 0 | 107.4 | 107.4 | 107.4 | 107.4
Nuc | 1697.89 | 1697.89 | 1697.89 | 1697.89 | 1697.89 | 1697.89
PS | 0 | 0 | 0 | 0 | 0 | 0
PV | 0 | 0 | 0 | 0 | 0 | 0
PeakG | 0 | 0 | 0 | 0 | 0 | 0
PeakO | 0 | 0 | 0 | 0 | 0 | 0
ST | 0 | 0 | 0 | 0 | 0 | 0
STOG | 0 | 0 | 0 | 0 | 0 | 0
STWD | 0 | 0 | 0 | 0 | 0 | 0
WT | 0 | 0 | 0 | 0 | 0 | 0
IGCC | 0 | 0 | 0 | 0 | 0 | 0
DemandResponse | 0 | 0 | 0 | 0 | 0 | 0
IGCC-CCS | 0 | 0 | 0 | 0 | 0 | 0
WT_off | 0 | 0 | 0 | 0 | 0 | 0
PseudoUnit | 0 | 0 | 0 | 0 | 0 | 0
FixedInterchange | 0 | 0 | 0 | 0 | 0 | 0
Cumulative New Build Capacity by Reporting Type: TVA_Transmission
ReportingType | 2015 | 2020 | 2025 | 2030 | 2035 | 2040
BM | 0 | 0 | 0 | 0 | 0 | 0
CC | 0 | 0 | 0 | 0 | 0 | 0
CSP | 0 | 0 | 0 | 0 | 0 | 0
CT | 0 | 0 | 0 | 0 | 0 | 0
Coal | 0 | 0 | 0 | 0 | 0 | 0
Geo | 0 | 0 | 0 | 0 | 0 | 0
H | 0 | 0 | 0 | 0 | 0 | 0
LFG | 0 | 0 | 0 | 0 | 0 | 0
Nuc | 0 | 0 | 0 | 0 | 0 | 0
PS | 0 | 0 | 0 | 0 | 0 | 0
PV | 0 | 0 | 0 | 0 | 0 | 0
PeakG | 0 | 0 | 0 | 0 | 0 | 0
PeakO | 0 | 0 | 0 | 0 | 0 | 0
ST | 0 | 0 | 0 | 0 | 0 | 0
STOG | 0 | 0 | 0 | 0 | 0 | 0
STWD | 0 | 0 | 0 | 0 | 0 | 0
WT | 0 | 0 | 0 | 0 | 0 | 0
IGCC | 0 | 0 | 0 | 0 | 0 | 0
DemandResponse | 0 | 0 | 0 | 0 | 0 | 0
IGCC-CCS | 0 | 0 | 0 | 0 | 0 | 0
WT_off | 0 | 0 | 0 | 0 | 0 | 0
PseudoUnit | 0 | 0 | 0 | 0 | 0 | 0
FixedInterchange | 0 | 0 | 0 | 0 | 0 | 0
Cumulative New Build Capacity by Reporting Type: VACAR
ReportingType | 2015 | 2020 | 2025 | 2030 | 2035 | 2040
BM | 0.92 | 348.24 | 1019.67 | 1135 | 1229.65 | 1370.69
CC | 5914.99 | 6117.52 | 7400.3 | 10127.07 | 14703.2 | 19547.23
CSP | 0 | 0 | 0 | 0 | 0 | 0
CT | 717.2 | 717.2 | 717.2 | 717.2 | 2275.64 | 2275.64
Coal | 825 | 825 | 825 | 825 | 825 | 825
Geo | 0 | 0 | 0 | 0 | 0 | 0
H | 0 | 0 | 0 | 0 | 0 | 0
LFG | 0.34 | 107.4 | 107.4 | 107.4 | 107.4 | 107.4
Nuc | 0 | 2330 | 2330 | 2330 | 2330 | 2330
PS | 0 | 0 | 0 | 0 | 0 | 0
PV | 0 | 136.4 | 143.05 | 151.3 | 159.77 | 168.65
PeakG | 0 | 0 | 0 | 0 | 0 | 0
PeakO | 0 | 0 | 0 | 0 | 0 | 0
ST | 0 | 0 | 0 | 0 | 0 | 0
STOG | 0 | 0 | 0 | 0 | 0 | 0
STWD | 0 | 0 | 0 | 0 | 0 | 0
WT | 0.9 | 3500 | 3500 | 3500 | 3500 | 3500
IGCC | 0 | 0 | 0 | 0 | 0 | 0
DemandResponse | 0 | 0 | 0 | 0 | 0 | 0
IGCC-CCS | 0 | 0 | 0 | 0 | 0 | 0
WT_off | 1 | 1 | 1 | 1 | 1 | 1
PseudoUnit | 0 | 0 | 0 | 0 | 0 | 0
FixedInterchange | 0 | 0 | 0 | 0 | 0 | 0
Cumulative New Build Capacity by Reporting Type: IESO
ReportingType | 2015 | 2020 | 2025 | 2030 | 2035 | 2040
BM | 326.33 | 326.33 | 326.33 | 326.33 | 326.33 | 326.33
CC | 1263 | 1263 | 1263 | 1263 | 1263 | 3528.81
CSP | 0 | 0 | 0 | 0 | 0 | 0
CT | 368 | 368 | 368 | 368 | 1205.57 | 1421.25
Coal | 0 | 0 | 0 | 0 | 0 | 0
Geo | 0 | 0 | 0 | 0 | 0 | 0
H | 0 | 0 | 0 | 0 | 0 | 0
LFG | 14.5 | 14.5 | 14.5 | 14.5 | 15 | 15
Nuc | 0 | 0 | 0 | 0 | 0 | 0
PS | 0 | 0 | 0 | 0 | 0 | 0
PV | 1067.26 | 1067.26 | 1067.26 | 1067.26 | 1067.26 | 1067.26
PeakG | 0 | 0 | 0 | 0 | 0 | 0
PeakO | 0 | 0 | 0 | 0 | 0 | 0
ST | 0 | 0 | 0 | 0 | 0 | 0
STOG | 0 | 0 | 0 | 0 | 0 | 0
STWD | 0 | 0 | 0 | 0 | 0 | 0
WT | 2105.9 | 2105.9 | 2105.9 | 2105.9 | 2105.9 | 2105.9
IGCC | 0 | 0 | 0 | 0 | 0 | 0
DemandResponse | 0 | 0 | 0 | 0 | 0 | 0
IGCC-CCS | 0 | 0 | 0 | 0 | 0 | 0
WT_off | 0 | 0 | 0 | 0 | 0 | 0
PseudoUnit | 0 | 0 | 0 | 0 | 0 | 0
FixedInterchange | 0 | 0 | 0 | 0 | 0 | 0
Cumulative New Build Capacity by Reporting Type: MAPP_CA
ReportingType | 2015 | 2020 | 2025 | 2030 | 2035 | 2040
BM | 0 | 0 | 0 | 0 | 0 | 0
CC | 913.07 | 1424.49 | 1598.99 | 2006.79 | 2430.74 | 2430.74
CSP | 0 | 0 | 0 | 0 | 0 | 0
CT | 0 | 0 | 0 | 0 | 0.01 | 440.75
Coal | 0 | 0 | 0 | 0 | 0 | 0
Geo | 0 | 0 | 0 | 0 | 0 | 0
H | 0 | 0 | 0 | 0 | 0 | 0
LFG | 0 | 0 | 0 | 0 | 0 | 0
Nuc | 0 | 0 | 0 | 0 | 0 | 0
PS | 0 | 0 | 0 | 0 | 0 | 0
PV | 0 | 0 | 0 | 0 | 0 | 0
PeakG | 0 | 0 | 0 | 0 | 0 | 0
PeakO | 0 | 0 | 0 | 0 | 0 | 0
ST | 0 | 0 | 0 | 0 | 0 | 0
STOG | 0 | 0 | 0 | 0 | 0 | 0
STWD | 0 | 0 | 0 | 0 | 0 | 0
WT | 302.4 | 302.4 | 302.4 | 302.4 | 302.4 | 302.4
IGCC | 0 | 0 | 0 | 0 | 0 | 0
DemandResponse | 0 | 0 | 0 | 0 | 0 | 0
IGCC-CCS | 0 | 0 | 0 | 0 | 0 | 0
WT_off | 0 | 0 | 0 | 0 | 0 | 0
PseudoUnit | 0 | 0 | 0 | 0 | 0 | 0
FixedInterchange | 0 | 0 | 0 | 0 | 0 | 0
Cumulative New Build Capacity by Reporting Type: AZ_NM_SNV_Coal
ReportingType | 2015 | 2020 | 2025 | 2030 | 2035 | 2040
BM | 0 | 0 | 0 | 0 | 0 | 0
CC | 0 | 0 | 0 | 0 | 0 | 0
CSP | 0 | 0 | 0 | 0 | 0 | 0
CT | 0 | 0 | 0 | 0 | 0 | 0
Coal | 0 | 0 | 0 | 0 | 0.01 | 6666.59
Geo | 0 | 0 | 0 | 0 | 0 | 0
H | 0 | 0 | 0 | 0 | 0 | 0
LFG | 0 | 0 | 0 | 0 | 0 | 0
Nuc | 0 | 0 | 0 | 0 | 0 | 0
PS | 0 | 0 | 0 | 0 | 0 | 0
PV | 0 | 0 | 0 | 0 | 0 | 0
PeakG | 0 | 0 | 0 | 0 | 0 | 0
PeakO | 0 | 0 | 0 | 0 | 0 | 0
ST | 0 | 0 | 0 | 0 | 0 | 0
STOG | 0 | 0 | 0 | 0 | 0 | 0
STWD | 0 | 0 | 0 | 0 | 0 | 0
WT | 0 | 0 | 0 | 0 | 0 | 0
IGCC | 0 | 0 | 0 | 0 | 0 | 0
DemandResponse | 0 | 0 | 0 | 0 | 0 | 0
IGCC-CCS | 0 | 0 | 0 | 0 | 0 | 0
WT_off | 0 | 0 | 0 | 0 | 0 | 0
PseudoUnit | 0 | 0 | 0 | 0 | 0 | 0
FixedInterchange | 0 | 0 | 0 | 0 | 0 | 0
Cumulative New Build Capacity by Reporting Type: AZ_NM_SNV_Gas
ReportingType | 2015 | 2020 | 2025 | 2030 | 2035 | 2040
BM | 0 | 0 | 0 | 0 | 0 | 0
CC | 668 | 1798.8 | 1932.4 | 4445.04 | 7866.69 | 7866.69
CSP | 0 | 0 | 0 | 0 | 0 | 0
CT | 736 | 736 | 736 | 736 | 736 | 736
Coal | 0 | 0 | 0 | 0 | 0 | 0
Geo | 0 | 0 | 0 | 0 | 0 | 0
H | 0 | 0 | 0 | 0 | 0 | 0
LFG | 0 | 0 | 0 | 0 | 0 | 0
Nuc | 0 | 0 | 0 | 0 | 0 | 0
PS | 0 | 0 | 0 | 0 | 0 | 0
PV | 0 | 0 | 0 | 0 | 0 | 0
PeakG | 0 | 0 | 0 | 0 | 0 | 0
PeakO | 0 | 0 | 0 | 0 | 0 | 0
ST | 0 | 0 | 0 | 0 | 0 | 0
STOG | 0 | 0 | 0 | 0 | 0 | 0
STWD | 0 | 0 | 0 | 0 | 0 | 0
WT | 0 | 0 | 0 | 0 | 0 | 0
IGCC | 0 | 0 | 0 | 0 | 0 | 0
DemandResponse | 0 | 0 | 0 | 0 | 0 | 0
IGCC-CCS | 0 | 0 | 0 | 0 | 0 | 0
WT_off | 0 | 0 | 0 | 0 | 0 | 0
PseudoUnit | 0 | 0 | 0 | 0 | 0 | 0
FixedInterchange | 0 | 0 | 0 | 0 | 0 | 0
Cumulative New Build Capacity by Reporting Type: AZ_NM_SNV_NucRenew
ReportingType | 2015 | 2020 | 2025 | 2030 | 2035 | 2040
BM | 0 | 0 | 0 | 0 | 0 | 0
CC | 0 | 0 | 0 | 0 | 0 | 0
CSP | 0 | 0 | 0 | 0 | 0 | 0
CT | 0 | 0 | 0 | 0 | 0 | 0
Coal | 0 | 0 | 0 | 0 | 0 | 0
Geo | 0 | 0 | 1450 | 1450 | 1450 | 1450
H | 0 | 0 | 0 | 0 | 0 | 0
LFG | 0 | 60.67 | 60.67 | 60.67 | 60.67 | 60.67
Nuc | 0 | 0 | 0 | 0 | 0 | 0
PS | 0 | 0 | 0 | 0 | 0 | 0
PV | 95.7 | 95.7 | 95.7 | 95.7 | 95.7 | 95.7
PeakG | 0 | 0 | 0 | 0 | 0 | 0
PeakO | 0 | 0 | 0 | 0 | 0 | 0
ST | 280 | 744.2 | 1022.53 | 1097.56 | 1097.57 | 1097.57
STOG | 0 | 0 | 0 | 0 | 0 | 0
STWD | 0 | 0 | 0 | 0 | 0 | 0
WT | 65.1 | 9622.73 | 9622.73 | 9931.39 | 9931.39 | 9931.39
IGCC | 0 | 0 | 0 | 0 | 0 | 0
DemandResponse | 0 | 0 | 0 | 0 | 0 | 0
IGCC-CCS | 0 | 0 | 0 | 0 | 0 | 0
WT_off | 0 | 0 | 0 | 0 | 0 | 0
PseudoUnit | 0 | 0 | 0 | 0 | 0 | 0
FixedInterchange | 0 | 0 | 0 | 0 | 0 | 0
Cumulative New Build Capacity by Reporting Type: ERCOT
ReportingType | 2015 | 2020 | 2025 | 2030 | 2035 | 2040
BM | 145 | 145 | 145 | 145 | 145 | 145
CC | 2765 | 5839.98 | 5839.98 | 7976.64 | 10754.48 | 13367.76
CSP | 0 | 0 | 0 | 0 | 0 | 0
CT | 250 | 250 | 250 | 250 | 250 | 250
Coal | 2020 | 2020 | 2020 | 2020 | 2020 | 2020
Geo | 0 | 0 | 0 | 0 | 0 | 0
H | 0 | 0 | 0 | 0 | 0 | 0
LFG | 0 | 0 | 0 | 354 | 354 | 354
Nuc | 0 | 0 | 0 | 0 | 0 | 0
PS | 0 | 0 | 0 | 0 | 0 | 0
PV | 14 | 14 | 14 | 14 | 14 | 14
PeakG | 0 | 0 | 0 | 0 | 0 | 0
PeakO | 0 | 0 | 0 | 0 | 0 | 0
ST | 0 | 0 | 0 | 0 | 0 | 0
STOG | 0 | 0 | 0 | 0 | 0 | 0
STWD | 0 | 0 | 0 | 0 | 0 | 0
WT | 350.1 | 350.1 | 350.1 | 350.1 | 350.1 | 2987.01
IGCC | 0 | 0 | 0 | 0 | 0 | 0
DemandResponse | 0 | 0 | 0 | 0 | 0 | 0
IGCC-CCS | 0 | 0 | 0 | 0 | 0 | 0
WT_off | 0 | 0 | 0 | 0 | 0 | 0
PseudoUnit | 0 | 0 | 0 | 0 | 0 | 0
FixedInterchange | 0 | 0 | 0 | 0 | 0 | 0
Cumulative New Build Capacity by Reporting Type: NP15
ReportingType | 2015 | 2020 | 2025 | 2030 | 2035 | 2040
BM | 0 | 0 | 0 | 0 | 0 | 0
CC | 940 | 940 | 940 | 940 | 940 | 940
CSP | 0 | 0 | 0 | 0 | 0 | 0
CT | 279.72 | 1098.53 | 3946.46 | 8270.83 | 12447.5 | 16834.38
Coal | 0 | 0 | 0 | 0 | 0 | 0
Geo | 0 | 285.41 | 600 | 600 | 600 | 600
H | 0 | 0 | 0 | 0 | 0 | 0
LFG | 0 | 565 | 565 | 565 | 565 | 565
Nuc | 0 | 0 | 0 | 0 | 0 | 0
PS | 0 | 0 | 0 | 0 | 0 | 0
PV | 6.5 | 6.5 | 6.5 | 6.5 | 6.5 | 6.5
PeakG | 0 | 0 | 0 | 0 | 0 | 0
PeakO | 0 | 0 | 0 | 0 | 0 | 0
ST | 29 | 29 | 29 | 29 | 29 | 29
STOG | 0 | 0 | 0 | 0 | 0 | 0
STWD | 0 | 0 | 0 | 0 | 0 | 0
WT | 101.2 | 3400 | 3400 | 3400 | 3400 | 3400
IGCC | 0 | 0 | 0 | 0 | 0 | 0
DemandResponse | 0 | 0 | 0 | 0 | 0 | 0
IGCC-CCS | 0 | 0 | 0 | 0 | 0 | 0
WT_off | 0 | 0 | 0 | 0 | 0 | 0
PseudoUnit | 0 | 0 | 0 | 0 | 0 | 0
FixedInterchange | 0 | 0 | 0 | 0 | 0 | 0
Cumulative New Build Capacity by Reporting Type: NWPP_Coal
ReportingType | 2015 | 2020 | 2025 | 2030 | 2035 | 2040
BM | 0 | 0 | 0 | 0 | 0 | 0
CC | 0 | 0 | 0 | 0 | 0 | 0
CSP | 0 | 0 | 0 | 0 | 0 | 0
CT | 0 | 0 | 0 | 0 | 0 | 0
Coal | 0 | 0 | 0 | 0 | 0 | 0
Geo | 0 | 0 | 0 | 0 | 0 | 0
H | 0 | 0 | 0 | 0 | 0 | 0
LFG | 0 | 0 | 0 | 0 | 0 | 0
Nuc | 0 | 0 | 0 | 0 | 0 | 0
PS | 0 | 0 | 0 | 0 | 0 | 0
PV | 0 | 0 | 0 | 0 | 0 | 0
PeakG | 0 | 0 | 0 | 0 | 0 | 0
PeakO | 0 | 0 | 0 | 0 | 0 | 0
ST | 0 | 0 | 0 | 0 | 0 | 0
STOG | 0 | 0 | 0 | 0 | 0 | 0
STWD | 0 | 0 | 0 | 0 | 0 | 0
WT | 0 | 0 | 0 | 0 | 0 | 0
IGCC | 0 | 0 | 0 | 0 | 0 | 0
DemandResponse | 0 | 0 | 0 | 0 | 0 | 0
IGCC-CCS | 0 | 0 | 0 | 0 | 0 | 0
WT_off | 0 | 0 | 0 | 0 | 0 | 0
PseudoUnit | 0 | 0 | 0 | 0 | 0 | 0
FixedInterchange | 0 | 0 | 0 | 0 | 0 | 0
Cumulative New Build Capacity by Reporting Type: NWPP_Gas
ReportingType | 2015 | 2020 | 2025 | 2030 | 2035 | 2040
BM | 0 | 0 | 0 | 0 | 0 | 0
CC | 300 | 300 | 491.08 | 5388.18 | 8621.65 | 9336.62
CSP | 0 | 0 | 0 | 0 | 0 | 0
CT | 150 | 150 | 150 | 150 | 150 | 150
Coal | 0 | 0 | 0 | 0 | 0.25 | 945.41
Geo | 0 | 0 | 0 | 0 | 0 | 0
H | 0 | 0 | 0 | 0 | 0 | 0
LFG | 0 | 0 | 0 | 0 | 0 | 0
Nuc | 0 | 0 | 0 | 0 | 0 | 0
PS | 0 | 0 | 0 | 0 | 0 | 0
PV | 0 | 0 | 0 | 0 | 0 | 0
PeakG | 0 | 0 | 0 | 0 | 0 | 0
PeakO | 0 | 0 | 0 | 0 | 0 | 0
ST | 0 | 0 | 0 | 0 | 0 | 0
STOG | 0 | 0 | 0 | 0 | 0 | 0
STWD | 0 | 0 | 0 | 0 | 0 | 0
WT | 0 | 0 | 0 | 0 | 0 | 0
IGCC | 0 | 0 | 0 | 0 | 0 | 0
DemandResponse | 0 | 0 | 0 | 0 | 0 | 0
IGCC-CCS | 0 | 0 | 0 | 0 | 0 | 0
WT_off | 0 | 0 | 0 | 0 | 0 | 0
PseudoUnit | 0 | 0 | 0 | 0 | 0 | 0
FixedInterchange | 0 | 0 | 0 | 0 | 0 | 0
Cumulative New Build Capacity by Reporting Type: NWPP_NucRenew
ReportingType | 2015 | 2020 | 2025 | 2030 | 2035 | 2040
BM | 32.55 | 32.55 | 32.55 | 32.55 | 32.55 | 32.55
CC | 0 | 0 | 0 | 0 | 0 | 0
CSP | 0 | 0 | 0 | 0 | 0 | 0
CT | 0 | 0 | 0 | 0 | 0 | 0
Coal | 0 | 0 | 0 | 0 | 0 | 0
Geo | 86 | 86 | 520 | 520 | 520 | 520
H | 0 | 0 | 0 | 0 | 0 | 0
LFG | 25.5 | 39.84 | 270 | 270 | 270 | 270
Nuc | 0 | 0 | 0 | 0 | 0 | 0
PS | 0 | 0 | 0 | 0 | 0 | 0
PV | 0 | 0 | 0 | 0 | 0 | 0
PeakG | 0 | 0 | 0 | 0 | 0 | 0
PeakO | 0 | 0 | 0 | 0 | 0 | 0
ST | 0 | 0 | 0 | 0 | 0 | 0
STOG | 0 | 0 | 0 | 0 | 0 | 0
STWD | 0 | 0 | 0 | 0 | 0 | 0
WT | 977.3 | 977.3 | 977.3 | 977.3 | 977.3 | 977.3
IGCC | 0 | 0 | 0 | 0 | 0 | 0
DemandResponse | 0 | 0 | 0 | 0 | 0 | 0
IGCC-CCS | 0 | 0 | 0 | 0 | 0 | 0
WT_off | 0 | 0 | 0 | 0 | 0 | 0
PseudoUnit | 0 | 0 | 0 | 0 | 0 | 0
FixedInterchange | 0 | 0 | 0 | 0 | 0 | 0
Cumulative New Build Capacity by Reporting Type: RMPA
ReportingType | 2015 | 2020 | 2025 | 2030 | 2035 | 2040
BM | 0 | 0 | 0 | 0 | 0 | 0
CC | 0 | 0 | 0 | 0 | 0 | 0
CSP | 0 | 0 | 0 | 0 | 0 | 0
CT | 152 | 152 | 152 | 152 | 152 | 152
Coal | 390 | 390 | 390 | 449.69 | 1734.88 | 3128.7
Geo | 0 | 339.59 | 2570 | 2570 | 2570 | 2570
H | 0 | 0 | 0 | 0 | 0 | 0
LFG | 1.4 | 30.33 | 30.33 | 30.33 | 30.33 | 30.33
Nuc | 0 | 0 | 0 | 0 | 0 | 0
PS | 0 | 0 | 0 | 0 | 0 | 0
PV | 1 | 1 | 1 | 1 | 1 | 1
PeakG | 0 | 0 | 0 | 0 | 0 | 0
PeakO | 0 | 0 | 0 | 0 | 0 | 0
ST | 3 | 379.1 | 404.82 | 432.27 | 432.27 | 432.27
STOG | 0 | 0 | 0 | 0 | 0 | 0
STWD | 0 | 0 | 0 | 0 | 0 | 0
WT | 765.4 | 987 | 987 | 987 | 987 | 987
IGCC | 0 | 0 | 0 | 0 | 0 | 0
DemandResponse | 0 | 0 | 0 | 0 | 0 | 0
IGCC-CCS | 0 | 0 | 0 | 0 | 0 | 0
WT_off | 0 | 0 | 0 | 0 | 0 | 0
PseudoUnit | 0 | 0 | 0 | 0 | 0 | 0
FixedInterchange | 0 | 0 | 0 | 0 | 0 | 0
Cumulative New Build Capacity by Reporting Type: SP15
ReportingType | 2015 | 2020 | 2025 | 2030 | 2035 | 2040
BM | 6 | 6 | 6 | 6 | 6 | 6
CC | 409.5 | 409.5 | 409.5 | 409.5 | 409.5 | 409.5
CSP | 0 | 0 | 0 | 0 | 0 | 0
CT | 0 | 0 | 0 | 0 | 0 | 0
Coal | 0 | 0 | 0 | 0 | 0 | 0
Geo | 50 | 1500 | 1500 | 1500 | 1500 | 1500
H | 0 | 0 | 0 | 0 | 0 | 0
LFG | 9.2 | 565 | 565 | 565 | 565 | 565
Nuc | 0 | 0 | 0 | 0 | 0 | 0
PS | 0 | 0 | 0 | 0 | 0 | 0
PV | 3.8 | 3.8 | 3.8 | 3.8 | 3.8 | 3.8
PeakG | 0 | 0 | 0 | 0 | 0 | 0
PeakO | 0 | 0 | 0 | 0 | 0 | 0
ST | 448 | 448 | 448 | 448 | 448 | 448
STOG | 0 | 0 | 0 | 0 | 0 | 0
STWD | 0 | 0 | 0 | 0 | 0 | 0
WT | 735 | 735 | 735 | 735 | 735 | 735
IGCC | 0 | 0 | 0 | 0 | 0 | 0
DemandResponse | 0 | 0 | 0 | 0 | 0 | 0
IGCC-CCS | 0 | 0 | 0 | 0 | 0 | 0
WT_off | 0 | 0 | 0 | 0 | 0 | 0
PseudoUnit | 0 | 0 | 0 | 0 | 0 | 0
FixedInterchange | 0 | 0 | 0 | 0 | 0 | 0
Cumulative New Build Capacity by Reporting Type: ALB
ReportingType | 2015 | 2020 | 2025 | 2030 | 2035 | 2040
BM | 0 | 0 | 0 | 0 | 0 | 0
CC | 393.36 | 1077.8 | 1693.54 | 2607.31 | 3799.11 | 4885.16
CSP | 0 | 0 | 0 | 0 | 0 | 0
CT | 201.5 | 201.5 | 201.5 | 201.5 | 201.5 | 201.5
Coal | 495 | 495 | 495 | 495 | 495 | 495
Geo | 0 | 0 | 0 | 0 | 0 | 0
H | 0 | 0 | 0 | 0 | 0 | 0
LFG | 0 | 0 | 0 | 0 | 0 | 0
Nuc | 0 | 0 | 0 | 0 | 0 | 0
PS | 0 | 0 | 0 | 0 | 0 | 0
PV | 0 | 0 | 0 | 0 | 0 | 0
PeakG | 0 | 0 | 0 | 0 | 0 | 0
PeakO | 0 | 0 | 0 | 0 | 0 | 0
ST | 0 | 0 | 0 | 0 | 0 | 0
STOG | 0 | 0 | 0 | 0 | 0 | 0
STWD | 0 | 0 | 0 | 0 | 0 | 0
WT | 9 | 9 | 9 | 9 | 9 | 9
IGCC | 0 | 0 | 0 | 0 | 0 | 0
DemandResponse | 0 | 0 | 0 | 0 | 0 | 0
IGCC-CCS | 0 | 0 | 0 | 0 | 0 | 0
WT_off | 0 | 0 | 0 | 0 | 0 | 0
PseudoUnit | 0 | 0 | 0 | 0 | 0 | 0
FixedInterchange | 0 | 0 | 0 | 0 | 0 | 0
Cumulative New Build Capacity by Reporting Type: BC
ReportingType | 2015 | 2020 | 2025 | 2030 | 2035 | 2040
BM | 0 | 0 | 0 | 0 | 0 | 0
CC | 1140.35 | 1575 | 2229.21 | 2760.28 | 3538.97 | 4355.81
CSP | 0 | 0 | 0 | 0 | 0 | 0
CT | 0 | 0 | 0 | 0 | 0 | 0
Coal | 0 | 0 | 0 | 0 | 0 | 0
Geo | 0 | 0 | 0 | 0 | 0 | 0
H | 0 | 0 | 0 | 0 | 0 | 0
LFG | 0 | 0 | 0 | 0 | 0 | 0
Nuc | 0 | 0 | 0 | 0 | 0 | 0
PS | 0 | 0 | 0 | 0 | 0 | 0
PV | 0 | 0 | 0 | 0 | 0 | 0
PeakG | 0 | 0 | 0 | 0 | 0 | 0
PeakO | 0 | 0 | 0 | 0 | 0 | 0
ST | 0 | 0 | 0 | 0 | 0 | 0
STOG | 0 | 0 | 0 | 0 | 0 | 0
STWD | 0 | 0 | 0 | 0 | 0 | 0
WT | 144 | 144 | 144 | 144 | 144 | 144
IGCC | 0 | 0 | 0 | 0 | 0 | 0
DemandResponse | 0 | 0 | 0 | 0 | 0 | 0
IGCC-CCS | 0 | 0 | 0 | 0 | 0 | 0
WT_off | 0 | 0 | 0 | 0 | 0 | 0
PseudoUnit | 0 | 0 | 0 | 0 | 0 | 0
FixedInterchange | 0 | 0 | 0 | 0 | 0 | 0
Cumulative New Build Capacity by Reporting Type: HQ_IESO
ReportingType | 2015 | 2020 | 2025 | 2030 | 2035 | 2040
BM | 0 | 0 | 0 | 0 | 0 | 0
CC | 0 | 0 | 0 | 0 | 0 | 0
CSP | 0 | 0 | 0 | 0 | 0 | 0
CT | 0 | 0 | 0 | 0 | 0 | 0
Coal | 0 | 0 | 0 | 0 | 0 | 0
Geo | 0 | 0 | 0 | 0 | 0 | 0
H | 0 | 0 | 0 | 0 | 0 | 0
LFG | 0 | 0 | 0 | 0 | 0 | 0
Nuc | 0 | 0 | 0 | 0 | 0 | 0
PS | 0 | 0 | 0 | 0 | 0 | 0
PV | 0 | 0 | 0 | 0 | 0 | 0
PeakG | 0 | 0 | 0 | 0 | 0 | 0
PeakO | 0 | 0 | 0 | 0 | 0 | 0
ST | 0 | 0 | 0 | 0 | 0 | 0
STOG | 0 | 0 | 0 | 0 | 0 | 0
STWD | 0 | 0 | 0 | 0 | 0 | 0
WT | 0 | 0 | 0 | 0 | 0 | 0
IGCC | 0 | 0 | 0 | 0 | 0 | 0
DemandResponse | 0 | 0 | 0 | 0 | 0 | 0
IGCC-CCS | 0 | 0 | 0 | 0 | 0 | 0
WT_off | 0 | 0 | 0 | 0 | 0 | 0
PseudoUnit | 0 | 0 | 0 | 0 | 0 | 0
FixedInterchange | 0 | 0 | 0 | 0 | 0 | 0
Cumulative New Build Capacity by Reporting Type: HQ_NEISO
ReportingType | 2015 | 2020 | 2025 | 2030 | 2035 | 2040
BM | 0 | 0 | 0 | 0 | 0 | 0
CC | 0 | 0 | 0 | 0 | 0 | 0
CSP | 0 | 0 | 0 | 0 | 0 | 0
CT | 0 | 0 | 0 | 0 | 0 | 0
Coal | 0 | 0 | 0 | 0 | 0 | 0
Geo | 0 | 0 | 0 | 0 | 0 | 0
H | 0 | 0 | 0 | 0 | 0 | 0
LFG | 0 | 0 | 0 | 0 | 0 | 0
Nuc | 0 | 0 | 0 | 0 | 0 | 0
PS | 0 | 0 | 0 | 0 | 0 | 0
PV | 0 | 0 | 0 | 0 | 0 | 0
PeakG | 0 | 0 | 0 | 0 | 0 | 0
PeakO | 0 | 0 | 0 | 0 | 0 | 0
ST | 0 | 0 | 0 | 0 | 0 | 0
STOG | 0 | 0 | 0 | 0 | 0 | 0
STWD | 0 | 0 | 0 | 0 | 0 | 0
WT | 0 | 0 | 0 | 0 | 0 | 0
IGCC | 0 | 0 | 0 | 0 | 0 | 0
DemandResponse | 0 | 0 | 0 | 0 | 0 | 0
IGCC-CCS | 0 | 0 | 0 | 0 | 0 | 0
WT_off | 0 | 0 | 0 | 0 | 0 | 0
PseudoUnit | 0 | 0 | 0 | 0 | 0 | 0
FixedInterchange | 0 | 0 | 0 | 0 | 0 | 0
Cumulative New Build Capacity by Reporting Type: HQ_NY
ReportingType | 2015 | 2020 | 2025 | 2030 | 2035 | 2040
BM | 0 | 0 | 0 | 0 | 0 | 0
CC | 0 | 0 | 0 | 0 | 0 | 0
CSP | 0 | 0 | 0 | 0 | 0 | 0
CT | 0 | 0 | 0 | 0 | 0 | 0
Coal | 0 | 0 | 0 | 0 | 0 | 0
Geo | 0 | 0 | 0 | 0 | 0 | 0
H | 0 | 0 | 0 | 0 | 0 | 0
LFG | 0 | 0 | 0 | 0 | 0 | 0
Nuc | 0 | 0 | 0 | 0 | 0 | 0
PS | 0 | 0 | 0 | 0 | 0 | 0
PV | 0 | 0 | 0 | 0 | 0 | 0
PeakG | 0 | 0 | 0 | 0 | 0 | 0
PeakO | 0 | 0 | 0 | 0 | 0 | 0
ST | 0 | 0 | 0 | 0 | 0 | 0
STOG | 0 | 0 | 0 | 0 | 0 | 0
STWD | 0 | 0 | 0 | 0 | 0 | 0
WT | 0 | 0 | 0 | 0 | 0 | 0
IGCC | 0 | 0 | 0 | 0 | 0 | 0
DemandResponse | 0 | 0 | 0 | 0 | 0 | 0
IGCC-CCS | 0 | 0 | 0 | 0 | 0 | 0
WT_off | 0 | 0 | 0 | 0 | 0 | 0
PseudoUnit | 0 | 0 | 0 | 0 | 0 | 0
FixedInterchange | 0 | 0 | 0 | 0 | 0 | 0
Cumulative New Build Capacity by Reporting Type: MARITIMES
ReportingType | 2015 | 2020 | 2025 | 2030 | 2035 | 2040
BM | 0 | 0 | 0 | 0 | 0 | 0
CC | 0 | 0 | 0 | 0 | 0 | 0
CSP | 0 | 0 | 0 | 0 | 0 | 0
CT | 0 | 0 | 0 | 0 | 0 | 0
Coal | 0 | 0 | 0 | 0 | 0 | 0
Geo | 0 | 0 | 0 | 0 | 0 | 0
H | 0 | 0 | 0 | 0 | 0 | 0
LFG | 0 | 0 | 0 | 0 | 0 | 0
Nuc | 0 | 0 | 0 | 0 | 0 | 0
PS | 0 | 0 | 0 | 0 | 0 | 0
PV | 0 | 0 | 0 | 0 | 0 | 0
PeakG | 0 | 0 | 0 | 0 | 0 | 0
PeakO | 0 | 0 | 0 | 0 | 0 | 0
ST | 0 | 0 | 0 | 0 | 0 | 0
STOG | 0 | 0 | 0 | 0 | 0 | 0
STWD | 0 | 0 | 0 | 0 | 0 | 0
WT | 0 | 0 | 0 | 0 | 0 | 0
IGCC | 0 | 0 | 0 | 0 | 0 | 0
DemandResponse | 0 | 0 | 0 | 0 | 0 | 0
IGCC-CCS | 0 | 0 | 0 | 0 | 0 | 0
WT_off | 0 | 0 | 0 | 0 | 0 | 0
PseudoUnit | 0 | 0 | 0 | 0 | 0 | 0
FixedInterchange | 0 | 0 | 0 | 0 | 0 | 0
Cumulative New Build Capacity by Reporting Type: All
ReportingType | 2015 | 2020 | 2025 | 2030 | 2035 | 2040
BM | 1251 | 1598.33 | 2269.75 | 2385.09 | 2479.74 | 2620.77
CC | 36389.83 | 51554.48 | 63762.84 | 96911.84 | 141406.12 | 176623.94
CSP | 0 | 0 | 0 | 0 | 0 | 0
CT | 6460.92 | 13029.98 | 16145.16 | 24131.16 | 37059.32 | 45660.05
Coal | 10763.64 | 10763.64 | 10763.64 | 10823.33 | 22016.55 | 44958.23
Geo | 136 | 2211 | 6640 | 6640 | 6640 | 6640
H | 0 | 0 | 0 | 0 | 0 | 0
LFG | 192 | 2145 | 4355 | 5078.5 | 5079 | 5079
Nuc | 2740.56 | 7270.56 | 7270.56 | 7270.56 | 7270.56 | 7270.56
PS | 0 | 0 | 0 | 0 | 0 | 0
PV | 1246 | 3449.49 | 4543.35 | 4795.1 | 4910 | 5028.9
PeakG | 0 | 0 | 0 | 0 | 0 | 0
PeakO | 0 | 0 | 0 | 0 | 0 | 0
ST | 760 | 1600.3 | 1904.35 | 2006.83 | 2006.84 | 2006.84
STOG | 0 | 0 | 0 | 0 | 0 | 0
STWD | 0 | 0 | 0 | 0 | 0 | 0
WT | 25342 | 50589.18 | 57434.63 | 65660.59 | 77017.63 | 89618.7
IGCC | 618 | 618 | 618 | 618 | 618 | 618.01
DemandResponse | 0 | 0 | 0 | 0 | 0 | 0
IGCC-CCS | 0 | 0 | 0 | 0 | 0 | 0
WT_off | 469 | 469 | 1569 | 1569 | 1569 | 1569
PseudoUnit | 0 | 0 | 0 | 0 | 0 | 0
FixedInterchange | 0 | 0 | 0 | 0 | 0 | 0
Cumulative New Build Capacity by Reporting Type: EI_US
ReportingType | 2015 | 2020 | 2025 | 2030 | 2035 | 2040
BM | 741.12 | 1088.44 | 1759.87 | 1875.21 | 1969.85 | 2110.89
CC | 27597.55 | 36925.91 | 47365.14 | 69115.08 | 101781.98 | 129502.84
CSP | 0 | 0 | 0 | 0 | 0 | 0
CT | 4323.69 | 10073.94 | 10341.2 | 14002.82 | 21916.74 | 25474.16
Coal | 7858.64 | 7858.64 | 7858.64 | 7858.64 | 17766.42 | 31702.53
Geo | 0 | 0 | 0 | 0 | 0 | 0
H | 0 | 0 | 0 | 0 | 0 | 0
LFG | 141.4 | 869.66 | 2849.5 | 3219 | 3219 | 3219
Nuc | 2740.56 | 7270.56 | 7270.56 | 7270.56 | 7270.56 | 7270.56
PS | 0 | 0 | 0 | 0 | 0 | 0
PV | 57.74 | 2261.23 | 3355.1 | 3606.84 | 3721.75 | 3840.65
PeakG | 0 | 0 | 0 | 0 | 0 | 0
PeakO | 0 | 0 | 0 | 0 | 0 | 0
ST | 0 | 0 | 0 | 0 | 0 | 0
STOG | 0 | 0 | 0 | 0 | 0 | 0
STWD | 0 | 0 | 0 | 0 | 0 | 0
WT | 19786.6 | 31955.75 | 38801.2 | 46718.51 | 58075.55 | 68039.71
IGCC | 618 | 618 | 618 | 618 | 618 | 618.01
DemandResponse | 0 | 0 | 0 | 0 | 0 | 0
IGCC-CCS | 0 | 0 | 0 | 0 | 0 | 0
WT_off | 469 | 469 | 1569 | 1569 | 1569 | 1569
PseudoUnit | 0 | 0 | 0 | 0 | 0 | 0
FixedInterchange | 0 | 0 | 0 | 0 | 0 | 0
Cumulative New Build Capacity by Reporting Type: EI_Canada
ReportingType | 2015 | 2020 | 2025 | 2030 | 2035 | 2040
BM | 326.33 | 326.33 | 326.33 | 326.33 | 326.33 | 326.33
CC | 2176.07 | 2687.49 | 2861.99 | 3269.79 | 3693.74 | 5959.55
CSP | 0 | 0 | 0 | 0 | 0 | 0
CT | 368 | 368 | 368 | 368 | 1205.58 | 1862.01
Coal | 0 | 0 | 0 | 0 | 0 | 0
Geo | 0 | 0 | 0 | 0 | 0 | 0
H | 0 | 0 | 0 | 0 | 0 | 0
LFG | 14.5 | 14.5 | 14.5 | 14.5 | 15 | 15
Nuc | 0 | 0 | 0 | 0 | 0 | 0
PS | 0 | 0 | 0 | 0 | 0 | 0
PV | 1067.26 | 1067.26 | 1067.26 | 1067.26 | 1067.26 | 1067.26
PeakG | 0 | 0 | 0 | 0 | 0 | 0
PeakO | 0 | 0 | 0 | 0 | 0 | 0
ST | 0 | 0 | 0 | 0 | 0 | 0
STOG | 0 | 0 | 0 | 0 | 0 | 0
STWD | 0 | 0 | 0 | 0 | 0 | 0
WT | 2408.3 | 2408.3 | 2408.3 | 2408.3 | 2408.3 | 2408.3
IGCC | 0 | 0 | 0 | 0 | 0 | 0
DemandResponse | 0 | 0 | 0 | 0 | 0 | 0
IGCC-CCS | 0 | 0 | 0 | 0 | 0 | 0
WT_off | 0 | 0 | 0 | 0 | 0 | 0
PseudoUnit | 0 | 0 | 0 | 0 | 0 | 0
FixedInterchange | 0 | 0 | 0 | 0 | 0 | 0
Cumulative New Build Capacity by Reporting Type: EI
ReportingType | 2015 | 2020 | 2025 | 2030 | 2035 | 2040
BM | 1067.45 | 1414.78 | 2086.2 | 2201.54 | 2296.19 | 2437.22
CC | 29773.63 | 39613.4 | 50227.13 | 72384.87 | 105475.72 | 135462.39
CSP | 0 | 0 | 0 | 0 | 0 | 0
CT | 4691.7 | 10441.95 | 10709.2 | 14370.83 | 23122.32 | 27336.17
Coal | 7858.64 | 7858.64 | 7858.64 | 7858.64 | 17766.42 | 31702.53
Geo | 0 | 0 | 0 | 0 | 0 | 0
H | 0 | 0 | 0 | 0 | 0 | 0
LFG | 155.9 | 884.16 | 2864 | 3233.5 | 3234 | 3234
Nuc | 2740.56 | 7270.56 | 7270.56 | 7270.56 | 7270.56 | 7270.56
PS | 0 | 0 | 0 | 0 | 0 | 0
PV | 1125 | 3328.49 | 4422.35 | 4674.1 | 4789 | 4907.9
PeakG | 0 | 0 | 0 | 0 | 0 | 0
PeakO | 0 | 0 | 0 | 0 | 0 | 0
ST | 0 | 0 | 0 | 0 | 0 | 0
STOG | 0 | 0 | 0 | 0 | 0 | 0
STWD | 0 | 0 | 0 | 0 | 0 | 0
WT | 22194.9 | 34364.05 | 41209.5 | 49126.81 | 60483.85 | 70448.01
IGCC | 618 | 618 | 618 | 618 | 618 | 618.01
DemandResponse | 0 | 0 | 0 | 0 | 0 | 0
IGCC-CCS | 0 | 0 | 0 | 0 | 0 | 0
WT_off | 469 | 469 | 1569 | 1569 | 1569 | 1569
PseudoUnit | 0 | 0 | 0 | 0 | 0 | 0
FixedInterchange | 0 | 0 | 0 | 0 | 0 | 0
Cumulative New Build Capacity by Reporting Type: Outside_EI
ReportingType | 2015 | 2020 | 2025 | 2030 | 2035 | 2040
BM | 183.55 | 183.55 | 183.55 | 183.55 | 183.55 | 183.55
CC | 6616.21 | 11941.08 | 13535.71 | 24526.97 | 35930.41 | 41161.55
CSP | 0 | 0 | 0 | 0 | 0 | 0
CT | 1769.22 | 2588.03 | 5435.96 | 9760.33 | 13937 | 18323.88
Coal | 2905 | 2905 | 2905 | 2964.69 | 4250.13 | 13255.7
Geo | 136 | 2211 | 6640 | 6640 | 6640 | 6640
H | 0 | 0 | 0 | 0 | 0 | 0
LFG | 36.1 | 1260.84 | 1491 | 1845 | 1845 | 1845
Nuc | 0 | 0 | 0 | 0 | 0 | 0
PS | 0 | 0 | 0 | 0 | 0 | 0
PV | 121 | 121 | 121 | 121 | 121 | 121
PeakG | 0 | 0 | 0 | 0 | 0 | 0
PeakO | 0 | 0 | 0 | 0 | 0 | 0
ST | 760 | 1600.3 | 1904.35 | 2006.83 | 2006.84 | 2006.84
STOG | 0 | 0 | 0 | 0 | 0 | 0
STWD | 0 | 0 | 0 | 0 | 0 | 0
WT | 3147.1 | 16225.13 | 16225.13 | 16533.78 | 16533.78 | 19170.69
IGCC | 0 | 0 | 0 | 0 | 0 | 0
DemandResponse | 0 | 0 | 0 | 0 | 0 | 0
IGCC-CCS | 0 | 0 | 0 | 0 | 0 | 0
WT_off | 0 | 0 | 0 | 0 | 0 | 0
PseudoUnit | 0 | 0 | 0 | 0 | 0 | 0
FixedInterchange | 0 | 0 | 0 | 0 | 0 | 0
#3 | Retirements of Capacity (MW)
Retirements of Capacity by Reporting Type: Entergy
ReportingType | 2015 | 2020 | 2025 | 2030 | 2035 | 2040
BM | 0 | 0 | 0 | 0 | 0 | 0
CC | 0 | 0 | 0 | 0 | 0 | 0
CSP | 0 | 0 | 0 | 0 | 0 | 0
CT | 0 | 0 | 0 | 0 | 0 | 0
Coal | 892.9 | 0 | 0 | 0 | 0 | 0
Geo | 0 | 0 | 0 | 0 | 0 | 0
H | 0 | 0 | 0 | 0 | 0 | 0
LFG | 0 | 0 | 0 | 0 | 0 | 0
Nuc | 0 | 0 | 0 | 0 | 842 | 997
PS | 0 | 0 | 0 | 0 | 0 | 0
PV | 0 | 0 | 0 | 0 | 0 | 0
PeakG | 0 | 0 | 0 | 0 | 0 | 0
PeakO | 0 | 0 | 0 | 0 | 0 | 0
ST | 0 | 0 | 0 | 0 | 0 | 0
STOG | 11316.69 | 0 | 326.87 | 0 | 0 | 0
STWD | 0 | 0 | 0 | 0 | 0 | 0
WT | 0 | 0 | 0 | 0 | 0 | 0
IGCC | 0 | 0 | 0 | 0 | 0 | 0
DemandResponse | 0 | 0 | 0 | 0 | 0 | 0
IGCC-CCS | 0 | 0 | 0 | 0 | 0 | 0
WT_off | 0 | 0 | 0 | 0 | 0 | 0
PseudoUnit | 0 | 0 | 0 | 0 | 0 | 0
FixedInterchange | 0 | 0 | 0 | 0 | 0 | 0
Retirements of Capacity by Reporting Type: FRCC
ReportingType | 2015 | 2020 | 2025 | 2030 | 2035 | 2040
BM | 0 | 0 | 0 | 0 | 0 | 0
CC | 0 | 0 | 0 | 0 | 0 | 0
CSP | 0 | 0 | 0 | 0 | 0 | 0
CT | 0 | 0 | 0 | 0 | 0 | 0
Coal | 466 | 869 | 0 | 0 | 0 | 0
Geo | 0 | 0 | 0 | 0 | 0 | 0
H | 0 | 0 | 0 | 0 | 0 | 0
LFG | 0 | 0 | 0 | 0 | 0 | 0
Nuc | 0 | 0 | 0 | 0 | 1615.33 | 1677
PS | 0 | 0 | 0 | 0 | 0 | 0
PV | 0 | 0 | 0 | 0 | 0 | 0
PeakG | 0 | 0 | 0 | 0 | 0 | 0
PeakO | 0 | 0 | 0 | 0 | 0 | 0
ST | 0 | 0 | 0 | 0 | 0 | 0
STOG | 5480.17 | 0 | 805.36 | 0 | 0 | 0
STWD | 0 | 0 | 0 | 0 | 0 | 0
WT | 0 | 0 | 0 | 0 | 0 | 0
IGCC | 0 | 0 | 0 | 0 | 0 | 0
DemandResponse | 0 | 0 | 0 | 0 | 0 | 0
IGCC-CCS | 0 | 0 | 0 | 0 | 0 | 0
WT_off | 0 | 0 | 0 | 0 | 0 | 0
PseudoUnit | 0 | 0 | 0 | 0 | 0 | 0
FixedInterchange | 0 | 0 | 0 | 0 | 0 | 0
Retirements of Capacity by Reporting Type: MAPP_US
ReportingType | 2015 | 2020 | 2025 | 2030 | 2035 | 2040
BM | 0 | 0 | 0 | 0 | 0 | 0
CC | 5.36 | 0 | 0 | 0 | 0 | 0
CSP | 0 | 0 | 0 | 0 | 0 | 0
CT | 0 | 0 | 0 | 0 | 0 | 0
Coal | 715.5 | 0 | 0 | 0 | 0 | 0
Geo | 0 | 0 | 0 | 0 | 0 | 0
H | 0 | 0 | 0 | 0 | 0 | 0
LFG | 0 | 0 | 0 | 0 | 0 | 0
Nuc | 0 | 0 | 0 | 0 | 0 | 0
PS | 0 | 0 | 0 | 0 | 0 | 0
PV | 0 | 0 | 0 | 0 | 0 | 0
PeakG | 0 | 0 | 0 | 0 | 0 | 0
PeakO | 345.99 | 0 | 0 | 0 | 0 | 0
ST | 0 | 0 | 0 | 0 | 0 | 0
STOG | 36 | 0 | 0 | 0 | 0 | 0
STWD | 0 | 0 | 0 | 0 | 0 | 0
WT | 0 | 0 | 0 | 0 | 0 | 0
IGCC | 0 | 0 | 0 | 0 | 0 | 0
DemandResponse | 0 | 0 | 0 | 0 | 0 | 0
IGCC-CCS | 0 | 0 | 0 | 0 | 0 | 0
WT_off | 0 | 0 | 0 | 0 | 0 | 0
PseudoUnit | 0 | 0 | 0 | 0 | 0 | 0
FixedInterchange | 0 | 0 | 0 | 0 | 0 | 0
Retirements of Capacity by Reporting Type: MISO_IN
ReportingType | 2015 | 2020 | 2025 | 2030 | 2035 | 2040
BM | 0 | 0 | 0 | 0 | 0 | 0
CC | 0 | 0 | 0 | 0 | 0 | 0
CSP | 0 | 0 | 0 | 0 | 0 | 0
CT | 0 | 0 | 0 | 0 | 0 | 0
Coal | 929.9 | 0 | 430.98 | 0 | 0 | 0
Geo | 0 | 0 | 0 | 0 | 0 | 0
H | 0 | 0 | 0 | 0 | 0 | 0
LFG | 0 | 0 | 0 | 0 | 0 | 0
Nuc | 0 | 0 | 0 | 0 | 0 | 0
PS | 0 | 0 | 0 | 0 | 0 | 0
PV | 0 | 0 | 0 | 0 | 0 | 0
PeakG | 0 | 0 | 0 | 0 | 0 | 0
PeakO | 0 | 0 | 0 | 0 | 0 | 0
ST | 0 | 0 | 0 | 0 | 0 | 0
STOG | 0 | 0 | 0 | 0 | 0 | 0
STWD | 0 | 0 | 0 | 0 | 0 | 0
WT | 0 | 0 | 0 | 0 | 0 | 0
IGCC | 0 | 0 | 0 | 0 | 0 | 0
DemandResponse | 0 | 0 | 0 | 0 | 0 | 0
IGCC-CCS | 0 | 0 | 0 | 0 | 0 | 0
WT_off | 0 | 0 | 0 | 0 | 0 | 0
PseudoUnit | 0 | 0 | 0 | 0 | 0 | 0
FixedInterchange | 0 | 0 | 0 | 0 | 0 | 0
Retirements of Capacity by Reporting Type: MISO_MI
ReportingType | 2015 | 2020 | 2025 | 2030 | 2035 | 2040
BM | 0 | 0 | 0 | 0 | 0 | 0
CC | 0 | 0 | 0 | 0 | 0 | 0
CSP | 0 | 0 | 0 | 0 | 0 | 0
CT | 0 | 0 | 0 | 0 | 0 | 0
Coal | 2325.99 | 0 | 1186.97 | 0 | 0 | 0
Geo | 0 | 0 | 0 | 0 | 0 | 0
H | 0 | 0 | 0 | 0 | 0 | 0
LFG | 0 | 0 | 0 | 0 | 0 | 0
Nuc | 0 | 0 | 0 | 0 | 778 | 0
PS | 0 | 0 | 0 | 0 | 0 | 0
PV | 0 | 0 | 0 | 0 | 0 | 0
PeakG | 0 | 0 | 0 | 0 | 0 | 0
PeakO | 0 | 0 | 0 | 0 | 0 | 0
ST | 0 | 0 | 0 | 0 | 0 | 0
STOG | 0 | 0 | 0 | 0 | 0 | 0
STWD | 0 | 0 | 0 | 0 | 0 | 0
WT | 0 | 0 | 0 | 0 | 0 | 0
IGCC | 0 | 0 | 0 | 0 | 0 | 0
DemandResponse | 0 | 0 | 0 | 0 | 0 | 0
IGCC-CCS | 0 | 0 | 0 | 0 | 0 | 0
WT_off | 0 | 0 | 0 | 0 | 0 | 0
PseudoUnit | 0 | 0 | 0 | 0 | 0 | 0
FixedInterchange | 0 | 0 | 0 | 0 | 0 | 0
Retirements of Capacity by Reporting Type: MISO_MO-IL
ReportingType | 2015 | 2020 | 2025 | 2030 | 2035 | 2040
BM | 0 | 0 | 0 | 0 | 0 | 0
CC | 0 | 0 | 0 | 0 | 0 | 0
CSP | 0 | 0 | 0 | 0 | 0 | 0
CT | 0 | 0 | 0 | 0 | 0 | 0
Coal | 1024.7 | 0 | 1031.97 | 0 | 0 | 0
Geo | 0 | 0 | 0 | 0 | 0 | 0
H | 0 | 0 | 0 | 0 | 0 | 0
LFG | 0 | 0 | 0 | 0 | 0 | 0
Nuc | 0 | 0 | 0 | 0 | 0 | 0
PS | 0 | 0 | 0 | 0 | 0 | 0
PV | 0 | 0 | 0 | 0 | 0 | 0
PeakG | 0 | 0 | 0 | 0 | 0 | 0
PeakO | 0 | 0 | 0 | 0 | 0 | 0
ST | 0 | 0 | 0 | 0 | 0 | 0
STOG | 0 | 0 | 0 | 0 | 0 | 0
STWD | 0 | 0 | 0 | 0 | 0 | 0
WT | 0 | 0 | 0 | 0 | 0 | 0
IGCC | 0 | 0 | 0 | 0 | 0 | 0
DemandResponse | 0 | 0 | 0 | 0 | 0 | 0
IGCC-CCS | 0 | 0 | 0 | 0 | 0 | 0
WT_off | 0 | 0 | 0 | 0 | 0 | 0
PseudoUnit | 0 | 0 | 0 | 0 | 0 | 0
FixedInterchange | 0 | 0 | 0 | 0 | 0 | 0
Retirements of Capacity by Reporting Type: MISO_W
ReportingType | 2015 | 2020 | 2025 | 2030 | 2035 | 2040
BM | 0 | 0 | 0 | 0 | 0 | 0
CC | 0 | 0 | 0 | 0 | 0 | 0
CSP | 0 | 0 | 0 | 0 | 0 | 0
CT | 0 | 0 | 0 | 0 | 0 | 0
Coal | 2910.79 | 0 | 16.17 | 0 | 0 | 0
Geo | 0 | 0 | 0 | 0 | 0 | 0
H | 0 | 0 | 0 | 0 | 0 | 0
LFG | 0 | 0 | 0 | 0 | 0 | 0
Nuc | 0 | 0 | 0 | 0 | 2361.23 | 0
PS | 0 | 0 | 0 | 0 | 0 | 0
PV | 0 | 0 | 0 | 0 | 0 | 0
PeakG | 0 | 0 | 0 | 0 | 0 | 0
PeakO | 0 | 0 | 0 | 0 | 0 | 0
ST | 0 | 0 | 0 | 0 | 0 | 0
STOG | 0 | 0 | 0 | 0 | 0 | 0
STWD | 0 | 0 | 0 | 0 | 0 | 0
WT | 0 | 0 | 0 | 0 | 0 | 0
IGCC | 0 | 0 | 0 | 0 | 0 | 0
DemandResponse | 0 | 0 | 0 | 0 | 0 | 0
IGCC-CCS | 0 | 0 | 0 | 0 | 0 | 0
WT_off | 0 | 0 | 0 | 0 | 0 | 0
PseudoUnit | 0 | 0 | 0 | 0 | 0 | 0
FixedInterchange | 0 | 0 | 0 | 0 | 0 | 0
Retirements of Capacity by Reporting Type: MISO_WUMS
ReportingType | 2015 | 2020 | 2025 | 2030 | 2035 | 2040
BM | 0 | 0 | 0 | 0 | 0 | 0
CC | 0 | 0 | 0 | 0 | 0 | 0
CSP | 0 | 0 | 0 | 0 | 0 | 0
CT | 0 | 0 | 0 | 0 | 0 | 0
Coal | 1857.1 | 260.99 | 554 | 0 | 0 | 0
Geo | 0 | 0 | 0 | 0 | 0 | 0
H | 0 | 0 | 0 | 0 | 0 | 0
LFG | 0 | 0 | 0 | 0 | 0 | 0
Nuc | 0 | 0 | 0 | 0 | 1816.9 | 0
PS | 0 | 0 | 0 | 0 | 0 | 0
PV | 0 | 0 | 0 | 0 | 0 | 0
PeakG | 0 | 0 | 0 | 0 | 0 | 0
PeakO | 0 | 0 | 0 | 0 | 0 | 0
ST | 0 | 0 | 0 | 0 | 0 | 0
STOG | 59.5 | 0 | 0 | 0 | 0 | 0
STWD | 0 | 0 | 0 | 0 | 0 | 0
WT | 0 | 0 | 0 | 0 | 0 | 0
IGCC | 0 | 0 | 0 | 0 | 0 | 0
DemandResponse | 0 | 0 | 0 | 0 | 0 | 0
IGCC-CCS | 0 | 0 | 0 | 0 | 0 | 0
WT_off | 0 | 0 | 0 | 0 | 0 | 0
PseudoUnit | 0 | 0 | 0 | 0 | 0 | 0
FixedInterchange | 0 | 0 | 0 | 0 | 0 | 0
Retirements of Capacity by Reporting Type: Nebraska
ReportingType | 2015 | 2020 | 2025 | 2030 | 2035 | 2040
BM | 0 | 0 | 0 | 0 | 0 | 0
CC | 0 | 0 | 0 | 0 | 0 | 0
CSP | 0 | 0 | 0 | 0 | 0 | 0
CT | 0 | 0 | 0 | 0 | 0 | 0
Coal | 0 | 0 | 0 | 0 | 0 | 0
Geo | 0 | 0 | 0 | 0 | 0 | 0
H | 0 | 0 | 0 | 0 | 0 | 0
LFG | 0 | 0 | 0 | 0 | 0 | 0
Nuc | 0 | 0 | 0 | 0 | 1251.8 | 0
PS | 0 | 0 | 0 | 0 | 0 | 0
PV | 0 | 0 | 0 | 0 | 0 | 0
PeakG | 0 | 0 | 0 | 0 | 0 | 0
PeakO | 0 | 0 | 0 | 0 | 0 | 0
ST | 0 | 0 | 0 | 0 | 0 | 0
STOG | 269.71 | 0 | 0 | 0 | 0 | 0
STWD | 0 | 0 | 0 | 0 | 0 | 0
WT | 0 | 0 | 0 | 0 | 0 | 0
IGCC | 0 | 0 | 0 | 0 | 0 | 0
DemandResponse | 0 | 0 | 0 | 0 | 0 | 0
IGCC-CCS | 0 | 0 | 0 | 0 | 0 | 0
WT_off | 0 | 0 | 0 | 0 | 0 | 0
PseudoUnit | 0 | 0 | 0 | 0 | 0 | 0
FixedInterchange | 0 | 0 | 0 | 0 | 0 | 0
Retirements of Capacity by Reporting Type: NEISO
ReportingType | 2015 | 2020 | 2025 | 2030 | 2035 | 2040
BM | 0 | 0 | 0 | 0 | 0 | 0
CC | 2343.4 | 0 | 0 | 0 | 0 | 0
CSP | 0 | 0 | 0 | 0 | 0 | 0
CT | 0 | 0 | 0 | 0 | 0 | 0
Coal | 2250.13 | 320 | 0 | 0 | 0 | 0
Geo | 0 | 0 | 0 | 0 | 0 | 0
H | 0 | 0 | 0 | 0 | 0 | 0
LFG | 0 | 0 | 0 | 0 | 0 | 0
Nuc | 0 | 0 | 0 | 0 | 1289 | 876.92
PS | 0 | 0 | 0 | 0 | 0 | 0
PV | 0 | 0 | 0 | 0 | 0 | 0
PeakG | 0 | 0 | 0 | 0 | 0 | 0
PeakO | 344.36 | 0 | 0 | 0 | 0 | 0
ST | 0 | 0 | 0 | 0 | 0 | 0
STOG | 6237 | 0 | 0 | 0 | 0 | 0
STWD | 0 | 0 | 0 | 0 | 0 | 0
WT | 0 | 0 | 0 | 0 | 0 | 0
IGCC | 0 | 0 | 0 | 0 | 0 | 0
DemandResponse | 0 | 0 | 0 | 0 | 0 | 0
IGCC-CCS | 0 | 0 | 0 | 0 | 0 | 0
WT_off | 0 | 0 | 0 | 0 | 468 | 0
PseudoUnit | 0 | 0 | 0 | 0 | 0 | 0
FixedInterchange | 0 | 0 | 0 | 0 | 0 | 0
Retirements of Capacity by Reporting Type: NonRTO_Midwest
ReportingType | 2015 | 2020 | 2025 | 2030 | 2035 | 2040
BM | 0 | 0 | 0 | 0 | 0 | 0
CC | 0 | 0 | 0 | 0 | 0 | 0
CSP | 0 | 0 | 0 | 0 | 0 | 0
CT | 0 | 0 | 0 | 0 | 0 | 0
Coal | 1100.88 | 0 | 0 | 0 | 0 | 0
Geo | 0 | 0 | 0 | 0 | 0 | 0
H | 0 | 0 | 0 | 0 | 0 | 0
LFG | 0 | 0 | 0 | 0 | 0 | 0
Nuc | 0 | 0 | 0 | 0 | 0 | 0
PS | 0 | 0 | 0 | 0 | 0 | 0
PV | 0 | 0 | 0 | 0 | 0 | 0
PeakG | 0 | 0 | 0 | 0 | 0 | 0
PeakO | 0 | 0 | 0 | 0 | 0 | 0
ST | 0 | 0 | 0 | 0 | 0 | 0
STOG | 0 | 0 | 0 | 0 | 0 | 0
STWD | 0 | 0 | 0 | 0 | 0 | 0
WT | 0 | 0 | 0 | 0 | 0 | 0
IGCC | 0 | 0 | 0 | 0 | 0 | 0
DemandResponse | 0 | 0 | 0 | 0 | 0 | 0
IGCC-CCS | 0 | 0 | 0 | 0 | 0 | 0
WT_off | 0 | 0 | 0 | 0 | 0 | 0
PseudoUnit | 0 | 0 | 0 | 0 | 0 | 0
FixedInterchange | 0 | 0 | 0 | 0 | 0 | 0
Retirements of Capacity by Reporting Type: NYISO_A-F
ReportingType | 2015 | 2020 | 2025 | 2030 | 2035 | 2040
BM | 0 | 0 | 0 | 0 | 0 | 0
CC | 0 | 0 | 0 | 0 | 0 | 0
CSP | 0 | 0 | 0 | 0 | 0 | 0
CT | 0 | 0 | 0 | 0 | 0 | 0
Coal | 2251.9 | 0 | 0 | 0 | 0 | 0
Geo | 0 | 0 | 0 | 0 | 0 | 0
H | 0 | 0 | 0 | 0 | 0 | 0
LFG | 0 | 0 | 0 | 0 | 0 | 0
Nuc | 0 | 0 | 0 | 621.2 | 580.5 | 852.2
PS | 0 | 0 | 0 | 0 | 0 | 0
PV | 0 | 0 | 0 | 0 | 0 | 0
PeakG | 0 | 0 | 0 | 0 | 0 | 0
PeakO | 0 | 0 | 0 | 0 | 0 | 0
ST | 0 | 0 | 0 | 0 | 0 | 0
STOG | 1701 | 0 | 0 | 0 | 0 | 0
STWD | 0 | 0 | 0 | 0 | 0 | 0
WT | 0 | 0 | 0 | 0 | 0 | 0
IGCC | 0 | 0 | 0 | 0 | 0 | 0
DemandResponse | 0 | 0 | 0 | 0 | 0 | 0
IGCC-CCS | 0 | 0 | 0 | 0 | 0 | 0
WT_off | 0 | 0 | 0 | 0 | 0 | 0
PseudoUnit | 0 | 0 | 0 | 0 | 0 | 0
FixedInterchange | 0 | 0 | 0 | 0 | 0 | 0
Retirements of Capacity by Reporting Type: NYISO_G-I
ReportingType | 2015 | 2020 | 2025 | 2030 | 2035 | 2040
BM | 0 | 0 | 0 | 0 | 0 | 0
CC | 0 | 0 | 0 | 0 | 0 | 0
CSP | 0 | 0 | 0 | 0 | 0 | 0
CT | 0 | 0 | 0 | 0 | 0 | 0
Coal | 368.2 | 0 | 0 | 0 | 0 | 0
Geo | 0 | 0 | 0 | 0 | 0 | 0
H | 0 | 0 | 0 | 0 | 0 | 0
LFG | 0 | 0 | 0 | 0 | 0 | 0
Nuc | 0 | 0 | 0 | 0 | 1019.6 | 1025
PS | 0 | 0 | 0 | 0 | 0 | 0
PV | 0 | 0 | 0 | 0 | 0 | 0
PeakG | 0 | 0 | 0 | 0 | 0 | 0
PeakO | 0 | 0 | 0 | 0 | 0 | 0
ST | 0 | 0 | 0 | 0 | 0 | 0
STOG | 2430.99 | 0 | 0 | 0 | 0 | 0
STWD | 0 | 0 | 0 | 0 | 0 | 0
WT | 0 | 0 | 0 | 0 | 0 | 0
IGCC | 0 | 0 | 0 | 0 | 0 | 0
DemandResponse | 0 | 0 | 0 | 0 | 0 | 0
IGCC-CCS | 0 | 0 | 0 | 0 | 0 | 0
WT_off | 0 | 0 | 0 | 0 | 0 | 0
PseudoUnit | 0 | 0 | 0 | 0 | 0 | 0
FixedInterchange | 0 | 0 | 0 | 0 | 0 | 0
Retirements of Capacity by Reporting Type: NYISO_J-K
ReportingType | 2015 | 2020 | 2025 | 2030 | 2035 | 2040
BM | 0 | 0 | 0 | 0 | 0 | 0
CC | 0 | 0 | 0 | 0 | 0 | 0
CSP | 0 | 0 | 0 | 0 | 0 | 0
CT | 0 | 0 | 0 | 0 | 0 | 0
Coal | 0 | 0 | 0 | 0 | 0 | 0
Geo | 0 | 0 | 0 | 0 | 0 | 0
H | 0 | 0 | 0 | 0 | 0 | 0
LFG | 0 | 0 | 0 | 0 | 0 | 0
Nuc | 0 | 0 | 0 | 0 | 0 | 0
PS | 0 | 0 | 0 | 0 | 0 | 0
PV | 0 | 0 | 0 | 0 | 32 | 0
PeakG | 0 | 0 | 0 | 0 | 0 | 0
PeakO | 0 | 0 | 0 | 0 | 0 | 0
ST | 0 | 0 | 0 | 0 | 0 | 0
STOG | 1128.59 | 0 | 0 | 0 | 0 | 0
STWD | 0 | 0 | 0 | 0 | 0 | 0
WT | 0 | 0 | 0 | 0 | 0 | 0
IGCC | 0 | 0 | 0 | 0 | 0 | 0
DemandResponse | 0 | 0 | 0 | 0 | 0 | 0
IGCC-CCS | 0 | 0 | 0 | 0 | 0 | 0
WT_off | 0 | 0 | 0 | 0 | 0 | 0
PseudoUnit | 0 | 0 | 0 | 0 | 0 | 0
FixedInterchange | 0 | 0 | 0 | 0 | 0 | 0
Retirements of Capacity by Reporting Type: PJM_E
ReportingType | 2015 | 2020 | 2025 | 2030 | 2035 | 2040
BM | 0 | 0 | 0 | 0 | 0 | 0
CC | 0 | 0 | 0 | 0 | 0 | 0
CSP | 0 | 0 | 0 | 0 | 0 | 0
CT | 0 | 0 | 0 | 0 | 0 | 0
Coal | 3284.96 | 568 | 0 | 0 | 0 | 0
Geo | 0 | 0 | 0 | 0 | 0 | 0
H | 0 | 0 | 0 | 0 | 0 | 0
LFG | 0 | 0 | 0 | 0 | 0 | 0
Nuc | 0 | 614.5 | 0 | 0 | 2224 | 1174
PS | 0 | 0 | 0 | 0 | 0 | 0
PV | 0 | 0 | 0 | 0 | 0 | 0
PeakG | 268.5 | 0 | 0 | 0 | 0 | 0
PeakO | 2.7 | 0 | 0 | 0 | 0 | 0
ST | 0 | 0 | 0 | 0 | 0 | 0
STOG | 636.48 | 0 | 0 | 0 | 0 | 0
STWD | 0 | 0 | 0 | 0 | 0 | 0
WT | 0 | 0 | 0 | 0 | 0 | 0
IGCC | 0 | 0 | 0 | 0 | 0 | 0
DemandResponse | 0 | 0 | 0 | 0 | 0 | 0
IGCC-CCS | 0 | 0 | 0 | 0 | 0 | 0
WT_off | 0 | 0 | 0 | 0 | 0 | 0
PseudoUnit | 0 | 0 | 0 | 0 | 0 | 0
FixedInterchange | 0 | 0 | 0 | 0 | 0 | 0
Retirements of Capacity by Reporting Type: PJM_ROM
ReportingType | 2015 | 2020 | 2025 | 2030 | 2035 | 2040
BM | 0 | 0 | 0 | 0 | 0 | 0
CC | 0 | 0 | 0 | 0 | 0 | 0
CSP | 0 | 0 | 0 | 0 | 0 | 0
CT | 0 | 0 | 0 | 0 | 0 | 0
Coal | 8414.94 | 0 | 0 | 0 | 0 | 0
Geo | 0 | 0 | 0 | 0 | 0 | 0
H | 0 | 0 | 0 | 0 | 0 | 0
LFG | 0 | 0 | 0 | 0 | 0 | 0
Nuc | 0 | 0 | 0 | 0 | 1732 | 899
PS | 0 | 0 | 0 | 0 | 0 | 0
PV | 0 | 0 | 0 | 0 | 0 | 0
PeakG | 0 | 0 | 0 | 0 | 0 | 0
PeakO | 270 | 0 | 0 | 0 | 0 | 0
ST | 0 | 0 | 0 | 0 | 0 | 0
STOG | 1657.82 | 0 | 0 | 0 | 0 | 0
STWD | 0 | 0 | 0 | 0 | 0 | 0
WT | 0 | 0 | 0 | 0 | 0 | 0
IGCC | 0 | 0 | 0 | 0 | 0 | 0
DemandResponse | 0 | 0 | 0 | 0 | 0 | 0
IGCC-CCS | 0 | 0 | 0 | 0 | 0 | 0
WT_off | 0 | 0 | 0 | 0 | 0 | 0
PseudoUnit | 0 | 0 | 0 | 0 | 0 | 0
FixedInterchange | 0 | 0 | 0 | 0 | 0 | 0
Retirements of Capacity by Reporting Type: PJM_ROR
ReportingType | 2015 | 2020 | 2025 | 2030 | 2035 | 2040
BM | 0 | 0 | 0 | 0 | 0 | 192
CC | 0 | 0 | 0 | 0 | 0 | 0
CSP | 0 | 0 | 0 | 0 | 0 | 0
CT | 0 | 0 | 0 | 0 | 0 | 0
Coal | 11823.06 | 5346.39 | 1035.99 | 0 | 0 | 0
Geo | 0 | 0 | 0 | 0 | 0 | 0
H | 0 | 0 | 0 | 0 | 0 | 0
LFG | 0 | 0 | 0 | 0 | 0 | 0
Nuc | 0 | 0 | 0 | 867 | 4275 | 4883.16
PS | 0 | 0 | 0 | 0 | 0 | 0
PV | 0 | 0 | 0 | 0 | 0 | 0
PeakG | 0 | 0 | 0 | 0 | 0 | 0
PeakO | 19 | 0 | 0 | 0 | 0 | 0
ST | 0 | 0 | 0 | 0 | 0 | 0
STOG | 35 | 0 | 0 | 0 | 0 | 0
STWD | 0 | 0 | 0 | 0 | 0 | 0
WT | 0 | 0 | 0 | 0 | 0 | 0
IGCC | 0 | 0 | 0 | 0 | 0 | 0
DemandResponse | 0 | 0 | 0 | 0 | 0 | 0
IGCC-CCS | 0 | 0 | 0 | 0 | 0 | 0
WT_off | 0 | 0 | 0 | 0 | 0 | 0
PseudoUnit | 0 | 0 | 0 | 0 | 0 | 0
FixedInterchange | 0 | 0 | 0 | 0 | 0 | 0
Retirements of Capacity by Reporting Type: SOCO
ReportingType | 2015 | 2020 | 2025 | 2030 | 2035 | 2040
BM | 0 | 0 | 0 | 0 | 0 | 0
CC | 0 | 0 | 0 | 0 | 0 | 0
CSP | 0 | 0 | 0 | 0 | 0 | 0
CT | 0 | 0 | 0 | 0 | 0 | 0
Coal | 8529.96 | 0 | 0 | 0 | 0 | 0
Geo | 0 | 0 | 0 | 0 | 0 | 0
H | 0 | 0 | 0 | 0 | 0 | 0
LFG | 0 | 0 | 0 | 0 | 0 | 0
Nuc | 0 | 0 | 0 | 0 | 0 | 2645.05
PS | 0 | 0 | 0 | 0 | 0 | 0
PV | 0 | 0 | 0 | 0 | 0 | 0
PeakG | 0 | 0 | 0 | 0 | 0 | 0
PeakO | 979.47 | 0 | 0 | 0 | 0 | 0
ST | 0 | 0 | 0 | 0 | 0 | 0
STOG | 854 | 0 | 0 | 0 | 0 | 0
STWD | 668 | 0 | 0 | 0 | 0 | 0
WT | 0 | 0 | 0 | 0 | 0 | 0
IGCC | 0 | 0 | 0 | 0 | 0 | 0
DemandResponse | 0 | 0 | 0 | 0 | 0 | 0
IGCC-CCS | 0 | 0 | 0 | 0 | 0 | 0
WT_off | 0 | 0 | 0 | 0 | 0 | 0
PseudoUnit | 0 | 0 | 0 | 0 | 0 | 0
FixedInterchange | 0 | 0 | 0 | 0 | 0 | 0
Retirements of Capacity by Reporting Type: SPP_N
ReportingType | 2015 | 2020 | 2025 | 2030 | 2035 | 2040
BM | 0 | 0 | 0 | 0 | 0 | 0
CC | 0 | 0 | 0 | 0 | 0 | 0
CSP | 0 | 0 | 0 | 0 | 0 | 0
CT | 0 | 0 | 0 | 0 | 0 | 0
Coal | 0 | 0 | 0 | 0 | 0 | 0
Geo | 0 | 0 | 0 | 0 | 0 | 0
H | 0 | 0 | 0 | 0 | 0 | 0
LFG | 0 | 0 | 0 | 0 | 0 | 0
Nuc | 0 | 0 | 0 | 0 | 0 | 0
PS | 0 | 0 | 0 | 0 | 0 | 0
PV | 0 | 0 | 0 | 0 | 0 | 0
PeakG | 0 | 0 | 0 | 0 | 0 | 0
PeakO | 0 | 0 | 0 | 0 | 0 | 0
ST | 0 | 0 | 0 | 0 | 0 | 0
STOG | 86.96 | 0 | 0 | 0 | 0 | 0
STWD | 0 | 0 | 0 | 0 | 0 | 0
WT | 0 | 0 | 0 | 0 | 0 | 0
IGCC | 0 | 0 | 0 | 0 | 0 | 0
DemandResponse | 0 | 0 | 0 | 0 | 0 | 0
IGCC-CCS | 0 | 0 | 0 | 0 | 0 | 0
WT_off | 0 | 0 | 0 | 0 | 0 | 0
PseudoUnit | 0 | 0 | 0 | 0 | 0 | 0
FixedInterchange | 0 | 0 | 0 | 0 | 0 | 0
Retirements of Capacity by Reporting Type: SPP_S
ReportingType | 2015 | 2020 | 2025 | 2030 | 2035 | 2040
BM | 0 | 0 | 0 | 0 | 0 | 0
CC | 0 | 0 | 0 | 0 | 0 | 0
CSP | 0 | 0 | 0 | 0 | 0 | 0
CT | 0 | 0 | 0 | 0 | 0 | 0
Coal | 529.99 | 0 | 527.99 | 0 | 0 | 0
Geo | 0 | 0 | 0 | 0 | 0 | 0
H | 0 | 0 | 0 | 0 | 0 | 0
LFG | 0 | 0 | 0 | 0 | 0 | 0
Nuc | 0 | 0 | 0 | 0 | 0 | 0
PS | 0 | 0 | 0 | 0 | 0 | 0
PV | 0 | 0 | 0 | 0 | 0 | 0
PeakG | 0 | 0 | 0 | 0 | 0 | 0
PeakO | 0 | 0 | 0 | 0 | 0 | 0
ST | 0 | 0 | 0 | 0 | 0 | 0
STOG | 4064.4 | 0 | 0 | 0 | 0 | 0
STWD | 0 | 0 | 0 | 0 | 0 | 0
WT | 0 | 0 | 0 | 0 | 0 | 0
IGCC | 0 | 0 | 0 | 0 | 0 | 0
DemandResponse | 0 | 0 | 0 | 0 | 0 | 0
IGCC-CCS | 0 | 0 | 0 | 0 | 0 | 0
WT_off | 0 | 0 | 0 | 0 | 0 | 0
PseudoUnit | 0 | 0 | 0 | 0 | 0 | 0
FixedInterchange | 0 | 0 | 0 | 0 | 0 | 0
Retirements of Capacity by Reporting Type: TVA
ReportingType | 2015 | 2020 | 2025 | 2030 | 2035 | 2040
BM | 0 | 0 | 0 | 0 | 0 | 0
CC | 0 | 0 | 0 | 0 | 0 | 0
CSP | 0 | 0 | 0 | 0 | 0 | 0
CT | 0 | 0 | 0 | 0 | 0 | 0
Coal | 3802.76 | 0 | 0 | 0 | 0 | 0
Geo | 0 | 0 | 0 | 0 | 0 | 0
H | 0 | 0 | 0 | 0 | 0 | 0
LFG | 0 | 0 | 0 | 0 | 0 | 0
Nuc | 0 | 0 | 0 | 0 | 2512.33 | 1278.67
PS | 0 | 0 | 0 | 0 | 0 | 0
PV | 0 | 0 | 0 | 0 | 0 | 0
PeakG | 0 | 0 | 0 | 0 | 0 | 0
PeakO | 0 | 0 | 0 | 0 | 0 | 0
ST | 0 | 0 | 0 | 0 | 0 | 0
STOG | 0 | 0 | 0 | 0 | 0 | 0
STWD | 0 | 0 | 0 | 0 | 0 | 0
WT | 0 | 0 | 0 | 0 | 0 | 0
IGCC | 0 | 0 | 0 | 0 | 0 | 0
DemandResponse | 0 | 0 | 0 | 0 | 0 | 0
IGCC-CCS | 0 | 0 | 0 | 0 | 0 | 0
WT_off | 0 | 0 | 0 | 0 | 0 | 0
PseudoUnit | 0 | 0 | 0 | 0 | 0 | 0
FixedInterchange | 0 | 0 | 0 | 0 | 0 | 0
Retirements of Capacity by Reporting Type: TVA_Transmission
ReportingType | 2015 | 2020 | 2025 | 2030 | 2035 | 2040
BM | 0 | 0 | 0 | 0 | 0 | 0
CC | 0 | 0 | 0 | 0 | 0 | 0
CSP | 0 | 0 | 0 | 0 | 0 | 0
CT | 0 | 0 | 0 | 0 | 0 | 0
Coal | 0 | 0 | 0 | 0 | 0 | 0
Geo | 0 | 0 | 0 | 0 | 0 | 0
H | 0 | 0 | 0 | 0 | 0 | 0
LFG | 0 | 0 | 0 | 0 | 0 | 0
Nuc | 0 | 0 | 0 | 0 | 0 | 0
PS | 0 | 0 | 0 | 0 | 0 | 0
PV | 0 | 0 | 0 | 0 | 0 | 0
PeakG | 0 | 0 | 0 | 0 | 0 | 0
PeakO | 0 | 0 | 0 | 0 | 0 | 0
ST | 0 | 0 | 0 | 0 | 0 | 0
STOG | 0 | 0 | 0 | 0 | 0 | 0
STWD | 0 | 0 | 0 | 0 | 0 | 0
WT | 0 | 0 | 0 | 0 | 0 | 0
IGCC | 0 | 0 | 0 | 0 | 0 | 0
DemandResponse | 0 | 0 | 0 | 0 | 0 | 0
IGCC-CCS | 0 | 0 | 0 | 0 | 0 | 0
WT_off | 0 | 0 | 0 | 0 | 0 | 0
PseudoUnit | 0 | 0 | 0 | 0 | 0 | 0
FixedInterchange | 0 | 0 | 0 | 0 | 0 | 0
Retirements of Capacity by Reporting Type: VACAR
ReportingType | 2015 | 2020 | 2025 | 2030 | 2035 | 2040
BM | 0 | 0 | 0 | 0 | 0 | 0
CC | 0 | 0 | 0 | 0 | 0 | 0
CSP | 0 | 0 | 0 | 0 | 0 | 0
CT | 0 | 0 | 0 | 0 | 0 | 0
Coal | 3217.39 | 697 | 758.82 | 0 | 0 | 0
Geo | 0 | 0 | 0 | 0 | 0 | 0
H | 0 | 0 | 0 | 0 | 0 | 0
LFG | 0 | 0 | 0 | 0 | 0 | 0
Nuc | 0 | 0 | 0 | 0 | 3248 | 1858
PS | 0 | 0 | 0 | 0 | 0 | 0
PV | 0 | 0 | 0 | 0 | 0 | 0
PeakG | 0 | 0 | 0 | 0 | 0 | 0
PeakO | 0 | 0 | 0 | 0 | 0 | 0
ST | 0 | 0 | 0 | 0 | 0 | 0
STOG | 0 | 0 | 0 | 0 | 0 | 0
STWD | 0 | 0 | 0 | 0 | 0 | 0
WT | 0 | 0 | 0 | 0 | 0 | 0
IGCC | 0 | 0 | 0 | 0 | 0 | 0
DemandResponse | 0 | 0 | 0 | 0 | 0 | 0
IGCC-CCS | 0 | 0 | 0 | 0 | 0 | 0
WT_off | 0 | 0 | 0 | 0 | 0 | 0
PseudoUnit | 0 | 0 | 0 | 0 | 0 | 0
FixedInterchange | 0 | 0 | 0 | 0 | 0 | 0
Retirements of Capacity by Reporting Type: IESO
ReportingType | 2015 | 2020 | 2025 | 2030 | 2035 | 2040
BM | 0 | 0 | 0 | 0 | 0 | 0
CC | 3106.62 | 0 | 0 | 0 | 0 | 0
CSP | 0 | 0 | 0 | 0 | 0 | 0
CT | 0 | 0 | 0 | 0 | 0 | 0
Coal | 6416 | 0 | 0 | 0 | 0 | 0
Geo | 0 | 0 | 0 | 0 | 0 | 0
H | 0 | 0 | 0 | 0 | 0 | 0
LFG | 0 | 0 | 0 | 0 | 0 | 0
Nuc | 0 | 0 | 0 | 0 | 1030 | 1540
PS | 0 | 0 | 0 | 0 | 0 | 0
PV | 0 | 0 | 0 | 0 | 1067.26 | 0
PeakG | 0 | 0 | 0 | 0 | 0 | 0
PeakO | 145.65 | 0 | 0 | 0 | 0 | 0
ST | 0 | 0 | 0 | 0 | 0 | 0
STOG | 2126 | 0 | 0 | 0 | 0 | 0
STWD | 139 | 0 | 0 | 0 | 0 | 0
WT | 0 | 0 | 0 | 0 | 2105.9 | 0
IGCC | 0 | 0 | 0 | 0 | 0 | 0
DemandResponse | 0 | 0 | 0 | 0 | 0 | 0
IGCC-CCS | 0 | 0 | 0 | 0 | 0 | 0
WT_off | 0 | 0 | 0 | 0 | 0 | 0
PseudoUnit | 0 | 0 | 0 | 0 | 0 | 0
FixedInterchange | 0 | 0 | 0 | 0 | 0 | 0
Retirements of Capacity by Reporting Type: MAPP_CA
ReportingType | 2015 | 2020 | 2025 | 2030 | 2035 | 2040
BM | 0 | 0 | 0 | 0 | 0 | 0
CC | 0 | 0 | 0 | 0 | 0 | 0
CSP | 0 | 0 | 0 | 0 | 0 | 0
CT | 0 | 0 | 0 | 0 | 0 | 0
Coal | 1009.4 | 0 | 0 | 0 | 0 | 0
Geo | 0 | 0 | 0 | 0 | 0 | 0
H | 0 | 0 | 0 | 0 | 0 | 0
LFG | 0 | 0 | 0 | 0 | 0 | 0
Nuc | 0 | 0 | 0 | 0 | 0 | 0
PS | 0 | 0 | 0 | 0 | 0 | 0
PV | 0 | 0 | 0 | 0 | 0 | 0
PeakG | 0 | 0 | 0 | 0 | 0 | 0
PeakO | 0 | 0 | 0 | 0 | 0 | 0
ST | 0 | 0 | 0 | 0 | 0 | 0
STOG | 0 | 0 | 0 | 0 | 0 | 0
STWD | 0 | 0 | 0 | 0 | 0 | 0
WT | 0 | 0 | 0 | 0 | 0 | 0
IGCC | 0 | 0 | 0 | 0 | 0 | 0
DemandResponse | 0 | 0 | 0 | 0 | 0 | 0
IGCC-CCS | 0 | 0 | 0 | 0 | 0 | 0
WT_off | 0 | 0 | 0 | 0 | 0 | 0
PseudoUnit | 0 | 0 | 0 | 0 | 0 | 0
FixedInterchange | 0 | 0 | 0 | 0 | 0 | 0
Retirements of Capacity by Reporting Type: AZ_NM_SNV_Coal
ReportingType | 2015 | 2020 | 2025 | 2030 | 2035 | 2040
BM | 0 | 0 | 0 | 0 | 0 | 0
CC | 0 | 0 | 0 | 0 | 0 | 0
CSP | 0 | 0 | 0 | 0 | 0 | 0
CT | 0 | 0 | 0 | 0 | 0 | 0
Coal | 0 | 0 | 0 | 0 | 0 | 0
Geo | 0 | 0 | 0 | 0 | 0 | 0
H | 0 | 0 | 0 | 0 | 0 | 0
LFG | 0 | 0 | 0 | 0 | 0 | 0
Nuc | 0 | 0 | 0 | 0 | 0 | 0
PS | 0 | 0 | 0 | 0 | 0 | 0
PV | 0 | 0 | 0 | 0 | 0 | 0
PeakG | 0 | 0 | 0 | 0 | 0 | 0
PeakO | 0 | 0 | 15 | 0 | 0 | 185
ST | 0 | 0 | 0 | 0 | 0 | 0
STOG | 0 | 0 | 0 | 0 | 0 | 0
STWD | 0 | 0 | 0 | 0 | 0 | 0
WT | 0 | 0 | 0 | 0 | 0 | 0
IGCC | 0 | 0 | 0 | 0 | 0 | 0
DemandResponse | 0 | 0 | 0 | 0 | 0 | 0
IGCC-CCS | 0 | 0 | 0 | 0 | 0 | 0
WT_off | 0 | 0 | 0 | 0 | 0 | 0
PseudoUnit | 0 | 0 | 0 | 0 | 0 | 0
FixedInterchange | 0 | 0 | 0 | 0 | 0 | 0
Retirements of Capacity by Reporting Type: AZ_NM_SNV_Gas
ReportingType | 2015 | 2020 | 2025 | 2030 | 2035 | 2040
BM | 0 | 0 | 0 | 0 | 0 | 0
CC | 943.08 | 0 | 0 | 0 | 0 | 0
CSP | 0 | 0 | 0 | 0 | 0 | 0
CT | 0 | 0 | 0 | 0 | 736 | 0
Coal | 0 | 0 | 0 | 0 | 0 | 0
Geo | 0 | 0 | 0 | 0 | 0 | 0
H | 0 | 0 | 0 | 0 | 0 | 0
LFG | 0 | 0 | 0 | 0 | 0 | 0
Nuc | 0 | 0 | 0 | 0 | 0 | 0
PS | 0 | 0 | 0 | 0 | 0 | 0
PV | 0 | 0 | 0 | 0 | 0 | 0
PeakG | 0 | 0 | 0 | 0 | 0 | 3660
PeakO | 0 | 0 | 0 | 0 | 0 | 0
ST | 0 | 0 | 0 | 0 | 0 | 0
STOG | 2064 | 0 | 0 | 0 | 0 | 0
STWD | 0 | 0 | 0 | 0 | 0 | 0
WT | 0 | 0 | 0 | 0 | 0 | 0
IGCC | 0 | 0 | 0 | 0 | 0 | 0
DemandResponse | 0 | 0 | 0 | 0 | 0 | 0
IGCC-CCS | 0 | 0 | 0 | 0 | 0 | 0
WT_off | 0 | 0 | 0 | 0 | 0 | 0
PseudoUnit | 0 | 0 | 0 | 0 | 0 | 0
FixedInterchange | 0 | 0 | 0 | 0 | 0 | 0
Retirements of Capacity by Reporting Type: AZ_NM_SNV_NucRenew
ReportingType | 2015 | 2020 | 2025 | 2030 | 2035 | 2040
BM | 0 | 0 | 0 | 0 | 0 | 0
CC | 0 | 0 | 0 | 0 | 0 | 0
CSP | 65 | 0 | 0 | 0 | 0 | 0
CT | 0 | 0 | 0 | 0 | 0 | 0
Coal | 0 | 0 | 0 | 0 | 0 | 0
Geo | 0 | 0 | 0 | 0 | 0 | 0
H | 0 | 0 | 0 | 0 | 0 | 0
LFG | 0 | 0 | 0 | 0 | 0 | 0
Nuc | 0 | 0 | 0 | 0 | 0 | 0
PS | 0 | 0 | 0 | 0 | 0 | 0
PV | 0 | 0 | 0 | 0 | 0 | 0
PeakG | 0 | 0 | 0 | 0 | 0 | 0
PeakO | 0 | 0 | 0 | 0 | 0 | 0
ST | 0 | 0 | 0 | 0 | 0 | 0
STOG | 0 | 0 | 0 | 0 | 0 | 0
STWD | 0 | 0 | 0 | 0 | 0 | 0
WT | 0 | 0 | 0 | 0 | 0 | 0
IGCC | 0 | 0 | 0 | 0 | 0 | 0
DemandResponse | 0 | 0 | 0 | 0 | 0 | 0
IGCC-CCS | 0 | 0 | 0 | 0 | 0 | 0
WT_off | 0 | 0 | 0 | 0 | 0 | 0
PseudoUnit | 0 | 0 | 0 | 0 | 0 | 0
FixedInterchange | 0 | 0 | 0 | 0 | 0 | 0
Retirements of Capacity by Reporting Type: ERCOT
ReportingType | 2015 | 2020 | 2025 | 2030 | 2035 | 2040
BM | 0 | 0 | 0 | 0 | 0 | 0
CC | 0 | 0 | 0 | 0 | 0 | 0
CSP | 0 | 0 | 0 | 0 | 0 | 0
CT | 0 | 0 | 0 | 0 | 0 | 0
Coal | 1144 | 0 | 0 | 0 | 0 | 0
Geo | 0 | 0 | 0 | 0 | 0 | 0
H | 0 | 0 | 0 | 0 | 0 | 0
LFG | 0 | 0 | 0 | 0 | 0 | 0
Nuc | 0 | 0 | 0 | 0 | 0 | 0
PS | 0 | 0 | 0 | 0 | 0 | 0
PV | 0 | 0 | 0 | 0 | 14 | 0
PeakG | 0 | 0 | 0 | 0 | 0 | 0
PeakO | 0 | 0 | 0 | 0 | 0 | 0
ST | 0 | 0 | 0 | 0 | 0 | 0
STOG | 2907.03 | 0 | 70.71 | 0 | 0 | 0
STWD | 0 | 0 | 0 | 0 | 0 | 0
WT | 0 | 0 | 0 | 0 | 0 | 0
IGCC | 0 | 0 | 0 | 0 | 0 | 0
DemandResponse | 0 | 0 | 0 | 0 | 0 | 0
IGCC-CCS | 0 | 0 | 0 | 0 | 0 | 0
WT_off | 0 | 0 | 0 | 0 | 0 | 0
PseudoUnit | 0 | 0 | 0 | 0 | 0 | 0
FixedInterchange | 0 | 0 | 0 | 0 | 0 | 0
Retirements of Capacity by Reporting Type: NP15
ReportingType | 2015 | 2020 | 2025 | 2030 | 2035 | 2040
BM | 0 | 0 | 0 | 0 | 0 | 0
CC | 0 | 0 | 0 | 0 | 0 | 0
CSP | 0 | 0 | 0 | 0 | 0 | 0
CT | 0 | 0 | 0 | 0 | 0 | 0
Coal | 163.7 | 0 | 28.2 | 0 | 0 | 0
Geo | 0 | 0 | 0 | 0 | 0 | 0
H | 0 | 0 | 0 | 0 | 0 | 0
LFG | 0 | 0 | 0 | 0 | 0 | 0
Nuc | 0 | 0 | 0 | 0 | 0 | 0
PS | 0 | 0 | 0 | 0 | 0 | 0
PV | 0 | 0 | 0 | 0 | 0 | 0
PeakG | 0 | 0 | 0 | 0 | 0 | 0
PeakO | 156 | 0 | 0 | 0 | 0 | 0
ST | 0 | 0 | 0 | 0 | 0 | 0
STOG | 1046.4 | 0 | 0 | 0 | 0 | 0
STWD | 0 | 0 | 0 | 0 | 0 | 0
WT | 0 | 0 | 0 | 0 | 0 | 0
IGCC | 0 | 0 | 0 | 0 | 0 | 0
DemandResponse | 0 | 0 | 0 | 0 | 0 | 0
IGCC-CCS | 0 | 0 | 0 | 0 | 0 | 0
WT_off | 0 | 0 | 0 | 0 | 0 | 0
PseudoUnit | 0 | 0 | 0 | 0 | 0 | 0
FixedInterchange | 0 | 0 | 0 | 0 | 0 | 0
Retirements of Capacity by Reporting Type: NWPP_Coal
ReportingType | 2015 | 2020 | 2025 | 2030 | 2035 | 2040
BM | 0 | 0 | 0 | 0 | 0 | 0
CC | 0 | 0 | 0 | 0 | 0 | 0
CSP | 0 | 0 | 0 | 0 | 0 | 0
CT | 0 | 0 | 0 | 0 | 0 | 0
Coal | 1373.88 | 0 | 0 | 0 | 0 | 0
Geo | 0 | 0 | 0 | 0 | 0 | 0
H | 0 | 0 | 0 | 0 | 0 | 0
LFG | 0 | 0 | 0 | 0 | 0 | 0
Nuc | 0 | 0 | 0 | 0 | 0 | 0
PS | 0 | 0 | 0 | 0 | 0 | 0
PV | 0 | 0 | 0 | 0 | 0 | 0
PeakG | 0 | 0 | 0 | 0 | 0 | 0
PeakO | 183 | 0 | 0 | 0 | 0 | 0
ST | 0 | 0 | 0 | 0 | 0 | 0
STOG | 0 | 0 | 0 | 0 | 0 | 0
STWD | 0 | 0 | 0 | 0 | 0 | 0
WT | 0 | 0 | 0 | 0 | 0 | 0
IGCC | 0 | 0 | 0 | 0 | 0 | 0
DemandResponse | 0 | 0 | 0 | 0 | 0 | 0
IGCC-CCS | 0 | 0 | 0 | 0 | 0 | 0
WT_off | 0 | 0 | 0 | 0 | 0 | 0
PseudoUnit | 0 | 0 | 0 | 0 | 0 | 0
FixedInterchange | 0 | 0 | 0 | 0 | 0 | 0
Retirements of Capacity by Reporting Type: NWPP_Gas
ReportingType | 2015 | 2020 | 2025 | 2030 | 2035 | 2040
BM | 0 | 0 | 0 | 0 | 0 | 0
CC | 1678 | 0 | 0 | 0 | 0 | 0
CSP | 0 | 0 | 0 | 0 | 0 | 0
CT | 0 | 0 | 0 | 0 | 150 | 0
Coal | 0 | 0 | 0 | 0 | 0 | 0
Geo | 0 | 0 | 0 | 0 | 0 | 0
H | 0 | 0 | 0 | 0 | 0 | 0
LFG | 0 | 0 | 0 | 0 | 0 | 0
Nuc | 0 | 0 | 0 | 0 | 0 | 0
PS | 0 | 0 | 0 | 0 | 0 | 0
PV | 0 | 0 | 0 | 0 | 0 | 0
PeakG | 2623 | 0 | 0 | 0 | 0 | 0
PeakO | 0 | 0 | 0 | 0 | 0 | 0
ST | 0 | 0 | 0 | 0 | 0 | 0
STOG | 786 | 0 | 0 | 0 | 0 | 0
STWD | 0 | 0 | 0 | 0 | 0 | 0
WT | 0 | 0 | 0 | 0 | 0 | 0
IGCC | 0 | 0 | 0 | 0 | 0 | 0
DemandResponse | 0 | 0 | 0 | 0 | 0 | 0
IGCC-CCS | 0 | 0 | 0 | 0 | 0 | 0
WT_off | 0 | 0 | 0 | 0 | 0 | 0
PseudoUnit | 0 | 0 | 0 | 0 | 0 | 0
FixedInterchange | 0 | 0 | 0 | 0 | 0 | 0
Retirements of Capacity by Reporting Type: NWPP_NucRenew
ReportingType | 2015 | 2020 | 2025 | 2030 | 2035 | 2040
BM | 0 | 0 | 0 | 0 | 0 | 0
CC | 0 | 0 | 0 | 0 | 0 | 0
CSP | 0 | 0 | 0 | 0 | 0 | 0
CT | 0 | 0 | 0 | 0 | 0 | 0
Coal | 0 | 0 | 0 | 0 | 0 | 0
Geo | 4.8 | 0 | 0 | 0 | 0 | 0
H | 0 | 0 | 0 | 0 | 0 | 0
LFG | 0 | 0 | 0 | 0 | 0 | 0
Nuc | 0 | 0 | 0 | 0 | 0 | 0
PS | 0 | 0 | 0 | 0 | 0 | 0
PV | 0 | 0 | 0 | 0 | 0 | 0
PeakG | 0 | 0 | 0 | 0 | 0 | 0
PeakO | 0 | 0 | 0 | 0 | 0 | 0
ST | 0 | 0 | 0 | 0 | 0 | 0
STOG | 0 | 0 | 0 | 0 | 0 | 0
STWD | 533.78 | 0 | 0 | 0 | 0 | 0
WT | 0 | 0 | 0 | 0 | 0 | 0
IGCC | 0 | 0 | 0 | 0 | 0 | 0
DemandResponse | 0 | 0 | 0 | 0 | 0 | 0
IGCC-CCS | 0 | 0 | 0 | 0 | 0 | 0
WT_off | 0 | 0 | 0 | 0 | 0 | 0
PseudoUnit | 0 | 0 | 0 | 0 | 0 | 0
FixedInterchange | 0 | 0 | 0 | 0 | 0 | 0
Retirements of Capacity by Reporting Type: RMPA
ReportingType | 2015 | 2020 | 2025 | 2030 | 2035 | 2040
BM | 0 | 0 | 0 | 0 | 0 | 0
CC | 0 | 0 | 0 | 0 | 0 | 0
CSP | 1 | 0 | 0 | 0 | 0 | 0
CT | 0 | 0 | 0 | 0 | 152 | 0
Coal | 540.71 | 170.5 | 352 | 0 | 0 | 186.29
Geo | 0 | 0 | 0 | 0 | 0 | 0
H | 0 | 0 | 0 | 0 | 0 | 0
LFG | 0 | 0 | 0 | 0 | 0 | 0
Nuc | 0 | 0 | 0 | 0 | 0 | 0
PS | 0 | 0 | 0 | 0 | 0 | 0
PV | 0 | 0 | 0 | 0 | 0 | 0
PeakG | 0 | 0 | 0 | 0 | 0 | 0
PeakO | 59.2 | 0 | 12.67 | 0 | 0 | 0
ST | 0 | 0 | 0 | 0 | 0 | 0
STOG | 217 | 0 | 0 | 0 | 0 | 0
STWD | 0 | 0 | 0 | 0 | 0 | 0
WT | 0 | 0 | 0 | 0 | 0 | 0
IGCC | 0 | 0 | 0 | 0 | 0 | 0
DemandResponse | 0 | 0 | 0 | 0 | 0 | 0
IGCC-CCS | 0 | 0 | 0 | 0 | 0 | 0
WT_off | 0 | 0 | 0 | 0 | 0 | 0
PseudoUnit | 0 | 0 | 0 | 0 | 0 | 0
FixedInterchange | 0 | 0 | 0 | 0 | 0 | 0
Retirements of Capacity by Reporting Type: SP15
ReportingType | 2015 | 2020 | 2025 | 2030 | 2035 | 2040
BM | 0 | 0 | 0 | 0 | 0 | 0
CC | 0 | 0 | 0 | 0 | 0 | 0
CSP | 409 | 0 | 0 | 0 | 0 | 0
CT | 0 | 0 | 0 | 0 | 0 | 0
Coal | 141.5 | 0 | 101.19 | 0 | 0 | 0
Geo | 0 | 0 | 0 | 0 | 0 | 0
H | 0 | 0 | 0 | 0 | 0 | 0
LFG | 0 | 0 | 0 | 0 | 0 | 0
Nuc | 0 | 0 | 0 | 0 | 0 | 0
PS | 0 | 0 | 0 | 0 | 0 | 0
PV | 0 | 0 | 0 | 0 | 3.8 | 0
PeakG | 44 | 0 | 0 | 0 | 0 | 0
PeakO | 15 | 0 | 0 | 0 | 0 | 0
ST | 0 | 0 | 0 | 0 | 0 | 0
STOG | 958 | 0 | 0 | 0 | 0 | 0
STWD | 0 | 0 | 0 | 0 | 0 | 0
WT | 126.2 | 0 | 0 | 0 | 0 | 0
IGCC | 0 | 0 | 0 | 0 | 0 | 0
DemandResponse | 0 | 0 | 0 | 0 | 0 | 0
IGCC-CCS | 0 | 0 | 0 | 0 | 0 | 0
WT_off | 0 | 0 | 0 | 0 | 0 | 0
PseudoUnit | 0 | 0 | 0 | 0 | 0 | 0
FixedInterchange | 0 | 0 | 0 | 0 | 0 | 0
Retirements of Capacity by Reporting Type: ALB
ReportingType | 2015 | 2020 | 2025 | 2030 | 2035 | 2040
BM | 0 | 0 | 0 | 0 | 0 | 0
CC | 0 | 0 | 0 | 0 | 0 | 24.1
CSP | 0 | 0 | 0 | 0 | 0 | 0
CT | 0 | 0 | 0 | 0 | 201.5 | 0
Coal | 0 | 0 | 0 | 0 | 0 | 0
Geo | 0 | 0 | 0 | 0 | 0 | 0
H | 0 | 0 | 0 | 0 | 0 | 0
LFG | 0 | 0 | 0 | 0 | 0 | 0
Nuc | 0 | 0 | 0 | 0 | 0 | 0
PS | 0 | 0 | 0 | 0 | 0 | 0
PV | 0 | 0 | 0 | 0 | 0 | 0
PeakG | 892.12 | 95.7 | 0 | 0 | 0 | 0
PeakO | 6 | 0 | 0 | 0 | 0 | 0
ST | 0 | 0 | 0 | 0 | 0 | 0
STOG | 186 | 0 | 0 | 0 | 0 | 0
STWD | 174 | 0 | 0 | 0 | 0 | 0
WT | 0 | 0 | 0 | 0 | 0 | 0
IGCC | 0 | 0 | 0 | 0 | 0 | 0
DemandResponse | 0 | 0 | 0 | 0 | 0 | 0
IGCC-CCS | 0 | 0 | 0 | 0 | 0 | 0
WT_off | 0 | 0 | 0 | 0 | 0 | 0
PseudoUnit | 0 | 0 | 0 | 0 | 0 | 0
FixedInterchange | 0 | 0 | 0 | 0 | 0 | 0
Retirements of Capacity by Reporting Type: BC
ReportingType | 2015 | 2020 | 2025 | 2030 | 2035 | 2040
BM | 0 | 0 | 0 | 0 | 0 | 0
CC | 0 | 0 | 0 | 0 | 0 | 0
CSP | 0 | 0 | 0 | 0 | 0 | 0
CT | 0 | 0 | 0 | 0 | 0 | 0
Coal | 0 | 0 | 0 | 0 | 0 | 0
Geo | 0 | 0 | 0 | 0 | 0 | 0
H | 0 | 0 | 0 | 0 | 0 | 0
LFG | 0 | 0 | 0 | 0 | 0 | 0
Nuc | 0 | 0 | 0 | 0 | 0 | 0
PS | 0 | 0 | 0 | 0 | 0 | 0
PV | 0 | 0 | 0 | 0 | 0 | 0
PeakG | 0 | 0 | 0 | 0 | 0 | 0
PeakO | 0 | 0 | 0 | 0 | 0 | 0
ST | 0 | 0 | 0 | 0 | 0 | 0
STOG | 938 | 0 | 0 | 0 | 0 | 0
STWD | 0 | 0 | 0 | 0 | 0 | 0
WT | 0 | 0 | 0 | 0 | 0 | 0
IGCC | 0 | 0 | 0 | 0 | 0 | 0
DemandResponse | 0 | 0 | 0 | 0 | 0 | 0
IGCC-CCS | 0 | 0 | 0 | 0 | 0 | 0
WT_off | 0 | 0 | 0 | 0 | 0 | 0
PseudoUnit | 0 | 0 | 0 | 0 | 0 | 0
FixedInterchange | 0 | 0 | 0 | 0 | 0 | 0
Retirements of Capacity by Reporting Type: HQ_IESO
ReportingType | 2015 | 2020 | 2025 | 2030 | 2035 | 2040
BM | 0 | 0 | 0 | 0 | 0 | 0
CC | 0 | 0 | 0 | 0 | 0 | 0
CSP | 0 | 0 | 0 | 0 | 0 | 0
CT | 0 | 0 | 0 | 0 | 0 | 0
Coal | 0 | 0 | 0 | 0 | 0 | 0
Geo | 0 | 0 | 0 | 0 | 0 | 0
H | 0 | 0 | 0 | 0 | 0 | 0
LFG | 0 | 0 | 0 | 0 | 0 | 0
Nuc | 0 | 0 | 0 | 0 | 0 | 0
PS | 0 | 0 | 0 | 0 | 0 | 0
PV | 0 | 0 | 0 | 0 | 0 | 0
PeakG | 0 | 0 | 0 | 0 | 0 | 0
PeakO | 0 | 0 | 0 | 0 | 0 | 0
ST | 0 | 0 | 0 | 0 | 0 | 0
STOG | 0 | 0 | 0 | 0 | 0 | 0
STWD | 0 | 0 | 0 | 0 | 0 | 0
WT | 0 | 0 | 0 | 0 | 0 | 0
IGCC | 0 | 0 | 0 | 0 | 0 | 0
DemandResponse | 0 | 0 | 0 | 0 | 0 | 0
IGCC-CCS | 0 | 0 | 0 | 0 | 0 | 0
WT_off | 0 | 0 | 0 | 0 | 0 | 0
PseudoUnit | 0 | 0 | 0 | 0 | 0 | 0
FixedInterchange | 0 | 0 | 0 | 0 | 0 | 0
Retirements of Capacity by Reporting Type: HQ_NEISO
ReportingType | 2015 | 2020 | 2025 | 2030 | 2035 | 2040
BM | 0 | 0 | 0 | 0 | 0 | 0
CC | 0 | 0 | 0 | 0 | 0 | 0
CSP | 0 | 0 | 0 | 0 | 0 | 0
CT | 0 | 0 | 0 | 0 | 0 | 0
Coal | 0 | 0 | 0 | 0 | 0 | 0
Geo | 0 | 0 | 0 | 0 | 0 | 0
H | 0 | 0 | 0 | 0 | 0 | 0
LFG | 0 | 0 | 0 | 0 | 0 | 0
Nuc | 0 | 0 | 0 | 0 | 0 | 0
PS | 0 | 0 | 0 | 0 | 0 | 0
PV | 0 | 0 | 0 | 0 | 0 | 0
PeakG | 0 | 0 | 0 | 0 | 0 | 0
PeakO | 0 | 0 | 0 | 0 | 0 | 0
ST | 0 | 0 | 0 | 0 | 0 | 0
STOG | 0 | 0 | 0 | 0 | 0 | 0
STWD | 0 | 0 | 0 | 0 | 0 | 0
WT | 0 | 0 | 0 | 0 | 0 | 0
IGCC | 0 | 0 | 0 | 0 | 0 | 0
DemandResponse | 0 | 0 | 0 | 0 | 0 | 0
IGCC-CCS | 0 | 0 | 0 | 0 | 0 | 0
WT_off | 0 | 0 | 0 | 0 | 0 | 0
PseudoUnit | 0 | 0 | 0 | 0 | 0 | 0
FixedInterchange | 0 | 0 | 0 | 0 | 0 | 0
Retirements of Capacity by Reporting Type: HQ_NY
ReportingType | 2015 | 2020 | 2025 | 2030 | 2035 | 2040
BM | 0 | 0 | 0 | 0 | 0 | 0
CC | 0 | 0 | 0 | 0 | 0 | 0
CSP | 0 | 0 | 0 | 0 | 0 | 0
CT | 0 | 0 | 0 | 0 | 0 | 0
Coal | 0 | 0 | 0 | 0 | 0 | 0
Geo | 0 | 0 | 0 | 0 | 0 | 0
H | 0 | 0 | 0 | 0 | 0 | 0
LFG | 0 | 0 | 0 | 0 | 0 | 0
Nuc | 0 | 0 | 0 | 0 | 0 | 0
PS | 0 | 0 | 0 | 0 | 0 | 0
PV | 0 | 0 | 0 | 0 | 0 | 0
PeakG | 0 | 0 | 0 | 0 | 0 | 0
PeakO | 0 | 0 | 0 | 0 | 0 | 0
ST | 0 | 0 | 0 | 0 | 0 | 0
STOG | 0 | 0 | 0 | 0 | 0 | 0
STWD | 0 | 0 | 0 | 0 | 0 | 0
WT | 0 | 0 | 0 | 0 | 0 | 0
IGCC | 0 | 0 | 0 | 0 | 0 | 0
DemandResponse | 0 | 0 | 0 | 0 | 0 | 0
IGCC-CCS | 0 | 0 | 0 | 0 | 0 | 0
WT_off | 0 | 0 | 0 | 0 | 0 | 0
PseudoUnit | 0 | 0 | 0 | 0 | 0 | 0
FixedInterchange | 0 | 0 | 0 | 0 | 0 | 0
Retirements of Capacity by Reporting Type: MARITIMES
ReportingType | 2015 | 2020 | 2025 | 2030 | 2035 | 2040
BM | 0 | 0 | 0 | 0 | 0 | 0
CC | 0 | 0 | 0 | 0 | 0 | 0
CSP | 0 | 0 | 0 | 0 | 0 | 0
CT | 0 | 0 | 0 | 0 | 0 | 0
Coal | 0 | 0 | 0 | 0 | 0 | 0
Geo | 0 | 0 | 0 | 0 | 0 | 0
H | 0 | 0 | 0 | 0 | 0 | 0
LFG | 0 | 0 | 0 | 0 | 0 | 0
Nuc | 0 | 0 | 0 | 0 | 0 | 0
PS | 0 | 0 | 0 | 0 | 0 | 0
PV | 0 | 0 | 0 | 0 | 0 | 0
PeakG | 0 | 0 | 0 | 0 | 0 | 0
PeakO | 0 | 0 | 0 | 0 | 0 | 0
ST | 0 | 0 | 0 | 0 | 0 | 0
STOG | 0 | 0 | 0 | 0 | 0 | 0
STWD | 0 | 0 | 0 | 0 | 0 | 0
WT | 0 | 0 | 0 | 0 | 0 | 0
IGCC | 0 | 0 | 0 | 0 | 0 | 0
DemandResponse | 0 | 0 | 0 | 0 | 0 | 0
IGCC-CCS | 0 | 0 | 0 | 0 | 0 | 0
WT_off | 0 | 0 | 0 | 0 | 0 | 0
PseudoUnit | 0 | 0 | 0 | 0 | 0 | 0
FixedInterchange | 0 | 0 | 0 | 0 | 0 | 0
Retirements of Capacity by Reporting Type: All
ReportingType | 2015 | 2020 | 2025 | 2030 | 2035 | 2040
BM | 0 | 0 | 0 | 0 | 0 | 192
CC | 8076.45 | 0 | 0 | 0 | 0 | 24.1
CSP | 475 | 0 | 0 | 0 | 0 | 0
CT | 0 | 0 | 0 | 0 | 1239.5 | 0
Coal | 67486.22 | 8231.88 | 6024.28 | 0 | 0 | 186.29
Geo | 4.8 | 0 | 0 | 0 | 0 | 0
H | 0 | 0 | 0 | 0 | 0 | 0
LFG | 0 | 0 | 0 | 0 | 0 | 0
Nuc | 0 | 614.5 | 0 | 1488.2 | 26575.7 | 19706
PS | 0 | 0 | 0 | 0 | 0 | 0
PV | 0 | 0 | 0 | 0 | 1117.06 | 0
PeakG | 3827.62 | 95.7 | 0 | 0 | 0 | 3660
PeakO | 2526.37 | 0 | 27.66 | 0 | 0 | 185
ST | 0 | 0 | 0 | 0 | 0 | 0
STOG | 47222.72 | 0 | 1202.93 | 0 | 0 | 0
STWD | 1514.78 | 0 | 0 | 0 | 0 | 0
WT | 126.2 | 0 | 0 | 0 | 2105.9 | 0
IGCC | 0 | 0 | 0 | 0 | 0 | 0
DemandResponse | 0 | 0 | 0 | 0 | 0 | 0
IGCC-CCS | 0 | 0 | 0 | 0 | 0 | 0
WT_off | 0 | 0 | 0 | 0 | 468 | 0
PseudoUnit | 0 | 0 | 0 | 0 | 0 | 0
FixedInterchange | 0 | 0 | 0 | 0 | 0 | 0
Retirements of Capacity by Reporting Type: EI_US
ReportingType | 2015 | 2020 | 2025 | 2030 | 2035 | 2040
BM | 0 | 0 | 0 | 0 | 0 | 192
CC | 2348.76 | 0 | 0 | 0 | 0 | 0
CSP | 0 | 0 | 0 | 0 | 0 | 0
CT | 0 | 0 | 0 | 0 | 0 | 0
Coal | 56697.02 | 8061.38 | 5542.89 | 0 | 0 | 0
Geo | 0 | 0 | 0 | 0 | 0 | 0
H | 0 | 0 | 0 | 0 | 0 | 0
LFG | 0 | 0 | 0 | 0 | 0 | 0
Nuc | 0 | 614.5 | 0 | 1488.2 | 25545.7 | 18166
PS | 0 | 0 | 0 | 0 | 0 | 0
PV | 0 | 0 | 0 | 0 | 32 | 0
PeakG | 268.5 | 0 | 0 | 0 | 0 | 0
PeakO | 1961.53 | 0 | 0 | 0 | 0 | 0
ST | 0 | 0 | 0 | 0 | 0 | 0
STOG | 35994.29 | 0 | 1132.22 | 0 | 0 | 0
STWD | 668 | 0 | 0 | 0 | 0 | 0
WT | 0 | 0 | 0 | 0 | 0 | 0
IGCC | 0 | 0 | 0 | 0 | 0 | 0
DemandResponse | 0 | 0 | 0 | 0 | 0 | 0
IGCC-CCS | 0 | 0 | 0 | 0 | 0 | 0
WT_off | 0 | 0 | 0 | 0 | 468 | 0
PseudoUnit | 0 | 0 | 0 | 0 | 0 | 0
FixedInterchange | 0 | 0 | 0 | 0 | 0 | 0
Retirements of Capacity by Reporting Type: EI_Canada
ReportingType | 2015 | 2020 | 2025 | 2030 | 2035 | 2040
BM | 0 | 0 | 0 | 0 | 0 | 0
CC | 3106.62 | 0 | 0 | 0 | 0 | 0
CSP | 0 | 0 | 0 | 0 | 0 | 0
CT | 0 | 0 | 0 | 0 | 0 | 0
Coal | 7425.4 | 0 | 0 | 0 | 0 | 0
Geo | 0 | 0 | 0 | 0 | 0 | 0
H | 0 | 0 | 0 | 0 | 0 | 0
LFG | 0 | 0 | 0 | 0 | 0 | 0
Nuc | 0 | 0 | 0 | 0 | 1030 | 1540
PS | 0 | 0 | 0 | 0 | 0 | 0
PV | 0 | 0 | 0 | 0 | 1067.26 | 0
PeakG | 0 | 0 | 0 | 0 | 0 | 0
PeakO | 145.65 | 0 | 0 | 0 | 0 | 0
ST | 0 | 0 | 0 | 0 | 0 | 0
STOG | 2126 | 0 | 0 | 0 | 0 | 0
STWD | 139 | 0 | 0 | 0 | 0 | 0
WT | 0 | 0 | 0 | 0 | 2105.9 | 0
IGCC | 0 | 0 | 0 | 0 | 0 | 0
DemandResponse | 0 | 0 | 0 | 0 | 0 | 0
IGCC-CCS | 0 | 0 | 0 | 0 | 0 | 0
WT_off | 0 | 0 | 0 | 0 | 0 | 0
PseudoUnit | 0 | 0 | 0 | 0 | 0 | 0
FixedInterchange | 0 | 0 | 0 | 0 | 0 | 0
Retirements of Capacity by Reporting Type: EI
ReportingType | 2015 | 2020 | 2025 | 2030 | 2035 | 2040
BM | 0 | 0 | 0 | 0 | 0 | 192
CC | 5455.38 | 0 | 0 | 0 | 0 | 0
CSP | 0 | 0 | 0 | 0 | 0 | 0
CT | 0 | 0 | 0 | 0 | 0 | 0
Coal | 64122.43 | 8061.38 | 5542.89 | 0 | 0 | 0
Geo | 0 | 0 | 0 | 0 | 0 | 0
H | 0 | 0 | 0 | 0 | 0 | 0
LFG | 0 | 0 | 0 | 0 | 0 | 0
Nuc | 0 | 614.5 | 0 | 1488.2 | 26575.7 | 19706
PS | 0 | 0 | 0 | 0 | 0 | 0
PV | 0 | 0 | 0 | 0 | 1099.26 | 0
PeakG | 268.5 | 0 | 0 | 0 | 0 | 0
PeakO | 2107.17 | 0 | 0 | 0 | 0 | 0
ST | 0 | 0 | 0 | 0 | 0 | 0
STOG | 38120.29 | 0 | 1132.22 | 0 | 0 | 0
STWD | 807 | 0 | 0 | 0 | 0 | 0
WT | 0 | 0 | 0 | 0 | 2105.9 | 0
IGCC | 0 | 0 | 0 | 0 | 0 | 0
DemandResponse | 0 | 0 | 0 | 0 | 0 | 0
IGCC-CCS | 0 | 0 | 0 | 0 | 0 | 0
WT_off | 0 | 0 | 0 | 0 | 468 | 0
PseudoUnit | 0 | 0 | 0 | 0 | 0 | 0
FixedInterchange | 0 | 0 | 0 | 0 | 0 | 0
Retirements of Capacity by Reporting Type: Outside_EI
ReportingType | 2015 | 2020 | 2025 | 2030 | 2035 | 2040
BM | 0 | 0 | 0 | 0 | 0 | 0
CC | 2621.08 | 0 | 0 | 0 | 0 | 24.1
CSP | 475 | 0 | 0 | 0 | 0 | 0
CT | 0 | 0 | 0 | 0 | 1239.5 | 0
Coal | 3363.79 | 170.5 | 481.39 | 0 | 0 | 186.29
Geo | 4.8 | 0 | 0 | 0 | 0 | 0
H | 0 | 0 | 0 | 0 | 0 | 0
LFG | 0 | 0 | 0 | 0 | 0 | 0
Nuc | 0 | 0 | 0 | 0 | 0 | 0
PS | 0 | 0 | 0 | 0 | 0 | 0
PV | 0 | 0 | 0 | 0 | 17.8 | 0
PeakG | 3559.12 | 95.7 | 0 | 0 | 0 | 3660
PeakO | 419.2 | 0 | 27.66 | 0 | 0 | 185
ST | 0 | 0 | 0 | 0 | 0 | 0
STOG | 9102.43 | 0 | 70.71 | 0 | 0 | 0
STWD | 707.78 | 0 | 0 | 0 | 0 | 0
WT | 126.2 | 0 | 0 | 0 | 0 | 0
IGCC | 0 | 0 | 0 | 0 | 0 | 0
DemandResponse | 0 | 0 | 0 | 0 | 0 | 0
IGCC-CCS | 0 | 0 | 0 | 0 | 0 | 0
WT_off | 0 | 0 | 0 | 0 | 0 | 0
PseudoUnit | 0 | 0 | 0 | 0 | 0 | 0
FixedInterchange | 0 | 0 | 0 | 0 | 0 | 0
#4 | Cumulative Retirements of Capacity (MW)
Cumulative Retirements of Capacity by Reporting Type: Entergy
ReportingType | 2015 | 2020 | 2025 | 2030 | 2035 | 2040
BM | 0 | 0 | 0 | 0 | 0 | 0
CC | 0 | 0 | 0 | 0 | 0 | 0
CSP | 0 | 0 | 0 | 0 | 0 | 0
CT | 0 | 0 | 0 | 0 | 0 | 0
Coal | 892.9 | 892.9 | 892.9 | 892.9 | 892.9 | 892.9
Geo | 0 | 0 | 0 | 0 | 0 | 0
H | 0 | 0 | 0 | 0 | 0 | 0
LFG | 0 | 0 | 0 | 0 | 0 | 0
Nuc | 0 | 0 | 0 | 0 | 842 | 1839
PS | 0 | 0 | 0 | 0 | 0 | 0
PV | 0 | 0 | 0 | 0 | 0 | 0
PeakG | 0 | 0 | 0 | 0 | 0 | 0
PeakO | 0 | 0 | 0 | 0 | 0 | 0
ST | 0 | 0 | 0 | 0 | 0 | 0
STOG | 11316.69 | 11316.69 | 11643.55 | 11643.55 | 11643.55 | 11643.55
STWD | 0 | 0 | 0 | 0 | 0 | 0
WT | 0 | 0 | 0 | 0 | 0 | 0
IGCC | 0 | 0 | 0 | 0 | 0 | 0
DemandResponse | 0 | 0 | 0 | 0 | 0 | 0
IGCC-CCS | 0 | 0 | 0 | 0 | 0 | 0
WT_off | 0 | 0 | 0 | 0 | 0 | 0
PseudoUnit | 0 | 0 | 0 | 0 | 0 | 0
FixedInterchange | 0 | 0 | 0 | 0 | 0 | 0
Cumulative Retirements of Capacity by Reporting Type: FRCC
ReportingType | 2015 | 2020 | 2025 | 2030 | 2035 | 2040
BM | 0 | 0 | 0 | 0 | 0 | 0
CC | 0 | 0 | 0 | 0 | 0 | 0
CSP | 0 | 0 | 0 | 0 | 0 | 0
CT | 0 | 0 | 0 | 0 | 0 | 0
Coal | 466 | 1335 | 1335 | 1335 | 1335 | 1335
Geo | 0 | 0 | 0 | 0 | 0 | 0
H | 0 | 0 | 0 | 0 | 0 | 0
LFG | 0 | 0 | 0 | 0 | 0 | 0
Nuc | 0 | 0 | 0 | 0 | 1615.33 | 3292.33
PS | 0 | 0 | 0 | 0 | 0 | 0
PV | 0 | 0 | 0 | 0 | 0 | 0
PeakG | 0 | 0 | 0 | 0 | 0 | 0
PeakO | 0 | 0 | 0 | 0 | 0 | 0
ST | 0 | 0 | 0 | 0 | 0 | 0
STOG | 5480.17 | 5480.17 | 6285.53 | 6285.53 | 6285.53 | 6285.53
STWD | 0 | 0 | 0 | 0 | 0 | 0
WT | 0 | 0 | 0 | 0 | 0 | 0
IGCC | 0 | 0 | 0 | 0 | 0 | 0
DemandResponse | 0 | 0 | 0 | 0 | 0 | 0
IGCC-CCS | 0 | 0 | 0 | 0 | 0 | 0
WT_off | 0 | 0 | 0 | 0 | 0 | 0
PseudoUnit | 0 | 0 | 0 | 0 | 0 | 0
FixedInterchange | 0 | 0 | 0 | 0 | 0 | 0
Cumulative Retirements of Capacity by Reporting Type: MAPP_US
ReportingType | 2015 | 2020 | 2025 | 2030 | 2035 | 2040
BM | 0 | 0 | 0 | 0 | 0 | 0
CC | 5.36 | 5.36 | 5.36 | 5.36 | 5.36 | 5.36
CSP | 0 | 0 | 0 | 0 | 0 | 0
CT | 0 | 0 | 0 | 0 | 0 | 0
Coal | 715.5 | 715.5 | 715.5 | 715.5 | 715.5 | 715.5
Geo | 0 | 0 | 0 | 0 | 0 | 0
H | 0 | 0 | 0 | 0 | 0 | 0
LFG | 0 | 0 | 0 | 0 | 0 | 0
Nuc | 0 | 0 | 0 | 0 | 0 | 0
PS | 0 | 0 | 0 | 0 | 0 | 0
PV | 0 | 0 | 0 | 0 | 0 | 0
PeakG | 0 | 0 | 0 | 0 | 0 | 0
PeakO | 345.99 | 345.99 | 345.99 | 345.99 | 345.99 | 345.99
ST | 0 | 0 | 0 | 0 | 0 | 0
STOG | 36 | 36 | 36 | 36 | 36 | 36
STWD | 0 | 0 | 0 | 0 | 0 | 0
WT | 0 | 0 | 0 | 0 | 0 | 0
IGCC | 0 | 0 | 0 | 0 | 0 | 0
DemandResponse | 0 | 0 | 0 | 0 | 0 | 0
IGCC-CCS | 0 | 0 | 0 | 0 | 0 | 0
WT_off | 0 | 0 | 0 | 0 | 0 | 0
PseudoUnit | 0 | 0 | 0 | 0 | 0 | 0
FixedInterchange | 0 | 0 | 0 | 0 | 0 | 0
Cumulative Retirements of Capacity by Reporting Type: MISO_IN
ReportingType | 2015 | 2020 | 2025 | 2030 | 2035 | 2040
BM | 0 | 0 | 0 | 0 | 0 | 0
CC | 0 | 0 | 0 | 0 | 0 | 0
CSP | 0 | 0 | 0 | 0 | 0 | 0
CT | 0 | 0 | 0 | 0 | 0 | 0
Coal | 929.9 | 929.9 | 1360.87 | 1360.87 | 1360.87 | 1360.87
Geo | 0 | 0 | 0 | 0 | 0 | 0
H | 0 | 0 | 0 | 0 | 0 | 0
LFG | 0 | 0 | 0 | 0 | 0 | 0
Nuc | 0 | 0 | 0 | 0 | 0 | 0
PS | 0 | 0 | 0 | 0 | 0 | 0
PV | 0 | 0 | 0 | 0 | 0 | 0
PeakG | 0 | 0 | 0 | 0 | 0 | 0
PeakO | 0 | 0 | 0 | 0 | 0 | 0
ST | 0 | 0 | 0 | 0 | 0 | 0
STOG | 0 | 0 | 0 | 0 | 0 | 0
STWD | 0 | 0 | 0 | 0 | 0 | 0
WT | 0 | 0 | 0 | 0 | 0 | 0
IGCC | 0 | 0 | 0 | 0 | 0 | 0
DemandResponse | 0 | 0 | 0 | 0 | 0 | 0
IGCC-CCS | 0 | 0 | 0 | 0 | 0 | 0
WT_off | 0 | 0 | 0 | 0 | 0 | 0
PseudoUnit | 0 | 0 | 0 | 0 | 0 | 0
FixedInterchange | 0 | 0 | 0 | 0 | 0 | 0
Cumulative Retirements of Capacity by Reporting Type: MISO_MI
ReportingType | 2015 | 2020 | 2025 | 2030 | 2035 | 2040
BM | 0 | 0 | 0 | 0 | 0 | 0
CC | 0 | 0 | 0 | 0 | 0 | 0
CSP | 0 | 0 | 0 | 0 | 0 | 0
CT | 0 | 0 | 0 | 0 | 0 | 0
Coal | 2325.99 | 2325.99 | 3512.96 | 3512.96 | 3512.96 | 3512.96
Geo | 0 | 0 | 0 | 0 | 0 | 0
H | 0 | 0 | 0 | 0 | 0 | 0
LFG | 0 | 0 | 0 | 0 | 0 | 0
Nuc | 0 | 0 | 0 | 0 | 778 | 778
PS | 0 | 0 | 0 | 0 | 0 | 0
PV | 0 | 0 | 0 | 0 | 0 | 0
PeakG | 0 | 0 | 0 | 0 | 0 | 0
PeakO | 0 | 0 | 0 | 0 | 0 | 0
ST | 0 | 0 | 0 | 0 | 0 | 0
STOG | 0 | 0 | 0 | 0 | 0 | 0
STWD | 0 | 0 | 0 | 0 | 0 | 0
WT | 0 | 0 | 0 | 0 | 0 | 0
IGCC | 0 | 0 | 0 | 0 | 0 | 0
DemandResponse | 0 | 0 | 0 | 0 | 0 | 0
IGCC-CCS | 0 | 0 | 0 | 0 | 0 | 0
WT_off | 0 | 0 | 0 | 0 | 0 | 0
PseudoUnit | 0 | 0 | 0 | 0 | 0 | 0
FixedInterchange | 0 | 0 | 0 | 0 | 0 | 0
Cumulative Retirements of Capacity by Reporting Type: MISO_MO-IL
ReportingType | 2015 | 2020 | 2025 | 2030 | 2035 | 2040
BM | 0 | 0 | 0 | 0 | 0 | 0
CC | 0 | 0 | 0 | 0 | 0 | 0
CSP | 0 | 0 | 0 | 0 | 0 | 0
CT | 0 | 0 | 0 | 0 | 0 | 0
Coal | 1024.7 | 1024.7 | 2056.67 | 2056.67 | 2056.67 | 2056.67
Geo | 0 | 0 | 0 | 0 | 0 | 0
H | 0 | 0 | 0 | 0 | 0 | 0
LFG | 0 | 0 | 0 | 0 | 0 | 0
Nuc | 0 | 0 | 0 | 0 | 0 | 0
PS | 0 | 0 | 0 | 0 | 0 | 0
PV | 0 | 0 | 0 | 0 | 0 | 0
PeakG | 0 | 0 | 0 | 0 | 0 | 0
PeakO | 0 | 0 | 0 | 0 | 0 | 0
ST | 0 | 0 | 0 | 0 | 0 | 0
STOG | 0 | 0 | 0 | 0 | 0 | 0
STWD | 0 | 0 | 0 | 0 | 0 | 0
WT | 0 | 0 | 0 | 0 | 0 | 0
IGCC | 0 | 0 | 0 | 0 | 0 | 0
DemandResponse | 0 | 0 | 0 | 0 | 0 | 0
IGCC-CCS | 0 | 0 | 0 | 0 | 0 | 0
WT_off | 0 | 0 | 0 | 0 | 0 | 0
PseudoUnit | 0 | 0 | 0 | 0 | 0 | 0
FixedInterchange | 0 | 0 | 0 | 0 | 0 | 0
Cumulative Retirements of Capacity by Reporting Type: MISO_W
ReportingType | 2015 | 2020 | 2025 | 2030 | 2035 | 2040
BM | 0 | 0 | 0 | 0 | 0 | 0
CC | 0 | 0 | 0 | 0 | 0 | 0
CSP | 0 | 0 | 0 | 0 | 0 | 0
CT | 0 | 0 | 0 | 0 | 0 | 0
Coal | 2910.79 | 2910.79 | 2926.96 | 2926.96 | 2926.96 | 2926.96
Geo | 0 | 0 | 0 | 0 | 0 | 0
H | 0 | 0 | 0 | 0 | 0 | 0
LFG | 0 | 0 | 0 | 0 | 0 | 0
Nuc | 0 | 0 | 0 | 0 | 2361.23 | 2361.23
PS | 0 | 0 | 0 | 0 | 0 | 0
PV | 0 | 0 | 0 | 0 | 0 | 0
PeakG | 0 | 0 | 0 | 0 | 0 | 0
PeakO | 0 | 0 | 0 | 0 | 0 | 0
ST | 0 | 0 | 0 | 0 | 0 | 0
STOG | 0 | 0 | 0 | 0 | 0 | 0
STWD | 0 | 0 | 0 | 0 | 0 | 0
WT | 0 | 0 | 0 | 0 | 0 | 0
IGCC | 0 | 0 | 0 | 0 | 0 | 0
DemandResponse | 0 | 0 | 0 | 0 | 0 | 0
IGCC-CCS | 0 | 0 | 0 | 0 | 0 | 0
WT_off | 0 | 0 | 0 | 0 | 0 | 0
PseudoUnit | 0 | 0 | 0 | 0 | 0 | 0
FixedInterchange | 0 | 0 | 0 | 0 | 0 | 0
Cumulative Retirements of Capacity by Reporting Type: MISO_WUMS
ReportingType | 2015 | 2020 | 2025 | 2030 | 2035 | 2040
BM | 0 | 0 | 0 | 0 | 0 | 0
CC | 0 | 0 | 0 | 0 | 0 | 0
CSP | 0 | 0 | 0 | 0 | 0 | 0
CT | 0 | 0 | 0 | 0 | 0 | 0
Coal | 1857.1 | 2118.08 | 2672.08 | 2672.08 | 2672.08 | 2672.08
Geo | 0 | 0 | 0 | 0 | 0 | 0
H | 0 | 0 | 0 | 0 | 0 | 0
LFG | 0 | 0 | 0 | 0 | 0 | 0
Nuc | 0 | 0 | 0 | 0 | 1816.9 | 1816.9
PS | 0 | 0 | 0 | 0 | 0 | 0
PV | 0 | 0 | 0 | 0 | 0 | 0
PeakG | 0 | 0 | 0 | 0 | 0 | 0
PeakO | 0 | 0 | 0 | 0 | 0 | 0
ST | 0 | 0 | 0 | 0 | 0 | 0
STOG | 59.5 | 59.5 | 59.5 | 59.5 | 59.5 | 59.5
STWD | 0 | 0 | 0 | 0 | 0 | 0
WT | 0 | 0 | 0 | 0 | 0 | 0
IGCC | 0 | 0 | 0 | 0 | 0 | 0
DemandResponse | 0 | 0 | 0 | 0 | 0 | 0
IGCC-CCS | 0 | 0 | 0 | 0 | 0 | 0
WT_off | 0 | 0 | 0 | 0 | 0 | 0
PseudoUnit | 0 | 0 | 0 | 0 | 0 | 0
FixedInterchange | 0 | 0 | 0 | 0 | 0 | 0
Cumulative Retirements of Capacity by Reporting Type: Nebraska
ReportingType | 2015 | 2020 | 2025 | 2030 | 2035 | 2040
BM | 0 | 0 | 0 | 0 | 0 | 0
CC | 0 | 0 | 0 | 0 | 0 | 0
CSP | 0 | 0 | 0 | 0 | 0 | 0
CT | 0 | 0 | 0 | 0 | 0 | 0
Coal | 0 | 0 | 0 | 0 | 0 | 0
Geo | 0 | 0 | 0 | 0 | 0 | 0
H | 0 | 0 | 0 | 0 | 0 | 0
LFG | 0 | 0 | 0 | 0 | 0 | 0
Nuc | 0 | 0 | 0 | 0 | 1251.8 | 1251.8
PS | 0 | 0 | 0 | 0 | 0 | 0
PV | 0 | 0 | 0 | 0 | 0 | 0
PeakG | 0 | 0 | 0 | 0 | 0 | 0
PeakO | 0 | 0 | 0 | 0 | 0 | 0
ST | 0 | 0 | 0 | 0 | 0 | 0
STOG | 269.71 | 269.71 | 269.71 | 269.71 | 269.71 | 269.71
STWD | 0 | 0 | 0 | 0 | 0 | 0
WT | 0 | 0 | 0 | 0 | 0 | 0
IGCC | 0 | 0 | 0 | 0 | 0 | 0
DemandResponse | 0 | 0 | 0 | 0 | 0 | 0
IGCC-CCS | 0 | 0 | 0 | 0 | 0 | 0
WT_off | 0 | 0 | 0 | 0 | 0 | 0
PseudoUnit | 0 | 0 | 0 | 0 | 0 | 0
FixedInterchange | 0 | 0 | 0 | 0 | 0 | 0
Cumulative Retirements of Capacity by Reporting Type: NEISO
ReportingType | 2015 | 2020 | 2025 | 2030 | 2035 | 2040
BM | 0 | 0 | 0 | 0 | 0 | 0
CC | 2343.4 | 2343.4 | 2343.4 | 2343.4 | 2343.4 | 2343.4
CSP | 0 | 0 | 0 | 0 | 0 | 0
CT | 0 | 0 | 0 | 0 | 0 | 0
Coal | 2250.13 | 2570.13 | 2570.13 | 2570.13 | 2570.13 | 2570.13
Geo | 0 | 0 | 0 | 0 | 0 | 0
H | 0 | 0 | 0 | 0 | 0 | 0
LFG | 0 | 0 | 0 | 0 | 0 | 0
Nuc | 0 | 0 | 0 | 0 | 1289 | 2165.92
PS | 0 | 0 | 0 | 0 | 0 | 0
PV | 0 | 0 | 0 | 0 | 0 | 0
PeakG | 0 | 0 | 0 | 0 | 0 | 0
PeakO | 344.36 | 344.36 | 344.36 | 344.36 | 344.36 | 344.36
ST | 0 | 0 | 0 | 0 | 0 | 0
STOG | 6237 | 6237 | 6237 | 6237 | 6237 | 6237
STWD | 0 | 0 | 0 | 0 | 0 | 0
WT | 0 | 0 | 0 | 0 | 0 | 0
IGCC | 0 | 0 | 0 | 0 | 0 | 0
DemandResponse | 0 | 0 | 0 | 0 | 0 | 0
IGCC-CCS | 0 | 0 | 0 | 0 | 0 | 0
WT_off | 0 | 0 | 0 | 0 | 468 | 468
PseudoUnit | 0 | 0 | 0 | 0 | 0 | 0
FixedInterchange | 0 | 0 | 0 | 0 | 0 | 0
Cumulative Retirements of Capacity by Reporting Type: NonRTO_Midwest
ReportingType | 2015 | 2020 | 2025 | 2030 | 2035 | 2040
BM | 0 | 0 | 0 | 0 | 0 | 0
CC | 0 | 0 | 0 | 0 | 0 | 0
CSP | 0 | 0 | 0 | 0 | 0 | 0
CT | 0 | 0 | 0 | 0 | 0 | 0
Coal | 1100.88 | 1100.88 | 1100.88 | 1100.88 | 1100.88 | 1100.88
Geo | 0 | 0 | 0 | 0 | 0 | 0
H | 0 | 0 | 0 | 0 | 0 | 0
LFG | 0 | 0 | 0 | 0 | 0 | 0
Nuc | 0 | 0 | 0 | 0 | 0 | 0
PS | 0 | 0 | 0 | 0 | 0 | 0
PV | 0 | 0 | 0 | 0 | 0 | 0
PeakG | 0 | 0 | 0 | 0 | 0 | 0
PeakO | 0 | 0 | 0 | 0 | 0 | 0
ST | 0 | 0 | 0 | 0 | 0 | 0
STOG | 0 | 0 | 0 | 0 | 0 | 0
STWD | 0 | 0 | 0 | 0 | 0 | 0
WT | 0 | 0 | 0 | 0 | 0 | 0
IGCC | 0 | 0 | 0 | 0 | 0 | 0
DemandResponse | 0 | 0 | 0 | 0 | 0 | 0
IGCC-CCS | 0 | 0 | 0 | 0 | 0 | 0
WT_off | 0 | 0 | 0 | 0 | 0 | 0
PseudoUnit | 0 | 0 | 0 | 0 | 0 | 0
FixedInterchange | 0 | 0 | 0 | 0 | 0 | 0
Cumulative Retirements of Capacity by Reporting Type: NYISO_A-F
ReportingType | 2015 | 2020 | 2025 | 2030 | 2035 | 2040
BM | 0 | 0 | 0 | 0 | 0 | 0
CC | 0 | 0 | 0 | 0 | 0 | 0
CSP | 0 | 0 | 0 | 0 | 0 | 0
CT | 0 | 0 | 0 | 0 | 0 | 0
Coal | 2251.9 | 2251.9 | 2251.9 | 2251.9 | 2251.9 | 2251.9
Geo | 0 | 0 | 0 | 0 | 0 | 0
H | 0 | 0 | 0 | 0 | 0 | 0
LFG | 0 | 0 | 0 | 0 | 0 | 0
Nuc | 0 | 0 | 0 | 621.2 | 1201.7 | 2053.9
PS | 0 | 0 | 0 | 0 | 0 | 0
PV | 0 | 0 | 0 | 0 | 0 | 0
PeakG | 0 | 0 | 0 | 0 | 0 | 0
PeakO | 0 | 0 | 0 | 0 | 0 | 0
ST | 0 | 0 | 0 | 0 | 0 | 0
STOG | 1701 | 1701 | 1701 | 1701 | 1701 | 1701
STWD | 0 | 0 | 0 | 0 | 0 | 0
WT | 0 | 0 | 0 | 0 | 0 | 0
IGCC | 0 | 0 | 0 | 0 | 0 | 0
DemandResponse | 0 | 0 | 0 | 0 | 0 | 0
IGCC-CCS | 0 | 0 | 0 | 0 | 0 | 0
WT_off | 0 | 0 | 0 | 0 | 0 | 0
PseudoUnit | 0 | 0 | 0 | 0 | 0 | 0
FixedInterchange | 0 | 0 | 0 | 0 | 0 | 0
Cumulative Retirements of Capacity by Reporting Type: NYISO_G-I
ReportingType | 2015 | 2020 | 2025 | 2030 | 2035 | 2040
BM | 0 | 0 | 0 | 0 | 0 | 0
CC | 0 | 0 | 0 | 0 | 0 | 0
CSP | 0 | 0 | 0 | 0 | 0 | 0
CT | 0 | 0 | 0 | 0 | 0 | 0
Coal | 368.2 | 368.2 | 368.2 | 368.2 | 368.2 | 368.2
Geo | 0 | 0 | 0 | 0 | 0 | 0
H | 0 | 0 | 0 | 0 | 0 | 0
LFG | 0 | 0 | 0 | 0 | 0 | 0
Nuc | 0 | 0 | 0 | 0 | 1019.6 | 2044.6
PS | 0 | 0 | 0 | 0 | 0 | 0
PV | 0 | 0 | 0 | 0 | 0 | 0
PeakG | 0 | 0 | 0 | 0 | 0 | 0
PeakO | 0 | 0 | 0 | 0 | 0 | 0
ST | 0 | 0 | 0 | 0 | 0 | 0
STOG | 2430.99 | 2430.99 | 2430.99 | 2430.99 | 2430.99 | 2430.99
STWD | 0 | 0 | 0 | 0 | 0 | 0
WT | 0 | 0 | 0 | 0 | 0 | 0
IGCC | 0 | 0 | 0 | 0 | 0 | 0
DemandResponse | 0 | 0 | 0 | 0 | 0 | 0
IGCC-CCS | 0 | 0 | 0 | 0 | 0 | 0
WT_off | 0 | 0 | 0 | 0 | 0 | 0
PseudoUnit | 0 | 0 | 0 | 0 | 0 | 0
FixedInterchange | 0 | 0 | 0 | 0 | 0 | 0
Cumulative Retirements of Capacity by Reporting Type: NYISO_J-K
ReportingType | 2015 | 2020 | 2025 | 2030 | 2035 | 2040
BM | 0 | 0 | 0 | 0 | 0 | 0
CC | 0 | 0 | 0 | 0 | 0 | 0
CSP | 0 | 0 | 0 | 0 | 0 | 0
CT | 0 | 0 | 0 | 0 | 0 | 0
Coal | 0 | 0 | 0 | 0 | 0 | 0
Geo | 0 | 0 | 0 | 0 | 0 | 0
H | 0 | 0 | 0 | 0 | 0 | 0
LFG | 0 | 0 | 0 | 0 | 0 | 0
Nuc | 0 | 0 | 0 | 0 | 0 | 0
PS | 0 | 0 | 0 | 0 | 0 | 0
PV | 0 | 0 | 0 | 0 | 32 | 32
PeakG | 0 | 0 | 0 | 0 | 0 | 0
PeakO | 0 | 0 | 0 | 0 | 0 | 0
ST | 0 | 0 | 0 | 0 | 0 | 0
STOG | 1128.59 | 1128.59 | 1128.59 | 1128.59 | 1128.59 | 1128.59
STWD | 0 | 0 | 0 | 0 | 0 | 0
WT | 0 | 0 | 0 | 0 | 0 | 0
IGCC | 0 | 0 | 0 | 0 | 0 | 0
DemandResponse | 0 | 0 | 0 | 0 | 0 | 0
IGCC-CCS | 0 | 0 | 0 | 0 | 0 | 0
WT_off | 0 | 0 | 0 | 0 | 0 | 0
PseudoUnit | 0 | 0 | 0 | 0 | 0 | 0
FixedInterchange | 0 | 0 | 0 | 0 | 0 | 0
Cumulative Retirements of Capacity by Reporting Type: PJM_E
ReportingType | 2015 | 2020 | 2025 | 2030 | 2035 | 2040
BM | 0 | 0 | 0 | 0 | 0 | 0
CC | 0 | 0 | 0 | 0 | 0 | 0
CSP | 0 | 0 | 0 | 0 | 0 | 0
CT | 0 | 0 | 0 | 0 | 0 | 0
Coal | 3284.96 | 3852.96 | 3852.96 | 3852.96 | 3852.96 | 3852.96
Geo | 0 | 0 | 0 | 0 | 0 | 0
H | 0 | 0 | 0 | 0 | 0 | 0
LFG | 0 | 0 | 0 | 0 | 0 | 0
Nuc | 0 | 614.5 | 614.5 | 614.5 | 2838.5 | 4012.5
PS | 0 | 0 | 0 | 0 | 0 | 0
PV | 0 | 0 | 0 | 0 | 0 | 0
PeakG | 268.5 | 268.5 | 268.5 | 268.5 | 268.5 | 268.5
PeakO | 2.7 | 2.7 | 2.7 | 2.7 | 2.7 | 2.7
ST | 0 | 0 | 0 | 0 | 0 | 0
STOG | 636.48 | 636.48 | 636.48 | 636.48 | 636.48 | 636.48
STWD | 0 | 0 | 0 | 0 | 0 | 0
WT | 0 | 0 | 0 | 0 | 0 | 0
IGCC | 0 | 0 | 0 | 0 | 0 | 0
DemandResponse | 0 | 0 | 0 | 0 | 0 | 0
IGCC-CCS | 0 | 0 | 0 | 0 | 0 | 0
WT_off | 0 | 0 | 0 | 0 | 0 | 0
PseudoUnit | 0 | 0 | 0 | 0 | 0 | 0
FixedInterchange | 0 | 0 | 0 | 0 | 0 | 0
Cumulative Retirements of Capacity by Reporting Type: PJM_ROM
ReportingType | 2015 | 2020 | 2025 | 2030 | 2035 | 2040
BM | 0 | 0 | 0 | 0 | 0 | 0
CC | 0 | 0 | 0 | 0 | 0 | 0
CSP | 0 | 0 | 0 | 0 | 0 | 0
CT | 0 | 0 | 0 | 0 | 0 | 0
Coal | 8414.94 | 8414.94 | 8414.94 | 8414.94 | 8414.94 | 8414.94
Geo | 0 | 0 | 0 | 0 | 0 | 0
H | 0 | 0 | 0 | 0 | 0 | 0
LFG | 0 | 0 | 0 | 0 | 0 | 0
Nuc | 0 | 0 | 0 | 0 | 1732 | 2631
PS | 0 | 0 | 0 | 0 | 0 | 0
PV | 0 | 0 | 0 | 0 | 0 | 0
PeakG | 0 | 0 | 0 | 0 | 0 | 0
PeakO | 270 | 270 | 270 | 270 | 270 | 270
ST | 0 | 0 | 0 | 0 | 0 | 0
STOG | 1657.82 | 1657.82 | 1657.82 | 1657.82 | 1657.82 | 1657.82
STWD | 0 | 0 | 0 | 0 | 0 | 0
WT | 0 | 0 | 0 | 0 | 0 | 0
IGCC | 0 | 0 | 0 | 0 | 0 | 0
DemandResponse | 0 | 0 | 0 | 0 | 0 | 0
IGCC-CCS | 0 | 0 | 0 | 0 | 0 | 0
WT_off | 0 | 0 | 0 | 0 | 0 | 0
PseudoUnit | 0 | 0 | 0 | 0 | 0 | 0
FixedInterchange | 0 | 0 | 0 | 0 | 0 | 0
Cumulative Retirements of Capacity by Reporting Type: PJM_ROR
ReportingType | 2015 | 2020 | 2025 | 2030 | 2035 | 2040
BM | 0 | 0 | 0 | 0 | 0 | 192
CC | 0 | 0 | 0 | 0 | 0 | 0
CSP | 0 | 0 | 0 | 0 | 0 | 0
CT | 0 | 0 | 0 | 0 | 0 | 0
Coal | 11823.06 | 17169.46 | 18205.45 | 18205.45 | 18205.45 | 18205.45
Geo | 0 | 0 | 0 | 0 | 0 | 0
H | 0 | 0 | 0 | 0 | 0 | 0
LFG | 0 | 0 | 0 | 0 | 0 | 0
Nuc | 0 | 0 | 0 | 867 | 5142 | 10025.16
PS | 0 | 0 | 0 | 0 | 0 | 0
PV | 0 | 0 | 0 | 0 | 0 | 0
PeakG | 0 | 0 | 0 | 0 | 0 | 0
PeakO | 19 | 19 | 19 | 19 | 19 | 19
ST | 0 | 0 | 0 | 0 | 0 | 0
STOG | 35 | 35 | 35 | 35 | 35 | 35
STWD | 0 | 0 | 0 | 0 | 0 | 0
WT | 0 | 0 | 0 | 0 | 0 | 0
IGCC | 0 | 0 | 0 | 0 | 0 | 0
DemandResponse | 0 | 0 | 0 | 0 | 0 | 0
IGCC-CCS | 0 | 0 | 0 | 0 | 0 | 0
WT_off | 0 | 0 | 0 | 0 | 0 | 0
PseudoUnit | 0 | 0 | 0 | 0 | 0 | 0
FixedInterchange | 0 | 0 | 0 | 0 | 0 | 0
Cumulative Retirements of Capacity by Reporting Type: SOCO
ReportingType | 2015 | 2020 | 2025 | 2030 | 2035 | 2040
BM | 0 | 0 | 0 | 0 | 0 | 0
CC | 0 | 0 | 0 | 0 | 0 | 0
CSP | 0 | 0 | 0 | 0 | 0 | 0
CT | 0 | 0 | 0 | 0 | 0 | 0
Coal | 8529.96 | 8529.96 | 8529.96 | 8529.96 | 8529.96 | 8529.96
Geo | 0 | 0 | 0 | 0 | 0 | 0
H | 0 | 0 | 0 | 0 | 0 | 0
LFG | 0 | 0 | 0 | 0 | 0 | 0
Nuc | 0 | 0 | 0 | 0 | 0 | 2645.05
PS | 0 | 0 | 0 | 0 | 0 | 0
PV | 0 | 0 | 0 | 0 | 0 | 0
PeakG | 0 | 0 | 0 | 0 | 0 | 0
PeakO | 979.47 | 979.47 | 979.47 | 979.47 | 979.47 | 979.48
ST | 0 | 0 | 0 | 0 | 0 | 0
STOG | 854 | 854 | 854 | 854 | 854 | 854
STWD | 668 | 668 | 668 | 668 | 668 | 668
WT | 0 | 0 | 0 | 0 | 0 | 0
IGCC | 0 | 0 | 0 | 0 | 0 | 0
DemandResponse | 0 | 0 | 0 | 0 | 0 | 0
IGCC-CCS | 0 | 0 | 0 | 0 | 0 | 0
WT_off | 0 | 0 | 0 | 0 | 0 | 0
PseudoUnit | 0 | 0 | 0 | 0 | 0 | 0
FixedInterchange | 0 | 0 | 0 | 0 | 0 | 0
Cumulative Retirements of Capacity by Reporting Type: SPP_N
ReportingType | 2015 | 2020 | 2025 | 2030 | 2035 | 2040
BM | 0 | 0 | 0 | 0 | 0 | 0
CC | 0 | 0 | 0 | 0 | 0 | 0
CSP | 0 | 0 | 0 | 0 | 0 | 0
CT | 0 | 0 | 0 | 0 | 0 | 0
Coal | 0 | 0 | 0 | 0 | 0 | 0
Geo | 0 | 0 | 0 | 0 | 0 | 0
H | 0 | 0 | 0 | 0 | 0 | 0
LFG | 0 | 0 | 0 | 0 | 0 | 0
Nuc | 0 | 0 | 0 | 0 | 0 | 0
PS | 0 | 0 | 0 | 0 | 0 | 0
PV | 0 | 0 | 0 | 0 | 0 | 0
PeakG | 0 | 0 | 0 | 0 | 0 | 0
PeakO | 0 | 0 | 0 | 0 | 0 | 0
ST | 0 | 0 | 0 | 0 | 0 | 0
STOG | 86.96 | 86.96 | 86.96 | 86.96 | 86.96 | 86.96
STWD | 0 | 0 | 0 | 0 | 0 | 0
WT | 0 | 0 | 0 | 0 | 0 | 0
IGCC | 0 | 0 | 0 | 0 | 0 | 0
DemandResponse | 0 | 0 | 0 | 0 | 0 | 0
IGCC-CCS | 0 | 0 | 0 | 0 | 0 | 0
WT_off | 0 | 0 | 0 | 0 | 0 | 0
PseudoUnit | 0 | 0 | 0 | 0 | 0 | 0
FixedInterchange | 0 | 0 | 0 | 0 | 0 | 0
Cumulative Retirements of Capacity by Reporting Type: SPP_S
ReportingType | 2015 | 2020 | 2025 | 2030 | 2035 | 2040
BM | 0 | 0 | 0 | 0 | 0 | 0
CC | 0 | 0 | 0 | 0 | 0 | 0
CSP | 0 | 0 | 0 | 0 | 0 | 0
CT | 0 | 0 | 0 | 0 | 0 | 0
Coal | 529.99 | 529.99 | 1057.98 | 1057.98 | 1057.98 | 1057.98
Geo | 0 | 0 | 0 | 0 | 0 | 0
H | 0 | 0 | 0 | 0 | 0 | 0
LFG | 0 | 0 | 0 | 0 | 0 | 0
Nuc | 0 | 0 | 0 | 0 | 0 | 0
PS | 0 | 0 | 0 | 0 | 0 | 0
PV | 0 | 0 | 0 | 0 | 0 | 0
PeakG | 0 | 0 | 0 | 0 | 0 | 0
PeakO | 0 | 0 | 0 | 0 | 0 | 0
ST | 0 | 0 | 0 | 0 | 0 | 0
STOG | 4064.4 | 4064.4 | 4064.4 | 4064.4 | 4064.4 | 4064.4
STWD | 0 | 0 | 0 | 0 | 0 | 0
WT | 0 | 0 | 0 | 0 | 0 | 0
IGCC | 0 | 0 | 0 | 0 | 0 | 0
DemandResponse | 0 | 0 | 0 | 0 | 0 | 0
IGCC-CCS | 0 | 0 | 0 | 0 | 0 | 0
WT_off | 0 | 0 | 0 | 0 | 0 | 0
PseudoUnit | 0 | 0 | 0 | 0 | 0 | 0
FixedInterchange | 0 | 0 | 0 | 0 | 0 | 0
Cumulative Retirements of Capacity by Reporting Type: TVA
ReportingType | 2015 | 2020 | 2025 | 2030 | 2035 | 2040
BM | 0 | 0 | 0 | 0 | 0 | 0
CC | 0 | 0 | 0 | 0 | 0 | 0
CSP | 0 | 0 | 0 | 0 | 0 | 0
CT | 0 | 0 | 0 | 0 | 0 | 0
Coal | 3802.76 | 3802.76 | 3802.76 | 3802.76 | 3802.76 | 3802.76
Geo | 0 | 0 | 0 | 0 | 0 | 0
H | 0 | 0 | 0 | 0 | 0 | 0
LFG | 0 | 0 | 0 | 0 | 0 | 0
Nuc | 0 | 0 | 0 | 0 | 2512.33 | 3791
PS | 0 | 0 | 0 | 0 | 0 | 0
PV | 0 | 0 | 0 | 0 | 0 | 0
PeakG | 0 | 0 | 0 | 0 | 0 | 0
PeakO | 0 | 0 | 0 | 0 | 0 | 0
ST | 0 | 0 | 0 | 0 | 0 | 0
STOG | 0 | 0 | 0 | 0 | 0 | 0
STWD | 0 | 0 | 0 | 0 | 0 | 0
WT | 0 | 0 | 0 | 0 | 0 | 0
IGCC | 0 | 0 | 0 | 0 | 0 | 0
DemandResponse | 0 | 0 | 0 | 0 | 0 | 0
IGCC-CCS | 0 | 0 | 0 | 0 | 0 | 0
WT_off | 0 | 0 | 0 | 0 | 0 | 0
PseudoUnit | 0 | 0 | 0 | 0 | 0 | 0
FixedInterchange | 0 | 0 | 0 | 0 | 0 | 0
Cumulative Retirements of Capacity by Reporting Type: TVA_Transmission
ReportingType | 2015 | 2020 | 2025 | 2030 | 2035 | 2040
BM | 0 | 0 | 0 | 0 | 0 | 0
CC | 0 | 0 | 0 | 0 | 0 | 0
CSP | 0 | 0 | 0 | 0 | 0 | 0
CT | 0 | 0 | 0 | 0 | 0 | 0
Coal | 0 | 0 | 0 | 0 | 0 | 0
Geo | 0 | 0 | 0 | 0 | 0 | 0
H | 0 | 0 | 0 | 0 | 0 | 0
LFG | 0 | 0 | 0 | 0 | 0 | 0
Nuc | 0 | 0 | 0 | 0 | 0 | 0
PS | 0 | 0 | 0 | 0 | 0 | 0
PV | 0 | 0 | 0 | 0 | 0 | 0
PeakG | 0 | 0 | 0 | 0 | 0 | 0
PeakO | 0 | 0 | 0 | 0 | 0 | 0
ST | 0 | 0 | 0 | 0 | 0 | 0
STOG | 0 | 0 | 0 | 0 | 0 | 0
STWD | 0 | 0 | 0 | 0 | 0 | 0
WT | 0 | 0 | 0 | 0 | 0 | 0
IGCC | 0 | 0 | 0 | 0 | 0 | 0
DemandResponse | 0 | 0 | 0 | 0 | 0 | 0
IGCC-CCS | 0 | 0 | 0 | 0 | 0 | 0
WT_off | 0 | 0 | 0 | 0 | 0 | 0
PseudoUnit | 0 | 0 | 0 | 0 | 0 | 0
FixedInterchange | 0 | 0 | 0 | 0 | 0 | 0
Cumulative Retirements of Capacity by Reporting Type: VACAR
ReportingType | 2015 | 2020 | 2025 | 2030 | 2035 | 2040
BM | 0 | 0 | 0 | 0 | 0 | 0
CC | 0 | 0 | 0 | 0 | 0 | 0
CSP | 0 | 0 | 0 | 0 | 0 | 0
CT | 0 | 0 | 0 | 0 | 0 | 0
Coal | 3217.39 | 3914.39 | 4673.21 | 4673.21 | 4673.21 | 4673.21
Geo | 0 | 0 | 0 | 0 | 0 | 0
H | 0 | 0 | 0 | 0 | 0 | 0
LFG | 0 | 0 | 0 | 0 | 0 | 0
Nuc | 0 | 0 | 0 | 0 | 3248 | 5106
PS | 0 | 0 | 0 | 0 | 0 | 0
PV | 0 | 0 | 0 | 0 | 0 | 0
PeakG | 0 | 0 | 0 | 0 | 0 | 0
PeakO | 0 | 0 | 0 | 0 | 0 | 0
ST | 0 | 0 | 0 | 0 | 0 | 0
STOG | 0 | 0 | 0 | 0 | 0 | 0
STWD | 0 | 0 | 0 | 0 | 0 | 0
WT | 0 | 0 | 0 | 0 | 0 | 0
IGCC | 0 | 0 | 0 | 0 | 0 | 0
DemandResponse | 0 | 0 | 0 | 0 | 0 | 0
IGCC-CCS | 0 | 0 | 0 | 0 | 0 | 0
WT_off | 0 | 0 | 0 | 0 | 0 | 0
PseudoUnit | 0 | 0 | 0 | 0 | 0 | 0
FixedInterchange | 0 | 0 | 0 | 0 | 0 | 0
Cumulative Retirements of Capacity by Reporting Type: IESO
ReportingType | 2015 | 2020 | 2025 | 2030 | 2035 | 2040
BM | 0 | 0 | 0 | 0 | 0 | 0
CC | 3106.62 | 3106.62 | 3106.62 | 3106.62 | 3106.62 | 3106.62
CSP | 0 | 0 | 0 | 0 | 0 | 0
CT | 0 | 0 | 0 | 0 | 0 | 0
Coal | 6416 | 6416 | 6416 | 6416 | 6416 | 6416
Geo | 0 | 0 | 0 | 0 | 0 | 0
H | 0 | 0 | 0 | 0 | 0 | 0
LFG | 0 | 0 | 0 | 0 | 0 | 0
Nuc | 0 | 0 | 0 | 0 | 1030 | 2570
PS | 0 | 0 | 0 | 0 | 0 | 0
PV | 0 | 0 | 0 | 0 | 1067.26 | 1067.26
PeakG | 0 | 0 | 0 | 0 | 0 | 0
PeakO | 145.65 | 145.65 | 145.65 | 145.65 | 145.65 | 145.65
ST | 0 | 0 | 0 | 0 | 0 | 0
STOG | 2126 | 2126 | 2126 | 2126 | 2126 | 2126
STWD | 139 | 139 | 139 | 139 | 139 | 139
WT | 0 | 0 | 0 | 0 | 2105.9 | 2105.9
IGCC | 0 | 0 | 0 | 0 | 0 | 0
DemandResponse | 0 | 0 | 0 | 0 | 0 | 0
IGCC-CCS | 0 | 0 | 0 | 0 | 0 | 0
WT_off | 0 | 0 | 0 | 0 | 0 | 0
PseudoUnit | 0 | 0 | 0 | 0 | 0 | 0
FixedInterchange | 0 | 0 | 0 | 0 | 0 | 0
Cumulative Retirements of Capacity by Reporting Type: MAPP_CA
ReportingType | 2015 | 2020 | 2025 | 2030 | 2035 | 2040
BM | 0 | 0 | 0 | 0 | 0 | 0
CC | 0 | 0 | 0 | 0 | 0 | 0
CSP | 0 | 0 | 0 | 0 | 0 | 0
CT | 0 | 0 | 0 | 0 | 0 | 0
Coal | 1009.4 | 1009.4 | 1009.4 | 1009.4 | 1009.4 | 1009.4
Geo | 0 | 0 | 0 | 0 | 0 | 0
H | 0 | 0 | 0 | 0 | 0 | 0
LFG | 0 | 0 | 0 | 0 | 0 | 0
Nuc | 0 | 0 | 0 | 0 | 0 | 0
PS | 0 | 0 | 0 | 0 | 0 | 0
PV | 0 | 0 | 0 | 0 | 0 | 0
PeakG | 0 | 0 | 0 | 0 | 0 | 0
PeakO | 0 | 0 | 0 | 0 | 0 | 0
ST | 0 | 0 | 0 | 0 | 0 | 0
STOG | 0 | 0 | 0 | 0 | 0 | 0
STWD | 0 | 0 | 0 | 0 | 0 | 0
WT | 0 | 0 | 0 | 0 | 0 | 0
IGCC | 0 | 0 | 0 | 0 | 0 | 0
DemandResponse | 0 | 0 | 0 | 0 | 0 | 0
IGCC-CCS | 0 | 0 | 0 | 0 | 0 | 0
WT_off | 0 | 0 | 0 | 0 | 0 | 0
PseudoUnit | 0 | 0 | 0 | 0 | 0 | 0
FixedInterchange | 0 | 0 | 0 | 0 | 0 | 0
Cumulative Retirements of Capacity by Reporting Type: AZ_NM_SNV_Coal
ReportingType | 2015 | 2020 | 2025 | 2030 | 2035 | 2040
BM | 0 | 0 | 0 | 0 | 0 | 0
CC | 0 | 0 | 0 | 0 | 0 | 0
CSP | 0 | 0 | 0 | 0 | 0 | 0
CT | 0 | 0 | 0 | 0 | 0 | 0
Coal | 0 | 0 | 0 | 0 | 0 | 0
Geo | 0 | 0 | 0 | 0 | 0 | 0
H | 0 | 0 | 0 | 0 | 0 | 0
LFG | 0 | 0 | 0 | 0 | 0 | 0
Nuc | 0 | 0 | 0 | 0 | 0 | 0
PS | 0 | 0 | 0 | 0 | 0 | 0
PV | 0 | 0 | 0 | 0 | 0 | 0
PeakG | 0 | 0 | 0 | 0 | 0 | 0
PeakO | 0 | 0 | 15 | 15 | 15 | 200
ST | 0 | 0 | 0 | 0 | 0 | 0
STOG | 0 | 0 | 0 | 0 | 0 | 0
STWD | 0 | 0 | 0 | 0 | 0 | 0
WT | 0 | 0 | 0 | 0 | 0 | 0
IGCC | 0 | 0 | 0 | 0 | 0 | 0
DemandResponse | 0 | 0 | 0 | 0 | 0 | 0
IGCC-CCS | 0 | 0 | 0 | 0 | 0 | 0
WT_off | 0 | 0 | 0 | 0 | 0 | 0
PseudoUnit | 0 | 0 | 0 | 0 | 0 | 0
FixedInterchange | 0 | 0 | 0 | 0 | 0 | 0
Cumulative Retirements of Capacity by Reporting Type: AZ_NM_SNV_Gas
ReportingType | 2015 | 2020 | 2025 | 2030 | 2035 | 2040
BM | 0 | 0 | 0 | 0 | 0 | 0
CC | 943.08 | 943.08 | 943.08 | 943.08 | 943.08 | 943.08
CSP | 0 | 0 | 0 | 0 | 0 | 0
CT | 0 | 0 | 0 | 0 | 736 | 736
Coal | 0 | 0 | 0 | 0 | 0 | 0
Geo | 0 | 0 | 0 | 0 | 0 | 0
H | 0 | 0 | 0 | 0 | 0 | 0
LFG | 0 | 0 | 0 | 0 | 0 | 0
Nuc | 0 | 0 | 0 | 0 | 0 | 0
PS | 0 | 0 | 0 | 0 | 0 | 0
PV | 0 | 0 | 0 | 0 | 0 | 0
PeakG | 0 | 0 | 0 | 0 | 0 | 3660
PeakO | 0 | 0 | 0 | 0 | 0 | 0
ST | 0 | 0 | 0 | 0 | 0 | 0
STOG | 2064 | 2064 | 2064 | 2064 | 2064 | 2064
STWD | 0 | 0 | 0 | 0 | 0 | 0
WT | 0 | 0 | 0 | 0 | 0 | 0
IGCC | 0 | 0 | 0 | 0 | 0 | 0
DemandResponse | 0 | 0 | 0 | 0 | 0 | 0
IGCC-CCS | 0 | 0 | 0 | 0 | 0 | 0
WT_off | 0 | 0 | 0 | 0 | 0 | 0
PseudoUnit | 0 | 0 | 0 | 0 | 0 | 0
FixedInterchange | 0 | 0 | 0 | 0 | 0 | 0
Cumulative Retirements of Capacity by Reporting Type: AZ_NM_SNV_NucRenew
ReportingType | 2015 | 2020 | 2025 | 2030 | 2035 | 2040
BM | 0 | 0 | 0 | 0 | 0 | 0
CC | 0 | 0 | 0 | 0 | 0 | 0
CSP | 65 | 65 | 65 | 65 | 65 | 65
CT | 0 | 0 | 0 | 0 | 0 | 0
Coal | 0 | 0 | 0 | 0 | 0 | 0
Geo | 0 | 0 | 0 | 0 | 0 | 0
H | 0 | 0 | 0 | 0 | 0 | 0
LFG | 0 | 0 | 0 | 0 | 0 | 0
Nuc | 0 | 0 | 0 | 0 | 0 | 0
PS | 0 | 0 | 0 | 0 | 0 | 0
PV | 0 | 0 | 0 | 0 | 0 | 0
PeakG | 0 | 0 | 0 | 0 | 0 | 0
PeakO | 0 | 0 | 0 | 0 | 0 | 0
ST | 0 | 0 | 0 | 0 | 0 | 0
STOG | 0 | 0 | 0 | 0 | 0 | 0
STWD | 0 | 0 | 0 | 0 | 0 | 0
WT | 0 | 0 | 0 | 0 | 0 | 0
IGCC | 0 | 0 | 0 | 0 | 0 | 0
DemandResponse | 0 | 0 | 0 | 0 | 0 | 0
IGCC-CCS | 0 | 0 | 0 | 0 | 0 | 0
WT_off | 0 | 0 | 0 | 0 | 0 | 0
PseudoUnit | 0 | 0 | 0 | 0 | 0 | 0
FixedInterchange | 0 | 0 | 0 | 0 | 0 | 0
Cumulative Retirements of Capacity by Reporting Type: ERCOT
ReportingType | 2015 | 2020 | 2025 | 2030 | 2035 | 2040
BM | 0 | 0 | 0 | 0 | 0 | 0
CC | 0 | 0 | 0 | 0 | 0 | 0
CSP | 0 | 0 | 0 | 0 | 0 | 0
CT | 0 | 0 | 0 | 0 | 0 | 0
Coal | 1144 | 1144 | 1144 | 1144 | 1144 | 1144
Geo | 0 | 0 | 0 | 0 | 0 | 0
H | 0 | 0 | 0 | 0 | 0 | 0
LFG | 0 | 0 | 0 | 0 | 0 | 0
Nuc | 0 | 0 | 0 | 0 | 0 | 0
PS | 0 | 0 | 0 | 0 | 0 | 0
PV | 0 | 0 | 0 | 0 | 14 | 14
PeakG | 0 | 0 | 0 | 0 | 0 | 0
PeakO | 0 | 0 | 0 | 0 | 0 | 0
ST | 0 | 0 | 0 | 0 | 0 | 0
STOG | 2907.03 | 2907.03 | 2977.74 | 2977.74 | 2977.74 | 2977.74
STWD | 0 | 0 | 0 | 0 | 0 | 0
WT | 0 | 0 | 0 | 0 | 0 | 0
IGCC | 0 | 0 | 0 | 0 | 0 | 0
DemandResponse | 0 | 0 | 0 | 0 | 0 | 0
IGCC-CCS | 0 | 0 | 0 | 0 | 0 | 0
WT_off | 0 | 0 | 0 | 0 | 0 | 0
PseudoUnit | 0 | 0 | 0 | 0 | 0 | 0
FixedInterchange | 0 | 0 | 0 | 0 | 0 | 0
Cumulative Retirements of Capacity by Reporting Type: NP15
ReportingType | 2015 | 2020 | 2025 | 2030 | 2035 | 2040
BM | 0 | 0 | 0 | 0 | 0 | 0
CC | 0 | 0 | 0 | 0 | 0 | 0
CSP | 0 | 0 | 0 | 0 | 0 | 0
CT | 0 | 0 | 0 | 0 | 0 | 0
Coal | 163.7 | 163.7 | 191.9 | 191.9 | 191.9 | 191.9
Geo | 0 | 0 | 0 | 0 | 0 | 0
H | 0 | 0 | 0 | 0 | 0 | 0
LFG | 0 | 0 | 0 | 0 | 0 | 0
Nuc | 0 | 0 | 0 | 0 | 0 | 0
PS | 0 | 0 | 0 | 0 | 0 | 0
PV | 0 | 0 | 0 | 0 | 0 | 0
PeakG | 0 | 0 | 0 | 0 | 0 | 0
PeakO | 156 | 156 | 156 | 156 | 156 | 156
ST | 0 | 0 | 0 | 0 | 0 | 0
STOG | 1046.4 | 1046.4 | 1046.4 | 1046.4 | 1046.4 | 1046.4
STWD | 0 | 0 | 0 | 0 | 0 | 0
WT | 0 | 0 | 0 | 0 | 0 | 0
IGCC | 0 | 0 | 0 | 0 | 0 | 0
DemandResponse | 0 | 0 | 0 | 0 | 0 | 0
IGCC-CCS | 0 | 0 | 0 | 0 | 0 | 0
WT_off | 0 | 0 | 0 | 0 | 0 | 0
PseudoUnit | 0 | 0 | 0 | 0 | 0 | 0
FixedInterchange | 0 | 0 | 0 | 0 | 0 | 0
Cumulative Retirements of Capacity by Reporting Type: NWPP_Coal
ReportingType | 2015 | 2020 | 2025 | 2030 | 2035 | 2040
BM | 0 | 0 | 0 | 0 | 0 | 0
CC | 0 | 0 | 0 | 0 | 0 | 0
CSP | 0 | 0 | 0 | 0 | 0 | 0
CT | 0 | 0 | 0 | 0 | 0 | 0
Coal | 1373.88 | 1373.88 | 1373.88 | 1373.88 | 1373.88 | 1373.88
Geo | 0 | 0 | 0 | 0 | 0 | 0
H | 0 | 0 | 0 | 0 | 0 | 0
LFG | 0 | 0 | 0 | 0 | 0 | 0
Nuc | 0 | 0 | 0 | 0 | 0 | 0
PS | 0 | 0 | 0 | 0 | 0 | 0
PV | 0 | 0 | 0 | 0 | 0 | 0
PeakG | 0 | 0 | 0 | 0 | 0 | 0
PeakO | 183 | 183 | 183 | 183 | 183 | 183
ST | 0 | 0 | 0 | 0 | 0 | 0
STOG | 0 | 0 | 0 | 0 | 0 | 0
STWD | 0 | 0 | 0 | 0 | 0 | 0
WT | 0 | 0 | 0 | 0 | 0 | 0
IGCC | 0 | 0 | 0 | 0 | 0 | 0
DemandResponse | 0 | 0 | 0 | 0 | 0 | 0
IGCC-CCS | 0 | 0 | 0 | 0 | 0 | 0
WT_off | 0 | 0 | 0 | 0 | 0 | 0
PseudoUnit | 0 | 0 | 0 | 0 | 0 | 0
FixedInterchange | 0 | 0 | 0 | 0 | 0 | 0
Cumulative Retirements of Capacity by Reporting Type: NWPP_Gas
ReportingType | 2015 | 2020 | 2025 | 2030 | 2035 | 2040
BM | 0 | 0 | 0 | 0 | 0 | 0
CC | 1678 | 1678 | 1678 | 1678 | 1678 | 1678
CSP | 0 | 0 | 0 | 0 | 0 | 0
CT | 0 | 0 | 0 | 0 | 150 | 150
Coal | 0 | 0 | 0 | 0 | 0 | 0
Geo | 0 | 0 | 0 | 0 | 0 | 0
H | 0 | 0 | 0 | 0 | 0 | 0
LFG | 0 | 0 | 0 | 0 | 0 | 0
Nuc | 0 | 0 | 0 | 0 | 0 | 0
PS | 0 | 0 | 0 | 0 | 0 | 0
PV | 0 | 0 | 0 | 0 | 0 | 0
PeakG | 2623 | 2623 | 2623 | 2623 | 2623 | 2623
PeakO | 0 | 0 | 0 | 0 | 0 | 0
ST | 0 | 0 | 0 | 0 | 0 | 0
STOG | 786 | 786 | 786 | 786 | 786 | 786
STWD | 0 | 0 | 0 | 0 | 0 | 0
WT | 0 | 0 | 0 | 0 | 0 | 0
IGCC | 0 | 0 | 0 | 0 | 0 | 0
DemandResponse | 0 | 0 | 0 | 0 | 0 | 0
IGCC-CCS | 0 | 0 | 0 | 0 | 0 | 0
WT_off | 0 | 0 | 0 | 0 | 0 | 0
PseudoUnit | 0 | 0 | 0 | 0 | 0 | 0
FixedInterchange | 0 | 0 | 0 | 0 | 0 | 0
Cumulative Retirements of Capacity by Reporting Type: NWPP_NucRenew
ReportingType | 2015 | 2020 | 2025 | 2030 | 2035 | 2040
BM | 0 | 0 | 0 | 0 | 0 | 0
CC | 0 | 0 | 0 | 0 | 0 | 0
CSP | 0 | 0 | 0 | 0 | 0 | 0
CT | 0 | 0 | 0 | 0 | 0 | 0
Coal | 0 | 0 | 0 | 0 | 0 | 0
Geo | 4.8 | 4.8 | 4.8 | 4.8 | 4.8 | 4.8
H | 0 | 0 | 0 | 0 | 0 | 0
LFG | 0 | 0 | 0 | 0 | 0 | 0
Nuc | 0 | 0 | 0 | 0 | 0 | 0
PS | 0 | 0 | 0 | 0 | 0 | 0
PV | 0 | 0 | 0 | 0 | 0 | 0
PeakG | 0 | 0 | 0 | 0 | 0 | 0
PeakO | 0 | 0 | 0 | 0 | 0 | 0
ST | 0 | 0 | 0 | 0 | 0 | 0
STOG | 0 | 0 | 0 | 0 | 0 | 0
STWD | 533.78 | 533.78 | 533.78 | 533.78 | 533.78 | 533.78
WT | 0 | 0 | 0 | 0 | 0 | 0
IGCC | 0 | 0 | 0 | 0 | 0 | 0
DemandResponse | 0 | 0 | 0 | 0 | 0 | 0
IGCC-CCS | 0 | 0 | 0 | 0 | 0 | 0
WT_off | 0 | 0 | 0 | 0 | 0 | 0
PseudoUnit | 0 | 0 | 0 | 0 | 0 | 0
FixedInterchange | 0 | 0 | 0 | 0 | 0 | 0
Cumulative Retirements of Capacity by Reporting Type: RMPA
ReportingType | 2015 | 2020 | 2025 | 2030 | 2035 | 2040
BM | 0 | 0 | 0 | 0 | 0 | 0
CC | 0 | 0 | 0 | 0 | 0 | 0
CSP | 1 | 1 | 1 | 1 | 1 | 1
CT | 0 | 0 | 0 | 0 | 152 | 152
Coal | 540.71 | 711.21 | 1063.21 | 1063.21 | 1063.21 | 1249.5
Geo | 0 | 0 | 0 | 0 | 0 | 0
H | 0 | 0 | 0 | 0 | 0 | 0
LFG | 0 | 0 | 0 | 0 | 0 | 0
Nuc | 0 | 0 | 0 | 0 | 0 | 0
PS | 0 | 0 | 0 | 0 | 0 | 0
PV | 0 | 0 | 0 | 0 | 0 | 0
PeakG | 0 | 0 | 0 | 0 | 0 | 0
PeakO | 59.2 | 59.2 | 71.86 | 71.86 | 71.86 | 71.86
ST | 0 | 0 | 0 | 0 | 0 | 0
STOG | 217 | 217 | 217 | 217 | 217 | 217
STWD | 0 | 0 | 0 | 0 | 0 | 0
WT | 0 | 0 | 0 | 0 | 0 | 0
IGCC | 0 | 0 | 0 | 0 | 0 | 0
DemandResponse | 0 | 0 | 0 | 0 | 0 | 0
IGCC-CCS | 0 | 0 | 0 | 0 | 0 | 0
WT_off | 0 | 0 | 0 | 0 | 0 | 0
PseudoUnit | 0 | 0 | 0 | 0 | 0 | 0
FixedInterchange | 0 | 0 | 0 | 0 | 0 | 0
Cumulative Retirements of Capacity by Reporting Type: SP15
ReportingType | 2015 | 2020 | 2025 | 2030 | 2035 | 2040
BM | 0 | 0 | 0 | 0 | 0 | 0
CC | 0 | 0 | 0 | 0 | 0 | 0
CSP | 409 | 409 | 409 | 409 | 409 | 409
CT | 0 | 0 | 0 | 0 | 0 | 0
Coal | 141.5 | 141.5 | 242.69 | 242.69 | 242.7 | 242.7
Geo | 0 | 0 | 0 | 0 | 0 | 0
H | 0 | 0 | 0 | 0 | 0 | 0
LFG | 0 | 0 | 0 | 0 | 0 | 0
Nuc | 0 | 0 | 0 | 0 | 0 | 0
PS | 0 | 0 | 0 | 0 | 0 | 0
PV | 0 | 0 | 0 | 0 | 3.8 | 3.8
PeakG | 44 | 44 | 44 | 44 | 44 | 44
PeakO | 15 | 15 | 15 | 15 | 15 | 15
ST | 0 | 0 | 0 | 0 | 0 | 0
STOG | 958 | 958 | 958 | 958 | 958 | 958
STWD | 0 | 0 | 0 | 0 | 0 | 0
WT | 126.2 | 126.2 | 126.2 | 126.2 | 126.2 | 126.2
IGCC | 0 | 0 | 0 | 0 | 0 | 0
DemandResponse | 0 | 0 | 0 | 0 | 0 | 0
IGCC-CCS | 0 | 0 | 0 | 0 | 0 | 0
WT_off | 0 | 0 | 0 | 0 | 0 | 0
PseudoUnit | 0 | 0 | 0 | 0 | 0 | 0
FixedInterchange | 0 | 0 | 0 | 0 | 0 | 0
Cumulative Retirements of Capacity by Reporting Type: ALB
ReportingType | 2015 | 2020 | 2025 | 2030 | 2035 | 2040
BM | 0 | 0 | 0 | 0 | 0 | 0
CC | 0 | 0 | 0 | 0 | 0 | 24.1
CSP | 0 | 0 | 0 | 0 | 0 | 0
CT | 0 | 0 | 0 | 0 | 201.5 | 201.5
Coal | 0 | 0 | 0 | 0 | 0 | 0
Geo | 0 | 0 | 0 | 0 | 0 | 0
H | 0 | 0 | 0 | 0 | 0 | 0
LFG | 0 | 0 | 0 | 0 | 0 | 0
Nuc | 0 | 0 | 0 | 0 | 0 | 0
PS | 0 | 0 | 0 | 0 | 0 | 0
PV | 0 | 0 | 0 | 0 | 0 | 0
PeakG | 892.12 | 987.82 | 987.82 | 987.82 | 987.82 | 987.82
PeakO | 6 | 6 | 6 | 6 | 6 | 6
ST | 0 | 0 | 0 | 0 | 0 | 0
STOG | 186 | 186 | 186 | 186 | 186 | 186
STWD | 174 | 174 | 174 | 174 | 174 | 174
WT | 0 | 0 | 0 | 0 | 0 | 0
IGCC | 0 | 0 | 0 | 0 | 0 | 0
DemandResponse | 0 | 0 | 0 | 0 | 0 | 0
IGCC-CCS | 0 | 0 | 0 | 0 | 0 | 0
WT_off | 0 | 0 | 0 | 0 | 0 | 0
PseudoUnit | 0 | 0 | 0 | 0 | 0 | 0
FixedInterchange | 0 | 0 | 0 | 0 | 0 | 0
Cumulative Retirements of Capacity by Reporting Type: BC
ReportingType | 2015 | 2020 | 2025 | 2030 | 2035 | 2040
BM | 0 | 0 | 0 | 0 | 0 | 0
CC | 0 | 0 | 0 | 0 | 0 | 0
CSP | 0 | 0 | 0 | 0 | 0 | 0
CT | 0 | 0 | 0 | 0 | 0 | 0
Coal | 0 | 0 | 0 | 0 | 0 | 0
Geo | 0 | 0 | 0 | 0 | 0 | 0
H | 0 | 0 | 0 | 0 | 0 | 0
LFG | 0 | 0 | 0 | 0 | 0 | 0
Nuc | 0 | 0 | 0 | 0 | 0 | 0
PS | 0 | 0 | 0 | 0 | 0 | 0
PV | 0 | 0 | 0 | 0 | 0 | 0
PeakG | 0 | 0 | 0 | 0 | 0 | 0
PeakO | 0 | 0 | 0 | 0 | 0 | 0
ST | 0 | 0 | 0 | 0 | 0 | 0
STOG | 938 | 938 | 938 | 938 | 938 | 938
STWD | 0 | 0 | 0 | 0 | 0 | 0
WT | 0 | 0 | 0 | 0 | 0 | 0
IGCC | 0 | 0 | 0 | 0 | 0 | 0
DemandResponse | 0 | 0 | 0 | 0 | 0 | 0
IGCC-CCS | 0 | 0 | 0 | 0 | 0 | 0
WT_off | 0 | 0 | 0 | 0 | 0 | 0
PseudoUnit | 0 | 0 | 0 | 0 | 0 | 0
FixedInterchange | 0 | 0 | 0 | 0 | 0 | 0
Cumulative Retirements of Capacity by Reporting Type: HQ_IESO
ReportingType | 2015 | 2020 | 2025 | 2030 | 2035 | 2040
BM | 0 | 0 | 0 | 0 | 0 | 0
CC | 0 | 0 | 0 | 0 | 0 | 0
CSP | 0 | 0 | 0 | 0 | 0 | 0
CT | 0 | 0 | 0 | 0 | 0 | 0
Coal | 0 | 0 | 0 | 0 | 0 | 0
Geo | 0 | 0 | 0 | 0 | 0 | 0
H | 0 | 0 | 0 | 0 | 0 | 0
LFG | 0 | 0 | 0 | 0 | 0 | 0
Nuc | 0 | 0 | 0 | 0 | 0 | 0
PS | 0 | 0 | 0 | 0 | 0 | 0
PV | 0 | 0 | 0 | 0 | 0 | 0
PeakG | 0 | 0 | 0 | 0 | 0 | 0
PeakO | 0 | 0 | 0 | 0 | 0 | 0
ST | 0 | 0 | 0 | 0 | 0 | 0
STOG | 0 | 0 | 0 | 0 | 0 | 0
STWD | 0 | 0 | 0 | 0 | 0 | 0
WT | 0 | 0 | 0 | 0 | 0 | 0
IGCC | 0 | 0 | 0 | 0 | 0 | 0
DemandResponse | 0 | 0 | 0 | 0 | 0 | 0
IGCC-CCS | 0 | 0 | 0 | 0 | 0 | 0
WT_off | 0 | 0 | 0 | 0 | 0 | 0
PseudoUnit | 0 | 0 | 0 | 0 | 0 | 0
FixedInterchange | 0 | 0 | 0 | 0 | 0 | 0
Cumulative Retirements of Capacity by Reporting Type: HQ_NEISO
ReportingType | 2015 | 2020 | 2025 | 2030 | 2035 | 2040
BM | 0 | 0 | 0 | 0 | 0 | 0
CC | 0 | 0 | 0 | 0 | 0 | 0
CSP | 0 | 0 | 0 | 0 | 0 | 0
CT | 0 | 0 | 0 | 0 | 0 | 0
Coal | 0 | 0 | 0 | 0 | 0 | 0
Geo | 0 | 0 | 0 | 0 | 0 | 0
H | 0 | 0 | 0 | 0 | 0 | 0
LFG | 0 | 0 | 0 | 0 | 0 | 0
Nuc | 0 | 0 | 0 | 0 | 0 | 0
PS | 0 | 0 | 0 | 0 | 0 | 0
PV | 0 | 0 | 0 | 0 | 0 | 0
PeakG | 0 | 0 | 0 | 0 | 0 | 0
PeakO | 0 | 0 | 0 | 0 | 0 | 0
ST | 0 | 0 | 0 | 0 | 0 | 0
STOG | 0 | 0 | 0 | 0 | 0 | 0
STWD | 0 | 0 | 0 | 0 | 0 | 0
WT | 0 | 0 | 0 | 0 | 0 | 0
IGCC | 0 | 0 | 0 | 0 | 0 | 0
DemandResponse | 0 | 0 | 0 | 0 | 0 | 0
IGCC-CCS | 0 | 0 | 0 | 0 | 0 | 0
WT_off | 0 | 0 | 0 | 0 | 0 | 0
PseudoUnit | 0 | 0 | 0 | 0 | 0 | 0
FixedInterchange | 0 | 0 | 0 | 0 | 0 | 0
Cumulative Retirements of Capacity by Reporting Type: HQ_NY
ReportingType | 2015 | 2020 | 2025 | 2030 | 2035 | 2040
BM | 0 | 0 | 0 | 0 | 0 | 0
CC | 0 | 0 | 0 | 0 | 0 | 0
CSP | 0 | 0 | 0 | 0 | 0 | 0
CT | 0 | 0 | 0 | 0 | 0 | 0
Coal | 0 | 0 | 0 | 0 | 0 | 0
Geo | 0 | 0 | 0 | 0 | 0 | 0
H | 0 | 0 | 0 | 0 | 0 | 0
LFG | 0 | 0 | 0 | 0 | 0 | 0
Nuc | 0 | 0 | 0 | 0 | 0 | 0
PS | 0 | 0 | 0 | 0 | 0 | 0
PV | 0 | 0 | 0 | 0 | 0 | 0
PeakG | 0 | 0 | 0 | 0 | 0 | 0
PeakO | 0 | 0 | 0 | 0 | 0 | 0
ST | 0 | 0 | 0 | 0 | 0 | 0
STOG | 0 | 0 | 0 | 0 | 0 | 0
STWD | 0 | 0 | 0 | 0 | 0 | 0
WT | 0 | 0 | 0 | 0 | 0 | 0
IGCC | 0 | 0 | 0 | 0 | 0 | 0
DemandResponse | 0 | 0 | 0 | 0 | 0 | 0
IGCC-CCS | 0 | 0 | 0 | 0 | 0 | 0
WT_off | 0 | 0 | 0 | 0 | 0 | 0
PseudoUnit | 0 | 0 | 0 | 0 | 0 | 0
FixedInterchange | 0 | 0 | 0 | 0 | 0 | 0
Cumulative Retirements of Capacity by Reporting Type: MARITIMES
ReportingType | 2015 | 2020 | 2025 | 2030 | 2035 | 2040
BM | 0 | 0 | 0 | 0 | 0 | 0
CC | 0 | 0 | 0 | 0 | 0 | 0
CSP | 0 | 0 | 0 | 0 | 0 | 0
CT | 0 | 0 | 0 | 0 | 0 | 0
Coal | 0 | 0 | 0 | 0 | 0 | 0
Geo | 0 | 0 | 0 | 0 | 0 | 0
H | 0 | 0 | 0 | 0 | 0 | 0
LFG | 0 | 0 | 0 | 0 | 0 | 0
Nuc | 0 | 0 | 0 | 0 | 0 | 0
PS | 0 | 0 | 0 | 0 | 0 | 0
PV | 0 | 0 | 0 | 0 | 0 | 0
PeakG | 0 | 0 | 0 | 0 | 0 | 0
PeakO | 0 | 0 | 0 | 0 | 0 | 0
ST | 0 | 0 | 0 | 0 | 0 | 0
STOG | 0 | 0 | 0 | 0 | 0 | 0
STWD | 0 | 0 | 0 | 0 | 0 | 0
WT | 0 | 0 | 0 | 0 | 0 | 0
IGCC | 0 | 0 | 0 | 0 | 0 | 0
DemandResponse | 0 | 0 | 0 | 0 | 0 | 0
IGCC-CCS | 0 | 0 | 0 | 0 | 0 | 0
WT_off | 0 | 0 | 0 | 0 | 0 | 0
PseudoUnit | 0 | 0 | 0 | 0 | 0 | 0
FixedInterchange | 0 | 0 | 0 | 0 | 0 | 0
Cumulative Retirements of Capacity by Reporting Type: All
ReportingType | 2015 | 2020 | 2025 | 2030 | 2035 | 2040
BM | 0 | 0 | 0 | 0 | 0 | 192
CC | 8076.45 | 8076.45 | 8076.45 | 8076.45 | 8076.45 | 8100.55
CSP | 475 | 475 | 475 | 475 | 475 | 475
CT | 0 | 0 | 0 | 0 | 1239.5 | 1239.5
Coal | 67486.22 | 75718.1 | 81742.38 | 81742.38 | 81742.39 | 81928.67
Geo | 4.8 | 4.8 | 4.8 | 4.8 | 4.8 | 4.8
H | 0 | 0 | 0 | 0 | 0 | 0
LFG | 0 | 0 | 0 | 0 | 0 | 0
Nuc | 0 | 614.5 | 614.5 | 2102.7 | 28678.4 | 48384.39
PS | 0 | 0 | 0 | 0 | 0 | 0
PV | 0 | 0 | 0 | 0 | 1117.06 | 1117.06
PeakG | 3827.62 | 3923.32 | 3923.32 | 3923.32 | 3923.32 | 7583.32
PeakO | 2526.37 | 2526.37 | 2554.03 | 2554.03 | 2554.03 | 2739.04
ST | 0 | 0 | 0 | 0 | 0 | 0
STOG | 47222.72 | 47222.72 | 48425.65 | 48425.65 | 48425.65 | 48425.65
STWD | 1514.78 | 1514.78 | 1514.78 | 1514.78 | 1514.78 | 1514.78
WT | 126.2 | 126.2 | 126.2 | 126.2 | 2232.1 | 2232.1
IGCC | 0 | 0 | 0 | 0 | 0 | 0
DemandResponse | 0 | 0 | 0 | 0 | 0 | 0
IGCC-CCS | 0 | 0 | 0 | 0 | 0 | 0
WT_off | 0 | 0 | 0 | 0 | 468 | 468
PseudoUnit | 0 | 0 | 0 | 0 | 0 | 0
FixedInterchange | 0 | 0 | 0 | 0 | 0 | 0
Cumulative Retirements of Capacity by Reporting Type: EI_US
ReportingType | 2015 | 2020 | 2025 | 2030 | 2035 | 2040
BM | 0 | 0 | 0 | 0 | 0 | 192
CC | 2348.76 | 2348.76 | 2348.76 | 2348.76 | 2348.76 | 2348.76
CSP | 0 | 0 | 0 | 0 | 0 | 0
CT | 0 | 0 | 0 | 0 | 0 | 0
Coal | 56697.02 | 64758.4 | 70301.29 | 70301.29 | 70301.29 | 70301.29
Geo | 0 | 0 | 0 | 0 | 0 | 0
H | 0 | 0 | 0 | 0 | 0 | 0
LFG | 0 | 0 | 0 | 0 | 0 | 0
Nuc | 0 | 614.5 | 614.5 | 2102.7 | 27648.4 | 45814.39
PS | 0 | 0 | 0 | 0 | 0 | 0
PV | 0 | 0 | 0 | 0 | 32 | 32
PeakG | 268.5 | 268.5 | 268.5 | 268.5 | 268.5 | 268.5
PeakO | 1961.53 | 1961.53 | 1961.53 | 1961.53 | 1961.53 | 1961.53
ST | 0 | 0 | 0 | 0 | 0 | 0
STOG | 35994.29 | 35994.29 | 37126.51 | 37126.51 | 37126.51 | 37126.51
STWD | 668 | 668 | 668 | 668 | 668 | 668
WT | 0 | 0 | 0 | 0 | 0 | 0
IGCC | 0 | 0 | 0 | 0 | 0 | 0
DemandResponse | 0 | 0 | 0 | 0 | 0 | 0
IGCC-CCS | 0 | 0 | 0 | 0 | 0 | 0
WT_off | 0 | 0 | 0 | 0 | 468 | 468
PseudoUnit | 0 | 0 | 0 | 0 | 0 | 0
FixedInterchange | 0 | 0 | 0 | 0 | 0 | 0
Cumulative Retirements of Capacity by Reporting Type: EI_Canada
ReportingType | 2015 | 2020 | 2025 | 2030 | 2035 | 2040
BM | 0 | 0 | 0 | 0 | 0 | 0
CC | 3106.62 | 3106.62 | 3106.62 | 3106.62 | 3106.62 | 3106.62
CSP | 0 | 0 | 0 | 0 | 0 | 0
CT | 0 | 0 | 0 | 0 | 0 | 0
Coal | 7425.4 | 7425.4 | 7425.4 | 7425.4 | 7425.4 | 7425.4
Geo | 0 | 0 | 0 | 0 | 0 | 0
H | 0 | 0 | 0 | 0 | 0 | 0
LFG | 0 | 0 | 0 | 0 | 0 | 0
Nuc | 0 | 0 | 0 | 0 | 1030 | 2570
PS | 0 | 0 | 0 | 0 | 0 | 0
PV | 0 | 0 | 0 | 0 | 1067.26 | 1067.26
PeakG | 0 | 0 | 0 | 0 | 0 | 0
PeakO | 145.65 | 145.65 | 145.65 | 145.65 | 145.65 | 145.65
ST | 0 | 0 | 0 | 0 | 0 | 0
STOG | 2126 | 2126 | 2126 | 2126 | 2126 | 2126
STWD | 139 | 139 | 139 | 139 | 139 | 139
WT | 0 | 0 | 0 | 0 | 2105.9 | 2105.9
IGCC | 0 | 0 | 0 | 0 | 0 | 0
DemandResponse | 0 | 0 | 0 | 0 | 0 | 0
IGCC-CCS | 0 | 0 | 0 | 0 | 0 | 0
WT_off | 0 | 0 | 0 | 0 | 0 | 0
PseudoUnit | 0 | 0 | 0 | 0 | 0 | 0
FixedInterchange | 0 | 0 | 0 | 0 | 0 | 0
Cumulative Retirements of Capacity by Reporting Type: EI
ReportingType | 2015 | 2020 | 2025 | 2030 | 2035 | 2040
BM | 0 | 0 | 0 | 0 | 0 | 192
CC | 5455.38 | 5455.38 | 5455.38 | 5455.38 | 5455.38 | 5455.38
CSP | 0 | 0 | 0 | 0 | 0 | 0
CT | 0 | 0 | 0 | 0 | 0 | 0
Coal | 64122.43 | 72183.81 | 77726.7 | 77726.7 | 77726.7 | 77726.7
Geo | 0 | 0 | 0 | 0 | 0 | 0
H | 0 | 0 | 0 | 0 | 0 | 0
LFG | 0 | 0 | 0 | 0 | 0 | 0
Nuc | 0 | 614.5 | 614.5 | 2102.7 | 28678.4 | 48384.39
PS | 0 | 0 | 0 | 0 | 0 | 0
PV | 0 | 0 | 0 | 0 | 1099.26 | 1099.26
PeakG | 268.5 | 268.5 | 268.5 | 268.5 | 268.5 | 268.5
PeakO | 2107.17 | 2107.17 | 2107.17 | 2107.17 | 2107.17 | 2107.17
ST | 0 | 0 | 0 | 0 | 0 | 0
STOG | 38120.29 | 38120.29 | 39252.51 | 39252.51 | 39252.51 | 39252.51
STWD | 807 | 807 | 807 | 807 | 807 | 807
WT | 0 | 0 | 0 | 0 | 2105.9 | 2105.9
IGCC | 0 | 0 | 0 | 0 | 0 | 0
DemandResponse | 0 | 0 | 0 | 0 | 0 | 0
IGCC-CCS | 0 | 0 | 0 | 0 | 0 | 0
WT_off | 0 | 0 | 0 | 0 | 468 | 468
PseudoUnit | 0 | 0 | 0 | 0 | 0 | 0
FixedInterchange | 0 | 0 | 0 | 0 | 0 | 0
Cumulative Retirements of Capacity by Reporting Type: Outside_EI
ReportingType | 2015 | 2020 | 2025 | 2030 | 2035 | 2040
BM | 0 | 0 | 0 | 0 | 0 | 0
CC | 2621.08 | 2621.08 | 2621.08 | 2621.08 | 2621.08 | 2645.17
CSP | 475 | 475 | 475 | 475 | 475 | 475
CT | 0 | 0 | 0 | 0 | 1239.5 | 1239.5
Coal | 3363.79 | 3534.29 | 4015.68 | 4015.68 | 4015.69 | 4201.97
Geo | 4.8 | 4.8 | 4.8 | 4.8 | 4.8 | 4.8
H | 0 | 0 | 0 | 0 | 0 | 0
LFG | 0 | 0 | 0 | 0 | 0 | 0
Nuc | 0 | 0 | 0 | 0 | 0 | 0
PS | 0 | 0 | 0 | 0 | 0 | 0
PV | 0 | 0 | 0 | 0 | 17.8 | 17.8
PeakG | 3559.12 | 3654.82 | 3654.82 | 3654.82 | 3654.82 | 7314.82
PeakO | 419.2 | 419.2 | 446.86 | 446.86 | 446.86 | 631.86
ST | 0 | 0 | 0 | 0 | 0 | 0
STOG | 9102.43 | 9102.43 | 9173.14 | 9173.14 | 9173.14 | 9173.14
STWD | 707.78 | 707.78 | 707.78 | 707.78 | 707.78 | 707.78
WT | 126.2 | 126.2 | 126.2 | 126.2 | 126.2 | 126.2
IGCC | 0 | 0 | 0 | 0 | 0 | 0
DemandResponse | 0 | 0 | 0 | 0 | 0 | 0
IGCC-CCS | 0 | 0 | 0 | 0 | 0 | 0
WT_off | 0 | 0 | 0 | 0 | 0 | 0
PseudoUnit | 0 | 0 | 0 | 0 | 0 | 0
FixedInterchange | 0 | 0 | 0 | 0 | 0 | 0
#5 | Total Installed ACTIVE Capacity (MW)
Total Installed Capacity by Reporting Type: Entergy
ReportingType | 2015 | 2020 | 2025 | 2030 | 2035 | 2040
BM | 0 | 0 | 0 | 0 | 0 | 0
CC | 14352.05 | 15208.16 | 15208.17 | 16172.1 | 18003.72 | 20016.86
CSP | 0 | 0 | 0 | 0 | 0 | 0
CT | 0 | 0 | 0 | 0 | 0 | 0
Coal | 8136 | 8136 | 8136 | 8136 | 8136 | 8136.01
Geo | 0 | 0 | 0 | 0 | 0 | 0
H | 744 | 744 | 744 | 744 | 744 | 744
LFG | 8 | 8 | 115.4 | 115.4 | 115.4 | 115.4
Nuc | 5422 | 5422 | 5422 | 5422 | 4580 | 3583
PS | 59 | 59 | 59 | 59 | 59 | 59
PV | 0.29 | 64.83 | 99.85 | 103.02 | 106.62 | 110.34
PeakG | 2787 | 2787 | 2787 | 2787 | 2787 | 2787
PeakO | 174 | 174 | 174 | 174 | 174 | 174
ST | 0 | 0 | 0 | 0 | 0 | 0
STOG | 3548.31 | 3548.31 | 3221.45 | 3221.45 | 3221.45 | 3221.45
STWD | 206 | 206 | 206 | 206 | 206 | 206
WT | 107 | 107 | 107 | 107 | 107 | 107
IGCC | 0 | 0 | 0 | 0 | 0 | 0
DemandResponse | 301.55 | 1538.95 | 2854.33 | 2930.78 | 3009.27 | 3089.87
IGCC-CCS | 0 | 0 | 0 | 0 | 0 | 0
WT_off | 0 | 0 | 0 | 0 | 0 | 0
PseudoUnit | 0 | 0 | 0 | 0 | 0 | 0
FixedInterchange | 0 | 0 | 0 | 0 | 0 | 0
Total Installed Capacity by Reporting Type: FRCC
ReportingType | 2015 | 2020 | 2025 | 2030 | 2035 | 2040
BM | 0 | 0 | 0 | 0 | 0 | 0
CC | 23300.9 | 28061.56 | 31083.38 | 34962.39 | 40703.25 | 46767.96
CSP | 0 | 0 | 0 | 0 | 0 | 0
CT | 2480 | 2480 | 2480 | 2480 | 2480 | 2480
Coal | 8997.4 | 8128.4 | 8128.41 | 8128.41 | 8128.41 | 8128.41
Geo | 0 | 0 | 0 | 0 | 0 | 0
H | 55 | 55 | 55 | 55 | 55 | 55
LFG | 486 | 486 | 684 | 684 | 684 | 684
Nuc | 4131.33 | 4131.33 | 4131.33 | 4131.33 | 2516 | 839
PS | 0 | 0 | 0 | 0 | 0 | 0
PV | 51 | 51 | 51 | 51 | 51 | 51
PeakG | 8431 | 8431 | 8431 | 8431 | 8431 | 8431
PeakO | 2283 | 2283 | 2283 | 2283 | 2283 | 2283
ST | 0 | 0 | 0 | 0 | 0 | 0
STOG | 4352.83 | 4352.83 | 3547.47 | 3547.47 | 3547.47 | 3547.47
STWD | 195 | 195 | 195 | 195 | 195 | 195
WT | 0 | 0 | 0 | 0 | 0 | 0
IGCC | 0 | 0 | 0 | 0 | 0 | 0
DemandResponse | 2734.45 | 3962.85 | 5527.63 | 5878.95 | 6252.59 | 6649.99
IGCC-CCS | 0 | 0 | 0 | 0 | 0 | 0
WT_off | 0 | 0 | 0 | 0 | 0 | 0
PseudoUnit | 0 | 0 | 0 | 0 | 0 | 0
FixedInterchange | 0 | 0 | 0 | 0 | 0 | 0
Total Installed Capacity by Reporting Type: MAPP_US
ReportingType | 2015 | 2020 | 2025 | 2030 | 2035 | 2040
BM | 0 | 0 | 0 | 0 | 0 | 0
CC | 283.64 | 283.64 | 283.64 | 283.64 | 283.64 | 283.64
CSP | 0 | 0 | 0 | 0 | 0 | 0
CT | 308.3 | 308.3 | 308.3 | 492.91 | 754.85 | 973.16
Coal | 2831 | 2831 | 2831 | 2831 | 2831 | 2885.02
Geo | 44 | 44 | 44 | 44 | 44 | 44
H | 2186 | 2186 | 2186 | 2186 | 2186 | 2186
LFG | 2 | 2 | 73.67 | 73.67 | 73.67 | 73.67
Nuc | 0.1 | 0.1 | 0.1 | 0.1 | 0.1 | 0.1
PS | 0 | 0 | 0 | 0 | 0 | 0
PV | 0 | 0 | 0 | 0 | 0 | 0
PeakG | 709 | 709 | 709 | 709 | 709 | 709
PeakO | 0.01 | 0.01 | 0.01 | 0.01 | 0.01 | 0.01
ST | 0 | 0 | 0 | 0 | 0 | 0
STOG | 0 | 0 | 0 | 0 | 0 | 0
STWD | 0 | 0 | 0 | 0 | 0 | 0
WT | 1689.3 | 1947.88 | 1947.88 | 2491.76 | 2590.46 | 2693.08
IGCC | 0 | 0 | 0 | 0 | 0 | 0
DemandResponse | 59 | 199.4 | 353.8 | 367.81 | 382.38 | 397.53
IGCC-CCS | 0 | 0 | 0 | 0 | 0 | 0
WT_off | 0 | 0 | 0 | 0 | 0 | 0
PseudoUnit | 0 | 0 | 0 | 0 | 0 | 0
FixedInterchange | 0 | 0 | 0 | 0 | 0 | 0
Total Installed Capacity by Reporting Type: MISO_IN
ReportingType | 2015 | 2020 | 2025 | 2030 | 2035 | 2040
BM | 0 | 0 | 0 | 0 | 0 | 0
CC | 1396 | 1396 | 2454.67 | 4740.81 | 7957.59 | 7957.59
CSP | 0 | 0 | 0 | 0 | 0 | 0
CT | 0 | 0 | 0 | 0 | 0 | 0
Coal | 13816.8 | 13816.8 | 13385.83 | 13385.83 | 13385.83 | 13385.83
Geo | 0 | 0 | 0 | 0 | 0 | 0
H | 75 | 75 | 75 | 75 | 75 | 75
LFG | 37 | 37 | 37 | 117.13 | 117.13 | 117.13
Nuc | 0.1 | 0.1 | 0.1 | 0.1 | 0.1 | 0.1
PS | 0 | 0 | 0 | 0 | 0 | 0
PV | 0 | 241.58 | 393.59 | 406.41 | 419.61 | 433.21
PeakG | 3053 | 3053 | 3053 | 3053 | 3053 | 3053
PeakO | 361 | 361 | 361 | 361 | 361 | 361
ST | 0 | 0 | 0 | 0 | 0 | 0
STOG | 279 | 279 | 279 | 279 | 279 | 279
STWD | 0 | 0 | 0 | 0 | 0 | 0
WT | 535 | 535 | 535 | 535 | 535 | 535
IGCC | 618 | 618 | 618 | 618 | 618 | 618
DemandResponse | 1068.55 | 1287.74 | 1545.09 | 1592.8 | 1641.97 | 1692.67
IGCC-CCS | 0 | 0 | 0 | 0 | 0 | 0
WT_off | 0 | 0 | 0 | 0 | 0 | 0
PseudoUnit | 0 | 0 | 0 | 0 | 0 | 0
FixedInterchange | 0 | 0 | 0 | 0 | 0 | 0
Total Installed Capacity by Reporting Type: MISO_MI
ReportingType | 2015 | 2020 | 2025 | 2030 | 2035 | 2040
BM | 0 | 0 | 0 | 0 | 0 | 0
CC | 4338 | 4338 | 4338 | 4338.01 | 4338.01 | 4338.01
CSP | 0 | 0 | 0 | 0 | 0 | 0
CT | 0 | 0 | 0 | 0.01 | 0.01 | 0.01
Coal | 8466.02 | 8466.02 | 7279.04 | 7279.04 | 7279.05 | 7279.05
Geo | 0 | 0 | 0 | 0 | 0 | 0
H | 141 | 141 | 141 | 141 | 141 | 141
LFG | 163 | 323.25 | 323.25 | 323.25 | 323.25 | 323.25
Nuc | 1889 | 1889 | 1889 | 1889 | 1111 | 1111
PS | 1872 | 1872 | 1872 | 1872 | 1872 | 1872
PV | 0 | 0 | 0 | 0 | 0 | 0
PeakG | 3562 | 3562 | 3562 | 3562 | 3562 | 3562
PeakO | 534 | 534 | 534 | 534 | 534 | 534
ST | 0 | 0 | 0 | 0 | 0 | 0
STOG | 2852 | 2852 | 2852 | 2852 | 2852 | 2852
STWD | 163 | 163 | 163 | 163 | 163 | 163
WT | 2161 | 2161 | 2761 | 2761 | 2959.39 | 3153.67
IGCC | 0 | 0 | 0 | 0 | 0 | 0
DemandResponse | 1838.88 | 2351.35 | 3000.3 | 3120.7 | 3245.93 | 3376.18
IGCC-CCS | 0 | 0 | 0 | 0 | 0 | 0
WT_off | 0 | 0 | 0 | 0 | 0 | 0
PseudoUnit | 0 | 0 | 0 | 0 | 0 | 0
FixedInterchange | 0 | 0 | 0 | 0 | 0 | 0
Total Installed Capacity by Reporting Type: MISO_MO-IL
ReportingType | 2015 | 2020 | 2025 | 2030 | 2035 | 2040
BM | 0 | 0 | 0 | 0 | 0 | 0
CC | 1058 | 1058 | 1058 | 1058 | 1058 | 1058
CSP | 0 | 0 | 0 | 0 | 0 | 0
CT | 0 | 0 | 0 | 0 | 0 | 0
Coal | 14729.01 | 14729.01 | 13697.03 | 13697.03 | 13697.04 | 13697.04
Geo | 0 | 0 | 0 | 0 | 0 | 0
H | 352 | 352 | 352 | 352 | 352 | 352
LFG | 18 | 18 | 241.33 | 241.33 | 241.33 | 241.33
Nuc | 2233 | 2233 | 2233 | 2233 | 2233 | 2233
PS | 440 | 440 | 440 | 440 | 440 | 440
PV | 0 | 0 | 0 | 0 | 0 | 0
PeakG | 4595 | 4595 | 4595 | 4595 | 4595 | 4595
PeakO | 766 | 766 | 766 | 766 | 766 | 766
ST | 0 | 0 | 0 | 0 | 0 | 0
STOG | 592 | 592 | 592 | 592 | 592 | 592
STWD | 0 | 0 | 0 | 0 | 0 | 0
WT | 678 | 678 | 678 | 678 | 678 | 678
IGCC | 0 | 0 | 0 | 0 | 0 | 0
DemandResponse | 301.14 | 1139.8 | 2067.65 | 2153.82 | 2243.59 | 2337.1
IGCC-CCS | 0 | 0 | 0 | 0 | 0 | 0
WT_off | 0 | 0 | 0 | 0 | 0 | 0
PseudoUnit | 0 | 0 | 0 | 0 | 0 | 0
FixedInterchange | 0 | 0 | 0 | 0 | 0 | 0
Total Installed Capacity by Reporting Type: MISO_W
ReportingType | 2015 | 2020 | 2025 | 2030 | 2035 | 2040
BM | 0 | 0 | 0 | 0 | 0 | 0
CC | 3025 | 3025 | 3025 | 3025.01 | 3025.01 | 3025.01
CSP | 0 | 0 | 0 | 0 | 0 | 0
CT | 0 | 0 | 0.01 | 0.01 | 0.01 | 0.01
Coal | 11023.8 | 11023.8 | 11007.63 | 11007.64 | 12513.79 | 17074.96
Geo | 0 | 0 | 0 | 0 | 0 | 0
H | 497 | 497 | 497 | 497 | 497 | 497
LFG | 205 | 205 | 276.67 | 276.67 | 276.67 | 276.67
Nuc | 2361.33 | 2361.33 | 2361.33 | 2361.33 | 0.1 | 0.1
PS | 0 | 0 | 0 | 0 | 0 | 0
PV | 0 | 0 | 0 | 0 | 0 | 0
PeakG | 4522 | 4522 | 4522 | 4522 | 4522 | 4522
PeakO | 2154 | 2154 | 2154 | 2154 | 2154 | 2154
ST | 0 | 0 | 0 | 0 | 0 | 0
STOG | 172 | 172 | 172 | 172 | 172 | 172
STWD | 313 | 313 | 313 | 313 | 313 | 313
WT | 8358.5 | 10460.77 | 13852.43 | 14328.12 | 14876.77 | 15444.24
IGCC | 0 | 0 | 0 | 0 | 0 | 0
DemandResponse | 2622.87 | 2885.77 | 3318.4 | 3449.86 | 3586.51 | 3728.59
IGCC-CCS | 0 | 0 | 0 | 0 | 0 | 0
WT_off | 0 | 0 | 0 | 0 | 0 | 0
PseudoUnit | 0 | 0 | 0 | 0 | 0 | 0
FixedInterchange | 0 | 0 | 0 | 0 | 0 | 0
Total Installed Capacity by Reporting Type: MISO_WUMS
ReportingType | 2015 | 2020 | 2025 | 2030 | 2035 | 2040
BM | 0 | 0 | 0 | 0 | 0 | 0
CC | 2724 | 2724.02 | 6067.94 | 6067.95 | 6807.94 | 6807.94
CSP | 0 | 0 | 0 | 0 | 0 | 0
CT | 0 | 3201.08 | 3201.08 | 5102.35 | 8987.2 | 8987.2
Coal | 6303.11 | 6042.12 | 5488.12 | 5488.12 | 5488.12 | 5488.12
Geo | 0 | 0 | 0 | 0 | 0 | 0
H | 336 | 336 | 336 | 336 | 336 | 336
LFG | 71 | 133.94 | 294.33 | 294.33 | 294.33 | 294.33
Nuc | 1817 | 1817 | 1817 | 1817 | 0.1 | 0.1
PS | 0 | 0 | 0 | 0 | 0 | 0
PV | 0 | 0 | 0 | 0 | 0 | 0
PeakG | 3230 | 3230 | 3230 | 3230 | 3230 | 3230
PeakO | 490 | 490 | 490 | 490 | 490 | 490
ST | 0 | 0 | 0 | 0 | 0 | 0
STOG | 300.5 | 300.5 | 300.5 | 300.5 | 300.5 | 300.5
STWD | 105 | 105 | 105 | 105 | 105 | 105
WT | 1528.9 | 1528.9 | 1528.9 | 1528.9 | 1528.9 | 1528.9
IGCC | 0 | 0 | 0 | 0 | 0 | 0
DemandResponse | 193.34 | 453.12 | 737.75 | 762.42 | 787.92 | 814.26
IGCC-CCS | 0 | 0 | 0 | 0 | 0 | 0
WT_off | 0 | 0 | 0 | 0 | 0 | 0
PseudoUnit | 0 | 0 | 0 | 0 | 0 | 0
FixedInterchange | 0 | 0 | 0 | 0 | 0 | 0
Total Installed Capacity by Reporting Type: Nebraska
ReportingType | 2015 | 2020 | 2025 | 2030 | 2035 | 2040
BM | 0 | 0 | 0 | 0 | 0 | 0
CC | 358 | 358 | 358 | 358 | 358 | 358
CSP | 0 | 0 | 0 | 0 | 0 | 0
CT | 0 | 0 | 0 | 0 | 0 | 0
Coal | 4110.1 | 4110.1 | 4110.1 | 4110.1 | 6280.36 | 6865.04
Geo | 0 | 0 | 0 | 0 | 0 | 0
H | 167 | 167 | 167 | 167 | 167 | 167
LFG | 6 | 6 | 77.67 | 77.67 | 77.67 | 77.67
Nuc | 1252 | 1252 | 1252 | 1252 | 0.2 | 0.2
PS | 0 | 0 | 0 | 0 | 0 | 0
PV | 0 | 0 | 0 | 0 | 0 | 0
PeakG | 1305 | 1305 | 1305 | 1305 | 1305 | 1305
PeakO | 326 | 326 | 326 | 326 | 326 | 326
ST | 0 | 0 | 0 | 0 | 0 | 0
STOG | 0.29 | 0.29 | 0.29 | 0.29 | 0.29 | 0.29
STWD | 0 | 0 | 0 | 0 | 0 | 0
WT | 344 | 344 | 344 | 344 | 344 | 344
IGCC | 0 | 0 | 0 | 0 | 0 | 0
DemandResponse | 624.42 | 756.13 | 918.4 | 954.78 | 992.6 | 1031.92
IGCC-CCS | 0 | 0 | 0 | 0 | 0 | 0
WT_off | 0 | 0 | 0 | 0 | 0 | 0
PseudoUnit | 0 | 0 | 0 | 0 | 0 | 0
FixedInterchange | 0 | 0 | 0 | 0 | 0 | 0
Total Installed Capacity by Reporting Type: NEISO
ReportingType | 2015 | 2020 | 2025 | 2030 | 2035 | 2040
BM | 252.2 | 252.2 | 252.2 | 252.2 | 252.2 | 252.2
CC | 11169.1 | 11169.1 | 11169.1 | 11169.1 | 11169.1 | 11169.11
CSP | 0 | 0 | 0 | 0 | 0 | 0
CT | 334 | 334 | 334 | 334 | 986.11 | 2032.66
Coal | 320 | 0 | 0 | 0 | 0 | 0
Geo | 0 | 0 | 0 | 0 | 0 | 0
H | 3257.7 | 3257.7 | 3257.7 | 3257.7 | 3257.7 | 3257.7
LFG | 581.26 | 581.27 | 651 | 651 | 651 | 651
Nuc | 4645 | 4645 | 4645 | 4645 | 3356 | 2479.08
PS | 1674 | 1674 | 1674 | 1674 | 1674 | 1674
PV | 2 | 316.78 | 316.78 | 316.86 | 316.91 | 316.96
PeakG | 1200 | 1200 | 1200 | 1200 | 1200 | 1200
PeakO | 838.64 | 838.64 | 838.64 | 838.64 | 838.64 | 838.64
ST | 0 | 0 | 0 | 0 | 0 | 0
STOG | 0 | 0 | 0 | 0 | 0 | 0
STWD | 610 | 610 | 610 | 610 | 610 | 610
WT | 434.2 | 3335.33 | 5138.58 | 5483 | 5483 | 5483
IGCC | 0 | 0 | 0 | 0 | 0 | 0
DemandResponse | 3092.4 | 3627.72 | 4230.66 | 4257.78 | 4282.5 | 4307.35
IGCC-CCS | 0 | 0 | 0 | 0 | 0 | 0
WT_off | 468 | 468 | 468 | 468 | 0 | 0
PseudoUnit | 0 | 0 | 0 | 0 | 0 | 0
FixedInterchange | 0 | 0 | 0 | 0 | 0 | 0
Total Installed Capacity by Reporting Type: NonRTO_Midwest
ReportingType | 2015 | 2020 | 2025 | 2030 | 2035 | 2040
BM | 0 | 0 | 0 | 0 | 0 | 0
CC | 0 | 386.7 | 469.66 | 657.52 | 1008.56 | 1368.27
CSP | 0 | 0 | 0 | 0 | 0 | 0
CT | 0 | 350.24 | 350.24 | 350.24 | 350.24 | 350.24
Coal | 9529.32 | 9529.32 | 9529.32 | 9529.32 | 9529.32 | 9529.32
Geo | 0 | 0 | 0 | 0 | 0 | 0
H | 143 | 143 | 143 | 143 | 143 | 143
LFG | 14 | 14 | 19.54 | 174.25 | 174.25 | 174.25
Nuc | 0.1 | 0.1 | 0.1 | 0.1 | 0.1 | 0.1
PS | 0 | 0 | 0 | 0 | 0 | 0
PV | 0 | 0 | 0 | 0 | 0 | 0
PeakG | 3353 | 3353 | 3353 | 3353 | 3353 | 3353
PeakO | 12 | 12 | 12 | 12 | 12 | 12
ST | 0 | 0 | 0 | 0 | 0 | 0
STOG | 0 | 0 | 0 | 0 | 0 | 0
STWD | 0 | 0 | 0 | 0 | 0 | 0
WT | 66 | 66 | 66 | 66 | 66 | 66
IGCC | 0 | 0 | 0 | 0 | 0 | 0
DemandResponse | 193.98 | 453.37 | 727.88 | 745.89 | 764.35 | 783.26
IGCC-CCS | 0 | 0 | 0 | 0 | 0 | 0
WT_off | 0 | 0 | 0 | 0 | 0 | 0
PseudoUnit | 0 | 0 | 0 | 0 | 0 | 0
FixedInterchange | 0 | 0 | 0 | 0 | 0 | 0
Total Installed Capacity by Reporting Type: NYISO_A-F
ReportingType | 2015 | 2020 | 2025 | 2030 | 2035 | 2040
BM | 0 | 0 | 0 | 0 | 0 | 0
CC | 4233 | 4233 | 4233 | 4233 | 4233 | 4233
CSP | 0 | 0 | 0 | 0 | 0 | 0
CT | 0 | 0 | 0 | 0 | 0 | 0
Coal | 0 | 0 | 0 | 0 | 0 | 0
Geo | 0 | 0 | 0 | 0 | 0 | 0
H | 4395 | 4395 | 4395 | 4395 | 4395 | 4395
LFG | 172.4 | 172.4 | 180 | 240.33 | 240.33 | 240.33
Nuc | 3365 | 3365 | 3365 | 2743.8 | 2163.3 | 1311.1
PS | 1412 | 1412 | 1412 | 1412 | 1412 | 1412
PV | 0 | 0 | 0 | 0 | 0 | 0
PeakG | 221 | 221 | 221 | 221 | 221 | 221
PeakO | 39 | 39 | 39 | 39 | 39 | 39
ST | 0 | 0 | 0 | 0 | 0 | 0
STOG | 0 | 0 | 0 | 0 | 0 | 0
STWD | 86 | 86 | 86 | 86 | 86 | 86
WT | 3759.3 | 4469.1 | 4469.1 | 4833.42 | 5521.04 | 5521.04
IGCC | 0 | 0 | 0 | 0 | 0 | 0
DemandResponse | 907.2 | 1018.15 | 1143.28 | 1172.73 | 1202.95 | 1233.94
IGCC-CCS | 0 | 0 | 0 | 0 | 0 | 0
WT_off | 0 | 0 | 0 | 0 | 0 | 0
PseudoUnit | 0 | 0 | 0 | 0 | 0 | 0
FixedInterchange | 0 | 0 | 0 | 0 | 0 | 0
Total Installed Capacity by Reporting Type: NYISO_G-I
ReportingType | 2015 | 2020 | 2025 | 2030 | 2035 | 2040
BM | 0 | 0 | 0 | 0 | 0 | 0
CC | 1157 | 1157 | 1843.14 | 2442.27 | 5174.38 | 8129.8
CSP | 0 | 0 | 0 | 0 | 0 | 0
CT | 0 | 0 | 0 | 0 | 0 | 0
Coal | 0 | 0 | 0 | 0 | 0 | 0
Geo | 0 | 0 | 0 | 0 | 0 | 0
H | 32 | 32 | 32 | 32 | 32 | 32
LFG | 64 | 64 | 138.33 | 138.33 | 138.33 | 138.33
Nuc | 2045 | 2045 | 2045 | 2045 | 1025.4 | 0.4
PS | 0 | 0 | 0 | 0 | 0 | 0
PV | 0 | 0 | 0 | 0 | 0 | 0
PeakG | 65 | 65 | 65 | 65 | 65 | 65
PeakO | 87 | 87 | 87 | 87 | 87 | 87
ST | 0 | 0 | 0 | 0 | 0 | 0
STOG | 0.01 | 0.01 | 0.01 | 0.01 | 0.01 | 0.01
STWD | 0 | 0 | 0 | 0 | 0 | 0
WT | 0 | 60 | 60 | 60.01 | 60.01 | 60.01
IGCC | 0 | 0 | 0 | 0 | 0 | 0
DemandResponse | 339.56 | 380.32 | 434.34 | 453.11 | 472.7 | 493.13
IGCC-CCS | 0 | 0 | 0 | 0 | 0 | 0
WT_off | 0 | 0 | 0 | 0 | 0 | 0
PseudoUnit | 0 | 0 | 0 | 0 | 0 | 0
FixedInterchange | 0 | 0 | 0 | 0 | 0 | 0
Total Installed Capacity by Reporting Type: NYISO_J-K
ReportingType | 2015 | 2020 | 2025 | 2030 | 2035 | 2040
BM | 0 | 0 | 0 | 0 | 0 | 0
CC | 4833.4 | 4833.4 | 4833.4 | 4833.4 | 4833.4 | 4833.4
CSP | 0 | 0 | 0 | 0 | 0 | 0
CT | 0 | 0 | 267.25 | 1462.44 | 1653.9 | 2049.55
Coal | 0 | 0 | 0 | 0 | 0 | 0
Geo | 0 | 0 | 0 | 0 | 0 | 0
H | 0 | 0 | 0 | 0 | 0 | 0
LFG | 124 | 124 | 124 | 198.33 | 198.33 | 198.33
Nuc | 0.1 | 0.1 | 0.1 | 0.1 | 0.1 | 0.1
PS | 0 | 0 | 0 | 0 | 0 | 0
PV | 32 | 32 | 32 | 32 | 0 | 0
PeakG | 2778 | 2778 | 2778 | 2778 | 2778 | 2778
PeakO | 2169 | 2169 | 2169 | 2169 | 2169 | 2169
ST | 0 | 0 | 0 | 0 | 0 | 0
STOG | 5670.41 | 5670.41 | 5670.41 | 5670.41 | 5670.41 | 5670.41
STWD | 0 | 0 | 0 | 0 | 0 | 0
WT | 0 | 0 | 0 | 0 | 0 | 0
IGCC | 0 | 0 | 0 | 0 | 0 | 0
DemandResponse | 1319.07 | 1502.66 | 1718.62 | 1795.58 | 1875.99 | 1960
IGCC-CCS | 0 | 0 | 0 | 0 | 0 | 0
WT_off | 0 | 0 | 0 | 0 | 0 | 0
PseudoUnit | 0 | 0 | 0 | 0 | 0 | 0
FixedInterchange | 0 | 0 | 0 | 0 | 0 | 0
Total Installed Capacity by Reporting Type: PJM_E
ReportingType | 2015 | 2020 | 2025 | 2030 | 2035 | 2040
BM | 30 | 30 | 30 | 30 | 30 | 30
CC | 12283.3 | 12283.3 | 12283.3 | 12283.3 | 12283.3 | 12283.31
CSP | 0 | 0 | 0 | 0 | 0 | 0
CT | 26.2 | 26.2 | 26.2 | 26.2 | 329.56 | 1580.34
Coal | 595.04 | 27.04 | 27.04 | 27.04 | 27.04 | 27.04
Geo | 0 | 0 | 0 | 0 | 0 | 0
H | 269.99 | 269.99 | 269.99 | 269.99 | 269.99 | 269.99
LFG | 471.1 | 604 | 604 | 604 | 604 | 604
Nuc | 8510 | 7895.5 | 7895.5 | 7895.5 | 5671.5 | 4497.5
PS | 400 | 400 | 400 | 400 | 400 | 400
PV | 47.45 | 47.45 | 47.45 | 47.45 | 47.45 | 47.45
PeakG | 3877.5 | 3877.5 | 3877.5 | 3877.5 | 3877.5 | 3877.5
PeakO | 2749.3 | 2749.3 | 2749.3 | 2749.3 | 2749.3 | 2749.3
ST | 0 | 0 | 0 | 0 | 0 | 0
STOG | 2615.52 | 2615.52 | 2615.52 | 2615.52 | 2615.52 | 2615.52
STWD | 0 | 0 | 0 | 0 | 0 | 0
WT | 1160 | 1160 | 1160 | 1160 | 1160 | 1160
IGCC | 0 | 0 | 0 | 0 | 0 | 0
DemandResponse | 1256.73 | 1718.17 | 2388.62 | 2469.72 | 2553.57 | 2640.27
IGCC-CCS | 0 | 0 | 0 | 0 | 0 | 0
WT_off | 0 | 0 | 1100 | 1100 | 1100 | 1100
PseudoUnit | 0 | 0 | 0 | 0 | 0 | 0
FixedInterchange | 0 | 0 | 0 | 0 | 0 | 0
Total Installed Capacity by Reporting Type: PJM_ROM
ReportingType | 2015 | 2020 | 2025 | 2030 | 2035 | 2040
BM | 18 | 18 | 18 | 18 | 18 | 18
CC | 5664.5 | 5664.5 | 5664.5 | 5664.5 | 8806.43 | 20290.26
CSP | 0 | 0 | 0 | 0 | 0 | 0
CT | 16 | 16 | 16 | 16 | 16 | 16
Coal | 7998.06 | 7998.06 | 7998.06 | 7998.06 | 7998.06 | 7998.06
Geo | 0 | 0 | 0 | 0 | 0 | 0
H | 1392 | 1392 | 1392 | 1392 | 1392 | 1392
LFG | 356.9 | 622 | 622 | 622 | 622 | 622
Nuc | 5036 | 5036 | 5036 | 5036 | 3304 | 2405
PS | 1513 | 1513 | 1513 | 1513 | 1513 | 1513
PV | 4 | 1450.19 | 2350.38 | 2577.8 | 2667.39 | 2760.03
PeakG | 1719 | 1719 | 1719 | 1719 | 1719 | 1719
PeakO | 1566 | 1566 | 1566 | 1566 | 1566 | 1566
ST | 0 | 0 | 0 | 0 | 0 | 0
STOG | 2451.18 | 2451.18 | 2451.18 | 2451.18 | 2451.18 | 2451.18
STWD | 70 | 70 | 70 | 70 | 70 | 70
WT | 1210.8 | 1210.8 | 1961 | 7771 | 7771 | 7771
IGCC | 0 | 0 | 0 | 0 | 0 | 0
DemandResponse | 2307.31 | 2787.75 | 3373.93 | 3488.48 | 3606.92 | 3729.38
IGCC-CCS | 0 | 0 | 0 | 0 | 0 | 0
WT_off | 0 | 0 | 0 | 0 | 0 | 0
PseudoUnit | 0 | 0 | 0 | 0 | 0 | 0
FixedInterchange | 0 | 0 | 0 | 0 | 0 | 0
Total Installed Capacity by Reporting Type: PJM_ROR
ReportingType | 2015 | 2020 | 2025 | 2030 | 2035 | 2040
BM | 385 | 385 | 385 | 385 | 385 | 193
CC | 13618 | 13738 | 13738 | 19186.02 | 29522.47 | 29522.47
CSP | 0 | 0 | 0 | 0 | 0 | 0
CT | 29 | 29 | 29 | 29 | 29 | 29
Coal | 50209.14 | 44862.74 | 43826.75 | 43826.75 | 43826.76 | 43826.76
Geo | 0 | 0 | 0 | 0 | 0 | 0
H | 1837.4 | 1837.4 | 1837.4 | 1837.4 | 1837.4 | 1837.4
LFG | 539.4 | 539.4 | 1053.11 | 1053.11 | 1053.11 | 1053.11
Nuc | 20038 | 20038 | 20038 | 19171 | 14896 | 10012.84
PS | 3081 | 3081 | 3081 | 3081 | 3081 | 3081
PV | 24 | 24 | 24 | 24 | 24 | 24
PeakG | 19311 | 19311 | 19311 | 19311 | 19311 | 19311
PeakO | 1742 | 1742 | 1742 | 1742 | 1742 | 1742
ST | 0 | 0 | 0 | 0 | 0 | 0
STOG | 2087 | 2087 | 2087 | 2087 | 2087 | 2087
STWD | 194 | 194 | 194 | 194 | 194 | 194
WT | 10922.7 | 10922.7 | 11114.4 | 11114.4 | 11114.4 | 12208.45
IGCC | 0 | 0 | 0 | 0 | 0 | 0
DemandResponse | 3324.65 | 6282.21 | 9765.55 | 10067.05 | 10377.87 | 10698.28
IGCC-CCS | 0 | 0 | 0 | 0 | 0 | 0
WT_off | 0 | 0 | 0 | 0 | 0 | 0
PseudoUnit | 0 | 0 | 0 | 0 | 0 | 0
FixedInterchange | 0 | 0 | 0 | 0 | 0 | 0
Total Installed Capacity by Reporting Type: SOCO
ReportingType | 2015 | 2020 | 2025 | 2030 | 2035 | 2040
BM | 55 | 55 | 55 | 55 | 55 | 55
CC | 19838.9 | 20025.9 | 20251.25 | 22808.53 | 22808.53 | 22808.53
CSP | 0 | 0 | 0 | 0 | 0 | 0
CT | 0 | 0 | 0 | 0 | 0 | 0
Coal | 16805.04 | 16805.04 | 16805.05 | 16805.05 | 19467.68 | 24884.97
Geo | 0 | 0 | 0 | 0 | 0 | 0
H | 4194 | 4194 | 4194 | 4194 | 4194 | 4194
LFG | 37 | 37 | 144.4 | 144.4 | 144.4 | 144.4
Nuc | 5841 | 8041 | 8041 | 8041 | 8041 | 5395.95
PS | 1675 | 1675 | 1675 | 1675 | 1675 | 1675
PV | 0 | 0 | 0 | 0 | 0 | 0
PeakG | 10923 | 10923 | 10923 | 10923 | 10923 | 10923
PeakO | 159.53 | 159.53 | 159.53 | 159.53 | 159.53 | 159.53
ST | 0 | 0 | 0 | 0 | 0 | 0
STOG | 0 | 0 | 0 | 0 | 0 | 0
STWD | 0 | 0 | 0 | 0 | 0 | 0
WT | 0 | 0 | 0 | 0 | 0 | 0
IGCC | 0 | 0 | 0 | 0 | 0 | 0
DemandResponse | 2570.49 | 4773.97 | 7215.46 | 7512.46 | 7821.68 | 8143.63
IGCC-CCS | 0 | 0 | 0 | 0 | 0 | 0
WT_off | 0 | 0 | 0 | 0 | 0 | 0
PseudoUnit | 0 | 0 | 0 | 0 | 0 | 0
FixedInterchange | 0 | 0 | 0 | 0 | 0 | 0
Total Installed Capacity by Reporting Type: SPP_N
ReportingType | 2015 | 2020 | 2025 | 2030 | 2035 | 2040
BM | 0 | 0 | 0 | 0 | 0 | 0
CC | 1386 | 2545.07 | 2876.35 | 3302.53 | 3302.53 | 3302.53
CSP | 0 | 0 | 0 | 0 | 0 | 0
CT | 0 | 0 | 0 | 380.54 | 1442.28 | 2088.39
Coal | 8347.54 | 8347.54 | 8347.54 | 8347.54 | 8347.54 | 9305.23
Geo | 0 | 0 | 0 | 0 | 0 | 0
H | 21 | 21 | 21 | 21 | 21 | 21
LFG | 7 | 7 | 102 | 102 | 102 | 102
Nuc | 1160 | 1160 | 1160 | 1160 | 1160 | 1160
PS | 0 | 0 | 0 | 0 | 0 | 0
PV | 0 | 0 | 0 | 0 | 0 | 0
PeakG | 4397 | 4397 | 4397 | 4397 | 4397 | 4397
PeakO | 1199 | 1199 | 1199 | 1199 | 1199 | 1199
ST | 0 | 0 | 0 | 0 | 0 | 0
STOG | 1662.04 | 1662.04 | 1662.04 | 1662.04 | 1662.04 | 1662.04
STWD | 0 | 0 | 0 | 0 | 0 | 0
WT | 1227 | 1227 | 1227.01 | 1228.55 | 1656.64 | 1656.64
IGCC | 0 | 0 | 0 | 0 | 0 | 0
DemandResponse | 446.68 | 920.58 | 1432.75 | 1499.14 | 1568.6 | 1641.28
IGCC-CCS | 0 | 0 | 0 | 0 | 0 | 0
WT_off | 0 | 0 | 0 | 0 | 0 | 0
PseudoUnit | 0 | 0 | 0 | 0 | 0 | 0
FixedInterchange | 0 | 0 | 0 | 0 | 0 | 0
Total Installed Capacity by Reporting Type: SPP_S
ReportingType | 2015 | 2020 | 2025 | 2030 | 2035 | 2040
BM | 0 | 0 | 0 | 0 | 0 | 0
CC | 10917 | 11545.86 | 11733.31 | 13378.01 | 13378.01 | 13378.01
CSP | 0 | 0 | 0 | 0 | 0 | 0
CT | 412.99 | 712.99 | 712.99 | 713 | 713.01 | 713.02
Coal | 13597.94 | 13597.94 | 13069.95 | 13069.95 | 13069.95 | 13069.95
Geo | 0 | 0 | 0 | 0 | 0 | 0
H | 2108 | 2108 | 2108 | 2108 | 2108 | 2108
LFG | 19 | 19 | 114 | 114 | 114 | 114
Nuc | 0.1 | 0.1 | 0.1 | 0.1 | 0.1 | 0.1
PS | 446 | 446 | 446 | 446 | 446 | 446
PV | 0 | 0 | 0 | 0 | 0 | 0
PeakG | 3443 | 3443 | 3443 | 3443 | 3443 | 3443
PeakO | 122 | 122 | 122 | 122 | 122 | 122
ST | 0 | 0 | 0 | 0 | 0 | 0
STOG | 6506.6 | 6506.6 | 6506.6 | 6506.6 | 6506.6 | 6506.6
STWD | 84 | 84 | 84 | 84 | 84 | 84
WT | 2727 | 5365.25 | 5473.9 | 5851.37 | 15246.94 | 23252.68
IGCC | 0 | 0 | 0 | 0 | 0 | 0
DemandResponse | 61.11 | 1754.28 | 3560.21 | 3675.61 | 3794.74 | 3917.74
IGCC-CCS | 0 | 0 | 0 | 0 | 0 | 0
WT_off | 0 | 0 | 0 | 0 | 0 | 0
PseudoUnit | 0 | 0 | 0 | 0 | 0 | 0
FixedInterchange | 0 | 0 | 0 | 0 | 0 | 0
Total Installed Capacity by Reporting Type: TVA
ReportingType | 2015 | 2020 | 2025 | 2030 | 2035 | 2040
BM | 0 | 0 | 0 | 0 | 0 | 0
CC | 5881 | 6908.41 | 7127.27 | 8158.14 | 8158.14 | 8158.14
CSP | 0 | 0 | 0 | 0 | 0 | 0
CT | 0 | 1898.92 | 1898.92 | 1898.92 | 1898.92 | 1898.92
Coal | 11356.24 | 11356.24 | 11356.24 | 11356.24 | 14924.98 | 17286.23
Geo | 0 | 0 | 0 | 0 | 0 | 0
H | 5111 | 5111 | 5111 | 5111 | 5111 | 5111
LFG | 13 | 13 | 120.4 | 120.4 | 120.4 | 120.4
Nuc | 8394.89 | 8394.89 | 8394.89 | 8394.89 | 5882.56 | 4603.89
PS | 1743 | 1743 | 1743 | 1743 | 1743 | 1743
PV | 0 | 0 | 0 | 0 | 0 | 0
PeakG | 5865 | 5865 | 5865 | 5865 | 5865 | 5865
PeakO | 83 | 83 | 83 | 83 | 83 | 83
ST | 0 | 0 | 0 | 0 | 0 | 0
STOG | 0 | 0 | 0 | 0 | 0 | 0
STWD | 5 | 5 | 5 | 5 | 5 | 5
WT | 29 | 29 | 29 | 29 | 29 | 29
IGCC | 0 | 0 | 0 | 0 | 0 | 0
DemandResponse | 1805 | 2555.95 | 3357.9 | 3440.97 | 3526.11 | 3613.35
IGCC-CCS | 0 | 0 | 0 | 0 | 0 | 0
WT_off | 0 | 0 | 0 | 0 | 0 | 0
PseudoUnit | 0 | 0 | 0 | 0 | 0 | 0
FixedInterchange | 0 | 0 | 0 | 0 | 0 | 0
Total Installed Capacity by Reporting Type: TVA_Transmission
ReportingType | 2015 | 2020 | 2025 | 2030 | 2035 | 2040
BM | 0 | 0 | 0 | 0 | 0 | 0
CC | 0 | 0 | 0 | 0 | 0 | 0
CSP | 0 | 0 | 0 | 0 | 0 | 0
CT | 0 | 0 | 0 | 0 | 0 | 0
Coal | 0 | 0 | 0 | 0 | 0 | 0
Geo | 0 | 0 | 0 | 0 | 0 | 0
H | 0 | 0 | 0 | 0 | 0 | 0
LFG | 0 | 0 | 0 | 0 | 0 | 0
Nuc | 0 | 0 | 0 | 0 | 0 | 0
PS | 0 | 0 | 0 | 0 | 0 | 0
PV | 0 | 0 | 0 | 0 | 0 | 0
PeakG | 0 | 0 | 0 | 0 | 0 | 0
PeakO | 0 | 0 | 0 | 0 | 0 | 0
ST | 0 | 0 | 0 | 0 | 0 | 0
STOG | 0 | 0 | 0 | 0 | 0 | 0
STWD | 0 | 0 | 0 | 0 | 0 | 0
WT | 0 | 0 | 0 | 0 | 0 | 0
IGCC | 0 | 0 | 0 | 0 | 0 | 0
DemandResponse | 0 | 0 | 0 | 0 | 0 | 0
IGCC-CCS | 0 | 0 | 0 | 0 | 0 | 0
WT_off | 0 | 0 | 0 | 0 | 0 | 0
PseudoUnit | 0 | 0 | 0 | 0 | 0 | 0
FixedInterchange | 0 | 0 | 0 | 0 | 0 | 0
Total Installed Capacity by Reporting Type: VACAR
ReportingType | 2015 | 2020 | 2025 | 2030 | 2035 | 2040
BM | 0.92 | 348.24 | 1019.67 | 1135 | 1229.65 | 1370.69
CC | 9439.99 | 9642.52 | 10925.3 | 13652.07 | 18228.2 | 23072.23
CSP | 0 | 0 | 0 | 0 | 0 | 0
CT | 717.2 | 717.2 | 717.2 | 717.2 | 2275.64 | 2275.64
Coal | 17743.61 | 17046.61 | 16287.79 | 16287.79 | 16287.79 | 16287.79
Geo | 0 | 0 | 0 | 0 | 0 | 0
H | 2122 | 2122 | 2122 | 2122 | 2122 | 2122
LFG | 63.34 | 170.4 | 170.4 | 170.4 | 170.4 | 170.4
Nuc | 11430 | 13760 | 13760 | 13760 | 10512 | 8654
PS | 2616 | 2616 | 2616 | 2616 | 2616 | 2616
PV | 16 | 152.4 | 159.05 | 167.3 | 175.77 | 184.65
PeakG | 8308 | 8308 | 8308 | 8308 | 8308 | 8308
PeakO | 1268 | 1268 | 1268 | 1268 | 1268 | 1268
ST | 0 | 0 | 0 | 0 | 0 | 0
STOG | 92 | 92 | 92 | 92 | 92 | 92
STWD | 281 | 281 | 281 | 281 | 281 | 281
WT | 0.9 | 3500 | 3500 | 3500 | 3500 | 3500
IGCC | 0 | 0 | 0 | 0 | 0 | 0
DemandResponse | 2339.28 | 3868.22 | 5651.52 | 5928.05 | 6218.12 | 6522.37
IGCC-CCS | 0 | 0 | 0 | 0 | 0 | 0
WT_off | 1 | 1 | 1 | 1 | 1 | 1
PseudoUnit | 0 | 0 | 0 | 0 | 0 | 0
FixedInterchange | 0 | 0 | 0 | 0 | 0 | 0
Total Installed Capacity by Reporting Type: IESO
ReportingType | 2015 | 2020 | 2025 | 2030 | 2035 | 2040
BM | 326.33 | 326.33 | 326.33 | 326.33 | 326.33 | 326.33
CC | 4099.38 | 4099.38 | 4099.38 | 4099.38 | 4099.38 | 6365.19
CSP | 0 | 0 | 0 | 0 | 0 | 0
CT | 368 | 368 | 368 | 368 | 1205.57 | 1421.25
Coal | 0 | 0 | 0 | 0 | 0 | 0
Geo | 0 | 0 | 0 | 0 | 0 | 0
H | 8693.3 | 8693.3 | 8693.3 | 8693.3 | 8693.3 | 8693.3
LFG | 117.5 | 117.5 | 117.5 | 117.5 | 118 | 118
Nuc | 13018 | 13018 | 13018 | 13018 | 11988 | 10448
PS | 123 | 123 | 123 | 123 | 123 | 123
PV | 1097.26 | 1097.26 | 1097.26 | 1097.26 | 30 | 30
PeakG | 584 | 584 | 584 | 584 | 584 | 584
PeakO | 29.35 | 29.35 | 29.35 | 29.35 | 29.35 | 29.35
ST | 0 | 0 | 0 | 0 | 0 | 0
STOG | 0 | 0 | 0 | 0 | 0 | 0
STWD | 0 | 0 | 0 | 0 | 0 | 0
WT | 3385.9 | 3385.9 | 3385.9 | 3385.9 | 1280 | 1280
IGCC | 0 | 0 | 0 | 0 | 0 | 0
DemandResponse | 1958.79 | 2066.83 | 2340.54 | 2421.21 | 2504.65 | 2590.98
IGCC-CCS | 0 | 0 | 0 | 0 | 0 | 0
WT_off | 0 | 0 | 0 | 0 | 0 | 0
PseudoUnit | 0 | 0 | 0 | 0 | 0 | 0
FixedInterchange | 0 | 0 | 0 | 0 | 0 | 0
Total Installed Capacity by Reporting Type: MAPP_CA
ReportingType | 2015 | 2020 | 2025 | 2030 | 2035 | 2040
BM | 0 | 0 | 0 | 0 | 0 | 0
CC | 1644.07 | 2155.49 | 2329.99 | 2737.79 | 3161.74 | 3161.74
CSP | 0 | 0 | 0 | 0 | 0 | 0
CT | 0 | 0 | 0 | 0 | 0 | 440.75
Coal | 736.5 | 736.5 | 736.5 | 736.5 | 736.5 | 736.5
Geo | 0 | 0 | 0 | 0 | 0 | 0
H | 6475.4 | 6475.4 | 6475.4 | 6475.4 | 6475.4 | 6475.4
LFG | 0 | 0 | 0 | 0 | 0 | 0
Nuc | 0.1 | 0.1 | 0.1 | 0.1 | 0.1 | 0.1
PS | 0 | 0 | 0 | 0 | 0 | 0
PV | 0 | 0 | 0 | 0 | 0 | 0
PeakG | 559 | 559 | 559 | 559 | 559 | 559
PeakO | 4 | 4 | 4 | 4 | 4 | 4
ST | 0 | 0 | 0 | 0 | 0 | 0
STOG | 126 | 126 | 126 | 126 | 126 | 126
STWD | 0 | 0 | 0 | 0 | 0 | 0
WT | 577.4 | 577.4 | 577.4 | 577.4 | 577.4 | 577.4
IGCC | 0 | 0 | 0 | 0 | 0 | 0
DemandResponse | 89.5 | 308.14 | 546.73 | 568.39 | 590.9 | 614.31
IGCC-CCS | 0 | 0 | 0 | 0 | 0 | 0
WT_off | 0 | 0 | 0 | 0 | 0 | 0
PseudoUnit | 0 | 0 | 0 | 0 | 0 | 0
FixedInterchange | 0 | 0 | 0 | 0 | 0 | 0
Total Installed Capacity by Reporting Type: AZ_NM_SNV_Coal
ReportingType | 2015 | 2020 | 2025 | 2030 | 2035 | 2040
BM | 0 | 0 | 0 | 0 | 0 | 0
CC | 0 | 0 | 0 | 0 | 0 | 0
CSP | 0 | 0 | 0 | 0 | 0 | 0
CT | 0 | 0 | 0 | 0 | 0 | 0
Coal | 10466 | 10466 | 10466 | 10466 | 10466 | 17132.59
Geo | 0 | 0 | 0 | 0 | 0 | 0
H | 0 | 0 | 0 | 0 | 0 | 0
LFG | 0 | 0 | 0 | 0 | 0 | 0
Nuc | 0 | 0 | 0 | 0 | 0 | 0
PS | 0 | 0 | 0 | 0 | 0 | 0
PV | 0 | 0 | 0 | 0 | 0 | 0
PeakG | 0 | 0 | 0 | 0 | 0 | 0
PeakO | 200 | 200 | 185 | 185 | 185 | 0
ST | 0 | 0 | 0 | 0 | 0 | 0
STOG | 0 | 0 | 0 | 0 | 0 | 0
STWD | 0 | 0 | 0 | 0 | 0 | 0
WT | 0 | 0 | 0 | 0 | 0 | 0
IGCC | 0 | 0 | 0 | 0 | 0 | 0
DemandResponse | 0 | 0 | 0 | 0 | 0 | 0
IGCC-CCS | 0 | 0 | 0 | 0 | 0 | 0
WT_off | 0 | 0 | 0 | 0 | 0 | 0
PseudoUnit | 0 | 0 | 0 | 0 | 0 | 0
FixedInterchange | 0 | 0 | 0 | 0 | 0 | 0
Total Installed Capacity by Reporting Type: AZ_NM_SNV_Gas
ReportingType | 2015 | 2020 | 2025 | 2030 | 2035 | 2040
BM | 0 | 0 | 0 | 0 | 0 | 0
CC | 15396.92 | 16527.73 | 16661.32 | 19173.97 | 22595.62 | 22595.62
CSP | 0 | 0 | 0 | 0 | 0 | 0
CT | 736 | 736 | 736 | 736 | 0 | 0
Coal | 0 | 0 | 0 | 0 | 0 | 0
Geo | 0 | 0 | 0 | 0 | 0 | 0
H | 0 | 0 | 0 | 0 | 0 | 0
LFG | 0 | 0 | 0 | 0 | 0 | 0
Nuc | 0 | 0 | 0 | 0 | 0 | 0
PS | 0 | 0 | 0 | 0 | 0 | 0
PV | 0 | 0 | 0 | 0 | 0 | 0
PeakG | 3660 | 3660 | 3660 | 3660 | 3660 | 0
PeakO | 0 | 0 | 0 | 0 | 0 | 0
ST | 0 | 0 | 0 | 0 | 0 | 0
STOG | 0 | 0 | 0 | 0 | 0 | 0
STWD | 0 | 0 | 0 | 0 | 0 | 0
WT | 0 | 0 | 0 | 0 | 0 | 0
IGCC | 0 | 0 | 0 | 0 | 0 | 0
DemandResponse | 334.55 | 1076.71 | 1928.33 | 2059.84 | 2196.64 | 2344.36
IGCC-CCS | 0 | 0 | 0 | 0 | 0 | 0
WT_off | 0 | 0 | 0 | 0 | 0 | 0
PseudoUnit | 0 | 0 | 0 | 0 | 0 | 0
FixedInterchange | 0 | 0 | 0 | 0 | 0 | 0
Total Installed Capacity by Reporting Type: AZ_NM_SNV_NucRenew
ReportingType | 2015 | 2020 | 2025 | 2030 | 2035 | 2040
BM | 0 | 0 | 0 | 0 | 0 | 0
CC | 0 | 0 | 0 | 0 | 0 | 0
CSP | 0 | 0 | 0 | 0 | 0 | 0
CT | 0 | 0 | 0 | 0 | 0 | 0
Coal | 0 | 0 | 0 | 0 | 0 | 0
Geo | 0 | 0 | 1450 | 1450 | 1450 | 1450
H | 3131 | 3131 | 3131 | 3131 | 3131 | 3131
LFG | 7 | 67.67 | 67.67 | 67.67 | 67.67 | 67.67
Nuc | 3875 | 3875 | 3875 | 3875 | 3875 | 3875
PS | 216 | 216 | 216 | 216 | 216 | 216
PV | 148.7 | 148.7 | 148.7 | 148.7 | 148.7 | 148.7
PeakG | 0 | 0 | 0 | 0 | 0 | 0
PeakO | 0 | 0 | 0 | 0 | 0 | 0
ST | 280 | 744.2 | 1022.53 | 1097.56 | 1097.57 | 1097.57
STOG | 0 | 0 | 0 | 0 | 0 | 0
STWD | 26 | 26 | 26 | 26 | 26 | 26
WT | 525.1 | 10082.73 | 10082.73 | 10391.39 | 10391.39 | 10391.39
IGCC | 0 | 0 | 0 | 0 | 0 | 0
DemandResponse | 0 | 0 | 0 | 0 | 0 | 0
IGCC-CCS | 0 | 0 | 0 | 0 | 0 | 0
WT_off | 0 | 0 | 0 | 0 | 0 | 0
PseudoUnit | 0 | 0 | 0 | 0 | 0 | 0
FixedInterchange | 0 | 0 | 0 | 0 | 0 | 0
Total Installed Capacity by Reporting Type: ERCOT
ReportingType | 2015 | 2020 | 2025 | 2030 | 2035 | 2040
BM | 145 | 145 | 145 | 145 | 145 | 145
CC | 31640 | 34714.98 | 34714.98 | 36851.64 | 39629.48 | 42242.76
CSP | 0 | 0 | 0 | 0 | 0 | 0
CT | 250 | 250 | 250 | 250 | 250 | 250
Coal | 18867.87 | 18867.87 | 18867.87 | 18867.87 | 18867.87 | 18867.87
Geo | 0 | 0 | 0 | 0 | 0 | 0
H | 565 | 565 | 565 | 565 | 565 | 565
LFG | 75 | 75 | 75 | 429 | 429 | 429
Nuc | 5091 | 5091 | 5091 | 5091 | 5091 | 5091
PS | 0 | 0 | 0 | 0 | 0 | 0
PV | 15 | 15 | 15 | 15 | 1 | 1
PeakG | 4768 | 4768 | 4768 | 4768 | 4768 | 4768
PeakO | 51 | 51 | 51 | 51 | 51 | 51
ST | 0 | 0 | 0 | 0 | 0 | 0
STOG | 16025.97 | 16025.97 | 15955.26 | 15955.26 | 15955.26 | 15955.26
STWD | 0 | 0 | 0 | 0 | 0 | 0
WT | 9280.1 | 9280.1 | 9280.1 | 9280.1 | 9280.1 | 11917.01
IGCC | 0 | 0 | 0 | 0 | 0 | 0
DemandResponse | 740.81 | 3617.73 | 6720.3 | 6926.25 | 7155.61 | 7391.29
IGCC-CCS | 0 | 0 | 0 | 0 | 0 | 0
WT_off | 0 | 0 | 0 | 0 | 0 | 0
PseudoUnit | 0 | 0 | 0 | 0 | 0 | 0
FixedInterchange | 0 | 0 | 0 | 0 | 0 | 0
Total Installed Capacity by Reporting Type: NP15
ReportingType | 2015 | 2020 | 2025 | 2030 | 2035 | 2040
BM | 0 | 0 | 0 | 0 | 0 | 0
CC | 7404 | 7404 | 7404 | 7404 | 7404 | 7404
CSP | 0 | 0 | 0 | 0 | 0 | 0
CT | 279.72 | 1098.53 | 3946.46 | 8270.83 | 12447.5 | 16834.38
Coal | 28.2 | 28.2 | 0 | 0 | 0 | 0
Geo | 1123 | 1408.41 | 1723 | 1723 | 1723 | 1723
H | 8825 | 8825 | 8825 | 8825 | 8825 | 8825
LFG | 85 | 650 | 650 | 650 | 650 | 650
Nuc | 2300 | 2300 | 2300 | 2300 | 2300 | 2300
PS | 2257 | 2257 | 2257 | 2257 | 2257 | 2257
PV | 59.5 | 59.5 | 59.5 | 59.5 | 59.5 | 59.5
PeakG | 3265 | 3265 | 3265 | 3265 | 3265 | 3265
PeakO | 350 | 350 | 350 | 350 | 350 | 350
ST | 29 | 29 | 29 | 29 | 29 | 29
STOG | 3812.6 | 3812.6 | 3812.6 | 3812.6 | 3812.6 | 3812.6
STWD | 442 | 442 | 442 | 442 | 442 | 442
WT | 1193.2 | 4492 | 4492 | 4492 | 4492 | 4492
IGCC | 0 | 0 | 0 | 0 | 0 | 0
DemandResponse | 1828.06 | 1875.2 | 2034.02 | 2149.8 | 2261.58 | 2376.93
IGCC-CCS | 0 | 0 | 0 | 0 | 0 | 0
WT_off | 0 | 0 | 0 | 0 | 0 | 0
PseudoUnit | 0 | 0 | 0 | 0 | 0 | 0
FixedInterchange | 0 | 0 | 0 | 0 | 0 | 0
Total Installed Capacity by Reporting Type: NWPP_Coal
ReportingType | 2015 | 2020 | 2025 | 2030 | 2035 | 2040
BM | 0 | 0 | 0 | 0 | 0 | 0
CC | 0 | 0 | 0 | 0 | 0 | 0
CSP | 0 | 0 | 0 | 0 | 0 | 0
CT | 0 | 0 | 0 | 0 | 0 | 0
Coal | 12409.62 | 12409.62 | 12409.62 | 12409.62 | 12409.62 | 12409.62
Geo | 0 | 0 | 0 | 0 | 0 | 0
H | 0 | 0 | 0 | 0 | 0 | 0
LFG | 0 | 0 | 0 | 0 | 0 | 0
Nuc | 0 | 0 | 0 | 0 | 0 | 0
PS | 0 | 0 | 0 | 0 | 0 | 0
PV | 0 | 0 | 0 | 0 | 0 | 0
PeakG | 0 | 0 | 0 | 0 | 0 | 0
PeakO | 0 | 0 | 0 | 0 | 0 | 0
ST | 0 | 0 | 0 | 0 | 0 | 0
STOG | 0 | 0 | 0 | 0 | 0 | 0
STWD | 0 | 0 | 0 | 0 | 0 | 0
WT | 0 | 0 | 0 | 0 | 0 | 0
IGCC | 0 | 0 | 0 | 0 | 0 | 0
DemandResponse | 0 | 0 | 0 | 0 | 0 | 0
IGCC-CCS | 0 | 0 | 0 | 0 | 0 | 0
WT_off | 0 | 0 | 0 | 0 | 0 | 0
PseudoUnit | 0 | 0 | 0 | 0 | 0 | 0
FixedInterchange | 0 | 0 | 0 | 0 | 0 | 0
Total Installed Capacity by Reporting Type: NWPP_Gas
ReportingType | 2015 | 2020 | 2025 | 2030 | 2035 | 2040
BM | 0 | 0 | 0 | 0 | 0 | 0
CC | 6627 | 6627 | 6818.08 | 11715.19 | 14948.65 | 15663.62
CSP | 0 | 0 | 0 | 0 | 0 | 0
CT | 150 | 150 | 150 | 150 | 0 | 0
Coal | 0 | 0 | 0 | 0 | 0.25 | 945.41
Geo | 0 | 0 | 0 | 0 | 0 | 0
H | 0 | 0 | 0 | 0 | 0 | 0
LFG | 0 | 0 | 0 | 0 | 0 | 0
Nuc | 0 | 0 | 0 | 0 | 0 | 0
PS | 0 | 0 | 0 | 0 | 0 | 0
PV | 0 | 0 | 0 | 0 | 0 | 0
PeakG | 0 | 0 | 0 | 0 | 0 | 0
PeakO | 0 | 0 | 0 | 0 | 0 | 0
ST | 0 | 0 | 0 | 0 | 0 | 0
STOG | 0 | 0 | 0 | 0 | 0 | 0
STWD | 0 | 0 | 0 | 0 | 0 | 0
WT | 0 | 0 | 0 | 0 | 0 | 0
IGCC | 0 | 0 | 0 | 0 | 0 | 0
DemandResponse | 0.01 | 953.34 | 1988.72 | 2091.14 | 2193.74 | 2298.72
IGCC-CCS | 0 | 0 | 0 | 0 | 0 | 0
WT_off | 0 | 0 | 0 | 0 | 0 | 0
PseudoUnit | 0 | 0 | 0 | 0 | 0 | 0
FixedInterchange | 0 | 0 | 0 | 0 | 0 | 0
Total Installed Capacity by Reporting Type: NWPP_NucRenew
ReportingType | 2015 | 2020 | 2025 | 2030 | 2035 | 2040
BM | 32.55 | 32.55 | 32.55 | 32.55 | 32.55 | 32.55
CC | 0 | 0 | 0 | 0 | 0 | 0
CSP | 0 | 0 | 0 | 0 | 0 | 0
CT | 0 | 0 | 0 | 0 | 0 | 0
Coal | 0 | 0 | 0 | 0 | 0 | 0
Geo | 404.2 | 404.2 | 838.2 | 838.2 | 838.2 | 838.2
H | 33736 | 33736 | 33736 | 33736 | 33736 | 33736
LFG | 128.5 | 142.84 | 373 | 373 | 373 | 373
Nuc | 1131 | 1131 | 1131 | 1131 | 1131 | 1131
PS | 258 | 258 | 258 | 258 | 258 | 258
PV | 3 | 3 | 3 | 3 | 3 | 3
PeakG | 0 | 0 | 0 | 0 | 0 | 0
PeakO | 0 | 0 | 0 | 0 | 0 | 0
ST | 0 | 0 | 0 | 0 | 0 | 0
STOG | 0 | 0 | 0 | 0 | 0 | 0
STWD | 27.22 | 27.22 | 27.22 | 27.22 | 27.22 | 27.22
WT | 6865.3 | 6865.3 | 6865.3 | 6865.3 | 6865.3 | 6865.3
IGCC | 0 | 0 | 0 | 0 | 0 | 0
DemandResponse | 0 | 0 | 0 | 0 | 0 | 0
IGCC-CCS | 0 | 0 | 0 | 0 | 0 | 0
WT_off | 0 | 0 | 0 | 0 | 0 | 0
PseudoUnit | 0 | 0 | 0 | 0 | 0 | 0
FixedInterchange | 0 | 0 | 0 | 0 | 0 | 0
Total Installed Capacity by Reporting Type: RMPA
ReportingType | 2015 | 2020 | 2025 | 2030 | 2035 | 2040
BM | 0 | 0 | 0 | 0 | 0 | 0
CC | 2686 | 2686 | 2686 | 2686 | 2686 | 2686
CSP | 0 | 0 | 0 | 0 | 0 | 0
CT | 152 | 152 | 152 | 152 | 0 | 0
Coal | 7414.59 | 7244.09 | 6892.09 | 6951.77 | 8236.97 | 9444.51
Geo | 0 | 339.59 | 2570 | 2570 | 2570 | 2570
H | 982 | 982 | 982 | 982 | 982 | 982
LFG | 7.4 | 36.33 | 36.33 | 36.33 | 36.33 | 36.33
Nuc | 0.1 | 0.1 | 0.1 | 0.1 | 0.1 | 0.1
PS | 563 | 563 | 563 | 563 | 563 | 563
PV | 21 | 21 | 21 | 21 | 21 | 21
PeakG | 2904 | 2904 | 2904 | 2904 | 2904 | 2904
PeakO | 127.8 | 127.8 | 115.14 | 115.14 | 115.14 | 115.14
ST | 3 | 379.1 | 404.82 | 432.27 | 432.27 | 432.27
STOG | 0 | 0 | 0 | 0 | 0 | 0
STWD | 0 | 0 | 0 | 0 | 0 | 0
WT | 2113.4 | 2335 | 2335 | 2335 | 2335 | 2335
IGCC | 0 | 0 | 0 | 0 | 0 | 0
DemandResponse | 486.05 | 622.89 | 804.5 | 856.88 | 912.57 | 971.91
IGCC-CCS | 0 | 0 | 0 | 0 | 0 | 0
WT_off | 0 | 0 | 0 | 0 | 0 | 0
PseudoUnit | 0 | 0 | 0 | 0 | 0 | 0
FixedInterchange | 0 | 0 | 0 | 0 | 0 | 0
Total Installed Capacity by Reporting Type: SP15
ReportingType | 2015 | 2020 | 2025 | 2030 | 2035 | 2040
BM | 6 | 6 | 6 | 6 | 6 | 6
CC | 10080.5 | 10080.5 | 10080.5 | 10080.5 | 10080.5 | 10080.5
CSP | 0 | 0 | 0 | 0 | 0 | 0
CT | 0 | 0 | 0 | 0 | 0 | 0
Coal | 101.2 | 101.2 | 0.01 | 0.01 | 0 | 0
Geo | 963 | 2413 | 2413 | 2413 | 2413 | 2413
H | 1163 | 1163 | 1163 | 1163 | 1163 | 1163
LFG | 223.2 | 779 | 779 | 779 | 779 | 779
Nuc | 2250 | 2250 | 2250 | 2250 | 2250 | 2250
PS | 1440 | 1440 | 1440 | 1440 | 1440 | 1440
PV | 126.8 | 126.8 | 126.8 | 126.8 | 123 | 123
PeakG | 4309 | 4309 | 4309 | 4309 | 4309 | 4309
PeakO | 51 | 51 | 51 | 51 | 51 | 51
ST | 448 | 448 | 448 | 448 | 448 | 448
STOG | 10242 | 10242 | 10242 | 10242 | 10242 | 10242
STWD | 119 | 119 | 119 | 119 | 119 | 119
WT | 2207.8 | 2207.8 | 2207.8 | 2207.8 | 2207.8 | 2207.8
IGCC | 0 | 0 | 0 | 0 | 0 | 0
DemandResponse | 2613.15 | 2728.17 | 2959.23 | 3127.67 | 3290.3 | 3458.12
IGCC-CCS | 0 | 0 | 0 | 0 | 0 | 0
WT_off | 0 | 0 | 0 | 0 | 0 | 0
PseudoUnit | 0 | 0 | 0 | 0 | 0 | 0
FixedInterchange | 0 | 0 | 0 | 0 | 0 | 0
Total Installed Capacity by Reporting Type: ALB
ReportingType | 2015 | 2020 | 2025 | 2030 | 2035 | 2040
BM | 0 | 0 | 0 | 0 | 0 | 0
CC | 2595.36 | 3279.8 | 3895.54 | 4809.31 | 6001.11 | 7063.06
CSP | 0 | 0 | 0 | 0 | 0 | 0
CT | 201.5 | 201.5 | 201.5 | 201.5 | 0 | 0
Coal | 6240.83 | 6240.83 | 6240.83 | 6240.83 | 6240.83 | 6240.83
Geo | 0 | 0 | 0 | 0 | 0 | 0
H | 912 | 912 | 912 | 912 | 912 | 912
LFG | 10 | 10 | 10 | 10 | 10 | 10
Nuc | 0.1 | 0.1 | 0.1 | 0.1 | 0.1 | 0.1
PS | 0 | 0 | 0 | 0 | 0 | 0
PV | 0 | 0 | 0 | 0 | 0 | 0
PeakG | 1475.88 | 1380.18 | 1380.18 | 1380.18 | 1380.18 | 1380.18
PeakO | 0 | 0 | 0 | 0 | 0 | 0
ST | 0 | 0 | 0 | 0 | 0 | 0
STOG | 0 | 0 | 0 | 0 | 0 | 0
STWD | 0 | 0 | 0 | 0 | 0 | 0
WT | 672 | 672 | 672 | 672 | 672 | 672
IGCC | 0 | 0 | 0 | 0 | 0 | 0
DemandResponse | 105.16 | 361.08 | 660.83 | 708.64 | 759.9 | 814.88
IGCC-CCS | 0 | 0 | 0 | 0 | 0 | 0
WT_off | 0 | 0 | 0 | 0 | 0 | 0
PseudoUnit | 0 | 0 | 0 | 0 | 0 | 0
FixedInterchange | 0 | 0 | 0 | 0 | 0 | 0
Total Installed Capacity by Reporting Type: BC
ReportingType | 2015 | 2020 | 2025 | 2030 | 2035 | 2040
BM | 0 | 0 | 0 | 0 | 0 | 0
CC | 1345.35 | 1780 | 2434.21 | 2965.28 | 3743.97 | 4560.81
CSP | 0 | 0 | 0 | 0 | 0 | 0
CT | 0 | 0 | 0 | 0 | 0 | 0
Coal | 0 | 0 | 0 | 0 | 0 | 0
Geo | 0 | 0 | 0 | 0 | 0 | 0
H | 12161 | 12161 | 12161 | 12161 | 12161 | 12161
LFG | 24 | 24 | 24 | 24 | 24 | 24
Nuc | 0.1 | 0.1 | 0.1 | 0.1 | 0.1 | 0.1
PS | 0 | 0 | 0 | 0 | 0 | 0
PV | 0 | 0 | 0 | 0 | 0 | 0
PeakG | 141 | 141 | 141 | 141 | 141 | 141
PeakO | 44 | 44 | 44 | 44 | 44 | 44
ST | 0 | 0 | 0 | 0 | 0 | 0
STOG | 0 | 0 | 0 | 0 | 0 | 0
STWD | 510 | 510 | 510 | 510 | 510 | 510
WT | 246 | 246 | 246 | 246 | 246 | 246
IGCC | 0 | 0 | 0 | 0 | 0 | 0
DemandResponse | 0.01 | 264.69 | 555.31 | 582.51 | 611.05 | 640.98
IGCC-CCS | 0 | 0 | 0 | 0 | 0 | 0
WT_off | 0 | 0 | 0 | 0 | 0 | 0
PseudoUnit | 0 | 0 | 0 | 0 | 0 | 0
FixedInterchange | 0 | 0 | 0 | 0 | 0 | 0
Total Installed Capacity by Reporting Type: HQ_IESO
ReportingType | 2015 | 2020 | 2025 | 2030 | 2035 | 2040
BM | 0 | 0 | 0 | 0 | 0 | 0
CC | 0 | 0 | 0 | 0 | 0 | 0
CSP | 0 | 0 | 0 | 0 | 0 | 0
CT | 0 | 0 | 0 | 0 | 0 | 0
Coal | 0 | 0 | 0 | 0 | 0 | 0
Geo | 0 | 0 | 0 | 0 | 0 | 0
H | 0 | 0 | 0 | 0 | 0 | 0
LFG | 0 | 0 | 0 | 0 | 0 | 0
Nuc | 0.1 | 0.1 | 0.1 | 0.1 | 0.1 | 0.1
PS | 0 | 0 | 0 | 0 | 0 | 0
PV | 0 | 0 | 0 | 0 | 0 | 0
PeakG | 0 | 0 | 0 | 0 | 0 | 0
PeakO | 0 | 0 | 0 | 0 | 0 | 0
ST | 0 | 0 | 0 | 0 | 0 | 0
STOG | 0 | 0 | 0 | 0 | 0 | 0
STWD | 0 | 0 | 0 | 0 | 0 | 0
WT | 0 | 0 | 0 | 0 | 0 | 0
IGCC | 0 | 0 | 0 | 0 | 0 | 0
DemandResponse | 0 | 0 | 0 | 0 | 0 | 0
IGCC-CCS | 0 | 0 | 0 | 0 | 0 | 0
WT_off | 0 | 0 | 0 | 0 | 0 | 0
PseudoUnit | 0 | 0 | 0 | 0 | 0 | 0
FixedInterchange | 3000 | 3000 | 3000 | 3000 | 3000 | 3000
Total Installed Capacity by Reporting Type: HQ_NEISO
ReportingType | 2015 | 2020 | 2025 | 2030 | 2035 | 2040
BM | 0 | 0 | 0 | 0 | 0 | 0
CC | 0 | 0 | 0 | 0 | 0 | 0
CSP | 0 | 0 | 0 | 0 | 0 | 0
CT | 0 | 0 | 0 | 0 | 0 | 0
Coal | 0 | 0 | 0 | 0 | 0 | 0
Geo | 0 | 0 | 0 | 0 | 0 | 0
H | 0 | 0 | 0 | 0 | 0 | 0
LFG | 0 | 0 | 0 | 0 | 0 | 0
Nuc | 0.1 | 0.1 | 0.1 | 0.1 | 0.1 | 0.1
PS | 0 | 0 | 0 | 0 | 0 | 0
PV | 0 | 0 | 0 | 0 | 0 | 0
PeakG | 0 | 0 | 0 | 0 | 0 | 0
PeakO | 0 | 0 | 0 | 0 | 0 | 0
ST | 0 | 0 | 0 | 0 | 0 | 0
STOG | 0 | 0 | 0 | 0 | 0 | 0
STWD | 0 | 0 | 0 | 0 | 0 | 0
WT | 0 | 0 | 0 | 0 | 0 | 0
IGCC | 0 | 0 | 0 | 0 | 0 | 0
DemandResponse | 0 | 0 | 0 | 0 | 0 | 0
IGCC-CCS | 0 | 0 | 0 | 0 | 0 | 0
WT_off | 0 | 0 | 0 | 0 | 0 | 0
PseudoUnit | 0 | 0 | 0 | 0 | 0 | 0
FixedInterchange | 2920 | 2920 | 2920 | 2920 | 2920 | 2920
Total Installed Capacity by Reporting Type: HQ_NY
ReportingType | 2015 | 2020 | 2025 | 2030 | 2035 | 2040
BM | 0 | 0 | 0 | 0 | 0 | 0
CC | 0 | 0 | 0 | 0 | 0 | 0
CSP | 0 | 0 | 0 | 0 | 0 | 0
CT | 0 | 0 | 0 | 0 | 0 | 0
Coal | 0 | 0 | 0 | 0 | 0 | 0
Geo | 0 | 0 | 0 | 0 | 0 | 0
H | 0 | 0 | 0 | 0 | 0 | 0
LFG | 0 | 0 | 0 | 0 | 0 | 0
Nuc | 0.1 | 0.1 | 0.1 | 0.1 | 0.1 | 0.1
PS | 0 | 0 | 0 | 0 | 0 | 0
PV | 0 | 0 | 0 | 0 | 0 | 0
PeakG | 0 | 0 | 0 | 0 | 0 | 0
PeakO | 0 | 0 | 0 | 0 | 0 | 0
ST | 0 | 0 | 0 | 0 | 0 | 0
STOG | 0 | 0 | 0 | 0 | 0 | 0
STWD | 0 | 0 | 0 | 0 | 0 | 0
WT | 0 | 0 | 0 | 0 | 0 | 0
IGCC | 0 | 0 | 0 | 0 | 0 | 0
DemandResponse | 0 | 0 | 0 | 0 | 0 | 0
IGCC-CCS | 0 | 0 | 0 | 0 | 0 | 0
WT_off | 0 | 0 | 0 | 0 | 0 | 0
PseudoUnit | 0 | 0 | 0 | 0 | 0 | 0
FixedInterchange | 1500 | 1500 | 1500 | 1500 | 1500 | 1500
Total Installed Capacity by Reporting Type: MARITIMES
ReportingType | 2015 | 2020 | 2025 | 2030 | 2035 | 2040
BM | 0 | 0 | 0 | 0 | 0 | 0
CC | 0 | 0 | 0 | 0 | 0 | 0
CSP | 0 | 0 | 0 | 0 | 0 | 0
CT | 0 | 0 | 0 | 0 | 0 | 0
Coal | 0 | 0 | 0 | 0 | 0 | 0
Geo | 0 | 0 | 0 | 0 | 0 | 0
H | 0 | 0 | 0 | 0 | 0 | 0
LFG | 0 | 0 | 0 | 0 | 0 | 0
Nuc | 0.1 | 0.1 | 0.1 | 0.1 | 0.1 | 0.1
PS | 0 | 0 | 0 | 0 | 0 | 0
PV | 0 | 0 | 0 | 0 | 0 | 0
PeakG | 0 | 0 | 0 | 0 | 0 | 0
PeakO | 0 | 0 | 0 | 0 | 0 | 0
ST | 0 | 0 | 0 | 0 | 0 | 0
STOG | 0 | 0 | 0 | 0 | 0 | 0
STWD | 0 | 0 | 0 | 0 | 0 | 0
WT | 0 | 0 | 0 | 0 | 0 | 0
IGCC | 0 | 0 | 0 | 0 | 0 | 0
DemandResponse | 0 | 0 | 0 | 0 | 0 | 0
IGCC-CCS | 0 | 0 | 0 | 0 | 0 | 0
WT_off | 0 | 0 | 0 | 0 | 0 | 0
PseudoUnit | 0 | 0 | 0 | 0 | 0 | 0
FixedInterchange | 1400 | 1400 | 1400 | 1400 | 1400 | 1400
Total Installed Capacity by Reporting Type: All
ReportingType | 2015 | 2020 | 2025 | 2030 | 2035 | 2040
BM | 1251 | 1598.33 | 2269.75 | 2385.09 | 2479.74 | 2428.77
CC | 234775.38 | 249940.03 | 262148.39 | 295297.39 | 339791.67 | 374985.38
CSP | 0 | 0 | 0 | 0 | 0 | 0
CT | 6460.92 | 13029.98 | 16145.16 | 24131.16 | 35819.82 | 44420.55
Coal | 271179.98 | 262948.1 | 256923.84 | 256983.53 | 268176.76 | 290932.17
Geo | 2534.2 | 4609.2 | 9038.2 | 9038.2 | 9038.2 | 9038.2
H | 106079.79 | 106079.79 | 106079.79 | 106079.79 | 106079.79 | 106079.79
LFG | 4136 | 6089 | 8299 | 9022.5 | 9023 | 9023
Nuc | 117236.86 | 121152.36 | 121152.36 | 119664.16 | 93088.46 | 73382.46
PS | 21788 | 21788 | 21788 | 21788 | 21788 | 21788
PV | 1648 | 3851.49 | 4945.35 | 5197.1 | 4194.95 | 4313.85
PeakG | 119320.38 | 119224.68 | 119224.68 | 119224.68 | 119224.68 | 115564.68
PeakO | 19979.63 | 19979.63 | 19951.97 | 19951.97 | 19951.97 | 19766.96
ST | 760 | 1600.3 | 1904.35 | 2006.83 | 2006.84 | 2006.84
STOG | 63388.28 | 63388.28 | 62185.35 | 62185.35 | 62185.35 | 62185.35
STWD | 3436.22 | 3436.22 | 3436.22 | 3436.22 | 3436.22 | 3436.22
WT | 64004.8 | 89251.98 | 96097.43 | 104323.39 | 113574.53 | 126175.6
IGCC | 618 | 618 | 618 | 618 | 618 | 618.01
DemandResponse | 37863.74 | 60093.26 | 85862.57 | 89210.8 | 92685.8 | 96304.58
IGCC-CCS | 0 | 0 | 0 | 0 | 0 | 0
WT_off | 469 | 469 | 1569 | 1569 | 1101 | 1101
PseudoUnit | 0 | 0 | 0 | 0 | 0 | 0
FixedInterchange | 8820 | 8820 | 8820 | 8820 | 8820 | 8820
Total Installed Capacity by Reporting Type: EI_US
ReportingType | 2015 | 2020 | 2025 | 2030 | 2035 | 2040
BM | 741.12 | 1088.44 | 1759.87 | 1875.21 | 1969.85 | 1918.89
CC | 151256.79 | 160585.16 | 171024.39 | 192774.32 | 225441.22 | 253162.08
CSP | 0 | 0 | 0 | 0 | 0 | 0
CT | 4323.69 | 10073.94 | 10341.2 | 14002.82 | 21916.74 | 25474.16
Coal | 214915.18 | 206853.8 | 201310.92 | 201310.93 | 211218.72 | 225154.84
Geo | 44 | 44 | 44 | 44 | 44 | 44
H | 29436.09 | 29436.09 | 29436.09 | 29436.09 | 29436.09 | 29436.09
LFG | 3458.4 | 4186.66 | 6166.5 | 6536 | 6536 | 6536
Nuc | 89571.36 | 93486.86 | 93486.86 | 91998.66 | 66452.96 | 48286.96
PS | 16931 | 16931 | 16931 | 16931 | 16931 | 16931
PV | 176.74 | 2380.23 | 3474.1 | 3725.84 | 3808.75 | 3927.65
PeakG | 97654.5 | 97654.5 | 97654.5 | 97654.5 | 97654.5 | 97654.5
PeakO | 19122.47 | 19122.47 | 19122.47 | 19122.47 | 19122.47 | 19122.47
ST | 0 | 0 | 0 | 0 | 0 | 0
STOG | 33181.71 | 33181.71 | 32049.49 | 32049.49 | 32049.49 | 32049.49
STWD | 2312 | 2312 | 2312 | 2312 | 2312 | 2312
WT | 36938.6 | 49107.75 | 55953.2 | 63870.51 | 75227.55 | 85191.71
IGCC | 618 | 618 | 618 | 618 | 618 | 618
DemandResponse | 29707.66 | 46218.47 | 65324.07 | 67718.5 | 70208.86 | 72802.09
IGCC-CCS | 0 | 0 | 0 | 0 | 0 | 0
WT_off | 469 | 469 | 1569 | 1569 | 1101 | 1101
PseudoUnit | 0 | 0 | 0 | 0 | 0 | 0
FixedInterchange | 5820 | 5820 | 5820 | 5820 | 5820 | 5820
Total Installed Capacity by Reporting Type: EI_Canada
ReportingType | 2015 | 2020 | 2025 | 2030 | 2035 | 2040
BM | 326.33 | 326.33 | 326.33 | 326.33 | 326.33 | 326.33
CC | 5743.45 | 6254.87 | 6429.37 | 6837.17 | 7261.12 | 9526.93
CSP | 0 | 0 | 0 | 0 | 0 | 0
CT | 368 | 368 | 368 | 368 | 1205.58 | 1862.01
Coal | 736.5 | 736.5 | 736.5 | 736.5 | 736.5 | 736.5
Geo | 0 | 0 | 0 | 0 | 0 | 0
H | 15168.7 | 15168.7 | 15168.7 | 15168.7 | 15168.7 | 15168.7
LFG | 117.5 | 117.5 | 117.5 | 117.5 | 118 | 118
Nuc | 13018.2 | 13018.2 | 13018.2 | 13018.2 | 11988.2 | 10448.2
PS | 123 | 123 | 123 | 123 | 123 | 123
PV | 1097.26 | 1097.26 | 1097.26 | 1097.26 | 30 | 30
PeakG | 1143 | 1143 | 1143 | 1143 | 1143 | 1143
PeakO | 33.35 | 33.35 | 33.35 | 33.35 | 33.35 | 33.35
ST | 0 | 0 | 0 | 0 | 0 | 0
STOG | 126 | 126 | 126 | 126 | 126 | 126
STWD | 0 | 0 | 0 | 0 | 0 | 0
WT | 3963.3 | 3963.3 | 3963.3 | 3963.3 | 1857.4 | 1857.4
IGCC | 0 | 0 | 0 | 0 | 0 | 0
DemandResponse | 2048.29 | 2374.97 | 2887.27 | 2989.59 | 3095.56 | 3205.29
IGCC-CCS | 0 | 0 | 0 | 0 | 0 | 0
WT_off | 0 | 0 | 0 | 0 | 0 | 0
PseudoUnit | 0 | 0 | 0 | 0 | 0 | 0
FixedInterchange | 3000 | 3000 | 3000 | 3000 | 3000 | 3000
Total Installed Capacity by Reporting Type: EI
ReportingType | 2015 | 2020 | 2025 | 2030 | 2035 | 2040
BM | 1067.45 | 1414.78 | 2086.2 | 2201.54 | 2296.19 | 2245.22
CC | 157000.25 | 166840.03 | 177453.76 | 199611.49 | 232702.34 | 262689.01
CSP | 0 | 0 | 0 | 0 | 0 | 0
CT | 4691.7 | 10441.95 | 10709.2 | 14370.82 | 23122.32 | 27336.17
Coal | 215651.67 | 207590.29 | 202047.42 | 202047.42 | 211955.22 | 225891.34
Geo | 44 | 44 | 44 | 44 | 44 | 44
H | 44604.79 | 44604.79 | 44604.79 | 44604.79 | 44604.79 | 44604.79
LFG | 3575.9 | 4304.16 | 6284 | 6653.5 | 6654 | 6654
Nuc | 102589.56 | 106505.06 | 106505.06 | 105016.86 | 78441.16 | 58735.16
PS | 17054 | 17054 | 17054 | 17054 | 17054 | 17054
PV | 1274 | 3477.49 | 4571.35 | 4823.1 | 3838.75 | 3957.65
PeakG | 98797.5 | 98797.5 | 98797.5 | 98797.5 | 98797.5 | 98797.5
PeakO | 19155.83 | 19155.83 | 19155.83 | 19155.83 | 19155.83 | 19155.83
ST | 0 | 0 | 0 | 0 | 0 | 0
STOG | 33307.71 | 33307.71 | 32175.49 | 32175.49 | 32175.49 | 32175.49
STWD | 2312 | 2312 | 2312 | 2312 | 2312 | 2312
WT | 40901.9 | 53071.05 | 59916.5 | 67833.81 | 77084.95 | 87049.11
IGCC | 618 | 618 | 618 | 618 | 618 | 618
DemandResponse | 31755.95 | 48593.44 | 68211.33 | 70708.09 | 73304.41 | 76007.38
IGCC-CCS | 0 | 0 | 0 | 0 | 0 | 0
WT_off | 469 | 469 | 1569 | 1569 | 1101 | 1101
PseudoUnit | 0 | 0 | 0 | 0 | 0 | 0
FixedInterchange | 8820 | 8820 | 8820 | 8820 | 8820 | 8820
Total Installed Capacity by Reporting Type: Outside_EI
ReportingType | 2015 | 2020 | 2025 | 2030 | 2035 | 2040
BM | 183.55 | 183.55 | 183.55 | 183.55 | 183.55 | 183.55
CC | 77775.13 | 83100.01 | 84694.63 | 95685.9 | 107089.33 | 112296.38
CSP | 0 | 0 | 0 | 0 | 0 | 0
CT | 1769.22 | 2588.03 | 5435.96 | 9760.33 | 12697.5 | 17084.38
Coal | 55528.31 | 55357.81 | 54876.42 | 54936.11 | 56221.55 | 65040.83
Geo | 2490.2 | 4565.2 | 8994.2 | 8994.2 | 8994.2 | 8994.2
H | 61475 | 61475 | 61475 | 61475 | 61475 | 61475
LFG | 560.1 | 1784.84 | 2015 | 2369 | 2369 | 2369
Nuc | 14647.3 | 14647.3 | 14647.3 | 14647.3 | 14647.3 | 14647.3
PS | 4734 | 4734 | 4734 | 4734 | 4734 | 4734
PV | 374 | 374 | 374 | 374 | 356.2 | 356.2
PeakG | 20522.88 | 20427.18 | 20427.18 | 20427.18 | 20427.18 | 16767.18
PeakO | 823.8 | 823.8 | 796.14 | 796.14 | 796.14 | 611.14
ST | 760 | 1600.3 | 1904.35 | 2006.83 | 2006.84 | 2006.84
STOG | 30080.57 | 30080.57 | 30009.86 | 30009.86 | 30009.86 | 30009.86
STWD | 1124.22 | 1124.22 | 1124.22 | 1124.22 | 1124.22 | 1124.22
WT | 23102.9 | 36180.93 | 36180.93 | 36489.58 | 36489.58 | 39126.49
IGCC | 0 | 0 | 0 | 0 | 0 | 0
DemandResponse | 6107.8 | 11499.81 | 17651.23 | 18502.71 | 19381.39 | 20297.2
IGCC-CCS | 0 | 0 | 0 | 0 | 0 | 0
WT_off | 0 | 0 | 0 | 0 | 0 | 0
PseudoUnit | 0 | 0 | 0 | 0 | 0 | 0
FixedInterchange | 0 | 0 | 0 | 0 | 0 | 0
#6 | Retrofit Capacity (MW)
Retrofit Capacity by Reporting Type: Entergy
ReportingType | 2015 | 2020 | 2025 | 2030 | 2035 | 2040
FGD | 0 | 0 | 7356 | 7356 | 7356 | 7356
SNCR | 0 | 0 | 0 | 0 | 0 | 0
SCR | 0 | 0 | 0 | 0 | 0 | 0
ACI90 | 0 | 0 | 0 | 0 | 0 | 0
RPJ90 | 0 | 0.01 | 7416 | 7416 | 7416 | 7416
PCSEQ | 0 | 0 | 0 | 0 | 0 | 0
Retrofit Capacity by Reporting Type: FRCC
ReportingType | 2015 | 2020 | 2025 | 2030 | 2035 | 2040
FGD | 0 | 0 | 235 | 235 | 235 | 235
SNCR | 0 | 0 | 0 | 0 | 0 | 0
SCR | 3796 | 1898 | 1898 | 1898 | 1898 | 1898
ACI90 | 0 | 0 | 0 | 0 | 0 | 0
RPJ90 | 0.94 | 1.58 | 7902.08 | 7902.69 | 7903.26 | 7903.88
PCSEQ | 0 | 0 | 0 | 0 | 0 | 0
Retrofit Capacity by Reporting Type: MAPP_US
ReportingType | 2015 | 2020 | 2025 | 2030 | 2035 | 2040
FGD | 221 | 221 | 471 | 471 | 471 | 471
SNCR | 0 | 0 | 0 | 0 | 0 | 0
SCR | 0 | 0 | 0 | 0 | 0 | 0
ACI90 | 0 | 0 | 0 | 0 | 0 | 0
RPJ90 | 0 | 0.01 | 2831 | 2831 | 2831 | 2831
PCSEQ | 0 | 0 | 0 | 0 | 0 | 0
Retrofit Capacity by Reporting Type: MISO_IN
ReportingType | 2015 | 2020 | 2025 | 2030 | 2035 | 2040
FGD | 0 | 0 | 2276.03 | 2276.03 | 2276.03 | 2276.03
SNCR | 0.01 | 0.01 | 0.01 | 0.01 | 0.01 | 0.01
SCR | 0 | 0 | 0 | 0 | 0 | 0
ACI90 | 0 | 0 | 0 | 0 | 0 | 0
RPJ90 | 1.12 | 1.77 | 13118.07 | 13118.58 | 13119.01 | 13119.45
PCSEQ | 0 | 0 | 0 | 0 | 0 | 0
Retrofit Capacity by Reporting Type: MISO_MI
ReportingType | 2015 | 2020 | 2025 | 2030 | 2035 | 2040
FGD | 0 | 0.01 | 5477.24 | 5477.24 | 5477.24 | 5477.24
SNCR | 0.01 | 0.01 | 0.01 | 0.01 | 0.01 | 0.01
SCR | 355 | 355 | 0.01 | 0.01 | 0.01 | 0.01
ACI90 | 0 | 0 | 0 | 0 | 0 | 0
RPJ90 | 0.01 | 0.01 | 7279.04 | 7279.04 | 7279.04 | 7279.04
PCSEQ | 0 | 0 | 0 | 0 | 0 | 0
Retrofit Capacity by Reporting Type: MISO_MO-IL
ReportingType | 2015 | 2020 | 2025 | 2030 | 2035 | 2040
FGD | 0.01 | 0.01 | 8057.03 | 8057.03 | 8057.03 | 8057.03
SNCR | 0.01 | 0.01 | 0.01 | 0.01 | 0.01 | 0.01
SCR | 400 | 200 | 200 | 200 | 200.01 | 200.01
ACI90 | 0 | 0 | 0 | 0 | 0 | 0
RPJ90 | 2491.31 | 1247.01 | 11709.76 | 11710.5 | 11711.11 | 11711.66
PCSEQ | 0 | 0 | 0 | 0 | 0 | 0
Retrofit Capacity by Reporting Type: MISO_W
ReportingType | 2015 | 2020 | 2025 | 2030 | 2035 | 2040
FGD | 0 | 0.01 | 5555.5 | 5555.5 | 5555.5 | 5555.5
SNCR | 0.01 | 0.01 | 0.01 | 0.01 | 0.01 | 0.01
SCR | 1225.26 | 612.63 | 612.63 | 612.63 | 612.63 | 612.63
ACI90 | 0 | 0 | 0 | 0 | 0 | 0
RPJ90 | 2652.37 | 1501.85 | 11007.63 | 11007.63 | 11007.63 | 11007.63
PCSEQ | 0 | 0 | 0 | 0 | 0 | 0
Retrofit Capacity by Reporting Type: MISO_WUMS
ReportingType | 2015 | 2020 | 2025 | 2030 | 2035 | 2040
FGD | 1135 | 874.02 | 2505.12 | 2505.12 | 2505.12 | 2505.12
SNCR | 0 | 0 | 0 | 0 | 0 | 0
SCR | 2778.6 | 1902.62 | 1902.62 | 1902.62 | 1902.62 | 1902.62
ACI90 | 0 | 0 | 0 | 0 | 0 | 0
RPJ90 | 1740.94 | 871.21 | 4259.57 | 4259.92 | 4260.25 | 4260.62
PCSEQ | 0 | 0 | 0 | 0 | 0 | 0
Retrofit Capacity by Reporting Type: Nebraska
ReportingType | 2015 | 2020 | 2025 | 2030 | 2035 | 2040
FGD | 0 | 0 | 3195.8 | 3195.8 | 3195.8 | 3195.8
SNCR | 0 | 0 | 0 | 0 | 0 | 0
SCR | 0 | 0 | 0 | 0 | 0 | 0
ACI90 | 0 | 0 | 0 | 0 | 0 | 0
RPJ90 | 1364.4 | 682.21 | 3878 | 3878 | 3878 | 3878
PCSEQ | 0 | 0 | 0 | 0 | 0 | 0
Retrofit Capacity by Reporting Type: NEISO
ReportingType | 2015 | 2020 | 2025 | 2030 | 2035 | 2040
FGD | 320 | 0 | 0 | 0 | 0 | 0
SNCR | 0 | 0 | 0 | 0 | 0 | 0
SCR | 0 | 0 | 0 | 0 | 0 | 0
ACI90 | 0 | 0 | 0 | 0 | 0 | 0
RPJ90 | 870.93 | 0 | 0 | 0 | 0 | 0
PCSEQ | 0 | 0 | 0 | 0 | 0 | 0
Retrofit Capacity by Reporting Type: NonRTO_Midwest
ReportingType | 2015 | 2020 | 2025 | 2030 | 2035 | 2040
FGD | 1403 | 1403 | 2487 | 2487 | 2487 | 2487
SNCR | 0.01 | 0.01 | 0.01 | 0.01 | 0.01 | 0.01
SCR | 1463.8 | 731.9 | 731.9 | 731.91 | 731.91 | 731.91
ACI90 | 0 | 0 | 0 | 0 | 0 | 0
RPJ90 | 1.47 | 2.28 | 8800.56 | 8801.34 | 8801.93 | 8802.43
PCSEQ | 0 | 0 | 0 | 0 | 0 | 0
Retrofit Capacity by Reporting Type: NYISO_A-F
ReportingType | 2015 | 2020 | 2025 | 2030 | 2035 | 2040
FGD | 0 | 0 | 0 | 0 | 0 | 0
SNCR | 0 | 0 | 0 | 0 | 0 | 0
SCR | 0 | 0 | 0 | 0 | 0 | 0
ACI90 | 0 | 0 | 0 | 0 | 0 | 0
RPJ90 | 486.3 | 0 | 0 | 0 | 0 | 0
PCSEQ | 0 | 0 | 0 | 0 | 0 | 0
Retrofit Capacity by Reporting Type: NYISO_G-I
ReportingType | 2015 | 2020 | 2025 | 2030 | 2035 | 2040
FGD | 0 | 0 | 0 | 0 | 0 | 0
SNCR | 0 | 0 | 0 | 0 | 0 | 0
SCR | 0 | 0 | 0 | 0 | 0 | 0
ACI90 | 0 | 0 | 0 | 0 | 0 | 0
RPJ90 | 0 | 0 | 0 | 0 | 0 | 0
PCSEQ | 0 | 0 | 0 | 0 | 0 | 0
Retrofit Capacity by Reporting Type: NYISO_J-K
ReportingType | 2015 | 2020 | 2025 | 2030 | 2035 | 2040
FGD | 0 | 0 | 0 | 0 | 0 | 0
SNCR | 0 | 0 | 0 | 0 | 0 | 0
SCR | 0 | 0 | 0 | 0 | 0 | 0
ACI90 | 0 | 0 | 0 | 0 | 0 | 0
RPJ90 | 0 | 0 | 0 | 0 | 0 | 0
PCSEQ | 0 | 0 | 0 | 0 | 0 | 0
Retrofit Capacity by Reporting Type: PJM_E
ReportingType | 2015 | 2020 | 2025 | 2030 | 2035 | 2040
FGD | 0 | 0 | 0 | 0 | 0 | 0
SNCR | 0 | 0 | 0 | 0 | 0 | 0
SCR | 568 | 0 | 0 | 0 | 0 | 0
ACI90 | 0 | 0 | 0 | 0 | 0 | 0
RPJ90 | 1784.02 | 0.02 | 0.03 | 0.03 | 0.03 | 0.03
PCSEQ | 0 | 0 | 0 | 0 | 0 | 0
Retrofit Capacity by Reporting Type: PJM_ROM
ReportingType | 2015 | 2020 | 2025 | 2030 | 2035 | 2040
FGD | 0 | 0 | 1234 | 1234 | 1234 | 1234
SNCR | 0 | 0 | 0 | 0 | 0 | 0
SCR | 341 | 0 | 0 | 0 | 0 | 0
ACI90 | 0 | 0 | 0 | 0 | 0 | 0
RPJ90 | 2572.01 | 1286.01 | 7965.56 | 7965.56 | 7965.56 | 7965.56
PCSEQ | 0 | 0 | 0 | 0 | 0 | 0
Retrofit Capacity by Reporting Type: PJM_ROR
ReportingType | 2015 | 2020 | 2025 | 2030 | 2035 | 2040
FGD | 0.01 | 0.02 | 10620.1 | 10620.1 | 10620.1 | 10620.1
SNCR | 0.03 | 0.02 | 0.02 | 0.02 | 0.02 | 0.03
SCR | 2400.01 | 1200.01 | 1200.01 | 1200.01 | 1200.02 | 1200.02
ACI90 | 0 | 0 | 0 | 0 | 0 | 0
RPJ90 | 0.97 | 1.61 | 41426.99 | 41427.6 | 41428.18 | 41428.84
PCSEQ | 0 | 0 | 0 | 0 | 0 | 0
Retrofit Capacity by Reporting Type: SOCO
ReportingType | 2015 | 2020 | 2025 | 2030 | 2035 | 2040
FGD | 4088.71 | 4088.71 | 7432.22 | 7432.22 | 7432.22 | 7432.22
SNCR | 0.01 | 0.01 | 0.01 | 0.01 | 0.01 | 0.01
SCR | 3404.7 | 3404.71 | 3404.71 | 3404.71 | 3404.71 | 3404.71
ACI90 | 0 | 0 | 0 | 0 | 0 | 0
RPJ90 | 6809.42 | 3404.73 | 16805.05 | 16805.04 | 16805.05 | 16805.05
PCSEQ | 0 | 0 | 0 | 0 | 0 | 0
Retrofit Capacity by Reporting Type: SPP_N
ReportingType | 2015 | 2020 | 2025 | 2030 | 2035 | 2040
FGD | 0 | 0 | 2384.5 | 2384.5 | 2384.5 | 2384.5
SNCR | 0 | 0 | 0 | 0 | 0 | 0
SCR | 0 | 0 | 0 | 0 | 0 | 0
ACI90 | 0 | 0 | 0 | 0 | 0 | 0
RPJ90 | 1303.02 | 652.69 | 7321.69 | 7322.28 | 7322.82 | 7323.37
PCSEQ | 0 | 0 | 0 | 0 | 0 | 0
Retrofit Capacity by Reporting Type: SPP_S
ReportingType | 2015 | 2020 | 2025 | 2030 | 2035 | 2040
FGD | 0.01 | 0.01 | 8675.82 | 8675.82 | 8675.82 | 8675.82
SNCR | 0.01 | 0.01 | 0.01 | 0.01 | 0.01 | 0.01
SCR | 0 | 0 | 0 | 0 | 0 | 0
ACI90 | 0 | 0 | 0 | 0 | 0 | 0
RPJ90 | 0.01 | 0.02 | 12081.95 | 12081.95 | 12081.95 | 12081.95
PCSEQ | 0 | 0 | 0 | 0 | 0 | 0
Retrofit Capacity by Reporting Type: TVA
ReportingType | 2015 | 2020 | 2025 | 2030 | 2035 | 2040
FGD | 0 | 0 | 4902.21 | 4902.21 | 4902.21 | 4902.21
SNCR | 0 | 0 | 0 | 0 | 0 | 0
SCR | 0 | 0 | 0 | 0 | 0 | 0
ACI90 | 0 | 0 | 0 | 0 | 0 | 0
RPJ90 | 0.01 | 0.01 | 11356.24 | 11356.24 | 11356.24 | 11356.24
PCSEQ | 0 | 0 | 0 | 0 | 0 | 0
Retrofit Capacity by Reporting Type: TVA_Transmission
ReportingType | 2015 | 2020 | 2025 | 2030 | 2035 | 2040
FGD | 0 | 0 | 0 | 0 | 0 | 0
SNCR | 0 | 0 | 0 | 0 | 0 | 0
SCR | 0 | 0 | 0 | 0 | 0 | 0
ACI90 | 0 | 0 | 0 | 0 | 0 | 0
RPJ90 | 0 | 0 | 0 | 0 | 0 | 0
PCSEQ | 0 | 0 | 0 | 0 | 0 | 0
Retrofit Capacity by Reporting Type: VACAR
ReportingType | 2015 | 2020 | 2025 | 2030 | 2035 | 2040
FGD | 0 | 0 | 721.9 | 721.9 | 721.9 | 721.9
SNCR | 0 | 0 | 0 | 0 | 0 | 0
SCR | 0 | 0 | 0 | 0 | 0 | 0
ACI90 | 0 | 0 | 0 | 0 | 0 | 0
RPJ90 | 3.09 | 5.43 | 14350.5 | 14352.68 | 14354.44 | 14356.21
PCSEQ | 0 | 0 | 0 | 0 | 0 | 0
Retrofit Capacity by Reporting Type: IESO
ReportingType | 2015 | 2020 | 2025 | 2030 | 2035 | 2040
FGD | 0 | 0 | 0 | 0 | 0 | 0
SNCR | 0 | 0 | 0 | 0 | 0 | 0
SCR | 0 | 0 | 0 | 0 | 0 | 0
ACI90 | 0 | 0 | 0 | 0 | 0 | 0
RPJ90 | 0 | 0 | 0 | 0 | 0 | 0
PCSEQ | 0 | 0 | 0 | 0 | 0 | 0
Retrofit Capacity by Reporting Type: MAPP_CA
ReportingType | 2015 | 2020 | 2025 | 2030 | 2035 | 2040
FGD | 0 | 0 | 0 | 0 | 0 | 0
SNCR | 0 | 0 | 0 | 0 | 0 | 0
SCR | 0 | 0 | 0 | 0 | 0 | 0
ACI90 | 0 | 0 | 0 | 0 | 0 | 0
RPJ90 | 0 | 0 | 0 | 0 | 0 | 0
PCSEQ | 0 | 0 | 0 | 0 | 0 | 0
Retrofit Capacity by Reporting Type: AZ_NM_SNV_Coal
ReportingType | 2015 | 2020 | 2025 | 2030 | 2035 | 2040
FGD | 384 | 384 | 540 | 540 | 540 | 540
SNCR | 0 | 0 | 0 | 0 | 0.01 | 0.01
SCR | 800 | 400 | 400 | 400 | 400 | 400
ACI90 | 0 | 0 | 0 | 0 | 0 | 0
RPJ90 | 3286.7 | 1644.05 | 10067.33 | 10067.69 | 10068.02 | 10068.39
PCSEQ | 0 | 0 | 0 | 0 | 0 | 0
Retrofit Capacity by Reporting Type: AZ_NM_SNV_Gas
ReportingType | 2015 | 2020 | 2025 | 2030 | 2035 | 2040
FGD | 0 | 0 | 0 | 0 | 0 | 0
SNCR | 0 | 0 | 0 | 0 | 0 | 0
SCR | 0 | 0 | 0 | 0 | 0 | 0
ACI90 | 0 | 0 | 0 | 0 | 0 | 0
RPJ90 | 0 | 0 | 0 | 0 | 0 | 0
PCSEQ | 0 | 0 | 0 | 0 | 0 | 0
Retrofit Capacity by Reporting Type: AZ_NM_SNV_NucRenew
ReportingType | 2015 | 2020 | 2025 | 2030 | 2035 | 2040
FGD | 0 | 0 | 0 | 0 | 0 | 0
SNCR | 0 | 0 | 0 | 0 | 0 | 0
SCR | 0 | 0 | 0 | 0 | 0 | 0
ACI90 | 0 | 0 | 0 | 0 | 0 | 0
RPJ90 | 0 | 0 | 0 | 0 | 0 | 0
PCSEQ | 0 | 0 | 0 | 0 | 0 | 0
Retrofit Capacity by Reporting Type: ERCOT
ReportingType | 2015 | 2020 | 2025 | 2030 | 2035 | 2040
FGD | 0 | 0 | 5125 | 5125 | 5125 | 5125
SNCR | 0.01 | 0 | 0.01 | 0.01 | 0.01 | 0.01
SCR | 4370 | 2185 | 2185 | 2185 | 2185 | 2185
ACI90 | 0 | 0 | 0 | 0 | 0 | 0
RPJ90 | 9197.01 | 4599.69 | 16250.05 | 16250.61 | 16251.11 | 16251.61
PCSEQ | 0 | 0 | 0 | 0 | 0 | 0
Retrofit Capacity by Reporting Type: NP15
ReportingType | 2015 | 2020 | 2025 | 2030 | 2035 | 2040
FGD | 0 | 0 | 0 | 0 | 0 | 0
SNCR | 0 | 0 | 0 | 0 | 0 | 0
SCR | 0 | 0 | 0 | 0 | 0 | 0
ACI90 | 0 | 0 | 0 | 0 | 0 | 0
RPJ90 | 0 | 0 | 0 | 0 | 0 | 0
PCSEQ | 0 | 0 | 0 | 0 | 0 | 0
Retrofit Capacity by Reporting Type: NWPP_Coal
ReportingType | 2015 | 2020 | 2025 | 2030 | 2035 | 2040
FGD | 0 | 0 | 1601.2 | 1601.2 | 1601.2 | 1601.2
SNCR | 0 | 0 | 0.01 | 0.01 | 0.01 | 0.01
SCR | 0 | 0 | 0 | 0 | 0 | 0
ACI90 | 0 | 0 | 0 | 0 | 0 | 0
RPJ90 | 453.61 | 226.82 | 12409.62 | 12409.62 | 12409.62 | 12409.62
PCSEQ | 0 | 0 | 0 | 0 | 0 | 0
Retrofit Capacity by Reporting Type: NWPP_Gas
ReportingType | 2015 | 2020 | 2025 | 2030 | 2035 | 2040
FGD | 0 | 0 | 0 | 0 | 0 | 0
SNCR | 0 | 0 | 0 | 0 | 0 | 0
SCR | 0 | 0 | 0 | 0 | 0 | 0
ACI90 | 0 | 0 | 0 | 0 | 0 | 0
RPJ90 | 0 | 0 | 0 | 0 | 0 | 0
PCSEQ | 0 | 0 | 0 | 0 | 0 | 0
Retrofit Capacity by Reporting Type: NWPP_NucRenew
ReportingType | 2015 | 2020 | 2025 | 2030 | 2035 | 2040
FGD | 0 | 0 | 0 | 0 | 0 | 0
SNCR | 0 | 0 | 0 | 0 | 0 | 0
SCR | 0 | 0 | 0 | 0 | 0 | 0
ACI90 | 0 | 0 | 0 | 0 | 0 | 0
RPJ90 | 0 | 0 | 0 | 0 | 0 | 0
PCSEQ | 0 | 0 | 0 | 0 | 0 | 0
Retrofit Capacity by Reporting Type: RMPA
ReportingType | 2015 | 2020 | 2025 | 2030 | 2035 | 2040
FGD | 0 | 0 | 1282 | 1282 | 1282 | 1282
SNCR | 0 | 0 | 0 | 0 | 0 | 0
SCR | 1554.6 | 777.3 | 777.3 | 777.3 | 777.3 | 777.3
ACI90 | 0 | 0 | 0 | 0 | 0 | 0
RPJ90 | 2874.61 | 1437.32 | 6502.09 | 6502.09 | 6502.09 | 6315.8
PCSEQ | 0 | 0 | 0 | 0 | 0 | 0
Retrofit Capacity by Reporting Type: SP15
ReportingType | 2015 | 2020 | 2025 | 2030 | 2035 | 2040
FGD | 0 | 0 | 0 | 0 | 0 | 0
SNCR | 0 | 0 | 0 | 0 | 0 | 0
SCR | 0 | 0 | 0 | 0 | 0 | 0
ACI90 | 0 | 0 | 0 | 0 | 0 | 0
RPJ90 | 0 | 0 | 0.01 | 0.01 | 0 | 0
PCSEQ | 0 | 0 | 0 | 0 | 0 | 0
Retrofit Capacity by Reporting Type: ALB
ReportingType | 2015 | 2020 | 2025 | 2030 | 2035 | 2040
FGD | 0 | 0 | 0 | 0 | 0 | 0
SNCR | 0 | 0 | 0 | 0 | 0 | 0
SCR | 0 | 0 | 0 | 0 | 0 | 0
ACI90 | 0 | 0 | 0 | 0 | 0 | 0
RPJ90 | 0 | 0 | 0 | 0 | 0 | 0
PCSEQ | 0 | 0 | 0 | 0 | 0 | 0
Retrofit Capacity by Reporting Type: BC
ReportingType | 2015 | 2020 | 2025 | 2030 | 2035 | 2040
FGD | 0 | 0 | 0 | 0 | 0 | 0
SNCR | 0 | 0 | 0 | 0 | 0 | 0
SCR | 0 | 0 | 0 | 0 | 0 | 0
ACI90 | 0 | 0 | 0 | 0 | 0 | 0
RPJ90 | 0 | 0 | 0 | 0 | 0 | 0
PCSEQ | 0 | 0 | 0 | 0 | 0 | 0
Retrofit Capacity by Reporting Type: HQ_IESO
ReportingType | 2015 | 2020 | 2025 | 2030 | 2035 | 2040
FGD | 0 | 0 | 0 | 0 | 0 | 0
SNCR | 0 | 0 | 0 | 0 | 0 | 0
SCR | 0 | 0 | 0 | 0 | 0 | 0
ACI90 | 0 | 0 | 0 | 0 | 0 | 0
RPJ90 | 0 | 0 | 0 | 0 | 0 | 0
PCSEQ | 0 | 0 | 0 | 0 | 0 | 0
Retrofit Capacity by Reporting Type: HQ_NEISO
ReportingType | 2015 | 2020 | 2025 | 2030 | 2035 | 2040
FGD | 0 | 0 | 0 | 0 | 0 | 0
SNCR | 0 | 0 | 0 | 0 | 0 | 0
SCR | 0 | 0 | 0 | 0 | 0 | 0
ACI90 | 0 | 0 | 0 | 0 | 0 | 0
RPJ90 | 0 | 0 | 0 | 0 | 0 | 0
PCSEQ | 0 | 0 | 0 | 0 | 0 | 0
Retrofit Capacity by Reporting Type: HQ_NY
ReportingType | 2015 | 2020 | 2025 | 2030 | 2035 | 2040
FGD | 0 | 0 | 0 | 0 | 0 | 0
SNCR | 0 | 0 | 0 | 0 | 0 | 0
SCR | 0 | 0 | 0 | 0 | 0 | 0
ACI90 | 0 | 0 | 0 | 0 | 0 | 0
RPJ90 | 0 | 0 | 0 | 0 | 0 | 0
PCSEQ | 0 | 0 | 0 | 0 | 0 | 0
Retrofit Capacity by Reporting Type: MARITIMES
ReportingType | 2015 | 2020 | 2025 | 2030 | 2035 | 2040
FGD | 0 | 0 | 0 | 0 | 0 | 0
SNCR | 0 | 0 | 0 | 0 | 0 | 0
SCR | 0 | 0 | 0 | 0 | 0 | 0
ACI90 | 0 | 0 | 0 | 0 | 0 | 0
RPJ90 | 0 | 0 | 0 | 0 | 0 | 0
PCSEQ | 0 | 0 | 0 | 0 | 0 | 0
Retrofit Capacity by Reporting Type: All
ReportingType | 2015 | 2020 | 2025 | 2030 | 2035 | 2040
FGD | 7551.76 | 6970.81 | 82134.7 | 82134.7 | 82134.7 | 82134.69
SNCR | 0.14 | 0.1 | 0.12 | 0.13 | 0.13 | 0.15
SCR | 23457.01 | 13667.2 | 13312.22 | 13312.22 | 13312.23 | 13312.24
ACI90 | 0 | 0 | 0 | 0 | 0 | 0
RPJ90 | 37894.27 | 17566.36 | 234738.82 | 234746.11 | 234752.36 | 234572.41
PCSEQ | 0 | 0 | 0 | 0 | 0 | 0
Retrofit Capacity by Reporting Type: EI_US
ReportingType | 2015 | 2020 | 2025 | 2030 | 2035 | 2040
FGD | 7167.75 | 6586.81 | 73586.5 | 73586.49 | 73586.49 | 73586.49
SNCR | 0.12 | 0.09 | 0.1 | 0.11 | 0.11 | 0.12
SCR | 16732.4 | 10304.9 | 9949.91 | 9949.91 | 9949.92 | 9949.93
ACI90 | 0 | 0 | 0 | 0 | 0 | 0
RPJ90 | 22082.33 | 9658.48 | 189509.72 | 189516.1 | 189521.51 | 189526.99
PCSEQ | 0 | 0 | 0 | 0 | 0 | 0
Retrofit Capacity by Reporting Type: EI_Canada
ReportingType | 2015 | 2020 | 2025 | 2030 | 2035 | 2040
FGD | 0 | 0 | 0 | 0 | 0 | 0
SNCR | 0 | 0 | 0 | 0 | 0 | 0
SCR | 0 | 0 | 0 | 0 | 0 | 0
ACI90 | 0 | 0 | 0 | 0 | 0 | 0
RPJ90 | 0 | 0 | 0 | 0 | 0 | 0
PCSEQ | 0 | 0 | 0 | 0 | 0 | 0
Retrofit Capacity by Reporting Type: EI
ReportingType | 2015 | 2020 | 2025 | 2030 | 2035 | 2040
FGD | 7167.75 | 6586.81 | 73586.5 | 73586.49 | 73586.49 | 73586.49
SNCR | 0.12 | 0.09 | 0.1 | 0.11 | 0.11 | 0.12
SCR | 16732.4 | 10304.9 | 9949.91 | 9949.91 | 9949.92 | 9949.93
ACI90 | 0 | 0 | 0 | 0 | 0 | 0
RPJ90 | 22082.33 | 9658.48 | 189509.72 | 189516.1 | 189521.51 | 189526.99
PCSEQ | 0 | 0 | 0 | 0 | 0 | 0
Retrofit Capacity by Reporting Type: Outside_EI
ReportingType | 2015 | 2020 | 2025 | 2030 | 2035 | 2040
FGD | 384 | 384.01 | 8548.2 | 8548.2 | 8548.2 | 8548.2
SNCR | 0.01 | 0.02 | 0.02 | 0.02 | 0.02 | 0.03
SCR | 6724.6 | 3362.31 | 3362.31 | 3362.31 | 3362.31 | 3362.31
ACI90 | 0 | 0 | 0 | 0 | 0 | 0
RPJ90 | 15811.93 | 7907.88 | 45229.1 | 45230.02 | 45230.85 | 45045.42
PCSEQ | 0 | 0 | 0 | 0 | 0 | 0
#7 | Reserve Margin (MW)
Reserve Margin Data: ALB
| 2015 | 2020 | 2025 | 2030 | 2035 | 2040
a. Peak Demand | 9894.26 | 10610.08 | 11377.68 | 12200.81 | 13083.5 | 14030.05
b. Peak Demand + Reserve Margin | 11675.23 | 12519.89 | 13425.66 | 14396.96 | 15438.53 | 16555.45
c. DR MW | 105.16 | 361.08 | 660.83 | 708.64 | 759.9 | 814.88
d. Capacity Credit | 11675.23 | 12519.89 | 13435.38 | 14396.96 | 15438.53 | 16555.45
Reserve Margin Data: BC
| 2015 | 2020 | 2025 | 2030 | 2035 | 2040
a. Peak Demand | 12097.17 | 12689.82 | 13311.5 | 13963.64 | 14647.73 | 15365.33
b. Peak Demand + Reserve Margin | 14274.66 | 14973.98 | 15707.57 | 16477.09 | 17284.32 | 18131.09
c. DR MW | 0.01 | 264.69 | 555.31 | 582.51 | 611.05 | 640.98
d. Capacity Credit | 14274.66 | 14973.98 | 15918.81 | 16477.09 | 17284.32 | 18131.09
Reserve Margin Data: ENT
| 2015 | 2020 | 2025 | 2030 | 2035 | 2040
a. Peak Demand | 31363.21 | 33216.62 | 34106.25 | 35019.69 | 35957.6 | 36920.63
b. Peak Demand + Reserve Margin | 35754.06 | 37866.95 | 38881.12 | 39922.45 | 40991.67 | 42089.52
c. DR MW | 301.55 | 1538.95 | 2854.33 | 2930.78 | 3009.27 | 3089.87
d. Capacity Credit | 35754.06 | 37866.93 | 38881.14 | 39922.47 | 40991.67 | 42089.52
Reserve Margin Data: ERCOT
| 2015 | 2020 | 2025 | 2030 | 2035 | 2040
a. Peak Demand | 70275 | 75565.6 | 78214.54 | 80611.45 | 83280.89 | 86023.9
b. Peak Demand + Reserve Margin | 79059.38 | 85011.3 | 87991.35 | 90687.88 | 93691.01 | 96776.89
c. DR MW | 740.81 | 3617.73 | 6720.3 | 6926.25 | 7155.61 | 7391.29
d. Capacity Credit | 79059.36 | 85011.26 | 87991.4 | 90688.01 | 93691 | 96777.3
Reserve Margin Data: FRCC
| 2015 | 2020 | 2025 | 2030 | 2035 | 2040
a. Peak Demand | 49536.4 | 53950.25 | 57379.16 | 61025.99 | 64904.61 | 69029.74
b. Peak Demand + Reserve Margin | 57462.22 | 62582.3 | 66559.82 | 70790.15 | 75289.35 | 80074.5
c. DR MW | 2734.45 | 3962.85 | 5527.63 | 5878.95 | 6252.59 | 6649.99
d. Capacity Credit | 57462.21 | 62582.28 | 66559.85 | 70790.18 | 75289.35 | 80074.46
Reserve Margin Data: IESO
| 2015 | 2020 | 2025 | 2030 | 2035 | 2040
a. Peak Demand | 23273 | 23024.78 | 23818.34 | 24639.25 | 25488.46 | 26366.93
b. Peak Demand + Reserve Margin | 27229.41 | 26938.99 | 27867.46 | 28827.92 | 29821.5 | 30849.31
c. DR MW | 1958.79 | 2066.83 | 2340.54 | 2421.21 | 2504.65 | 2590.98
d. Capacity Credit | 30019.39 | 30127.43 | 30401.13 | 30481.8 | 29821.5 | 30849.31
Reserve Margin Data: MAPP_CA
| 2015 | 2020 | 2025 | 2030 | 2035 | 2040
a. Peak Demand | 8659 | 9310.84 | 9679.67 | 10063.12 | 10461.75 | 10876.17
b. Peak Demand + Reserve Margin | 9698.08 | 10428.14 | 10841.23 | 11270.69 | 11717.16 | 12181.31
c. DR MW | 89.5 | 308.14 | 546.73 | 568.39 | 590.9 | 614.31
d. Capacity Credit | 9698.08 | 10428.14 | 10841.23 | 11270.69 | 11717.16 | 12181.31
Reserve Margin Data: MAPP_US
| 2015 | 2020 | 2025 | 2030 | 2035 | 2040
a. Peak Demand | 5654.68 | 5968.85 | 6205.3 | 6451.11 | 6706.66 | 6972.33
b. Peak Demand + Reserve Margin | 6446.34 | 6804.49 | 7074.04 | 7354.26 | 7645.59 | 7948.45
c. DR MW | 59 | 199.4 | 353.8 | 367.81 | 382.38 | 397.53
d. Capacity Credit | 6671.8 | 6851 | 7074.06 | 7354.27 | 7645.59 | 7948.45
Reserve Margin Data: NEISO
| 2015 | 2020 | 2025 | 2030 | 2035 | 2040
a. Peak Demand | 28012 | 28394.96 | 28542.49 | 28725.51 | 28892.23 | 29059.91
b. Peak Demand + Reserve Margin | 32493.92 | 32938.15 | 33109.29 | 33321.59 | 33514.98 | 33709.5
c. DR MW | 3092.4 | 3627.72 | 4230.66 | 4257.78 | 4282.5 | 4307.35
d. Capacity Credit | 32493.91 | 33245.57 | 34188.72 | 34267.54 | 33514.98 | 33709.48
Reserve Margin Data: NonRTO_Midwest
| 2015 | 2020 | 2025 | 2030 | 2035 | 2040
a. Peak Demand | 11601.6 | 12475.59 | 12784.26 | 13100.55 | 13424.68 | 13756.82
b. Peak Demand + Reserve Margin | 13225.82 | 14222.18 | 14574.05 | 14934.63 | 15304.13 | 15682.78
c. DR MW | 193.98 | 453.37 | 727.88 | 745.89 | 764.35 | 783.26
d. Capacity Credit | 13225.84 | 14222.17 | 14574.06 | 14934.64 | 15304.13 | 15682.76
Reserve Margin Data: NYISO_J-K
| 2015 | 2020 | 2025 | 2030 | 2035 | 2040
a. Peak Demand | 15708.46 | 16778.46 | 17529.82 | 18314.82 | 19134.98 | 19991.87
b. Peak Demand + Reserve Margin | 14451.78 | 15436.18 | 16127.43 | 16849.64 | 17604.19 | 18392.52
c. DR MW | 1319.07 | 1502.66 | 1718.62 | 1795.58 | 1875.99 | 1960
d. Capacity Credit | 16903.58 | 17087.17 | 17570.38 | 18916.87 | 19179.14 | 19658.8
Reserve Margin Data: PJM_E
| 2015 | 2020 | 2025 | 2030 | 2035 | 2040
a. Peak Demand | 30573 | 28691.71 | 29665.84 | 30673.06 | 31714.47 | 32791.23
b. Peak Demand + Reserve Margin | 29900.39 | 28060.49 | 29013.2 | 29998.25 | 31016.75 | 32069.83
c. DR MW | 1256.73 | 1718.17 | 2388.62 | 2469.72 | 2553.57 | 2640.27
d. Capacity Credit | 33249.71 | 32661.55 | 33662.01 | 33743.11 | 31906.32 | 32069.81
Reserve Margin Data: RMPA
| 2015 | 2020 | 2025 | 2030 | 2035 | 2040
a. Peak Demand | 13130.5 | 14147.45 | 15066.59 | 16047.68 | 17090.56 | 18201.86
b. Peak Demand + Reserve Margin | 14968.77 | 16128.09 | 17175.91 | 18294.36 | 19483.24 | 20750.12
c. DR MW | 486.05 | 622.89 | 804.5 | 856.88 | 912.57 | 971.91
d. Capacity Credit | 15647.15 | 16128.08 | 18174.05 | 18294.36 | 19483.23 | 20750.11
Reserve Margin Data: SOCO
| 2015 | 2020 | 2025 | 2030 | 2035 | 2040
a. Peak Demand | 53444.07 | 58424.21 | 60829.03 | 63332.84 | 65939.71 | 68653.88
b. Peak Demand + Reserve Margin | 60926.24 | 66603.59 | 69345.09 | 72199.44 | 75171.27 | 78265.43
c. DR MW | 2570.49 | 4773.97 | 7215.46 | 7512.46 | 7821.68 | 8143.63
d. Capacity Credit | 62013.1 | 66603.58 | 69345.13 | 72199.41 | 75171.27 | 78265.46
Reserve Margin Data: TVA
| 2015 | 2020 | 2025 | 2030 | 2035 | 2040
a. Peak Demand | 35009.2 | 38206.87 | 39152.15 | 40120.83 | 41113.47 | 42130.67
b. Peak Demand + Reserve Margin | 40260.58 | 43937.9 | 45024.97 | 46138.95 | 47280.49 | 48450.27
c. DR MW | 1805 | 2555.95 | 3357.9 | 3440.97 | 3526.11 | 3613.35
d. Capacity Credit | 40260.61 | 43937.88 | 45024.99 | 46138.94 | 47280.48 | 48450.31
Reserve Margin Data: VACAR
| 2015 | 2020 | 2025 | 2030 | 2035 | 2040
a. Peak Demand | 49497 | 53343.18 | 55953.29 | 58691.11 | 61562.9 | 64575.2
b. Peak Demand + Reserve Margin | 56426.58 | 60811.23 | 63786.75 | 66907.87 | 70181.7 | 73615.73
c. DR MW | 2339.28 | 3868.22 | 5651.52 | 5928.05 | 6218.12 | 6522.37
d. Capacity Credit | 56426.57 | 60811.21 | 63786.77 | 66907.89 | 70181.7 | 73615.69
Reserve Margin Data: AZ_NM_SNV
| 2015 | 2020 | 2025 | 2030 | 2035 | 2040
a. Peak Demand | 29190.12 | 32220.84 | 34383.83 | 36728.75 | 39168.14 | 41802.12
b. Peak Demand + Reserve Margin | 33772.97 | 37279.51 | 39782.09 | 42495.16 | 45317.54 | 48365.05
c. DR MW | 334.55 | 1076.71 | 1928.33 | 2059.84 | 2196.64 | 2344.36
d. Capacity Credit | 33772.96 | 37279.5 | 39782.11 | 42495.07 | 45317.53 | 48365.09
Reserve Margin Data: CA
| 2015 | 2020 | 2025 | 2030 | 2035 | 2040
a. Peak Demand | 62508.27 | 66506.46 | 69441.85 | 73394.32 | 77210.75 | 81148.86
b. Peak Demand + Reserve Margin | 72884.64 | 77546.53 | 80969.19 | 85577.78 | 90027.73 | 94619.57
c. DR MW | 4441.2 | 4603.38 | 4993.26 | 5277.46 | 5551.88 | 5835.06
d. Capacity Credit | 72884.63 | 77546.53 | 80969.22 | 85577.8 | 90027.75 | 94619.54
Reserve Margin Data: MISO
| 2015 | 2020 | 2025 | 2030 | 2035 | 2040
a. Peak Demand | 98840.47 | 103652.88 | 107553.1 | 111601.79 | 115804.67 | 120167.67
b. Peak Demand + Reserve Margin | 116038.72 | 121688.49 | 126267.34 | 131020.5 | 135954.68 | 141076.85
c. DR MW | 6024.78 | 8117.79 | 10669.2 | 11079.6 | 11505.92 | 11948.8
d. Capacity Credit | 116038.82 | 121688.44 | 126267.41 | 131020.56 | 135954.56 | 141076.95
Reserve Margin Data: NWPP
| 2015 | 2020 | 2025 | 2030 | 2035 | 2040
a. Peak Demand | 43762.99 | 45706.02 | 47672.59 | 50127.58 | 52587.11 | 55103.77
b. Peak Demand + Reserve Margin | 51640.33 | 53933.1 | 56253.65 | 59150.54 | 62052.79 | 65022.45
c. DR MW | 0.01 | 953.34 | 1988.72 | 2091.14 | 2193.74 | 2298.72
d. Capacity Credit | 54134.86 | 55102.53 | 56978.96 | 61978.47 | 65164.79 | 66929.91
Reserve Margin Data: NYISO
| 2015 | 2020 | 2025 | 2030 | 2035 | 2040
a. Peak Demand | 30555.78 | 32393.61 | 33621.41 | 34898.35 | 36226.45 | 37607.86
b. Peak Demand + Reserve Margin | 35597.48 | 37738.55 | 39168.95 | 40656.57 | 42203.81 | 43813.15
c. DR MW | 2565.83 | 2901.13 | 3296.24 | 3421.43 | 3551.63 | 3687.07
d. Capacity Credit | 37287.76 | 37738.53 | 39168.96 | 40656.59 | 42203.81 | 43813.12
Reserve Margin Data: NYISO_G-I_J-K
| 2015 | 2020 | 2025 | 2030 | 2035 | 2040
a. Peak Demand | 19752.2 | 21025.07 | 21960.01 | 22936.53 | 23956.48 | 25021.79
b. Peak Demand + Reserve Margin | 18764.59 | 19973.82 | 20862.01 | 21789.7 | 22758.65 | 23770.7
c. DR MW | 1658.63 | 1882.98 | 2152.95 | 2248.69 | 2348.69 | 2453.13
d. Capacity Credit | 20693.16 | 20926.51 | 22224.2 | 24188.6 | 26182.97 | 28613.48
Reserve Margin Data: PJM
| 2015 | 2020 | 2025 | 2030 | 2035 | 2040
a. Peak Demand | 157275.77 | 155032.96 | 159992.44 | 165110.9 | 170393.47 | 175845.4
b. Peak Demand + Reserve Margin | 181338.97 | 178753.01 | 184471.28 | 190372.87 | 196463.67 | 202749.75
c. DR MW | 6888.69 | 10788.12 | 15528.1 | 16025.26 | 16538.36 | 17067.93
d. Capacity Credit | 181339.01 | 179661.41 | 184471.24 | 190372.94 | 196463.66 | 202749.72
Reserve Margin Data: SPP
| 2015 | 2020 | 2025 | 2030 | 2035 | 2040
a. Peak Demand | 56998.85 | 60999.76 | 63282 | 65652.04 | 68113.36 | 70669.56
b. Peak Demand + Reserve Margin | 64750.69 | 69295.73 | 71888.35 | 74580.72 | 77376.77 | 80280.62
c. DR MW | 1132.21 | 3430.99 | 5911.36 | 6129.52 | 6355.94 | 6590.94
d. Capacity Credit | 64750.69 | 69295.7 | 71888.39 | 74580.73 | 77376.77 | 80280.62

## Transmission
$/MW
[8 empty] | Transfer |  | $/MWh | $/MWh | Wheel+ | $/MWh
Year | Line | From | To | EI Internal/External | Season | Block | Duration | Limit | MW flow | From price | To price | Friction | Shadow Price
2015 | ENT_2_MISO_MO-IL | ENT | MISO_MO-IL | Internal | Shoulder | B11 | 25 | 2260 | 0 | 53.5 | 47.03 | 8 | 0
2015 | ENT_2_MISO_MO-IL | ENT | MISO_MO-IL | Internal | Shoulder | B12 | 200 | 2260 | 0 | 38.05 | 39.5 | 8 | 0
2015 | ENT_2_MISO_MO-IL | ENT | MISO_MO-IL | Internal | Shoulder | B13 | 600 | 2260 | 0 | 38.05 | 37.24 | 8 | 0
2015 | ENT_2_MISO_MO-IL | ENT | MISO_MO-IL | Internal | Shoulder | B14 | 900 | 2260 | 0 | 37.78 | 35.66 | 8 | 0
2015 | ENT_2_MISO_MO-IL | ENT | MISO_MO-IL | Internal | Shoulder | B15 | 1203 | 2260 | 0 | 36.55 | 32.82 | 8 | 0
2015 | ENT_2_MISO_MO-IL | ENT | MISO_MO-IL | Internal | Summer | B1 | 10 | 2260 | 0 | 59.38 | 59.38 | 8 | 0
2015 | ENT_2_MISO_MO-IL | ENT | MISO_MO-IL | Internal | Summer | B2 | 25 | 2260 | 0 | 56.92 | 56.92 | 8 | 0
2015 | ENT_2_MISO_MO-IL | ENT | MISO_MO-IL | Internal | Summer | B3 | 75 | 2260 | 0 | 55.82 | 55.38 | 8 | 0
2015 | ENT_2_MISO_MO-IL | ENT | MISO_MO-IL | Internal | Summer | B4 | 100 | 2260 | 0 | 55.82 | 51.97 | 8 | 0
2015 | ENT_2_MISO_MO-IL | ENT | MISO_MO-IL | Internal | Summer | B5 | 200 | 2260 | 0 | 51.84 | 46.52 | 8 | 0
2015 | ENT_2_MISO_MO-IL | ENT | MISO_MO-IL | Internal | Summer | B6 | 300 | 2260 | 0 | 44.89 | 39.68 | 8 | 0
2015 | ENT_2_MISO_MO-IL | ENT | MISO_MO-IL | Internal | Summer | B7 | 400 | 2260 | 0 | 42.05 | 35.9 | 8 | 0
2015 | ENT_2_MISO_MO-IL | ENT | MISO_MO-IL | Internal | Summer | B8 | 500 | 2260 | 0 | 36.89 | 33.94 | 8 | 0
2015 | ENT_2_MISO_MO-IL | ENT | MISO_MO-IL | Internal | Summer | B9 | 800 | 2260 | 0 | 36.63 | 32.89 | 8 | 0
2015 | ENT_2_MISO_MO-IL | ENT | MISO_MO-IL | Internal | Summer | B10 | 1262 | 2260 | 0 | 35.44 | 30.86 | 8 | 0
2015 | ENT_2_MISO_MO-IL | ENT | MISO_MO-IL | Internal | Winter | B16 | 25 | 2260 | 0 | 51.78 | 46.8 | 8 | 0
2015 | ENT_2_MISO_MO-IL | ENT | MISO_MO-IL | Internal | Winter | B17 | 100 | 2260 | 0 | 40.38 | 41.22 | 8 | 0
2015 | ENT_2_MISO_MO-IL | ENT | MISO_MO-IL | Internal | Winter | B18 | 400 | 2260 | 0 | 40.1 | 37.96 | 8 | 0
2015 | ENT_2_MISO_MO-IL | ENT | MISO_MO-IL | Internal | Winter | B19 | 700 | 2260 | 0 | 40.1 | 35.62 | 8 | 0
2015 | ENT_2_MISO_MO-IL | ENT | MISO_MO-IL | Internal | Winter | B20 | 935 | 2260 | 0 | 38.79 | 32.69 | 8 | 0
2015 | ENT_2_SOCO | ENT | SOCO | Internal | Shoulder | B11 | 25 | 2000 | 0.02 | 53.5 | 61.24 | 8 | 0
2015 | ENT_2_SOCO | ENT | SOCO | Internal | Shoulder | B12 | 200 | 2000 | 0 | 38.05 | 42.82 | 8 | 0
2015 | ENT_2_SOCO | ENT | SOCO | Internal | Shoulder | B13 | 600 | 2000 | 0 | 38.05 | 39.02 | 8 | 0
2015 | ENT_2_SOCO | ENT | SOCO | Internal | Shoulder | B14 | 900 | 2000 | 0 | 37.78 | 39.02 | 8 | 0
2015 | ENT_2_SOCO | ENT | SOCO | Internal | Shoulder | B15 | 1203 | 2000 | 0 | 36.55 | 39.02 | 8 | 0
2015 | ENT_2_SOCO | ENT | SOCO | Internal | Summer | B1 | 10 | 2000 | 0 | 59.38 | 64.92 | 8 | 0
2015 | ENT_2_SOCO | ENT | SOCO | Internal | Summer | B2 | 25 | 2000 | 687.77 | 56.92 | 64.92 | 8 | 0
2015 | ENT_2_SOCO | ENT | SOCO | Internal | Summer | B3 | 75 | 2000 | 2000 | 55.82 | 64.92 | 8 | 1.09
2015 | ENT_2_SOCO | ENT | SOCO | Internal | Summer | B4 | 100 | 2000 | 2000 | 55.82 | 64.92 | 8 | 1.09
2015 | ENT_2_SOCO | ENT | SOCO | Internal | Summer | B5 | 200 | 2000 | 2000 | 51.84 | 60.27 | 8 | 0.43
2015 | ENT_2_SOCO | ENT | SOCO | Internal | Summer | B6 | 300 | 2000 | 651.1 | 44.89 | 52.89 | 8 | 0
2015 | ENT_2_SOCO | ENT | SOCO | Internal | Summer | B7 | 400 | 2000 | 1527.53 | 42.05 | 50.05 | 8 | 0
2015 | ENT_2_SOCO | ENT | SOCO | Internal | Summer | B8 | 500 | 2000 | 0 | 36.89 | 43.36 | 8 | 0
2015 | ENT_2_SOCO | ENT | SOCO | Internal | Summer | B9 | 800 | 2000 | 0 | 36.63 | 37.88 | 8 | 0
2015 | ENT_2_SOCO | ENT | SOCO | Internal | Summer | B10 | 1262 | 2000 | 0 | 35.44 | 37.88 | 8 | 0
2015 | ENT_2_SOCO | ENT | SOCO | Internal | Winter | B16 | 25 | 2000 | 1403.12 | 51.78 | 59.78 | 8 | 0
2015 | ENT_2_SOCO | ENT | SOCO | Internal | Winter | B17 | 100 | 2000 | 0 | 40.38 | 43.62 | 8 | 0
2015 | ENT_2_SOCO | ENT | SOCO | Internal | Winter | B18 | 400 | 2000 | 0 | 40.1 | 41.34 | 8 | 0
2015 | ENT_2_SOCO | ENT | SOCO | Internal | Winter | B19 | 700 | 2000 | 0 | 40.1 | 41.34 | 8 | 0
2015 | ENT_2_SOCO | ENT | SOCO | Internal | Winter | B20 | 935 | 2000 | 0 | 38.79 | 41.34 | 8 | 0
2015 | ENT_2_SPP_N | ENT | SPP_N | Internal | Shoulder | B11 | 25 | 1300 | 0 | 53.5 | 54.04 | 8 | 0
2015 | ENT_2_SPP_N | ENT | SPP_N | Internal | Shoulder | B12 | 200 | 1300 | 0 | 38.05 | 38 | 8 | 0
2015 | ENT_2_SPP_N | ENT | SPP_N | Internal | Shoulder | B13 | 600 | 1300 | 0 | 38.05 | 37.26 | 8 | 0
2015 | ENT_2_SPP_N | ENT | SPP_N | Internal | Shoulder | B14 | 900 | 1300 | 0 | 37.78 | 36.34 | 8 | 0
2015 | ENT_2_SPP_N | ENT | SPP_N | Internal | Shoulder | B15 | 1203 | 1300 | 0 | 36.55 | 36.26 | 8 | 0
2015 | ENT_2_SPP_N | ENT | SPP_N | Internal | Summer | B1 | 10 | 1300 | 0 | 59.38 | 58.76 | 8 | 0
2015 | ENT_2_SPP_N | ENT | SPP_N | Internal | Summer | B2 | 25 | 1300 | 0 | 56.92 | 58.76 | 8 | 0
2015 | ENT_2_SPP_N | ENT | SPP_N | Internal | Summer | B3 | 75 | 1300 | 0 | 55.82 | 58.76 | 8 | 0
2015 | ENT_2_SPP_N | ENT | SPP_N | Internal | Summer | B4 | 100 | 1300 | 0 | 55.82 | 56.96 | 8 | 0
2015 | ENT_2_SPP_N | ENT | SPP_N | Internal | Summer | B5 | 200 | 1300 | 0 | 51.84 | 52.82 | 8 | 0
2015 | ENT_2_SPP_N | ENT | SPP_N | Internal | Summer | B6 | 300 | 1300 | 0 | 44.89 | 47.68 | 8 | 0
2015 | ENT_2_SPP_N | ENT | SPP_N | Internal | Summer | B7 | 400 | 1300 | 0 | 42.05 | 42.19 | 8 | 0
2015 | ENT_2_SPP_N | ENT | SPP_N | Internal | Summer | B8 | 500 | 1300 | 0 | 36.89 | 36.69 | 8 | 0
2015 | ENT_2_SPP_N | ENT | SPP_N | Internal | Summer | B9 | 800 | 1300 | 0 | 36.63 | 35.12 | 8 | 0
2015 | ENT_2_SPP_N | ENT | SPP_N | Internal | Summer | B10 | 1262 | 1300 | 0 | 35.44 | 34.55 | 8 | 0
2015 | ENT_2_SPP_N | ENT | SPP_N | Internal | Winter | B16 | 25 | 1300 | 0 | 51.78 | 46.78 | 8 | 0
2015 | ENT_2_SPP_N | ENT | SPP_N | Internal | Winter | B17 | 100 | 1300 | 0 | 40.38 | 38.72 | 8 | 0
2015 | ENT_2_SPP_N | ENT | SPP_N | Internal | Winter | B18 | 400 | 1300 | 0 | 40.1 | 38.67 | 8 | 0
2015 | ENT_2_SPP_N | ENT | SPP_N | Internal | Winter | B19 | 700 | 1300 | 0 | 40.1 | 38.63 | 8 | 0
2015 | ENT_2_SPP_N | ENT | SPP_N | Internal | Winter | B20 | 935 | 1300 | 0 | 38.79 | 38.07 | 8 | 0
2015 | ENT_2_SPP_S | ENT | SPP_S | Internal | Shoulder | B11 | 25 | 1300 | 0 | 53.5 | 52.2 | 8 | 0
2015 | ENT_2_SPP_S | ENT | SPP_S | Internal | Shoulder | B12 | 200 | 1300 | 0 | 38.05 | 37.99 | 8 | 0
2015 | ENT_2_SPP_S | ENT | SPP_S | Internal | Shoulder | B13 | 600 | 1300 | 0 | 38.05 | 37.27 | 8 | 0
2015 | ENT_2_SPP_S | ENT | SPP_S | Internal | Shoulder | B14 | 900 | 1300 | 0 | 37.78 | 36.35 | 8 | 0
2015 | ENT_2_SPP_S | ENT | SPP_S | Internal | Shoulder | B15 | 1203 | 1300 | 0 | 36.55 | 36.27 | 8 | 0
2015 | ENT_2_SPP_S | ENT | SPP_S | Internal | Summer | B1 | 10 | 1300 | 0 | 59.38 | 58.75 | 8 | 0
2015 | ENT_2_SPP_S | ENT | SPP_S | Internal | Summer | B2 | 25 | 1300 | 0 | 56.92 | 58.75 | 8 | 0
2015 | ENT_2_SPP_S | ENT | SPP_S | Internal | Summer | B3 | 75 | 1300 | 0 | 55.82 | 50.82 | 8 | 0
2015 | ENT_2_SPP_S | ENT | SPP_S | Internal | Summer | B4 | 100 | 1300 | 0 | 55.82 | 50.82 | 8 | 0
2015 | ENT_2_SPP_S | ENT | SPP_S | Internal | Summer | B5 | 200 | 1300 | 0 | 51.84 | 50.41 | 8 | 0
2015 | ENT_2_SPP_S | ENT | SPP_S | Internal | Summer | B6 | 300 | 1300 | 0 | 44.89 | 47.7 | 8 | 0
2015 | ENT_2_SPP_S | ENT | SPP_S | Internal | Summer | B7 | 400 | 1300 | 0 | 42.05 | 42.2 | 8 | 0
2015 | ENT_2_SPP_S | ENT | SPP_S | Internal | Summer | B8 | 500 | 1300 | 0 | 36.89 | 36.71 | 8 | 0
2015 | ENT_2_SPP_S | ENT | SPP_S | Internal | Summer | B9 | 800 | 1300 | 0 | 36.63 | 35.13 | 8 | 0
2015 | ENT_2_SPP_S | ENT | SPP_S | Internal | Summer | B10 | 1262 | 1300 | 0 | 35.44 | 35.05 | 8 | 0
2015 | ENT_2_SPP_S | ENT | SPP_S | Internal | Winter | B16 | 25 | 1300 | 0 | 51.78 | 46.79 | 8 | 0
2015 | ENT_2_SPP_S | ENT | SPP_S | Internal | Winter | B17 | 100 | 1300 | 0 | 40.38 | 38.73 | 8 | 0
2015 | ENT_2_SPP_S | ENT | SPP_S | Internal | Winter | B18 | 400 | 1300 | 0 | 40.1 | 38.68 | 8 | 0
2015 | ENT_2_SPP_S | ENT | SPP_S | Internal | Winter | B19 | 700 | 1300 | 0 | 40.1 | 38.64 | 8 | 0
2015 | ENT_2_SPP_S | ENT | SPP_S | Internal | Winter | B20 | 935 | 1300 | 0 | 38.79 | 38.08 | 8 | 0
2015 | ENT_2_TVA_Transmission | ENT | TVA_Transmission | Internal | Shoulder | B11 | 25 | 2100 | 0 | 53.5 | 53.89 | 8 | 0
2015 | ENT_2_TVA_Transmission | ENT | TVA_Transmission | Internal | Shoulder | B12 | 200 | 2100 | 0 | 38.05 | 43.15 | 8 | 0
2015 | ENT_2_TVA_Transmission | ENT | TVA_Transmission | Internal | Shoulder | B13 | 600 | 2100 | 0 | 38.05 | 41.27 | 8 | 0
2015 | ENT_2_TVA_Transmission | ENT | TVA_Transmission | Internal | Shoulder | B14 | 900 | 2100 | 0 | 37.78 | 39.97 | 8 | 0
2015 | ENT_2_TVA_Transmission | ENT | TVA_Transmission | Internal | Shoulder | B15 | 1203 | 2100 | 0 | 36.55 | 39.03 | 8 | 0
2015 | ENT_2_TVA_Transmission | ENT | TVA_Transmission | Internal | Summer | B1 | 10 | 2100 | 509.18 | 59.38 | 67.38 | 8 | 0
2015 | ENT_2_TVA_Transmission | ENT | TVA_Transmission | Internal | Summer | B2 | 25 | 2100 | 242.5 | 56.92 | 64.92 | 8 | 0
2015 | ENT_2_TVA_Transmission | ENT | TVA_Transmission | Internal | Summer | B3 | 75 | 2100 | 0 | 55.82 | 62.94 | 8 | 0
2015 | ENT_2_TVA_Transmission | ENT | TVA_Transmission | Internal | Summer | B4 | 100 | 2100 | 0 | 55.82 | 59.97 | 8 | 0
2015 | ENT_2_TVA_Transmission | ENT | TVA_Transmission | Internal | Summer | B5 | 200 | 2100 | 0 | 51.84 | 52.67 | 8 | 0
2015 | ENT_2_TVA_Transmission | ENT | TVA_Transmission | Internal | Summer | B6 | 300 | 2100 | 0 | 44.89 | 45.4 | 8 | 0
2015 | ENT_2_TVA_Transmission | ENT | TVA_Transmission | Internal | Summer | B7 | 400 | 2100 | 0 | 42.05 | 41.86 | 8 | 0
2015 | ENT_2_TVA_Transmission | ENT | TVA_Transmission | Internal | Summer | B8 | 500 | 2100 | 0 | 36.89 | 38.85 | 8 | 0
2015 | ENT_2_TVA_Transmission | ENT | TVA_Transmission | Internal | Summer | B9 | 800 | 2100 | 0 | 36.63 | 38.27 | 8 | 0
2015 | ENT_2_TVA_Transmission | ENT | TVA_Transmission | Internal | Summer | B10 | 1262 | 2100 | 0 | 35.44 | 36.22 | 8 | 0
2015 | ENT_2_TVA_Transmission | ENT | TVA_Transmission | Internal | Winter | B16 | 25 | 2100 | 0 | 51.78 | 54.69 | 8 | 0
2015 | ENT_2_TVA_Transmission | ENT | TVA_Transmission | Internal | Winter | B17 | 100 | 2100 | 0 | 40.38 | 45.16 | 8 | 0
2015 | ENT_2_TVA_Transmission | ENT | TVA_Transmission | Internal | Winter | B18 | 400 | 2100 | 0 | 40.1 | 42.12 | 8 | 0
2015 | ENT_2_TVA_Transmission | ENT | TVA_Transmission | Internal | Winter | B19 | 700 | 2100 | 0 | 40.1 | 40.07 | 8 | 0
2015 | ENT_2_TVA_Transmission | ENT | TVA_Transmission | Internal | Winter | B20 | 935 | 2100 | 0 | 38.79 | 38.95 | 8 | 0
2015 | FRCC_2_SOCO | FRCC | SOCO | Internal | Shoulder | B11 | 25 | 900 | 0 | 71.24 | 61.24 | 8 | 0
2015 | FRCC_2_SOCO | FRCC | SOCO | Internal | Shoulder | B12 | 200 | 900 | 0 | 52.82 | 42.82 | 8 | 0
2015 | FRCC_2_SOCO | FRCC | SOCO | Internal | Shoulder | B13 | 600 | 900 | 0 | 49.02 | 39.02 | 8 | 0
2015 | FRCC_2_SOCO | FRCC | SOCO | Internal | Shoulder | B14 | 900 | 900 | 0 | 45.06 | 39.02 | 8 | 0
2015 | FRCC_2_SOCO | FRCC | SOCO | Internal | Shoulder | B15 | 1203 | 900 | 0 | 43.22 | 39.02 | 8 | 0
2015 | FRCC_2_SOCO | FRCC | SOCO | Internal | Summer | B1 | 10 | 900 | 0 | 71.2 | 64.92 | 8 | 0
2015 | FRCC_2_SOCO | FRCC | SOCO | Internal | Summer | B2 | 25 | 900 | 0 | 71.2 | 64.92 | 8 | 0
2015 | FRCC_2_SOCO | FRCC | SOCO | Internal | Summer | B3 | 75 | 900 | 0 | 71.2 | 64.92 | 8 | 0
2015 | FRCC_2_SOCO | FRCC | SOCO | Internal | Summer | B4 | 100 | 900 | 0 | 71.2 | 64.92 | 8 | 0
2015 | FRCC_2_SOCO | FRCC | SOCO | Internal | Summer | B5 | 200 | 900 | 0 | 70.27 | 60.27 | 8 | 0
2015 | FRCC_2_SOCO | FRCC | SOCO | Internal | Summer | B6 | 300 | 900 | 0 | 62.89 | 52.89 | 8 | 0
2015 | FRCC_2_SOCO | FRCC | SOCO | Internal | Summer | B7 | 400 | 900 | 0 | 60.05 | 50.05 | 8 | 0
2015 | FRCC_2_SOCO | FRCC | SOCO | Internal | Summer | B8 | 500 | 900 | 0 | 53.36 | 43.36 | 8 | 0
2015 | FRCC_2_SOCO | FRCC | SOCO | Internal | Summer | B9 | 800 | 900 | 0 | 46.44 | 37.88 | 8 | 0
2015 | FRCC_2_SOCO | FRCC | SOCO | Internal | Summer | B10 | 1262 | 900 | 0 | 42.58 | 37.88 | 8 | 0
2015 | FRCC_2_SOCO | FRCC | SOCO | Internal | Winter | B16 | 25 | 900 | 0 | 69.78 | 59.78 | 8 | 0
2015 | FRCC_2_SOCO | FRCC | SOCO | Internal | Winter | B17 | 100 | 900 | 0 | 53.62 | 43.62 | 8 | 0
2015 | FRCC_2_SOCO | FRCC | SOCO | Internal | Winter | B18 | 400 | 900 | 0 | 51.34 | 41.34 | 8 | 0
2015 | FRCC_2_SOCO | FRCC | SOCO | Internal | Winter | B19 | 700 | 900 | 0 | 47.11 | 41.34 | 8 | 0
2015 | FRCC_2_SOCO | FRCC | SOCO | Internal | Winter | B20 | 935 | 900 | 0 | 45.18 | 41.34 | 8 | 0
2015 | HQ_NEISO_2_NEISO | HQ_NEISO | NEISO | Internal | Shoulder | B11 | 25 | 99999 | 2920 | 36.72 | 36.73 | 0.01 | 0
2015 | HQ_NEISO_2_NEISO | HQ_NEISO | NEISO | Internal | Shoulder | B12 | 200 | 99999 | 2920 | 36.72 | 36.73 | 0.01 | 0
2015 | HQ_NEISO_2_NEISO | HQ_NEISO | NEISO | Internal | Shoulder | B13 | 600 | 99999 | 2920 | 36.72 | 36.73 | 0.01 | 0
2015 | HQ_NEISO_2_NEISO | HQ_NEISO | NEISO | Internal | Shoulder | B14 | 900 | 99999 | 2920 | 36.72 | 36.73 | 0.01 | 0
2015 | HQ_NEISO_2_NEISO | HQ_NEISO | NEISO | Internal | Shoulder | B15 | 1203 | 99999 | 1143.24 | 36.72 | 36.73 | 0.01 | 0
2015 | HQ_NEISO_2_NEISO | HQ_NEISO | NEISO | Internal | Summer | B1 | 10 | 99999 | 2920 | 65.03 | 65.04 | 0.01 | 0
2015 | HQ_NEISO_2_NEISO | HQ_NEISO | NEISO | Internal | Summer | B2 | 25 | 99999 | 2920 | 53.65 | 53.66 | 0.01 | 0
2015 | HQ_NEISO_2_NEISO | HQ_NEISO | NEISO | Internal | Summer | B3 | 75 | 99999 | 2920 | 47.8 | 47.82 | 0.01 | 0
2015 | HQ_NEISO_2_NEISO | HQ_NEISO | NEISO | Internal | Summer | B4 | 100 | 99999 | 2920 | 42.27 | 42.28 | 0.01 | 0
2015 | HQ_NEISO_2_NEISO | HQ_NEISO | NEISO | Internal | Summer | B5 | 200 | 99999 | 2920 | 34.07 | 34.08 | 0.01 | 0
2015 | HQ_NEISO_2_NEISO | HQ_NEISO | NEISO | Internal | Summer | B6 | 300 | 99999 | 2920 | 34.07 | 34.08 | 0.01 | 0
2015 | HQ_NEISO_2_NEISO | HQ_NEISO | NEISO | Internal | Summer | B7 | 400 | 99999 | 2920 | 34.07 | 34.08 | 0.01 | 0
2015 | HQ_NEISO_2_NEISO | HQ_NEISO | NEISO | Internal | Summer | B8 | 500 | 99999 | 2920 | 34.07 | 34.08 | 0.01 | 0
2015 | HQ_NEISO_2_NEISO | HQ_NEISO | NEISO | Internal | Summer | B9 | 800 | 99999 | 2920 | 34.07 | 34.08 | 0.01 | 0
2015 | HQ_NEISO_2_NEISO | HQ_NEISO | NEISO | Internal | Summer | B10 | 1262 | 99999 | 795.94 | 34.07 | 34.08 | 0.01 | 0
2015 | HQ_NEISO_2_NEISO | HQ_NEISO | NEISO | Internal | Winter | B16 | 25 | 99999 | 2920 | 44.98 | 44.99 | 0.01 | 0
2015 | HQ_NEISO_2_NEISO | HQ_NEISO | NEISO | Internal | Winter | B17 | 100 | 99999 | 2920 | 44.98 | 44.99 | 0.01 | 0
2015 | HQ_NEISO_2_NEISO | HQ_NEISO | NEISO | Internal | Winter | B18 | 400 | 99999 | 2920 | 44.98 | 44.99 | 0.01 | 0
2015 | HQ_NEISO_2_NEISO | HQ_NEISO | NEISO | Internal | Winter | B19 | 700 | 99999 | 2920 | 44.98 | 44.99 | 0.01 | 0
2015 | HQ_NEISO_2_NEISO | HQ_NEISO | NEISO | Internal | Winter | B20 | 935 | 99999 | 1233.58 | 44.98 | 44.99 | 0.01 | 0
2015 | HQ_NY_2_NYISO_A-F | HQ_NY | NYISO_A-F | Internal | Shoulder | B11 | 25 | 99999 | 1000 | 40.24 | 40.25 | 0.01 | 0
2015 | HQ_NY_2_NYISO_A-F | HQ_NY | NYISO_A-F | Internal | Shoulder | B12 | 200 | 99999 | 1000 | 39.72 | 39.73 | 0.01 | 0
2015 | HQ_NY_2_NYISO_A-F | HQ_NY | NYISO_A-F | Internal | Shoulder | B13 | 600 | 99999 | 1000 | 38.41 | 38.42 | 0.01 | 0
2015 | HQ_NY_2_NYISO_A-F | HQ_NY | NYISO_A-F | Internal | Shoulder | B14 | 900 | 99999 | 1000 | 38.41 | 38.42 | 0.01 | 0
2015 | HQ_NY_2_NYISO_A-F | HQ_NY | NYISO_A-F | Internal | Shoulder | B15 | 1203 | 99999 | 188.69 | 38.41 | 38.42 | 0.01 | 0
2015 | HQ_NY_2_NYISO_A-F | HQ_NY | NYISO_A-F | Internal | Summer | B1 | 10 | 99999 | 1000 | 54.02 | 54.03 | 0.01 | 0
2015 | HQ_NY_2_NYISO_A-F | HQ_NY | NYISO_A-F | Internal | Summer | B2 | 25 | 99999 | 1000 | 51.79 | 51.8 | 0.01 | 0
2015 | HQ_NY_2_NYISO_A-F | HQ_NY | NYISO_A-F | Internal | Summer | B3 | 75 | 99999 | 1000 | 48.94 | 48.95 | 0.01 | 0
2015 | HQ_NY_2_NYISO_A-F | HQ_NY | NYISO_A-F | Internal | Summer | B4 | 100 | 99999 | 1000 | 45.27 | 45.28 | 0.01 | 0
2015 | HQ_NY_2_NYISO_A-F | HQ_NY | NYISO_A-F | Internal | Summer | B5 | 200 | 99999 | 1000 | 42.99 | 43 | 0.01 | 0
2015 | HQ_NY_2_NYISO_A-F | HQ_NY | NYISO_A-F | Internal | Summer | B6 | 300 | 99999 | 1000 | 39.67 | 39.68 | 0.01 | 0
2015 | HQ_NY_2_NYISO_A-F | HQ_NY | NYISO_A-F | Internal | Summer | B7 | 400 | 99999 | 1000 | 39.22 | 39.23 | 0.01 | 0
2015 | HQ_NY_2_NYISO_A-F | HQ_NY | NYISO_A-F | Internal | Summer | B8 | 500 | 99999 | 1000 | 37.58 | 37.59 | 0.01 | 0
2015 | HQ_NY_2_NYISO_A-F | HQ_NY | NYISO_A-F | Internal | Summer | B9 | 800 | 99999 | 1000 | 37.06 | 37.07 | 0.01 | 0
2015 | HQ_NY_2_NYISO_A-F | HQ_NY | NYISO_A-F | Internal | Summer | B10 | 1262 | 99999 | 30.11 | 37.06 | 37.07 | 0.01 | 0
2015 | HQ_NY_2_NYISO_A-F | HQ_NY | NYISO_A-F | Internal | Winter | B16 | 25 | 99999 | 1000 | 45.85 | 45.86 | 0.01 | 0
2015 | HQ_NY_2_NYISO_A-F | HQ_NY | NYISO_A-F | Internal | Winter | B17 | 100 | 99999 | 1000 | 43.07 | 43.08 | 0.01 | 0
2015 | HQ_NY_2_NYISO_A-F | HQ_NY | NYISO_A-F | Internal | Winter | B18 | 400 | 99999 | 1000 | 43.07 | 43.08 | 0.01 | 0
2015 | HQ_NY_2_NYISO_A-F | HQ_NY | NYISO_A-F | Internal | Winter | B19 | 700 | 99999 | 1000 | 43.07 | 43.08 | 0.01 | 0
2015 | HQ_NY_2_NYISO_A-F | HQ_NY | NYISO_A-F | Internal | Winter | B20 | 935 | 99999 | 229.95 | 43.07 | 43.08 | 0.01 | 0
2015 | HQ_IESO_2_IESO | HQ_IESO | IESO | Internal | Shoulder | B11 | 25 | 99999 | 400 | 28.66 | 28.67 | 0.01 | 0
2015 | HQ_IESO_2_IESO | HQ_IESO | IESO | Internal | Shoulder | B12 | 200 | 99999 | 400 | 32.48 | 32.49 | 0.01 | 0
2015 | HQ_IESO_2_IESO | HQ_IESO | IESO | Internal | Shoulder | B13 | 600 | 99999 | 400 | 28.66 | 28.67 | 0.01 | 0
2015 | HQ_IESO_2_IESO | HQ_IESO | IESO | Internal | Shoulder | B14 | 900 | 99999 | 400 | 28.66 | 28.67 | 0.01 | 0
2015 | HQ_IESO_2_IESO | HQ_IESO | IESO | Internal | Shoulder | B15 | 1203 | 99999 | 75.48 | 28.66 | 28.67 | 0.01 | 0
2015 | HQ_IESO_2_IESO | HQ_IESO | IESO | Internal | Summer | B1 | 10 | 99999 | 400 | 47.02 | 47.03 | 0.01 | 0
2015 | HQ_IESO_2_IESO | HQ_IESO | IESO | Internal | Summer | B2 | 25 | 99999 | 400 | 44.79 | 44.8 | 0.01 | 0
2015 | HQ_IESO_2_IESO | HQ_IESO | IESO | Internal | Summer | B3 | 75 | 99999 | 400 | 41.94 | 41.95 | 0.01 | 0
2015 | HQ_IESO_2_IESO | HQ_IESO | IESO | Internal | Summer | B4 | 100 | 99999 | 400 | 38.27 | 38.28 | 0.01 | 0
2015 | HQ_IESO_2_IESO | HQ_IESO | IESO | Internal | Summer | B5 | 200 | 99999 | 400 | 35.99 | 36 | 0.01 | 0
2015 | HQ_IESO_2_IESO | HQ_IESO | IESO | Internal | Summer | B6 | 300 | 99999 | 400 | 32.67 | 32.68 | 0.01 | 0
2015 | HQ_IESO_2_IESO | HQ_IESO | IESO | Internal | Summer | B7 | 400 | 99999 | 400 | 28.91 | 28.93 | 0.01 | 0
2015 | HQ_IESO_2_IESO | HQ_IESO | IESO | Internal | Summer | B8 | 500 | 99999 | 400 | 26.95 | 26.97 | 0.01 | 0
2015 | HQ_IESO_2_IESO | HQ_IESO | IESO | Internal | Summer | B9 | 800 | 99999 | 400 | 26.95 | 26.97 | 0.01 | 0
2015 | HQ_IESO_2_IESO | HQ_IESO | IESO | Internal | Summer | B10 | 1262 | 99999 | 12.04 | 26.95 | 26.97 | 0.01 | 0
2015 | HQ_IESO_2_IESO | HQ_IESO | IESO | Internal | Winter | B16 | 25 | 99999 | 400 | 38.85 | 38.86 | 0.01 | 0
2015 | HQ_IESO_2_IESO | HQ_IESO | IESO | Internal | Winter | B17 | 100 | 99999 | 400 | 34.23 | 34.24 | 0.01 | 0
2015 | HQ_IESO_2_IESO | HQ_IESO | IESO | Internal | Winter | B18 | 400 | 99999 | 400 | 31.34 | 31.35 | 0.01 | 0
2015 | HQ_IESO_2_IESO | HQ_IESO | IESO | Internal | Winter | B19 | 700 | 99999 | 400 | 31.34 | 31.35 | 0.01 | 0
2015 | HQ_IESO_2_IESO | HQ_IESO | IESO | Internal | Winter | B20 | 935 | 99999 | 91.98 | 31.34 | 31.35 | 0.01 | 0
2015 | IESO_2_MAPP_CA | IESO | MAPP_CA | Internal | Shoulder | B11 | 25 | 262 | 262 | 28.67 | 47.03 | 7 | 11.36
2015 | IESO_2_MAPP_CA | IESO | MAPP_CA | Internal | Shoulder | B12 | 200 | 262 | 215.31 | 32.49 | 39.49 | 7 | 0
2015 | IESO_2_MAPP_CA | IESO | MAPP_CA | Internal | Shoulder | B13 | 600 | 262 | 262 | 28.67 | 37.24 | 7 | 1.57
2015 | IESO_2_MAPP_CA | IESO | MAPP_CA | Internal | Shoulder | B14 | 900 | 262 | 211.6 | 28.67 | 35.67 | 7 | 0
2015 | IESO_2_MAPP_CA | IESO | MAPP_CA | Internal | Shoulder | B15 | 1203 | 262 | 221.89 | 28.67 | 35.67 | 7 | 0
2015 | IESO_2_MAPP_CA | IESO | MAPP_CA | Internal | Summer | B1 | 10 | 262 | 0 | 47.03 | 48.7 | 7 | 0
2015 | IESO_2_MAPP_CA | IESO | MAPP_CA | Internal | Summer | B2 | 25 | 262 | 65.43 | 44.8 | 51.8 | 7 | 0
2015 | IESO_2_MAPP_CA | IESO | MAPP_CA | Internal | Summer | B3 | 75 | 262 | 125.44 | 41.95 | 48.95 | 7 | 0
2015 | IESO_2_MAPP_CA | IESO | MAPP_CA | Internal | Summer | B4 | 100 | 262 | 262 | 38.28 | 48.7 | 7 | 3.42
2015 | IESO_2_MAPP_CA | IESO | MAPP_CA | Internal | Summer | B5 | 200 | 262 | 262 | 36 | 48.26 | 7 | 5.26
2015 | IESO_2_MAPP_CA | IESO | MAPP_CA | Internal | Summer | B6 | 300 | 262 | 262 | 32.68 | 40.67 | 7 | 0.99
2015 | IESO_2_MAPP_CA | IESO | MAPP_CA | Internal | Summer | B7 | 400 | 262 | 0.01 | 28.93 | 35.9 | 7 | 0
2015 | IESO_2_MAPP_CA | IESO | MAPP_CA | Internal | Summer | B8 | 500 | 262 | 0 | 26.97 | 33.92 | 7 | 0
2015 | IESO_2_MAPP_CA | IESO | MAPP_CA | Internal | Summer | B9 | 800 | 262 | 0 | 26.97 | 32.89 | 7 | 0
2015 | IESO_2_MAPP_CA | IESO | MAPP_CA | Internal | Summer | B10 | 1262 | 262 | 0 | 26.97 | 32.89 | 7 | 0
2015 | IESO_2_MAPP_CA | IESO | MAPP_CA | Internal | Winter | B16 | 25 | 262 | 262 | 38.86 | 46.78 | 7 | 0.91
2015 | IESO_2_MAPP_CA | IESO | MAPP_CA | Internal | Winter | B17 | 100 | 262 | 0.02 | 34.24 | 41.2 | 7 | 0
2015 | IESO_2_MAPP_CA | IESO | MAPP_CA | Internal | Winter | B18 | 400 | 262 | 5.41 | 31.35 | 38.35 | 7 | 0
2015 | IESO_2_MAPP_CA | IESO | MAPP_CA | Internal | Winter | B19 | 700 | 262 | 3.15 | 31.35 | 38.35 | 7 | 0
2015 | IESO_2_MAPP_CA | IESO | MAPP_CA | Internal | Winter | B20 | 935 | 262 | 2.39 | 31.35 | 38.35 | 7 | 0
2015 | IESO_2_MISO_MI | IESO | MISO_MI | Internal | Shoulder | B11 | 25 | 1840 | 1840 | 28.67 | 47.02 | 7 | 11.35
2015 | IESO_2_MISO_MI | IESO | MISO_MI | Internal | Shoulder | B12 | 200 | 1840 | 1839.98 | 32.49 | 39.52 | 7 | 0.02
2015 | IESO_2_MISO_MI | IESO | MISO_MI | Internal | Shoulder | B13 | 600 | 1840 | 1840 | 28.67 | 37.26 | 7 | 1.59
2015 | IESO_2_MISO_MI | IESO | MISO_MI | Internal | Shoulder | B14 | 900 | 1840 | 775.8 | 28.67 | 35.67 | 7 | 0
2015 | IESO_2_MISO_MI | IESO | MISO_MI | Internal | Shoulder | B15 | 1203 | 1840 | 0 | 28.67 | 33.48 | 7 | 0
2015 | IESO_2_MISO_MI | IESO | MISO_MI | Internal | Summer | B1 | 10 | 1840 | 1840 | 47.03 | 57.41 | 7 | 3.38
2015 | IESO_2_MISO_MI | IESO | MISO_MI | Internal | Summer | B2 | 25 | 1840 | 1840 | 44.8 | 56.92 | 7 | 5.12
2015 | IESO_2_MISO_MI | IESO | MISO_MI | Internal | Summer | B3 | 75 | 1840 | 1840 | 41.95 | 51.97 | 7 | 3.03
2015 | IESO_2_MISO_MI | IESO | MISO_MI | Internal | Summer | B4 | 100 | 1840 | 1840 | 38.28 | 51.97 | 7 | 6.7
2015 | IESO_2_MISO_MI | IESO | MISO_MI | Internal | Summer | B5 | 200 | 1840 | 1840 | 36 | 45.34 | 7 | 2.34
2015 | IESO_2_MISO_MI | IESO | MISO_MI | Internal | Summer | B6 | 300 | 1840 | 548.29 | 32.68 | 39.68 | 7 | 0
2015 | IESO_2_MISO_MI | IESO | MISO_MI | Internal | Summer | B7 | 400 | 1840 | 806.18 | 28.93 | 35.93 | 7 | 0
2015 | IESO_2_MISO_MI | IESO | MISO_MI | Internal | Summer | B8 | 500 | 1840 | 147.19 | 26.97 | 33.97 | 7 | 0
2015 | IESO_2_MISO_MI | IESO | MISO_MI | Internal | Summer | B9 | 800 | 1840 | 0 | 26.97 | 33.3 | 7 | 0
2015 | IESO_2_MISO_MI | IESO | MISO_MI | Internal | Summer | B10 | 1262 | 1840 | 0 | 26.97 | 32.23 | 7 | 0
2015 | IESO_2_MISO_MI | IESO | MISO_MI | Internal | Winter | B16 | 25 | 1840 | 1840 | 38.86 | 46.8 | 7 | 0.94
2015 | IESO_2_MISO_MI | IESO | MISO_MI | Internal | Winter | B17 | 100 | 1840 | 1061.17 | 34.24 | 41.24 | 7 | 0
2015 | IESO_2_MISO_MI | IESO | MISO_MI | Internal | Winter | B18 | 400 | 1840 | 0 | 31.35 | 37.97 | 7 | 0
2015 | IESO_2_MISO_MI | IESO | MISO_MI | Internal | Winter | B19 | 700 | 1840 | 0 | 31.35 | 35.65 | 7 | 0
2015 | IESO_2_MISO_MI | IESO | MISO_MI | Internal | Winter | B20 | 935 | 1840 | 0 | 31.35 | 33.32 | 7 | 0
2015 | IESO_2_MISO_W | IESO | MISO_W | Internal | Shoulder | B11 | 25 | 140 | 140 | 28.67 | 47.04 | 7 | 11.37
2015 | IESO_2_MISO_W | IESO | MISO_W | Internal | Shoulder | B12 | 200 | 140 | 139.96 | 32.49 | 39.5 | 7 | 0.01
2015 | IESO_2_MISO_W | IESO | MISO_W | Internal | Shoulder | B13 | 600 | 140 | 140 | 28.67 | 37.25 | 7 | 1.58
2015 | IESO_2_MISO_W | IESO | MISO_W | Internal | Shoulder | B14 | 900 | 140 | 58.06 | 28.67 | 35.67 | 7 | 0
2015 | IESO_2_MISO_W | IESO | MISO_W | Internal | Shoulder | B15 | 1203 | 140 | 0 | 28.67 | 33.56 | 7 | 0
2015 | IESO_2_MISO_W | IESO | MISO_W | Internal | Summer | B1 | 10 | 140 | 140 | 47.03 | 59.37 | 7 | 5.34
2015 | IESO_2_MISO_W | IESO | MISO_W | Internal | Summer | B2 | 25 | 140 | 140 | 44.8 | 56.93 | 7 | 5.13
2015 | IESO_2_MISO_W | IESO | MISO_W | Internal | Summer | B3 | 75 | 140 | 140 | 41.95 | 56.67 | 7 | 7.72
2015 | IESO_2_MISO_W | IESO | MISO_W | Internal | Summer | B4 | 100 | 140 | 140 | 38.28 | 55.69 | 7 | 10.41
2015 | IESO_2_MISO_W | IESO | MISO_W | Internal | Summer | B5 | 200 | 140 | 140 | 36 | 48.27 | 7 | 5.27
2015 | IESO_2_MISO_W | IESO | MISO_W | Internal | Summer | B6 | 300 | 140 | 140 | 32.68 | 40.68 | 7 | 1
2015 | IESO_2_MISO_W | IESO | MISO_W | Internal | Summer | B7 | 400 | 140 | 0.02 | 28.93 | 35.91 | 7 | 0
2015 | IESO_2_MISO_W | IESO | MISO_W | Internal | Summer | B8 | 500 | 140 | 0 | 26.97 | 33.93 | 7 | 0
2015 | IESO_2_MISO_W | IESO | MISO_W | Internal | Summer | B9 | 800 | 140 | 0 | 26.97 | 32.9 | 7 | 0
2015 | IESO_2_MISO_W | IESO | MISO_W | Internal | Summer | B10 | 1262 | 140 | 0 | 26.97 | 30.87 | 7 | 0
2015 | IESO_2_MISO_W | IESO | MISO_W | Internal | Winter | B16 | 25 | 140 | 140 | 38.86 | 46.79 | 7 | 0.93
2015 | IESO_2_MISO_W | IESO | MISO_W | Internal | Winter | B17 | 100 | 140 | 0.03 | 34.24 | 41.21 | 7 | 0
2015 | IESO_2_MISO_W | IESO | MISO_W | Internal | Winter | B18 | 400 | 140 | 0 | 31.35 | 37.97 | 7 | 0
2015 | IESO_2_MISO_W | IESO | MISO_W | Internal | Winter | B19 | 700 | 140 | 0 | 31.35 | 36.56 | 7 | 0
2015 | IESO_2_MISO_W | IESO | MISO_W | Internal | Winter | B20 | 935 | 140 | 0 | 31.35 | 32.7 | 7 | 0
2015 | IESO_2_NYISO_A-F | IESO | NYISO_A-F | Internal | Shoulder | B11 | 25 | 1725 | 1725 | 28.67 | 40.25 | 7 | 4.59
2015 | IESO_2_NYISO_A-F | IESO | NYISO_A-F | Internal | Shoulder | B12 | 200 | 1725 | 1725 | 32.49 | 39.73 | 7 | 0.24
2015 | IESO_2_NYISO_A-F | IESO | NYISO_A-F | Internal | Shoulder | B13 | 600 | 1725 | 1725 | 28.67 | 38.42 | 7 | 2.75
2015 | IESO_2_NYISO_A-F | IESO | NYISO_A-F | Internal | Shoulder | B14 | 900 | 1725 | 1725 | 28.67 | 38.42 | 7 | 2.75
2015 | IESO_2_NYISO_A-F | IESO | NYISO_A-F | Internal | Shoulder | B15 | 1203 | 1725 | 1725 | 28.67 | 38.42 | 7 | 2.75
2015 | IESO_2_NYISO_A-F | IESO | NYISO_A-F | Internal | Summer | B1 | 10 | 1725 | 265.46 | 47.03 | 54.03 | 7 | 0
2015 | IESO_2_NYISO_A-F | IESO | NYISO_A-F | Internal | Summer | B2 | 25 | 1725 | 721.92 | 44.8 | 51.8 | 7 | 0
2015 | IESO_2_NYISO_A-F | IESO | NYISO_A-F | Internal | Summer | B3 | 75 | 1725 | 1671.61 | 41.95 | 48.95 | 7 | 0
2015 | IESO_2_NYISO_A-F | IESO | NYISO_A-F | Internal | Summer | B4 | 100 | 1725 | 1526.98 | 38.28 | 45.28 | 7 | 0
2015 | IESO_2_NYISO_A-F | IESO | NYISO_A-F | Internal | Summer | B5 | 200 | 1725 | 259.67 | 36 | 43 | 7 | 0
2015 | IESO_2_NYISO_A-F | IESO | NYISO_A-F | Internal | Summer | B6 | 300 | 1725 | 869.16 | 32.68 | 39.68 | 7 | 0
2015 | IESO_2_NYISO_A-F | IESO | NYISO_A-F | Internal | Summer | B7 | 400 | 1725 | 1725 | 28.93 | 39.23 | 7 | 3.31
2015 | IESO_2_NYISO_A-F | IESO | NYISO_A-F | Internal | Summer | B8 | 500 | 1725 | 1725 | 26.97 | 37.59 | 7 | 3.62
2015 | IESO_2_NYISO_A-F | IESO | NYISO_A-F | Internal | Summer | B9 | 800 | 1725 | 1725 | 26.97 | 37.07 | 7 | 3.1
2015 | IESO_2_NYISO_A-F | IESO | NYISO_A-F | Internal | Summer | B10 | 1262 | 1725 | 1725 | 26.97 | 37.07 | 7 | 3.1
2015 | IESO_2_NYISO_A-F | IESO | NYISO_A-F | Internal | Winter | B16 | 25 | 1725 | 400.79 | 38.86 | 45.86 | 7 | 0
2015 | IESO_2_NYISO_A-F | IESO | NYISO_A-F | Internal | Winter | B17 | 100 | 1725 | 1725 | 34.24 | 43.08 | 7 | 1.84
2015 | IESO_2_NYISO_A-F | IESO | NYISO_A-F | Internal | Winter | B18 | 400 | 1725 | 1725 | 31.35 | 43.08 | 7 | 4.73
2015 | IESO_2_NYISO_A-F | IESO | NYISO_A-F | Internal | Winter | B19 | 700 | 1725 | 1725 | 31.35 | 43.08 | 7 | 4.73
2015 | IESO_2_NYISO_A-F | IESO | NYISO_A-F | Internal | Winter | B20 | 935 | 1725 | 1725 | 31.35 | 43.08 | 7 | 4.73
2015 | MAPP_CA_2_IESO | MAPP_CA | IESO | Internal | Shoulder | B11 | 25 | 330 | 0 | 47.03 | 28.67 | 8 | 0
2015 | MAPP_CA_2_IESO | MAPP_CA | IESO | Internal | Shoulder | B12 | 200 | 330 | 0 | 39.49 | 32.49 | 8 | 0
2015 | MAPP_CA_2_IESO | MAPP_CA | IESO | Internal | Shoulder | B13 | 600 | 330 | 0 | 37.24 | 28.67 | 8 | 0
2015 | MAPP_CA_2_IESO | MAPP_CA | IESO | Internal | Shoulder | B14 | 900 | 330 | 0 | 35.67 | 28.67 | 8 | 0
2015 | MAPP_CA_2_IESO | MAPP_CA | IESO | Internal | Shoulder | B15 | 1203 | 330 | 0 | 35.67 | 28.67 | 8 | 0
2015 | MAPP_CA_2_IESO | MAPP_CA | IESO | Internal | Summer | B1 | 10 | 330 | 0 | 48.7 | 47.03 | 8 | 0
2015 | MAPP_CA_2_IESO | MAPP_CA | IESO | Internal | Summer | B2 | 25 | 330 | 0 | 51.8 | 44.8 | 8 | 0
2015 | MAPP_CA_2_IESO | MAPP_CA | IESO | Internal | Summer | B3 | 75 | 330 | 0 | 48.95 | 41.95 | 8 | 0
2015 | MAPP_CA_2_IESO | MAPP_CA | IESO | Internal | Summer | B4 | 100 | 330 | 0 | 48.7 | 38.28 | 8 | 0
2015 | MAPP_CA_2_IESO | MAPP_CA | IESO | Internal | Summer | B5 | 200 | 330 | 0 | 48.26 | 36 | 8 | 0
2015 | MAPP_CA_2_IESO | MAPP_CA | IESO | Internal | Summer | B6 | 300 | 330 | 0 | 40.67 | 32.68 | 8 | 0
2015 | MAPP_CA_2_IESO | MAPP_CA | IESO | Internal | Summer | B7 | 400 | 330 | 0 | 35.9 | 28.93 | 8 | 0
2015 | MAPP_CA_2_IESO | MAPP_CA | IESO | Internal | Summer | B8 | 500 | 330 | 0 | 33.92 | 26.97 | 8 | 0
2015 | MAPP_CA_2_IESO | MAPP_CA | IESO | Internal | Summer | B9 | 800 | 330 | 0 | 32.89 | 26.97 | 8 | 0
2015 | MAPP_CA_2_IESO | MAPP_CA | IESO | Internal | Summer | B10 | 1262 | 330 | 0 | 32.89 | 26.97 | 8 | 0
2015 | MAPP_CA_2_IESO | MAPP_CA | IESO | Internal | Winter | B16 | 25 | 330 | 0 | 46.78 | 38.86 | 8 | 0
2015 | MAPP_CA_2_IESO | MAPP_CA | IESO | Internal | Winter | B17 | 100 | 330 | 0 | 41.2 | 34.24 | 8 | 0
2015 | MAPP_CA_2_IESO | MAPP_CA | IESO | Internal | Winter | B18 | 400 | 330 | 0 | 38.35 | 31.35 | 8 | 0
2015 | MAPP_CA_2_IESO | MAPP_CA | IESO | Internal | Winter | B19 | 700 | 330 | 0 | 38.35 | 31.35 | 8 | 0
2015 | MAPP_CA_2_IESO | MAPP_CA | IESO | Internal | Winter | B20 | 935 | 330 | 0 | 38.35 | 31.35 | 8 | 0
2015 | MAPP_CA_2_MAPP_US | MAPP_CA | MAPP_US | Internal | Shoulder | B11 | 25 | 372 | 0 | 47.03 | 40.04 | 7 | 0
2015 | MAPP_CA_2_MAPP_US | MAPP_CA | MAPP_US | Internal | Shoulder | B12 | 200 | 372 | 0 | 39.49 | 32.5 | 7 | 0
2015 | MAPP_CA_2_MAPP_US | MAPP_CA | MAPP_US | Internal | Shoulder | B13 | 600 | 372 | 0 | 37.24 | 30.25 | 7 | 0
2015 | MAPP_CA_2_MAPP_US | MAPP_CA | MAPP_US | Internal | Shoulder | B14 | 900 | 372 | 0 | 35.67 | 29.33 | 7 | 0
2015 | MAPP_CA_2_MAPP_US | MAPP_CA | MAPP_US | Internal | Shoulder | B15 | 1203 | 372 | 0 | 35.67 | 29.25 | 7 | 0
2015 | MAPP_CA_2_MAPP_US | MAPP_CA | MAPP_US | Internal | Summer | B1 | 10 | 372 | 0 | 48.7 | 52.37 | 7 | 0
2015 | MAPP_CA_2_MAPP_US | MAPP_CA | MAPP_US | Internal | Summer | B2 | 25 | 372 | 0 | 51.8 | 50.36 | 7 | 0
2015 | MAPP_CA_2_MAPP_US | MAPP_CA | MAPP_US | Internal | Summer | B3 | 75 | 372 | 0 | 48.95 | 50.36 | 7 | 0
2015 | MAPP_CA_2_MAPP_US | MAPP_CA | MAPP_US | Internal | Summer | B4 | 100 | 372 | 0 | 48.7 | 49.95 | 7 | 0
2015 | MAPP_CA_2_MAPP_US | MAPP_CA | MAPP_US | Internal | Summer | B5 | 200 | 372 | 0 | 48.26 | 45.81 | 7 | 0
2015 | MAPP_CA_2_MAPP_US | MAPP_CA | MAPP_US | Internal | Summer | B6 | 300 | 372 | 0 | 40.67 | 34.34 | 7 | 0
2015 | MAPP_CA_2_MAPP_US | MAPP_CA | MAPP_US | Internal | Summer | B7 | 400 | 372 | 0 | 35.9 | 28.91 | 7 | 0
2015 | MAPP_CA_2_MAPP_US | MAPP_CA | MAPP_US | Internal | Summer | B8 | 500 | 372 | 0 | 33.92 | 27.05 | 7 | 0
2015 | MAPP_CA_2_MAPP_US | MAPP_CA | MAPP_US | Internal | Summer | B9 | 800 | 372 | 0 | 32.89 | 27.05 | 7 | 0
2015 | MAPP_CA_2_MAPP_US | MAPP_CA | MAPP_US | Internal | Summer | B10 | 1262 | 372 | 0 | 32.89 | 25.87 | 7 | 0
2015 | MAPP_CA_2_MAPP_US | MAPP_CA | MAPP_US | Internal | Winter | B16 | 25 | 372 | 0 | 46.78 | 39.79 | 7 | 0
2015 | MAPP_CA_2_MAPP_US | MAPP_CA | MAPP_US | Internal | Winter | B17 | 100 | 372 | 0 | 41.2 | 34.21 | 7 | 0
2015 | MAPP_CA_2_MAPP_US | MAPP_CA | MAPP_US | Internal | Winter | B18 | 400 | 372 | 0 | 38.35 | 31.62 | 7 | 0
2015 | MAPP_CA_2_MAPP_US | MAPP_CA | MAPP_US | Internal | Winter | B19 | 700 | 372 | 0 | 38.35 | 31.62 | 7 | 0
2015 | MAPP_CA_2_MAPP_US | MAPP_CA | MAPP_US | Internal | Winter | B20 | 935 | 372 | 0 | 38.35 | 26.93 | 7 | 0
2015 | MAPP_CA_2_MISO_W | MAPP_CA | MISO_W | Internal | Shoulder | B11 | 25 | 1970 | 1939.88 | 47.03 | 47.04 | 0.01 | 0
2015 | MAPP_CA_2_MISO_W | MAPP_CA | MISO_W | Internal | Shoulder | B12 | 200 | 1970 | 1494.83 | 39.49 | 39.5 | 0.01 | 0
2015 | MAPP_CA_2_MISO_W | MAPP_CA | MISO_W | Internal | Shoulder | B13 | 600 | 1970 | 1634.84 | 37.24 | 37.25 | 0.01 | 0
2015 | MAPP_CA_2_MISO_W | MAPP_CA | MISO_W | Internal | Shoulder | B14 | 900 | 1970 | 0.01 | 35.67 | 35.67 | 0.01 | 0
2015 | MAPP_CA_2_MISO_W | MAPP_CA | MISO_W | Internal | Shoulder | B15 | 1203 | 1970 | 0 | 35.67 | 33.56 | 0.01 | 0
2015 | MAPP_CA_2_MISO_W | MAPP_CA | MISO_W | Internal | Summer | B1 | 10 | 1970 | 1970 | 48.7 | 59.37 | 0.01 | 10.65
2015 | MAPP_CA_2_MISO_W | MAPP_CA | MISO_W | Internal | Summer | B2 | 25 | 1970 | 1970 | 51.8 | 56.93 | 0.01 | 5.12
2015 | MAPP_CA_2_MISO_W | MAPP_CA | MISO_W | Internal | Summer | B3 | 75 | 1970 | 1970 | 48.95 | 56.67 | 0.01 | 7.71
2015 | MAPP_CA_2_MISO_W | MAPP_CA | MISO_W | Internal | Summer | B4 | 100 | 1970 | 1970 | 48.7 | 55.69 | 0.01 | 6.98
2015 | MAPP_CA_2_MISO_W | MAPP_CA | MISO_W | Internal | Summer | B5 | 200 | 1970 | 1587.5 | 48.26 | 48.27 | 0.01 | 0
2015 | MAPP_CA_2_MISO_W | MAPP_CA | MISO_W | Internal | Summer | B6 | 300 | 1970 | 1710.94 | 40.67 | 40.68 | 0.01 | 0
2015 | MAPP_CA_2_MISO_W | MAPP_CA | MISO_W | Internal | Summer | B7 | 400 | 1970 | 1582.2 | 35.9 | 35.91 | 0.01 | 0
2015 | MAPP_CA_2_MISO_W | MAPP_CA | MISO_W | Internal | Summer | B8 | 500 | 1970 | 1368.03 | 33.92 | 33.93 | 0.01 | 0
2015 | MAPP_CA_2_MISO_W | MAPP_CA | MISO_W | Internal | Summer | B9 | 800 | 1970 | 45.82 | 32.89 | 32.9 | 0.01 | 0
2015 | MAPP_CA_2_MISO_W | MAPP_CA | MISO_W | Internal | Summer | B10 | 1262 | 1970 | 0 | 32.89 | 30.87 | 0.01 | 0
2015 | MAPP_CA_2_MISO_W | MAPP_CA | MISO_W | Internal | Winter | B16 | 25 | 1970 | 769.3 | 46.78 | 46.79 | 0.01 | 0
2015 | MAPP_CA_2_MISO_W | MAPP_CA | MISO_W | Internal | Winter | B17 | 100 | 1970 | 392.78 | 41.2 | 41.21 | 0.01 | 0
2015 | MAPP_CA_2_MISO_W | MAPP_CA | MISO_W | Internal | Winter | B18 | 400 | 1970 | 0 | 38.35 | 37.97 | 0.01 | 0
2015 | MAPP_CA_2_MISO_W | MAPP_CA | MISO_W | Internal | Winter | B19 | 700 | 1970 | 0 | 38.35 | 36.56 | 0.01 | 0
2015 | MAPP_CA_2_MISO_W | MAPP_CA | MISO_W | Internal | Winter | B20 | 935 | 1970 | 0 | 38.35 | 32.7 | 0.01 | 0
2015 | MAPP_US_2_MAPP_CA | MAPP_US | MAPP_CA | Internal | Shoulder | B11 | 25 | 165 | 0.3 | 40.04 | 47.03 | 7 | 0
2015 | MAPP_US_2_MAPP_CA | MAPP_US | MAPP_CA | Internal | Shoulder | B12 | 200 | 165 | 0.05 | 32.5 | 39.49 | 7 | 0
2015 | MAPP_US_2_MAPP_CA | MAPP_US | MAPP_CA | Internal | Shoulder | B13 | 600 | 165 | 0.02 | 30.25 | 37.24 | 7 | 0
2015 | MAPP_US_2_MAPP_CA | MAPP_US | MAPP_CA | Internal | Shoulder | B14 | 900 | 165 | 0 | 29.33 | 35.67 | 7 | 0
2015 | MAPP_US_2_MAPP_CA | MAPP_US | MAPP_CA | Internal | Shoulder | B15 | 1203 | 165 | 0 | 29.25 | 35.67 | 7 | 0
2015 | MAPP_US_2_MAPP_CA | MAPP_US | MAPP_CA | Internal | Summer | B1 | 10 | 165 | 0 | 52.37 | 48.7 | 7 | 0
2015 | MAPP_US_2_MAPP_CA | MAPP_US | MAPP_CA | Internal | Summer | B2 | 25 | 165 | 0 | 50.36 | 51.8 | 7 | 0
2015 | MAPP_US_2_MAPP_CA | MAPP_US | MAPP_CA | Internal | Summer | B3 | 75 | 165 | 0 | 50.36 | 48.95 | 7 | 0
2015 | MAPP_US_2_MAPP_CA | MAPP_US | MAPP_CA | Internal | Summer | B4 | 100 | 165 | 0 | 49.95 | 48.7 | 7 | 0
2015 | MAPP_US_2_MAPP_CA | MAPP_US | MAPP_CA | Internal | Summer | B5 | 200 | 165 | 0 | 45.81 | 48.26 | 7 | 0
2015 | MAPP_US_2_MAPP_CA | MAPP_US | MAPP_CA | Internal | Summer | B6 | 300 | 165 | 0 | 34.34 | 40.67 | 7 | 0
2015 | MAPP_US_2_MAPP_CA | MAPP_US | MAPP_CA | Internal | Summer | B7 | 400 | 165 | 0.02 | 28.91 | 35.9 | 7 | 0
2015 | MAPP_US_2_MAPP_CA | MAPP_US | MAPP_CA | Internal | Summer | B8 | 500 | 165 | 0 | 27.05 | 33.92 | 7 | 0
2015 | MAPP_US_2_MAPP_CA | MAPP_US | MAPP_CA | Internal | Summer | B9 | 800 | 165 | 0 | 27.05 | 32.89 | 7 | 0
2015 | MAPP_US_2_MAPP_CA | MAPP_US | MAPP_CA | Internal | Summer | B10 | 1262 | 165 | 165 | 25.87 | 32.89 | 7 | 0.02
2015 | MAPP_US_2_MAPP_CA | MAPP_US | MAPP_CA | Internal | Winter | B16 | 25 | 165 | 0.35 | 39.79 | 46.78 | 7 | 0
2015 | MAPP_US_2_MAPP_CA | MAPP_US | MAPP_CA | Internal | Winter | B17 | 100 | 165 | 0.09 | 34.21 | 41.2 | 7 | 0
2015 | MAPP_US_2_MAPP_CA | MAPP_US | MAPP_CA | Internal | Winter | B18 | 400 | 165 | 0 | 31.62 | 38.35 | 7 | 0
2015 | MAPP_US_2_MAPP_CA | MAPP_US | MAPP_CA | Internal | Winter | B19 | 700 | 165 | 0 | 31.62 | 38.35 | 7 | 0
2015 | MAPP_US_2_MAPP_CA | MAPP_US | MAPP_CA | Internal | Winter | B20 | 935 | 165 | 165 | 26.93 | 38.35 | 7 | 4.41
2015 | MAPP_US_2_MISO_W | MAPP_US | MISO_W | Internal | Shoulder | B11 | 25 | 2635 | 987.88 | 40.04 | 47.04 | 7 | 0
2015 | MAPP_US_2_MISO_W | MAPP_US | MISO_W | Internal | Shoulder | B12 | 200 | 2635 | 1555.07 | 32.5 | 39.5 | 7 | 0
2015 | MAPP_US_2_MISO_W | MAPP_US | MISO_W | Internal | Shoulder | B13 | 600 | 2635 | 1282.79 | 30.25 | 37.25 | 7 | 0
2015 | MAPP_US_2_MISO_W | MAPP_US | MISO_W | Internal | Shoulder | B14 | 900 | 2635 | 0 | 29.33 | 35.67 | 7 | 0
2015 | MAPP_US_2_MISO_W | MAPP_US | MISO_W | Internal | Shoulder | B15 | 1203 | 2635 | 0 | 29.25 | 33.56 | 7 | 0
2015 | MAPP_US_2_MISO_W | MAPP_US | MISO_W | Internal | Summer | B1 | 10 | 2635 | 1060.67 | 52.37 | 59.37 | 7 | 0
2015 | MAPP_US_2_MISO_W | MAPP_US | MISO_W | Internal | Summer | B2 | 25 | 2635 | 0.01 | 50.36 | 56.93 | 7 | 0
2015 | MAPP_US_2_MISO_W | MAPP_US | MISO_W | Internal | Summer | B3 | 75 | 2635 | 0 | 50.36 | 56.67 | 7 | 0
2015 | MAPP_US_2_MISO_W | MAPP_US | MISO_W | Internal | Summer | B4 | 100 | 2635 | 0 | 49.95 | 55.69 | 7 | 0
2015 | MAPP_US_2_MISO_W | MAPP_US | MISO_W | Internal | Summer | B5 | 200 | 2635 | 0 | 45.81 | 48.27 | 7 | 0
2015 | MAPP_US_2_MISO_W | MAPP_US | MISO_W | Internal | Summer | B6 | 300 | 2635 | 0 | 34.34 | 40.68 | 7 | 0
2015 | MAPP_US_2_MISO_W | MAPP_US | MISO_W | Internal | Summer | B7 | 400 | 2635 | 284.08 | 28.91 | 35.91 | 7 | 0
2015 | MAPP_US_2_MISO_W | MAPP_US | MISO_W | Internal | Summer | B8 | 500 | 2635 | 0 | 27.05 | 33.93 | 7 | 0
2015 | MAPP_US_2_MISO_W | MAPP_US | MISO_W | Internal | Summer | B9 | 800 | 2635 | 0 | 27.05 | 32.9 | 7 | 0
2015 | MAPP_US_2_MISO_W | MAPP_US | MISO_W | Internal | Summer | B10 | 1262 | 2635 | 0 | 25.87 | 30.87 | 7 | 0
2015 | MAPP_US_2_MISO_W | MAPP_US | MISO_W | Internal | Winter | B16 | 25 | 2635 | 1684.55 | 39.79 | 46.79 | 7 | 0
2015 | MAPP_US_2_MISO_W | MAPP_US | MISO_W | Internal | Winter | B17 | 100 | 2635 | 1261.81 | 34.21 | 41.21 | 7 | 0
2015 | MAPP_US_2_MISO_W | MAPP_US | MISO_W | Internal | Winter | B18 | 400 | 2635 | 0 | 31.62 | 37.97 | 7 | 0
2015 | MAPP_US_2_MISO_W | MAPP_US | MISO_W | Internal | Winter | B19 | 700 | 2635 | 0 | 31.62 | 36.56 | 7 | 0
2015 | MAPP_US_2_MISO_W | MAPP_US | MISO_W | Internal | Winter | B20 | 935 | 2635 | 0 | 26.93 | 32.7 | 7 | 0
2015 | MAPP_US_2_NE | MAPP_US | NE | Internal | Shoulder | B11 | 25 | 2000 | 969.21 | 40.04 | 47.04 | 7 | 0
2015 | MAPP_US_2_NE | MAPP_US | NE | Internal | Shoulder | B12 | 200 | 2000 | 0 | 32.5 | 37.99 | 7 | 0
2015 | MAPP_US_2_NE | MAPP_US | NE | Internal | Shoulder | B13 | 600 | 2000 | 362.83 | 30.25 | 37.25 | 7 | 0
2015 | MAPP_US_2_NE | MAPP_US | NE | Internal | Shoulder | B14 | 900 | 2000 | 405.85 | 29.33 | 36.33 | 7 | 0
2015 | MAPP_US_2_NE | MAPP_US | NE | Internal | Shoulder | B15 | 1203 | 2000 | 415.5 | 29.25 | 36.25 | 7 | 0
2015 | MAPP_US_2_NE | MAPP_US | NE | Internal | Summer | B1 | 10 | 2000 | 0.02 | 52.37 | 58.75 | 7 | 0
2015 | MAPP_US_2_NE | MAPP_US | NE | Internal | Summer | B2 | 25 | 2000 | 867.37 | 50.36 | 57.36 | 7 | 0
2015 | MAPP_US_2_NE | MAPP_US | NE | Internal | Summer | B3 | 75 | 2000 | 835.88 | 50.36 | 57.36 | 7 | 0
2015 | MAPP_US_2_NE | MAPP_US | NE | Internal | Summer | B4 | 100 | 2000 | 1069.84 | 49.95 | 56.95 | 7 | 0
2015 | MAPP_US_2_NE | MAPP_US | NE | Internal | Summer | B5 | 200 | 2000 | 1016.86 | 45.81 | 52.81 | 7 | 0
2015 | MAPP_US_2_NE | MAPP_US | NE | Internal | Summer | B6 | 300 | 2000 | 1109.41 | 34.34 | 41.34 | 7 | 0
2015 | MAPP_US_2_NE | MAPP_US | NE | Internal | Summer | B7 | 400 | 2000 | 883.97 | 28.91 | 35.91 | 7 | 0
2015 | MAPP_US_2_NE | MAPP_US | NE | Internal | Summer | B8 | 500 | 2000 | 919.83 | 27.05 | 34.05 | 7 | 0
2015 | MAPP_US_2_NE | MAPP_US | NE | Internal | Summer | B9 | 800 | 2000 | 536.99 | 27.05 | 34.05 | 7 | 0
2015 | MAPP_US_2_NE | MAPP_US | NE | Internal | Summer | B10 | 1262 | 2000 | 0 | 25.87 | 32.57 | 7 | 0
2015 | MAPP_US_2_NE | MAPP_US | NE | Internal | Winter | B16 | 25 | 2000 | 0.2 | 39.79 | 46.77 | 7 | 0
2015 | MAPP_US_2_NE | MAPP_US | NE | Internal | Winter | B17 | 100 | 2000 | 0 | 34.21 | 38.71 | 7 | 0
2015 | MAPP_US_2_NE | MAPP_US | NE | Internal | Winter | B18 | 400 | 2000 | 675.48 | 31.62 | 38.62 | 7 | 0
2015 | MAPP_US_2_NE | MAPP_US | NE | Internal | Winter | B19 | 700 | 2000 | 255.06 | 31.62 | 38.62 | 7 | 0
2015 | MAPP_US_2_NE | MAPP_US | NE | Internal | Winter | B20 | 935 | 2000 | 109.17 | 26.93 | 33.93 | 7 | 0
2015 | MARITIMES_2_NEISO | MARITIMES | NEISO | Internal | Shoulder | B11 | 25 | 99999 | 1400 | 36.72 | 36.73 | 0.01 | 0
2015 | MARITIMES_2_NEISO | MARITIMES | NEISO | Internal | Shoulder | B12 | 200 | 99999 | 1400 | 36.72 | 36.73 | 0.01 | 0
2015 | MARITIMES_2_NEISO | MARITIMES | NEISO | Internal | Shoulder | B13 | 600 | 99999 | 1400 | 36.72 | 36.73 | 0.01 | 0
2015 | MARITIMES_2_NEISO | MARITIMES | NEISO | Internal | Shoulder | B14 | 900 | 99999 | 1400 | 36.72 | 36.73 | 0.01 | 0
2015 | MARITIMES_2_NEISO | MARITIMES | NEISO | Internal | Shoulder | B15 | 1203 | 99999 | 426.43 | 36.72 | 36.73 | 0.01 | 0
2015 | MARITIMES_2_NEISO | MARITIMES | NEISO | Internal | Summer | B1 | 10 | 99999 | 1400 | 65.03 | 65.04 | 0.01 | 0
2015 | MARITIMES_2_NEISO | MARITIMES | NEISO | Internal | Summer | B2 | 25 | 99999 | 1400 | 53.65 | 53.66 | 0.01 | 0
2015 | MARITIMES_2_NEISO | MARITIMES | NEISO | Internal | Summer | B3 | 75 | 99999 | 1400 | 47.8 | 47.82 | 0.01 | 0
2015 | MARITIMES_2_NEISO | MARITIMES | NEISO | Internal | Summer | B4 | 100 | 99999 | 1400 | 42.27 | 42.28 | 0.01 | 0
2015 | MARITIMES_2_NEISO | MARITIMES | NEISO | Internal | Summer | B5 | 200 | 99999 | 1400 | 34.07 | 34.08 | 0.01 | 0
2015 | MARITIMES_2_NEISO | MARITIMES | NEISO | Internal | Summer | B6 | 300 | 99999 | 1400 | 34.07 | 34.08 | 0.01 | 0
2015 | MARITIMES_2_NEISO | MARITIMES | NEISO | Internal | Summer | B7 | 400 | 99999 | 1400 | 34.07 | 34.08 | 0.01 | 0
2015 | MARITIMES_2_NEISO | MARITIMES | NEISO | Internal | Summer | B8 | 500 | 99999 | 1400 | 34.07 | 34.08 | 0.01 | 0
2015 | MARITIMES_2_NEISO | MARITIMES | NEISO | Internal | Summer | B9 | 800 | 99999 | 1400 | 34.07 | 34.08 | 0.01 | 0
2015 | MARITIMES_2_NEISO | MARITIMES | NEISO | Internal | Summer | B10 | 1262 | 99999 | 236.13 | 34.07 | 34.08 | 0.01 | 0
2015 | MARITIMES_2_NEISO | MARITIMES | NEISO | Internal | Winter | B16 | 25 | 99999 | 1400 | 44.98 | 44.99 | 0.01 | 0
2015 | MARITIMES_2_NEISO | MARITIMES | NEISO | Internal | Winter | B17 | 100 | 99999 | 1400 | 44.98 | 44.99 | 0.01 | 0
2015 | MARITIMES_2_NEISO | MARITIMES | NEISO | Internal | Winter | B18 | 400 | 99999 | 1400 | 44.98 | 44.99 | 0.01 | 0
2015 | MARITIMES_2_NEISO | MARITIMES | NEISO | Internal | Winter | B19 | 700 | 99999 | 1400 | 44.98 | 44.99 | 0.01 | 0
2015 | MARITIMES_2_NEISO | MARITIMES | NEISO | Internal | Winter | B20 | 935 | 99999 | 475.94 | 44.98 | 44.99 | 0.01 | 0
2015 | MISO_IN_2_MISO_MI | MISO_IN | MISO_MI | Internal | Shoulder | B11 | 25 | 5000 | 0.16 | 47.03 | 47.02 | 0.01 | 0
2015 | MISO_IN_2_MISO_MI | MISO_IN | MISO_MI | Internal | Shoulder | B12 | 200 | 5000 | 0.05 | 39.52 | 39.52 | 0.01 | 0
2015 | MISO_IN_2_MISO_MI | MISO_IN | MISO_MI | Internal | Shoulder | B13 | 600 | 5000 | 521.14 | 37.25 | 37.26 | 0.01 | 0
2015 | MISO_IN_2_MISO_MI | MISO_IN | MISO_MI | Internal | Shoulder | B14 | 900 | 5000 | 0.01 | 35.67 | 35.67 | 0.01 | 0
2015 | MISO_IN_2_MISO_MI | MISO_IN | MISO_MI | Internal | Shoulder | B15 | 1203 | 5000 | 1045.54 | 33.47 | 33.48 | 0.01 | 0
2015 | MISO_IN_2_MISO_MI | MISO_IN | MISO_MI | Internal | Summer | B1 | 10 | 5000 | 0 | 59.38 | 57.41 | 0.01 | 0
2015 | MISO_IN_2_MISO_MI | MISO_IN | MISO_MI | Internal | Summer | B2 | 25 | 5000 | 0.18 | 56.93 | 56.92 | 0.01 | 0
2015 | MISO_IN_2_MISO_MI | MISO_IN | MISO_MI | Internal | Summer | B3 | 75 | 5000 | 0 | 55.36 | 51.97 | 0.01 | 0
2015 | MISO_IN_2_MISO_MI | MISO_IN | MISO_MI | Internal | Summer | B4 | 100 | 5000 | 0.05 | 51.99 | 51.97 | 0.01 | 0
2015 | MISO_IN_2_MISO_MI | MISO_IN | MISO_MI | Internal | Summer | B5 | 200 | 5000 | 0 | 46.51 | 45.34 | 0.01 | 0
2015 | MISO_IN_2_MISO_MI | MISO_IN | MISO_MI | Internal | Summer | B6 | 300 | 5000 | 0.02 | 39.7 | 39.68 | 0.01 | 0
2015 | MISO_IN_2_MISO_MI | MISO_IN | MISO_MI | Internal | Summer | B7 | 400 | 5000 | 144.28 | 35.91 | 35.93 | 0.01 | 0
2015 | MISO_IN_2_MISO_MI | MISO_IN | MISO_MI | Internal | Summer | B8 | 500 | 5000 | 1907.91 | 33.95 | 33.97 | 0.01 | 0
2015 | MISO_IN_2_MISO_MI | MISO_IN | MISO_MI | Internal | Summer | B9 | 800 | 5000 | 1924.21 | 33.29 | 33.3 | 0.01 | 0
2015 | MISO_IN_2_MISO_MI | MISO_IN | MISO_MI | Internal | Summer | B10 | 1262 | 5000 | 2595.7 | 32.22 | 32.23 | 0.01 | 0
2015 | MISO_IN_2_MISO_MI | MISO_IN | MISO_MI | Internal | Winter | B16 | 25 | 5000 | 0.19 | 46.81 | 46.8 | 0.01 | 0
2015 | MISO_IN_2_MISO_MI | MISO_IN | MISO_MI | Internal | Winter | B17 | 100 | 5000 | 0.1 | 41.24 | 41.24 | 0.01 | 0
2015 | MISO_IN_2_MISO_MI | MISO_IN | MISO_MI | Internal | Winter | B18 | 400 | 5000 | 0.03 | 37.97 | 37.97 | 0.01 | 0
2015 | MISO_IN_2_MISO_MI | MISO_IN | MISO_MI | Internal | Winter | B19 | 700 | 5000 | 43.8 | 35.64 | 35.65 | 0.01 | 0
2015 | MISO_IN_2_MISO_MI | MISO_IN | MISO_MI | Internal | Winter | B20 | 935 | 5000 | 1185.73 | 33.31 | 33.32 | 0.01 | 0
2015 | MISO_IN_2_MISO_MO-IL | MISO_IN | MISO_MO-IL | Internal | Shoulder | B11 | 25 | 5000 | 0.36 | 47.03 | 47.03 | 0.01 | 0
2015 | MISO_IN_2_MISO_MO-IL | MISO_IN | MISO_MO-IL | Internal | Shoulder | B12 | 200 | 5000 | 0.02 | 39.52 | 39.5 | 0.01 | 0
2015 | MISO_IN_2_MISO_MO-IL | MISO_IN | MISO_MO-IL | Internal | Shoulder | B13 | 600 | 5000 | 0 | 37.25 | 37.24 | 0.01 | 0
2015 | MISO_IN_2_MISO_MO-IL | MISO_IN | MISO_MO-IL | Internal | Shoulder | B14 | 900 | 5000 | 0 | 35.67 | 35.66 | 0.01 | 0
2015 | MISO_IN_2_MISO_MO-IL | MISO_IN | MISO_MO-IL | Internal | Shoulder | B15 | 1203 | 5000 | 0 | 33.47 | 32.82 | 0.01 | 0
2015 | MISO_IN_2_MISO_MO-IL | MISO_IN | MISO_MO-IL | Internal | Summer | B1 | 10 | 5000 | 0.82 | 59.38 | 59.38 | 0.01 | 0
2015 | MISO_IN_2_MISO_MO-IL | MISO_IN | MISO_MO-IL | Internal | Summer | B2 | 25 | 5000 | 0.19 | 56.93 | 56.92 | 0.01 | 0
2015 | MISO_IN_2_MISO_MO-IL | MISO_IN | MISO_MO-IL | Internal | Summer | B3 | 75 | 5000 | 333.69 | 55.36 | 55.38 | 0.01 | 0
2015 | MISO_IN_2_MISO_MO-IL | MISO_IN | MISO_MO-IL | Internal | Summer | B4 | 100 | 5000 | 0.06 | 51.99 | 51.97 | 0.01 | 0
2015 | MISO_IN_2_MISO_MO-IL | MISO_IN | MISO_MO-IL | Internal | Summer | B5 | 200 | 5000 | 29.35 | 46.51 | 46.52 | 0.01 | 0
2015 | MISO_IN_2_MISO_MO-IL | MISO_IN | MISO_MO-IL | Internal | Summer | B6 | 300 | 5000 | 0.02 | 39.7 | 39.68 | 0.01 | 0
2015 | MISO_IN_2_MISO_MO-IL | MISO_IN | MISO_MO-IL | Internal | Summer | B7 | 400 | 5000 | 0.01 | 35.91 | 35.9 | 0.01 | 0
2015 | MISO_IN_2_MISO_MO-IL | MISO_IN | MISO_MO-IL | Internal | Summer | B8 | 500 | 5000 | 0 | 33.95 | 33.94 | 0.01 | 0
2015 | MISO_IN_2_MISO_MO-IL | MISO_IN | MISO_MO-IL | Internal | Summer | B9 | 800 | 5000 | 0 | 33.29 | 32.89 | 0.01 | 0
2015 | MISO_IN_2_MISO_MO-IL | MISO_IN | MISO_MO-IL | Internal | Summer | B10 | 1262 | 5000 | 0 | 32.22 | 30.86 | 0.01 | 0
2015 | MISO_IN_2_MISO_MO-IL | MISO_IN | MISO_MO-IL | Internal | Winter | B16 | 25 | 5000 | 0.18 | 46.81 | 46.8 | 0.01 | 0
2015 | MISO_IN_2_MISO_MO-IL | MISO_IN | MISO_MO-IL | Internal | Winter | B17 | 100 | 5000 | 0.03 | 41.24 | 41.22 | 0.01 | 0
2015 | MISO_IN_2_MISO_MO-IL | MISO_IN | MISO_MO-IL | Internal | Winter | B18 | 400 | 5000 | 0.01 | 37.97 | 37.96 | 0.01 | 0
2015 | MISO_IN_2_MISO_MO-IL | MISO_IN | MISO_MO-IL | Internal | Winter | B19 | 700 | 5000 | 0 | 35.64 | 35.62 | 0.01 | 0
2015 | MISO_IN_2_MISO_MO-IL | MISO_IN | MISO_MO-IL | Internal | Winter | B20 | 935 | 5000 | 0 | 33.31 | 32.69 | 0.01 | 0
2015 | MISO_IN_2_NonRTO_Midwest | MISO_IN | NonRTO_Midwest | Internal | Shoulder | B11 | 25 | 4800 | 978.51 | 47.03 | 55.03 | 8 | 0
2015 | MISO_IN_2_NonRTO_Midwest | MISO_IN | NonRTO_Midwest | Internal | Shoulder | B12 | 200 | 4800 | 552.32 | 39.52 | 47.52 | 8 | 0
2015 | MISO_IN_2_NonRTO_Midwest | MISO_IN | NonRTO_Midwest | Internal | Shoulder | B13 | 600 | 4800 | 0 | 37.25 | 44.24 | 8 | 0
2015 | MISO_IN_2_NonRTO_Midwest | MISO_IN | NonRTO_Midwest | Internal | Shoulder | B14 | 900 | 4800 | 0 | 35.67 | 35.32 | 8 | 0
2015 | MISO_IN_2_NonRTO_Midwest | MISO_IN | NonRTO_Midwest | Internal | Shoulder | B15 | 1203 | 4800 | 0 | 33.47 | 33.34 | 8 | 0
2015 | MISO_IN_2_NonRTO_Midwest | MISO_IN | NonRTO_Midwest | Internal | Summer | B1 | 10 | 4800 | 0 | 59.38 | 63.36 | 8 | 0
2015 | MISO_IN_2_NonRTO_Midwest | MISO_IN | NonRTO_Midwest | Internal | Summer | B2 | 25 | 4800 | 0 | 56.93 | 63.36 | 8 | 0
2015 | MISO_IN_2_NonRTO_Midwest | MISO_IN | NonRTO_Midwest | Internal | Summer | B3 | 75 | 4800 | 96.58 | 55.36 | 63.36 | 8 | 0
2015 | MISO_IN_2_NonRTO_Midwest | MISO_IN | NonRTO_Midwest | Internal | Summer | B4 | 100 | 4800 | 804.71 | 51.99 | 59.99 | 8 | 0
2015 | MISO_IN_2_NonRTO_Midwest | MISO_IN | NonRTO_Midwest | Internal | Summer | B5 | 200 | 4800 | 489 | 46.51 | 54.51 | 8 | 0
2015 | MISO_IN_2_NonRTO_Midwest | MISO_IN | NonRTO_Midwest | Internal | Summer | B6 | 300 | 4800 | 0 | 39.7 | 45.96 | 8 | 0
2015 | MISO_IN_2_NonRTO_Midwest | MISO_IN | NonRTO_Midwest | Internal | Summer | B7 | 400 | 4800 | 0 | 35.91 | 35.32 | 8 | 0
2015 | MISO_IN_2_NonRTO_Midwest | MISO_IN | NonRTO_Midwest | Internal | Summer | B8 | 500 | 4800 | 0 | 33.95 | 33.95 | 8 | 0
2015 | MISO_IN_2_NonRTO_Midwest | MISO_IN | NonRTO_Midwest | Internal | Summer | B9 | 800 | 4800 | 0 | 33.29 | 33.34 | 8 | 0
2015 | MISO_IN_2_NonRTO_Midwest | MISO_IN | NonRTO_Midwest | Internal | Summer | B10 | 1262 | 4800 | 0 | 32.22 | 33.02 | 8 | 0
2015 | MISO_IN_2_NonRTO_Midwest | MISO_IN | NonRTO_Midwest | Internal | Winter | B16 | 25 | 4800 | 2139.12 | 46.81 | 54.81 | 8 | 0
2015 | MISO_IN_2_NonRTO_Midwest | MISO_IN | NonRTO_Midwest | Internal | Winter | B17 | 100 | 4800 | 1123.61 | 41.24 | 49.24 | 8 | 0
2015 | MISO_IN_2_NonRTO_Midwest | MISO_IN | NonRTO_Midwest | Internal | Winter | B18 | 400 | 4800 | 263.42 | 37.97 | 45.97 | 8 | 0
2015 | MISO_IN_2_NonRTO_Midwest | MISO_IN | NonRTO_Midwest | Internal | Winter | B19 | 700 | 4800 | 0 | 35.64 | 35.38 | 8 | 0
2015 | MISO_IN_2_NonRTO_Midwest | MISO_IN | NonRTO_Midwest | Internal | Winter | B20 | 935 | 4800 | 0 | 33.31 | 33.37 | 8 | 0
2015 | MISO_IN_2_PJM_ROR | MISO_IN | PJM_ROR | Internal | Shoulder | B11 | 25 | 992 | 0 | 47.03 | 48.24 | 2 | 0
2015 | MISO_IN_2_PJM_ROR | MISO_IN | PJM_ROR | Internal | Shoulder | B12 | 200 | 992 | 158.6 | 39.52 | 41.52 | 2 | 0
2015 | MISO_IN_2_PJM_ROR | MISO_IN | PJM_ROR | Internal | Shoulder | B13 | 600 | 992 | 991.98 | 37.25 | 39.26 | 2 | 0.01
2015 | MISO_IN_2_PJM_ROR | MISO_IN | PJM_ROR | Internal | Shoulder | B14 | 900 | 992 | 706.04 | 35.67 | 37.67 | 2 | 0
2015 | MISO_IN_2_PJM_ROR | MISO_IN | PJM_ROR | Internal | Shoulder | B15 | 1203 | 992 | 0 | 33.47 | 34.4 | 2 | 0
2015 | MISO_IN_2_PJM_ROR | MISO_IN | PJM_ROR | Internal | Summer | B1 | 10 | 992 | 66.09 | 59.38 | 61.38 | 2 | 0
2015 | MISO_IN_2_PJM_ROR | MISO_IN | PJM_ROR | Internal | Summer | B2 | 25 | 992 | 0.37 | 56.93 | 58.92 | 2 | 0
2015 | MISO_IN_2_PJM_ROR | MISO_IN | PJM_ROR | Internal | Summer | B3 | 75 | 992 | 0 | 55.36 | 56.94 | 2 | 0
2015 | MISO_IN_2_PJM_ROR | MISO_IN | PJM_ROR | Internal | Summer | B4 | 100 | 992 | 0.11 | 51.99 | 53.97 | 2 | 0
2015 | MISO_IN_2_PJM_ROR | MISO_IN | PJM_ROR | Internal | Summer | B5 | 200 | 992 | 991.95 | 46.51 | 48.52 | 2 | 0.01
2015 | MISO_IN_2_PJM_ROR | MISO_IN | PJM_ROR | Internal | Summer | B6 | 300 | 992 | 0.04 | 39.7 | 41.68 | 2 | 0
2015 | MISO_IN_2_PJM_ROR | MISO_IN | PJM_ROR | Internal | Summer | B7 | 400 | 992 | 991.98 | 35.91 | 37.93 | 2 | 0.01
2015 | MISO_IN_2_PJM_ROR | MISO_IN | PJM_ROR | Internal | Summer | B8 | 500 | 992 | 168.27 | 33.95 | 35.95 | 2 | 0
2015 | MISO_IN_2_PJM_ROR | MISO_IN | PJM_ROR | Internal | Summer | B9 | 800 | 992 | 0 | 33.29 | 34.73 | 2 | 0
2015 | MISO_IN_2_PJM_ROR | MISO_IN | PJM_ROR | Internal | Summer | B10 | 1262 | 992 | 0 | 32.22 | 32.48 | 2 | 0
2015 | MISO_IN_2_PJM_ROR | MISO_IN | PJM_ROR | Internal | Winter | B16 | 25 | 992 | 0.37 | 46.81 | 48.8 | 2 | 0
2015 | MISO_IN_2_PJM_ROR | MISO_IN | PJM_ROR | Internal | Winter | B17 | 100 | 992 | 593.16 | 41.24 | 43.24 | 2 | 0
2015 | MISO_IN_2_PJM_ROR | MISO_IN | PJM_ROR | Internal | Winter | B18 | 400 | 992 | 880.48 | 37.97 | 39.97 | 2 | 0
2015 | MISO_IN_2_PJM_ROR | MISO_IN | PJM_ROR | Internal | Winter | B19 | 700 | 992 | 0.01 | 35.64 | 37.62 | 2 | 0
2015 | MISO_IN_2_PJM_ROR | MISO_IN | PJM_ROR | Internal | Winter | B20 | 935 | 992 | 0 | 33.31 | 34.29 | 2 | 0
2015 | MISO_MI_2_IESO | MISO_MI | IESO | Internal | Shoulder | B11 | 25 | 1580 | 0 | 47.02 | 28.67 | 8 | 0
2015 | MISO_MI_2_IESO | MISO_MI | IESO | Internal | Shoulder | B12 | 200 | 1580 | 0 | 39.52 | 32.49 | 8 | 0
2015 | MISO_MI_2_IESO | MISO_MI | IESO | Internal | Shoulder | B13 | 600 | 1580 | 0 | 37.26 | 28.67 | 8 | 0
2015 | MISO_MI_2_IESO | MISO_MI | IESO | Internal | Shoulder | B14 | 900 | 1580 | 0 | 35.67 | 28.67 | 8 | 0
2015 | MISO_MI_2_IESO | MISO_MI | IESO | Internal | Shoulder | B15 | 1203 | 1580 | 0 | 33.48 | 28.67 | 8 | 0
2015 | MISO_MI_2_IESO | MISO_MI | IESO | Internal | Summer | B1 | 10 | 1580 | 0 | 57.41 | 47.03 | 8 | 0
2015 | MISO_MI_2_IESO | MISO_MI | IESO | Internal | Summer | B2 | 25 | 1580 | 0 | 56.92 | 44.8 | 8 | 0
2015 | MISO_MI_2_IESO | MISO_MI | IESO | Internal | Summer | B3 | 75 | 1580 | 0 | 51.97 | 41.95 | 8 | 0
2015 | MISO_MI_2_IESO | MISO_MI | IESO | Internal | Summer | B4 | 100 | 1580 | 0 | 51.97 | 38.28 | 8 | 0
2015 | MISO_MI_2_IESO | MISO_MI | IESO | Internal | Summer | B5 | 200 | 1580 | 0 | 45.34 | 36 | 8 | 0
2015 | MISO_MI_2_IESO | MISO_MI | IESO | Internal | Summer | B6 | 300 | 1580 | 0 | 39.68 | 32.68 | 8 | 0
2015 | MISO_MI_2_IESO | MISO_MI | IESO | Internal | Summer | B7 | 400 | 1580 | 0 | 35.93 | 28.93 | 8 | 0
2015 | MISO_MI_2_IESO | MISO_MI | IESO | Internal | Summer | B8 | 500 | 1580 | 0 | 33.97 | 26.97 | 8 | 0
2015 | MISO_MI_2_IESO | MISO_MI | IESO | Internal | Summer | B9 | 800 | 1580 | 0 | 33.3 | 26.97 | 8 | 0
2015 | MISO_MI_2_IESO | MISO_MI | IESO | Internal | Summer | B10 | 1262 | 1580 | 0 | 32.23 | 26.97 | 8 | 0
2015 | MISO_MI_2_IESO | MISO_MI | IESO | Internal | Winter | B16 | 25 | 1580 | 0 | 46.8 | 38.86 | 8 | 0
2015 | MISO_MI_2_IESO | MISO_MI | IESO | Internal | Winter | B17 | 100 | 1580 | 0 | 41.24 | 34.24 | 8 | 0
2015 | MISO_MI_2_IESO | MISO_MI | IESO | Internal | Winter | B18 | 400 | 1580 | 0 | 37.97 | 31.35 | 8 | 0
2015 | MISO_MI_2_IESO | MISO_MI | IESO | Internal | Winter | B19 | 700 | 1580 | 0 | 35.65 | 31.35 | 8 | 0
2015 | MISO_MI_2_IESO | MISO_MI | IESO | Internal | Winter | B20 | 935 | 1580 | 0 | 33.32 | 31.35 | 8 | 0
2015 | MISO_MI_2_MISO_IN | MISO_MI | MISO_IN | Internal | Shoulder | B11 | 25 | 2045 | 2003.05 | 47.02 | 47.03 | 0.01 | 0
2015 | MISO_MI_2_MISO_IN | MISO_MI | MISO_IN | Internal | Shoulder | B12 | 200 | 2045 | 0.05 | 39.52 | 39.52 | 0.01 | 0
2015 | MISO_MI_2_MISO_IN | MISO_MI | MISO_IN | Internal | Shoulder | B13 | 600 | 2045 | 0 | 37.26 | 37.25 | 0.01 | 0
2015 | MISO_MI_2_MISO_IN | MISO_MI | MISO_IN | Internal | Shoulder | B14 | 900 | 2045 | 0.01 | 35.67 | 35.67 | 0.01 | 0
2015 | MISO_MI_2_MISO_IN | MISO_MI | MISO_IN | Internal | Shoulder | B15 | 1203 | 2045 | 0 | 33.48 | 33.47 | 0.01 | 0
2015 | MISO_MI_2_MISO_IN | MISO_MI | MISO_IN | Internal | Summer | B1 | 10 | 2045 | 2044.99 | 57.41 | 59.38 | 0.01 | 1.96
2015 | MISO_MI_2_MISO_IN | MISO_MI | MISO_IN | Internal | Summer | B2 | 25 | 2045 | 1637.32 | 56.92 | 56.93 | 0.01 | 0
2015 | MISO_MI_2_MISO_IN | MISO_MI | MISO_IN | Internal | Summer | B3 | 75 | 2045 | 2045 | 51.97 | 55.36 | 0.01 | 3.38
2015 | MISO_MI_2_MISO_IN | MISO_MI | MISO_IN | Internal | Summer | B4 | 100 | 2045 | 1866.97 | 51.97 | 51.99 | 0.01 | 0
2015 | MISO_MI_2_MISO_IN | MISO_MI | MISO_IN | Internal | Summer | B5 | 200 | 2045 | 2045 | 45.34 | 46.51 | 0.01 | 1.16
2015 | MISO_MI_2_MISO_IN | MISO_MI | MISO_IN | Internal | Summer | B6 | 300 | 2045 | 47.28 | 39.68 | 39.7 | 0.01 | 0
2015 | MISO_MI_2_MISO_IN | MISO_MI | MISO_IN | Internal | Summer | B7 | 400 | 2045 | 0.01 | 35.93 | 35.91 | 0.01 | 0
2015 | MISO_MI_2_MISO_IN | MISO_MI | MISO_IN | Internal | Summer | B8 | 500 | 2045 | 0 | 33.97 | 33.95 | 0.01 | 0
2015 | MISO_MI_2_MISO_IN | MISO_MI | MISO_IN | Internal | Summer | B9 | 800 | 2045 | 0 | 33.3 | 33.29 | 0.01 | 0
2015 | MISO_MI_2_MISO_IN | MISO_MI | MISO_IN | Internal | Summer | B10 | 1262 | 2045 | 0 | 32.23 | 32.22 | 0.01 | 0
2015 | MISO_MI_2_MISO_IN | MISO_MI | MISO_IN | Internal | Winter | B16 | 25 | 2045 | 1064.83 | 46.8 | 46.81 | 0.01 | 0
2015 | MISO_MI_2_MISO_IN | MISO_MI | MISO_IN | Internal | Winter | B17 | 100 | 2045 | 0.1 | 41.24 | 41.24 | 0.01 | 0
2015 | MISO_MI_2_MISO_IN | MISO_MI | MISO_IN | Internal | Winter | B18 | 400 | 2045 | 0.02 | 37.97 | 37.97 | 0.01 | 0
2015 | MISO_MI_2_MISO_IN | MISO_MI | MISO_IN | Internal | Winter | B19 | 700 | 2045 | 0 | 35.65 | 35.64 | 0.01 | 0
2015 | MISO_MI_2_MISO_IN | MISO_MI | MISO_IN | Internal | Winter | B20 | 935 | 2045 | 0 | 33.32 | 33.31 | 0.01 | 0
2015 | MISO_MI_2_MISO_WUMS | MISO_MI | MISO_WUMS | Internal | Shoulder | B11 | 25 | 117 | 90.75 | 47.02 | 47.03 | 0.01 | 0
2015 | MISO_MI_2_MISO_WUMS | MISO_MI | MISO_WUMS | Internal | Shoulder | B12 | 200 | 117 | 0.05 | 39.52 | 39.52 | 0.01 | 0
2015 | MISO_MI_2_MISO_WUMS | MISO_MI | MISO_WUMS | Internal | Shoulder | B13 | 600 | 117 | 0.02 | 37.26 | 37.26 | 0.01 | 0
2015 | MISO_MI_2_MISO_WUMS | MISO_MI | MISO_WUMS | Internal | Shoulder | B14 | 900 | 117 | 48.16 | 35.67 | 35.68 | 0.01 | 0
2015 | MISO_MI_2_MISO_WUMS | MISO_MI | MISO_WUMS | Internal | Shoulder | B15 | 1203 | 117 | 117 | 33.48 | 33.55 | 0.01 | 0.06
2015 | MISO_MI_2_MISO_WUMS | MISO_MI | MISO_WUMS | Internal | Summer | B1 | 10 | 117 | 116.99 | 57.41 | 59.35 | 0.01 | 1.94
2015 | MISO_MI_2_MISO_WUMS | MISO_MI | MISO_WUMS | Internal | Summer | B2 | 25 | 117 | 116.67 | 56.92 | 56.94 | 0.01 | 0.01
2015 | MISO_MI_2_MISO_WUMS | MISO_MI | MISO_WUMS | Internal | Summer | B3 | 75 | 117 | 117 | 51.97 | 56.68 | 0.01 | 4.7
2015 | MISO_MI_2_MISO_WUMS | MISO_MI | MISO_WUMS | Internal | Summer | B4 | 100 | 117 | 117 | 51.97 | 55.68 | 0.01 | 3.69
2015 | MISO_MI_2_MISO_WUMS | MISO_MI | MISO_WUMS | Internal | Summer | B5 | 200 | 117 | 117 | 45.34 | 48.26 | 0.01 | 2.9
2015 | MISO_MI_2_MISO_WUMS | MISO_MI | MISO_WUMS | Internal | Summer | B6 | 300 | 117 | 117 | 39.68 | 40.67 | 0.01 | 0.98
2015 | MISO_MI_2_MISO_WUMS | MISO_MI | MISO_WUMS | Internal | Summer | B7 | 400 | 117 | 0.02 | 35.93 | 35.93 | 0.01 | 0
2015 | MISO_MI_2_MISO_WUMS | MISO_MI | MISO_WUMS | Internal | Summer | B8 | 500 | 117 | 0 | 33.97 | 33.95 | 0.01 | 0
2015 | MISO_MI_2_MISO_WUMS | MISO_MI | MISO_WUMS | Internal | Summer | B9 | 800 | 117 | 0 | 33.3 | 32.92 | 0.01 | 0
2015 | MISO_MI_2_MISO_WUMS | MISO_MI | MISO_WUMS | Internal | Summer | B10 | 1262 | 117 | 0 | 32.23 | 31.97 | 0.01 | 0
2015 | MISO_MI_2_MISO_WUMS | MISO_MI | MISO_WUMS | Internal | Winter | B16 | 25 | 117 | 0.32 | 46.8 | 46.8 | 0.01 | 0
2015 | MISO_MI_2_MISO_WUMS | MISO_MI | MISO_WUMS | Internal | Winter | B17 | 100 | 117 | 0.03 | 41.24 | 41.22 | 0.01 | 0
2015 | MISO_MI_2_MISO_WUMS | MISO_MI | MISO_WUMS | Internal | Winter | B18 | 400 | 117 | 0.02 | 37.97 | 37.97 | 0.01 | 0
2015 | MISO_MI_2_MISO_WUMS | MISO_MI | MISO_WUMS | Internal | Winter | B19 | 700 | 117 | 117 | 35.65 | 36.55 | 0.01 | 0.89
2015 | MISO_MI_2_MISO_WUMS | MISO_MI | MISO_WUMS | Internal | Winter | B20 | 935 | 117 | 0 | 33.32 | 32.99 | 0.01 | 0
2015 | MISO_MI_2_PJM_ROR | MISO_MI | PJM_ROR | Internal | Shoulder | B11 | 25 | 1424 | 0 | 47.02 | 48.24 | 2 | 0
2015 | MISO_MI_2_PJM_ROR | MISO_MI | PJM_ROR | Internal | Shoulder | B12 | 200 | 1424 | 312.61 | 39.52 | 41.52 | 2 | 0
2015 | MISO_MI_2_PJM_ROR | MISO_MI | PJM_ROR | Internal | Shoulder | B13 | 600 | 1424 | 913.2 | 37.26 | 39.26 | 2 | 0
2015 | MISO_MI_2_PJM_ROR | MISO_MI | PJM_ROR | Internal | Shoulder | B14 | 900 | 1424 | 144.8 | 35.67 | 37.67 | 2 | 0
2015 | MISO_MI_2_PJM_ROR | MISO_MI | PJM_ROR | Internal | Shoulder | B15 | 1203 | 1424 | 0 | 33.48 | 34.4 | 2 | 0
2015 | MISO_MI_2_PJM_ROR | MISO_MI | PJM_ROR | Internal | Summer | B1 | 10 | 1424 | 1423.99 | 57.41 | 61.38 | 2 | 1.97
2015 | MISO_MI_2_PJM_ROR | MISO_MI | PJM_ROR | Internal | Summer | B2 | 25 | 1424 | 1087.26 | 56.92 | 58.92 | 2 | 0
2015 | MISO_MI_2_PJM_ROR | MISO_MI | PJM_ROR | Internal | Summer | B3 | 75 | 1424 | 1424 | 51.97 | 56.94 | 2 | 2.96
2015 | MISO_MI_2_PJM_ROR | MISO_MI | PJM_ROR | Internal | Summer | B4 | 100 | 1424 | 1413.64 | 51.97 | 53.97 | 2 | 0
2015 | MISO_MI_2_PJM_ROR | MISO_MI | PJM_ROR | Internal | Summer | B5 | 200 | 1424 | 1424 | 45.34 | 48.52 | 2 | 1.18
2015 | MISO_MI_2_PJM_ROR | MISO_MI | PJM_ROR | Internal | Summer | B6 | 300 | 1424 | 1104.75 | 39.68 | 41.68 | 2 | 0
2015 | MISO_MI_2_PJM_ROR | MISO_MI | PJM_ROR | Internal | Summer | B7 | 400 | 1424 | 684.18 | 35.93 | 37.93 | 2 | 0
2015 | MISO_MI_2_PJM_ROR | MISO_MI | PJM_ROR | Internal | Summer | B8 | 500 | 1424 | 0.02 | 33.97 | 35.95 | 2 | 0
2015 | MISO_MI_2_PJM_ROR | MISO_MI | PJM_ROR | Internal | Summer | B9 | 800 | 1424 | 0 | 33.3 | 34.73 | 2 | 0
2015 | MISO_MI_2_PJM_ROR | MISO_MI | PJM_ROR | Internal | Summer | B10 | 1262 | 1424 | 0 | 32.23 | 32.48 | 2 | 0
2015 | MISO_MI_2_PJM_ROR | MISO_MI | PJM_ROR | Internal | Winter | B16 | 25 | 1424 | 844.84 | 46.8 | 48.8 | 2 | 0
2015 | MISO_MI_2_PJM_ROR | MISO_MI | PJM_ROR | Internal | Winter | B17 | 100 | 1424 | 843.93 | 41.24 | 43.24 | 2 | 0
2015 | MISO_MI_2_PJM_ROR | MISO_MI | PJM_ROR | Internal | Winter | B18 | 400 | 1424 | 221.63 | 37.97 | 39.97 | 2 | 0
2015 | MISO_MI_2_PJM_ROR | MISO_MI | PJM_ROR | Internal | Winter | B19 | 700 | 1424 | 0 | 35.65 | 37.62 | 2 | 0
2015 | MISO_MI_2_PJM_ROR | MISO_MI | PJM_ROR | Internal | Winter | B20 | 935 | 1424 | 0 | 33.32 | 34.29 | 2 | 0
2015 | MISO_MO-IL_2_ENT | MISO_MO-IL | ENT | Internal | Shoulder | B11 | 25 | 2540 | 0 | 47.03 | 53.5 | 8 | 0
2015 | MISO_MO-IL_2_ENT | MISO_MO-IL | ENT | Internal | Shoulder | B12 | 200 | 2540 | 0 | 39.5 | 38.05 | 8 | 0
2015 | MISO_MO-IL_2_ENT | MISO_MO-IL | ENT | Internal | Shoulder | B13 | 600 | 2540 | 0 | 37.24 | 38.05 | 8 | 0
2015 | MISO_MO-IL_2_ENT | MISO_MO-IL | ENT | Internal | Shoulder | B14 | 900 | 2540 | 0 | 35.66 | 37.78 | 8 | 0
2015 | MISO_MO-IL_2_ENT | MISO_MO-IL | ENT | Internal | Shoulder | B15 | 1203 | 2540 | 0 | 32.82 | 36.55 | 8 | 0
2015 | MISO_MO-IL_2_ENT | MISO_MO-IL | ENT | Internal | Summer | B1 | 10 | 2540 | 0 | 59.38 | 59.38 | 8 | 0
2015 | MISO_MO-IL_2_ENT | MISO_MO-IL | ENT | Internal | Summer | B2 | 25 | 2540 | 0 | 56.92 | 56.92 | 8 | 0
2015 | MISO_MO-IL_2_ENT | MISO_MO-IL | ENT | Internal | Summer | B3 | 75 | 2540 | 0 | 55.38 | 55.82 | 8 | 0
2015 | MISO_MO-IL_2_ENT | MISO_MO-IL | ENT | Internal | Summer | B4 | 100 | 2540 | 0 | 51.97 | 55.82 | 8 | 0
2015 | MISO_MO-IL_2_ENT | MISO_MO-IL | ENT | Internal | Summer | B5 | 200 | 2540 | 0 | 46.52 | 51.84 | 8 | 0
2015 | MISO_MO-IL_2_ENT | MISO_MO-IL | ENT | Internal | Summer | B6 | 300 | 2540 | 0 | 39.68 | 44.89 | 8 | 0
2015 | MISO_MO-IL_2_ENT | MISO_MO-IL | ENT | Internal | Summer | B7 | 400 | 2540 | 0 | 35.9 | 42.05 | 8 | 0
2015 | MISO_MO-IL_2_ENT | MISO_MO-IL | ENT | Internal | Summer | B8 | 500 | 2540 | 0 | 33.94 | 36.89 | 8 | 0
2015 | MISO_MO-IL_2_ENT | MISO_MO-IL | ENT | Internal | Summer | B9 | 800 | 2540 | 0 | 32.89 | 36.63 | 8 | 0
2015 | MISO_MO-IL_2_ENT | MISO_MO-IL | ENT | Internal | Summer | B10 | 1262 | 2540 | 0 | 30.86 | 35.44 | 8 | 0
2015 | MISO_MO-IL_2_ENT | MISO_MO-IL | ENT | Internal | Winter | B16 | 25 | 2540 | 0 | 46.8 | 51.78 | 8 | 0
2015 | MISO_MO-IL_2_ENT | MISO_MO-IL | ENT | Internal | Winter | B17 | 100 | 2540 | 0 | 41.22 | 40.38 | 8 | 0
2015 | MISO_MO-IL_2_ENT | MISO_MO-IL | ENT | Internal | Winter | B18 | 400 | 2540 | 0 | 37.96 | 40.1 | 8 | 0
2015 | MISO_MO-IL_2_ENT | MISO_MO-IL | ENT | Internal | Winter | B19 | 700 | 2540 | 0 | 35.62 | 40.1 | 8 | 0
2015 | MISO_MO-IL_2_ENT | MISO_MO-IL | ENT | Internal | Winter | B20 | 935 | 2540 | 0 | 32.69 | 38.79 | 8 | 0
2015 | MISO_MO-IL_2_MISO_IN | MISO_MO-IL | MISO_IN | Internal | Shoulder | B11 | 25 | 2100 | 0.41 | 47.03 | 47.03 | 0.01 | 0
2015 | MISO_MO-IL_2_MISO_IN | MISO_MO-IL | MISO_IN | Internal | Shoulder | B12 | 200 | 2100 | 1415.5 | 39.5 | 39.52 | 0.01 | 0
2015 | MISO_MO-IL_2_MISO_IN | MISO_MO-IL | MISO_IN | Internal | Shoulder | B13 | 600 | 2100 | 1765.24 | 37.24 | 37.25 | 0.01 | 0
2015 | MISO_MO-IL_2_MISO_IN | MISO_MO-IL | MISO_IN | Internal | Shoulder | B14 | 900 | 2100 | 1317.36 | 35.66 | 35.67 | 0.01 | 0
2015 | MISO_MO-IL_2_MISO_IN | MISO_MO-IL | MISO_IN | Internal | Shoulder | B15 | 1203 | 2100 | 2100 | 32.82 | 33.47 | 0.01 | 0.64
2015 | MISO_MO-IL_2_MISO_IN | MISO_MO-IL | MISO_IN | Internal | Summer | B1 | 10 | 2100 | 1.23 | 59.38 | 59.38 | 0.01 | 0
2015 | MISO_MO-IL_2_MISO_IN | MISO_MO-IL | MISO_IN | Internal | Summer | B2 | 25 | 2100 | 845.46 | 56.92 | 56.93 | 0.01 | 0
2015 | MISO_MO-IL_2_MISO_IN | MISO_MO-IL | MISO_IN | Internal | Summer | B3 | 75 | 2100 | 0.07 | 55.38 | 55.36 | 0.01 | 0
2015 | MISO_MO-IL_2_MISO_IN | MISO_MO-IL | MISO_IN | Internal | Summer | B4 | 100 | 2100 | 7.78 | 51.97 | 51.99 | 0.01 | 0
2015 | MISO_MO-IL_2_MISO_IN | MISO_MO-IL | MISO_IN | Internal | Summer | B5 | 200 | 2100 | 0.03 | 46.52 | 46.51 | 0.01 | 0
2015 | MISO_MO-IL_2_MISO_IN | MISO_MO-IL | MISO_IN | Internal | Summer | B6 | 300 | 2100 | 52.59 | 39.68 | 39.7 | 0.01 | 0
2015 | MISO_MO-IL_2_MISO_IN | MISO_MO-IL | MISO_IN | Internal | Summer | B7 | 400 | 2100 | 1152.79 | 35.9 | 35.91 | 0.01 | 0
2015 | MISO_MO-IL_2_MISO_IN | MISO_MO-IL | MISO_IN | Internal | Summer | B8 | 500 | 2100 | 1691.42 | 33.94 | 33.95 | 0.01 | 0
2015 | MISO_MO-IL_2_MISO_IN | MISO_MO-IL | MISO_IN | Internal | Summer | B9 | 800 | 2100 | 2100 | 32.89 | 33.29 | 0.01 | 0.38
2015 | MISO_MO-IL_2_MISO_IN | MISO_MO-IL | MISO_IN | Internal | Summer | B10 | 1262 | 2100 | 2100 | 30.86 | 32.22 | 0.01 | 1.35
2015 | MISO_MO-IL_2_MISO_IN | MISO_MO-IL | MISO_IN | Internal | Winter | B16 | 25 | 2100 | 2001.92 | 46.8 | 46.81 | 0.01 | 0
2015 | MISO_MO-IL_2_MISO_IN | MISO_MO-IL | MISO_IN | Internal | Winter | B17 | 100 | 2100 | 2099.89 | 41.22 | 41.24 | 0.01 | 0.01
2015 | MISO_MO-IL_2_MISO_IN | MISO_MO-IL | MISO_IN | Internal | Winter | B18 | 400 | 2100 | 1200.32 | 37.96 | 37.97 | 0.01 | 0
2015 | MISO_MO-IL_2_MISO_IN | MISO_MO-IL | MISO_IN | Internal | Winter | B19 | 700 | 2100 | 1008.75 | 35.62 | 35.64 | 0.01 | 0
2015 | MISO_MO-IL_2_MISO_IN | MISO_MO-IL | MISO_IN | Internal | Winter | B20 | 935 | 2100 | 2100 | 32.69 | 33.31 | 0.01 | 0.6
2015 | MISO_MO-IL_2_MISO_W | MISO_MO-IL | MISO_W | Internal | Shoulder | B11 | 25 | 960 | 682.36 | 47.03 | 47.04 | 0.01 | 0
2015 | MISO_MO-IL_2_MISO_W | MISO_MO-IL | MISO_W | Internal | Shoulder | B12 | 200 | 960 | 0.05 | 39.5 | 39.5 | 0.01 | 0
2015 | MISO_MO-IL_2_MISO_W | MISO_MO-IL | MISO_W | Internal | Shoulder | B13 | 600 | 960 | 316.36 | 37.24 | 37.25 | 0.01 | 0
2015 | MISO_MO-IL_2_MISO_W | MISO_MO-IL | MISO_W | Internal | Shoulder | B14 | 900 | 960 | 759.12 | 35.66 | 35.67 | 0.01 | 0
2015 | MISO_MO-IL_2_MISO_W | MISO_MO-IL | MISO_W | Internal | Shoulder | B15 | 1203 | 960 | 960 | 32.82 | 33.56 | 0.01 | 0.73
2015 | MISO_MO-IL_2_MISO_W | MISO_MO-IL | MISO_W | Internal | Summer | B1 | 10 | 960 | 0.46 | 59.38 | 59.37 | 0.01 | 0
2015 | MISO_MO-IL_2_MISO_W | MISO_MO-IL | MISO_W | Internal | Summer | B2 | 25 | 960 | 532.39 | 56.92 | 56.93 | 0.01 | 0
2015 | MISO_MO-IL_2_MISO_W | MISO_MO-IL | MISO_W | Internal | Summer | B3 | 75 | 960 | 960 | 55.38 | 56.67 | 0.01 | 1.28
2015 | MISO_MO-IL_2_MISO_W | MISO_MO-IL | MISO_W | Internal | Summer | B4 | 100 | 960 | 960 | 51.97 | 55.69 | 0.01 | 3.7
2015 | MISO_MO-IL_2_MISO_W | MISO_MO-IL | MISO_W | Internal | Summer | B5 | 200 | 960 | 960 | 46.52 | 48.27 | 0.01 | 1.74
2015 | MISO_MO-IL_2_MISO_W | MISO_MO-IL | MISO_W | Internal | Summer | B6 | 300 | 960 | 960 | 39.68 | 40.68 | 0.01 | 0.99
2015 | MISO_MO-IL_2_MISO_W | MISO_MO-IL | MISO_W | Internal | Summer | B7 | 400 | 960 | 198.98 | 35.9 | 35.91 | 0.01 | 0
2015 | MISO_MO-IL_2_MISO_W | MISO_MO-IL | MISO_W | Internal | Summer | B8 | 500 | 960 | 0 | 33.94 | 33.93 | 0.01 | 0
2015 | MISO_MO-IL_2_MISO_W | MISO_MO-IL | MISO_W | Internal | Summer | B9 | 800 | 960 | 333.22 | 32.89 | 32.9 | 0.01 | 0
2015 | MISO_MO-IL_2_MISO_W | MISO_MO-IL | MISO_W | Internal | Summer | B10 | 1262 | 960 | 624.5 | 30.86 | 30.87 | 0.01 | 0
2015 | MISO_MO-IL_2_MISO_W | MISO_MO-IL | MISO_W | Internal | Winter | B16 | 25 | 960 | 0.19 | 46.8 | 46.79 | 0.01 | 0
2015 | MISO_MO-IL_2_MISO_W | MISO_MO-IL | MISO_W | Internal | Winter | B17 | 100 | 960 | 0.05 | 41.22 | 41.21 | 0.01 | 0
2015 | MISO_MO-IL_2_MISO_W | MISO_MO-IL | MISO_W | Internal | Winter | B18 | 400 | 960 | 864.27 | 37.96 | 37.97 | 0.01 | 0
2015 | MISO_MO-IL_2_MISO_W | MISO_MO-IL | MISO_W | Internal | Winter | B19 | 700 | 960 | 960 | 35.62 | 36.56 | 0.01 | 0.93
2015 | MISO_MO-IL_2_MISO_W | MISO_MO-IL | MISO_W | Internal | Winter | B20 | 935 | 960 | 891.33 | 32.69 | 32.7 | 0.01 | 0
2015 | MISO_MO-IL_2_PJM_ROR | MISO_MO-IL | PJM_ROR | Internal | Shoulder | B11 | 25 | 1212 | 0 | 47.03 | 48.24 | 2 | 0
2015 | MISO_MO-IL_2_PJM_ROR | MISO_MO-IL | PJM_ROR | Internal | Shoulder | B12 | 200 | 1212 | 1211.95 | 39.5 | 41.52 | 2 | 0.01
2015 | MISO_MO-IL_2_PJM_ROR | MISO_MO-IL | PJM_ROR | Internal | Shoulder | B13 | 600 | 1212 | 1211.99 | 37.24 | 39.26 | 2 | 0.02
2015 | MISO_MO-IL_2_PJM_ROR | MISO_MO-IL | PJM_ROR | Internal | Shoulder | B14 | 900 | 1212 | 1211.99 | 35.66 | 37.67 | 2 | 0.01
2015 | MISO_MO-IL_2_PJM_ROR | MISO_MO-IL | PJM_ROR | Internal | Shoulder | B15 | 1203 | 1212 | 0 | 32.82 | 34.4 | 2 | 0
2015 | MISO_MO-IL_2_PJM_ROR | MISO_MO-IL | PJM_ROR | Internal | Summer | B1 | 10 | 1212 | 990.78 | 59.38 | 61.38 | 2 | 0
2015 | MISO_MO-IL_2_PJM_ROR | MISO_MO-IL | PJM_ROR | Internal | Summer | B2 | 25 | 1212 | 586.17 | 56.92 | 58.92 | 2 | 0
2015 | MISO_MO-IL_2_PJM_ROR | MISO_MO-IL | PJM_ROR | Internal | Summer | B3 | 75 | 1212 | 0 | 55.38 | 56.94 | 2 | 0
2015 | MISO_MO-IL_2_PJM_ROR | MISO_MO-IL | PJM_ROR | Internal | Summer | B4 | 100 | 1212 | 43.81 | 51.97 | 53.97 | 2 | 0
2015 | MISO_MO-IL_2_PJM_ROR | MISO_MO-IL | PJM_ROR | Internal | Summer | B5 | 200 | 1212 | 562.75 | 46.52 | 48.52 | 2 | 0
2015 | MISO_MO-IL_2_PJM_ROR | MISO_MO-IL | PJM_ROR | Internal | Summer | B6 | 300 | 1212 | 1022.59 | 39.68 | 41.68 | 2 | 0
2015 | MISO_MO-IL_2_PJM_ROR | MISO_MO-IL | PJM_ROR | Internal | Summer | B7 | 400 | 1212 | 1211.99 | 35.9 | 37.93 | 2 | 0.02
2015 | MISO_MO-IL_2_PJM_ROR | MISO_MO-IL | PJM_ROR | Internal | Summer | B8 | 500 | 1212 | 1211.98 | 33.94 | 35.95 | 2 | 0.01
2015 | MISO_MO-IL_2_PJM_ROR | MISO_MO-IL | PJM_ROR | Internal | Summer | B9 | 800 | 1212 | 0 | 32.89 | 34.73 | 2 | 0
2015 | MISO_MO-IL_2_PJM_ROR | MISO_MO-IL | PJM_ROR | Internal | Summer | B10 | 1262 | 1212 | 0 | 30.86 | 32.48 | 2 | 0
2015 | MISO_MO-IL_2_PJM_ROR | MISO_MO-IL | PJM_ROR | Internal | Winter | B16 | 25 | 1212 | 1125.06 | 46.8 | 48.8 | 2 | 0
2015 | MISO_MO-IL_2_PJM_ROR | MISO_MO-IL | PJM_ROR | Internal | Winter | B17 | 100 | 1212 | 1211.95 | 41.22 | 43.24 | 2 | 0.02
2015 | MISO_MO-IL_2_PJM_ROR | MISO_MO-IL | PJM_ROR | Internal | Winter | B18 | 400 | 1212 | 1211.98 | 37.96 | 39.97 | 2 | 0.01
2015 | MISO_MO-IL_2_PJM_ROR | MISO_MO-IL | PJM_ROR | Internal | Winter | B19 | 700 | 1212 | 1193.42 | 35.62 | 37.62 | 2 | 0
2015 | MISO_MO-IL_2_PJM_ROR | MISO_MO-IL | PJM_ROR | Internal | Winter | B20 | 935 | 1212 | 0 | 32.69 | 34.29 | 2 | 0
2015 | MISO_MO-IL_2_SPP_N | MISO_MO-IL | SPP_N | Internal | Shoulder | B11 | 25 | 2000 | 0 | 47.03 | 54.04 | 8 | 0
2015 | MISO_MO-IL_2_SPP_N | MISO_MO-IL | SPP_N | Internal | Shoulder | B12 | 200 | 2000 | 0 | 39.5 | 38 | 8 | 0
2015 | MISO_MO-IL_2_SPP_N | MISO_MO-IL | SPP_N | Internal | Shoulder | B13 | 600 | 2000 | 0 | 37.24 | 37.26 | 8 | 0
2015 | MISO_MO-IL_2_SPP_N | MISO_MO-IL | SPP_N | Internal | Shoulder | B14 | 900 | 2000 | 0 | 35.66 | 36.34 | 8 | 0
2015 | MISO_MO-IL_2_SPP_N | MISO_MO-IL | SPP_N | Internal | Shoulder | B15 | 1203 | 2000 | 0 | 32.82 | 36.26 | 8 | 0
2015 | MISO_MO-IL_2_SPP_N | MISO_MO-IL | SPP_N | Internal | Summer | B1 | 10 | 2000 | 0 | 59.38 | 58.76 | 8 | 0
2015 | MISO_MO-IL_2_SPP_N | MISO_MO-IL | SPP_N | Internal | Summer | B2 | 25 | 2000 | 0 | 56.92 | 58.76 | 8 | 0
2015 | MISO_MO-IL_2_SPP_N | MISO_MO-IL | SPP_N | Internal | Summer | B3 | 75 | 2000 | 0 | 55.38 | 58.76 | 8 | 0
2015 | MISO_MO-IL_2_SPP_N | MISO_MO-IL | SPP_N | Internal | Summer | B4 | 100 | 2000 | 0 | 51.97 | 56.96 | 8 | 0
2015 | MISO_MO-IL_2_SPP_N | MISO_MO-IL | SPP_N | Internal | Summer | B5 | 200 | 2000 | 0 | 46.52 | 52.82 | 8 | 0
2015 | MISO_MO-IL_2_SPP_N | MISO_MO-IL | SPP_N | Internal | Summer | B6 | 300 | 2000 | 43.23 | 39.68 | 47.68 | 8 | 0
2015 | MISO_MO-IL_2_SPP_N | MISO_MO-IL | SPP_N | Internal | Summer | B7 | 400 | 2000 | 0 | 35.9 | 42.19 | 8 | 0
2015 | MISO_MO-IL_2_SPP_N | MISO_MO-IL | SPP_N | Internal | Summer | B8 | 500 | 2000 | 0 | 33.94 | 36.69 | 8 | 0
2015 | MISO_MO-IL_2_SPP_N | MISO_MO-IL | SPP_N | Internal | Summer | B9 | 800 | 2000 | 0 | 32.89 | 35.12 | 8 | 0
2015 | MISO_MO-IL_2_SPP_N | MISO_MO-IL | SPP_N | Internal | Summer | B10 | 1262 | 2000 | 0 | 30.86 | 34.55 | 8 | 0
2015 | MISO_MO-IL_2_SPP_N | MISO_MO-IL | SPP_N | Internal | Winter | B16 | 25 | 2000 | 0 | 46.8 | 46.78 | 8 | 0
2015 | MISO_MO-IL_2_SPP_N | MISO_MO-IL | SPP_N | Internal | Winter | B17 | 100 | 2000 | 0 | 41.22 | 38.72 | 8 | 0
2015 | MISO_MO-IL_2_SPP_N | MISO_MO-IL | SPP_N | Internal | Winter | B18 | 400 | 2000 | 0 | 37.96 | 38.67 | 8 | 0
2015 | MISO_MO-IL_2_SPP_N | MISO_MO-IL | SPP_N | Internal | Winter | B19 | 700 | 2000 | 0 | 35.62 | 38.63 | 8 | 0
2015 | MISO_MO-IL_2_SPP_N | MISO_MO-IL | SPP_N | Internal | Winter | B20 | 935 | 2000 | 0 | 32.69 | 38.07 | 8 | 0
2015 | MISO_MO-IL_2_TVA_Transmission | MISO_MO-IL | TVA_Transmission | Internal | Shoulder | B11 | 25 | 4000 | 0 | 47.03 | 53.89 | 8 | 0
2015 | MISO_MO-IL_2_TVA_Transmission | MISO_MO-IL | TVA_Transmission | Internal | Shoulder | B12 | 200 | 4000 | 0 | 39.5 | 43.15 | 8 | 0
2015 | MISO_MO-IL_2_TVA_Transmission | MISO_MO-IL | TVA_Transmission | Internal | Shoulder | B13 | 600 | 4000 | 0 | 37.24 | 41.27 | 8 | 0
2015 | MISO_MO-IL_2_TVA_Transmission | MISO_MO-IL | TVA_Transmission | Internal | Shoulder | B14 | 900 | 4000 | 0 | 35.66 | 39.97 | 8 | 0
2015 | MISO_MO-IL_2_TVA_Transmission | MISO_MO-IL | TVA_Transmission | Internal | Shoulder | B15 | 1203 | 4000 | 0 | 32.82 | 39.03 | 8 | 0
2015 | MISO_MO-IL_2_TVA_Transmission | MISO_MO-IL | TVA_Transmission | Internal | Summer | B1 | 10 | 4000 | 2670.16 | 59.38 | 67.38 | 8 | 0
2015 | MISO_MO-IL_2_TVA_Transmission | MISO_MO-IL | TVA_Transmission | Internal | Summer | B2 | 25 | 4000 | 1439.89 | 56.92 | 64.92 | 8 | 0
2015 | MISO_MO-IL_2_TVA_Transmission | MISO_MO-IL | TVA_Transmission | Internal | Summer | B3 | 75 | 4000 | 0 | 55.38 | 62.94 | 8 | 0
2015 | MISO_MO-IL_2_TVA_Transmission | MISO_MO-IL | TVA_Transmission | Internal | Summer | B4 | 100 | 4000 | 43.91 | 51.97 | 59.97 | 8 | 0
2015 | MISO_MO-IL_2_TVA_Transmission | MISO_MO-IL | TVA_Transmission | Internal | Summer | B5 | 200 | 4000 | 0 | 46.52 | 52.67 | 8 | 0
2015 | MISO_MO-IL_2_TVA_Transmission | MISO_MO-IL | TVA_Transmission | Internal | Summer | B6 | 300 | 4000 | 0 | 39.68 | 45.4 | 8 | 0
2015 | MISO_MO-IL_2_TVA_Transmission | MISO_MO-IL | TVA_Transmission | Internal | Summer | B7 | 400 | 4000 | 0 | 35.9 | 41.86 | 8 | 0
2015 | MISO_MO-IL_2_TVA_Transmission | MISO_MO-IL | TVA_Transmission | Internal | Summer | B8 | 500 | 4000 | 0 | 33.94 | 38.85 | 8 | 0
2015 | MISO_MO-IL_2_TVA_Transmission | MISO_MO-IL | TVA_Transmission | Internal | Summer | B9 | 800 | 4000 | 0 | 32.89 | 38.27 | 8 | 0
2015 | MISO_MO-IL_2_TVA_Transmission | MISO_MO-IL | TVA_Transmission | Internal | Summer | B10 | 1262 | 4000 | 0 | 30.86 | 36.22 | 8 | 0
2015 | MISO_MO-IL_2_TVA_Transmission | MISO_MO-IL | TVA_Transmission | Internal | Winter | B16 | 25 | 4000 | 0.04 | 46.8 | 54.69 | 8 | 0
2015 | MISO_MO-IL_2_TVA_Transmission | MISO_MO-IL | TVA_Transmission | Internal | Winter | B17 | 100 | 4000 | 0 | 41.22 | 45.16 | 8 | 0
2015 | MISO_MO-IL_2_TVA_Transmission | MISO_MO-IL | TVA_Transmission | Internal | Winter | B18 | 400 | 4000 | 0 | 37.96 | 42.12 | 8 | 0
2015 | MISO_MO-IL_2_TVA_Transmission | MISO_MO-IL | TVA_Transmission | Internal | Winter | B19 | 700 | 4000 | 0 | 35.62 | 40.07 | 8 | 0
2015 | MISO_MO-IL_2_TVA_Transmission | MISO_MO-IL | TVA_Transmission | Internal | Winter | B20 | 935 | 4000 | 0 | 32.69 | 38.95 | 8 | 0
2015 | MISO_W_2_IESO | MISO_W | IESO | Internal | Shoulder | B11 | 25 | 90 | 0 | 47.04 | 28.67 | 8 | 0
2015 | MISO_W_2_IESO | MISO_W | IESO | Internal | Shoulder | B12 | 200 | 90 | 0 | 39.5 | 32.49 | 8 | 0
2015 | MISO_W_2_IESO | MISO_W | IESO | Internal | Shoulder | B13 | 600 | 90 | 0 | 37.25 | 28.67 | 8 | 0
2015 | MISO_W_2_IESO | MISO_W | IESO | Internal | Shoulder | B14 | 900 | 90 | 0 | 35.67 | 28.67 | 8 | 0
2015 | MISO_W_2_IESO | MISO_W | IESO | Internal | Shoulder | B15 | 1203 | 90 | 0 | 33.56 | 28.67 | 8 | 0
2015 | MISO_W_2_IESO | MISO_W | IESO | Internal | Summer | B1 | 10 | 90 | 0 | 59.37 | 47.03 | 8 | 0
2015 | MISO_W_2_IESO | MISO_W | IESO | Internal | Summer | B2 | 25 | 90 | 0 | 56.93 | 44.8 | 8 | 0
2015 | MISO_W_2_IESO | MISO_W | IESO | Internal | Summer | B3 | 75 | 90 | 0 | 56.67 | 41.95 | 8 | 0
2015 | MISO_W_2_IESO | MISO_W | IESO | Internal | Summer | B4 | 100 | 90 | 0 | 55.69 | 38.28 | 8 | 0
2015 | MISO_W_2_IESO | MISO_W | IESO | Internal | Summer | B5 | 200 | 90 | 0 | 48.27 | 36 | 8 | 0
2015 | MISO_W_2_IESO | MISO_W | IESO | Internal | Summer | B6 | 300 | 90 | 0 | 40.68 | 32.68 | 8 | 0
2015 | MISO_W_2_IESO | MISO_W | IESO | Internal | Summer | B7 | 400 | 90 | 0 | 35.91 | 28.93 | 8 | 0
2015 | MISO_W_2_IESO | MISO_W | IESO | Internal | Summer | B8 | 500 | 90 | 0 | 33.93 | 26.97 | 8 | 0
2015 | MISO_W_2_IESO | MISO_W | IESO | Internal | Summer | B9 | 800 | 90 | 0 | 32.9 | 26.97 | 8 | 0
2015 | MISO_W_2_IESO | MISO_W | IESO | Internal | Summer | B10 | 1262 | 90 | 0 | 30.87 | 26.97 | 8 | 0
2015 | MISO_W_2_IESO | MISO_W | IESO | Internal | Winter | B16 | 25 | 90 | 0 | 46.79 | 38.86 | 8 | 0
2015 | MISO_W_2_IESO | MISO_W | IESO | Internal | Winter | B17 | 100 | 90 | 0 | 41.21 | 34.24 | 8 | 0
2015 | MISO_W_2_IESO | MISO_W | IESO | Internal | Winter | B18 | 400 | 90 | 0 | 37.97 | 31.35 | 8 | 0
2015 | MISO_W_2_IESO | MISO_W | IESO | Internal | Winter | B19 | 700 | 90 | 0 | 36.56 | 31.35 | 8 | 0
2015 | MISO_W_2_IESO | MISO_W | IESO | Internal | Winter | B20 | 935 | 90 | 0 | 32.7 | 31.35 | 8 | 0
2015 | MISO_W_2_MAPP_CA | MISO_W | MAPP_CA | Internal | Shoulder | B11 | 25 | 700 | 0.16 | 47.04 | 47.03 | 0.01 | 0
2015 | MISO_W_2_MAPP_CA | MISO_W | MAPP_CA | Internal | Shoulder | B12 | 200 | 700 | 0.02 | 39.5 | 39.49 | 0.01 | 0
2015 | MISO_W_2_MAPP_CA | MISO_W | MAPP_CA | Internal | Shoulder | B13 | 600 | 700 | 0 | 37.25 | 37.24 | 0.01 | 0
2015 | MISO_W_2_MAPP_CA | MISO_W | MAPP_CA | Internal | Shoulder | B14 | 900 | 700 | 0.01 | 35.67 | 35.67 | 0.01 | 0
2015 | MISO_W_2_MAPP_CA | MISO_W | MAPP_CA | Internal | Shoulder | B15 | 1203 | 700 | 700 | 33.56 | 35.67 | 0.01 | 2.09
2015 | MISO_W_2_MAPP_CA | MISO_W | MAPP_CA | Internal | Summer | B1 | 10 | 700 | 0 | 59.37 | 48.7 | 0.01 | 0
2015 | MISO_W_2_MAPP_CA | MISO_W | MAPP_CA | Internal | Summer | B2 | 25 | 700 | 0 | 56.93 | 51.8 | 0.01 | 0
2015 | MISO_W_2_MAPP_CA | MISO_W | MAPP_CA | Internal | Summer | B3 | 75 | 700 | 0 | 56.67 | 48.95 | 0.01 | 0
2015 | MISO_W_2_MAPP_CA | MISO_W | MAPP_CA | Internal | Summer | B4 | 100 | 700 | 0 | 55.69 | 48.7 | 0.01 | 0
2015 | MISO_W_2_MAPP_CA | MISO_W | MAPP_CA | Internal | Summer | B5 | 200 | 700 | 0.02 | 48.27 | 48.26 | 0.01 | 0
2015 | MISO_W_2_MAPP_CA | MISO_W | MAPP_CA | Internal | Summer | B6 | 300 | 700 | 0.02 | 40.68 | 40.67 | 0.01 | 0
2015 | MISO_W_2_MAPP_CA | MISO_W | MAPP_CA | Internal | Summer | B7 | 400 | 700 | 0.01 | 35.91 | 35.9 | 0.01 | 0
2015 | MISO_W_2_MAPP_CA | MISO_W | MAPP_CA | Internal | Summer | B8 | 500 | 700 | 0 | 33.93 | 33.92 | 0.01 | 0
2015 | MISO_W_2_MAPP_CA | MISO_W | MAPP_CA | Internal | Summer | B9 | 800 | 700 | 0 | 32.9 | 32.89 | 0.01 | 0
2015 | MISO_W_2_MAPP_CA | MISO_W | MAPP_CA | Internal | Summer | B10 | 1262 | 700 | 700 | 30.87 | 32.89 | 0.01 | 2.01
2015 | MISO_W_2_MAPP_CA | MISO_W | MAPP_CA | Internal | Winter | B16 | 25 | 700 | 0.19 | 46.79 | 46.78 | 0.01 | 0
2015 | MISO_W_2_MAPP_CA | MISO_W | MAPP_CA | Internal | Winter | B17 | 100 | 700 | 0.05 | 41.21 | 41.2 | 0.01 | 0
2015 | MISO_W_2_MAPP_CA | MISO_W | MAPP_CA | Internal | Winter | B18 | 400 | 700 | 700 | 37.97 | 38.35 | 0.01 | 0.37
2015 | MISO_W_2_MAPP_CA | MISO_W | MAPP_CA | Internal | Winter | B19 | 700 | 700 | 700 | 36.56 | 38.35 | 0.01 | 1.77
2015 | MISO_W_2_MAPP_CA | MISO_W | MAPP_CA | Internal | Winter | B20 | 935 | 700 | 700 | 32.7 | 38.35 | 0.01 | 5.63
2015 | MISO_W_2_MAPP_US | MISO_W | MAPP_US | Internal | Shoulder | B11 | 25 | 2300 | 0 | 47.04 | 40.04 | 7 | 0
2015 | MISO_W_2_MAPP_US | MISO_W | MAPP_US | Internal | Shoulder | B12 | 200 | 2300 | 0 | 39.5 | 32.5 | 7 | 0
2015 | MISO_W_2_MAPP_US | MISO_W | MAPP_US | Internal | Shoulder | B13 | 600 | 2300 | 0 | 37.25 | 30.25 | 7 | 0
2015 | MISO_W_2_MAPP_US | MISO_W | MAPP_US | Internal | Shoulder | B14 | 900 | 2300 | 0 | 35.67 | 29.33 | 7 | 0
2015 | MISO_W_2_MAPP_US | MISO_W | MAPP_US | Internal | Shoulder | B15 | 1203 | 2300 | 0 | 33.56 | 29.25 | 7 | 0
2015 | MISO_W_2_MAPP_US | MISO_W | MAPP_US | Internal | Summer | B1 | 10 | 2300 | 0 | 59.37 | 52.37 | 7 | 0
2015 | MISO_W_2_MAPP_US | MISO_W | MAPP_US | Internal | Summer | B2 | 25 | 2300 | 0 | 56.93 | 50.36 | 7 | 0
2015 | MISO_W_2_MAPP_US | MISO_W | MAPP_US | Internal | Summer | B3 | 75 | 2300 | 0 | 56.67 | 50.36 | 7 | 0
2015 | MISO_W_2_MAPP_US | MISO_W | MAPP_US | Internal | Summer | B4 | 100 | 2300 | 0 | 55.69 | 49.95 | 7 | 0
2015 | MISO_W_2_MAPP_US | MISO_W | MAPP_US | Internal | Summer | B5 | 200 | 2300 | 0 | 48.27 | 45.81 | 7 | 0
2015 | MISO_W_2_MAPP_US | MISO_W | MAPP_US | Internal | Summer | B6 | 300 | 2300 | 0 | 40.68 | 34.34 | 7 | 0
2015 | MISO_W_2_MAPP_US | MISO_W | MAPP_US | Internal | Summer | B7 | 400 | 2300 | 0 | 35.91 | 28.91 | 7 | 0
2015 | MISO_W_2_MAPP_US | MISO_W | MAPP_US | Internal | Summer | B8 | 500 | 2300 | 0 | 33.93 | 27.05 | 7 | 0
2015 | MISO_W_2_MAPP_US | MISO_W | MAPP_US | Internal | Summer | B9 | 800 | 2300 | 0 | 32.9 | 27.05 | 7 | 0
2015 | MISO_W_2_MAPP_US | MISO_W | MAPP_US | Internal | Summer | B10 | 1262 | 2300 | 0 | 30.87 | 25.87 | 7 | 0
2015 | MISO_W_2_MAPP_US | MISO_W | MAPP_US | Internal | Winter | B16 | 25 | 2300 | 0 | 46.79 | 39.79 | 7 | 0
2015 | MISO_W_2_MAPP_US | MISO_W | MAPP_US | Internal | Winter | B17 | 100 | 2300 | 0 | 41.21 | 34.21 | 7 | 0
2015 | MISO_W_2_MAPP_US | MISO_W | MAPP_US | Internal | Winter | B18 | 400 | 2300 | 0 | 37.97 | 31.62 | 7 | 0
2015 | MISO_W_2_MAPP_US | MISO_W | MAPP_US | Internal | Winter | B19 | 700 | 2300 | 0 | 36.56 | 31.62 | 7 | 0
2015 | MISO_W_2_MAPP_US | MISO_W | MAPP_US | Internal | Winter | B20 | 935 | 2300 | 0 | 32.7 | 26.93 | 7 | 0
2015 | MISO_W_2_MISO_MO-IL | MISO_W | MISO_MO-IL | Internal | Shoulder | B11 | 25 | 3800 | 0.18 | 47.04 | 47.03 | 0.01 | 0
2015 | MISO_W_2_MISO_MO-IL | MISO_W | MISO_MO-IL | Internal | Shoulder | B12 | 200 | 3800 | 0.05 | 39.5 | 39.5 | 0.01 | 0
2015 | MISO_W_2_MISO_MO-IL | MISO_W | MISO_MO-IL | Internal | Shoulder | B13 | 600 | 3800 | 0 | 37.25 | 37.24 | 0.01 | 0
2015 | MISO_W_2_MISO_MO-IL | MISO_W | MISO_MO-IL | Internal | Shoulder | B14 | 900 | 3800 | 0 | 35.67 | 35.66 | 0.01 | 0
2015 | MISO_W_2_MISO_MO-IL | MISO_W | MISO_MO-IL | Internal | Shoulder | B15 | 1203 | 3800 | 0 | 33.56 | 32.82 | 0.01 | 0
2015 | MISO_W_2_MISO_MO-IL | MISO_W | MISO_MO-IL | Internal | Summer | B1 | 10 | 3800 | 856.91 | 59.37 | 59.38 | 0.01 | 0
2015 | MISO_W_2_MISO_MO-IL | MISO_W | MISO_MO-IL | Internal | Summer | B2 | 25 | 3800 | 0.18 | 56.93 | 56.92 | 0.01 | 0
2015 | MISO_W_2_MISO_MO-IL | MISO_W | MISO_MO-IL | Internal | Summer | B3 | 75 | 3800 | 0 | 56.67 | 55.38 | 0.01 | 0
2015 | MISO_W_2_MISO_MO-IL | MISO_W | MISO_MO-IL | Internal | Summer | B4 | 100 | 3800 | 0 | 55.69 | 51.97 | 0.01 | 0
2015 | MISO_W_2_MISO_MO-IL | MISO_W | MISO_MO-IL | Internal | Summer | B5 | 200 | 3800 | 0 | 48.27 | 46.52 | 0.01 | 0
2015 | MISO_W_2_MISO_MO-IL | MISO_W | MISO_MO-IL | Internal | Summer | B6 | 300 | 3800 | 0 | 40.68 | 39.68 | 0.01 | 0
2015 | MISO_W_2_MISO_MO-IL | MISO_W | MISO_MO-IL | Internal | Summer | B7 | 400 | 3800 | 0.01 | 35.91 | 35.9 | 0.01 | 0
2015 | MISO_W_2_MISO_MO-IL | MISO_W | MISO_MO-IL | Internal | Summer | B8 | 500 | 3800 | 101.03 | 33.93 | 33.94 | 0.01 | 0
2015 | MISO_W_2_MISO_MO-IL | MISO_W | MISO_MO-IL | Internal | Summer | B9 | 800 | 3800 | 0 | 32.9 | 32.89 | 0.01 | 0
2015 | MISO_W_2_MISO_MO-IL | MISO_W | MISO_MO-IL | Internal | Summer | B10 | 1262 | 3800 | 0 | 30.87 | 30.86 | 0.01 | 0
2015 | MISO_W_2_MISO_MO-IL | MISO_W | MISO_MO-IL | Internal | Winter | B16 | 25 | 3800 | 890.07 | 46.79 | 46.8 | 0.01 | 0
2015 | MISO_W_2_MISO_MO-IL | MISO_W | MISO_MO-IL | Internal | Winter | B17 | 100 | 3800 | 491.7 | 41.21 | 41.22 | 0.01 | 0
2015 | MISO_W_2_MISO_MO-IL | MISO_W | MISO_MO-IL | Internal | Winter | B18 | 400 | 3800 | 0.01 | 37.97 | 37.96 | 0.01 | 0
2015 | MISO_W_2_MISO_MO-IL | MISO_W | MISO_MO-IL | Internal | Winter | B19 | 700 | 3800 | 0 | 36.56 | 35.62 | 0.01 | 0
2015 | MISO_W_2_MISO_MO-IL | MISO_W | MISO_MO-IL | Internal | Winter | B20 | 935 | 3800 | 0 | 32.7 | 32.69 | 0.01 | 0
2015 | MISO_W_2_MISO_WUMS | MISO_W | MISO_WUMS | Internal | Shoulder | B11 | 25 | 1629 | 0.21 | 47.04 | 47.03 | 0.01 | 0
2015 | MISO_W_2_MISO_WUMS | MISO_W | MISO_WUMS | Internal | Shoulder | B12 | 200 | 1629 | 678.36 | 39.5 | 39.52 | 0.01 | 0
2015 | MISO_W_2_MISO_WUMS | MISO_W | MISO_WUMS | Internal | Shoulder | B13 | 600 | 1629 | 1349.04 | 37.25 | 37.26 | 0.01 | 0
2015 | MISO_W_2_MISO_WUMS | MISO_W | MISO_WUMS | Internal | Shoulder | B14 | 900 | 1629 | 424.11 | 35.67 | 35.68 | 0.01 | 0
2015 | MISO_W_2_MISO_WUMS | MISO_W | MISO_WUMS | Internal | Shoulder | B15 | 1203 | 1629 | 0 | 33.56 | 33.55 | 0.01 | 0
2015 | MISO_W_2_MISO_WUMS | MISO_W | MISO_WUMS | Internal | Summer | B1 | 10 | 1629 | 0.48 | 59.37 | 59.35 | 0.01 | 0
2015 | MISO_W_2_MISO_WUMS | MISO_W | MISO_WUMS | Internal | Summer | B2 | 25 | 1629 | 1087.02 | 56.93 | 56.94 | 0.01 | 0
2015 | MISO_W_2_MISO_WUMS | MISO_W | MISO_WUMS | Internal | Summer | B3 | 75 | 1629 | 498.31 | 56.67 | 56.68 | 0.01 | 0
2015 | MISO_W_2_MISO_WUMS | MISO_W | MISO_WUMS | Internal | Summer | B4 | 100 | 1629 | 0.05 | 55.69 | 55.68 | 0.01 | 0
2015 | MISO_W_2_MISO_WUMS | MISO_W | MISO_WUMS | Internal | Summer | B5 | 200 | 1629 | 0.02 | 48.27 | 48.26 | 0.01 | 0
2015 | MISO_W_2_MISO_WUMS | MISO_W | MISO_WUMS | Internal | Summer | B6 | 300 | 1629 | 0.02 | 40.68 | 40.67 | 0.01 | 0
2015 | MISO_W_2_MISO_WUMS | MISO_W | MISO_WUMS | Internal | Summer | B7 | 400 | 1629 | 395.31 | 35.91 | 35.93 | 0.01 | 0
2015 | MISO_W_2_MISO_WUMS | MISO_W | MISO_WUMS | Internal | Summer | B8 | 500 | 1629 | 1628.98 | 33.93 | 33.95 | 0.01 | 0.01
2015 | MISO_W_2_MISO_WUMS | MISO_W | MISO_WUMS | Internal | Summer | B9 | 800 | 1629 | 987.67 | 32.9 | 32.92 | 0.01 | 0
2015 | MISO_W_2_MISO_WUMS | MISO_W | MISO_WUMS | Internal | Summer | B10 | 1262 | 1629 | 1629 | 30.87 | 31.97 | 0.01 | 1.09
2015 | MISO_W_2_MISO_WUMS | MISO_W | MISO_WUMS | Internal | Winter | B16 | 25 | 1629 | 619.51 | 46.79 | 46.8 | 0.01 | 0
2015 | MISO_W_2_MISO_WUMS | MISO_W | MISO_WUMS | Internal | Winter | B17 | 100 | 1629 | 880.4 | 41.21 | 41.22 | 0.01 | 0
2015 | MISO_W_2_MISO_WUMS | MISO_W | MISO_WUMS | Internal | Winter | B18 | 400 | 1629 | 0.02 | 37.97 | 37.97 | 0.01 | 0
2015 | MISO_W_2_MISO_WUMS | MISO_W | MISO_WUMS | Internal | Winter | B19 | 700 | 1629 | 0 | 36.56 | 36.55 | 0.01 | 0
2015 | MISO_W_2_MISO_WUMS | MISO_W | MISO_WUMS | Internal | Winter | B20 | 935 | 1629 | 1629 | 32.7 | 32.99 | 0.01 | 0.28
2015 | MISO_W_2_NE | MISO_W | NE | Internal | Shoulder | B11 | 25 | 2800 | 0 | 47.04 | 47.04 | 7 | 0
2015 | MISO_W_2_NE | MISO_W | NE | Internal | Shoulder | B12 | 200 | 2800 | 0 | 39.5 | 37.99 | 7 | 0
2015 | MISO_W_2_NE | MISO_W | NE | Internal | Shoulder | B13 | 600 | 2800 | 0 | 37.25 | 37.25 | 7 | 0
2015 | MISO_W_2_NE | MISO_W | NE | Internal | Shoulder | B14 | 900 | 2800 | 0 | 35.67 | 36.33 | 7 | 0
2015 | MISO_W_2_NE | MISO_W | NE | Internal | Shoulder | B15 | 1203 | 2800 | 0 | 33.56 | 36.25 | 7 | 0
2015 | MISO_W_2_NE | MISO_W | NE | Internal | Summer | B1 | 10 | 2800 | 0 | 59.37 | 58.75 | 7 | 0
2015 | MISO_W_2_NE | MISO_W | NE | Internal | Summer | B2 | 25 | 2800 | 0 | 56.93 | 57.36 | 7 | 0
2015 | MISO_W_2_NE | MISO_W | NE | Internal | Summer | B3 | 75 | 2800 | 0 | 56.67 | 57.36 | 7 | 0
2015 | MISO_W_2_NE | MISO_W | NE | Internal | Summer | B4 | 100 | 2800 | 0 | 55.69 | 56.95 | 7 | 0
2015 | MISO_W_2_NE | MISO_W | NE | Internal | Summer | B5 | 200 | 2800 | 0 | 48.27 | 52.81 | 7 | 0
2015 | MISO_W_2_NE | MISO_W | NE | Internal | Summer | B6 | 300 | 2800 | 0 | 40.68 | 41.34 | 7 | 0
2015 | MISO_W_2_NE | MISO_W | NE | Internal | Summer | B7 | 400 | 2800 | 0 | 35.91 | 35.91 | 7 | 0
2015 | MISO_W_2_NE | MISO_W | NE | Internal | Summer | B8 | 500 | 2800 | 0 | 33.93 | 34.05 | 7 | 0
2015 | MISO_W_2_NE | MISO_W | NE | Internal | Summer | B9 | 800 | 2800 | 0 | 32.9 | 34.05 | 7 | 0
2015 | MISO_W_2_NE | MISO_W | NE | Internal | Summer | B10 | 1262 | 2800 | 0 | 30.87 | 32.57 | 7 | 0
2015 | MISO_W_2_NE | MISO_W | NE | Internal | Winter | B16 | 25 | 2800 | 0 | 46.79 | 46.77 | 7 | 0
2015 | MISO_W_2_NE | MISO_W | NE | Internal | Winter | B17 | 100 | 2800 | 0 | 41.21 | 38.71 | 7 | 0
2015 | MISO_W_2_NE | MISO_W | NE | Internal | Winter | B18 | 400 | 2800 | 0 | 37.97 | 38.62 | 7 | 0
2015 | MISO_W_2_NE | MISO_W | NE | Internal | Winter | B19 | 700 | 2800 | 0 | 36.56 | 38.62 | 7 | 0
2015 | MISO_W_2_NE | MISO_W | NE | Internal | Winter | B20 | 935 | 2800 | 0 | 32.7 | 33.93 | 7 | 0
2015 | MISO_W_2_PJM_ROR | MISO_W | PJM_ROR | Internal | Shoulder | B11 | 25 | 773 | 0 | 47.04 | 48.24 | 2 | 0
2015 | MISO_W_2_PJM_ROR | MISO_W | PJM_ROR | Internal | Shoulder | B12 | 200 | 773 | 772.95 | 39.5 | 41.52 | 2 | 0.01
2015 | MISO_W_2_PJM_ROR | MISO_W | PJM_ROR | Internal | Shoulder | B13 | 600 | 773 | 772.98 | 37.25 | 39.26 | 2 | 0.01
2015 | MISO_W_2_PJM_ROR | MISO_W | PJM_ROR | Internal | Shoulder | B14 | 900 | 773 | 308.56 | 35.67 | 37.67 | 2 | 0
2015 | MISO_W_2_PJM_ROR | MISO_W | PJM_ROR | Internal | Shoulder | B15 | 1203 | 773 | 0 | 33.56 | 34.4 | 2 | 0
2015 | MISO_W_2_PJM_ROR | MISO_W | PJM_ROR | Internal | Summer | B1 | 10 | 773 | 772.16 | 59.37 | 61.38 | 2 | 0.01
2015 | MISO_W_2_PJM_ROR | MISO_W | PJM_ROR | Internal | Summer | B2 | 25 | 773 | 0.35 | 56.93 | 58.92 | 2 | 0
2015 | MISO_W_2_PJM_ROR | MISO_W | PJM_ROR | Internal | Summer | B3 | 75 | 773 | 0 | 56.67 | 56.94 | 2 | 0
2015 | MISO_W_2_PJM_ROR | MISO_W | PJM_ROR | Internal | Summer | B4 | 100 | 773 | 0 | 55.69 | 53.97 | 2 | 0
2015 | MISO_W_2_PJM_ROR | MISO_W | PJM_ROR | Internal | Summer | B5 | 200 | 773 | 0 | 48.27 | 48.52 | 2 | 0
2015 | MISO_W_2_PJM_ROR | MISO_W | PJM_ROR | Internal | Summer | B6 | 300 | 773 | 0 | 40.68 | 41.68 | 2 | 0
2015 | MISO_W_2_PJM_ROR | MISO_W | PJM_ROR | Internal | Summer | B7 | 400 | 773 | 772.98 | 35.91 | 37.93 | 2 | 0.01
2015 | MISO_W_2_PJM_ROR | MISO_W | PJM_ROR | Internal | Summer | B8 | 500 | 773 | 772.99 | 33.93 | 35.95 | 2 | 0.02
2015 | MISO_W_2_PJM_ROR | MISO_W | PJM_ROR | Internal | Summer | B9 | 800 | 773 | 0 | 32.9 | 34.73 | 2 | 0
2015 | MISO_W_2_PJM_ROR | MISO_W | PJM_ROR | Internal | Summer | B10 | 1262 | 773 | 0 | 30.87 | 32.48 | 2 | 0
2015 | MISO_W_2_PJM_ROR | MISO_W | PJM_ROR | Internal | Winter | B16 | 25 | 773 | 772.67 | 46.79 | 48.8 | 2 | 0.01
2015 | MISO_W_2_PJM_ROR | MISO_W | PJM_ROR | Internal | Winter | B17 | 100 | 773 | 772.97 | 41.21 | 43.24 | 2 | 0.03
2015 | MISO_W_2_PJM_ROR | MISO_W | PJM_ROR | Internal | Winter | B18 | 400 | 773 | 317 | 37.97 | 39.97 | 2 | 0
2015 | MISO_W_2_PJM_ROR | MISO_W | PJM_ROR | Internal | Winter | B19 | 700 | 773 | 0 | 36.56 | 37.62 | 2 | 0
2015 | MISO_W_2_PJM_ROR | MISO_W | PJM_ROR | Internal | Winter | B20 | 935 | 773 | 0 | 32.7 | 34.29 | 2 | 0
2015 | MISO_W_2_SPP_N | MISO_W | SPP_N | Internal | Shoulder | B11 | 25 | 3200 | 713.77 | 47.04 | 54.04 | 7 | 0
2015 | MISO_W_2_SPP_N | MISO_W | SPP_N | Internal | Shoulder | B12 | 200 | 3200 | 0 | 39.5 | 38 | 7 | 0
2015 | MISO_W_2_SPP_N | MISO_W | SPP_N | Internal | Shoulder | B13 | 600 | 3200 | 0 | 37.25 | 37.26 | 7 | 0
2015 | MISO_W_2_SPP_N | MISO_W | SPP_N | Internal | Shoulder | B14 | 900 | 3200 | 0 | 35.67 | 36.34 | 7 | 0
2015 | MISO_W_2_SPP_N | MISO_W | SPP_N | Internal | Shoulder | B15 | 1203 | 3200 | 0 | 33.56 | 36.26 | 7 | 0
2015 | MISO_W_2_SPP_N | MISO_W | SPP_N | Internal | Summer | B1 | 10 | 3200 | 0 | 59.37 | 58.76 | 7 | 0
2015 | MISO_W_2_SPP_N | MISO_W | SPP_N | Internal | Summer | B2 | 25 | 3200 | 0 | 56.93 | 58.76 | 7 | 0
2015 | MISO_W_2_SPP_N | MISO_W | SPP_N | Internal | Summer | B3 | 75 | 3200 | 0 | 56.67 | 58.76 | 7 | 0
2015 | MISO_W_2_SPP_N | MISO_W | SPP_N | Internal | Summer | B4 | 100 | 3200 | 0 | 55.69 | 56.96 | 7 | 0
2015 | MISO_W_2_SPP_N | MISO_W | SPP_N | Internal | Summer | B5 | 200 | 3200 | 0 | 48.27 | 52.82 | 7 | 0
2015 | MISO_W_2_SPP_N | MISO_W | SPP_N | Internal | Summer | B6 | 300 | 3200 | 1307.58 | 40.68 | 47.68 | 7 | 0
2015 | MISO_W_2_SPP_N | MISO_W | SPP_N | Internal | Summer | B7 | 400 | 3200 | 0 | 35.91 | 42.19 | 7 | 0
2015 | MISO_W_2_SPP_N | MISO_W | SPP_N | Internal | Summer | B8 | 500 | 3200 | 0 | 33.93 | 36.69 | 7 | 0
2015 | MISO_W_2_SPP_N | MISO_W | SPP_N | Internal | Summer | B9 | 800 | 3200 | 0 | 32.9 | 35.12 | 7 | 0
2015 | MISO_W_2_SPP_N | MISO_W | SPP_N | Internal | Summer | B10 | 1262 | 3200 | 0 | 30.87 | 34.55 | 7 | 0
2015 | MISO_W_2_SPP_N | MISO_W | SPP_N | Internal | Winter | B16 | 25 | 3200 | 0 | 46.79 | 46.78 | 7 | 0
2015 | MISO_W_2_SPP_N | MISO_W | SPP_N | Internal | Winter | B17 | 100 | 3200 | 0 | 41.21 | 38.72 | 7 | 0
2015 | MISO_W_2_SPP_N | MISO_W | SPP_N | Internal | Winter | B18 | 400 | 3200 | 0 | 37.97 | 38.67 | 7 | 0
2015 | MISO_W_2_SPP_N | MISO_W | SPP_N | Internal | Winter | B19 | 700 | 3200 | 0 | 36.56 | 38.63 | 7 | 0
2015 | MISO_W_2_SPP_N | MISO_W | SPP_N | Internal | Winter | B20 | 935 | 3200 | 0 | 32.7 | 38.07 | 7 | 0
2015 | MISO_WUMS_2_MISO_MI | MISO_WUMS | MISO_MI | Internal | Shoulder | B11 | 25 | 99 | 0.16 | 47.03 | 47.02 | 0.01 | 0
2015 | MISO_WUMS_2_MISO_MI | MISO_WUMS | MISO_MI | Internal | Shoulder | B12 | 200 | 99 | 0.05 | 39.52 | 39.52 | 0.01 | 0
2015 | MISO_WUMS_2_MISO_MI | MISO_WUMS | MISO_MI | Internal | Shoulder | B13 | 600 | 99 | 0.02 | 37.26 | 37.26 | 0.01 | 0
2015 | MISO_WUMS_2_MISO_MI | MISO_WUMS | MISO_MI | Internal | Shoulder | B14 | 900 | 99 | 0 | 35.68 | 35.67 | 0.01 | 0
2015 | MISO_WUMS_2_MISO_MI | MISO_WUMS | MISO_MI | Internal | Shoulder | B15 | 1203 | 99 | 0 | 33.55 | 33.48 | 0.01 | 0
2015 | MISO_WUMS_2_MISO_MI | MISO_WUMS | MISO_MI | Internal | Summer | B1 | 10 | 99 | 0 | 59.35 | 57.41 | 0.01 | 0
2015 | MISO_WUMS_2_MISO_MI | MISO_WUMS | MISO_MI | Internal | Summer | B2 | 25 | 99 | 0.12 | 56.94 | 56.92 | 0.01 | 0
2015 | MISO_WUMS_2_MISO_MI | MISO_WUMS | MISO_MI | Internal | Summer | B3 | 75 | 99 | 0 | 56.68 | 51.97 | 0.01 | 0
2015 | MISO_WUMS_2_MISO_MI | MISO_WUMS | MISO_MI | Internal | Summer | B4 | 100 | 99 | 0 | 55.68 | 51.97 | 0.01 | 0
2015 | MISO_WUMS_2_MISO_MI | MISO_WUMS | MISO_MI | Internal | Summer | B5 | 200 | 99 | 0 | 48.26 | 45.34 | 0.01 | 0
2015 | MISO_WUMS_2_MISO_MI | MISO_WUMS | MISO_MI | Internal | Summer | B6 | 300 | 99 | 0 | 40.67 | 39.68 | 0.01 | 0
2015 | MISO_WUMS_2_MISO_MI | MISO_WUMS | MISO_MI | Internal | Summer | B7 | 400 | 99 | 0.02 | 35.93 | 35.93 | 0.01 | 0
2015 | MISO_WUMS_2_MISO_MI | MISO_WUMS | MISO_MI | Internal | Summer | B8 | 500 | 99 | 55.36 | 33.95 | 33.97 | 0.01 | 0
2015 | MISO_WUMS_2_MISO_MI | MISO_WUMS | MISO_MI | Internal | Summer | B9 | 800 | 99 | 99 | 32.92 | 33.3 | 0.01 | 0.37
2015 | MISO_WUMS_2_MISO_MI | MISO_WUMS | MISO_MI | Internal | Summer | B10 | 1262 | 99 | 99 | 31.97 | 32.23 | 0.01 | 0.24
2015 | MISO_WUMS_2_MISO_MI | MISO_WUMS | MISO_MI | Internal | Winter | B16 | 25 | 99 | 0.35 | 46.8 | 46.8 | 0.01 | 0
2015 | MISO_WUMS_2_MISO_MI | MISO_WUMS | MISO_MI | Internal | Winter | B17 | 100 | 99 | 98.9 | 41.22 | 41.24 | 0.01 | 0.01
2015 | MISO_WUMS_2_MISO_MI | MISO_WUMS | MISO_MI | Internal | Winter | B18 | 400 | 99 | 0.02 | 37.97 | 37.97 | 0.01 | 0
2015 | MISO_WUMS_2_MISO_MI | MISO_WUMS | MISO_MI | Internal | Winter | B19 | 700 | 99 | 0 | 36.55 | 35.65 | 0.01 | 0
2015 | MISO_WUMS_2_MISO_MI | MISO_WUMS | MISO_MI | Internal | Winter | B20 | 935 | 99 | 99 | 32.99 | 33.32 | 0.01 | 0.31
2015 | MISO_WUMS_2_MISO_W | MISO_WUMS | MISO_W | Internal | Shoulder | B11 | 25 | 1137 | 62.14 | 47.03 | 47.04 | 0.01 | 0
2015 | MISO_WUMS_2_MISO_W | MISO_WUMS | MISO_W | Internal | Shoulder | B12 | 200 | 1137 | 0.02 | 39.52 | 39.5 | 0.01 | 0
2015 | MISO_WUMS_2_MISO_W | MISO_WUMS | MISO_W | Internal | Shoulder | B13 | 600 | 1137 | 0 | 37.26 | 37.25 | 0.01 | 0
2015 | MISO_WUMS_2_MISO_W | MISO_WUMS | MISO_W | Internal | Shoulder | B14 | 900 | 1137 | 0 | 35.68 | 35.67 | 0.01 | 0
2015 | MISO_WUMS_2_MISO_W | MISO_WUMS | MISO_W | Internal | Shoulder | B15 | 1203 | 1137 | 229.51 | 33.55 | 33.56 | 0.01 | 0
2015 | MISO_WUMS_2_MISO_W | MISO_WUMS | MISO_W | Internal | Summer | B1 | 10 | 1137 | 177.6 | 59.35 | 59.37 | 0.01 | 0
2015 | MISO_WUMS_2_MISO_W | MISO_WUMS | MISO_W | Internal | Summer | B2 | 25 | 1137 | 0.18 | 56.94 | 56.93 | 0.01 | 0
2015 | MISO_WUMS_2_MISO_W | MISO_WUMS | MISO_W | Internal | Summer | B3 | 75 | 1137 | 0.06 | 56.68 | 56.67 | 0.01 | 0
2015 | MISO_WUMS_2_MISO_W | MISO_WUMS | MISO_W | Internal | Summer | B4 | 100 | 1137 | 247.27 | 55.68 | 55.69 | 0.01 | 0
2015 | MISO_WUMS_2_MISO_W | MISO_WUMS | MISO_W | Internal | Summer | B5 | 200 | 1137 | 803.68 | 48.26 | 48.27 | 0.01 | 0
2015 | MISO_WUMS_2_MISO_W | MISO_WUMS | MISO_W | Internal | Summer | B6 | 300 | 1137 | 725.28 | 40.67 | 40.68 | 0.01 | 0
2015 | MISO_WUMS_2_MISO_W | MISO_WUMS | MISO_W | Internal | Summer | B7 | 400 | 1137 | 0.01 | 35.93 | 35.91 | 0.01 | 0
2015 | MISO_WUMS_2_MISO_W | MISO_WUMS | MISO_W | Internal | Summer | B8 | 500 | 1137 | 0 | 33.95 | 33.93 | 0.01 | 0
2015 | MISO_WUMS_2_MISO_W | MISO_WUMS | MISO_W | Internal | Summer | B9 | 800 | 1137 | 0 | 32.92 | 32.9 | 0.01 | 0
2015 | MISO_WUMS_2_MISO_W | MISO_WUMS | MISO_W | Internal | Summer | B10 | 1262 | 1137 | 0 | 31.97 | 30.87 | 0.01 | 0
2015 | MISO_WUMS_2_MISO_W | MISO_WUMS | MISO_W | Internal | Winter | B16 | 25 | 1137 | 0.19 | 46.8 | 46.79 | 0.01 | 0
2015 | MISO_WUMS_2_MISO_W | MISO_WUMS | MISO_W | Internal | Winter | B17 | 100 | 1137 | 0.05 | 41.22 | 41.21 | 0.01 | 0
2015 | MISO_WUMS_2_MISO_W | MISO_WUMS | MISO_W | Internal | Winter | B18 | 400 | 1137 | 0.02 | 37.97 | 37.97 | 0.01 | 0
2015 | MISO_WUMS_2_MISO_W | MISO_WUMS | MISO_W | Internal | Winter | B19 | 700 | 1137 | 421.87 | 36.55 | 36.56 | 0.01 | 0
2015 | MISO_WUMS_2_MISO_W | MISO_WUMS | MISO_W | Internal | Winter | B20 | 935 | 1137 | 0 | 32.99 | 32.7 | 0.01 | 0
2015 | MISO_WUMS_2_PJM_ROR | MISO_WUMS | PJM_ROR | Internal | Shoulder | B11 | 25 | 1600 | 0 | 47.03 | 48.24 | 2 | 0
2015 | MISO_WUMS_2_PJM_ROR | MISO_WUMS | PJM_ROR | Internal | Shoulder | B12 | 200 | 1600 | 374.27 | 39.52 | 41.52 | 2 | 0
2015 | MISO_WUMS_2_PJM_ROR | MISO_WUMS | PJM_ROR | Internal | Shoulder | B13 | 600 | 1600 | 927.8 | 37.26 | 39.26 | 2 | 0
2015 | MISO_WUMS_2_PJM_ROR | MISO_WUMS | PJM_ROR | Internal | Shoulder | B14 | 900 | 1600 | 0.01 | 35.68 | 37.67 | 2 | 0
2015 | MISO_WUMS_2_PJM_ROR | MISO_WUMS | PJM_ROR | Internal | Shoulder | B15 | 1203 | 1600 | 0 | 33.55 | 34.4 | 2 | 0
2015 | MISO_WUMS_2_PJM_ROR | MISO_WUMS | PJM_ROR | Internal | Summer | B1 | 10 | 1600 | 1599.55 | 59.35 | 61.38 | 2 | 0.02
2015 | MISO_WUMS_2_PJM_ROR | MISO_WUMS | PJM_ROR | Internal | Summer | B2 | 25 | 1600 | 0.18 | 56.94 | 58.92 | 2 | 0
2015 | MISO_WUMS_2_PJM_ROR | MISO_WUMS | PJM_ROR | Internal | Summer | B3 | 75 | 1600 | 0 | 56.68 | 56.94 | 2 | 0
2015 | MISO_WUMS_2_PJM_ROR | MISO_WUMS | PJM_ROR | Internal | Summer | B4 | 100 | 1600 | 0 | 55.68 | 53.97 | 2 | 0
2015 | MISO_WUMS_2_PJM_ROR | MISO_WUMS | PJM_ROR | Internal | Summer | B5 | 200 | 1600 | 0 | 48.26 | 48.52 | 2 | 0
2015 | MISO_WUMS_2_PJM_ROR | MISO_WUMS | PJM_ROR | Internal | Summer | B6 | 300 | 1600 | 0 | 40.67 | 41.68 | 2 | 0
2015 | MISO_WUMS_2_PJM_ROR | MISO_WUMS | PJM_ROR | Internal | Summer | B7 | 400 | 1600 | 492.58 | 35.93 | 37.93 | 2 | 0
2015 | MISO_WUMS_2_PJM_ROR | MISO_WUMS | PJM_ROR | Internal | Summer | B8 | 500 | 1600 | 752.84 | 33.95 | 35.95 | 2 | 0
2015 | MISO_WUMS_2_PJM_ROR | MISO_WUMS | PJM_ROR | Internal | Summer | B9 | 800 | 1600 | 0 | 32.92 | 34.73 | 2 | 0
2015 | MISO_WUMS_2_PJM_ROR | MISO_WUMS | PJM_ROR | Internal | Summer | B10 | 1262 | 1600 | 0 | 31.97 | 32.48 | 2 | 0
2015 | MISO_WUMS_2_PJM_ROR | MISO_WUMS | PJM_ROR | Internal | Winter | B16 | 25 | 1600 | 1510.09 | 46.8 | 48.8 | 2 | 0
2015 | MISO_WUMS_2_PJM_ROR | MISO_WUMS | PJM_ROR | Internal | Winter | B17 | 100 | 1600 | 1599.95 | 41.22 | 43.24 | 2 | 0.02
2015 | MISO_WUMS_2_PJM_ROR | MISO_WUMS | PJM_ROR | Internal | Winter | B18 | 400 | 1600 | 235.85 | 37.97 | 39.97 | 2 | 0
2015 | MISO_WUMS_2_PJM_ROR | MISO_WUMS | PJM_ROR | Internal | Winter | B19 | 700 | 1600 | 0 | 36.55 | 37.62 | 2 | 0
2015 | MISO_WUMS_2_PJM_ROR | MISO_WUMS | PJM_ROR | Internal | Winter | B20 | 935 | 1600 | 0 | 32.99 | 34.29 | 2 | 0
2015 | NE_2_MAPP_US | NE | MAPP_US | Internal | Shoulder | B11 | 25 | 1600 | 0 | 47.04 | 40.04 | 5 | 0
2015 | NE_2_MAPP_US | NE | MAPP_US | Internal | Shoulder | B12 | 200 | 1600 | 0 | 37.99 | 32.5 | 5 | 0
2015 | NE_2_MAPP_US | NE | MAPP_US | Internal | Shoulder | B13 | 600 | 1600 | 0 | 37.25 | 30.25 | 5 | 0
2015 | NE_2_MAPP_US | NE | MAPP_US | Internal | Shoulder | B14 | 900 | 1600 | 0 | 36.33 | 29.33 | 5 | 0
2015 | NE_2_MAPP_US | NE | MAPP_US | Internal | Shoulder | B15 | 1203 | 1600 | 0 | 36.25 | 29.25 | 5 | 0
2015 | NE_2_MAPP_US | NE | MAPP_US | Internal | Summer | B1 | 10 | 1600 | 0 | 58.75 | 52.37 | 5 | 0
2015 | NE_2_MAPP_US | NE | MAPP_US | Internal | Summer | B2 | 25 | 1600 | 0 | 57.36 | 50.36 | 5 | 0
2015 | NE_2_MAPP_US | NE | MAPP_US | Internal | Summer | B3 | 75 | 1600 | 0 | 57.36 | 50.36 | 5 | 0
2015 | NE_2_MAPP_US | NE | MAPP_US | Internal | Summer | B4 | 100 | 1600 | 0 | 56.95 | 49.95 | 5 | 0
2015 | NE_2_MAPP_US | NE | MAPP_US | Internal | Summer | B5 | 200 | 1600 | 0 | 52.81 | 45.81 | 5 | 0
2015 | NE_2_MAPP_US | NE | MAPP_US | Internal | Summer | B6 | 300 | 1600 | 0 | 41.34 | 34.34 | 5 | 0
2015 | NE_2_MAPP_US | NE | MAPP_US | Internal | Summer | B7 | 400 | 1600 | 0 | 35.91 | 28.91 | 5 | 0
2015 | NE_2_MAPP_US | NE | MAPP_US | Internal | Summer | B8 | 500 | 1600 | 0 | 34.05 | 27.05 | 5 | 0
2015 | NE_2_MAPP_US | NE | MAPP_US | Internal | Summer | B9 | 800 | 1600 | 0 | 34.05 | 27.05 | 5 | 0
2015 | NE_2_MAPP_US | NE | MAPP_US | Internal | Summer | B10 | 1262 | 1600 | 0 | 32.57 | 25.87 | 5 | 0
2015 | NE_2_MAPP_US | NE | MAPP_US | Internal | Winter | B16 | 25 | 1600 | 0 | 46.77 | 39.79 | 5 | 0
2015 | NE_2_MAPP_US | NE | MAPP_US | Internal | Winter | B17 | 100 | 1600 | 0 | 38.71 | 34.21 | 5 | 0
2015 | NE_2_MAPP_US | NE | MAPP_US | Internal | Winter | B18 | 400 | 1600 | 0 | 38.62 | 31.62 | 5 | 0
2015 | NE_2_MAPP_US | NE | MAPP_US | Internal | Winter | B19 | 700 | 1600 | 0 | 38.62 | 31.62 | 5 | 0
2015 | NE_2_MAPP_US | NE | MAPP_US | Internal | Winter | B20 | 935 | 1600 | 0 | 33.93 | 26.93 | 5 | 0
2015 | NE_2_MISO_W | NE | MISO_W | Internal | Shoulder | B11 | 25 | 1600 | 0 | 47.04 | 47.04 | 5 | 0
2015 | NE_2_MISO_W | NE | MISO_W | Internal | Shoulder | B12 | 200 | 1600 | 0 | 37.99 | 39.5 | 5 | 0
2015 | NE_2_MISO_W | NE | MISO_W | Internal | Shoulder | B13 | 600 | 1600 | 0 | 37.25 | 37.25 | 5 | 0
2015 | NE_2_MISO_W | NE | MISO_W | Internal | Shoulder | B14 | 900 | 1600 | 0 | 36.33 | 35.67 | 5 | 0
2015 | NE_2_MISO_W | NE | MISO_W | Internal | Shoulder | B15 | 1203 | 1600 | 0 | 36.25 | 33.56 | 5 | 0
2015 | NE_2_MISO_W | NE | MISO_W | Internal | Summer | B1 | 10 | 1600 | 0 | 58.75 | 59.37 | 5 | 0
2015 | NE_2_MISO_W | NE | MISO_W | Internal | Summer | B2 | 25 | 1600 | 0 | 57.36 | 56.93 | 5 | 0
2015 | NE_2_MISO_W | NE | MISO_W | Internal | Summer | B3 | 75 | 1600 | 0 | 57.36 | 56.67 | 5 | 0
2015 | NE_2_MISO_W | NE | MISO_W | Internal | Summer | B4 | 100 | 1600 | 0 | 56.95 | 55.69 | 5 | 0
2015 | NE_2_MISO_W | NE | MISO_W | Internal | Summer | B5 | 200 | 1600 | 0 | 52.81 | 48.27 | 5 | 0
2015 | NE_2_MISO_W | NE | MISO_W | Internal | Summer | B6 | 300 | 1600 | 0 | 41.34 | 40.68 | 5 | 0
2015 | NE_2_MISO_W | NE | MISO_W | Internal | Summer | B7 | 400 | 1600 | 0 | 35.91 | 35.91 | 5 | 0
2015 | NE_2_MISO_W | NE | MISO_W | Internal | Summer | B8 | 500 | 1600 | 0 | 34.05 | 33.93 | 5 | 0
2015 | NE_2_MISO_W | NE | MISO_W | Internal | Summer | B9 | 800 | 1600 | 0 | 34.05 | 32.9 | 5 | 0
2015 | NE_2_MISO_W | NE | MISO_W | Internal | Summer | B10 | 1262 | 1600 | 0 | 32.57 | 30.87 | 5 | 0
2015 | NE_2_MISO_W | NE | MISO_W | Internal | Winter | B16 | 25 | 1600 | 0 | 46.77 | 46.79 | 5 | 0
2015 | NE_2_MISO_W | NE | MISO_W | Internal | Winter | B17 | 100 | 1600 | 0 | 38.71 | 41.21 | 5 | 0
2015 | NE_2_MISO_W | NE | MISO_W | Internal | Winter | B18 | 400 | 1600 | 0 | 38.62 | 37.97 | 5 | 0
2015 | NE_2_MISO_W | NE | MISO_W | Internal | Winter | B19 | 700 | 1600 | 0 | 38.62 | 36.56 | 5 | 0
2015 | NE_2_MISO_W | NE | MISO_W | Internal | Winter | B20 | 935 | 1600 | 0 | 33.93 | 32.7 | 5 | 0
2015 | NE_2_SPP_N | NE | SPP_N | Internal | Shoulder | B11 | 25 | 1800 | 1800 | 47.04 | 54.04 | 0.01 | 6.99
2015 | NE_2_SPP_N | NE | SPP_N | Internal | Shoulder | B12 | 200 | 1800 | 928.08 | 37.99 | 38 | 0.01 | 0
2015 | NE_2_SPP_N | NE | SPP_N | Internal | Shoulder | B13 | 600 | 1800 | 1428.3 | 37.25 | 37.26 | 0.01 | 0
2015 | NE_2_SPP_N | NE | SPP_N | Internal | Shoulder | B14 | 900 | 1800 | 1346.2 | 36.33 | 36.34 | 0.01 | 0
2015 | NE_2_SPP_N | NE | SPP_N | Internal | Shoulder | B15 | 1203 | 1800 | 1744.14 | 36.25 | 36.26 | 0.01 | 0
2015 | NE_2_SPP_N | NE | SPP_N | Internal | Summer | B1 | 10 | 1800 | 1327.36 | 58.75 | 58.76 | 0.01 | 0
2015 | NE_2_SPP_N | NE | SPP_N | Internal | Summer | B2 | 25 | 1800 | 1800 | 57.36 | 58.76 | 0.01 | 1.4
2015 | NE_2_SPP_N | NE | SPP_N | Internal | Summer | B3 | 75 | 1800 | 1800 | 57.36 | 58.76 | 0.01 | 1.4
2015 | NE_2_SPP_N | NE | SPP_N | Internal | Summer | B4 | 100 | 1800 | 1354.6 | 56.95 | 56.96 | 0.01 | 0
2015 | NE_2_SPP_N | NE | SPP_N | Internal | Summer | B5 | 200 | 1800 | 1483.04 | 52.81 | 52.82 | 0.01 | 0
2015 | NE_2_SPP_N | NE | SPP_N | Internal | Summer | B6 | 300 | 1800 | 1800 | 41.34 | 47.68 | 0.01 | 6.33
2015 | NE_2_SPP_N | NE | SPP_N | Internal | Summer | B7 | 400 | 1800 | 1800 | 35.91 | 42.19 | 0.01 | 6.26
2015 | NE_2_SPP_N | NE | SPP_N | Internal | Summer | B8 | 500 | 1800 | 1800 | 34.05 | 36.69 | 0.01 | 2.63
2015 | NE_2_SPP_N | NE | SPP_N | Internal | Summer | B9 | 800 | 1800 | 1800 | 34.05 | 35.12 | 0.01 | 1.05
2015 | NE_2_SPP_N | NE | SPP_N | Internal | Summer | B10 | 1262 | 1800 | 1800 | 32.57 | 34.55 | 0.01 | 1.96
2015 | NE_2_SPP_N | NE | SPP_N | Internal | Winter | B16 | 25 | 1800 | 1120.02 | 46.77 | 46.78 | 0.01 | 0
2015 | NE_2_SPP_N | NE | SPP_N | Internal | Winter | B17 | 100 | 1800 | 1129.84 | 38.71 | 38.72 | 0.01 | 0
2015 | NE_2_SPP_N | NE | SPP_N | Internal | Winter | B18 | 400 | 1800 | 1799.99 | 38.62 | 38.67 | 0.01 | 0.04
2015 | NE_2_SPP_N | NE | SPP_N | Internal | Winter | B19 | 700 | 1800 | 1552.36 | 38.62 | 38.63 | 0.01 | 0
2015 | NE_2_SPP_N | NE | SPP_N | Internal | Winter | B20 | 935 | 1800 | 1800 | 33.93 | 38.07 | 0.01 | 4.13
2015 | NEISO_2_NYISO_A-F | NEISO | NYISO_A-F | Internal | Shoulder | B11 | 25 | 600 | 599.99 | 36.73 | 40.25 | 3 | 0.53
2015 | NEISO_2_NYISO_A-F | NEISO | NYISO_A-F | Internal | Shoulder | B12 | 200 | 600 | 311.39 | 36.73 | 39.73 | 3 | 0
2015 | NEISO_2_NYISO_A-F | NEISO | NYISO_A-F | Internal | Shoulder | B13 | 600 | 600 | 0 | 36.73 | 38.42 | 3 | 0
2015 | NEISO_2_NYISO_A-F | NEISO | NYISO_A-F | Internal | Shoulder | B14 | 900 | 600 | 0 | 36.73 | 38.42 | 3 | 0
2015 | NEISO_2_NYISO_A-F | NEISO | NYISO_A-F | Internal | Shoulder | B15 | 1203 | 600 | 0 | 36.73 | 38.42 | 3 | 0
2015 | NEISO_2_NYISO_A-F | NEISO | NYISO_A-F | Internal | Summer | B1 | 10 | 600 | 0 | 65.04 | 54.03 | 3 | 0
2015 | NEISO_2_NYISO_A-F | NEISO | NYISO_A-F | Internal | Summer | B2 | 25 | 600 | 0 | 53.66 | 51.8 | 3 | 0
2015 | NEISO_2_NYISO_A-F | NEISO | NYISO_A-F | Internal | Summer | B3 | 75 | 600 | 0 | 47.82 | 48.95 | 3 | 0
2015 | NEISO_2_NYISO_A-F | NEISO | NYISO_A-F | Internal | Summer | B4 | 100 | 600 | 578.64 | 42.28 | 45.28 | 3 | 0
2015 | NEISO_2_NYISO_A-F | NEISO | NYISO_A-F | Internal | Summer | B5 | 200 | 600 | 600 | 34.08 | 43 | 3 | 5.92
2015 | NEISO_2_NYISO_A-F | NEISO | NYISO_A-F | Internal | Summer | B6 | 300 | 600 | 600 | 34.08 | 39.68 | 3 | 2.6
2015 | NEISO_2_NYISO_A-F | NEISO | NYISO_A-F | Internal | Summer | B7 | 400 | 600 | 600 | 34.08 | 39.23 | 3 | 2.15
2015 | NEISO_2_NYISO_A-F | NEISO | NYISO_A-F | Internal | Summer | B8 | 500 | 600 | 600 | 34.08 | 37.59 | 3 | 0.51
2015 | NEISO_2_NYISO_A-F | NEISO | NYISO_A-F | Internal | Summer | B9 | 800 | 600 | 0.01 | 34.08 | 37.07 | 3 | 0
2015 | NEISO_2_NYISO_A-F | NEISO | NYISO_A-F | Internal | Summer | B10 | 1262 | 600 | 0 | 34.08 | 37.07 | 3 | 0
2015 | NEISO_2_NYISO_A-F | NEISO | NYISO_A-F | Internal | Winter | B16 | 25 | 600 | 0 | 44.99 | 45.86 | 3 | 0
2015 | NEISO_2_NYISO_A-F | NEISO | NYISO_A-F | Internal | Winter | B17 | 100 | 600 | 0 | 44.99 | 43.08 | 3 | 0
2015 | NEISO_2_NYISO_A-F | NEISO | NYISO_A-F | Internal | Winter | B18 | 400 | 600 | 0 | 44.99 | 43.08 | 3 | 0
2015 | NEISO_2_NYISO_A-F | NEISO | NYISO_A-F | Internal | Winter | B19 | 700 | 600 | 0 | 44.99 | 43.08 | 3 | 0
2015 | NEISO_2_NYISO_A-F | NEISO | NYISO_A-F | Internal | Winter | B20 | 935 | 600 | 0 | 44.99 | 43.08 | 3 | 0
2015 | NEISO_2_NYISO_G-I | NEISO | NYISO_G-I | Internal | Shoulder | B11 | 25 | 600 | 600 | 36.73 | 40.85 | 3 | 1.12
2015 | NEISO_2_NYISO_G-I | NEISO | NYISO_G-I | Internal | Shoulder | B12 | 200 | 600 | 600 | 36.73 | 40.85 | 3 | 1.12
2015 | NEISO_2_NYISO_G-I | NEISO | NYISO_G-I | Internal | Shoulder | B13 | 600 | 600 | 226.31 | 36.73 | 39.73 | 3 | 0
2015 | NEISO_2_NYISO_G-I | NEISO | NYISO_G-I | Internal | Shoulder | B14 | 900 | 600 | 0 | 36.73 | 39.38 | 3 | 0
2015 | NEISO_2_NYISO_G-I | NEISO | NYISO_G-I | Internal | Shoulder | B15 | 1203 | 600 | 0 | 36.73 | 38.43 | 3 | 0
2015 | NEISO_2_NYISO_G-I | NEISO | NYISO_G-I | Internal | Summer | B1 | 10 | 600 | 0.87 | 65.04 | 68.03 | 3 | 0
2015 | NEISO_2_NYISO_G-I | NEISO | NYISO_G-I | Internal | Summer | B2 | 25 | 600 | 0 | 53.66 | 54.06 | 3 | 0
2015 | NEISO_2_NYISO_G-I | NEISO | NYISO_G-I | Internal | Summer | B3 | 75 | 600 | 0 | 47.82 | 50.14 | 3 | 0
2015 | NEISO_2_NYISO_G-I | NEISO | NYISO_G-I | Internal | Summer | B4 | 100 | 600 | 600 | 42.28 | 50.14 | 3 | 4.86
2015 | NEISO_2_NYISO_G-I | NEISO | NYISO_G-I | Internal | Summer | B5 | 200 | 600 | 600 | 34.08 | 50.14 | 3 | 13.05
2015 | NEISO_2_NYISO_G-I | NEISO | NYISO_G-I | Internal | Summer | B6 | 300 | 600 | 600 | 34.08 | 47.71 | 3 | 10.63
2015 | NEISO_2_NYISO_G-I | NEISO | NYISO_G-I | Internal | Summer | B7 | 400 | 600 | 600 | 34.08 | 39.25 | 3 | 2.16
2015 | NEISO_2_NYISO_G-I | NEISO | NYISO_G-I | Internal | Summer | B8 | 500 | 600 | 600 | 34.08 | 37.75 | 3 | 0.67
2015 | NEISO_2_NYISO_G-I | NEISO | NYISO_G-I | Internal | Summer | B9 | 800 | 600 | 394.55 | 34.08 | 37.08 | 3 | 0
2015 | NEISO_2_NYISO_G-I | NEISO | NYISO_G-I | Internal | Summer | B10 | 1262 | 600 | 257.22 | 34.08 | 37.08 | 3 | 0
2015 | NEISO_2_NYISO_G-I | NEISO | NYISO_G-I | Internal | Winter | B16 | 25 | 600 | 600 | 44.99 | 51.77 | 3 | 3.78
2015 | NEISO_2_NYISO_G-I | NEISO | NYISO_G-I | Internal | Winter | B17 | 100 | 600 | 600 | 44.99 | 51.49 | 3 | 3.5
2015 | NEISO_2_NYISO_G-I | NEISO | NYISO_G-I | Internal | Winter | B18 | 400 | 600 | 600 | 44.99 | 50.29 | 3 | 2.3
2015 | NEISO_2_NYISO_G-I | NEISO | NYISO_G-I | Internal | Winter | B19 | 700 | 600 | 480.85 | 44.99 | 47.99 | 3 | 0
2015 | NEISO_2_NYISO_G-I | NEISO | NYISO_G-I | Internal | Winter | B20 | 935 | 600 | 0 | 44.99 | 46.43 | 3 | 0
2015 | NEISO_2_NYISO_J-K | NEISO | NYISO_J-K | Internal | Shoulder | B11 | 25 | 430 | 430 | 36.73 | 40.86 | 3 | 1.13
2015 | NEISO_2_NYISO_J-K | NEISO | NYISO_J-K | Internal | Shoulder | B12 | 200 | 430 | 430 | 36.73 | 40.86 | 3 | 1.13
2015 | NEISO_2_NYISO_J-K | NEISO | NYISO_J-K | Internal | Shoulder | B13 | 600 | 430 | 429.98 | 36.73 | 39.74 | 3 | 0.01
2015 | NEISO_2_NYISO_J-K | NEISO | NYISO_J-K | Internal | Shoulder | B14 | 900 | 430 | 0 | 36.73 | 39.39 | 3 | 0
2015 | NEISO_2_NYISO_J-K | NEISO | NYISO_J-K | Internal | Shoulder | B15 | 1203 | 430 | 0 | 36.73 | 38.44 | 3 | 0
2015 | NEISO_2_NYISO_J-K | NEISO | NYISO_J-K | Internal | Summer | B1 | 10 | 430 | 273.25 | 65.04 | 68.04 | 3 | 0
2015 | NEISO_2_NYISO_J-K | NEISO | NYISO_J-K | Internal | Summer | B2 | 25 | 430 | 0 | 53.66 | 54.07 | 3 | 0
2015 | NEISO_2_NYISO_J-K | NEISO | NYISO_J-K | Internal | Summer | B3 | 75 | 430 | 0 | 47.82 | 50.15 | 3 | 0
2015 | NEISO_2_NYISO_J-K | NEISO | NYISO_J-K | Internal | Summer | B4 | 100 | 430 | 430 | 42.28 | 50.15 | 3 | 4.87
2015 | NEISO_2_NYISO_J-K | NEISO | NYISO_J-K | Internal | Summer | B5 | 200 | 430 | 430 | 34.08 | 50.15 | 3 | 13.07
2015 | NEISO_2_NYISO_J-K | NEISO | NYISO_J-K | Internal | Summer | B6 | 300 | 430 | 430 | 34.08 | 47.72 | 3 | 10.64
2015 | NEISO_2_NYISO_J-K | NEISO | NYISO_J-K | Internal | Summer | B7 | 400 | 430 | 430 | 34.08 | 39.26 | 3 | 2.18
2015 | NEISO_2_NYISO_J-K | NEISO | NYISO_J-K | Internal | Summer | B8 | 500 | 430 | 430 | 34.08 | 37.77 | 3 | 0.69
2015 | NEISO_2_NYISO_J-K | NEISO | NYISO_J-K | Internal | Summer | B9 | 800 | 430 | 429.99 | 34.08 | 37.09 | 3 | 0.01
2015 | NEISO_2_NYISO_J-K | NEISO | NYISO_J-K | Internal | Summer | B10 | 1262 | 430 | 429.99 | 34.08 | 37.09 | 3 | 0.01
2015 | NEISO_2_NYISO_J-K | NEISO | NYISO_J-K | Internal | Winter | B16 | 25 | 430 | 430 | 44.99 | 51.78 | 3 | 3.79
2015 | NEISO_2_NYISO_J-K | NEISO | NYISO_J-K | Internal | Winter | B17 | 100 | 430 | 430 | 44.99 | 51.5 | 3 | 3.51
2015 | NEISO_2_NYISO_J-K | NEISO | NYISO_J-K | Internal | Winter | B18 | 400 | 430 | 430 | 44.99 | 50.3 | 3 | 2.31
2015 | NEISO_2_NYISO_J-K | NEISO | NYISO_J-K | Internal | Winter | B19 | 700 | 430 | 430 | 44.99 | 48.68 | 3 | 0.69
2015 | NEISO_2_NYISO_J-K | NEISO | NYISO_J-K | Internal | Winter | B20 | 935 | 430 | 0 | 44.99 | 46.44 | 3 | 0
2015 | NonRTO_Midwest_2_MISO_IN | NonRTO_Midwest | MISO_IN | Internal | Shoulder | B11 | 25 | 4450 | 0 | 55.03 | 47.03 | 8 | 0
2015 | NonRTO_Midwest_2_MISO_IN | NonRTO_Midwest | MISO_IN | Internal | Shoulder | B12 | 200 | 4450 | 0 | 47.52 | 39.52 | 8 | 0
2015 | NonRTO_Midwest_2_MISO_IN | NonRTO_Midwest | MISO_IN | Internal | Shoulder | B13 | 600 | 4450 | 0 | 44.24 | 37.25 | 8 | 0
2015 | NonRTO_Midwest_2_MISO_IN | NonRTO_Midwest | MISO_IN | Internal | Shoulder | B14 | 900 | 4450 | 0 | 35.32 | 35.67 | 8 | 0
2015 | NonRTO_Midwest_2_MISO_IN | NonRTO_Midwest | MISO_IN | Internal | Shoulder | B15 | 1203 | 4450 | 0 | 33.34 | 33.47 | 8 | 0
2015 | NonRTO_Midwest_2_MISO_IN | NonRTO_Midwest | MISO_IN | Internal | Summer | B1 | 10 | 4450 | 0 | 63.36 | 59.38 | 8 | 0
2015 | NonRTO_Midwest_2_MISO_IN | NonRTO_Midwest | MISO_IN | Internal | Summer | B2 | 25 | 4450 | 0 | 63.36 | 56.93 | 8 | 0
2015 | NonRTO_Midwest_2_MISO_IN | NonRTO_Midwest | MISO_IN | Internal | Summer | B3 | 75 | 4450 | 0 | 63.36 | 55.36 | 8 | 0
2015 | NonRTO_Midwest_2_MISO_IN | NonRTO_Midwest | MISO_IN | Internal | Summer | B4 | 100 | 4450 | 0 | 59.99 | 51.99 | 8 | 0
2015 | NonRTO_Midwest_2_MISO_IN | NonRTO_Midwest | MISO_IN | Internal | Summer | B5 | 200 | 4450 | 0 | 54.51 | 46.51 | 8 | 0
2015 | NonRTO_Midwest_2_MISO_IN | NonRTO_Midwest | MISO_IN | Internal | Summer | B6 | 300 | 4450 | 0 | 45.96 | 39.7 | 8 | 0
2015 | NonRTO_Midwest_2_MISO_IN | NonRTO_Midwest | MISO_IN | Internal | Summer | B7 | 400 | 4450 | 0 | 35.32 | 35.91 | 8 | 0
2015 | NonRTO_Midwest_2_MISO_IN | NonRTO_Midwest | MISO_IN | Internal | Summer | B8 | 500 | 4450 | 0 | 33.95 | 33.95 | 8 | 0
2015 | NonRTO_Midwest_2_MISO_IN | NonRTO_Midwest | MISO_IN | Internal | Summer | B9 | 800 | 4450 | 0 | 33.34 | 33.29 | 8 | 0
2015 | NonRTO_Midwest_2_MISO_IN | NonRTO_Midwest | MISO_IN | Internal | Summer | B10 | 1262 | 4450 | 0 | 33.02 | 32.22 | 8 | 0
2015 | NonRTO_Midwest_2_MISO_IN | NonRTO_Midwest | MISO_IN | Internal | Winter | B16 | 25 | 4450 | 0 | 54.81 | 46.81 | 8 | 0
2015 | NonRTO_Midwest_2_MISO_IN | NonRTO_Midwest | MISO_IN | Internal | Winter | B17 | 100 | 4450 | 0 | 49.24 | 41.24 | 8 | 0
2015 | NonRTO_Midwest_2_MISO_IN | NonRTO_Midwest | MISO_IN | Internal | Winter | B18 | 400 | 4450 | 0 | 45.97 | 37.97 | 8 | 0
2015 | NonRTO_Midwest_2_MISO_IN | NonRTO_Midwest | MISO_IN | Internal | Winter | B19 | 700 | 4450 | 0 | 35.38 | 35.64 | 8 | 0
2015 | NonRTO_Midwest_2_MISO_IN | NonRTO_Midwest | MISO_IN | Internal | Winter | B20 | 935 | 4450 | 0 | 33.37 | 33.31 | 8 | 0
2015 | NonRTO_Midwest_2_TVA_Transmission | NonRTO_Midwest | TVA_Transmission | Internal | Shoulder | B11 | 25 | 2400 | 0 | 55.03 | 53.89 | 8 | 0
2015 | NonRTO_Midwest_2_TVA_Transmission | NonRTO_Midwest | TVA_Transmission | Internal | Shoulder | B12 | 200 | 2400 | 0 | 47.52 | 43.15 | 8 | 0
2015 | NonRTO_Midwest_2_TVA_Transmission | NonRTO_Midwest | TVA_Transmission | Internal | Shoulder | B13 | 600 | 2400 | 0 | 44.24 | 41.27 | 8 | 0
2015 | NonRTO_Midwest_2_TVA_Transmission | NonRTO_Midwest | TVA_Transmission | Internal | Shoulder | B14 | 900 | 2400 | 0 | 35.32 | 39.97 | 8 | 0
2015 | NonRTO_Midwest_2_TVA_Transmission | NonRTO_Midwest | TVA_Transmission | Internal | Shoulder | B15 | 1203 | 2400 | 0 | 33.34 | 39.03 | 8 | 0
2015 | NonRTO_Midwest_2_TVA_Transmission | NonRTO_Midwest | TVA_Transmission | Internal | Summer | B1 | 10 | 2400 | 0 | 63.36 | 67.38 | 8 | 0
2015 | NonRTO_Midwest_2_TVA_Transmission | NonRTO_Midwest | TVA_Transmission | Internal | Summer | B2 | 25 | 2400 | 0 | 63.36 | 64.92 | 8 | 0
2015 | NonRTO_Midwest_2_TVA_Transmission | NonRTO_Midwest | TVA_Transmission | Internal | Summer | B3 | 75 | 2400 | 0 | 63.36 | 62.94 | 8 | 0
2015 | NonRTO_Midwest_2_TVA_Transmission | NonRTO_Midwest | TVA_Transmission | Internal | Summer | B4 | 100 | 2400 | 0 | 59.99 | 59.97 | 8 | 0
2015 | NonRTO_Midwest_2_TVA_Transmission | NonRTO_Midwest | TVA_Transmission | Internal | Summer | B5 | 200 | 2400 | 0 | 54.51 | 52.67 | 8 | 0
2015 | NonRTO_Midwest_2_TVA_Transmission | NonRTO_Midwest | TVA_Transmission | Internal | Summer | B6 | 300 | 2400 | 0 | 45.96 | 45.4 | 8 | 0
2015 | NonRTO_Midwest_2_TVA_Transmission | NonRTO_Midwest | TVA_Transmission | Internal | Summer | B7 | 400 | 2400 | 0 | 35.32 | 41.86 | 8 | 0
2015 | NonRTO_Midwest_2_TVA_Transmission | NonRTO_Midwest | TVA_Transmission | Internal | Summer | B8 | 500 | 2400 | 0 | 33.95 | 38.85 | 8 | 0
2015 | NonRTO_Midwest_2_TVA_Transmission | NonRTO_Midwest | TVA_Transmission | Internal | Summer | B9 | 800 | 2400 | 0 | 33.34 | 38.27 | 8 | 0
2015 | NonRTO_Midwest_2_TVA_Transmission | NonRTO_Midwest | TVA_Transmission | Internal | Summer | B10 | 1262 | 2400 | 0 | 33.02 | 36.22 | 8 | 0
2015 | NonRTO_Midwest_2_TVA_Transmission | NonRTO_Midwest | TVA_Transmission | Internal | Winter | B16 | 25 | 2400 | 0 | 54.81 | 54.69 | 8 | 0
2015 | NonRTO_Midwest_2_TVA_Transmission | NonRTO_Midwest | TVA_Transmission | Internal | Winter | B17 | 100 | 2400 | 0 | 49.24 | 45.16 | 8 | 0
2015 | NonRTO_Midwest_2_TVA_Transmission | NonRTO_Midwest | TVA_Transmission | Internal | Winter | B18 | 400 | 2400 | 0 | 45.97 | 42.12 | 8 | 0
2015 | NonRTO_Midwest_2_TVA_Transmission | NonRTO_Midwest | TVA_Transmission | Internal | Winter | B19 | 700 | 2400 | 0 | 35.38 | 40.07 | 8 | 0
2015 | NonRTO_Midwest_2_TVA_Transmission | NonRTO_Midwest | TVA_Transmission | Internal | Winter | B20 | 935 | 2400 | 0 | 33.37 | 38.95 | 8 | 0
2015 | NYISO_A-F_2_IESO | NYISO_A-F | IESO | Internal | Shoulder | B11 | 25 | 1600 | 0 | 40.25 | 28.67 | 7 | 0
2015 | NYISO_A-F_2_IESO | NYISO_A-F | IESO | Internal | Shoulder | B12 | 200 | 1600 | 0 | 39.73 | 32.49 | 7 | 0
2015 | NYISO_A-F_2_IESO | NYISO_A-F | IESO | Internal | Shoulder | B13 | 600 | 1600 | 0 | 38.42 | 28.67 | 7 | 0
2015 | NYISO_A-F_2_IESO | NYISO_A-F | IESO | Internal | Shoulder | B14 | 900 | 1600 | 0 | 38.42 | 28.67 | 7 | 0
2015 | NYISO_A-F_2_IESO | NYISO_A-F | IESO | Internal | Shoulder | B15 | 1203 | 1600 | 0 | 38.42 | 28.67 | 7 | 0
2015 | NYISO_A-F_2_IESO | NYISO_A-F | IESO | Internal | Summer | B1 | 10 | 1600 | 0 | 54.03 | 47.03 | 7 | 0
2015 | NYISO_A-F_2_IESO | NYISO_A-F | IESO | Internal | Summer | B2 | 25 | 1600 | 0 | 51.8 | 44.8 | 7 | 0
2015 | NYISO_A-F_2_IESO | NYISO_A-F | IESO | Internal | Summer | B3 | 75 | 1600 | 0 | 48.95 | 41.95 | 7 | 0
2015 | NYISO_A-F_2_IESO | NYISO_A-F | IESO | Internal | Summer | B4 | 100 | 1600 | 0 | 45.28 | 38.28 | 7 | 0
2015 | NYISO_A-F_2_IESO | NYISO_A-F | IESO | Internal | Summer | B5 | 200 | 1600 | 0 | 43 | 36 | 7 | 0
2015 | NYISO_A-F_2_IESO | NYISO_A-F | IESO | Internal | Summer | B6 | 300 | 1600 | 0 | 39.68 | 32.68 | 7 | 0
2015 | NYISO_A-F_2_IESO | NYISO_A-F | IESO | Internal | Summer | B7 | 400 | 1600 | 0 | 39.23 | 28.93 | 7 | 0
2015 | NYISO_A-F_2_IESO | NYISO_A-F | IESO | Internal | Summer | B8 | 500 | 1600 | 0 | 37.59 | 26.97 | 7 | 0
2015 | NYISO_A-F_2_IESO | NYISO_A-F | IESO | Internal | Summer | B9 | 800 | 1600 | 0 | 37.07 | 26.97 | 7 | 0
2015 | NYISO_A-F_2_IESO | NYISO_A-F | IESO | Internal | Summer | B10 | 1262 | 1600 | 0 | 37.07 | 26.97 | 7 | 0
2015 | NYISO_A-F_2_IESO | NYISO_A-F | IESO | Internal | Winter | B16 | 25 | 1600 | 0 | 45.86 | 38.86 | 7 | 0
2015 | NYISO_A-F_2_IESO | NYISO_A-F | IESO | Internal | Winter | B17 | 100 | 1600 | 0 | 43.08 | 34.24 | 7 | 0
2015 | NYISO_A-F_2_IESO | NYISO_A-F | IESO | Internal | Winter | B18 | 400 | 1600 | 0 | 43.08 | 31.35 | 7 | 0
2015 | NYISO_A-F_2_IESO | NYISO_A-F | IESO | Internal | Winter | B19 | 700 | 1600 | 0 | 43.08 | 31.35 | 7 | 0
2015 | NYISO_A-F_2_IESO | NYISO_A-F | IESO | Internal | Winter | B20 | 935 | 1600 | 0 | 43.08 | 31.35 | 7 | 0
2015 | NYISO_A-F_2_NEISO | NYISO_A-F | NEISO | Internal | Shoulder | B11 | 25 | 600 | 0 | 40.25 | 36.73 | 3 | 0
2015 | NYISO_A-F_2_NEISO | NYISO_A-F | NEISO | Internal | Shoulder | B12 | 200 | 600 | 0 | 39.73 | 36.73 | 3 | 0
2015 | NYISO_A-F_2_NEISO | NYISO_A-F | NEISO | Internal | Shoulder | B13 | 600 | 600 | 0 | 38.42 | 36.73 | 3 | 0
2015 | NYISO_A-F_2_NEISO | NYISO_A-F | NEISO | Internal | Shoulder | B14 | 900 | 600 | 0 | 38.42 | 36.73 | 3 | 0
2015 | NYISO_A-F_2_NEISO | NYISO_A-F | NEISO | Internal | Shoulder | B15 | 1203 | 600 | 0 | 38.42 | 36.73 | 3 | 0
2015 | NYISO_A-F_2_NEISO | NYISO_A-F | NEISO | Internal | Summer | B1 | 10 | 600 | 600 | 54.03 | 65.04 | 3 | 8.01
2015 | NYISO_A-F_2_NEISO | NYISO_A-F | NEISO | Internal | Summer | B2 | 25 | 600 | 0 | 51.8 | 53.66 | 3 | 0
2015 | NYISO_A-F_2_NEISO | NYISO_A-F | NEISO | Internal | Summer | B3 | 75 | 600 | 0 | 48.95 | 47.82 | 3 | 0
2015 | NYISO_A-F_2_NEISO | NYISO_A-F | NEISO | Internal | Summer | B4 | 100 | 600 | 0 | 45.28 | 42.28 | 3 | 0
2015 | NYISO_A-F_2_NEISO | NYISO_A-F | NEISO | Internal | Summer | B5 | 200 | 600 | 0 | 43 | 34.08 | 3 | 0
2015 | NYISO_A-F_2_NEISO | NYISO_A-F | NEISO | Internal | Summer | B6 | 300 | 600 | 0 | 39.68 | 34.08 | 3 | 0
2015 | NYISO_A-F_2_NEISO | NYISO_A-F | NEISO | Internal | Summer | B7 | 400 | 600 | 0 | 39.23 | 34.08 | 3 | 0
2015 | NYISO_A-F_2_NEISO | NYISO_A-F | NEISO | Internal | Summer | B8 | 500 | 600 | 0 | 37.59 | 34.08 | 3 | 0
2015 | NYISO_A-F_2_NEISO | NYISO_A-F | NEISO | Internal | Summer | B9 | 800 | 600 | 0 | 37.07 | 34.08 | 3 | 0
2015 | NYISO_A-F_2_NEISO | NYISO_A-F | NEISO | Internal | Summer | B10 | 1262 | 600 | 0 | 37.07 | 34.08 | 3 | 0
2015 | NYISO_A-F_2_NEISO | NYISO_A-F | NEISO | Internal | Winter | B16 | 25 | 600 | 0 | 45.86 | 44.99 | 3 | 0
2015 | NYISO_A-F_2_NEISO | NYISO_A-F | NEISO | Internal | Winter | B17 | 100 | 600 | 0 | 43.08 | 44.99 | 3 | 0
2015 | NYISO_A-F_2_NEISO | NYISO_A-F | NEISO | Internal | Winter | B18 | 400 | 600 | 0 | 43.08 | 44.99 | 3 | 0
2015 | NYISO_A-F_2_NEISO | NYISO_A-F | NEISO | Internal | Winter | B19 | 700 | 600 | 0 | 43.08 | 44.99 | 3 | 0
2015 | NYISO_A-F_2_NEISO | NYISO_A-F | NEISO | Internal | Winter | B20 | 935 | 600 | 0 | 43.08 | 44.99 | 3 | 0
2015 | NYISO_A-F_2_NYISO_G-I | NYISO_A-F | NYISO_G-I | Internal | Shoulder | B11 | 25 | 4250 | 4249.99 | 40.25 | 40.85 | 0.01 | 0.58
2015 | NYISO_A-F_2_NYISO_G-I | NYISO_A-F | NYISO_G-I | Internal | Shoulder | B12 | 200 | 4250 | 4250 | 39.73 | 40.85 | 0.01 | 1.11
2015 | NYISO_A-F_2_NYISO_G-I | NYISO_A-F | NYISO_G-I | Internal | Shoulder | B13 | 600 | 4250 | 4250 | 38.42 | 39.73 | 0.01 | 1.3
2015 | NYISO_A-F_2_NYISO_G-I | NYISO_A-F | NYISO_G-I | Internal | Shoulder | B14 | 900 | 4250 | 4250 | 38.42 | 39.38 | 0.01 | 0.95
2015 | NYISO_A-F_2_NYISO_G-I | NYISO_A-F | NYISO_G-I | Internal | Shoulder | B15 | 1203 | 4250 | 3258.19 | 38.42 | 38.43 | 0.01 | 0
2015 | NYISO_A-F_2_NYISO_G-I | NYISO_A-F | NYISO_G-I | Internal | Summer | B1 | 10 | 4250 | 4250 | 54.03 | 68.03 | 0.01 | 13.99
2015 | NYISO_A-F_2_NYISO_G-I | NYISO_A-F | NYISO_G-I | Internal | Summer | B2 | 25 | 4250 | 4250 | 51.8 | 54.06 | 0.01 | 2.25
2015 | NYISO_A-F_2_NYISO_G-I | NYISO_A-F | NYISO_G-I | Internal | Summer | B3 | 75 | 4250 | 4250 | 48.95 | 50.14 | 0.01 | 1.17
2015 | NYISO_A-F_2_NYISO_G-I | NYISO_A-F | NYISO_G-I | Internal | Summer | B4 | 100 | 4250 | 4250 | 45.28 | 50.14 | 0.01 | 4.84
2015 | NYISO_A-F_2_NYISO_G-I | NYISO_A-F | NYISO_G-I | Internal | Summer | B5 | 200 | 4250 | 4250 | 43 | 50.14 | 0.01 | 7.12
2015 | NYISO_A-F_2_NYISO_G-I | NYISO_A-F | NYISO_G-I | Internal | Summer | B6 | 300 | 4250 | 4250 | 39.68 | 47.71 | 0.01 | 8.01
2015 | NYISO_A-F_2_NYISO_G-I | NYISO_A-F | NYISO_G-I | Internal | Summer | B7 | 400 | 4250 | 3848.71 | 39.23 | 39.25 | 0.01 | 0
2015 | NYISO_A-F_2_NYISO_G-I | NYISO_A-F | NYISO_G-I | Internal | Summer | B8 | 500 | 4250 | 4250 | 37.59 | 37.75 | 0.01 | 0.15
2015 | NYISO_A-F_2_NYISO_G-I | NYISO_A-F | NYISO_G-I | Internal | Summer | B9 | 800 | 4250 | 3510.06 | 37.07 | 37.08 | 0.01 | 0
2015 | NYISO_A-F_2_NYISO_G-I | NYISO_A-F | NYISO_G-I | Internal | Summer | B10 | 1262 | 4250 | 1455.3 | 37.07 | 37.08 | 0.01 | 0
2015 | NYISO_A-F_2_NYISO_G-I | NYISO_A-F | NYISO_G-I | Internal | Winter | B16 | 25 | 4250 | 4250 | 45.86 | 51.77 | 0.01 | 5.9
2015 | NYISO_A-F_2_NYISO_G-I | NYISO_A-F | NYISO_G-I | Internal | Winter | B17 | 100 | 4250 | 4250 | 43.08 | 51.49 | 0.01 | 8.4
2015 | NYISO_A-F_2_NYISO_G-I | NYISO_A-F | NYISO_G-I | Internal | Winter | B18 | 400 | 4250 | 4250 | 43.08 | 50.29 | 0.01 | 7.2
2015 | NYISO_A-F_2_NYISO_G-I | NYISO_A-F | NYISO_G-I | Internal | Winter | B19 | 700 | 4250 | 4250 | 43.08 | 47.99 | 0.01 | 4.9
2015 | NYISO_A-F_2_NYISO_G-I | NYISO_A-F | NYISO_G-I | Internal | Winter | B20 | 935 | 4250 | 4250 | 43.08 | 46.43 | 0.01 | 3.34
2015 | NYISO_A-F_2_PJM_ROM | NYISO_A-F | PJM_ROM | Internal | Shoulder | B11 | 25 | 1000 | 625.4 | 40.25 | 48.25 | 8 | 0
2015 | NYISO_A-F_2_PJM_ROM | NYISO_A-F | PJM_ROM | Internal | Shoulder | B12 | 200 | 1000 | 0 | 39.73 | 41.53 | 8 | 0
2015 | NYISO_A-F_2_PJM_ROM | NYISO_A-F | PJM_ROM | Internal | Shoulder | B13 | 600 | 1000 | 0 | 38.42 | 39.57 | 8 | 0
2015 | NYISO_A-F_2_PJM_ROM | NYISO_A-F | PJM_ROM | Internal | Shoulder | B14 | 900 | 1000 | 0 | 38.42 | 37.68 | 8 | 0
2015 | NYISO_A-F_2_PJM_ROM | NYISO_A-F | PJM_ROM | Internal | Shoulder | B15 | 1203 | 1000 | 0 | 38.42 | 36.9 | 8 | 0
2015 | NYISO_A-F_2_PJM_ROM | NYISO_A-F | PJM_ROM | Internal | Summer | B1 | 10 | 1000 | 380.18 | 54.03 | 62.03 | 8 | 0
2015 | NYISO_A-F_2_PJM_ROM | NYISO_A-F | PJM_ROM | Internal | Summer | B2 | 25 | 1000 | 0 | 51.8 | 58.93 | 8 | 0
2015 | NYISO_A-F_2_PJM_ROM | NYISO_A-F | PJM_ROM | Internal | Summer | B3 | 75 | 1000 | 832.18 | 48.95 | 56.95 | 8 | 0
2015 | NYISO_A-F_2_PJM_ROM | NYISO_A-F | PJM_ROM | Internal | Summer | B4 | 100 | 1000 | 1000 | 45.28 | 53.99 | 8 | 0.71
2015 | NYISO_A-F_2_PJM_ROM | NYISO_A-F | PJM_ROM | Internal | Summer | B5 | 200 | 1000 | 0 | 43 | 48.53 | 8 | 0
2015 | NYISO_A-F_2_PJM_ROM | NYISO_A-F | PJM_ROM | Internal | Summer | B6 | 300 | 1000 | 0 | 39.68 | 41.7 | 8 | 0
2015 | NYISO_A-F_2_PJM_ROM | NYISO_A-F | PJM_ROM | Internal | Summer | B7 | 400 | 1000 | 0 | 39.23 | 37.94 | 8 | 0
2015 | NYISO_A-F_2_PJM_ROM | NYISO_A-F | PJM_ROM | Internal | Summer | B8 | 500 | 1000 | 0 | 37.59 | 37.43 | 8 | 0
2015 | NYISO_A-F_2_PJM_ROM | NYISO_A-F | PJM_ROM | Internal | Summer | B9 | 800 | 1000 | 0 | 37.07 | 35.21 | 8 | 0
2015 | NYISO_A-F_2_PJM_ROM | NYISO_A-F | PJM_ROM | Internal | Summer | B10 | 1262 | 1000 | 0 | 37.07 | 34.76 | 8 | 0
2015 | NYISO_A-F_2_PJM_ROM | NYISO_A-F | PJM_ROM | Internal | Winter | B16 | 25 | 1000 | 0 | 45.86 | 48.81 | 8 | 0
2015 | NYISO_A-F_2_PJM_ROM | NYISO_A-F | PJM_ROM | Internal | Winter | B17 | 100 | 1000 | 0 | 43.08 | 45.48 | 8 | 0
2015 | NYISO_A-F_2_PJM_ROM | NYISO_A-F | PJM_ROM | Internal | Winter | B18 | 400 | 1000 | 0 | 43.08 | 44.29 | 8 | 0
2015 | NYISO_A-F_2_PJM_ROM | NYISO_A-F | PJM_ROM | Internal | Winter | B19 | 700 | 1000 | 0 | 43.08 | 41.95 | 8 | 0
2015 | NYISO_A-F_2_PJM_ROM | NYISO_A-F | PJM_ROM | Internal | Winter | B20 | 935 | 1000 | 0 | 43.08 | 37.1 | 8 | 0
2015 | NYISO_G-I_2_NEISO | NYISO_G-I | NEISO | Internal | Shoulder | B11 | 25 | 600 | 0 | 40.85 | 36.73 | 3 | 0
2015 | NYISO_G-I_2_NEISO | NYISO_G-I | NEISO | Internal | Shoulder | B12 | 200 | 600 | 0 | 40.85 | 36.73 | 3 | 0
2015 | NYISO_G-I_2_NEISO | NYISO_G-I | NEISO | Internal | Shoulder | B13 | 600 | 600 | 0 | 39.73 | 36.73 | 3 | 0
2015 | NYISO_G-I_2_NEISO | NYISO_G-I | NEISO | Internal | Shoulder | B14 | 900 | 600 | 0 | 39.38 | 36.73 | 3 | 0
2015 | NYISO_G-I_2_NEISO | NYISO_G-I | NEISO | Internal | Shoulder | B15 | 1203 | 600 | 0 | 38.43 | 36.73 | 3 | 0
2015 | NYISO_G-I_2_NEISO | NYISO_G-I | NEISO | Internal | Summer | B1 | 10 | 600 | 0 | 68.03 | 65.04 | 3 | 0
2015 | NYISO_G-I_2_NEISO | NYISO_G-I | NEISO | Internal | Summer | B2 | 25 | 600 | 0 | 54.06 | 53.66 | 3 | 0
2015 | NYISO_G-I_2_NEISO | NYISO_G-I | NEISO | Internal | Summer | B3 | 75 | 600 | 0 | 50.14 | 47.82 | 3 | 0
2015 | NYISO_G-I_2_NEISO | NYISO_G-I | NEISO | Internal | Summer | B4 | 100 | 600 | 0 | 50.14 | 42.28 | 3 | 0
2015 | NYISO_G-I_2_NEISO | NYISO_G-I | NEISO | Internal | Summer | B5 | 200 | 600 | 0 | 50.14 | 34.08 | 3 | 0
2015 | NYISO_G-I_2_NEISO | NYISO_G-I | NEISO | Internal | Summer | B6 | 300 | 600 | 0 | 47.71 | 34.08 | 3 | 0
2015 | NYISO_G-I_2_NEISO | NYISO_G-I | NEISO | Internal | Summer | B7 | 400 | 600 | 0 | 39.25 | 34.08 | 3 | 0
2015 | NYISO_G-I_2_NEISO | NYISO_G-I | NEISO | Internal | Summer | B8 | 500 | 600 | 0 | 37.75 | 34.08 | 3 | 0
2015 | NYISO_G-I_2_NEISO | NYISO_G-I | NEISO | Internal | Summer | B9 | 800 | 600 | 0 | 37.08 | 34.08 | 3 | 0
2015 | NYISO_G-I_2_NEISO | NYISO_G-I | NEISO | Internal | Summer | B10 | 1262 | 600 | 0 | 37.08 | 34.08 | 3 | 0
2015 | NYISO_G-I_2_NEISO | NYISO_G-I | NEISO | Internal | Winter | B16 | 25 | 600 | 0 | 51.77 | 44.99 | 3 | 0
2015 | NYISO_G-I_2_NEISO | NYISO_G-I | NEISO | Internal | Winter | B17 | 100 | 600 | 0 | 51.49 | 44.99 | 3 | 0
2015 | NYISO_G-I_2_NEISO | NYISO_G-I | NEISO | Internal | Winter | B18 | 400 | 600 | 0 | 50.29 | 44.99 | 3 | 0
2015 | NYISO_G-I_2_NEISO | NYISO_G-I | NEISO | Internal | Winter | B19 | 700 | 600 | 0 | 47.99 | 44.99 | 3 | 0
2015 | NYISO_G-I_2_NEISO | NYISO_G-I | NEISO | Internal | Winter | B20 | 935 | 600 | 0 | 46.43 | 44.99 | 3 | 0
2015 | NYISO_G-I_2_NYISO_A-F | NYISO_G-I | NYISO_A-F | Internal | Shoulder | B11 | 25 | 1999 | 0 | 40.85 | 40.25 | 0.01 | 0
2015 | NYISO_G-I_2_NYISO_A-F | NYISO_G-I | NYISO_A-F | Internal | Shoulder | B12 | 200 | 1999 | 0 | 40.85 | 39.73 | 0.01 | 0
2015 | NYISO_G-I_2_NYISO_A-F | NYISO_G-I | NYISO_A-F | Internal | Shoulder | B13 | 600 | 1999 | 0 | 39.73 | 38.42 | 0.01 | 0
2015 | NYISO_G-I_2_NYISO_A-F | NYISO_G-I | NYISO_A-F | Internal | Shoulder | B14 | 900 | 1999 | 0 | 39.38 | 38.42 | 0.01 | 0
2015 | NYISO_G-I_2_NYISO_A-F | NYISO_G-I | NYISO_A-F | Internal | Shoulder | B15 | 1203 | 1999 | 0 | 38.43 | 38.42 | 0.01 | 0
2015 | NYISO_G-I_2_NYISO_A-F | NYISO_G-I | NYISO_A-F | Internal | Summer | B1 | 10 | 1999 | 0 | 68.03 | 54.03 | 0.01 | 0
2015 | NYISO_G-I_2_NYISO_A-F | NYISO_G-I | NYISO_A-F | Internal | Summer | B2 | 25 | 1999 | 0 | 54.06 | 51.8 | 0.01 | 0
2015 | NYISO_G-I_2_NYISO_A-F | NYISO_G-I | NYISO_A-F | Internal | Summer | B3 | 75 | 1999 | 0 | 50.14 | 48.95 | 0.01 | 0
2015 | NYISO_G-I_2_NYISO_A-F | NYISO_G-I | NYISO_A-F | Internal | Summer | B4 | 100 | 1999 | 0 | 50.14 | 45.28 | 0.01 | 0
2015 | NYISO_G-I_2_NYISO_A-F | NYISO_G-I | NYISO_A-F | Internal | Summer | B5 | 200 | 1999 | 0 | 50.14 | 43 | 0.01 | 0
2015 | NYISO_G-I_2_NYISO_A-F | NYISO_G-I | NYISO_A-F | Internal | Summer | B6 | 300 | 1999 | 0 | 47.71 | 39.68 | 0.01 | 0
2015 | NYISO_G-I_2_NYISO_A-F | NYISO_G-I | NYISO_A-F | Internal | Summer | B7 | 400 | 1999 | 0.01 | 39.25 | 39.23 | 0.01 | 0
2015 | NYISO_G-I_2_NYISO_A-F | NYISO_G-I | NYISO_A-F | Internal | Summer | B8 | 500 | 1999 | 0 | 37.75 | 37.59 | 0.01 | 0
2015 | NYISO_G-I_2_NYISO_A-F | NYISO_G-I | NYISO_A-F | Internal | Summer | B9 | 800 | 1999 | 0 | 37.08 | 37.07 | 0.01 | 0
2015 | NYISO_G-I_2_NYISO_A-F | NYISO_G-I | NYISO_A-F | Internal | Summer | B10 | 1262 | 1999 | 0 | 37.08 | 37.07 | 0.01 | 0
2015 | NYISO_G-I_2_NYISO_A-F | NYISO_G-I | NYISO_A-F | Internal | Winter | B16 | 25 | 1999 | 0 | 51.77 | 45.86 | 0.01 | 0
2015 | NYISO_G-I_2_NYISO_A-F | NYISO_G-I | NYISO_A-F | Internal | Winter | B17 | 100 | 1999 | 0 | 51.49 | 43.08 | 0.01 | 0
2015 | NYISO_G-I_2_NYISO_A-F | NYISO_G-I | NYISO_A-F | Internal | Winter | B18 | 400 | 1999 | 0 | 50.29 | 43.08 | 0.01 | 0
2015 | NYISO_G-I_2_NYISO_A-F | NYISO_G-I | NYISO_A-F | Internal | Winter | B19 | 700 | 1999 | 0 | 47.99 | 43.08 | 0.01 | 0
2015 | NYISO_G-I_2_NYISO_A-F | NYISO_G-I | NYISO_A-F | Internal | Winter | B20 | 935 | 1999 | 0 | 46.43 | 43.08 | 0.01 | 0
2015 | NYISO_G-I_2_NYISO_J-K | NYISO_G-I | NYISO_J-K | Internal | Shoulder | B11 | 25 | 6130 | 4868.78 | 40.85 | 40.86 | 0.01 | 0
2015 | NYISO_G-I_2_NYISO_J-K | NYISO_G-I | NYISO_J-K | Internal | Shoulder | B12 | 200 | 6130 | 4937.53 | 40.85 | 40.86 | 0.01 | 0
2015 | NYISO_G-I_2_NYISO_J-K | NYISO_G-I | NYISO_J-K | Internal | Shoulder | B13 | 600 | 6130 | 4685.74 | 39.73 | 39.74 | 0.01 | 0
2015 | NYISO_G-I_2_NYISO_J-K | NYISO_G-I | NYISO_J-K | Internal | Shoulder | B14 | 900 | 6130 | 4407.15 | 39.38 | 39.39 | 0.01 | 0
2015 | NYISO_G-I_2_NYISO_J-K | NYISO_G-I | NYISO_J-K | Internal | Shoulder | B15 | 1203 | 6130 | 3205.4 | 38.43 | 38.44 | 0.01 | 0
2015 | NYISO_G-I_2_NYISO_J-K | NYISO_G-I | NYISO_J-K | Internal | Summer | B1 | 10 | 6130 | 3459.85 | 68.03 | 68.04 | 0.01 | 0
2015 | NYISO_G-I_2_NYISO_J-K | NYISO_G-I | NYISO_J-K | Internal | Summer | B2 | 25 | 6130 | 3622.4 | 54.06 | 54.07 | 0.01 | 0
2015 | NYISO_G-I_2_NYISO_J-K | NYISO_G-I | NYISO_J-K | Internal | Summer | B3 | 75 | 6130 | 4028.79 | 50.14 | 50.15 | 0.01 | 0
2015 | NYISO_G-I_2_NYISO_J-K | NYISO_G-I | NYISO_J-K | Internal | Summer | B4 | 100 | 6130 | 4899.2 | 50.14 | 50.15 | 0.01 | 0
2015 | NYISO_G-I_2_NYISO_J-K | NYISO_G-I | NYISO_J-K | Internal | Summer | B5 | 200 | 6130 | 5035.64 | 50.14 | 50.15 | 0.01 | 0
2015 | NYISO_G-I_2_NYISO_J-K | NYISO_G-I | NYISO_J-K | Internal | Summer | B6 | 300 | 6130 | 5645.11 | 47.71 | 47.72 | 0.01 | 0
2015 | NYISO_G-I_2_NYISO_J-K | NYISO_G-I | NYISO_J-K | Internal | Summer | B7 | 400 | 6130 | 5008.78 | 39.25 | 39.26 | 0.01 | 0
2015 | NYISO_G-I_2_NYISO_J-K | NYISO_G-I | NYISO_J-K | Internal | Summer | B8 | 500 | 6130 | 5566.15 | 37.75 | 37.77 | 0.01 | 0
2015 | NYISO_G-I_2_NYISO_J-K | NYISO_G-I | NYISO_J-K | Internal | Summer | B9 | 800 | 6130 | 4827.09 | 37.08 | 37.09 | 0.01 | 0
2015 | NYISO_G-I_2_NYISO_J-K | NYISO_G-I | NYISO_J-K | Internal | Summer | B10 | 1262 | 6130 | 3080.09 | 37.08 | 37.09 | 0.01 | 0
2015 | NYISO_G-I_2_NYISO_J-K | NYISO_G-I | NYISO_J-K | Internal | Winter | B16 | 25 | 6130 | 5386.68 | 51.77 | 51.78 | 0.01 | 0
2015 | NYISO_G-I_2_NYISO_J-K | NYISO_G-I | NYISO_J-K | Internal | Winter | B17 | 100 | 6130 | 5539.96 | 51.49 | 51.5 | 0.01 | 0
2015 | NYISO_G-I_2_NYISO_J-K | NYISO_G-I | NYISO_J-K | Internal | Winter | B18 | 400 | 6130 | 5575.16 | 50.29 | 50.3 | 0.01 | 0
2015 | NYISO_G-I_2_NYISO_J-K | NYISO_G-I | NYISO_J-K | Internal | Winter | B19 | 700 | 6130 | 6130 | 47.99 | 48.68 | 0.01 | 0.68
2015 | NYISO_G-I_2_NYISO_J-K | NYISO_G-I | NYISO_J-K | Internal | Winter | B20 | 935 | 6130 | 5261.3 | 46.43 | 46.44 | 0.01 | 0
2015 | NYISO_G-I_2_PJM_E | NYISO_G-I | PJM_E | Internal | Shoulder | B11 | 25 | 1500 | 0 | 40.85 | 48.24 | 8 | 0
2015 | NYISO_G-I_2_PJM_E | NYISO_G-I | PJM_E | Internal | Shoulder | B12 | 200 | 1500 | 0 | 40.85 | 41.54 | 8 | 0
2015 | NYISO_G-I_2_PJM_E | NYISO_G-I | PJM_E | Internal | Shoulder | B13 | 600 | 1500 | 0 | 39.73 | 39.58 | 8 | 0
2015 | NYISO_G-I_2_PJM_E | NYISO_G-I | PJM_E | Internal | Shoulder | B14 | 900 | 1500 | 0 | 39.38 | 37.69 | 8 | 0
2015 | NYISO_G-I_2_PJM_E | NYISO_G-I | PJM_E | Internal | Shoulder | B15 | 1203 | 1500 | 0 | 38.43 | 36.91 | 8 | 0
2015 | NYISO_G-I_2_PJM_E | NYISO_G-I | PJM_E | Internal | Summer | B1 | 10 | 1500 | 0 | 68.03 | 62.04 | 8 | 0
2015 | NYISO_G-I_2_PJM_E | NYISO_G-I | PJM_E | Internal | Summer | B2 | 25 | 1500 | 0 | 54.06 | 58.94 | 8 | 0
2015 | NYISO_G-I_2_PJM_E | NYISO_G-I | PJM_E | Internal | Summer | B3 | 75 | 1500 | 0 | 50.14 | 56.96 | 8 | 0
2015 | NYISO_G-I_2_PJM_E | NYISO_G-I | PJM_E | Internal | Summer | B4 | 100 | 1500 | 0 | 50.14 | 54 | 8 | 0
2015 | NYISO_G-I_2_PJM_E | NYISO_G-I | PJM_E | Internal | Summer | B5 | 200 | 1500 | 0 | 50.14 | 48.55 | 8 | 0
2015 | NYISO_G-I_2_PJM_E | NYISO_G-I | PJM_E | Internal | Summer | B6 | 300 | 1500 | 0 | 47.71 | 41.71 | 8 | 0
2015 | NYISO_G-I_2_PJM_E | NYISO_G-I | PJM_E | Internal | Summer | B7 | 400 | 1500 | 0 | 39.25 | 37.95 | 8 | 0
2015 | NYISO_G-I_2_PJM_E | NYISO_G-I | PJM_E | Internal | Summer | B8 | 500 | 1500 | 0 | 37.75 | 37.44 | 8 | 0
2015 | NYISO_G-I_2_PJM_E | NYISO_G-I | PJM_E | Internal | Summer | B9 | 800 | 1500 | 0 | 37.08 | 35.22 | 8 | 0
2015 | NYISO_G-I_2_PJM_E | NYISO_G-I | PJM_E | Internal | Summer | B10 | 1262 | 1500 | 0 | 37.08 | 34.77 | 8 | 0
2015 | NYISO_G-I_2_PJM_E | NYISO_G-I | PJM_E | Internal | Winter | B16 | 25 | 1500 | 0 | 51.77 | 48.82 | 8 | 0
2015 | NYISO_G-I_2_PJM_E | NYISO_G-I | PJM_E | Internal | Winter | B17 | 100 | 1500 | 0 | 51.49 | 45.49 | 8 | 0
2015 | NYISO_G-I_2_PJM_E | NYISO_G-I | PJM_E | Internal | Winter | B18 | 400 | 1500 | 0 | 50.29 | 44.3 | 8 | 0
2015 | NYISO_G-I_2_PJM_E | NYISO_G-I | PJM_E | Internal | Winter | B19 | 700 | 1500 | 0 | 47.99 | 41.96 | 8 | 0
2015 | NYISO_G-I_2_PJM_E | NYISO_G-I | PJM_E | Internal | Winter | B20 | 935 | 1500 | 0 | 46.43 | 37.11 | 8 | 0
2015 | NYISO_J-K_2_NEISO | NYISO_J-K | NEISO | Internal | Shoulder | B11 | 25 | 0.01 | 0 | 40.86 | 36.73 | 3 | 0.41
2015 | NYISO_J-K_2_NEISO | NYISO_J-K | NEISO | Internal | Shoulder | B12 | 200 | 0.01 | 0 | 40.86 | 36.73 | 3 | 0.06
2015 | NYISO_J-K_2_NEISO | NYISO_J-K | NEISO | Internal | Shoulder | B13 | 600 | 0.01 | 0 | 39.74 | 36.73 | 3 | 0.02
2015 | NYISO_J-K_2_NEISO | NYISO_J-K | NEISO | Internal | Shoulder | B14 | 900 | 0.01 | 0 | 39.39 | 36.73 | 3 | 0.01
2015 | NYISO_J-K_2_NEISO | NYISO_J-K | NEISO | Internal | Shoulder | B15 | 1203 | 0.01 | 0 | 38.44 | 36.73 | 3 | 0.01
2015 | NYISO_J-K_2_NEISO | NYISO_J-K | NEISO | Internal | Summer | B1 | 10 | 0.01 | 0 | 68.04 | 65.04 | 3 | 0.93
2015 | NYISO_J-K_2_NEISO | NYISO_J-K | NEISO | Internal | Summer | B2 | 25 | 0.01 | 0 | 54.07 | 53.66 | 3 | 0.43
2015 | NYISO_J-K_2_NEISO | NYISO_J-K | NEISO | Internal | Summer | B3 | 75 | 0.01 | 0 | 50.15 | 47.82 | 3 | 0.15
2015 | NYISO_J-K_2_NEISO | NYISO_J-K | NEISO | Internal | Summer | B4 | 100 | 0.01 | 0 | 50.15 | 42.28 | 3 | 0.11
2015 | NYISO_J-K_2_NEISO | NYISO_J-K | NEISO | Internal | Summer | B5 | 200 | 0.01 | 0 | 50.15 | 34.08 | 3 | 0.05
2015 | NYISO_J-K_2_NEISO | NYISO_J-K | NEISO | Internal | Summer | B6 | 300 | 0.01 | 0 | 47.72 | 34.08 | 3 | 0.04
2015 | NYISO_J-K_2_NEISO | NYISO_J-K | NEISO | Internal | Summer | B7 | 400 | 0.01 | 0 | 39.26 | 34.08 | 3 | 0.03
2015 | NYISO_J-K_2_NEISO | NYISO_J-K | NEISO | Internal | Summer | B8 | 500 | 0.01 | 0 | 37.77 | 34.08 | 3 | 0.02
2015 | NYISO_J-K_2_NEISO | NYISO_J-K | NEISO | Internal | Summer | B9 | 800 | 0.01 | 0 | 37.09 | 34.08 | 3 | 0.01
2015 | NYISO_J-K_2_NEISO | NYISO_J-K | NEISO | Internal | Summer | B10 | 1262 | 0.01 | 0 | 37.09 | 34.08 | 3 | 0.01
2015 | NYISO_J-K_2_NEISO | NYISO_J-K | NEISO | Internal | Winter | B16 | 25 | 0.01 | 0 | 51.78 | 44.99 | 3 | 0.4
2015 | NYISO_J-K_2_NEISO | NYISO_J-K | NEISO | Internal | Winter | B17 | 100 | 0.01 | 0 | 51.5 | 44.99 | 3 | 0.11
2015 | NYISO_J-K_2_NEISO | NYISO_J-K | NEISO | Internal | Winter | B18 | 400 | 0.01 | 0 | 50.3 | 44.99 | 3 | 0.03
2015 | NYISO_J-K_2_NEISO | NYISO_J-K | NEISO | Internal | Winter | B19 | 700 | 0.01 | 0 | 48.68 | 44.99 | 3 | 0.02
2015 | NYISO_J-K_2_NEISO | NYISO_J-K | NEISO | Internal | Winter | B20 | 935 | 0.01 | 0 | 46.44 | 44.99 | 3 | 0.01
2015 | NYISO_J-K_2_NYISO_G-I | NYISO_J-K | NYISO_G-I | Internal | Shoulder | B11 | 25 | 1999 | 0.19 | 40.86 | 40.85 | 0.01 | 0
2015 | NYISO_J-K_2_NYISO_G-I | NYISO_J-K | NYISO_G-I | Internal | Shoulder | B12 | 200 | 1999 | 0.02 | 40.86 | 40.85 | 0.01 | 0
2015 | NYISO_J-K_2_NYISO_G-I | NYISO_J-K | NYISO_G-I | Internal | Shoulder | B13 | 600 | 1999 | 0 | 39.74 | 39.73 | 0.01 | 0
2015 | NYISO_J-K_2_NYISO_G-I | NYISO_J-K | NYISO_G-I | Internal | Shoulder | B14 | 900 | 1999 | 0 | 39.39 | 39.38 | 0.01 | 0
2015 | NYISO_J-K_2_NYISO_G-I | NYISO_J-K | NYISO_G-I | Internal | Shoulder | B15 | 1203 | 1999 | 0 | 38.44 | 38.43 | 0.01 | 0
2015 | NYISO_J-K_2_NYISO_G-I | NYISO_J-K | NYISO_G-I | Internal | Summer | B1 | 10 | 1999 | 0.47 | 68.04 | 68.03 | 0.01 | 0
2015 | NYISO_J-K_2_NYISO_G-I | NYISO_J-K | NYISO_G-I | Internal | Summer | B2 | 25 | 1999 | 0.19 | 54.07 | 54.06 | 0.01 | 0
2015 | NYISO_J-K_2_NYISO_G-I | NYISO_J-K | NYISO_G-I | Internal | Summer | B3 | 75 | 1999 | 0.06 | 50.15 | 50.14 | 0.01 | 0
2015 | NYISO_J-K_2_NYISO_G-I | NYISO_J-K | NYISO_G-I | Internal | Summer | B4 | 100 | 1999 | 0.05 | 50.15 | 50.14 | 0.01 | 0
2015 | NYISO_J-K_2_NYISO_G-I | NYISO_J-K | NYISO_G-I | Internal | Summer | B5 | 200 | 1999 | 0.02 | 50.15 | 50.14 | 0.01 | 0
2015 | NYISO_J-K_2_NYISO_G-I | NYISO_J-K | NYISO_G-I | Internal | Summer | B6 | 300 | 1999 | 0.02 | 47.72 | 47.71 | 0.01 | 0
2015 | NYISO_J-K_2_NYISO_G-I | NYISO_J-K | NYISO_G-I | Internal | Summer | B7 | 400 | 1999 | 0.01 | 39.26 | 39.25 | 0.01 | 0
2015 | NYISO_J-K_2_NYISO_G-I | NYISO_J-K | NYISO_G-I | Internal | Summer | B8 | 500 | 1999 | 0 | 37.77 | 37.75 | 0.01 | 0
2015 | NYISO_J-K_2_NYISO_G-I | NYISO_J-K | NYISO_G-I | Internal | Summer | B9 | 800 | 1999 | 0 | 37.09 | 37.08 | 0.01 | 0
2015 | NYISO_J-K_2_NYISO_G-I | NYISO_J-K | NYISO_G-I | Internal | Summer | B10 | 1262 | 1999 | 0 | 37.09 | 37.08 | 0.01 | 0
2015 | NYISO_J-K_2_NYISO_G-I | NYISO_J-K | NYISO_G-I | Internal | Winter | B16 | 25 | 1999 | 0.19 | 51.78 | 51.77 | 0.01 | 0
2015 | NYISO_J-K_2_NYISO_G-I | NYISO_J-K | NYISO_G-I | Internal | Winter | B17 | 100 | 1999 | 0.05 | 51.5 | 51.49 | 0.01 | 0
2015 | NYISO_J-K_2_NYISO_G-I | NYISO_J-K | NYISO_G-I | Internal | Winter | B18 | 400 | 1999 | 0.01 | 50.3 | 50.29 | 0.01 | 0
2015 | NYISO_J-K_2_NYISO_G-I | NYISO_J-K | NYISO_G-I | Internal | Winter | B19 | 700 | 1999 | 0 | 48.68 | 47.99 | 0.01 | 0
2015 | NYISO_J-K_2_NYISO_G-I | NYISO_J-K | NYISO_G-I | Internal | Winter | B20 | 935 | 1999 | 0 | 46.44 | 46.43 | 0.01 | 0
2015 | NYISO_J-K_2_PJM_E | NYISO_J-K | PJM_E | Internal | Shoulder | B11 | 25 | 0.01 | 0 | 40.86 | 48.24 | 8 | 0.51
2015 | NYISO_J-K_2_PJM_E | NYISO_J-K | PJM_E | Internal | Shoulder | B12 | 200 | 0.01 | 0 | 40.86 | 41.54 | 8 | 0.06
2015 | NYISO_J-K_2_PJM_E | NYISO_J-K | PJM_E | Internal | Shoulder | B13 | 600 | 0.01 | 0 | 39.74 | 39.58 | 8 | 0.02
2015 | NYISO_J-K_2_PJM_E | NYISO_J-K | PJM_E | Internal | Shoulder | B14 | 900 | 0.01 | 0 | 39.39 | 37.69 | 8 | 0.01
2015 | NYISO_J-K_2_PJM_E | NYISO_J-K | PJM_E | Internal | Shoulder | B15 | 1203 | 0.01 | 0 | 38.44 | 36.91 | 8 | 0.01
2015 | NYISO_J-K_2_PJM_E | NYISO_J-K | PJM_E | Internal | Summer | B1 | 10 | 0.01 | 0 | 68.04 | 62.04 | 8 | 0.88
2015 | NYISO_J-K_2_PJM_E | NYISO_J-K | PJM_E | Internal | Summer | B2 | 25 | 0.01 | 0 | 54.07 | 58.94 | 8 | 0.43
2015 | NYISO_J-K_2_PJM_E | NYISO_J-K | PJM_E | Internal | Summer | B3 | 75 | 0.01 | 0 | 50.15 | 56.96 | 8 | 0.16
2015 | NYISO_J-K_2_PJM_E | NYISO_J-K | PJM_E | Internal | Summer | B4 | 100 | 0.01 | 0 | 50.15 | 54 | 8 | 0.12
2015 | NYISO_J-K_2_PJM_E | NYISO_J-K | PJM_E | Internal | Summer | B5 | 200 | 0.01 | 0 | 50.15 | 48.55 | 8 | 0.06
2015 | NYISO_J-K_2_PJM_E | NYISO_J-K | PJM_E | Internal | Summer | B6 | 300 | 0.01 | 0 | 47.72 | 41.71 | 8 | 0.04
2015 | NYISO_J-K_2_PJM_E | NYISO_J-K | PJM_E | Internal | Summer | B7 | 400 | 0.01 | 0 | 39.26 | 37.95 | 8 | 0.03
2015 | NYISO_J-K_2_PJM_E | NYISO_J-K | PJM_E | Internal | Summer | B8 | 500 | 0.01 | 0 | 37.77 | 37.44 | 8 | 0.02
2015 | NYISO_J-K_2_PJM_E | NYISO_J-K | PJM_E | Internal | Summer | B9 | 800 | 0.01 | 0 | 37.09 | 35.22 | 8 | 0.01
2015 | NYISO_J-K_2_PJM_E | NYISO_J-K | PJM_E | Internal | Summer | B10 | 1262 | 0.01 | 0 | 37.09 | 34.77 | 8 | 0.01
2015 | NYISO_J-K_2_PJM_E | NYISO_J-K | PJM_E | Internal | Winter | B16 | 25 | 0.01 | 0 | 51.78 | 48.82 | 8 | 0.39
2015 | NYISO_J-K_2_PJM_E | NYISO_J-K | PJM_E | Internal | Winter | B17 | 100 | 0.01 | 0 | 51.5 | 45.49 | 8 | 0.11
2015 | NYISO_J-K_2_PJM_E | NYISO_J-K | PJM_E | Internal | Winter | B18 | 400 | 0.01 | 0 | 50.3 | 44.3 | 8 | 0.03
2015 | NYISO_J-K_2_PJM_E | NYISO_J-K | PJM_E | Internal | Winter | B19 | 700 | 0.01 | 0 | 48.68 | 41.96 | 8 | 0.02
2015 | NYISO_J-K_2_PJM_E | NYISO_J-K | PJM_E | Internal | Winter | B20 | 935 | 0.01 | 0 | 46.44 | 37.11 | 8 | 0.01
2015 | PJM_E_2_NYISO_G-I | PJM_E | NYISO_G-I | Internal | Shoulder | B11 | 25 | 500 | 0 | 48.24 | 40.85 | 6 | 0
2015 | PJM_E_2_NYISO_G-I | PJM_E | NYISO_G-I | Internal | Shoulder | B12 | 200 | 500 | 0 | 41.54 | 40.85 | 6 | 0
2015 | PJM_E_2_NYISO_G-I | PJM_E | NYISO_G-I | Internal | Shoulder | B13 | 600 | 500 | 0 | 39.58 | 39.73 | 6 | 0
2015 | PJM_E_2_NYISO_G-I | PJM_E | NYISO_G-I | Internal | Shoulder | B14 | 900 | 500 | 0 | 37.69 | 39.38 | 6 | 0
2015 | PJM_E_2_NYISO_G-I | PJM_E | NYISO_G-I | Internal | Shoulder | B15 | 1203 | 500 | 0 | 36.91 | 38.43 | 6 | 0
2015 | PJM_E_2_NYISO_G-I | PJM_E | NYISO_G-I | Internal | Summer | B1 | 10 | 500 | 0.85 | 62.04 | 68.03 | 6 | 0
2015 | PJM_E_2_NYISO_G-I | PJM_E | NYISO_G-I | Internal | Summer | B2 | 25 | 500 | 0 | 58.94 | 54.06 | 6 | 0
2015 | PJM_E_2_NYISO_G-I | PJM_E | NYISO_G-I | Internal | Summer | B3 | 75 | 500 | 0 | 56.96 | 50.14 | 6 | 0
2015 | PJM_E_2_NYISO_G-I | PJM_E | NYISO_G-I | Internal | Summer | B4 | 100 | 500 | 0 | 54 | 50.14 | 6 | 0
2015 | PJM_E_2_NYISO_G-I | PJM_E | NYISO_G-I | Internal | Summer | B5 | 200 | 500 | 0 | 48.55 | 50.14 | 6 | 0
2015 | PJM_E_2_NYISO_G-I | PJM_E | NYISO_G-I | Internal | Summer | B6 | 300 | 500 | 413.42 | 41.71 | 47.71 | 6 | 0
2015 | PJM_E_2_NYISO_G-I | PJM_E | NYISO_G-I | Internal | Summer | B7 | 400 | 500 | 0 | 37.95 | 39.25 | 6 | 0
2015 | PJM_E_2_NYISO_G-I | PJM_E | NYISO_G-I | Internal | Summer | B8 | 500 | 500 | 0 | 37.44 | 37.75 | 6 | 0
2015 | PJM_E_2_NYISO_G-I | PJM_E | NYISO_G-I | Internal | Summer | B9 | 800 | 500 | 0 | 35.22 | 37.08 | 6 | 0
2015 | PJM_E_2_NYISO_G-I | PJM_E | NYISO_G-I | Internal | Summer | B10 | 1262 | 500 | 0 | 34.77 | 37.08 | 6 | 0
2015 | PJM_E_2_NYISO_G-I | PJM_E | NYISO_G-I | Internal | Winter | B16 | 25 | 500 | 0 | 48.82 | 51.77 | 6 | 0
2015 | PJM_E_2_NYISO_G-I | PJM_E | NYISO_G-I | Internal | Winter | B17 | 100 | 500 | 20.26 | 45.49 | 51.49 | 6 | 0
2015 | PJM_E_2_NYISO_G-I | PJM_E | NYISO_G-I | Internal | Winter | B18 | 400 | 500 | 0.02 | 44.3 | 50.29 | 6 | 0
2015 | PJM_E_2_NYISO_G-I | PJM_E | NYISO_G-I | Internal | Winter | B19 | 700 | 500 | 500 | 41.96 | 47.99 | 6 | 0.04
2015 | PJM_E_2_NYISO_G-I | PJM_E | NYISO_G-I | Internal | Winter | B20 | 935 | 500 | 500 | 37.11 | 46.43 | 6 | 3.32
2015 | PJM_E_2_NYISO_J-K | PJM_E | NYISO_J-K | Internal | Shoulder | B11 | 25 | 330 | 0 | 48.24 | 40.86 | 6 | 0
2015 | PJM_E_2_NYISO_J-K | PJM_E | NYISO_J-K | Internal | Shoulder | B12 | 200 | 330 | 0 | 41.54 | 40.86 | 6 | 0
2015 | PJM_E_2_NYISO_J-K | PJM_E | NYISO_J-K | Internal | Shoulder | B13 | 600 | 330 | 0 | 39.58 | 39.74 | 6 | 0
2015 | PJM_E_2_NYISO_J-K | PJM_E | NYISO_J-K | Internal | Shoulder | B14 | 900 | 330 | 0 | 37.69 | 39.39 | 6 | 0
2015 | PJM_E_2_NYISO_J-K | PJM_E | NYISO_J-K | Internal | Shoulder | B15 | 1203 | 330 | 0 | 36.91 | 38.44 | 6 | 0
2015 | PJM_E_2_NYISO_J-K | PJM_E | NYISO_J-K | Internal | Summer | B1 | 10 | 330 | 205.48 | 62.04 | 68.04 | 6 | 0
2015 | PJM_E_2_NYISO_J-K | PJM_E | NYISO_J-K | Internal | Summer | B2 | 25 | 330 | 0 | 58.94 | 54.07 | 6 | 0
2015 | PJM_E_2_NYISO_J-K | PJM_E | NYISO_J-K | Internal | Summer | B3 | 75 | 330 | 0 | 56.96 | 50.15 | 6 | 0
2015 | PJM_E_2_NYISO_J-K | PJM_E | NYISO_J-K | Internal | Summer | B4 | 100 | 330 | 0 | 54 | 50.15 | 6 | 0
2015 | PJM_E_2_NYISO_J-K | PJM_E | NYISO_J-K | Internal | Summer | B5 | 200 | 330 | 0 | 48.55 | 50.15 | 6 | 0
2015 | PJM_E_2_NYISO_J-K | PJM_E | NYISO_J-K | Internal | Summer | B6 | 300 | 330 | 329.97 | 41.71 | 47.72 | 6 | 0.01
2015 | PJM_E_2_NYISO_J-K | PJM_E | NYISO_J-K | Internal | Summer | B7 | 400 | 330 | 0 | 37.95 | 39.26 | 6 | 0
2015 | PJM_E_2_NYISO_J-K | PJM_E | NYISO_J-K | Internal | Summer | B8 | 500 | 330 | 0 | 37.44 | 37.77 | 6 | 0
2015 | PJM_E_2_NYISO_J-K | PJM_E | NYISO_J-K | Internal | Summer | B9 | 800 | 330 | 0 | 35.22 | 37.09 | 6 | 0
2015 | PJM_E_2_NYISO_J-K | PJM_E | NYISO_J-K | Internal | Summer | B10 | 1262 | 330 | 0 | 34.77 | 37.09 | 6 | 0
2015 | PJM_E_2_NYISO_J-K | PJM_E | NYISO_J-K | Internal | Winter | B16 | 25 | 330 | 0 | 48.82 | 51.78 | 6 | 0
2015 | PJM_E_2_NYISO_J-K | PJM_E | NYISO_J-K | Internal | Winter | B17 | 100 | 330 | 329.9 | 45.49 | 51.5 | 6 | 0.01
2015 | PJM_E_2_NYISO_J-K | PJM_E | NYISO_J-K | Internal | Winter | B18 | 400 | 330 | 203.56 | 44.3 | 50.3 | 6 | 0
2015 | PJM_E_2_NYISO_J-K | PJM_E | NYISO_J-K | Internal | Winter | B19 | 700 | 330 | 330 | 41.96 | 48.68 | 6 | 0.73
2015 | PJM_E_2_NYISO_J-K | PJM_E | NYISO_J-K | Internal | Winter | B20 | 935 | 330 | 330 | 37.11 | 46.44 | 6 | 3.33
2015 | PJM_E_2_PJM_ROM | PJM_E | PJM_ROM | Internal | Shoulder | B11 | 25 | 8000 | 929.37 | 48.24 | 48.25 | 0.01 | 0
2015 | PJM_E_2_PJM_ROM | PJM_E | PJM_ROM | Internal | Shoulder | B12 | 200 | 8000 | 0.02 | 41.54 | 41.53 | 0.01 | 0
2015 | PJM_E_2_PJM_ROM | PJM_E | PJM_ROM | Internal | Shoulder | B13 | 600 | 8000 | 0 | 39.58 | 39.57 | 0.01 | 0
2015 | PJM_E_2_PJM_ROM | PJM_E | PJM_ROM | Internal | Shoulder | B14 | 900 | 8000 | 0 | 37.69 | 37.68 | 0.01 | 0
2015 | PJM_E_2_PJM_ROM | PJM_E | PJM_ROM | Internal | Shoulder | B15 | 1203 | 8000 | 0 | 36.91 | 36.9 | 0.01 | 0
2015 | PJM_E_2_PJM_ROM | PJM_E | PJM_ROM | Internal | Summer | B1 | 10 | 8000 | 0.47 | 62.04 | 62.03 | 0.01 | 0
2015 | PJM_E_2_PJM_ROM | PJM_E | PJM_ROM | Internal | Summer | B2 | 25 | 8000 | 0.19 | 58.94 | 58.93 | 0.01 | 0
2015 | PJM_E_2_PJM_ROM | PJM_E | PJM_ROM | Internal | Summer | B3 | 75 | 8000 | 0.07 | 56.96 | 56.95 | 0.01 | 0
2015 | PJM_E_2_PJM_ROM | PJM_E | PJM_ROM | Internal | Summer | B4 | 100 | 8000 | 0.05 | 54 | 53.99 | 0.01 | 0
2015 | PJM_E_2_PJM_ROM | PJM_E | PJM_ROM | Internal | Summer | B5 | 200 | 8000 | 0.02 | 48.55 | 48.53 | 0.01 | 0
2015 | PJM_E_2_PJM_ROM | PJM_E | PJM_ROM | Internal | Summer | B6 | 300 | 8000 | 0.02 | 41.71 | 41.7 | 0.01 | 0
2015 | PJM_E_2_PJM_ROM | PJM_E | PJM_ROM | Internal | Summer | B7 | 400 | 8000 | 0.01 | 37.95 | 37.94 | 0.01 | 0
2015 | PJM_E_2_PJM_ROM | PJM_E | PJM_ROM | Internal | Summer | B8 | 500 | 8000 | 0 | 37.44 | 37.43 | 0.01 | 0
2015 | PJM_E_2_PJM_ROM | PJM_E | PJM_ROM | Internal | Summer | B9 | 800 | 8000 | 0 | 35.22 | 35.21 | 0.01 | 0
2015 | PJM_E_2_PJM_ROM | PJM_E | PJM_ROM | Internal | Summer | B10 | 1262 | 8000 | 0 | 34.77 | 34.76 | 0.01 | 0
2015 | PJM_E_2_PJM_ROM | PJM_E | PJM_ROM | Internal | Winter | B16 | 25 | 8000 | 0.2 | 48.82 | 48.81 | 0.01 | 0
2015 | PJM_E_2_PJM_ROM | PJM_E | PJM_ROM | Internal | Winter | B17 | 100 | 8000 | 0.05 | 45.49 | 45.48 | 0.01 | 0
2015 | PJM_E_2_PJM_ROM | PJM_E | PJM_ROM | Internal | Winter | B18 | 400 | 8000 | 0.01 | 44.3 | 44.29 | 0.01 | 0
2015 | PJM_E_2_PJM_ROM | PJM_E | PJM_ROM | Internal | Winter | B19 | 700 | 8000 | 0 | 41.96 | 41.95 | 0.01 | 0
2015 | PJM_E_2_PJM_ROM | PJM_E | PJM_ROM | Internal | Winter | B20 | 935 | 8000 | 0 | 37.11 | 37.1 | 0.01 | 0
2015 | PJM_ROR_2_MISO_IN | PJM_ROR | MISO_IN | Internal | Shoulder | B11 | 25 | 909 | 0 | 48.24 | 47.03 | 2 | 0
2015 | PJM_ROR_2_MISO_IN | PJM_ROR | MISO_IN | Internal | Shoulder | B12 | 200 | 909 | 0 | 41.52 | 39.52 | 2 | 0
2015 | PJM_ROR_2_MISO_IN | PJM_ROR | MISO_IN | Internal | Shoulder | B13 | 600 | 909 | 0 | 39.26 | 37.25 | 2 | 0
2015 | PJM_ROR_2_MISO_IN | PJM_ROR | MISO_IN | Internal | Shoulder | B14 | 900 | 909 | 0 | 37.67 | 35.67 | 2 | 0
2015 | PJM_ROR_2_MISO_IN | PJM_ROR | MISO_IN | Internal | Shoulder | B15 | 1203 | 909 | 0 | 34.4 | 33.47 | 2 | 0
2015 | PJM_ROR_2_MISO_IN | PJM_ROR | MISO_IN | Internal | Summer | B1 | 10 | 909 | 0 | 61.38 | 59.38 | 2 | 0
2015 | PJM_ROR_2_MISO_IN | PJM_ROR | MISO_IN | Internal | Summer | B2 | 25 | 909 | 0 | 58.92 | 56.93 | 2 | 0
2015 | PJM_ROR_2_MISO_IN | PJM_ROR | MISO_IN | Internal | Summer | B3 | 75 | 909 | 0 | 56.94 | 55.36 | 2 | 0
2015 | PJM_ROR_2_MISO_IN | PJM_ROR | MISO_IN | Internal | Summer | B4 | 100 | 909 | 0 | 53.97 | 51.99 | 2 | 0
2015 | PJM_ROR_2_MISO_IN | PJM_ROR | MISO_IN | Internal | Summer | B5 | 200 | 909 | 0 | 48.52 | 46.51 | 2 | 0
2015 | PJM_ROR_2_MISO_IN | PJM_ROR | MISO_IN | Internal | Summer | B6 | 300 | 909 | 0 | 41.68 | 39.7 | 2 | 0
2015 | PJM_ROR_2_MISO_IN | PJM_ROR | MISO_IN | Internal | Summer | B7 | 400 | 909 | 0 | 37.93 | 35.91 | 2 | 0
2015 | PJM_ROR_2_MISO_IN | PJM_ROR | MISO_IN | Internal | Summer | B8 | 500 | 909 | 0 | 35.95 | 33.95 | 2 | 0
2015 | PJM_ROR_2_MISO_IN | PJM_ROR | MISO_IN | Internal | Summer | B9 | 800 | 909 | 0 | 34.73 | 33.29 | 2 | 0
2015 | PJM_ROR_2_MISO_IN | PJM_ROR | MISO_IN | Internal | Summer | B10 | 1262 | 909 | 0 | 32.48 | 32.22 | 2 | 0
2015 | PJM_ROR_2_MISO_IN | PJM_ROR | MISO_IN | Internal | Winter | B16 | 25 | 909 | 0 | 48.8 | 46.81 | 2 | 0
2015 | PJM_ROR_2_MISO_IN | PJM_ROR | MISO_IN | Internal | Winter | B17 | 100 | 909 | 0 | 43.24 | 41.24 | 2 | 0
2015 | PJM_ROR_2_MISO_IN | PJM_ROR | MISO_IN | Internal | Winter | B18 | 400 | 909 | 0 | 39.97 | 37.97 | 2 | 0
2015 | PJM_ROR_2_MISO_IN | PJM_ROR | MISO_IN | Internal | Winter | B19 | 700 | 909 | 0 | 37.62 | 35.64 | 2 | 0
2015 | PJM_ROR_2_MISO_IN | PJM_ROR | MISO_IN | Internal | Winter | B20 | 935 | 909 | 0 | 34.29 | 33.31 | 2 | 0
2015 | PJM_ROR_2_MISO_MI | PJM_ROR | MISO_MI | Internal | Shoulder | B11 | 25 | 1305 | 0 | 48.24 | 47.02 | 2 | 0
2015 | PJM_ROR_2_MISO_MI | PJM_ROR | MISO_MI | Internal | Shoulder | B12 | 200 | 1305 | 0 | 41.52 | 39.52 | 2 | 0
2015 | PJM_ROR_2_MISO_MI | PJM_ROR | MISO_MI | Internal | Shoulder | B13 | 600 | 1305 | 0 | 39.26 | 37.26 | 2 | 0
2015 | PJM_ROR_2_MISO_MI | PJM_ROR | MISO_MI | Internal | Shoulder | B14 | 900 | 1305 | 0 | 37.67 | 35.67 | 2 | 0
2015 | PJM_ROR_2_MISO_MI | PJM_ROR | MISO_MI | Internal | Shoulder | B15 | 1203 | 1305 | 0 | 34.4 | 33.48 | 2 | 0
2015 | PJM_ROR_2_MISO_MI | PJM_ROR | MISO_MI | Internal | Summer | B1 | 10 | 1305 | 0 | 61.38 | 57.41 | 2 | 0
2015 | PJM_ROR_2_MISO_MI | PJM_ROR | MISO_MI | Internal | Summer | B2 | 25 | 1305 | 0 | 58.92 | 56.92 | 2 | 0
2015 | PJM_ROR_2_MISO_MI | PJM_ROR | MISO_MI | Internal | Summer | B3 | 75 | 1305 | 0 | 56.94 | 51.97 | 2 | 0
2015 | PJM_ROR_2_MISO_MI | PJM_ROR | MISO_MI | Internal | Summer | B4 | 100 | 1305 | 0 | 53.97 | 51.97 | 2 | 0
2015 | PJM_ROR_2_MISO_MI | PJM_ROR | MISO_MI | Internal | Summer | B5 | 200 | 1305 | 0 | 48.52 | 45.34 | 2 | 0
2015 | PJM_ROR_2_MISO_MI | PJM_ROR | MISO_MI | Internal | Summer | B6 | 300 | 1305 | 0 | 41.68 | 39.68 | 2 | 0
2015 | PJM_ROR_2_MISO_MI | PJM_ROR | MISO_MI | Internal | Summer | B7 | 400 | 1305 | 0 | 37.93 | 35.93 | 2 | 0
2015 | PJM_ROR_2_MISO_MI | PJM_ROR | MISO_MI | Internal | Summer | B8 | 500 | 1305 | 0 | 35.95 | 33.97 | 2 | 0
2015 | PJM_ROR_2_MISO_MI | PJM_ROR | MISO_MI | Internal | Summer | B9 | 800 | 1305 | 0 | 34.73 | 33.3 | 2 | 0
2015 | PJM_ROR_2_MISO_MI | PJM_ROR | MISO_MI | Internal | Summer | B10 | 1262 | 1305 | 0 | 32.48 | 32.23 | 2 | 0
2015 | PJM_ROR_2_MISO_MI | PJM_ROR | MISO_MI | Internal | Winter | B16 | 25 | 1305 | 0 | 48.8 | 46.8 | 2 | 0
2015 | PJM_ROR_2_MISO_MI | PJM_ROR | MISO_MI | Internal | Winter | B17 | 100 | 1305 | 0 | 43.24 | 41.24 | 2 | 0
2015 | PJM_ROR_2_MISO_MI | PJM_ROR | MISO_MI | Internal | Winter | B18 | 400 | 1305 | 0 | 39.97 | 37.97 | 2 | 0
2015 | PJM_ROR_2_MISO_MI | PJM_ROR | MISO_MI | Internal | Winter | B19 | 700 | 1305 | 0 | 37.62 | 35.65 | 2 | 0
2015 | PJM_ROR_2_MISO_MI | PJM_ROR | MISO_MI | Internal | Winter | B20 | 935 | 1305 | 0 | 34.29 | 33.32 | 2 | 0
2015 | PJM_ROR_2_MISO_MO-IL | PJM_ROR | MISO_MO-IL | Internal | Shoulder | B11 | 25 | 1111 | 0 | 48.24 | 47.03 | 2 | 0
2015 | PJM_ROR_2_MISO_MO-IL | PJM_ROR | MISO_MO-IL | Internal | Shoulder | B12 | 200 | 1111 | 0 | 41.52 | 39.5 | 2 | 0
2015 | PJM_ROR_2_MISO_MO-IL | PJM_ROR | MISO_MO-IL | Internal | Shoulder | B13 | 600 | 1111 | 0 | 39.26 | 37.24 | 2 | 0
2015 | PJM_ROR_2_MISO_MO-IL | PJM_ROR | MISO_MO-IL | Internal | Shoulder | B14 | 900 | 1111 | 0 | 37.67 | 35.66 | 2 | 0
2015 | PJM_ROR_2_MISO_MO-IL | PJM_ROR | MISO_MO-IL | Internal | Shoulder | B15 | 1203 | 1111 | 0 | 34.4 | 32.82 | 2 | 0
2015 | PJM_ROR_2_MISO_MO-IL | PJM_ROR | MISO_MO-IL | Internal | Summer | B1 | 10 | 1111 | 0 | 61.38 | 59.38 | 2 | 0
2015 | PJM_ROR_2_MISO_MO-IL | PJM_ROR | MISO_MO-IL | Internal | Summer | B2 | 25 | 1111 | 0 | 58.92 | 56.92 | 2 | 0
2015 | PJM_ROR_2_MISO_MO-IL | PJM_ROR | MISO_MO-IL | Internal | Summer | B3 | 75 | 1111 | 0 | 56.94 | 55.38 | 2 | 0
2015 | PJM_ROR_2_MISO_MO-IL | PJM_ROR | MISO_MO-IL | Internal | Summer | B4 | 100 | 1111 | 0 | 53.97 | 51.97 | 2 | 0
2015 | PJM_ROR_2_MISO_MO-IL | PJM_ROR | MISO_MO-IL | Internal | Summer | B5 | 200 | 1111 | 0 | 48.52 | 46.52 | 2 | 0
2015 | PJM_ROR_2_MISO_MO-IL | PJM_ROR | MISO_MO-IL | Internal | Summer | B6 | 300 | 1111 | 0 | 41.68 | 39.68 | 2 | 0
2015 | PJM_ROR_2_MISO_MO-IL | PJM_ROR | MISO_MO-IL | Internal | Summer | B7 | 400 | 1111 | 0 | 37.93 | 35.9 | 2 | 0
2015 | PJM_ROR_2_MISO_MO-IL | PJM_ROR | MISO_MO-IL | Internal | Summer | B8 | 500 | 1111 | 0 | 35.95 | 33.94 | 2 | 0
2015 | PJM_ROR_2_MISO_MO-IL | PJM_ROR | MISO_MO-IL | Internal | Summer | B9 | 800 | 1111 | 0 | 34.73 | 32.89 | 2 | 0
2015 | PJM_ROR_2_MISO_MO-IL | PJM_ROR | MISO_MO-IL | Internal | Summer | B10 | 1262 | 1111 | 0 | 32.48 | 30.86 | 2 | 0
2015 | PJM_ROR_2_MISO_MO-IL | PJM_ROR | MISO_MO-IL | Internal | Winter | B16 | 25 | 1111 | 0 | 48.8 | 46.8 | 2 | 0
2015 | PJM_ROR_2_MISO_MO-IL | PJM_ROR | MISO_MO-IL | Internal | Winter | B17 | 100 | 1111 | 0 | 43.24 | 41.22 | 2 | 0
2015 | PJM_ROR_2_MISO_MO-IL | PJM_ROR | MISO_MO-IL | Internal | Winter | B18 | 400 | 1111 | 0 | 39.97 | 37.96 | 2 | 0
2015 | PJM_ROR_2_MISO_MO-IL | PJM_ROR | MISO_MO-IL | Internal | Winter | B19 | 700 | 1111 | 0 | 37.62 | 35.62 | 2 | 0
2015 | PJM_ROR_2_MISO_MO-IL | PJM_ROR | MISO_MO-IL | Internal | Winter | B20 | 935 | 1111 | 0 | 34.29 | 32.69 | 2 | 0
2015 | PJM_ROR_2_MISO_W | PJM_ROR | MISO_W | Internal | Shoulder | B11 | 25 | 709 | 0 | 48.24 | 47.04 | 2 | 0
2015 | PJM_ROR_2_MISO_W | PJM_ROR | MISO_W | Internal | Shoulder | B12 | 200 | 709 | 0 | 41.52 | 39.5 | 2 | 0
2015 | PJM_ROR_2_MISO_W | PJM_ROR | MISO_W | Internal | Shoulder | B13 | 600 | 709 | 0 | 39.26 | 37.25 | 2 | 0
2015 | PJM_ROR_2_MISO_W | PJM_ROR | MISO_W | Internal | Shoulder | B14 | 900 | 709 | 0 | 37.67 | 35.67 | 2 | 0
2015 | PJM_ROR_2_MISO_W | PJM_ROR | MISO_W | Internal | Shoulder | B15 | 1203 | 709 | 0 | 34.4 | 33.56 | 2 | 0
2015 | PJM_ROR_2_MISO_W | PJM_ROR | MISO_W | Internal | Summer | B1 | 10 | 709 | 0 | 61.38 | 59.37 | 2 | 0
2015 | PJM_ROR_2_MISO_W | PJM_ROR | MISO_W | Internal | Summer | B2 | 25 | 709 | 0 | 58.92 | 56.93 | 2 | 0
2015 | PJM_ROR_2_MISO_W | PJM_ROR | MISO_W | Internal | Summer | B3 | 75 | 709 | 0 | 56.94 | 56.67 | 2 | 0
2015 | PJM_ROR_2_MISO_W | PJM_ROR | MISO_W | Internal | Summer | B4 | 100 | 709 | 0 | 53.97 | 55.69 | 2 | 0
2015 | PJM_ROR_2_MISO_W | PJM_ROR | MISO_W | Internal | Summer | B5 | 200 | 709 | 0 | 48.52 | 48.27 | 2 | 0
2015 | PJM_ROR_2_MISO_W | PJM_ROR | MISO_W | Internal | Summer | B6 | 300 | 709 | 0 | 41.68 | 40.68 | 2 | 0
2015 | PJM_ROR_2_MISO_W | PJM_ROR | MISO_W | Internal | Summer | B7 | 400 | 709 | 0 | 37.93 | 35.91 | 2 | 0
2015 | PJM_ROR_2_MISO_W | PJM_ROR | MISO_W | Internal | Summer | B8 | 500 | 709 | 0 | 35.95 | 33.93 | 2 | 0
2015 | PJM_ROR_2_MISO_W | PJM_ROR | MISO_W | Internal | Summer | B9 | 800 | 709 | 0 | 34.73 | 32.9 | 2 | 0
2015 | PJM_ROR_2_MISO_W | PJM_ROR | MISO_W | Internal | Summer | B10 | 1262 | 709 | 0 | 32.48 | 30.87 | 2 | 0
2015 | PJM_ROR_2_MISO_W | PJM_ROR | MISO_W | Internal | Winter | B16 | 25 | 709 | 0 | 48.8 | 46.79 | 2 | 0
2015 | PJM_ROR_2_MISO_W | PJM_ROR | MISO_W | Internal | Winter | B17 | 100 | 709 | 0 | 43.24 | 41.21 | 2 | 0
2015 | PJM_ROR_2_MISO_W | PJM_ROR | MISO_W | Internal | Winter | B18 | 400 | 709 | 0 | 39.97 | 37.97 | 2 | 0
2015 | PJM_ROR_2_MISO_W | PJM_ROR | MISO_W | Internal | Winter | B19 | 700 | 709 | 0 | 37.62 | 36.56 | 2 | 0
2015 | PJM_ROR_2_MISO_W | PJM_ROR | MISO_W | Internal | Winter | B20 | 935 | 709 | 0 | 34.29 | 32.7 | 2 | 0
2015 | PJM_ROR_2_MISO_WUMS | PJM_ROR | MISO_WUMS | Internal | Shoulder | B11 | 25 | 1467 | 0 | 48.24 | 47.03 | 2 | 0
2015 | PJM_ROR_2_MISO_WUMS | PJM_ROR | MISO_WUMS | Internal | Shoulder | B12 | 200 | 1467 | 0 | 41.52 | 39.52 | 2 | 0
2015 | PJM_ROR_2_MISO_WUMS | PJM_ROR | MISO_WUMS | Internal | Shoulder | B13 | 600 | 1467 | 0 | 39.26 | 37.26 | 2 | 0
2015 | PJM_ROR_2_MISO_WUMS | PJM_ROR | MISO_WUMS | Internal | Shoulder | B14 | 900 | 1467 | 0 | 37.67 | 35.68 | 2 | 0
2015 | PJM_ROR_2_MISO_WUMS | PJM_ROR | MISO_WUMS | Internal | Shoulder | B15 | 1203 | 1467 | 0 | 34.4 | 33.55 | 2 | 0
2015 | PJM_ROR_2_MISO_WUMS | PJM_ROR | MISO_WUMS | Internal | Summer | B1 | 10 | 1467 | 0 | 61.38 | 59.35 | 2 | 0
2015 | PJM_ROR_2_MISO_WUMS | PJM_ROR | MISO_WUMS | Internal | Summer | B2 | 25 | 1467 | 0 | 58.92 | 56.94 | 2 | 0
2015 | PJM_ROR_2_MISO_WUMS | PJM_ROR | MISO_WUMS | Internal | Summer | B3 | 75 | 1467 | 0 | 56.94 | 56.68 | 2 | 0
2015 | PJM_ROR_2_MISO_WUMS | PJM_ROR | MISO_WUMS | Internal | Summer | B4 | 100 | 1467 | 0 | 53.97 | 55.68 | 2 | 0
2015 | PJM_ROR_2_MISO_WUMS | PJM_ROR | MISO_WUMS | Internal | Summer | B5 | 200 | 1467 | 0 | 48.52 | 48.26 | 2 | 0
2015 | PJM_ROR_2_MISO_WUMS | PJM_ROR | MISO_WUMS | Internal | Summer | B6 | 300 | 1467 | 0 | 41.68 | 40.67 | 2 | 0
2015 | PJM_ROR_2_MISO_WUMS | PJM_ROR | MISO_WUMS | Internal | Summer | B7 | 400 | 1467 | 0 | 37.93 | 35.93 | 2 | 0
2015 | PJM_ROR_2_MISO_WUMS | PJM_ROR | MISO_WUMS | Internal | Summer | B8 | 500 | 1467 | 0 | 35.95 | 33.95 | 2 | 0
2015 | PJM_ROR_2_MISO_WUMS | PJM_ROR | MISO_WUMS | Internal | Summer | B9 | 800 | 1467 | 0 | 34.73 | 32.92 | 2 | 0
2015 | PJM_ROR_2_MISO_WUMS | PJM_ROR | MISO_WUMS | Internal | Summer | B10 | 1262 | 1467 | 0 | 32.48 | 31.97 | 2 | 0
2015 | PJM_ROR_2_MISO_WUMS | PJM_ROR | MISO_WUMS | Internal | Winter | B16 | 25 | 1467 | 0 | 48.8 | 46.8 | 2 | 0
2015 | PJM_ROR_2_MISO_WUMS | PJM_ROR | MISO_WUMS | Internal | Winter | B17 | 100 | 1467 | 0 | 43.24 | 41.22 | 2 | 0
2015 | PJM_ROR_2_MISO_WUMS | PJM_ROR | MISO_WUMS | Internal | Winter | B18 | 400 | 1467 | 0 | 39.97 | 37.97 | 2 | 0
2015 | PJM_ROR_2_MISO_WUMS | PJM_ROR | MISO_WUMS | Internal | Winter | B19 | 700 | 1467 | 0 | 37.62 | 36.55 | 2 | 0
2015 | PJM_ROR_2_MISO_WUMS | PJM_ROR | MISO_WUMS | Internal | Winter | B20 | 935 | 1467 | 0 | 34.29 | 32.99 | 2 | 0
2015 | PJM_ROR_2_PJM_ROM | PJM_ROR | PJM_ROM | Internal | Shoulder | B11 | 25 | 8000 | 244.81 | 48.24 | 48.25 | 0.01 | 0
2015 | PJM_ROR_2_PJM_ROM | PJM_ROR | PJM_ROM | Internal | Shoulder | B12 | 200 | 8000 | 3895.93 | 41.52 | 41.53 | 0.01 | 0
2015 | PJM_ROR_2_PJM_ROM | PJM_ROR | PJM_ROM | Internal | Shoulder | B13 | 600 | 8000 | 8000 | 39.26 | 39.57 | 0.01 | 0.29
2015 | PJM_ROR_2_PJM_ROM | PJM_ROR | PJM_ROM | Internal | Shoulder | B14 | 900 | 8000 | 7790.49 | 37.67 | 37.68 | 0.01 | 0
2015 | PJM_ROR_2_PJM_ROM | PJM_ROR | PJM_ROM | Internal | Shoulder | B15 | 1203 | 8000 | 8000 | 34.4 | 36.9 | 0.01 | 2.49
2015 | PJM_ROR_2_PJM_ROM | PJM_ROR | PJM_ROM | Internal | Summer | B1 | 10 | 8000 | 7999.98 | 61.38 | 62.03 | 0.01 | 0.64
2015 | PJM_ROR_2_PJM_ROM | PJM_ROR | PJM_ROM | Internal | Summer | B2 | 25 | 8000 | 7002.55 | 58.92 | 58.93 | 0.01 | 0
2015 | PJM_ROR_2_PJM_ROM | PJM_ROR | PJM_ROM | Internal | Summer | B3 | 75 | 8000 | 4015.48 | 56.94 | 56.95 | 0.01 | 0
2015 | PJM_ROR_2_PJM_ROM | PJM_ROR | PJM_ROM | Internal | Summer | B4 | 100 | 8000 | 632.31 | 53.97 | 53.99 | 0.01 | 0
2015 | PJM_ROR_2_PJM_ROM | PJM_ROR | PJM_ROM | Internal | Summer | B5 | 200 | 8000 | 4935.65 | 48.52 | 48.53 | 0.01 | 0
2015 | PJM_ROR_2_PJM_ROM | PJM_ROR | PJM_ROM | Internal | Summer | B6 | 300 | 8000 | 3604.71 | 41.68 | 41.7 | 0.01 | 0
2015 | PJM_ROR_2_PJM_ROM | PJM_ROR | PJM_ROM | Internal | Summer | B7 | 400 | 8000 | 7647.39 | 37.93 | 37.94 | 0.01 | 0
2015 | PJM_ROR_2_PJM_ROM | PJM_ROR | PJM_ROM | Internal | Summer | B8 | 500 | 8000 | 8000 | 35.95 | 37.43 | 0.01 | 1.46
2015 | PJM_ROR_2_PJM_ROM | PJM_ROR | PJM_ROM | Internal | Summer | B9 | 800 | 8000 | 8000 | 34.73 | 35.21 | 0.01 | 0.47
2015 | PJM_ROR_2_PJM_ROM | PJM_ROR | PJM_ROM | Internal | Summer | B10 | 1262 | 8000 | 8000 | 32.48 | 34.76 | 0.01 | 2.27
2015 | PJM_ROR_2_PJM_ROM | PJM_ROR | PJM_ROM | Internal | Winter | B16 | 25 | 8000 | 4783.31 | 48.8 | 48.81 | 0.01 | 0
2015 | PJM_ROR_2_PJM_ROM | PJM_ROR | PJM_ROM | Internal | Winter | B17 | 100 | 8000 | 8000 | 43.24 | 45.48 | 0.01 | 2.22
2015 | PJM_ROR_2_PJM_ROM | PJM_ROR | PJM_ROM | Internal | Winter | B18 | 400 | 8000 | 8000 | 39.97 | 44.29 | 0.01 | 4.31
2015 | PJM_ROR_2_PJM_ROM | PJM_ROR | PJM_ROM | Internal | Winter | B19 | 700 | 8000 | 8000 | 37.62 | 41.95 | 0.01 | 4.31
2015 | PJM_ROR_2_PJM_ROM | PJM_ROR | PJM_ROM | Internal | Winter | B20 | 935 | 8000 | 8000 | 34.29 | 37.1 | 0.01 | 2.8
2015 | PJM_ROR_2_TVA_Transmission | PJM_ROR | TVA_Transmission | Internal | Shoulder | B11 | 25 | 2500 | 0.01 | 48.24 | 53.89 | 6 | 0
2015 | PJM_ROR_2_TVA_Transmission | PJM_ROR | TVA_Transmission | Internal | Shoulder | B12 | 200 | 2500 | 0 | 41.52 | 43.15 | 6 | 0
2015 | PJM_ROR_2_TVA_Transmission | PJM_ROR | TVA_Transmission | Internal | Shoulder | B13 | 600 | 2500 | 0 | 39.26 | 41.27 | 6 | 0
2015 | PJM_ROR_2_TVA_Transmission | PJM_ROR | TVA_Transmission | Internal | Shoulder | B14 | 900 | 2500 | 0 | 37.67 | 39.97 | 6 | 0
2015 | PJM_ROR_2_TVA_Transmission | PJM_ROR | TVA_Transmission | Internal | Shoulder | B15 | 1203 | 2500 | 0 | 34.4 | 39.03 | 6 | 0
2015 | PJM_ROR_2_TVA_Transmission | PJM_ROR | TVA_Transmission | Internal | Summer | B1 | 10 | 2500 | 291.09 | 61.38 | 67.38 | 6 | 0
2015 | PJM_ROR_2_TVA_Transmission | PJM_ROR | TVA_Transmission | Internal | Summer | B2 | 25 | 2500 | 1094.75 | 58.92 | 64.92 | 6 | 0
2015 | PJM_ROR_2_TVA_Transmission | PJM_ROR | TVA_Transmission | Internal | Summer | B3 | 75 | 2500 | 1454.78 | 56.94 | 62.94 | 6 | 0
2015 | PJM_ROR_2_TVA_Transmission | PJM_ROR | TVA_Transmission | Internal | Summer | B4 | 100 | 2500 | 811.61 | 53.97 | 59.97 | 6 | 0
2015 | PJM_ROR_2_TVA_Transmission | PJM_ROR | TVA_Transmission | Internal | Summer | B5 | 200 | 2500 | 0 | 48.52 | 52.67 | 6 | 0
2015 | PJM_ROR_2_TVA_Transmission | PJM_ROR | TVA_Transmission | Internal | Summer | B6 | 300 | 2500 | 0 | 41.68 | 45.4 | 6 | 0
2015 | PJM_ROR_2_TVA_Transmission | PJM_ROR | TVA_Transmission | Internal | Summer | B7 | 400 | 2500 | 0 | 37.93 | 41.86 | 6 | 0
2015 | PJM_ROR_2_TVA_Transmission | PJM_ROR | TVA_Transmission | Internal | Summer | B8 | 500 | 2500 | 0 | 35.95 | 38.85 | 6 | 0
2015 | PJM_ROR_2_TVA_Transmission | PJM_ROR | TVA_Transmission | Internal | Summer | B9 | 800 | 2500 | 0 | 34.73 | 38.27 | 6 | 0
2015 | PJM_ROR_2_TVA_Transmission | PJM_ROR | TVA_Transmission | Internal | Summer | B10 | 1262 | 2500 | 0 | 32.48 | 36.22 | 6 | 0
2015 | PJM_ROR_2_TVA_Transmission | PJM_ROR | TVA_Transmission | Internal | Winter | B16 | 25 | 2500 | 0.04 | 48.8 | 54.69 | 6 | 0
2015 | PJM_ROR_2_TVA_Transmission | PJM_ROR | TVA_Transmission | Internal | Winter | B17 | 100 | 2500 | 0 | 43.24 | 45.16 | 6 | 0
2015 | PJM_ROR_2_TVA_Transmission | PJM_ROR | TVA_Transmission | Internal | Winter | B18 | 400 | 2500 | 0 | 39.97 | 42.12 | 6 | 0
2015 | PJM_ROR_2_TVA_Transmission | PJM_ROR | TVA_Transmission | Internal | Winter | B19 | 700 | 2500 | 0 | 37.62 | 40.07 | 6 | 0
2015 | PJM_ROR_2_TVA_Transmission | PJM_ROR | TVA_Transmission | Internal | Winter | B20 | 935 | 2500 | 0 | 34.29 | 38.95 | 6 | 0
2015 | PJM_ROR_2_VACAR | PJM_ROR | VACAR | Internal | Shoulder | B11 | 25 | 3000 | 2986.99 | 48.24 | 54.24 | 6 | 0
2015 | PJM_ROR_2_VACAR | PJM_ROR | VACAR | Internal | Shoulder | B12 | 200 | 3000 | 924.93 | 41.52 | 47.52 | 6 | 0
2015 | PJM_ROR_2_VACAR | PJM_ROR | VACAR | Internal | Shoulder | B13 | 600 | 3000 | 603.33 | 39.26 | 45.26 | 6 | 0
2015 | PJM_ROR_2_VACAR | PJM_ROR | VACAR | Internal | Shoulder | B14 | 900 | 3000 | 1271.46 | 37.67 | 43.67 | 6 | 0
2015 | PJM_ROR_2_VACAR | PJM_ROR | VACAR | Internal | Shoulder | B15 | 1203 | 3000 | 3000 | 34.4 | 41.97 | 6 | 1.57
2015 | PJM_ROR_2_VACAR | PJM_ROR | VACAR | Internal | Summer | B1 | 10 | 3000 | 2999.98 | 61.38 | 68.16 | 6 | 0.78
2015 | PJM_ROR_2_VACAR | PJM_ROR | VACAR | Internal | Summer | B2 | 25 | 3000 | 3000 | 58.92 | 68.16 | 6 | 3.24
2015 | PJM_ROR_2_VACAR | PJM_ROR | VACAR | Internal | Summer | B3 | 75 | 3000 | 3000 | 56.94 | 68.16 | 6 | 5.22
2015 | PJM_ROR_2_VACAR | PJM_ROR | VACAR | Internal | Summer | B4 | 100 | 3000 | 2031.21 | 53.97 | 59.97 | 6 | 0
2015 | PJM_ROR_2_VACAR | PJM_ROR | VACAR | Internal | Summer | B5 | 200 | 3000 | 3000 | 48.52 | 55.3 | 6 | 0.78
2015 | PJM_ROR_2_VACAR | PJM_ROR | VACAR | Internal | Summer | B6 | 300 | 3000 | 1605.76 | 41.68 | 47.68 | 6 | 0
2015 | PJM_ROR_2_VACAR | PJM_ROR | VACAR | Internal | Summer | B7 | 400 | 3000 | 2881.67 | 37.93 | 43.93 | 6 | 0
2015 | PJM_ROR_2_VACAR | PJM_ROR | VACAR | Internal | Summer | B8 | 500 | 3000 | 3000 | 35.95 | 42.75 | 6 | 0.8
2015 | PJM_ROR_2_VACAR | PJM_ROR | VACAR | Internal | Summer | B9 | 800 | 3000 | 3000 | 34.73 | 41.97 | 6 | 1.24
2015 | PJM_ROR_2_VACAR | PJM_ROR | VACAR | Internal | Summer | B10 | 1262 | 3000 | 3000 | 32.48 | 40.46 | 6 | 1.98
2015 | PJM_ROR_2_VACAR | PJM_ROR | VACAR | Internal | Winter | B16 | 25 | 3000 | 3000 | 48.8 | 58.89 | 6 | 4.09
2015 | PJM_ROR_2_VACAR | PJM_ROR | VACAR | Internal | Winter | B17 | 100 | 3000 | 217.75 | 43.24 | 49.24 | 6 | 0
2015 | PJM_ROR_2_VACAR | PJM_ROR | VACAR | Internal | Winter | B18 | 400 | 3000 | 1181.74 | 39.97 | 45.97 | 6 | 0
2015 | PJM_ROR_2_VACAR | PJM_ROR | VACAR | Internal | Winter | B19 | 700 | 3000 | 796.1 | 37.62 | 43.62 | 6 | 0
2015 | PJM_ROR_2_VACAR | PJM_ROR | VACAR | Internal | Winter | B20 | 935 | 3000 | 3000 | 34.29 | 42.38 | 6 | 2.09
2015 | PJM_ROM_2_NYISO_A-F | PJM_ROM | NYISO_A-F | Internal | Shoulder | B11 | 25 | 2000 | 0 | 48.25 | 40.25 | 6 | 0
2015 | PJM_ROM_2_NYISO_A-F | PJM_ROM | NYISO_A-F | Internal | Shoulder | B12 | 200 | 2000 | 0 | 41.53 | 39.73 | 6 | 0
2015 | PJM_ROM_2_NYISO_A-F | PJM_ROM | NYISO_A-F | Internal | Shoulder | B13 | 600 | 2000 | 0 | 39.57 | 38.42 | 6 | 0
2015 | PJM_ROM_2_NYISO_A-F | PJM_ROM | NYISO_A-F | Internal | Shoulder | B14 | 900 | 2000 | 0 | 37.68 | 38.42 | 6 | 0
2015 | PJM_ROM_2_NYISO_A-F | PJM_ROM | NYISO_A-F | Internal | Shoulder | B15 | 1203 | 2000 | 0 | 36.9 | 38.42 | 6 | 0
2015 | PJM_ROM_2_NYISO_A-F | PJM_ROM | NYISO_A-F | Internal | Summer | B1 | 10 | 2000 | 0 | 62.03 | 54.03 | 6 | 0
2015 | PJM_ROM_2_NYISO_A-F | PJM_ROM | NYISO_A-F | Internal | Summer | B2 | 25 | 2000 | 0 | 58.93 | 51.8 | 6 | 0
2015 | PJM_ROM_2_NYISO_A-F | PJM_ROM | NYISO_A-F | Internal | Summer | B3 | 75 | 2000 | 0 | 56.95 | 48.95 | 6 | 0
2015 | PJM_ROM_2_NYISO_A-F | PJM_ROM | NYISO_A-F | Internal | Summer | B4 | 100 | 2000 | 0 | 53.99 | 45.28 | 6 | 0
2015 | PJM_ROM_2_NYISO_A-F | PJM_ROM | NYISO_A-F | Internal | Summer | B5 | 200 | 2000 | 0 | 48.53 | 43 | 6 | 0
2015 | PJM_ROM_2_NYISO_A-F | PJM_ROM | NYISO_A-F | Internal | Summer | B6 | 300 | 2000 | 0 | 41.7 | 39.68 | 6 | 0
2015 | PJM_ROM_2_NYISO_A-F | PJM_ROM | NYISO_A-F | Internal | Summer | B7 | 400 | 2000 | 0 | 37.94 | 39.23 | 6 | 0
2015 | PJM_ROM_2_NYISO_A-F | PJM_ROM | NYISO_A-F | Internal | Summer | B8 | 500 | 2000 | 0 | 37.43 | 37.59 | 6 | 0
2015 | PJM_ROM_2_NYISO_A-F | PJM_ROM | NYISO_A-F | Internal | Summer | B9 | 800 | 2000 | 0 | 35.21 | 37.07 | 6 | 0
2015 | PJM_ROM_2_NYISO_A-F | PJM_ROM | NYISO_A-F | Internal | Summer | B10 | 1262 | 2000 | 0 | 34.76 | 37.07 | 6 | 0
2015 | PJM_ROM_2_NYISO_A-F | PJM_ROM | NYISO_A-F | Internal | Winter | B16 | 25 | 2000 | 0 | 48.81 | 45.86 | 6 | 0
2015 | PJM_ROM_2_NYISO_A-F | PJM_ROM | NYISO_A-F | Internal | Winter | B17 | 100 | 2000 | 0 | 45.48 | 43.08 | 6 | 0
2015 | PJM_ROM_2_NYISO_A-F | PJM_ROM | NYISO_A-F | Internal | Winter | B18 | 400 | 2000 | 0 | 44.29 | 43.08 | 6 | 0
2015 | PJM_ROM_2_NYISO_A-F | PJM_ROM | NYISO_A-F | Internal | Winter | B19 | 700 | 2000 | 0 | 41.95 | 43.08 | 6 | 0
2015 | PJM_ROM_2_NYISO_A-F | PJM_ROM | NYISO_A-F | Internal | Winter | B20 | 935 | 2000 | 0 | 37.1 | 43.08 | 6 | 0
2015 | PJM_ROM_2_PJM_E | PJM_ROM | PJM_E | Internal | Shoulder | B11 | 25 | 8000 | 0.2 | 48.25 | 48.24 | 0.01 | 0
2015 | PJM_ROM_2_PJM_E | PJM_ROM | PJM_E | Internal | Shoulder | B12 | 200 | 8000 | 1058.68 | 41.53 | 41.54 | 0.01 | 0
2015 | PJM_ROM_2_PJM_E | PJM_ROM | PJM_E | Internal | Shoulder | B13 | 600 | 8000 | 4295.97 | 39.57 | 39.58 | 0.01 | 0
2015 | PJM_ROM_2_PJM_E | PJM_ROM | PJM_E | Internal | Shoulder | B14 | 900 | 8000 | 3191.25 | 37.68 | 37.69 | 0.01 | 0
2015 | PJM_ROM_2_PJM_E | PJM_ROM | PJM_E | Internal | Shoulder | B15 | 1203 | 8000 | 4449.91 | 36.9 | 36.91 | 0.01 | 0
2015 | PJM_ROM_2_PJM_E | PJM_ROM | PJM_E | Internal | Summer | B1 | 10 | 8000 | 5580.89 | 62.03 | 62.04 | 0.01 | 0
2015 | PJM_ROM_2_PJM_E | PJM_ROM | PJM_E | Internal | Summer | B2 | 25 | 8000 | 4706.58 | 58.93 | 58.94 | 0.01 | 0
2015 | PJM_ROM_2_PJM_E | PJM_ROM | PJM_E | Internal | Summer | B3 | 75 | 8000 | 4144.69 | 56.95 | 56.96 | 0.01 | 0
2015 | PJM_ROM_2_PJM_E | PJM_ROM | PJM_E | Internal | Summer | B4 | 100 | 8000 | 2119.85 | 53.99 | 54 | 0.01 | 0
2015 | PJM_ROM_2_PJM_E | PJM_ROM | PJM_E | Internal | Summer | B5 | 200 | 8000 | 2262.47 | 48.53 | 48.55 | 0.01 | 0
2015 | PJM_ROM_2_PJM_E | PJM_ROM | PJM_E | Internal | Summer | B6 | 300 | 8000 | 1781.02 | 41.7 | 41.71 | 0.01 | 0
2015 | PJM_ROM_2_PJM_E | PJM_ROM | PJM_E | Internal | Summer | B7 | 400 | 8000 | 5607.38 | 37.94 | 37.95 | 0.01 | 0
2015 | PJM_ROM_2_PJM_E | PJM_ROM | PJM_E | Internal | Summer | B8 | 500 | 8000 | 4169.71 | 37.43 | 37.44 | 0.01 | 0
2015 | PJM_ROM_2_PJM_E | PJM_ROM | PJM_E | Internal | Summer | B9 | 800 | 8000 | 2709.2 | 35.21 | 35.22 | 0.01 | 0
2015 | PJM_ROM_2_PJM_E | PJM_ROM | PJM_E | Internal | Summer | B10 | 1262 | 8000 | 3811.41 | 34.76 | 34.77 | 0.01 | 0
2015 | PJM_ROM_2_PJM_E | PJM_ROM | PJM_E | Internal | Winter | B16 | 25 | 8000 | 1316.04 | 48.81 | 48.82 | 0.01 | 0
2015 | PJM_ROM_2_PJM_E | PJM_ROM | PJM_E | Internal | Winter | B17 | 100 | 8000 | 4746.55 | 45.48 | 45.49 | 0.01 | 0
2015 | PJM_ROM_2_PJM_E | PJM_ROM | PJM_E | Internal | Winter | B18 | 400 | 8000 | 4914.55 | 44.29 | 44.3 | 0.01 | 0
2015 | PJM_ROM_2_PJM_E | PJM_ROM | PJM_E | Internal | Winter | B19 | 700 | 8000 | 4814.78 | 41.95 | 41.96 | 0.01 | 0
2015 | PJM_ROM_2_PJM_E | PJM_ROM | PJM_E | Internal | Winter | B20 | 935 | 8000 | 4462.04 | 37.1 | 37.11 | 0.01 | 0
2015 | PJM_ROM_2_PJM_ROR | PJM_ROM | PJM_ROR | Internal | Shoulder | B11 | 25 | 8000 | 0.21 | 48.25 | 48.24 | 0.01 | 0
2015 | PJM_ROM_2_PJM_ROR | PJM_ROM | PJM_ROR | Internal | Shoulder | B12 | 200 | 8000 | 0.02 | 41.53 | 41.52 | 0.01 | 0
2015 | PJM_ROM_2_PJM_ROR | PJM_ROM | PJM_ROR | Internal | Shoulder | B13 | 600 | 8000 | 0 | 39.57 | 39.26 | 0.01 | 0
2015 | PJM_ROM_2_PJM_ROR | PJM_ROM | PJM_ROR | Internal | Shoulder | B14 | 900 | 8000 | 0 | 37.68 | 37.67 | 0.01 | 0
2015 | PJM_ROM_2_PJM_ROR | PJM_ROM | PJM_ROR | Internal | Shoulder | B15 | 1203 | 8000 | 0 | 36.9 | 34.4 | 0.01 | 0
2015 | PJM_ROM_2_PJM_ROR | PJM_ROM | PJM_ROR | Internal | Summer | B1 | 10 | 8000 | 0.02 | 62.03 | 61.38 | 0.01 | 0
2015 | PJM_ROM_2_PJM_ROR | PJM_ROM | PJM_ROR | Internal | Summer | B2 | 25 | 8000 | 0.19 | 58.93 | 58.92 | 0.01 | 0
2015 | PJM_ROM_2_PJM_ROR | PJM_ROM | PJM_ROR | Internal | Summer | B3 | 75 | 8000 | 0.07 | 56.95 | 56.94 | 0.01 | 0
2015 | PJM_ROM_2_PJM_ROR | PJM_ROM | PJM_ROR | Internal | Summer | B4 | 100 | 8000 | 0.05 | 53.99 | 53.97 | 0.01 | 0
2015 | PJM_ROM_2_PJM_ROR | PJM_ROM | PJM_ROR | Internal | Summer | B5 | 200 | 8000 | 0.02 | 48.53 | 48.52 | 0.01 | 0
2015 | PJM_ROM_2_PJM_ROR | PJM_ROM | PJM_ROR | Internal | Summer | B6 | 300 | 8000 | 0.02 | 41.7 | 41.68 | 0.01 | 0
2015 | PJM_ROM_2_PJM_ROR | PJM_ROM | PJM_ROR | Internal | Summer | B7 | 400 | 8000 | 0.01 | 37.94 | 37.93 | 0.01 | 0
2015 | PJM_ROM_2_PJM_ROR | PJM_ROM | PJM_ROR | Internal | Summer | B8 | 500 | 8000 | 0 | 37.43 | 35.95 | 0.01 | 0
2015 | PJM_ROM_2_PJM_ROR | PJM_ROM | PJM_ROR | Internal | Summer | B9 | 800 | 8000 | 0 | 35.21 | 34.73 | 0.01 | 0
2015 | PJM_ROM_2_PJM_ROR | PJM_ROM | PJM_ROR | Internal | Summer | B10 | 1262 | 8000 | 0 | 34.76 | 32.48 | 0.01 | 0
2015 | PJM_ROM_2_PJM_ROR | PJM_ROM | PJM_ROR | Internal | Winter | B16 | 25 | 8000 | 0.19 | 48.81 | 48.8 | 0.01 | 0
2015 | PJM_ROM_2_PJM_ROR | PJM_ROM | PJM_ROR | Internal | Winter | B17 | 100 | 8000 | 0 | 45.48 | 43.24 | 0.01 | 0
2015 | PJM_ROM_2_PJM_ROR | PJM_ROM | PJM_ROR | Internal | Winter | B18 | 400 | 8000 | 0 | 44.29 | 39.97 | 0.01 | 0
2015 | PJM_ROM_2_PJM_ROR | PJM_ROM | PJM_ROR | Internal | Winter | B19 | 700 | 8000 | 0 | 41.95 | 37.62 | 0.01 | 0
2015 | PJM_ROM_2_PJM_ROR | PJM_ROM | PJM_ROR | Internal | Winter | B20 | 935 | 8000 | 0 | 37.1 | 34.29 | 0.01 | 0
2015 | SOCO_2_ENT | SOCO | ENT | Internal | Shoulder | B11 | 25 | 2400 | 0 | 61.24 | 53.5 | 10 | 0
2015 | SOCO_2_ENT | SOCO | ENT | Internal | Shoulder | B12 | 200 | 2400 | 0 | 42.82 | 38.05 | 10 | 0
2015 | SOCO_2_ENT | SOCO | ENT | Internal | Shoulder | B13 | 600 | 2400 | 0 | 39.02 | 38.05 | 10 | 0
2015 | SOCO_2_ENT | SOCO | ENT | Internal | Shoulder | B14 | 900 | 2400 | 0 | 39.02 | 37.78 | 10 | 0
2015 | SOCO_2_ENT | SOCO | ENT | Internal | Shoulder | B15 | 1203 | 2400 | 0 | 39.02 | 36.55 | 10 | 0
2015 | SOCO_2_ENT | SOCO | ENT | Internal | Summer | B1 | 10 | 2400 | 0 | 64.92 | 59.38 | 10 | 0
2015 | SOCO_2_ENT | SOCO | ENT | Internal | Summer | B2 | 25 | 2400 | 0 | 64.92 | 56.92 | 10 | 0
2015 | SOCO_2_ENT | SOCO | ENT | Internal | Summer | B3 | 75 | 2400 | 0 | 64.92 | 55.82 | 10 | 0
2015 | SOCO_2_ENT | SOCO | ENT | Internal | Summer | B4 | 100 | 2400 | 0 | 64.92 | 55.82 | 10 | 0
2015 | SOCO_2_ENT | SOCO | ENT | Internal | Summer | B5 | 200 | 2400 | 0 | 60.27 | 51.84 | 10 | 0
2015 | SOCO_2_ENT | SOCO | ENT | Internal | Summer | B6 | 300 | 2400 | 0 | 52.89 | 44.89 | 10 | 0
2015 | SOCO_2_ENT | SOCO | ENT | Internal | Summer | B7 | 400 | 2400 | 0 | 50.05 | 42.05 | 10 | 0
2015 | SOCO_2_ENT | SOCO | ENT | Internal | Summer | B8 | 500 | 2400 | 0 | 43.36 | 36.89 | 10 | 0
2015 | SOCO_2_ENT | SOCO | ENT | Internal | Summer | B9 | 800 | 2400 | 0 | 37.88 | 36.63 | 10 | 0
2015 | SOCO_2_ENT | SOCO | ENT | Internal | Summer | B10 | 1262 | 2400 | 0 | 37.88 | 35.44 | 10 | 0
2015 | SOCO_2_ENT | SOCO | ENT | Internal | Winter | B16 | 25 | 2400 | 0 | 59.78 | 51.78 | 10 | 0
2015 | SOCO_2_ENT | SOCO | ENT | Internal | Winter | B17 | 100 | 2400 | 0 | 43.62 | 40.38 | 10 | 0
2015 | SOCO_2_ENT | SOCO | ENT | Internal | Winter | B18 | 400 | 2400 | 0 | 41.34 | 40.1 | 10 | 0
2015 | SOCO_2_ENT | SOCO | ENT | Internal | Winter | B19 | 700 | 2400 | 0 | 41.34 | 40.1 | 10 | 0
2015 | SOCO_2_ENT | SOCO | ENT | Internal | Winter | B20 | 935 | 2400 | 0 | 41.34 | 38.79 | 10 | 0
2015 | SOCO_2_FRCC | SOCO | FRCC | Internal | Shoulder | B11 | 25 | 3700 | 2085.51 | 61.24 | 71.24 | 10 | 0
2015 | SOCO_2_FRCC | SOCO | FRCC | Internal | Shoulder | B12 | 200 | 3700 | 1517.58 | 42.82 | 52.82 | 10 | 0
2015 | SOCO_2_FRCC | SOCO | FRCC | Internal | Shoulder | B13 | 600 | 3700 | 252.91 | 39.02 | 49.02 | 10 | 0
2015 | SOCO_2_FRCC | SOCO | FRCC | Internal | Shoulder | B14 | 900 | 3700 | 0 | 39.02 | 45.06 | 10 | 0
2015 | SOCO_2_FRCC | SOCO | FRCC | Internal | Shoulder | B15 | 1203 | 3700 | 0 | 39.02 | 43.22 | 10 | 0
2015 | SOCO_2_FRCC | SOCO | FRCC | Internal | Summer | B1 | 10 | 3700 | 0 | 64.92 | 71.2 | 10 | 0
2015 | SOCO_2_FRCC | SOCO | FRCC | Internal | Summer | B2 | 25 | 3700 | 0 | 64.92 | 71.2 | 10 | 0
2015 | SOCO_2_FRCC | SOCO | FRCC | Internal | Summer | B3 | 75 | 3700 | 0 | 64.92 | 71.2 | 10 | 0
2015 | SOCO_2_FRCC | SOCO | FRCC | Internal | Summer | B4 | 100 | 3700 | 0 | 64.92 | 71.2 | 10 | 0
2015 | SOCO_2_FRCC | SOCO | FRCC | Internal | Summer | B5 | 200 | 3700 | 1200.93 | 60.27 | 70.27 | 10 | 0
2015 | SOCO_2_FRCC | SOCO | FRCC | Internal | Summer | B6 | 300 | 3700 | 777.63 | 52.89 | 62.89 | 10 | 0
2015 | SOCO_2_FRCC | SOCO | FRCC | Internal | Summer | B7 | 400 | 3700 | 2147.22 | 50.05 | 60.05 | 10 | 0
2015 | SOCO_2_FRCC | SOCO | FRCC | Internal | Summer | B8 | 500 | 3700 | 1038.7 | 43.36 | 53.36 | 10 | 0
2015 | SOCO_2_FRCC | SOCO | FRCC | Internal | Summer | B9 | 800 | 3700 | 0 | 37.88 | 46.44 | 10 | 0
2015 | SOCO_2_FRCC | SOCO | FRCC | Internal | Summer | B10 | 1262 | 3700 | 0 | 37.88 | 42.58 | 10 | 0
2015 | SOCO_2_FRCC | SOCO | FRCC | Internal | Winter | B16 | 25 | 3700 | 2222.02 | 59.78 | 69.78 | 10 | 0
2015 | SOCO_2_FRCC | SOCO | FRCC | Internal | Winter | B17 | 100 | 3700 | 1955.73 | 43.62 | 53.62 | 10 | 0
2015 | SOCO_2_FRCC | SOCO | FRCC | Internal | Winter | B18 | 400 | 3700 | 305.99 | 41.34 | 51.34 | 10 | 0
2015 | SOCO_2_FRCC | SOCO | FRCC | Internal | Winter | B19 | 700 | 3700 | 0 | 41.34 | 47.11 | 10 | 0
2015 | SOCO_2_FRCC | SOCO | FRCC | Internal | Winter | B20 | 935 | 3700 | 0 | 41.34 | 45.18 | 10 | 0
2015 | SOCO_2_TVA_Transmission | SOCO | TVA_Transmission | Internal | Shoulder | B11 | 25 | 2600 | 0 | 61.24 | 53.89 | 10 | 0
2015 | SOCO_2_TVA_Transmission | SOCO | TVA_Transmission | Internal | Shoulder | B12 | 200 | 2600 | 0 | 42.82 | 43.15 | 10 | 0
2015 | SOCO_2_TVA_Transmission | SOCO | TVA_Transmission | Internal | Shoulder | B13 | 600 | 2600 | 0 | 39.02 | 41.27 | 10 | 0
2015 | SOCO_2_TVA_Transmission | SOCO | TVA_Transmission | Internal | Shoulder | B14 | 900 | 2600 | 0 | 39.02 | 39.97 | 10 | 0
2015 | SOCO_2_TVA_Transmission | SOCO | TVA_Transmission | Internal | Shoulder | B15 | 1203 | 2600 | 0 | 39.02 | 39.03 | 10 | 0
2015 | SOCO_2_TVA_Transmission | SOCO | TVA_Transmission | Internal | Summer | B1 | 10 | 2600 | 0 | 64.92 | 67.38 | 10 | 0
2015 | SOCO_2_TVA_Transmission | SOCO | TVA_Transmission | Internal | Summer | B2 | 25 | 2600 | 0 | 64.92 | 64.92 | 10 | 0
2015 | SOCO_2_TVA_Transmission | SOCO | TVA_Transmission | Internal | Summer | B3 | 75 | 2600 | 0 | 64.92 | 62.94 | 10 | 0
2015 | SOCO_2_TVA_Transmission | SOCO | TVA_Transmission | Internal | Summer | B4 | 100 | 2600 | 0 | 64.92 | 59.97 | 10 | 0
2015 | SOCO_2_TVA_Transmission | SOCO | TVA_Transmission | Internal | Summer | B5 | 200 | 2600 | 0 | 60.27 | 52.67 | 10 | 0
2015 | SOCO_2_TVA_Transmission | SOCO | TVA_Transmission | Internal | Summer | B6 | 300 | 2600 | 0 | 52.89 | 45.4 | 10 | 0
2015 | SOCO_2_TVA_Transmission | SOCO | TVA_Transmission | Internal | Summer | B7 | 400 | 2600 | 0 | 50.05 | 41.86 | 10 | 0
2015 | SOCO_2_TVA_Transmission | SOCO | TVA_Transmission | Internal | Summer | B8 | 500 | 2600 | 0 | 43.36 | 38.85 | 10 | 0
2015 | SOCO_2_TVA_Transmission | SOCO | TVA_Transmission | Internal | Summer | B9 | 800 | 2600 | 0 | 37.88 | 38.27 | 10 | 0
2015 | SOCO_2_TVA_Transmission | SOCO | TVA_Transmission | Internal | Summer | B10 | 1262 | 2600 | 0 | 37.88 | 36.22 | 10 | 0
2015 | SOCO_2_TVA_Transmission | SOCO | TVA_Transmission | Internal | Winter | B16 | 25 | 2600 | 0 | 59.78 | 54.69 | 10 | 0
2015 | SOCO_2_TVA_Transmission | SOCO | TVA_Transmission | Internal | Winter | B17 | 100 | 2600 | 0 | 43.62 | 45.16 | 10 | 0
2015 | SOCO_2_TVA_Transmission | SOCO | TVA_Transmission | Internal | Winter | B18 | 400 | 2600 | 0 | 41.34 | 42.12 | 10 | 0
2015 | SOCO_2_TVA_Transmission | SOCO | TVA_Transmission | Internal | Winter | B19 | 700 | 2600 | 0 | 41.34 | 40.07 | 10 | 0
2015 | SOCO_2_TVA_Transmission | SOCO | TVA_Transmission | Internal | Winter | B20 | 935 | 2600 | 0 | 41.34 | 38.95 | 10 | 0
2015 | SOCO_2_VACAR | SOCO | VACAR | Internal | Shoulder | B11 | 25 | 2000 | 0 | 61.24 | 54.24 | 10 | 0
2015 | SOCO_2_VACAR | SOCO | VACAR | Internal | Shoulder | B12 | 200 | 2000 | 0 | 42.82 | 47.52 | 10 | 0
2015 | SOCO_2_VACAR | SOCO | VACAR | Internal | Shoulder | B13 | 600 | 2000 | 0 | 39.02 | 45.26 | 10 | 0
2015 | SOCO_2_VACAR | SOCO | VACAR | Internal | Shoulder | B14 | 900 | 2000 | 0 | 39.02 | 43.67 | 10 | 0
2015 | SOCO_2_VACAR | SOCO | VACAR | Internal | Shoulder | B15 | 1203 | 2000 | 0 | 39.02 | 41.97 | 10 | 0
2015 | SOCO_2_VACAR | SOCO | VACAR | Internal | Summer | B1 | 10 | 2000 | 0 | 64.92 | 68.16 | 10 | 0
2015 | SOCO_2_VACAR | SOCO | VACAR | Internal | Summer | B2 | 25 | 2000 | 0 | 64.92 | 68.16 | 10 | 0
2015 | SOCO_2_VACAR | SOCO | VACAR | Internal | Summer | B3 | 75 | 2000 | 0 | 64.92 | 68.16 | 10 | 0
2015 | SOCO_2_VACAR | SOCO | VACAR | Internal | Summer | B4 | 100 | 2000 | 0 | 64.92 | 59.97 | 10 | 0
2015 | SOCO_2_VACAR | SOCO | VACAR | Internal | Summer | B5 | 200 | 2000 | 0 | 60.27 | 55.3 | 10 | 0
2015 | SOCO_2_VACAR | SOCO | VACAR | Internal | Summer | B6 | 300 | 2000 | 0 | 52.89 | 47.68 | 10 | 0
2015 | SOCO_2_VACAR | SOCO | VACAR | Internal | Summer | B7 | 400 | 2000 | 0 | 50.05 | 43.93 | 10 | 0
2015 | SOCO_2_VACAR | SOCO | VACAR | Internal | Summer | B8 | 500 | 2000 | 0 | 43.36 | 42.75 | 10 | 0
2015 | SOCO_2_VACAR | SOCO | VACAR | Internal | Summer | B9 | 800 | 2000 | 0 | 37.88 | 41.97 | 10 | 0
2015 | SOCO_2_VACAR | SOCO | VACAR | Internal | Summer | B10 | 1262 | 2000 | 0 | 37.88 | 40.46 | 10 | 0
2015 | SOCO_2_VACAR | SOCO | VACAR | Internal | Winter | B16 | 25 | 2000 | 0 | 59.78 | 58.89 | 10 | 0
2015 | SOCO_2_VACAR | SOCO | VACAR | Internal | Winter | B17 | 100 | 2000 | 0 | 43.62 | 49.24 | 10 | 0
2015 | SOCO_2_VACAR | SOCO | VACAR | Internal | Winter | B18 | 400 | 2000 | 0 | 41.34 | 45.97 | 10 | 0
2015 | SOCO_2_VACAR | SOCO | VACAR | Internal | Winter | B19 | 700 | 2000 | 0 | 41.34 | 43.62 | 10 | 0
2015 | SOCO_2_VACAR | SOCO | VACAR | Internal | Winter | B20 | 935 | 2000 | 0 | 41.34 | 42.38 | 10 | 0
2015 | SPP_N_2_ENT | SPP_N | ENT | Internal | Shoulder | B11 | 25 | 1800 | 0 | 54.04 | 53.5 | 5 | 0
2015 | SPP_N_2_ENT | SPP_N | ENT | Internal | Shoulder | B12 | 200 | 1800 | 0 | 38 | 38.05 | 5 | 0
2015 | SPP_N_2_ENT | SPP_N | ENT | Internal | Shoulder | B13 | 600 | 1800 | 0 | 37.26 | 38.05 | 5 | 0
2015 | SPP_N_2_ENT | SPP_N | ENT | Internal | Shoulder | B14 | 900 | 1800 | 0 | 36.34 | 37.78 | 5 | 0
2015 | SPP_N_2_ENT | SPP_N | ENT | Internal | Shoulder | B15 | 1203 | 1800 | 0 | 36.26 | 36.55 | 5 | 0
2015 | SPP_N_2_ENT | SPP_N | ENT | Internal | Summer | B1 | 10 | 1800 | 0 | 58.76 | 59.38 | 5 | 0
2015 | SPP_N_2_ENT | SPP_N | ENT | Internal | Summer | B2 | 25 | 1800 | 0 | 58.76 | 56.92 | 5 | 0
2015 | SPP_N_2_ENT | SPP_N | ENT | Internal | Summer | B3 | 75 | 1800 | 0 | 58.76 | 55.82 | 5 | 0
2015 | SPP_N_2_ENT | SPP_N | ENT | Internal | Summer | B4 | 100 | 1800 | 0 | 56.96 | 55.82 | 5 | 0
2015 | SPP_N_2_ENT | SPP_N | ENT | Internal | Summer | B5 | 200 | 1800 | 0 | 52.82 | 51.84 | 5 | 0
2015 | SPP_N_2_ENT | SPP_N | ENT | Internal | Summer | B6 | 300 | 1800 | 0 | 47.68 | 44.89 | 5 | 0
2015 | SPP_N_2_ENT | SPP_N | ENT | Internal | Summer | B7 | 400 | 1800 | 0 | 42.19 | 42.05 | 5 | 0
2015 | SPP_N_2_ENT | SPP_N | ENT | Internal | Summer | B8 | 500 | 1800 | 0 | 36.69 | 36.89 | 5 | 0
2015 | SPP_N_2_ENT | SPP_N | ENT | Internal | Summer | B9 | 800 | 1800 | 0 | 35.12 | 36.63 | 5 | 0
2015 | SPP_N_2_ENT | SPP_N | ENT | Internal | Summer | B10 | 1262 | 1800 | 0 | 34.55 | 35.44 | 5 | 0
2015 | SPP_N_2_ENT | SPP_N | ENT | Internal | Winter | B16 | 25 | 1800 | 204.66 | 46.78 | 51.78 | 5 | 0
2015 | SPP_N_2_ENT | SPP_N | ENT | Internal | Winter | B17 | 100 | 1800 | 0 | 38.72 | 40.38 | 5 | 0
2015 | SPP_N_2_ENT | SPP_N | ENT | Internal | Winter | B18 | 400 | 1800 | 0 | 38.67 | 40.1 | 5 | 0
2015 | SPP_N_2_ENT | SPP_N | ENT | Internal | Winter | B19 | 700 | 1800 | 0 | 38.63 | 40.1 | 5 | 0
2015 | SPP_N_2_ENT | SPP_N | ENT | Internal | Winter | B20 | 935 | 1800 | 0 | 38.07 | 38.79 | 5 | 0
2015 | SPP_N_2_MISO_MO-IL | SPP_N | MISO_MO-IL | Internal | Shoulder | B11 | 25 | 2000 | 0 | 54.04 | 47.03 | 5 | 0
2015 | SPP_N_2_MISO_MO-IL | SPP_N | MISO_MO-IL | Internal | Shoulder | B12 | 200 | 2000 | 0 | 38 | 39.5 | 5 | 0
2015 | SPP_N_2_MISO_MO-IL | SPP_N | MISO_MO-IL | Internal | Shoulder | B13 | 600 | 2000 | 0 | 37.26 | 37.24 | 5 | 0
2015 | SPP_N_2_MISO_MO-IL | SPP_N | MISO_MO-IL | Internal | Shoulder | B14 | 900 | 2000 | 0 | 36.34 | 35.66 | 5 | 0
2015 | SPP_N_2_MISO_MO-IL | SPP_N | MISO_MO-IL | Internal | Shoulder | B15 | 1203 | 2000 | 0 | 36.26 | 32.82 | 5 | 0
2015 | SPP_N_2_MISO_MO-IL | SPP_N | MISO_MO-IL | Internal | Summer | B1 | 10 | 2000 | 0 | 58.76 | 59.38 | 5 | 0
2015 | SPP_N_2_MISO_MO-IL | SPP_N | MISO_MO-IL | Internal | Summer | B2 | 25 | 2000 | 0 | 58.76 | 56.92 | 5 | 0
2015 | SPP_N_2_MISO_MO-IL | SPP_N | MISO_MO-IL | Internal | Summer | B3 | 75 | 2000 | 0 | 58.76 | 55.38 | 5 | 0
2015 | SPP_N_2_MISO_MO-IL | SPP_N | MISO_MO-IL | Internal | Summer | B4 | 100 | 2000 | 0 | 56.96 | 51.97 | 5 | 0
2015 | SPP_N_2_MISO_MO-IL | SPP_N | MISO_MO-IL | Internal | Summer | B5 | 200 | 2000 | 0 | 52.82 | 46.52 | 5 | 0
2015 | SPP_N_2_MISO_MO-IL | SPP_N | MISO_MO-IL | Internal | Summer | B6 | 300 | 2000 | 0 | 47.68 | 39.68 | 5 | 0
2015 | SPP_N_2_MISO_MO-IL | SPP_N | MISO_MO-IL | Internal | Summer | B7 | 400 | 2000 | 0 | 42.19 | 35.9 | 5 | 0
2015 | SPP_N_2_MISO_MO-IL | SPP_N | MISO_MO-IL | Internal | Summer | B8 | 500 | 2000 | 0 | 36.69 | 33.94 | 5 | 0
2015 | SPP_N_2_MISO_MO-IL | SPP_N | MISO_MO-IL | Internal | Summer | B9 | 800 | 2000 | 0 | 35.12 | 32.89 | 5 | 0
2015 | SPP_N_2_MISO_MO-IL | SPP_N | MISO_MO-IL | Internal | Summer | B10 | 1262 | 2000 | 0 | 34.55 | 30.86 | 5 | 0
2015 | SPP_N_2_MISO_MO-IL | SPP_N | MISO_MO-IL | Internal | Winter | B16 | 25 | 2000 | 0 | 46.78 | 46.8 | 5 | 0
2015 | SPP_N_2_MISO_MO-IL | SPP_N | MISO_MO-IL | Internal | Winter | B17 | 100 | 2000 | 0 | 38.72 | 41.22 | 5 | 0
2015 | SPP_N_2_MISO_MO-IL | SPP_N | MISO_MO-IL | Internal | Winter | B18 | 400 | 2000 | 0 | 38.67 | 37.96 | 5 | 0
2015 | SPP_N_2_MISO_MO-IL | SPP_N | MISO_MO-IL | Internal | Winter | B19 | 700 | 2000 | 0 | 38.63 | 35.62 | 5 | 0
2015 | SPP_N_2_MISO_MO-IL | SPP_N | MISO_MO-IL | Internal | Winter | B20 | 935 | 2000 | 0 | 38.07 | 32.69 | 5 | 0
2015 | SPP_N_2_MISO_W | SPP_N | MISO_W | Internal | Shoulder | B11 | 25 | 750 | 0 | 54.04 | 47.04 | 5 | 0
2015 | SPP_N_2_MISO_W | SPP_N | MISO_W | Internal | Shoulder | B12 | 200 | 750 | 0 | 38 | 39.5 | 5 | 0
2015 | SPP_N_2_MISO_W | SPP_N | MISO_W | Internal | Shoulder | B13 | 600 | 750 | 0 | 37.26 | 37.25 | 5 | 0
2015 | SPP_N_2_MISO_W | SPP_N | MISO_W | Internal | Shoulder | B14 | 900 | 750 | 0 | 36.34 | 35.67 | 5 | 0
2015 | SPP_N_2_MISO_W | SPP_N | MISO_W | Internal | Shoulder | B15 | 1203 | 750 | 0 | 36.26 | 33.56 | 5 | 0
2015 | SPP_N_2_MISO_W | SPP_N | MISO_W | Internal | Summer | B1 | 10 | 750 | 0 | 58.76 | 59.37 | 5 | 0
2015 | SPP_N_2_MISO_W | SPP_N | MISO_W | Internal | Summer | B2 | 25 | 750 | 0 | 58.76 | 56.93 | 5 | 0
2015 | SPP_N_2_MISO_W | SPP_N | MISO_W | Internal | Summer | B3 | 75 | 750 | 0 | 58.76 | 56.67 | 5 | 0
2015 | SPP_N_2_MISO_W | SPP_N | MISO_W | Internal | Summer | B4 | 100 | 750 | 0 | 56.96 | 55.69 | 5 | 0
2015 | SPP_N_2_MISO_W | SPP_N | MISO_W | Internal | Summer | B5 | 200 | 750 | 0 | 52.82 | 48.27 | 5 | 0
2015 | SPP_N_2_MISO_W | SPP_N | MISO_W | Internal | Summer | B6 | 300 | 750 | 0 | 47.68 | 40.68 | 5 | 0
2015 | SPP_N_2_MISO_W | SPP_N | MISO_W | Internal | Summer | B7 | 400 | 750 | 0 | 42.19 | 35.91 | 5 | 0
2015 | SPP_N_2_MISO_W | SPP_N | MISO_W | Internal | Summer | B8 | 500 | 750 | 0 | 36.69 | 33.93 | 5 | 0
2015 | SPP_N_2_MISO_W | SPP_N | MISO_W | Internal | Summer | B9 | 800 | 750 | 0 | 35.12 | 32.9 | 5 | 0
2015 | SPP_N_2_MISO_W | SPP_N | MISO_W | Internal | Summer | B10 | 1262 | 750 | 0 | 34.55 | 30.87 | 5 | 0
2015 | SPP_N_2_MISO_W | SPP_N | MISO_W | Internal | Winter | B16 | 25 | 750 | 0 | 46.78 | 46.79 | 5 | 0
2015 | SPP_N_2_MISO_W | SPP_N | MISO_W | Internal | Winter | B17 | 100 | 750 | 0 | 38.72 | 41.21 | 5 | 0
2015 | SPP_N_2_MISO_W | SPP_N | MISO_W | Internal | Winter | B18 | 400 | 750 | 0 | 38.67 | 37.97 | 5 | 0
2015 | SPP_N_2_MISO_W | SPP_N | MISO_W | Internal | Winter | B19 | 700 | 750 | 0 | 38.63 | 36.56 | 5 | 0
2015 | SPP_N_2_MISO_W | SPP_N | MISO_W | Internal | Winter | B20 | 935 | 750 | 0 | 38.07 | 32.7 | 5 | 0
2015 | SPP_N_2_NE | SPP_N | NE | Internal | Shoulder | B11 | 25 | 330 | 0 | 54.04 | 47.04 | 0.01 | 0
2015 | SPP_N_2_NE | SPP_N | NE | Internal | Shoulder | B12 | 200 | 330 | 0.02 | 38 | 37.99 | 0.01 | 0
2015 | SPP_N_2_NE | SPP_N | NE | Internal | Shoulder | B13 | 600 | 330 | 0 | 37.26 | 37.25 | 0.01 | 0
2015 | SPP_N_2_NE | SPP_N | NE | Internal | Shoulder | B14 | 900 | 330 | 0 | 36.34 | 36.33 | 0.01 | 0
2015 | SPP_N_2_NE | SPP_N | NE | Internal | Shoulder | B15 | 1203 | 330 | 0 | 36.26 | 36.25 | 0.01 | 0
2015 | SPP_N_2_NE | SPP_N | NE | Internal | Summer | B1 | 10 | 330 | 0.43 | 58.76 | 58.75 | 0.01 | 0
2015 | SPP_N_2_NE | SPP_N | NE | Internal | Summer | B2 | 25 | 330 | 0 | 58.76 | 57.36 | 0.01 | 0
2015 | SPP_N_2_NE | SPP_N | NE | Internal | Summer | B3 | 75 | 330 | 0 | 58.76 | 57.36 | 0.01 | 0
2015 | SPP_N_2_NE | SPP_N | NE | Internal | Summer | B4 | 100 | 330 | 0.05 | 56.96 | 56.95 | 0.01 | 0
2015 | SPP_N_2_NE | SPP_N | NE | Internal | Summer | B5 | 200 | 330 | 0.02 | 52.82 | 52.81 | 0.01 | 0
2015 | SPP_N_2_NE | SPP_N | NE | Internal | Summer | B6 | 300 | 330 | 0 | 47.68 | 41.34 | 0.01 | 0
2015 | SPP_N_2_NE | SPP_N | NE | Internal | Summer | B7 | 400 | 330 | 0 | 42.19 | 35.91 | 0.01 | 0
2015 | SPP_N_2_NE | SPP_N | NE | Internal | Summer | B8 | 500 | 330 | 0 | 36.69 | 34.05 | 0.01 | 0
2015 | SPP_N_2_NE | SPP_N | NE | Internal | Summer | B9 | 800 | 330 | 0 | 35.12 | 34.05 | 0.01 | 0
2015 | SPP_N_2_NE | SPP_N | NE | Internal | Summer | B10 | 1262 | 330 | 0 | 34.55 | 32.57 | 0.01 | 0
2015 | SPP_N_2_NE | SPP_N | NE | Internal | Winter | B16 | 25 | 330 | 0.18 | 46.78 | 46.77 | 0.01 | 0
2015 | SPP_N_2_NE | SPP_N | NE | Internal | Winter | B17 | 100 | 330 | 0.05 | 38.72 | 38.71 | 0.01 | 0
2015 | SPP_N_2_NE | SPP_N | NE | Internal | Winter | B18 | 400 | 330 | 0 | 38.67 | 38.62 | 0.01 | 0
2015 | SPP_N_2_NE | SPP_N | NE | Internal | Winter | B19 | 700 | 330 | 0 | 38.63 | 38.62 | 0.01 | 0
2015 | SPP_N_2_NE | SPP_N | NE | Internal | Winter | B20 | 935 | 330 | 0 | 38.07 | 33.93 | 0.01 | 0
2015 | SPP_N_2_SPP_S | SPP_N | SPP_S | Internal | Shoulder | B11 | 25 | 4000 | 0 | 54.04 | 52.2 | 0.01 | 0
2015 | SPP_N_2_SPP_S | SPP_N | SPP_S | Internal | Shoulder | B12 | 200 | 4000 | 0.02 | 38 | 37.99 | 0.01 | 0
2015 | SPP_N_2_SPP_S | SPP_N | SPP_S | Internal | Shoulder | B13 | 600 | 4000 | 895.85 | 37.26 | 37.27 | 0.01 | 0
2015 | SPP_N_2_SPP_S | SPP_N | SPP_S | Internal | Shoulder | B14 | 900 | 4000 | 1449.07 | 36.34 | 36.35 | 0.01 | 0
2015 | SPP_N_2_SPP_S | SPP_N | SPP_S | Internal | Shoulder | B15 | 1203 | 4000 | 2610.4 | 36.26 | 36.27 | 0.01 | 0
2015 | SPP_N_2_SPP_S | SPP_N | SPP_S | Internal | Summer | B1 | 10 | 4000 | 0.43 | 58.76 | 58.75 | 0.01 | 0
2015 | SPP_N_2_SPP_S | SPP_N | SPP_S | Internal | Summer | B2 | 25 | 4000 | 0.19 | 58.76 | 58.75 | 0.01 | 0
2015 | SPP_N_2_SPP_S | SPP_N | SPP_S | Internal | Summer | B3 | 75 | 4000 | 0 | 58.76 | 50.82 | 0.01 | 0
2015 | SPP_N_2_SPP_S | SPP_N | SPP_S | Internal | Summer | B4 | 100 | 4000 | 0 | 56.96 | 50.82 | 0.01 | 0
2015 | SPP_N_2_SPP_S | SPP_N | SPP_S | Internal | Summer | B5 | 200 | 4000 | 0 | 52.82 | 50.41 | 0.01 | 0
2015 | SPP_N_2_SPP_S | SPP_N | SPP_S | Internal | Summer | B6 | 300 | 4000 | 1404.68 | 47.68 | 47.7 | 0.01 | 0
2015 | SPP_N_2_SPP_S | SPP_N | SPP_S | Internal | Summer | B7 | 400 | 4000 | 661.92 | 42.19 | 42.2 | 0.01 | 0
2015 | SPP_N_2_SPP_S | SPP_N | SPP_S | Internal | Summer | B8 | 500 | 4000 | 1741.61 | 36.69 | 36.71 | 0.01 | 0
2015 | SPP_N_2_SPP_S | SPP_N | SPP_S | Internal | Summer | B9 | 800 | 4000 | 3020.99 | 35.12 | 35.13 | 0.01 | 0
2015 | SPP_N_2_SPP_S | SPP_N | SPP_S | Internal | Summer | B10 | 1262 | 4000 | 4000 | 34.55 | 35.05 | 0.01 | 0.49
2015 | SPP_N_2_SPP_S | SPP_N | SPP_S | Internal | Winter | B16 | 25 | 4000 | 390.63 | 46.78 | 46.79 | 0.01 | 0
2015 | SPP_N_2_SPP_S | SPP_N | SPP_S | Internal | Winter | B17 | 100 | 4000 | 1740.81 | 38.72 | 38.73 | 0.01 | 0
2015 | SPP_N_2_SPP_S | SPP_N | SPP_S | Internal | Winter | B18 | 400 | 4000 | 2734.4 | 38.67 | 38.68 | 0.01 | 0
2015 | SPP_N_2_SPP_S | SPP_N | SPP_S | Internal | Winter | B19 | 700 | 4000 | 2625.03 | 38.63 | 38.64 | 0.01 | 0
2015 | SPP_N_2_SPP_S | SPP_N | SPP_S | Internal | Winter | B20 | 935 | 4000 | 3943.94 | 38.07 | 38.08 | 0.01 | 0
2015 | SPP_S_2_ENT | SPP_S | ENT | Internal | Shoulder | B11 | 25 | 850 | 0 | 52.2 | 53.5 | 5 | 0
2015 | SPP_S_2_ENT | SPP_S | ENT | Internal | Shoulder | B12 | 200 | 850 | 0 | 37.99 | 38.05 | 5 | 0
2015 | SPP_S_2_ENT | SPP_S | ENT | Internal | Shoulder | B13 | 600 | 850 | 0 | 37.27 | 38.05 | 5 | 0
2015 | SPP_S_2_ENT | SPP_S | ENT | Internal | Shoulder | B14 | 900 | 850 | 0 | 36.35 | 37.78 | 5 | 0
2015 | SPP_S_2_ENT | SPP_S | ENT | Internal | Shoulder | B15 | 1203 | 850 | 0 | 36.27 | 36.55 | 5 | 0
2015 | SPP_S_2_ENT | SPP_S | ENT | Internal | Summer | B1 | 10 | 850 | 0 | 58.75 | 59.38 | 5 | 0
2015 | SPP_S_2_ENT | SPP_S | ENT | Internal | Summer | B2 | 25 | 850 | 0 | 58.75 | 56.92 | 5 | 0
2015 | SPP_S_2_ENT | SPP_S | ENT | Internal | Summer | B3 | 75 | 850 | 337.42 | 50.82 | 55.82 | 5 | 0
2015 | SPP_S_2_ENT | SPP_S | ENT | Internal | Summer | B4 | 100 | 850 | 374.07 | 50.82 | 55.82 | 5 | 0
2015 | SPP_S_2_ENT | SPP_S | ENT | Internal | Summer | B5 | 200 | 850 | 0 | 50.41 | 51.84 | 5 | 0
2015 | SPP_S_2_ENT | SPP_S | ENT | Internal | Summer | B6 | 300 | 850 | 0 | 47.7 | 44.89 | 5 | 0
2015 | SPP_S_2_ENT | SPP_S | ENT | Internal | Summer | B7 | 400 | 850 | 0 | 42.2 | 42.05 | 5 | 0
2015 | SPP_S_2_ENT | SPP_S | ENT | Internal | Summer | B8 | 500 | 850 | 0 | 36.71 | 36.89 | 5 | 0
2015 | SPP_S_2_ENT | SPP_S | ENT | Internal | Summer | B9 | 800 | 850 | 0 | 35.13 | 36.63 | 5 | 0
2015 | SPP_S_2_ENT | SPP_S | ENT | Internal | Summer | B10 | 1262 | 850 | 0 | 35.05 | 35.44 | 5 | 0
2015 | SPP_S_2_ENT | SPP_S | ENT | Internal | Winter | B16 | 25 | 850 | 0.35 | 46.79 | 51.78 | 5 | 0
2015 | SPP_S_2_ENT | SPP_S | ENT | Internal | Winter | B17 | 100 | 850 | 0 | 38.73 | 40.38 | 5 | 0
2015 | SPP_S_2_ENT | SPP_S | ENT | Internal | Winter | B18 | 400 | 850 | 0 | 38.68 | 40.1 | 5 | 0
2015 | SPP_S_2_ENT | SPP_S | ENT | Internal | Winter | B19 | 700 | 850 | 0 | 38.64 | 40.1 | 5 | 0
2015 | SPP_S_2_ENT | SPP_S | ENT | Internal | Winter | B20 | 935 | 850 | 0 | 38.08 | 38.79 | 5 | 0
2015 | SPP_S_2_SPP_N | SPP_S | SPP_N | Internal | Shoulder | B11 | 25 | 640 | 640 | 52.2 | 54.04 | 0.01 | 1.83
2015 | SPP_S_2_SPP_N | SPP_S | SPP_N | Internal | Shoulder | B12 | 200 | 640 | 142.89 | 37.99 | 38 | 0.01 | 0
2015 | SPP_S_2_SPP_N | SPP_S | SPP_N | Internal | Shoulder | B13 | 600 | 640 | 0 | 37.27 | 37.26 | 0.01 | 0
2015 | SPP_S_2_SPP_N | SPP_S | SPP_N | Internal | Shoulder | B14 | 900 | 640 | 0 | 36.35 | 36.34 | 0.01 | 0
2015 | SPP_S_2_SPP_N | SPP_S | SPP_N | Internal | Shoulder | B15 | 1203 | 640 | 0 | 36.27 | 36.26 | 0.01 | 0
2015 | SPP_S_2_SPP_N | SPP_S | SPP_N | Internal | Summer | B1 | 10 | 640 | 446.14 | 58.75 | 58.76 | 0.01 | 0
2015 | SPP_S_2_SPP_N | SPP_S | SPP_N | Internal | Summer | B2 | 25 | 640 | 299.25 | 58.75 | 58.76 | 0.01 | 0
2015 | SPP_S_2_SPP_N | SPP_S | SPP_N | Internal | Summer | B3 | 75 | 640 | 640 | 50.82 | 58.76 | 0.01 | 7.93
2015 | SPP_S_2_SPP_N | SPP_S | SPP_N | Internal | Summer | B4 | 100 | 640 | 640 | 50.82 | 56.96 | 0.01 | 6.12
2015 | SPP_S_2_SPP_N | SPP_S | SPP_N | Internal | Summer | B5 | 200 | 640 | 640 | 50.41 | 52.82 | 0.01 | 2.4
2015 | SPP_S_2_SPP_N | SPP_S | SPP_N | Internal | Summer | B6 | 300 | 640 | 0.02 | 47.7 | 47.68 | 0.01 | 0
2015 | SPP_S_2_SPP_N | SPP_S | SPP_N | Internal | Summer | B7 | 400 | 640 | 0.01 | 42.2 | 42.19 | 0.01 | 0
2015 | SPP_S_2_SPP_N | SPP_S | SPP_N | Internal | Summer | B8 | 500 | 640 | 0 | 36.71 | 36.69 | 0.01 | 0
2015 | SPP_S_2_SPP_N | SPP_S | SPP_N | Internal | Summer | B9 | 800 | 640 | 0 | 35.13 | 35.12 | 0.01 | 0
2015 | SPP_S_2_SPP_N | SPP_S | SPP_N | Internal | Summer | B10 | 1262 | 640 | 0 | 35.05 | 34.55 | 0.01 | 0
2015 | SPP_S_2_SPP_N | SPP_S | SPP_N | Internal | Winter | B16 | 25 | 640 | 0.19 | 46.79 | 46.78 | 0.01 | 0
2015 | SPP_S_2_SPP_N | SPP_S | SPP_N | Internal | Winter | B17 | 100 | 640 | 0.05 | 38.73 | 38.72 | 0.01 | 0
2015 | SPP_S_2_SPP_N | SPP_S | SPP_N | Internal | Winter | B18 | 400 | 640 | 0.01 | 38.68 | 38.67 | 0.01 | 0
2015 | SPP_S_2_SPP_N | SPP_S | SPP_N | Internal | Winter | B19 | 700 | 640 | 0 | 38.64 | 38.63 | 0.01 | 0
2015 | SPP_S_2_SPP_N | SPP_S | SPP_N | Internal | Winter | B20 | 935 | 640 | 0 | 38.08 | 38.07 | 0.01 | 0
2015 | TVA_2_ENT | TVA | ENT | Internal | Shoulder | B11 | 25 | 500 | 0 | 53.58 | 53.5 | 9 | 0
2015 | TVA_2_ENT | TVA | ENT | Internal | Shoulder | B12 | 200 | 500 | 0 | 40.02 | 38.05 | 9 | 0
2015 | TVA_2_ENT | TVA | ENT | Internal | Shoulder | B13 | 600 | 500 | 0 | 38.4 | 38.05 | 9 | 0
2015 | TVA_2_ENT | TVA | ENT | Internal | Shoulder | B14 | 900 | 500 | 0 | 38.4 | 37.78 | 9 | 0
2015 | TVA_2_ENT | TVA | ENT | Internal | Shoulder | B15 | 1203 | 500 | 0 | 38.4 | 36.55 | 9 | 0
2015 | TVA_2_ENT | TVA | ENT | Internal | Summer | B1 | 10 | 500 | 0 | 67.39 | 59.38 | 9 | 0
2015 | TVA_2_ENT | TVA | ENT | Internal | Summer | B2 | 25 | 500 | 0 | 64.93 | 56.92 | 9 | 0
2015 | TVA_2_ENT | TVA | ENT | Internal | Summer | B3 | 75 | 500 | 0 | 62.95 | 55.82 | 9 | 0
2015 | TVA_2_ENT | TVA | ENT | Internal | Summer | B4 | 100 | 500 | 0 | 59.99 | 55.82 | 9 | 0
2015 | TVA_2_ENT | TVA | ENT | Internal | Summer | B5 | 200 | 500 | 0 | 48.76 | 51.84 | 9 | 0
2015 | TVA_2_ENT | TVA | ENT | Internal | Summer | B6 | 300 | 500 | 0 | 38.73 | 44.89 | 9 | 0
2015 | TVA_2_ENT | TVA | ENT | Internal | Summer | B7 | 400 | 500 | 0 | 38.22 | 42.05 | 9 | 0
2015 | TVA_2_ENT | TVA | ENT | Internal | Summer | B8 | 500 | 500 | 0 | 37.16 | 36.89 | 9 | 0
2015 | TVA_2_ENT | TVA | ENT | Internal | Summer | B9 | 800 | 500 | 0 | 37.16 | 36.63 | 9 | 0
2015 | TVA_2_ENT | TVA | ENT | Internal | Summer | B10 | 1262 | 500 | 0 | 34.79 | 35.44 | 9 | 0
2015 | TVA_2_ENT | TVA | ENT | Internal | Winter | B16 | 25 | 500 | 0 | 54.64 | 51.78 | 9 | 0
2015 | TVA_2_ENT | TVA | ENT | Internal | Winter | B17 | 100 | 500 | 0 | 42.52 | 40.38 | 9 | 0
2015 | TVA_2_ENT | TVA | ENT | Internal | Winter | B18 | 400 | 500 | 0 | 38.26 | 40.1 | 9 | 0
2015 | TVA_2_ENT | TVA | ENT | Internal | Winter | B19 | 700 | 500 | 0 | 38.26 | 40.1 | 9 | 0
2015 | TVA_2_ENT | TVA | ENT | Internal | Winter | B20 | 935 | 500 | 0 | 38.26 | 38.79 | 9 | 0
2015 | TVA_2_MISO_MO-IL | TVA | MISO_MO-IL | Internal | Shoulder | B11 | 25 | 50 | 0 | 53.58 | 47.03 | 9 | 0
2015 | TVA_2_MISO_MO-IL | TVA | MISO_MO-IL | Internal | Shoulder | B12 | 200 | 50 | 0 | 40.02 | 39.5 | 9 | 0
2015 | TVA_2_MISO_MO-IL | TVA | MISO_MO-IL | Internal | Shoulder | B13 | 600 | 50 | 0 | 38.4 | 37.24 | 9 | 0
2015 | TVA_2_MISO_MO-IL | TVA | MISO_MO-IL | Internal | Shoulder | B14 | 900 | 50 | 0 | 38.4 | 35.66 | 9 | 0
2015 | TVA_2_MISO_MO-IL | TVA | MISO_MO-IL | Internal | Shoulder | B15 | 1203 | 50 | 0 | 38.4 | 32.82 | 9 | 0
2015 | TVA_2_MISO_MO-IL | TVA | MISO_MO-IL | Internal | Summer | B1 | 10 | 50 | 0 | 67.39 | 59.38 | 9 | 0
2015 | TVA_2_MISO_MO-IL | TVA | MISO_MO-IL | Internal | Summer | B2 | 25 | 50 | 0 | 64.93 | 56.92 | 9 | 0
2015 | TVA_2_MISO_MO-IL | TVA | MISO_MO-IL | Internal | Summer | B3 | 75 | 50 | 0 | 62.95 | 55.38 | 9 | 0
2015 | TVA_2_MISO_MO-IL | TVA | MISO_MO-IL | Internal | Summer | B4 | 100 | 50 | 0 | 59.99 | 51.97 | 9 | 0
2015 | TVA_2_MISO_MO-IL | TVA | MISO_MO-IL | Internal | Summer | B5 | 200 | 50 | 0 | 48.76 | 46.52 | 9 | 0
2015 | TVA_2_MISO_MO-IL | TVA | MISO_MO-IL | Internal | Summer | B6 | 300 | 50 | 0 | 38.73 | 39.68 | 9 | 0
2015 | TVA_2_MISO_MO-IL | TVA | MISO_MO-IL | Internal | Summer | B7 | 400 | 50 | 0 | 38.22 | 35.9 | 9 | 0
2015 | TVA_2_MISO_MO-IL | TVA | MISO_MO-IL | Internal | Summer | B8 | 500 | 50 | 0 | 37.16 | 33.94 | 9 | 0
2015 | TVA_2_MISO_MO-IL | TVA | MISO_MO-IL | Internal | Summer | B9 | 800 | 50 | 0 | 37.16 | 32.89 | 9 | 0
2015 | TVA_2_MISO_MO-IL | TVA | MISO_MO-IL | Internal | Summer | B10 | 1262 | 50 | 0 | 34.79 | 30.86 | 9 | 0
2015 | TVA_2_MISO_MO-IL | TVA | MISO_MO-IL | Internal | Winter | B16 | 25 | 50 | 0 | 54.64 | 46.8 | 9 | 0
2015 | TVA_2_MISO_MO-IL | TVA | MISO_MO-IL | Internal | Winter | B17 | 100 | 50 | 0 | 42.52 | 41.22 | 9 | 0
2015 | TVA_2_MISO_MO-IL | TVA | MISO_MO-IL | Internal | Winter | B18 | 400 | 50 | 0 | 38.26 | 37.96 | 9 | 0
2015 | TVA_2_MISO_MO-IL | TVA | MISO_MO-IL | Internal | Winter | B19 | 700 | 50 | 0 | 38.26 | 35.62 | 9 | 0
2015 | TVA_2_MISO_MO-IL | TVA | MISO_MO-IL | Internal | Winter | B20 | 935 | 50 | 0 | 38.26 | 32.69 | 9 | 0
2015 | TVA_2_NonRTO_Midwest | TVA | NonRTO_Midwest | Internal | Shoulder | B11 | 25 | 100 | 0 | 53.58 | 55.03 | 9 | 0
2015 | TVA_2_NonRTO_Midwest | TVA | NonRTO_Midwest | Internal | Shoulder | B12 | 200 | 100 | 0 | 40.02 | 47.52 | 9 | 0
2015 | TVA_2_NonRTO_Midwest | TVA | NonRTO_Midwest | Internal | Shoulder | B13 | 600 | 100 | 0 | 38.4 | 44.24 | 9 | 0
2015 | TVA_2_NonRTO_Midwest | TVA | NonRTO_Midwest | Internal | Shoulder | B14 | 900 | 100 | 0 | 38.4 | 35.32 | 9 | 0
2015 | TVA_2_NonRTO_Midwest | TVA | NonRTO_Midwest | Internal | Shoulder | B15 | 1203 | 100 | 0 | 38.4 | 33.34 | 9 | 0
2015 | TVA_2_NonRTO_Midwest | TVA | NonRTO_Midwest | Internal | Summer | B1 | 10 | 100 | 0 | 67.39 | 63.36 | 9 | 0
2015 | TVA_2_NonRTO_Midwest | TVA | NonRTO_Midwest | Internal | Summer | B2 | 25 | 100 | 0 | 64.93 | 63.36 | 9 | 0
2015 | TVA_2_NonRTO_Midwest | TVA | NonRTO_Midwest | Internal | Summer | B3 | 75 | 100 | 0 | 62.95 | 63.36 | 9 | 0
2015 | TVA_2_NonRTO_Midwest | TVA | NonRTO_Midwest | Internal | Summer | B4 | 100 | 100 | 0 | 59.99 | 59.99 | 9 | 0
2015 | TVA_2_NonRTO_Midwest | TVA | NonRTO_Midwest | Internal | Summer | B5 | 200 | 100 | 0 | 48.76 | 54.51 | 9 | 0
2015 | TVA_2_NonRTO_Midwest | TVA | NonRTO_Midwest | Internal | Summer | B6 | 300 | 100 | 0 | 38.73 | 45.96 | 9 | 0
2015 | TVA_2_NonRTO_Midwest | TVA | NonRTO_Midwest | Internal | Summer | B7 | 400 | 100 | 0 | 38.22 | 35.32 | 9 | 0
2015 | TVA_2_NonRTO_Midwest | TVA | NonRTO_Midwest | Internal | Summer | B8 | 500 | 100 | 0 | 37.16 | 33.95 | 9 | 0
2015 | TVA_2_NonRTO_Midwest | TVA | NonRTO_Midwest | Internal | Summer | B9 | 800 | 100 | 0 | 37.16 | 33.34 | 9 | 0
2015 | TVA_2_NonRTO_Midwest | TVA | NonRTO_Midwest | Internal | Summer | B10 | 1262 | 100 | 0 | 34.79 | 33.02 | 9 | 0
2015 | TVA_2_NonRTO_Midwest | TVA | NonRTO_Midwest | Internal | Winter | B16 | 25 | 100 | 0 | 54.64 | 54.81 | 9 | 0
2015 | TVA_2_NonRTO_Midwest | TVA | NonRTO_Midwest | Internal | Winter | B17 | 100 | 100 | 0 | 42.52 | 49.24 | 9 | 0
2015 | TVA_2_NonRTO_Midwest | TVA | NonRTO_Midwest | Internal | Winter | B18 | 400 | 100 | 0 | 38.26 | 45.97 | 9 | 0
2015 | TVA_2_NonRTO_Midwest | TVA | NonRTO_Midwest | Internal | Winter | B19 | 700 | 100 | 0 | 38.26 | 35.38 | 9 | 0
2015 | TVA_2_NonRTO_Midwest | TVA | NonRTO_Midwest | Internal | Winter | B20 | 935 | 100 | 0 | 38.26 | 33.37 | 9 | 0
2015 | TVA_2_PJM_ROR | TVA | PJM_ROR | Internal | Shoulder | B11 | 25 | 500 | 0 | 53.58 | 48.24 | 9 | 0
2015 | TVA_2_PJM_ROR | TVA | PJM_ROR | Internal | Shoulder | B12 | 200 | 500 | 0 | 40.02 | 41.52 | 9 | 0
2015 | TVA_2_PJM_ROR | TVA | PJM_ROR | Internal | Shoulder | B13 | 600 | 500 | 0 | 38.4 | 39.26 | 9 | 0
2015 | TVA_2_PJM_ROR | TVA | PJM_ROR | Internal | Shoulder | B14 | 900 | 500 | 0 | 38.4 | 37.67 | 9 | 0
2015 | TVA_2_PJM_ROR | TVA | PJM_ROR | Internal | Shoulder | B15 | 1203 | 500 | 0 | 38.4 | 34.4 | 9 | 0
2015 | TVA_2_PJM_ROR | TVA | PJM_ROR | Internal | Summer | B1 | 10 | 500 | 0 | 67.39 | 61.38 | 9 | 0
2015 | TVA_2_PJM_ROR | TVA | PJM_ROR | Internal | Summer | B2 | 25 | 500 | 0 | 64.93 | 58.92 | 9 | 0
2015 | TVA_2_PJM_ROR | TVA | PJM_ROR | Internal | Summer | B3 | 75 | 500 | 0 | 62.95 | 56.94 | 9 | 0
2015 | TVA_2_PJM_ROR | TVA | PJM_ROR | Internal | Summer | B4 | 100 | 500 | 0 | 59.99 | 53.97 | 9 | 0
2015 | TVA_2_PJM_ROR | TVA | PJM_ROR | Internal | Summer | B5 | 200 | 500 | 0 | 48.76 | 48.52 | 9 | 0
2015 | TVA_2_PJM_ROR | TVA | PJM_ROR | Internal | Summer | B6 | 300 | 500 | 0 | 38.73 | 41.68 | 9 | 0
2015 | TVA_2_PJM_ROR | TVA | PJM_ROR | Internal | Summer | B7 | 400 | 500 | 0 | 38.22 | 37.93 | 9 | 0
2015 | TVA_2_PJM_ROR | TVA | PJM_ROR | Internal | Summer | B8 | 500 | 500 | 0 | 37.16 | 35.95 | 9 | 0
2015 | TVA_2_PJM_ROR | TVA | PJM_ROR | Internal | Summer | B9 | 800 | 500 | 0 | 37.16 | 34.73 | 9 | 0
2015 | TVA_2_PJM_ROR | TVA | PJM_ROR | Internal | Summer | B10 | 1262 | 500 | 0 | 34.79 | 32.48 | 9 | 0
2015 | TVA_2_PJM_ROR | TVA | PJM_ROR | Internal | Winter | B16 | 25 | 500 | 0 | 54.64 | 48.8 | 9 | 0
2015 | TVA_2_PJM_ROR | TVA | PJM_ROR | Internal | Winter | B17 | 100 | 500 | 0 | 42.52 | 43.24 | 9 | 0
2015 | TVA_2_PJM_ROR | TVA | PJM_ROR | Internal | Winter | B18 | 400 | 500 | 0 | 38.26 | 39.97 | 9 | 0
2015 | TVA_2_PJM_ROR | TVA | PJM_ROR | Internal | Winter | B19 | 700 | 500 | 0 | 38.26 | 37.62 | 9 | 0
2015 | TVA_2_PJM_ROR | TVA | PJM_ROR | Internal | Winter | B20 | 935 | 500 | 0 | 38.26 | 34.29 | 9 | 0
2015 | TVA_2_SOCO | TVA | SOCO | Internal | Shoulder | B11 | 25 | 500 | 0 | 53.58 | 61.24 | 9 | 0
2015 | TVA_2_SOCO | TVA | SOCO | Internal | Shoulder | B12 | 200 | 500 | 0 | 40.02 | 42.82 | 9 | 0
2015 | TVA_2_SOCO | TVA | SOCO | Internal | Shoulder | B13 | 600 | 500 | 0 | 38.4 | 39.02 | 9 | 0
2015 | TVA_2_SOCO | TVA | SOCO | Internal | Shoulder | B14 | 900 | 500 | 0 | 38.4 | 39.02 | 9 | 0
2015 | TVA_2_SOCO | TVA | SOCO | Internal | Shoulder | B15 | 1203 | 500 | 0 | 38.4 | 39.02 | 9 | 0
2015 | TVA_2_SOCO | TVA | SOCO | Internal | Summer | B1 | 10 | 500 | 0 | 67.39 | 64.92 | 9 | 0
2015 | TVA_2_SOCO | TVA | SOCO | Internal | Summer | B2 | 25 | 500 | 0 | 64.93 | 64.92 | 9 | 0
2015 | TVA_2_SOCO | TVA | SOCO | Internal | Summer | B3 | 75 | 500 | 0 | 62.95 | 64.92 | 9 | 0
2015 | TVA_2_SOCO | TVA | SOCO | Internal | Summer | B4 | 100 | 500 | 0 | 59.99 | 64.92 | 9 | 0
2015 | TVA_2_SOCO | TVA | SOCO | Internal | Summer | B5 | 200 | 500 | 500 | 48.76 | 60.27 | 9 | 2.51
2015 | TVA_2_SOCO | TVA | SOCO | Internal | Summer | B6 | 300 | 500 | 500 | 38.73 | 52.89 | 9 | 5.15
2015 | TVA_2_SOCO | TVA | SOCO | Internal | Summer | B7 | 400 | 500 | 500 | 38.22 | 50.05 | 9 | 2.83
2015 | TVA_2_SOCO | TVA | SOCO | Internal | Summer | B8 | 500 | 500 | 0 | 37.16 | 43.36 | 9 | 0
2015 | TVA_2_SOCO | TVA | SOCO | Internal | Summer | B9 | 800 | 500 | 0 | 37.16 | 37.88 | 9 | 0
2015 | TVA_2_SOCO | TVA | SOCO | Internal | Summer | B10 | 1262 | 500 | 0 | 34.79 | 37.88 | 9 | 0
2015 | TVA_2_SOCO | TVA | SOCO | Internal | Winter | B16 | 25 | 500 | 0 | 54.64 | 59.78 | 9 | 0
2015 | TVA_2_SOCO | TVA | SOCO | Internal | Winter | B17 | 100 | 500 | 0 | 42.52 | 43.62 | 9 | 0
2015 | TVA_2_SOCO | TVA | SOCO | Internal | Winter | B18 | 400 | 500 | 0 | 38.26 | 41.34 | 9 | 0
2015 | TVA_2_SOCO | TVA | SOCO | Internal | Winter | B19 | 700 | 500 | 0 | 38.26 | 41.34 | 9 | 0
2015 | TVA_2_SOCO | TVA | SOCO | Internal | Winter | B20 | 935 | 500 | 0 | 38.26 | 41.34 | 9 | 0
2015 | TVA_2_VACAR | TVA | VACAR | Internal | Shoulder | B11 | 25 | 150 | 0 | 53.58 | 54.24 | 9 | 0
2015 | TVA_2_VACAR | TVA | VACAR | Internal | Shoulder | B12 | 200 | 150 | 0 | 40.02 | 47.52 | 9 | 0
2015 | TVA_2_VACAR | TVA | VACAR | Internal | Shoulder | B13 | 600 | 150 | 0 | 38.4 | 45.26 | 9 | 0
2015 | TVA_2_VACAR | TVA | VACAR | Internal | Shoulder | B14 | 900 | 150 | 0 | 38.4 | 43.67 | 9 | 0
2015 | TVA_2_VACAR | TVA | VACAR | Internal | Shoulder | B15 | 1203 | 150 | 0 | 38.4 | 41.97 | 9 | 0
2015 | TVA_2_VACAR | TVA | VACAR | Internal | Summer | B1 | 10 | 150 | 0 | 67.39 | 68.16 | 9 | 0
2015 | TVA_2_VACAR | TVA | VACAR | Internal | Summer | B2 | 25 | 150 | 0 | 64.93 | 68.16 | 9 | 0
2015 | TVA_2_VACAR | TVA | VACAR | Internal | Summer | B3 | 75 | 150 | 0 | 62.95 | 68.16 | 9 | 0
2015 | TVA_2_VACAR | TVA | VACAR | Internal | Summer | B4 | 100 | 150 | 0 | 59.99 | 59.97 | 9 | 0
2015 | TVA_2_VACAR | TVA | VACAR | Internal | Summer | B5 | 200 | 150 | 0 | 48.76 | 55.3 | 9 | 0
2015 | TVA_2_VACAR | TVA | VACAR | Internal | Summer | B6 | 300 | 150 | 0.01 | 38.73 | 47.68 | 9 | 0
2015 | TVA_2_VACAR | TVA | VACAR | Internal | Summer | B7 | 400 | 150 | 0 | 38.22 | 43.93 | 9 | 0
2015 | TVA_2_VACAR | TVA | VACAR | Internal | Summer | B8 | 500 | 150 | 0 | 37.16 | 42.75 | 9 | 0
2015 | TVA_2_VACAR | TVA | VACAR | Internal | Summer | B9 | 800 | 150 | 0 | 37.16 | 41.97 | 9 | 0
2015 | TVA_2_VACAR | TVA | VACAR | Internal | Summer | B10 | 1262 | 150 | 0 | 34.79 | 40.46 | 9 | 0
2015 | TVA_2_VACAR | TVA | VACAR | Internal | Winter | B16 | 25 | 150 | 0 | 54.64 | 58.89 | 9 | 0
2015 | TVA_2_VACAR | TVA | VACAR | Internal | Winter | B17 | 100 | 150 | 0 | 42.52 | 49.24 | 9 | 0
2015 | TVA_2_VACAR | TVA | VACAR | Internal | Winter | B18 | 400 | 150 | 0 | 38.26 | 45.97 | 9 | 0
2015 | TVA_2_VACAR | TVA | VACAR | Internal | Winter | B19 | 700 | 150 | 0 | 38.26 | 43.62 | 9 | 0
2015 | TVA_2_VACAR | TVA | VACAR | Internal | Winter | B20 | 935 | 150 | 0 | 38.26 | 42.38 | 9 | 0
2015 | TVA_Transmission_2_ENT | TVA_Transmission | ENT | Internal | Shoulder | B11 | 25 | 3000 | 0 | 53.89 | 53.5 | 9 | 0
2015 | TVA_Transmission_2_ENT | TVA_Transmission | ENT | Internal | Shoulder | B12 | 200 | 3000 | 0 | 43.15 | 38.05 | 9 | 0
2015 | TVA_Transmission_2_ENT | TVA_Transmission | ENT | Internal | Shoulder | B13 | 600 | 3000 | 0 | 41.27 | 38.05 | 9 | 0
2015 | TVA_Transmission_2_ENT | TVA_Transmission | ENT | Internal | Shoulder | B14 | 900 | 3000 | 0 | 39.97 | 37.78 | 9 | 0
2015 | TVA_Transmission_2_ENT | TVA_Transmission | ENT | Internal | Shoulder | B15 | 1203 | 3000 | 0 | 39.03 | 36.55 | 9 | 0
2015 | TVA_Transmission_2_ENT | TVA_Transmission | ENT | Internal | Summer | B1 | 10 | 3000 | 0 | 67.38 | 59.38 | 9 | 0
2015 | TVA_Transmission_2_ENT | TVA_Transmission | ENT | Internal | Summer | B2 | 25 | 3000 | 0 | 64.92 | 56.92 | 9 | 0
2015 | TVA_Transmission_2_ENT | TVA_Transmission | ENT | Internal | Summer | B3 | 75 | 3000 | 0 | 62.94 | 55.82 | 9 | 0
2015 | TVA_Transmission_2_ENT | TVA_Transmission | ENT | Internal | Summer | B4 | 100 | 3000 | 0 | 59.97 | 55.82 | 9 | 0
2015 | TVA_Transmission_2_ENT | TVA_Transmission | ENT | Internal | Summer | B5 | 200 | 3000 | 0 | 52.67 | 51.84 | 9 | 0
2015 | TVA_Transmission_2_ENT | TVA_Transmission | ENT | Internal | Summer | B6 | 300 | 3000 | 0 | 45.4 | 44.89 | 9 | 0
2015 | TVA_Transmission_2_ENT | TVA_Transmission | ENT | Internal | Summer | B7 | 400 | 3000 | 0 | 41.86 | 42.05 | 9 | 0
2015 | TVA_Transmission_2_ENT | TVA_Transmission | ENT | Internal | Summer | B8 | 500 | 3000 | 0 | 38.85 | 36.89 | 9 | 0
2015 | TVA_Transmission_2_ENT | TVA_Transmission | ENT | Internal | Summer | B9 | 800 | 3000 | 0 | 38.27 | 36.63 | 9 | 0
2015 | TVA_Transmission_2_ENT | TVA_Transmission | ENT | Internal | Summer | B10 | 1262 | 3000 | 0 | 36.22 | 35.44 | 9 | 0
2015 | TVA_Transmission_2_ENT | TVA_Transmission | ENT | Internal | Winter | B16 | 25 | 3000 | 0 | 54.69 | 51.78 | 9 | 0
2015 | TVA_Transmission_2_ENT | TVA_Transmission | ENT | Internal | Winter | B17 | 100 | 3000 | 0 | 45.16 | 40.38 | 9 | 0
2015 | TVA_Transmission_2_ENT | TVA_Transmission | ENT | Internal | Winter | B18 | 400 | 3000 | 0 | 42.12 | 40.1 | 9 | 0
2015 | TVA_Transmission_2_ENT | TVA_Transmission | ENT | Internal | Winter | B19 | 700 | 3000 | 0 | 40.07 | 40.1 | 9 | 0
2015 | TVA_Transmission_2_ENT | TVA_Transmission | ENT | Internal | Winter | B20 | 935 | 3000 | 0 | 38.95 | 38.79 | 9 | 0
2015 | TVA_Transmission_2_MISO_MO-IL | TVA_Transmission | MISO_MO-IL | Internal | Shoulder | B11 | 25 | 4000 | 0 | 53.89 | 47.03 | 9 | 0
2015 | TVA_Transmission_2_MISO_MO-IL | TVA_Transmission | MISO_MO-IL | Internal | Shoulder | B12 | 200 | 4000 | 0 | 43.15 | 39.5 | 9 | 0
2015 | TVA_Transmission_2_MISO_MO-IL | TVA_Transmission | MISO_MO-IL | Internal | Shoulder | B13 | 600 | 4000 | 0 | 41.27 | 37.24 | 9 | 0
2015 | TVA_Transmission_2_MISO_MO-IL | TVA_Transmission | MISO_MO-IL | Internal | Shoulder | B14 | 900 | 4000 | 0 | 39.97 | 35.66 | 9 | 0
2015 | TVA_Transmission_2_MISO_MO-IL | TVA_Transmission | MISO_MO-IL | Internal | Shoulder | B15 | 1203 | 4000 | 0 | 39.03 | 32.82 | 9 | 0
2015 | TVA_Transmission_2_MISO_MO-IL | TVA_Transmission | MISO_MO-IL | Internal | Summer | B1 | 10 | 4000 | 0 | 67.38 | 59.38 | 9 | 0
2015 | TVA_Transmission_2_MISO_MO-IL | TVA_Transmission | MISO_MO-IL | Internal | Summer | B2 | 25 | 4000 | 0 | 64.92 | 56.92 | 9 | 0
2015 | TVA_Transmission_2_MISO_MO-IL | TVA_Transmission | MISO_MO-IL | Internal | Summer | B3 | 75 | 4000 | 0 | 62.94 | 55.38 | 9 | 0
2015 | TVA_Transmission_2_MISO_MO-IL | TVA_Transmission | MISO_MO-IL | Internal | Summer | B4 | 100 | 4000 | 0 | 59.97 | 51.97 | 9 | 0
2015 | TVA_Transmission_2_MISO_MO-IL | TVA_Transmission | MISO_MO-IL | Internal | Summer | B5 | 200 | 4000 | 0 | 52.67 | 46.52 | 9 | 0
2015 | TVA_Transmission_2_MISO_MO-IL | TVA_Transmission | MISO_MO-IL | Internal | Summer | B6 | 300 | 4000 | 0 | 45.4 | 39.68 | 9 | 0
2015 | TVA_Transmission_2_MISO_MO-IL | TVA_Transmission | MISO_MO-IL | Internal | Summer | B7 | 400 | 4000 | 0 | 41.86 | 35.9 | 9 | 0
2015 | TVA_Transmission_2_MISO_MO-IL | TVA_Transmission | MISO_MO-IL | Internal | Summer | B8 | 500 | 4000 | 0 | 38.85 | 33.94 | 9 | 0
2015 | TVA_Transmission_2_MISO_MO-IL | TVA_Transmission | MISO_MO-IL | Internal | Summer | B9 | 800 | 4000 | 0 | 38.27 | 32.89 | 9 | 0
2015 | TVA_Transmission_2_MISO_MO-IL | TVA_Transmission | MISO_MO-IL | Internal | Summer | B10 | 1262 | 4000 | 0 | 36.22 | 30.86 | 9 | 0
2015 | TVA_Transmission_2_MISO_MO-IL | TVA_Transmission | MISO_MO-IL | Internal | Winter | B16 | 25 | 4000 | 0 | 54.69 | 46.8 | 9 | 0
2015 | TVA_Transmission_2_MISO_MO-IL | TVA_Transmission | MISO_MO-IL | Internal | Winter | B17 | 100 | 4000 | 0 | 45.16 | 41.22 | 9 | 0
2015 | TVA_Transmission_2_MISO_MO-IL | TVA_Transmission | MISO_MO-IL | Internal | Winter | B18 | 400 | 4000 | 0 | 42.12 | 37.96 | 9 | 0
2015 | TVA_Transmission_2_MISO_MO-IL | TVA_Transmission | MISO_MO-IL | Internal | Winter | B19 | 700 | 4000 | 0 | 40.07 | 35.62 | 9 | 0
2015 | TVA_Transmission_2_MISO_MO-IL | TVA_Transmission | MISO_MO-IL | Internal | Winter | B20 | 935 | 4000 | 0 | 38.95 | 32.69 | 9 | 0
2015 | TVA_Transmission_2_NonRTO_Midwest | TVA_Transmission | NonRTO_Midwest | Internal | Shoulder | B11 | 25 | 700 | 0 | 53.89 | 55.03 | 9 | 0
2015 | TVA_Transmission_2_NonRTO_Midwest | TVA_Transmission | NonRTO_Midwest | Internal | Shoulder | B12 | 200 | 700 | 0 | 43.15 | 47.52 | 9 | 0
2015 | TVA_Transmission_2_NonRTO_Midwest | TVA_Transmission | NonRTO_Midwest | Internal | Shoulder | B13 | 600 | 700 | 0 | 41.27 | 44.24 | 9 | 0
2015 | TVA_Transmission_2_NonRTO_Midwest | TVA_Transmission | NonRTO_Midwest | Internal | Shoulder | B14 | 900 | 700 | 0 | 39.97 | 35.32 | 9 | 0
2015 | TVA_Transmission_2_NonRTO_Midwest | TVA_Transmission | NonRTO_Midwest | Internal | Shoulder | B15 | 1203 | 700 | 0 | 39.03 | 33.34 | 9 | 0
2015 | TVA_Transmission_2_NonRTO_Midwest | TVA_Transmission | NonRTO_Midwest | Internal | Summer | B1 | 10 | 700 | 0 | 67.38 | 63.36 | 9 | 0
2015 | TVA_Transmission_2_NonRTO_Midwest | TVA_Transmission | NonRTO_Midwest | Internal | Summer | B2 | 25 | 700 | 0 | 64.92 | 63.36 | 9 | 0
2015 | TVA_Transmission_2_NonRTO_Midwest | TVA_Transmission | NonRTO_Midwest | Internal | Summer | B3 | 75 | 700 | 0 | 62.94 | 63.36 | 9 | 0
2015 | TVA_Transmission_2_NonRTO_Midwest | TVA_Transmission | NonRTO_Midwest | Internal | Summer | B4 | 100 | 700 | 0 | 59.97 | 59.99 | 9 | 0
2015 | TVA_Transmission_2_NonRTO_Midwest | TVA_Transmission | NonRTO_Midwest | Internal | Summer | B5 | 200 | 700 | 0 | 52.67 | 54.51 | 9 | 0
2015 | TVA_Transmission_2_NonRTO_Midwest | TVA_Transmission | NonRTO_Midwest | Internal | Summer | B6 | 300 | 700 | 0 | 45.4 | 45.96 | 9 | 0
2015 | TVA_Transmission_2_NonRTO_Midwest | TVA_Transmission | NonRTO_Midwest | Internal | Summer | B7 | 400 | 700 | 0 | 41.86 | 35.32 | 9 | 0
2015 | TVA_Transmission_2_NonRTO_Midwest | TVA_Transmission | NonRTO_Midwest | Internal | Summer | B8 | 500 | 700 | 0 | 38.85 | 33.95 | 9 | 0
2015 | TVA_Transmission_2_NonRTO_Midwest | TVA_Transmission | NonRTO_Midwest | Internal | Summer | B9 | 800 | 700 | 0 | 38.27 | 33.34 | 9 | 0
2015 | TVA_Transmission_2_NonRTO_Midwest | TVA_Transmission | NonRTO_Midwest | Internal | Summer | B10 | 1262 | 700 | 0 | 36.22 | 33.02 | 9 | 0
2015 | TVA_Transmission_2_NonRTO_Midwest | TVA_Transmission | NonRTO_Midwest | Internal | Winter | B16 | 25 | 700 | 0 | 54.69 | 54.81 | 9 | 0
2015 | TVA_Transmission_2_NonRTO_Midwest | TVA_Transmission | NonRTO_Midwest | Internal | Winter | B17 | 100 | 700 | 0 | 45.16 | 49.24 | 9 | 0
2015 | TVA_Transmission_2_NonRTO_Midwest | TVA_Transmission | NonRTO_Midwest | Internal | Winter | B18 | 400 | 700 | 0 | 42.12 | 45.97 | 9 | 0
2015 | TVA_Transmission_2_NonRTO_Midwest | TVA_Transmission | NonRTO_Midwest | Internal | Winter | B19 | 700 | 700 | 0 | 40.07 | 35.38 | 9 | 0
2015 | TVA_Transmission_2_NonRTO_Midwest | TVA_Transmission | NonRTO_Midwest | Internal | Winter | B20 | 935 | 700 | 0 | 38.95 | 33.37 | 9 | 0
2015 | TVA_Transmission_2_PJM_ROR | TVA_Transmission | PJM_ROR | Internal | Shoulder | B11 | 25 | 2000 | 0 | 53.89 | 48.24 | 9 | 0
2015 | TVA_Transmission_2_PJM_ROR | TVA_Transmission | PJM_ROR | Internal | Shoulder | B12 | 200 | 2000 | 0 | 43.15 | 41.52 | 9 | 0
2015 | TVA_Transmission_2_PJM_ROR | TVA_Transmission | PJM_ROR | Internal | Shoulder | B13 | 600 | 2000 | 0 | 41.27 | 39.26 | 9 | 0
2015 | TVA_Transmission_2_PJM_ROR | TVA_Transmission | PJM_ROR | Internal | Shoulder | B14 | 900 | 2000 | 0 | 39.97 | 37.67 | 9 | 0
2015 | TVA_Transmission_2_PJM_ROR | TVA_Transmission | PJM_ROR | Internal | Shoulder | B15 | 1203 | 2000 | 0 | 39.03 | 34.4 | 9 | 0
2015 | TVA_Transmission_2_PJM_ROR | TVA_Transmission | PJM_ROR | Internal | Summer | B1 | 10 | 2000 | 0 | 67.38 | 61.38 | 9 | 0
2015 | TVA_Transmission_2_PJM_ROR | TVA_Transmission | PJM_ROR | Internal | Summer | B2 | 25 | 2000 | 0 | 64.92 | 58.92 | 9 | 0
2015 | TVA_Transmission_2_PJM_ROR | TVA_Transmission | PJM_ROR | Internal | Summer | B3 | 75 | 2000 | 0 | 62.94 | 56.94 | 9 | 0
2015 | TVA_Transmission_2_PJM_ROR | TVA_Transmission | PJM_ROR | Internal | Summer | B4 | 100 | 2000 | 0 | 59.97 | 53.97 | 9 | 0
2015 | TVA_Transmission_2_PJM_ROR | TVA_Transmission | PJM_ROR | Internal | Summer | B5 | 200 | 2000 | 0 | 52.67 | 48.52 | 9 | 0
2015 | TVA_Transmission_2_PJM_ROR | TVA_Transmission | PJM_ROR | Internal | Summer | B6 | 300 | 2000 | 0 | 45.4 | 41.68 | 9 | 0
2015 | TVA_Transmission_2_PJM_ROR | TVA_Transmission | PJM_ROR | Internal | Summer | B7 | 400 | 2000 | 0 | 41.86 | 37.93 | 9 | 0
2015 | TVA_Transmission_2_PJM_ROR | TVA_Transmission | PJM_ROR | Internal | Summer | B8 | 500 | 2000 | 0 | 38.85 | 35.95 | 9 | 0
2015 | TVA_Transmission_2_PJM_ROR | TVA_Transmission | PJM_ROR | Internal | Summer | B9 | 800 | 2000 | 0 | 38.27 | 34.73 | 9 | 0
2015 | TVA_Transmission_2_PJM_ROR | TVA_Transmission | PJM_ROR | Internal | Summer | B10 | 1262 | 2000 | 0 | 36.22 | 32.48 | 9 | 0
2015 | TVA_Transmission_2_PJM_ROR | TVA_Transmission | PJM_ROR | Internal | Winter | B16 | 25 | 2000 | 0 | 54.69 | 48.8 | 9 | 0
2015 | TVA_Transmission_2_PJM_ROR | TVA_Transmission | PJM_ROR | Internal | Winter | B17 | 100 | 2000 | 0 | 45.16 | 43.24 | 9 | 0
2015 | TVA_Transmission_2_PJM_ROR | TVA_Transmission | PJM_ROR | Internal | Winter | B18 | 400 | 2000 | 0 | 42.12 | 39.97 | 9 | 0
2015 | TVA_Transmission_2_PJM_ROR | TVA_Transmission | PJM_ROR | Internal | Winter | B19 | 700 | 2000 | 0 | 40.07 | 37.62 | 9 | 0
2015 | TVA_Transmission_2_PJM_ROR | TVA_Transmission | PJM_ROR | Internal | Winter | B20 | 935 | 2000 | 0 | 38.95 | 34.29 | 9 | 0
2015 | TVA_Transmission_2_SOCO | TVA_Transmission | SOCO | Internal | Shoulder | B11 | 25 | 3200 | 0 | 53.89 | 61.24 | 9 | 0
2015 | TVA_Transmission_2_SOCO | TVA_Transmission | SOCO | Internal | Shoulder | B12 | 200 | 3200 | 0 | 43.15 | 42.82 | 9 | 0
2015 | TVA_Transmission_2_SOCO | TVA_Transmission | SOCO | Internal | Shoulder | B13 | 600 | 3200 | 0 | 41.27 | 39.02 | 9 | 0
2015 | TVA_Transmission_2_SOCO | TVA_Transmission | SOCO | Internal | Shoulder | B14 | 900 | 3200 | 0 | 39.97 | 39.02 | 9 | 0
2015 | TVA_Transmission_2_SOCO | TVA_Transmission | SOCO | Internal | Shoulder | B15 | 1203 | 3200 | 0 | 39.03 | 39.02 | 9 | 0
2015 | TVA_Transmission_2_SOCO | TVA_Transmission | SOCO | Internal | Summer | B1 | 10 | 3200 | 0 | 67.38 | 64.92 | 9 | 0
2015 | TVA_Transmission_2_SOCO | TVA_Transmission | SOCO | Internal | Summer | B2 | 25 | 3200 | 0 | 64.92 | 64.92 | 9 | 0
2015 | TVA_Transmission_2_SOCO | TVA_Transmission | SOCO | Internal | Summer | B3 | 75 | 3200 | 0 | 62.94 | 64.92 | 9 | 0
2015 | TVA_Transmission_2_SOCO | TVA_Transmission | SOCO | Internal | Summer | B4 | 100 | 3200 | 0 | 59.97 | 64.92 | 9 | 0
2015 | TVA_Transmission_2_SOCO | TVA_Transmission | SOCO | Internal | Summer | B5 | 200 | 3200 | 0 | 52.67 | 60.27 | 9 | 0
2015 | TVA_Transmission_2_SOCO | TVA_Transmission | SOCO | Internal | Summer | B6 | 300 | 3200 | 0 | 45.4 | 52.89 | 9 | 0
2015 | TVA_Transmission_2_SOCO | TVA_Transmission | SOCO | Internal | Summer | B7 | 400 | 3200 | 0 | 41.86 | 50.05 | 9 | 0
2015 | TVA_Transmission_2_SOCO | TVA_Transmission | SOCO | Internal | Summer | B8 | 500 | 3200 | 0 | 38.85 | 43.36 | 9 | 0
2015 | TVA_Transmission_2_SOCO | TVA_Transmission | SOCO | Internal | Summer | B9 | 800 | 3200 | 0 | 38.27 | 37.88 | 9 | 0
2015 | TVA_Transmission_2_SOCO | TVA_Transmission | SOCO | Internal | Summer | B10 | 1262 | 3200 | 0 | 36.22 | 37.88 | 9 | 0
2015 | TVA_Transmission_2_SOCO | TVA_Transmission | SOCO | Internal | Winter | B16 | 25 | 3200 | 0 | 54.69 | 59.78 | 9 | 0
2015 | TVA_Transmission_2_SOCO | TVA_Transmission | SOCO | Internal | Winter | B17 | 100 | 3200 | 0 | 45.16 | 43.62 | 9 | 0
2015 | TVA_Transmission_2_SOCO | TVA_Transmission | SOCO | Internal | Winter | B18 | 400 | 3200 | 0 | 42.12 | 41.34 | 9 | 0
2015 | TVA_Transmission_2_SOCO | TVA_Transmission | SOCO | Internal | Winter | B19 | 700 | 3200 | 0 | 40.07 | 41.34 | 9 | 0
2015 | TVA_Transmission_2_SOCO | TVA_Transmission | SOCO | Internal | Winter | B20 | 935 | 3200 | 0 | 38.95 | 41.34 | 9 | 0
2015 | TVA_Transmission_2_TVA | TVA_Transmission | TVA | Internal | Shoulder | B11 | 25 | 99999 | 0.01 | 53.89 | 53.58 | 0.01 | 0
2015 | TVA_Transmission_2_TVA | TVA_Transmission | TVA | Internal | Shoulder | B12 | 200 | 99999 | 0 | 43.15 | 40.02 | 0.01 | 0
2015 | TVA_Transmission_2_TVA | TVA_Transmission | TVA | Internal | Shoulder | B13 | 600 | 99999 | 0 | 41.27 | 38.4 | 0.01 | 0
2015 | TVA_Transmission_2_TVA | TVA_Transmission | TVA | Internal | Shoulder | B14 | 900 | 99999 | 0 | 39.97 | 38.4 | 0.01 | 0
2015 | TVA_Transmission_2_TVA | TVA_Transmission | TVA | Internal | Shoulder | B15 | 1203 | 99999 | 0 | 39.03 | 38.4 | 0.01 | 0
2015 | TVA_Transmission_2_TVA | TVA_Transmission | TVA | Internal | Summer | B1 | 10 | 99999 | 3470.42 | 67.38 | 67.39 | 0.01 | 0
2015 | TVA_Transmission_2_TVA | TVA_Transmission | TVA | Internal | Summer | B2 | 25 | 99999 | 2777.15 | 64.92 | 64.93 | 0.01 | 0
2015 | TVA_Transmission_2_TVA | TVA_Transmission | TVA | Internal | Summer | B3 | 75 | 99999 | 1454.78 | 62.94 | 62.95 | 0.01 | 0
2015 | TVA_Transmission_2_TVA | TVA_Transmission | TVA | Internal | Summer | B4 | 100 | 99999 | 855.52 | 59.97 | 59.99 | 0.01 | 0
2015 | TVA_Transmission_2_TVA | TVA_Transmission | TVA | Internal | Summer | B5 | 200 | 99999 | 0 | 52.67 | 48.76 | 0.01 | 0
2015 | TVA_Transmission_2_TVA | TVA_Transmission | TVA | Internal | Summer | B6 | 300 | 99999 | 0 | 45.4 | 38.73 | 0.01 | 0
2015 | TVA_Transmission_2_TVA | TVA_Transmission | TVA | Internal | Summer | B7 | 400 | 99999 | 0 | 41.86 | 38.22 | 0.01 | 0
2015 | TVA_Transmission_2_TVA | TVA_Transmission | TVA | Internal | Summer | B8 | 500 | 99999 | 0 | 38.85 | 37.16 | 0.01 | 0
2015 | TVA_Transmission_2_TVA | TVA_Transmission | TVA | Internal | Summer | B9 | 800 | 99999 | 0 | 38.27 | 37.16 | 0.01 | 0
2015 | TVA_Transmission_2_TVA | TVA_Transmission | TVA | Internal | Summer | B10 | 1262 | 99999 | 0 | 36.22 | 34.79 | 0.01 | 0
2015 | TVA_Transmission_2_TVA | TVA_Transmission | TVA | Internal | Winter | B16 | 25 | 99999 | 0.07 | 54.69 | 54.64 | 0.01 | 0
2015 | TVA_Transmission_2_TVA | TVA_Transmission | TVA | Internal | Winter | B17 | 100 | 99999 | 0 | 45.16 | 42.52 | 0.01 | 0
2015 | TVA_Transmission_2_TVA | TVA_Transmission | TVA | Internal | Winter | B18 | 400 | 99999 | 0 | 42.12 | 38.26 | 0.01 | 0
2015 | TVA_Transmission_2_TVA | TVA_Transmission | TVA | Internal | Winter | B19 | 700 | 99999 | 0 | 40.07 | 38.26 | 0.01 | 0
2015 | TVA_Transmission_2_TVA | TVA_Transmission | TVA | Internal | Winter | B20 | 935 | 99999 | 0 | 38.95 | 38.26 | 0.01 | 0
2015 | TVA_Transmission_2_VACAR | TVA_Transmission | VACAR | Internal | Shoulder | B11 | 25 | 900 | 0 | 53.89 | 54.24 | 9 | 0
2015 | TVA_Transmission_2_VACAR | TVA_Transmission | VACAR | Internal | Shoulder | B12 | 200 | 900 | 0 | 43.15 | 47.52 | 9 | 0
2015 | TVA_Transmission_2_VACAR | TVA_Transmission | VACAR | Internal | Shoulder | B13 | 600 | 900 | 0 | 41.27 | 45.26 | 9 | 0
2015 | TVA_Transmission_2_VACAR | TVA_Transmission | VACAR | Internal | Shoulder | B14 | 900 | 900 | 0 | 39.97 | 43.67 | 9 | 0
2015 | TVA_Transmission_2_VACAR | TVA_Transmission | VACAR | Internal | Shoulder | B15 | 1203 | 900 | 0 | 39.03 | 41.97 | 9 | 0
2015 | TVA_Transmission_2_VACAR | TVA_Transmission | VACAR | Internal | Summer | B1 | 10 | 900 | 0 | 67.38 | 68.16 | 9 | 0
2015 | TVA_Transmission_2_VACAR | TVA_Transmission | VACAR | Internal | Summer | B2 | 25 | 900 | 0 | 64.92 | 68.16 | 9 | 0
2015 | TVA_Transmission_2_VACAR | TVA_Transmission | VACAR | Internal | Summer | B3 | 75 | 900 | 0 | 62.94 | 68.16 | 9 | 0
2015 | TVA_Transmission_2_VACAR | TVA_Transmission | VACAR | Internal | Summer | B4 | 100 | 900 | 0 | 59.97 | 59.97 | 9 | 0
2015 | TVA_Transmission_2_VACAR | TVA_Transmission | VACAR | Internal | Summer | B5 | 200 | 900 | 0 | 52.67 | 55.3 | 9 | 0
2015 | TVA_Transmission_2_VACAR | TVA_Transmission | VACAR | Internal | Summer | B6 | 300 | 900 | 0 | 45.4 | 47.68 | 9 | 0
2015 | TVA_Transmission_2_VACAR | TVA_Transmission | VACAR | Internal | Summer | B7 | 400 | 900 | 0 | 41.86 | 43.93 | 9 | 0
2015 | TVA_Transmission_2_VACAR | TVA_Transmission | VACAR | Internal | Summer | B8 | 500 | 900 | 0 | 38.85 | 42.75 | 9 | 0
2015 | TVA_Transmission_2_VACAR | TVA_Transmission | VACAR | Internal | Summer | B9 | 800 | 900 | 0 | 38.27 | 41.97 | 9 | 0
2015 | TVA_Transmission_2_VACAR | TVA_Transmission | VACAR | Internal | Summer | B10 | 1262 | 900 | 0 | 36.22 | 40.46 | 9 | 0
2015 | TVA_Transmission_2_VACAR | TVA_Transmission | VACAR | Internal | Winter | B16 | 25 | 900 | 0 | 54.69 | 58.89 | 9 | 0
2015 | TVA_Transmission_2_VACAR | TVA_Transmission | VACAR | Internal | Winter | B17 | 100 | 900 | 0 | 45.16 | 49.24 | 9 | 0
2015 | TVA_Transmission_2_VACAR | TVA_Transmission | VACAR | Internal | Winter | B18 | 400 | 900 | 0 | 42.12 | 45.97 | 9 | 0
2015 | TVA_Transmission_2_VACAR | TVA_Transmission | VACAR | Internal | Winter | B19 | 700 | 900 | 0 | 40.07 | 43.62 | 9 | 0
2015 | TVA_Transmission_2_VACAR | TVA_Transmission | VACAR | Internal | Winter | B20 | 935 | 900 | 0 | 38.95 | 42.38 | 9 | 0
2015 | VACAR_2_PJM_ROR | VACAR | PJM_ROR | Internal | Shoulder | B11 | 25 | 2000 | 0 | 54.24 | 48.24 | 7 | 0
2015 | VACAR_2_PJM_ROR | VACAR | PJM_ROR | Internal | Shoulder | B12 | 200 | 2000 | 0 | 47.52 | 41.52 | 7 | 0
2015 | VACAR_2_PJM_ROR | VACAR | PJM_ROR | Internal | Shoulder | B13 | 600 | 2000 | 0 | 45.26 | 39.26 | 7 | 0
2015 | VACAR_2_PJM_ROR | VACAR | PJM_ROR | Internal | Shoulder | B14 | 900 | 2000 | 0 | 43.67 | 37.67 | 7 | 0
2015 | VACAR_2_PJM_ROR | VACAR | PJM_ROR | Internal | Shoulder | B15 | 1203 | 2000 | 0 | 41.97 | 34.4 | 7 | 0
2015 | VACAR_2_PJM_ROR | VACAR | PJM_ROR | Internal | Summer | B1 | 10 | 2000 | 0 | 68.16 | 61.38 | 7 | 0
2015 | VACAR_2_PJM_ROR | VACAR | PJM_ROR | Internal | Summer | B2 | 25 | 2000 | 0 | 68.16 | 58.92 | 7 | 0
2015 | VACAR_2_PJM_ROR | VACAR | PJM_ROR | Internal | Summer | B3 | 75 | 2000 | 0 | 68.16 | 56.94 | 7 | 0
2015 | VACAR_2_PJM_ROR | VACAR | PJM_ROR | Internal | Summer | B4 | 100 | 2000 | 0 | 59.97 | 53.97 | 7 | 0
2015 | VACAR_2_PJM_ROR | VACAR | PJM_ROR | Internal | Summer | B5 | 200 | 2000 | 0 | 55.3 | 48.52 | 7 | 0
2015 | VACAR_2_PJM_ROR | VACAR | PJM_ROR | Internal | Summer | B6 | 300 | 2000 | 0 | 47.68 | 41.68 | 7 | 0
2015 | VACAR_2_PJM_ROR | VACAR | PJM_ROR | Internal | Summer | B7 | 400 | 2000 | 0 | 43.93 | 37.93 | 7 | 0
2015 | VACAR_2_PJM_ROR | VACAR | PJM_ROR | Internal | Summer | B8 | 500 | 2000 | 0 | 42.75 | 35.95 | 7 | 0
2015 | VACAR_2_PJM_ROR | VACAR | PJM_ROR | Internal | Summer | B9 | 800 | 2000 | 0 | 41.97 | 34.73 | 7 | 0
2015 | VACAR_2_PJM_ROR | VACAR | PJM_ROR | Internal | Summer | B10 | 1262 | 2000 | 0 | 40.46 | 32.48 | 7 | 0
2015 | VACAR_2_PJM_ROR | VACAR | PJM_ROR | Internal | Winter | B16 | 25 | 2000 | 0 | 58.89 | 48.8 | 7 | 0
2015 | VACAR_2_PJM_ROR | VACAR | PJM_ROR | Internal | Winter | B17 | 100 | 2000 | 0 | 49.24 | 43.24 | 7 | 0
2015 | VACAR_2_PJM_ROR | VACAR | PJM_ROR | Internal | Winter | B18 | 400 | 2000 | 0 | 45.97 | 39.97 | 7 | 0
2015 | VACAR_2_PJM_ROR | VACAR | PJM_ROR | Internal | Winter | B19 | 700 | 2000 | 0 | 43.62 | 37.62 | 7 | 0
2015 | VACAR_2_PJM_ROR | VACAR | PJM_ROR | Internal | Winter | B20 | 935 | 2000 | 0 | 42.38 | 34.29 | 7 | 0
2015 | VACAR_2_SOCO | VACAR | SOCO | Internal | Shoulder | B11 | 25 | 3000 | 1520.18 | 54.24 | 61.24 | 7 | 0
2015 | VACAR_2_SOCO | VACAR | SOCO | Internal | Shoulder | B12 | 200 | 3000 | 0 | 47.52 | 42.82 | 7 | 0
2015 | VACAR_2_SOCO | VACAR | SOCO | Internal | Shoulder | B13 | 600 | 3000 | 0 | 45.26 | 39.02 | 7 | 0
2015 | VACAR_2_SOCO | VACAR | SOCO | Internal | Shoulder | B14 | 900 | 3000 | 0 | 43.67 | 39.02 | 7 | 0
2015 | VACAR_2_SOCO | VACAR | SOCO | Internal | Shoulder | B15 | 1203 | 3000 | 0 | 41.97 | 39.02 | 7 | 0
2015 | VACAR_2_SOCO | VACAR | SOCO | Internal | Summer | B1 | 10 | 3000 | 0 | 68.16 | 64.92 | 7 | 0
2015 | VACAR_2_SOCO | VACAR | SOCO | Internal | Summer | B2 | 25 | 3000 | 0 | 68.16 | 64.92 | 7 | 0
2015 | VACAR_2_SOCO | VACAR | SOCO | Internal | Summer | B3 | 75 | 3000 | 0 | 68.16 | 64.92 | 7 | 0
2015 | VACAR_2_SOCO | VACAR | SOCO | Internal | Summer | B4 | 100 | 3000 | 0 | 59.97 | 64.92 | 7 | 0
2015 | VACAR_2_SOCO | VACAR | SOCO | Internal | Summer | B5 | 200 | 3000 | 0 | 55.3 | 60.27 | 7 | 0
2015 | VACAR_2_SOCO | VACAR | SOCO | Internal | Summer | B6 | 300 | 3000 | 0 | 47.68 | 52.89 | 7 | 0
2015 | VACAR_2_SOCO | VACAR | SOCO | Internal | Summer | B7 | 400 | 3000 | 0 | 43.93 | 50.05 | 7 | 0
2015 | VACAR_2_SOCO | VACAR | SOCO | Internal | Summer | B8 | 500 | 3000 | 0 | 42.75 | 43.36 | 7 | 0
2015 | VACAR_2_SOCO | VACAR | SOCO | Internal | Summer | B9 | 800 | 3000 | 0 | 41.97 | 37.88 | 7 | 0
2015 | VACAR_2_SOCO | VACAR | SOCO | Internal | Summer | B10 | 1262 | 3000 | 0 | 40.46 | 37.88 | 7 | 0
2015 | VACAR_2_SOCO | VACAR | SOCO | Internal | Winter | B16 | 25 | 3000 | 0 | 58.89 | 59.78 | 7 | 0
2015 | VACAR_2_SOCO | VACAR | SOCO | Internal | Winter | B17 | 100 | 3000 | 0 | 49.24 | 43.62 | 7 | 0
2015 | VACAR_2_SOCO | VACAR | SOCO | Internal | Winter | B18 | 400 | 3000 | 0 | 45.97 | 41.34 | 7 | 0
2015 | VACAR_2_SOCO | VACAR | SOCO | Internal | Winter | B19 | 700 | 3000 | 0 | 43.62 | 41.34 | 7 | 0
2015 | VACAR_2_SOCO | VACAR | SOCO | Internal | Winter | B20 | 935 | 3000 | 0 | 42.38 | 41.34 | 7 | 0
2015 | VACAR_2_TVA_Transmission | VACAR | TVA_Transmission | Internal | Shoulder | B11 | 25 | 900 | 0 | 54.24 | 53.89 | 7 | 0
2015 | VACAR_2_TVA_Transmission | VACAR | TVA_Transmission | Internal | Shoulder | B12 | 200 | 900 | 0 | 47.52 | 43.15 | 7 | 0
2015 | VACAR_2_TVA_Transmission | VACAR | TVA_Transmission | Internal | Shoulder | B13 | 600 | 900 | 0 | 45.26 | 41.27 | 7 | 0
2015 | VACAR_2_TVA_Transmission | VACAR | TVA_Transmission | Internal | Shoulder | B14 | 900 | 900 | 0 | 43.67 | 39.97 | 7 | 0
2015 | VACAR_2_TVA_Transmission | VACAR | TVA_Transmission | Internal | Shoulder | B15 | 1203 | 900 | 0 | 41.97 | 39.03 | 7 | 0
2015 | VACAR_2_TVA_Transmission | VACAR | TVA_Transmission | Internal | Summer | B1 | 10 | 900 | 0 | 68.16 | 67.38 | 7 | 0
2015 | VACAR_2_TVA_Transmission | VACAR | TVA_Transmission | Internal | Summer | B2 | 25 | 900 | 0 | 68.16 | 64.92 | 7 | 0
2015 | VACAR_2_TVA_Transmission | VACAR | TVA_Transmission | Internal | Summer | B3 | 75 | 900 | 0 | 68.16 | 62.94 | 7 | 0
2015 | VACAR_2_TVA_Transmission | VACAR | TVA_Transmission | Internal | Summer | B4 | 100 | 900 | 0 | 59.97 | 59.97 | 7 | 0
2015 | VACAR_2_TVA_Transmission | VACAR | TVA_Transmission | Internal | Summer | B5 | 200 | 900 | 0 | 55.3 | 52.67 | 7 | 0
2015 | VACAR_2_TVA_Transmission | VACAR | TVA_Transmission | Internal | Summer | B6 | 300 | 900 | 0 | 47.68 | 45.4 | 7 | 0
2015 | VACAR_2_TVA_Transmission | VACAR | TVA_Transmission | Internal | Summer | B7 | 400 | 900 | 0 | 43.93 | 41.86 | 7 | 0
2015 | VACAR_2_TVA_Transmission | VACAR | TVA_Transmission | Internal | Summer | B8 | 500 | 900 | 0 | 42.75 | 38.85 | 7 | 0
2015 | VACAR_2_TVA_Transmission | VACAR | TVA_Transmission | Internal | Summer | B9 | 800 | 900 | 0 | 41.97 | 38.27 | 7 | 0
2015 | VACAR_2_TVA_Transmission | VACAR | TVA_Transmission | Internal | Summer | B10 | 1262 | 900 | 0 | 40.46 | 36.22 | 7 | 0
2015 | VACAR_2_TVA_Transmission | VACAR | TVA_Transmission | Internal | Winter | B16 | 25 | 900 | 0 | 58.89 | 54.69 | 7 | 0
2015 | VACAR_2_TVA_Transmission | VACAR | TVA_Transmission | Internal | Winter | B17 | 100 | 900 | 0 | 49.24 | 45.16 | 7 | 0
2015 | VACAR_2_TVA_Transmission | VACAR | TVA_Transmission | Internal | Winter | B18 | 400 | 900 | 0 | 45.97 | 42.12 | 7 | 0
2015 | VACAR_2_TVA_Transmission | VACAR | TVA_Transmission | Internal | Winter | B19 | 700 | 900 | 0 | 43.62 | 40.07 | 7 | 0
2015 | VACAR_2_TVA_Transmission | VACAR | TVA_Transmission | Internal | Winter | B20 | 935 | 900 | 0 | 42.38 | 38.95 | 7 | 0
2020 | ENT_2_MISO_MO-IL | ENT | MISO_MO-IL | Internal | Shoulder | B11 | 25 | 2260 | 0 | 59.03 | 55.07 | 8 | 0
2020 | ENT_2_MISO_MO-IL | ENT | MISO_MO-IL | Internal | Shoulder | B12 | 200 | 2260 | 0 | 41.91 | 45.28 | 8 | 0
2020 | ENT_2_MISO_MO-IL | ENT | MISO_MO-IL | Internal | Shoulder | B13 | 600 | 2260 | 0 | 41.91 | 40.75 | 8 | 0
2020 | ENT_2_MISO_MO-IL | ENT | MISO_MO-IL | Internal | Shoulder | B14 | 900 | 2260 | 0 | 41.61 | 38.06 | 8 | 0
2020 | ENT_2_MISO_MO-IL | ENT | MISO_MO-IL | Internal | Shoulder | B15 | 1203 | 2260 | 0 | 40.25 | 36.33 | 8 | 0
2020 | ENT_2_MISO_MO-IL | ENT | MISO_MO-IL | Internal | Summer | B1 | 10 | 2260 | 0 | 67.49 | 65.05 | 8 | 0
2020 | ENT_2_MISO_MO-IL | ENT | MISO_MO-IL | Internal | Summer | B2 | 25 | 2260 | 0 | 63.4 | 63.4 | 8 | 0
2020 | ENT_2_MISO_MO-IL | ENT | MISO_MO-IL | Internal | Summer | B3 | 75 | 2260 | 0 | 61.69 | 61.14 | 8 | 0
2020 | ENT_2_MISO_MO-IL | ENT | MISO_MO-IL | Internal | Summer | B4 | 100 | 2260 | 0 | 61.69 | 60.5 | 8 | 0
2020 | ENT_2_MISO_MO-IL | ENT | MISO_MO-IL | Internal | Summer | B5 | 200 | 2260 | 0 | 58.81 | 55.39 | 8 | 0
2020 | ENT_2_MISO_MO-IL | ENT | MISO_MO-IL | Internal | Summer | B6 | 300 | 2260 | 0 | 51.75 | 46.59 | 8 | 0
2020 | ENT_2_MISO_MO-IL | ENT | MISO_MO-IL | Internal | Summer | B7 | 400 | 2260 | 0 | 46.39 | 38.39 | 8 | 0
2020 | ENT_2_MISO_MO-IL | ENT | MISO_MO-IL | Internal | Summer | B8 | 500 | 2260 | 0 | 40.59 | 36.03 | 8 | 0
2020 | ENT_2_MISO_MO-IL | ENT | MISO_MO-IL | Internal | Summer | B9 | 800 | 2260 | 0 | 40.3 | 35.31 | 8 | 0
2020 | ENT_2_MISO_MO-IL | ENT | MISO_MO-IL | Internal | Summer | B10 | 1262 | 2260 | 0 | 38.99 | 33.25 | 8 | 0
2020 | ENT_2_MISO_MO-IL | ENT | MISO_MO-IL | Internal | Winter | B16 | 25 | 2260 | 0 | 57.01 | 52.01 | 8 | 0
2020 | ENT_2_MISO_MO-IL | ENT | MISO_MO-IL | Internal | Winter | B17 | 100 | 2260 | 0 | 44.52 | 46.07 | 8 | 0
2020 | ENT_2_MISO_MO-IL | ENT | MISO_MO-IL | Internal | Winter | B18 | 400 | 2260 | 0 | 44.2 | 41.96 | 8 | 0
2020 | ENT_2_MISO_MO-IL | ENT | MISO_MO-IL | Internal | Winter | B19 | 700 | 2260 | 0 | 44.2 | 39.73 | 8 | 0
2020 | ENT_2_MISO_MO-IL | ENT | MISO_MO-IL | Internal | Winter | B20 | 935 | 2260 | 0 | 42.75 | 35.02 | 8 | 0
2020 | ENT_2_SOCO | ENT | SOCO | Internal | Shoulder | B11 | 25 | 2000 | 0.1 | 59.03 | 66.98 | 8 | 0
2020 | ENT_2_SOCO | ENT | SOCO | Internal | Shoulder | B12 | 200 | 2000 | 0 | 41.91 | 44.4 | 8 | 0
2020 | ENT_2_SOCO | ENT | SOCO | Internal | Shoulder | B13 | 600 | 2000 | 0 | 41.91 | 42.1 | 8 | 0
2020 | ENT_2_SOCO | ENT | SOCO | Internal | Shoulder | B14 | 900 | 2000 | 0 | 41.61 | 42.1 | 8 | 0
2020 | ENT_2_SOCO | ENT | SOCO | Internal | Shoulder | B15 | 1203 | 2000 | 0 | 40.25 | 42.1 | 8 | 0
2020 | ENT_2_SOCO | ENT | SOCO | Internal | Summer | B1 | 10 | 2000 | 0 | 67.49 | 71.02 | 8 | 0
2020 | ENT_2_SOCO | ENT | SOCO | Internal | Summer | B2 | 25 | 2000 | 0.01 | 63.4 | 71.02 | 8 | 0
2020 | ENT_2_SOCO | ENT | SOCO | Internal | Summer | B3 | 75 | 2000 | 954.31 | 61.69 | 69.69 | 8 | 0
2020 | ENT_2_SOCO | ENT | SOCO | Internal | Summer | B4 | 100 | 2000 | 1680.62 | 61.69 | 69.69 | 8 | 0
2020 | ENT_2_SOCO | ENT | SOCO | Internal | Summer | B5 | 200 | 2000 | 1818.84 | 58.81 | 66.81 | 8 | 0
2020 | ENT_2_SOCO | ENT | SOCO | Internal | Summer | B6 | 300 | 2000 | 272.69 | 51.75 | 59.75 | 8 | 0
2020 | ENT_2_SOCO | ENT | SOCO | Internal | Summer | B7 | 400 | 2000 | 1259.01 | 46.39 | 54.39 | 8 | 0
2020 | ENT_2_SOCO | ENT | SOCO | Internal | Summer | B8 | 500 | 2000 | 0 | 40.59 | 44.4 | 8 | 0
2020 | ENT_2_SOCO | ENT | SOCO | Internal | Summer | B9 | 800 | 2000 | 0 | 40.3 | 40.87 | 8 | 0
2020 | ENT_2_SOCO | ENT | SOCO | Internal | Summer | B10 | 1262 | 2000 | 0 | 38.99 | 40.87 | 8 | 0
2020 | ENT_2_SOCO | ENT | SOCO | Internal | Winter | B16 | 25 | 2000 | 1567.2 | 57.01 | 65.01 | 8 | 0
2020 | ENT_2_SOCO | ENT | SOCO | Internal | Winter | B17 | 100 | 2000 | 0 | 44.52 | 44.59 | 8 | 0
2020 | ENT_2_SOCO | ENT | SOCO | Internal | Winter | B18 | 400 | 2000 | 0 | 44.2 | 44.59 | 8 | 0
2020 | ENT_2_SOCO | ENT | SOCO | Internal | Winter | B19 | 700 | 2000 | 0 | 44.2 | 44.59 | 8 | 0
2020 | ENT_2_SOCO | ENT | SOCO | Internal | Winter | B20 | 935 | 2000 | 0 | 42.75 | 44.59 | 8 | 0
2020 | ENT_2_SPP_N | ENT | SPP_N | Internal | Shoulder | B11 | 25 | 1300 | 0 | 59.03 | 62.07 | 8 | 0
2020 | ENT_2_SPP_N | ENT | SPP_N | Internal | Shoulder | B12 | 200 | 1300 | 0 | 41.91 | 42.03 | 8 | 0
2020 | ENT_2_SPP_N | ENT | SPP_N | Internal | Shoulder | B13 | 600 | 1300 | 0 | 41.91 | 40.76 | 8 | 0
2020 | ENT_2_SPP_N | ENT | SPP_N | Internal | Shoulder | B14 | 900 | 1300 | 0 | 41.61 | 40.21 | 8 | 0
2020 | ENT_2_SPP_N | ENT | SPP_N | Internal | Shoulder | B15 | 1203 | 1300 | 0 | 40.25 | 40.19 | 8 | 0
2020 | ENT_2_SPP_N | ENT | SPP_N | Internal | Summer | B1 | 10 | 1300 | 0 | 67.49 | 66.03 | 8 | 0
2020 | ENT_2_SPP_N | ENT | SPP_N | Internal | Summer | B2 | 25 | 1300 | 0 | 63.4 | 66.03 | 8 | 0
2020 | ENT_2_SPP_N | ENT | SPP_N | Internal | Summer | B3 | 75 | 1300 | 0 | 61.69 | 66.03 | 8 | 0
2020 | ENT_2_SPP_N | ENT | SPP_N | Internal | Summer | B4 | 100 | 1300 | 0 | 61.69 | 64.48 | 8 | 0
2020 | ENT_2_SPP_N | ENT | SPP_N | Internal | Summer | B5 | 200 | 1300 | 0 | 58.81 | 60.09 | 8 | 0
2020 | ENT_2_SPP_N | ENT | SPP_N | Internal | Summer | B6 | 300 | 1300 | 0 | 51.75 | 54.59 | 8 | 0
2020 | ENT_2_SPP_N | ENT | SPP_N | Internal | Summer | B7 | 400 | 1300 | 0 | 46.39 | 42.86 | 8 | 0
2020 | ENT_2_SPP_N | ENT | SPP_N | Internal | Summer | B8 | 500 | 1300 | 0 | 40.59 | 40.2 | 8 | 0
2020 | ENT_2_SPP_N | ENT | SPP_N | Internal | Summer | B9 | 800 | 1300 | 0 | 40.3 | 38.85 | 8 | 0
2020 | ENT_2_SPP_N | ENT | SPP_N | Internal | Summer | B10 | 1262 | 1300 | 0 | 38.99 | 36.28 | 8 | 0
2020 | ENT_2_SPP_N | ENT | SPP_N | Internal | Winter | B16 | 25 | 1300 | 0 | 57.01 | 52.01 | 8 | 0
2020 | ENT_2_SPP_N | ENT | SPP_N | Internal | Winter | B17 | 100 | 1300 | 0 | 44.52 | 42.83 | 8 | 0
2020 | ENT_2_SPP_N | ENT | SPP_N | Internal | Winter | B18 | 400 | 1300 | 0 | 44.2 | 42.83 | 8 | 0
2020 | ENT_2_SPP_N | ENT | SPP_N | Internal | Winter | B19 | 700 | 1300 | 0 | 44.2 | 42.74 | 8 | 0
2020 | ENT_2_SPP_N | ENT | SPP_N | Internal | Winter | B20 | 935 | 1300 | 0 | 42.75 | 39.41 | 8 | 0
2020 | ENT_2_SPP_S | ENT | SPP_S | Internal | Shoulder | B11 | 25 | 1300 | 0 | 59.03 | 57.84 | 8 | 0
2020 | ENT_2_SPP_S | ENT | SPP_S | Internal | Shoulder | B12 | 200 | 1300 | 0 | 41.91 | 42.02 | 8 | 0
2020 | ENT_2_SPP_S | ENT | SPP_S | Internal | Shoulder | B13 | 600 | 1300 | 0 | 41.91 | 40.77 | 8 | 0
2020 | ENT_2_SPP_S | ENT | SPP_S | Internal | Shoulder | B14 | 900 | 1300 | 0 | 41.61 | 40.2 | 8 | 0
2020 | ENT_2_SPP_S | ENT | SPP_S | Internal | Shoulder | B15 | 1203 | 1300 | 0 | 40.25 | 40.2 | 8 | 0
2020 | ENT_2_SPP_S | ENT | SPP_S | Internal | Summer | B1 | 10 | 1300 | 0 | 67.49 | 62.49 | 8 | 0
2020 | ENT_2_SPP_S | ENT | SPP_S | Internal | Summer | B2 | 25 | 1300 | 0 | 63.4 | 64.56 | 8 | 0
2020 | ENT_2_SPP_S | ENT | SPP_S | Internal | Summer | B3 | 75 | 1300 | 0 | 61.69 | 56.69 | 8 | 0
2020 | ENT_2_SPP_S | ENT | SPP_S | Internal | Summer | B4 | 100 | 1300 | 0 | 61.69 | 56.34 | 8 | 0
2020 | ENT_2_SPP_S | ENT | SPP_S | Internal | Summer | B5 | 200 | 1300 | 0 | 58.81 | 55.88 | 8 | 0
2020 | ENT_2_SPP_S | ENT | SPP_S | Internal | Summer | B6 | 300 | 1300 | 0 | 51.75 | 54.6 | 8 | 0
2020 | ENT_2_SPP_S | ENT | SPP_S | Internal | Summer | B7 | 400 | 1300 | 0 | 46.39 | 42.88 | 8 | 0
2020 | ENT_2_SPP_S | ENT | SPP_S | Internal | Summer | B8 | 500 | 1300 | 0 | 40.59 | 40.22 | 8 | 0
2020 | ENT_2_SPP_S | ENT | SPP_S | Internal | Summer | B9 | 800 | 1300 | 0 | 40.3 | 38.86 | 8 | 0
2020 | ENT_2_SPP_S | ENT | SPP_S | Internal | Summer | B10 | 1262 | 1300 | 0 | 38.99 | 38.77 | 8 | 0
2020 | ENT_2_SPP_S | ENT | SPP_S | Internal | Winter | B16 | 25 | 1300 | 0 | 57.01 | 52.01 | 8 | 0
2020 | ENT_2_SPP_S | ENT | SPP_S | Internal | Winter | B17 | 100 | 1300 | 0 | 44.52 | 42.84 | 8 | 0
2020 | ENT_2_SPP_S | ENT | SPP_S | Internal | Winter | B18 | 400 | 1300 | 0 | 44.2 | 42.84 | 8 | 0
2020 | ENT_2_SPP_S | ENT | SPP_S | Internal | Winter | B19 | 700 | 1300 | 0 | 44.2 | 42.75 | 8 | 0
2020 | ENT_2_SPP_S | ENT | SPP_S | Internal | Winter | B20 | 935 | 1300 | 0 | 42.75 | 39.42 | 8 | 0
2020 | ENT_2_TVA_Transmission | ENT | TVA_Transmission | Internal | Shoulder | B11 | 25 | 2100 | 0 | 59.03 | 58.71 | 8 | 0
2020 | ENT_2_TVA_Transmission | ENT | TVA_Transmission | Internal | Shoulder | B12 | 200 | 2100 | 0 | 41.91 | 47.33 | 8 | 0
2020 | ENT_2_TVA_Transmission | ENT | TVA_Transmission | Internal | Shoulder | B13 | 600 | 2100 | 0 | 41.91 | 44.72 | 8 | 0
2020 | ENT_2_TVA_Transmission | ENT | TVA_Transmission | Internal | Shoulder | B14 | 900 | 2100 | 0 | 41.61 | 43.06 | 8 | 0
2020 | ENT_2_TVA_Transmission | ENT | TVA_Transmission | Internal | Shoulder | B15 | 1203 | 2100 | 0 | 40.25 | 42.05 | 8 | 0
2020 | ENT_2_TVA_Transmission | ENT | TVA_Transmission | Internal | Summer | B1 | 10 | 2100 | 0 | 67.49 | 73.05 | 8 | 0
2020 | ENT_2_TVA_Transmission | ENT | TVA_Transmission | Internal | Summer | B2 | 25 | 2100 | 21.78 | 63.4 | 71.4 | 8 | 0
2020 | ENT_2_TVA_Transmission | ENT | TVA_Transmission | Internal | Summer | B3 | 75 | 2100 | 0 | 61.69 | 67.28 | 8 | 0
2020 | ENT_2_TVA_Transmission | ENT | TVA_Transmission | Internal | Summer | B4 | 100 | 2100 | 0 | 61.69 | 66.92 | 8 | 0
2020 | ENT_2_TVA_Transmission | ENT | TVA_Transmission | Internal | Summer | B5 | 200 | 2100 | 0 | 58.81 | 59.13 | 8 | 0
2020 | ENT_2_TVA_Transmission | ENT | TVA_Transmission | Internal | Summer | B6 | 300 | 2100 | 0 | 51.75 | 52.3 | 8 | 0
2020 | ENT_2_TVA_Transmission | ENT | TVA_Transmission | Internal | Summer | B7 | 400 | 2100 | 0 | 46.39 | 45.39 | 8 | 0
2020 | ENT_2_TVA_Transmission | ENT | TVA_Transmission | Internal | Summer | B8 | 500 | 2100 | 0 | 40.59 | 41.6 | 8 | 0
2020 | ENT_2_TVA_Transmission | ENT | TVA_Transmission | Internal | Summer | B9 | 800 | 2100 | 0 | 40.3 | 41.16 | 8 | 0
2020 | ENT_2_TVA_Transmission | ENT | TVA_Transmission | Internal | Summer | B10 | 1262 | 2100 | 0 | 38.99 | 38.41 | 8 | 0
2020 | ENT_2_TVA_Transmission | ENT | TVA_Transmission | Internal | Winter | B16 | 25 | 2100 | 0 | 57.01 | 58.77 | 8 | 0
2020 | ENT_2_TVA_Transmission | ENT | TVA_Transmission | Internal | Winter | B17 | 100 | 2100 | 0 | 44.52 | 49.33 | 8 | 0
2020 | ENT_2_TVA_Transmission | ENT | TVA_Transmission | Internal | Winter | B18 | 400 | 2100 | 0 | 44.2 | 45.7 | 8 | 0
2020 | ENT_2_TVA_Transmission | ENT | TVA_Transmission | Internal | Winter | B19 | 700 | 2100 | 0 | 44.2 | 43.64 | 8 | 0
2020 | ENT_2_TVA_Transmission | ENT | TVA_Transmission | Internal | Winter | B20 | 935 | 2100 | 0 | 42.75 | 41.93 | 8 | 0
2020 | FRCC_2_SOCO | FRCC | SOCO | Internal | Shoulder | B11 | 25 | 900 | 0 | 76.98 | 66.98 | 8 | 0
2020 | FRCC_2_SOCO | FRCC | SOCO | Internal | Shoulder | B12 | 200 | 900 | 0 | 54.4 | 44.4 | 8 | 0
2020 | FRCC_2_SOCO | FRCC | SOCO | Internal | Shoulder | B13 | 600 | 900 | 0 | 48.83 | 42.1 | 8 | 0
2020 | FRCC_2_SOCO | FRCC | SOCO | Internal | Shoulder | B14 | 900 | 900 | 0 | 48.83 | 42.1 | 8 | 0
2020 | FRCC_2_SOCO | FRCC | SOCO | Internal | Shoulder | B15 | 1203 | 900 | 0 | 46.83 | 42.1 | 8 | 0
2020 | FRCC_2_SOCO | FRCC | SOCO | Internal | Summer | B1 | 10 | 900 | 0 | 81.02 | 71.02 | 8 | 0
2020 | FRCC_2_SOCO | FRCC | SOCO | Internal | Summer | B2 | 25 | 900 | 0 | 76.76 | 71.02 | 8 | 0
2020 | FRCC_2_SOCO | FRCC | SOCO | Internal | Summer | B3 | 75 | 900 | 0 | 76.76 | 69.69 | 8 | 0
2020 | FRCC_2_SOCO | FRCC | SOCO | Internal | Summer | B4 | 100 | 900 | 0 | 76.76 | 69.69 | 8 | 0
2020 | FRCC_2_SOCO | FRCC | SOCO | Internal | Summer | B5 | 200 | 900 | 0 | 76.76 | 66.81 | 8 | 0
2020 | FRCC_2_SOCO | FRCC | SOCO | Internal | Summer | B6 | 300 | 900 | 0 | 69.75 | 59.75 | 8 | 0
2020 | FRCC_2_SOCO | FRCC | SOCO | Internal | Summer | B7 | 400 | 900 | 0 | 64.39 | 54.39 | 8 | 0
2020 | FRCC_2_SOCO | FRCC | SOCO | Internal | Summer | B8 | 500 | 900 | 0 | 54.4 | 44.4 | 8 | 0
2020 | FRCC_2_SOCO | FRCC | SOCO | Internal | Summer | B9 | 800 | 900 | 0 | 48.1 | 40.87 | 8 | 0
2020 | FRCC_2_SOCO | FRCC | SOCO | Internal | Summer | B10 | 1262 | 900 | 0 | 46.13 | 40.87 | 8 | 0
2020 | FRCC_2_SOCO | FRCC | SOCO | Internal | Winter | B16 | 25 | 900 | 0 | 75.01 | 65.01 | 8 | 0
2020 | FRCC_2_SOCO | FRCC | SOCO | Internal | Winter | B17 | 100 | 900 | 0 | 54.59 | 44.59 | 8 | 0
2020 | FRCC_2_SOCO | FRCC | SOCO | Internal | Winter | B18 | 400 | 900 | 0 | 51.07 | 44.59 | 8 | 0
2020 | FRCC_2_SOCO | FRCC | SOCO | Internal | Winter | B19 | 700 | 900 | 0 | 50.89 | 44.59 | 8 | 0
2020 | FRCC_2_SOCO | FRCC | SOCO | Internal | Winter | B20 | 935 | 900 | 0 | 48.97 | 44.59 | 8 | 0
2020 | HQ_NEISO_2_NEISO | HQ_NEISO | NEISO | Internal | Shoulder | B11 | 25 | 99999 | 2920 | 37.66 | 37.67 | 0.01 | 0
2020 | HQ_NEISO_2_NEISO | HQ_NEISO | NEISO | Internal | Shoulder | B12 | 200 | 99999 | 2920 | 37.66 | 37.67 | 0.01 | 0
2020 | HQ_NEISO_2_NEISO | HQ_NEISO | NEISO | Internal | Shoulder | B13 | 600 | 99999 | 2920 | 37.66 | 37.67 | 0.01 | 0
2020 | HQ_NEISO_2_NEISO | HQ_NEISO | NEISO | Internal | Shoulder | B14 | 900 | 99999 | 2920 | 37.66 | 37.67 | 0.01 | 0
2020 | HQ_NEISO_2_NEISO | HQ_NEISO | NEISO | Internal | Shoulder | B15 | 1203 | 99999 | 1143.24 | 37.66 | 37.67 | 0.01 | 0
2020 | HQ_NEISO_2_NEISO | HQ_NEISO | NEISO | Internal | Summer | B1 | 10 | 99999 | 2920 | 75.39 | 75.4 | 0.01 | 0
2020 | HQ_NEISO_2_NEISO | HQ_NEISO | NEISO | Internal | Summer | B2 | 25 | 99999 | 2920 | 68.4 | 68.41 | 0.01 | 0
2020 | HQ_NEISO_2_NEISO | HQ_NEISO | NEISO | Internal | Summer | B3 | 75 | 99999 | 2920 | 48.89 | 48.9 | 0.01 | 0
2020 | HQ_NEISO_2_NEISO | HQ_NEISO | NEISO | Internal | Summer | B4 | 100 | 99999 | 2920 | 42.8 | 42.81 | 0.01 | 0
2020 | HQ_NEISO_2_NEISO | HQ_NEISO | NEISO | Internal | Summer | B5 | 200 | 99999 | 2920 | 34.89 | 34.9 | 0.01 | 0
2020 | HQ_NEISO_2_NEISO | HQ_NEISO | NEISO | Internal | Summer | B6 | 300 | 99999 | 2920 | 34.89 | 34.9 | 0.01 | 0
2020 | HQ_NEISO_2_NEISO | HQ_NEISO | NEISO | Internal | Summer | B7 | 400 | 99999 | 2920 | 34.89 | 34.9 | 0.01 | 0
2020 | HQ_NEISO_2_NEISO | HQ_NEISO | NEISO | Internal | Summer | B8 | 500 | 99999 | 2920 | 34.89 | 34.9 | 0.01 | 0
2020 | HQ_NEISO_2_NEISO | HQ_NEISO | NEISO | Internal | Summer | B9 | 800 | 99999 | 2920 | 34.89 | 34.9 | 0.01 | 0
2020 | HQ_NEISO_2_NEISO | HQ_NEISO | NEISO | Internal | Summer | B10 | 1262 | 99999 | 795.94 | 34.89 | 34.9 | 0.01 | 0
2020 | HQ_NEISO_2_NEISO | HQ_NEISO | NEISO | Internal | Winter | B16 | 25 | 99999 | 2920 | 46.26 | 46.27 | 0.01 | 0
2020 | HQ_NEISO_2_NEISO | HQ_NEISO | NEISO | Internal | Winter | B17 | 100 | 99999 | 2920 | 46.26 | 46.27 | 0.01 | 0
2020 | HQ_NEISO_2_NEISO | HQ_NEISO | NEISO | Internal | Winter | B18 | 400 | 99999 | 2920 | 46.26 | 46.27 | 0.01 | 0
2020 | HQ_NEISO_2_NEISO | HQ_NEISO | NEISO | Internal | Winter | B19 | 700 | 99999 | 2920 | 46.26 | 46.27 | 0.01 | 0
2020 | HQ_NEISO_2_NEISO | HQ_NEISO | NEISO | Internal | Winter | B20 | 935 | 99999 | 1233.58 | 46.26 | 46.27 | 0.01 | 0
2020 | HQ_NY_2_NYISO_A-F | HQ_NY | NYISO_A-F | Internal | Shoulder | B11 | 25 | 99999 | 1000 | 40.66 | 40.67 | 0.01 | 0
2020 | HQ_NY_2_NYISO_A-F | HQ_NY | NYISO_A-F | Internal | Shoulder | B12 | 200 | 99999 | 1000 | 39.84 | 39.85 | 0.01 | 0
2020 | HQ_NY_2_NYISO_A-F | HQ_NY | NYISO_A-F | Internal | Shoulder | B13 | 600 | 99999 | 1000 | 39.84 | 39.85 | 0.01 | 0
2020 | HQ_NY_2_NYISO_A-F | HQ_NY | NYISO_A-F | Internal | Shoulder | B14 | 900 | 99999 | 1000 | 39.15 | 39.16 | 0.01 | 0
2020 | HQ_NY_2_NYISO_A-F | HQ_NY | NYISO_A-F | Internal | Shoulder | B15 | 1203 | 99999 | 188.69 | 39.15 | 39.16 | 0.01 | 0
2020 | HQ_NY_2_NYISO_A-F | HQ_NY | NYISO_A-F | Internal | Summer | B1 | 10 | 99999 | 1000 | 59.05 | 59.07 | 0.01 | 0
2020 | HQ_NY_2_NYISO_A-F | HQ_NY | NYISO_A-F | Internal | Summer | B2 | 25 | 99999 | 1000 | 57.4 | 57.41 | 0.01 | 0
2020 | HQ_NY_2_NYISO_A-F | HQ_NY | NYISO_A-F | Internal | Summer | B3 | 75 | 99999 | 1000 | 51.89 | 51.9 | 0.01 | 0
2020 | HQ_NY_2_NYISO_A-F | HQ_NY | NYISO_A-F | Internal | Summer | B4 | 100 | 99999 | 1000 | 45.8 | 45.81 | 0.01 | 0
2020 | HQ_NY_2_NYISO_A-F | HQ_NY | NYISO_A-F | Internal | Summer | B5 | 200 | 99999 | 1000 | 44.73 | 44.74 | 0.01 | 0
2020 | HQ_NY_2_NYISO_A-F | HQ_NY | NYISO_A-F | Internal | Summer | B6 | 300 | 99999 | 1000 | 42.02 | 42.03 | 0.01 | 0
2020 | HQ_NY_2_NYISO_A-F | HQ_NY | NYISO_A-F | Internal | Summer | B7 | 400 | 99999 | 1000 | 38.59 | 38.6 | 0.01 | 0
2020 | HQ_NY_2_NYISO_A-F | HQ_NY | NYISO_A-F | Internal | Summer | B8 | 500 | 99999 | 1000 | 37.89 | 37.9 | 0.01 | 0
2020 | HQ_NY_2_NYISO_A-F | HQ_NY | NYISO_A-F | Internal | Summer | B9 | 800 | 99999 | 1000 | 37.86 | 37.87 | 0.01 | 0
2020 | HQ_NY_2_NYISO_A-F | HQ_NY | NYISO_A-F | Internal | Summer | B10 | 1262 | 99999 | 30.11 | 37.86 | 37.87 | 0.01 | 0
2020 | HQ_NY_2_NYISO_A-F | HQ_NY | NYISO_A-F | Internal | Winter | B16 | 25 | 99999 | 1000 | 44.96 | 44.97 | 0.01 | 0
2020 | HQ_NY_2_NYISO_A-F | HQ_NY | NYISO_A-F | Internal | Winter | B17 | 100 | 99999 | 1000 | 43.26 | 43.27 | 0.01 | 0
2020 | HQ_NY_2_NYISO_A-F | HQ_NY | NYISO_A-F | Internal | Winter | B18 | 400 | 99999 | 1000 | 42.18 | 42.19 | 0.01 | 0
2020 | HQ_NY_2_NYISO_A-F | HQ_NY | NYISO_A-F | Internal | Winter | B19 | 700 | 99999 | 1000 | 42.18 | 42.19 | 0.01 | 0
2020 | HQ_NY_2_NYISO_A-F | HQ_NY | NYISO_A-F | Internal | Winter | B20 | 935 | 99999 | 229.95 | 42.18 | 42.19 | 0.01 | 0
2020 | HQ_IESO_2_IESO | HQ_IESO | IESO | Internal | Shoulder | B11 | 25 | 99999 | 400 | 31 | 31.01 | 0.01 | 0
2020 | HQ_IESO_2_IESO | HQ_IESO | IESO | Internal | Shoulder | B12 | 200 | 99999 | 400 | 31 | 31.01 | 0.01 | 0
2020 | HQ_IESO_2_IESO | HQ_IESO | IESO | Internal | Shoulder | B13 | 600 | 99999 | 400 | 31 | 31.01 | 0.01 | 0
2020 | HQ_IESO_2_IESO | HQ_IESO | IESO | Internal | Shoulder | B14 | 900 | 99999 | 400 | 31 | 31.01 | 0.01 | 0
2020 | HQ_IESO_2_IESO | HQ_IESO | IESO | Internal | Shoulder | B15 | 1203 | 99999 | 75.48 | 31 | 31.01 | 0.01 | 0
2020 | HQ_IESO_2_IESO | HQ_IESO | IESO | Internal | Summer | B1 | 10 | 99999 | 400 | 52.05 | 52.07 | 0.01 | 0
2020 | HQ_IESO_2_IESO | HQ_IESO | IESO | Internal | Summer | B2 | 25 | 99999 | 400 | 50.4 | 50.41 | 0.01 | 0
2020 | HQ_IESO_2_IESO | HQ_IESO | IESO | Internal | Summer | B3 | 75 | 99999 | 400 | 43.46 | 43.47 | 0.01 | 0
2020 | HQ_IESO_2_IESO | HQ_IESO | IESO | Internal | Summer | B4 | 100 | 99999 | 400 | 37.73 | 37.74 | 0.01 | 0
2020 | HQ_IESO_2_IESO | HQ_IESO | IESO | Internal | Summer | B5 | 200 | 99999 | 400 | 37.73 | 37.74 | 0.01 | 0
2020 | HQ_IESO_2_IESO | HQ_IESO | IESO | Internal | Summer | B6 | 300 | 99999 | 400 | 35.02 | 35.03 | 0.01 | 0
2020 | HQ_IESO_2_IESO | HQ_IESO | IESO | Internal | Summer | B7 | 400 | 99999 | 400 | 31.4 | 31.41 | 0.01 | 0
2020 | HQ_IESO_2_IESO | HQ_IESO | IESO | Internal | Summer | B8 | 500 | 99999 | 400 | 29.04 | 29.06 | 0.01 | 0
2020 | HQ_IESO_2_IESO | HQ_IESO | IESO | Internal | Summer | B9 | 800 | 99999 | 400 | 29.04 | 29.06 | 0.01 | 0
2020 | HQ_IESO_2_IESO | HQ_IESO | IESO | Internal | Summer | B10 | 1262 | 99999 | 12.04 | 29.04 | 29.06 | 0.01 | 0
2020 | HQ_IESO_2_IESO | HQ_IESO | IESO | Internal | Winter | B16 | 25 | 99999 | 400 | 37.96 | 37.97 | 0.01 | 0
2020 | HQ_IESO_2_IESO | HQ_IESO | IESO | Internal | Winter | B17 | 100 | 99999 | 400 | 36.26 | 36.27 | 0.01 | 0
2020 | HQ_IESO_2_IESO | HQ_IESO | IESO | Internal | Winter | B18 | 400 | 99999 | 400 | 34.97 | 34.98 | 0.01 | 0
2020 | HQ_IESO_2_IESO | HQ_IESO | IESO | Internal | Winter | B19 | 700 | 99999 | 400 | 34.97 | 34.98 | 0.01 | 0
2020 | HQ_IESO_2_IESO | HQ_IESO | IESO | Internal | Winter | B20 | 935 | 99999 | 91.98 | 34.97 | 34.98 | 0.01 | 0
2020 | IESO_2_MAPP_CA | IESO | MAPP_CA | Internal | Shoulder | B11 | 25 | 262 | 262 | 31.01 | 49.13 | 7 | 11.12
2020 | IESO_2_MAPP_CA | IESO | MAPP_CA | Internal | Shoulder | B12 | 200 | 262 | 262 | 31.01 | 45.26 | 7 | 7.25
2020 | IESO_2_MAPP_CA | IESO | MAPP_CA | Internal | Shoulder | B13 | 600 | 262 | 262 | 31.01 | 40.74 | 7 | 2.73
2020 | IESO_2_MAPP_CA | IESO | MAPP_CA | Internal | Shoulder | B14 | 900 | 262 | 262 | 31.01 | 38.79 | 7 | 0.78
2020 | IESO_2_MAPP_CA | IESO | MAPP_CA | Internal | Shoulder | B15 | 1203 | 262 | 262 | 31.01 | 38.79 | 7 | 0.78
2020 | IESO_2_MAPP_CA | IESO | MAPP_CA | Internal | Summer | B1 | 10 | 262 | 0 | 52.07 | 51.05 | 7 | 0
2020 | IESO_2_MAPP_CA | IESO | MAPP_CA | Internal | Summer | B2 | 25 | 262 | 42.44 | 50.41 | 57.41 | 7 | 0
2020 | IESO_2_MAPP_CA | IESO | MAPP_CA | Internal | Summer | B3 | 75 | 262 | 238.96 | 43.47 | 50.47 | 7 | 0
2020 | IESO_2_MAPP_CA | IESO | MAPP_CA | Internal | Summer | B4 | 100 | 262 | 262 | 37.74 | 50.47 | 7 | 5.73
2020 | IESO_2_MAPP_CA | IESO | MAPP_CA | Internal | Summer | B5 | 200 | 262 | 262 | 37.74 | 49.13 | 7 | 4.39
2020 | IESO_2_MAPP_CA | IESO | MAPP_CA | Internal | Summer | B6 | 300 | 262 | 262 | 35.03 | 47.8 | 7 | 5.76
2020 | IESO_2_MAPP_CA | IESO | MAPP_CA | Internal | Summer | B7 | 400 | 262 | 0.03 | 31.41 | 38.4 | 7 | 0
2020 | IESO_2_MAPP_CA | IESO | MAPP_CA | Internal | Summer | B8 | 500 | 262 | 262 | 29.06 | 36.38 | 7 | 0.33
2020 | IESO_2_MAPP_CA | IESO | MAPP_CA | Internal | Summer | B9 | 800 | 262 | 153.78 | 29.06 | 36.06 | 7 | 0
2020 | IESO_2_MAPP_CA | IESO | MAPP_CA | Internal | Summer | B10 | 1262 | 262 | 162.5 | 29.06 | 36.06 | 7 | 0
2020 | IESO_2_MAPP_CA | IESO | MAPP_CA | Internal | Winter | B16 | 25 | 262 | 262 | 37.97 | 51.99 | 7 | 7.02
2020 | IESO_2_MAPP_CA | IESO | MAPP_CA | Internal | Winter | B17 | 100 | 262 | 262 | 36.27 | 46.05 | 7 | 2.77
2020 | IESO_2_MAPP_CA | IESO | MAPP_CA | Internal | Winter | B18 | 400 | 262 | 169.38 | 34.98 | 41.98 | 7 | 0
2020 | IESO_2_MAPP_CA | IESO | MAPP_CA | Internal | Winter | B19 | 700 | 262 | 185.93 | 34.98 | 41.98 | 7 | 0
2020 | IESO_2_MAPP_CA | IESO | MAPP_CA | Internal | Winter | B20 | 935 | 262 | 197.07 | 34.98 | 41.98 | 7 | 0
2020 | IESO_2_MISO_MI | IESO | MISO_MI | Internal | Shoulder | B11 | 25 | 1840 | 1840 | 31.01 | 51.07 | 7 | 13.06
2020 | IESO_2_MISO_MI | IESO | MISO_MI | Internal | Shoulder | B12 | 200 | 1840 | 1840 | 31.01 | 45.28 | 7 | 7.27
2020 | IESO_2_MISO_MI | IESO | MISO_MI | Internal | Shoulder | B13 | 600 | 1840 | 1840 | 31.01 | 40.76 | 7 | 2.75
2020 | IESO_2_MISO_MI | IESO | MISO_MI | Internal | Shoulder | B14 | 900 | 1840 | 1840 | 31.01 | 38.06 | 7 | 0.05
2020 | IESO_2_MISO_MI | IESO | MISO_MI | Internal | Shoulder | B15 | 1203 | 1840 | 0 | 31.01 | 36.47 | 7 | 0
2020 | IESO_2_MISO_MI | IESO | MISO_MI | Internal | Summer | B1 | 10 | 1840 | 1840 | 52.07 | 63.53 | 7 | 4.46
2020 | IESO_2_MISO_MI | IESO | MISO_MI | Internal | Summer | B2 | 25 | 1840 | 1840 | 50.41 | 63.4 | 7 | 5.99
2020 | IESO_2_MISO_MI | IESO | MISO_MI | Internal | Summer | B3 | 75 | 1840 | 1840 | 43.47 | 58.16 | 7 | 7.69
2020 | IESO_2_MISO_MI | IESO | MISO_MI | Internal | Summer | B4 | 100 | 1840 | 1840 | 37.74 | 58.16 | 7 | 13.42
2020 | IESO_2_MISO_MI | IESO | MISO_MI | Internal | Summer | B5 | 200 | 1840 | 1840 | 37.74 | 51.81 | 7 | 7.06
2020 | IESO_2_MISO_MI | IESO | MISO_MI | Internal | Summer | B6 | 300 | 1840 | 1840 | 35.03 | 46.57 | 7 | 4.53
2020 | IESO_2_MISO_MI | IESO | MISO_MI | Internal | Summer | B7 | 400 | 1840 | 952.46 | 31.41 | 38.41 | 7 | 0
2020 | IESO_2_MISO_MI | IESO | MISO_MI | Internal | Summer | B8 | 500 | 1840 | 71.8 | 29.06 | 36.06 | 7 | 0
2020 | IESO_2_MISO_MI | IESO | MISO_MI | Internal | Summer | B9 | 800 | 1840 | 0 | 29.06 | 35.33 | 7 | 0
2020 | IESO_2_MISO_MI | IESO | MISO_MI | Internal | Summer | B10 | 1262 | 1840 | 0 | 29.06 | 34.3 | 7 | 0
2020 | IESO_2_MISO_MI | IESO | MISO_MI | Internal | Winter | B16 | 25 | 1840 | 1840 | 37.97 | 52.01 | 7 | 7.05
2020 | IESO_2_MISO_MI | IESO | MISO_MI | Internal | Winter | B17 | 100 | 1840 | 1840 | 36.27 | 46.07 | 7 | 2.79
2020 | IESO_2_MISO_MI | IESO | MISO_MI | Internal | Winter | B18 | 400 | 1840 | 564.77 | 34.98 | 41.98 | 7 | 0
2020 | IESO_2_MISO_MI | IESO | MISO_MI | Internal | Winter | B19 | 700 | 1840 | 0 | 34.98 | 39.75 | 7 | 0
2020 | IESO_2_MISO_MI | IESO | MISO_MI | Internal | Winter | B20 | 935 | 1840 | 0 | 34.98 | 35.05 | 7 | 0
2020 | IESO_2_MISO_W | IESO | MISO_W | Internal | Shoulder | B11 | 25 | 140 | 140 | 31.01 | 55.07 | 7 | 17.06
2020 | IESO_2_MISO_W | IESO | MISO_W | Internal | Shoulder | B12 | 200 | 140 | 140 | 31.01 | 45.27 | 7 | 7.26
2020 | IESO_2_MISO_W | IESO | MISO_W | Internal | Shoulder | B13 | 600 | 140 | 140 | 31.01 | 40.75 | 7 | 2.74
2020 | IESO_2_MISO_W | IESO | MISO_W | Internal | Shoulder | B14 | 900 | 140 | 140 | 31.01 | 38.8 | 7 | 0.79
2020 | IESO_2_MISO_W | IESO | MISO_W | Internal | Shoulder | B15 | 1203 | 140 | 0 | 31.01 | 36.9 | 7 | 0
2020 | IESO_2_MISO_W | IESO | MISO_W | Internal | Summer | B1 | 10 | 140 | 140 | 52.07 | 65.05 | 7 | 5.99
2020 | IESO_2_MISO_W | IESO | MISO_W | Internal | Summer | B2 | 25 | 140 | 140 | 50.41 | 63.41 | 7 | 6
2020 | IESO_2_MISO_W | IESO | MISO_W | Internal | Summer | B3 | 75 | 140 | 140 | 43.47 | 63.28 | 7 | 12.81
2020 | IESO_2_MISO_W | IESO | MISO_W | Internal | Summer | B4 | 100 | 140 | 140 | 37.74 | 62.58 | 7 | 17.83
2020 | IESO_2_MISO_W | IESO | MISO_W | Internal | Summer | B5 | 200 | 140 | 140 | 37.74 | 55.82 | 7 | 11.08
2020 | IESO_2_MISO_W | IESO | MISO_W | Internal | Summer | B6 | 300 | 140 | 140 | 35.03 | 47.81 | 7 | 5.78
2020 | IESO_2_MISO_W | IESO | MISO_W | Internal | Summer | B7 | 400 | 140 | 58.15 | 31.41 | 38.41 | 7 | 0
2020 | IESO_2_MISO_W | IESO | MISO_W | Internal | Summer | B8 | 500 | 140 | 140 | 29.06 | 36.39 | 7 | 0.34
2020 | IESO_2_MISO_W | IESO | MISO_W | Internal | Summer | B9 | 800 | 140 | 0.02 | 29.06 | 36.04 | 7 | 0
2020 | IESO_2_MISO_W | IESO | MISO_W | Internal | Summer | B10 | 1262 | 140 | 0 | 29.06 | 33.33 | 7 | 0
2020 | IESO_2_MISO_W | IESO | MISO_W | Internal | Winter | B16 | 25 | 140 | 140 | 37.97 | 52 | 7 | 7.03
2020 | IESO_2_MISO_W | IESO | MISO_W | Internal | Winter | B17 | 100 | 140 | 140 | 36.27 | 46.06 | 7 | 2.78
2020 | IESO_2_MISO_W | IESO | MISO_W | Internal | Winter | B18 | 400 | 140 | 0.03 | 34.98 | 41.97 | 7 | 0
2020 | IESO_2_MISO_W | IESO | MISO_W | Internal | Winter | B19 | 700 | 140 | 0 | 34.98 | 41.57 | 7 | 0
2020 | IESO_2_MISO_W | IESO | MISO_W | Internal | Winter | B20 | 935 | 140 | 0 | 34.98 | 35.03 | 7 | 0
2020 | IESO_2_NYISO_A-F | IESO | NYISO_A-F | Internal | Shoulder | B11 | 25 | 1725 | 1725 | 31.01 | 40.67 | 7 | 2.66
2020 | IESO_2_NYISO_A-F | IESO | NYISO_A-F | Internal | Shoulder | B12 | 200 | 1725 | 1725 | 31.01 | 39.85 | 7 | 1.84
2020 | IESO_2_NYISO_A-F | IESO | NYISO_A-F | Internal | Shoulder | B13 | 600 | 1725 | 1725 | 31.01 | 39.85 | 7 | 1.84
2020 | IESO_2_NYISO_A-F | IESO | NYISO_A-F | Internal | Shoulder | B14 | 900 | 1725 | 1725 | 31.01 | 39.16 | 7 | 1.15
2020 | IESO_2_NYISO_A-F | IESO | NYISO_A-F | Internal | Shoulder | B15 | 1203 | 1725 | 1725 | 31.01 | 39.16 | 7 | 1.15
2020 | IESO_2_NYISO_A-F | IESO | NYISO_A-F | Internal | Summer | B1 | 10 | 1725 | 423.26 | 52.07 | 59.07 | 7 | 0
2020 | IESO_2_NYISO_A-F | IESO | NYISO_A-F | Internal | Summer | B2 | 25 | 1725 | 909.18 | 50.41 | 57.41 | 7 | 0
2020 | IESO_2_NYISO_A-F | IESO | NYISO_A-F | Internal | Summer | B3 | 75 | 1725 | 1725 | 43.47 | 51.9 | 7 | 1.43
2020 | IESO_2_NYISO_A-F | IESO | NYISO_A-F | Internal | Summer | B4 | 100 | 1725 | 1725 | 37.74 | 45.81 | 7 | 1.07
2020 | IESO_2_NYISO_A-F | IESO | NYISO_A-F | Internal | Summer | B5 | 200 | 1725 | 1212.9 | 37.74 | 44.74 | 7 | 0
2020 | IESO_2_NYISO_A-F | IESO | NYISO_A-F | Internal | Summer | B6 | 300 | 1725 | 942.2 | 35.03 | 42.03 | 7 | 0
2020 | IESO_2_NYISO_A-F | IESO | NYISO_A-F | Internal | Summer | B7 | 400 | 1725 | 1725 | 31.41 | 38.6 | 7 | 0.2
2020 | IESO_2_NYISO_A-F | IESO | NYISO_A-F | Internal | Summer | B8 | 500 | 1725 | 1725 | 29.06 | 37.9 | 7 | 1.84
2020 | IESO_2_NYISO_A-F | IESO | NYISO_A-F | Internal | Summer | B9 | 800 | 1725 | 1725 | 29.06 | 37.87 | 7 | 1.82
2020 | IESO_2_NYISO_A-F | IESO | NYISO_A-F | Internal | Summer | B10 | 1262 | 1725 | 1725 | 29.06 | 37.87 | 7 | 1.82
2020 | IESO_2_NYISO_A-F | IESO | NYISO_A-F | Internal | Winter | B16 | 25 | 1725 | 1523.11 | 37.97 | 44.97 | 7 | 0
2020 | IESO_2_NYISO_A-F | IESO | NYISO_A-F | Internal | Winter | B17 | 100 | 1725 | 860.7 | 36.27 | 43.27 | 7 | 0
2020 | IESO_2_NYISO_A-F | IESO | NYISO_A-F | Internal | Winter | B18 | 400 | 1725 | 1725 | 34.98 | 42.19 | 7 | 0.21
2020 | IESO_2_NYISO_A-F | IESO | NYISO_A-F | Internal | Winter | B19 | 700 | 1725 | 1725 | 34.98 | 42.19 | 7 | 0.21
2020 | IESO_2_NYISO_A-F | IESO | NYISO_A-F | Internal | Winter | B20 | 935 | 1725 | 1725 | 34.98 | 42.19 | 7 | 0.21
2020 | MAPP_CA_2_IESO | MAPP_CA | IESO | Internal | Shoulder | B11 | 25 | 330 | 0 | 49.13 | 31.01 | 8 | 0
2020 | MAPP_CA_2_IESO | MAPP_CA | IESO | Internal | Shoulder | B12 | 200 | 330 | 0 | 45.26 | 31.01 | 8 | 0
2020 | MAPP_CA_2_IESO | MAPP_CA | IESO | Internal | Shoulder | B13 | 600 | 330 | 0 | 40.74 | 31.01 | 8 | 0
2020 | MAPP_CA_2_IESO | MAPP_CA | IESO | Internal | Shoulder | B14 | 900 | 330 | 0 | 38.79 | 31.01 | 8 | 0
2020 | MAPP_CA_2_IESO | MAPP_CA | IESO | Internal | Shoulder | B15 | 1203 | 330 | 0 | 38.79 | 31.01 | 8 | 0
2020 | MAPP_CA_2_IESO | MAPP_CA | IESO | Internal | Summer | B1 | 10 | 330 | 0 | 51.05 | 52.07 | 8 | 0
2020 | MAPP_CA_2_IESO | MAPP_CA | IESO | Internal | Summer | B2 | 25 | 330 | 0 | 57.41 | 50.41 | 8 | 0
2020 | MAPP_CA_2_IESO | MAPP_CA | IESO | Internal | Summer | B3 | 75 | 330 | 0 | 50.47 | 43.47 | 8 | 0
2020 | MAPP_CA_2_IESO | MAPP_CA | IESO | Internal | Summer | B4 | 100 | 330 | 0 | 50.47 | 37.74 | 8 | 0
2020 | MAPP_CA_2_IESO | MAPP_CA | IESO | Internal | Summer | B5 | 200 | 330 | 0 | 49.13 | 37.74 | 8 | 0
2020 | MAPP_CA_2_IESO | MAPP_CA | IESO | Internal | Summer | B6 | 300 | 330 | 0 | 47.8 | 35.03 | 8 | 0
2020 | MAPP_CA_2_IESO | MAPP_CA | IESO | Internal | Summer | B7 | 400 | 330 | 0 | 38.4 | 31.41 | 8 | 0
2020 | MAPP_CA_2_IESO | MAPP_CA | IESO | Internal | Summer | B8 | 500 | 330 | 0 | 36.38 | 29.06 | 8 | 0
2020 | MAPP_CA_2_IESO | MAPP_CA | IESO | Internal | Summer | B9 | 800 | 330 | 0 | 36.06 | 29.06 | 8 | 0
2020 | MAPP_CA_2_IESO | MAPP_CA | IESO | Internal | Summer | B10 | 1262 | 330 | 0 | 36.06 | 29.06 | 8 | 0
2020 | MAPP_CA_2_IESO | MAPP_CA | IESO | Internal | Winter | B16 | 25 | 330 | 0 | 51.99 | 37.97 | 8 | 0
2020 | MAPP_CA_2_IESO | MAPP_CA | IESO | Internal | Winter | B17 | 100 | 330 | 0 | 46.05 | 36.27 | 8 | 0
2020 | MAPP_CA_2_IESO | MAPP_CA | IESO | Internal | Winter | B18 | 400 | 330 | 0 | 41.98 | 34.98 | 8 | 0
2020 | MAPP_CA_2_IESO | MAPP_CA | IESO | Internal | Winter | B19 | 700 | 330 | 0 | 41.98 | 34.98 | 8 | 0
2020 | MAPP_CA_2_IESO | MAPP_CA | IESO | Internal | Winter | B20 | 935 | 330 | 0 | 41.98 | 34.98 | 8 | 0
2020 | MAPP_CA_2_MAPP_US | MAPP_CA | MAPP_US | Internal | Shoulder | B11 | 25 | 372 | 0 | 49.13 | 53.89 | 7 | 0
2020 | MAPP_CA_2_MAPP_US | MAPP_CA | MAPP_US | Internal | Shoulder | B12 | 200 | 372 | 0 | 45.26 | 38.27 | 7 | 0
2020 | MAPP_CA_2_MAPP_US | MAPP_CA | MAPP_US | Internal | Shoulder | B13 | 600 | 372 | 0 | 40.74 | 33.75 | 7 | 0
2020 | MAPP_CA_2_MAPP_US | MAPP_CA | MAPP_US | Internal | Shoulder | B14 | 900 | 372 | 0 | 38.79 | 33.42 | 7 | 0
2020 | MAPP_CA_2_MAPP_US | MAPP_CA | MAPP_US | Internal | Shoulder | B15 | 1203 | 372 | 0 | 38.79 | 33.17 | 7 | 0
2020 | MAPP_CA_2_MAPP_US | MAPP_CA | MAPP_US | Internal | Summer | B1 | 10 | 372 | 68.52 | 51.05 | 58.05 | 7 | 0
2020 | MAPP_CA_2_MAPP_US | MAPP_CA | MAPP_US | Internal | Summer | B2 | 25 | 372 | 0 | 57.41 | 57.47 | 7 | 0
2020 | MAPP_CA_2_MAPP_US | MAPP_CA | MAPP_US | Internal | Summer | B3 | 75 | 372 | 137.49 | 50.47 | 57.47 | 7 | 0
2020 | MAPP_CA_2_MAPP_US | MAPP_CA | MAPP_US | Internal | Summer | B4 | 100 | 372 | 254.06 | 50.47 | 57.47 | 7 | 0
2020 | MAPP_CA_2_MAPP_US | MAPP_CA | MAPP_US | Internal | Summer | B5 | 200 | 372 | 0 | 49.13 | 53.08 | 7 | 0
2020 | MAPP_CA_2_MAPP_US | MAPP_CA | MAPP_US | Internal | Summer | B6 | 300 | 372 | 0 | 47.8 | 47.58 | 7 | 0
2020 | MAPP_CA_2_MAPP_US | MAPP_CA | MAPP_US | Internal | Summer | B7 | 400 | 372 | 0 | 38.4 | 33.93 | 7 | 0
2020 | MAPP_CA_2_MAPP_US | MAPP_CA | MAPP_US | Internal | Summer | B8 | 500 | 372 | 0 | 36.38 | 29.93 | 7 | 0
2020 | MAPP_CA_2_MAPP_US | MAPP_CA | MAPP_US | Internal | Summer | B9 | 800 | 372 | 0 | 36.06 | 29.93 | 7 | 0
2020 | MAPP_CA_2_MAPP_US | MAPP_CA | MAPP_US | Internal | Summer | B10 | 1262 | 372 | 0 | 36.06 | 27.73 | 7 | 0
2020 | MAPP_CA_2_MAPP_US | MAPP_CA | MAPP_US | Internal | Winter | B16 | 25 | 372 | 0 | 51.99 | 45 | 7 | 0
2020 | MAPP_CA_2_MAPP_US | MAPP_CA | MAPP_US | Internal | Winter | B17 | 100 | 372 | 0 | 46.05 | 39.06 | 7 | 0
2020 | MAPP_CA_2_MAPP_US | MAPP_CA | MAPP_US | Internal | Winter | B18 | 400 | 372 | 0 | 41.98 | 35.73 | 7 | 0
2020 | MAPP_CA_2_MAPP_US | MAPP_CA | MAPP_US | Internal | Winter | B19 | 700 | 372 | 0 | 41.98 | 35.73 | 7 | 0
2020 | MAPP_CA_2_MAPP_US | MAPP_CA | MAPP_US | Internal | Winter | B20 | 935 | 372 | 0 | 41.98 | 31.4 | 7 | 0
2020 | MAPP_CA_2_MISO_W | MAPP_CA | MISO_W | Internal | Shoulder | B11 | 25 | 1970 | 1970 | 49.13 | 55.07 | 0.01 | 5.93
2020 | MAPP_CA_2_MISO_W | MAPP_CA | MISO_W | Internal | Shoulder | B12 | 200 | 1970 | 1528.45 | 45.26 | 45.27 | 0.01 | 0
2020 | MAPP_CA_2_MISO_W | MAPP_CA | MISO_W | Internal | Shoulder | B13 | 600 | 1970 | 1221.44 | 40.74 | 40.75 | 0.01 | 0
2020 | MAPP_CA_2_MISO_W | MAPP_CA | MISO_W | Internal | Shoulder | B14 | 900 | 1970 | 198.35 | 38.79 | 38.8 | 0.01 | 0
2020 | MAPP_CA_2_MISO_W | MAPP_CA | MISO_W | Internal | Shoulder | B15 | 1203 | 1970 | 0 | 38.79 | 36.9 | 0.01 | 0
2020 | MAPP_CA_2_MISO_W | MAPP_CA | MISO_W | Internal | Summer | B1 | 10 | 1970 | 1970 | 51.05 | 65.05 | 0.01 | 13.99
2020 | MAPP_CA_2_MISO_W | MAPP_CA | MISO_W | Internal | Summer | B2 | 25 | 1970 | 1970 | 57.41 | 63.41 | 0.01 | 5.99
2020 | MAPP_CA_2_MISO_W | MAPP_CA | MISO_W | Internal | Summer | B3 | 75 | 1970 | 1970 | 50.47 | 63.28 | 0.01 | 12.8
2020 | MAPP_CA_2_MISO_W | MAPP_CA | MISO_W | Internal | Summer | B4 | 100 | 1970 | 1970 | 50.47 | 62.58 | 0.01 | 12.1
2020 | MAPP_CA_2_MISO_W | MAPP_CA | MISO_W | Internal | Summer | B5 | 200 | 1970 | 1970 | 49.13 | 55.82 | 0.01 | 6.68
2020 | MAPP_CA_2_MISO_W | MAPP_CA | MISO_W | Internal | Summer | B6 | 300 | 1970 | 1735.63 | 47.8 | 47.81 | 0.01 | 0
2020 | MAPP_CA_2_MISO_W | MAPP_CA | MISO_W | Internal | Summer | B7 | 400 | 1970 | 1202.18 | 38.4 | 38.41 | 0.01 | 0
2020 | MAPP_CA_2_MISO_W | MAPP_CA | MISO_W | Internal | Summer | B8 | 500 | 1970 | 1384.53 | 36.38 | 36.39 | 0.01 | 0
2020 | MAPP_CA_2_MISO_W | MAPP_CA | MISO_W | Internal | Summer | B9 | 800 | 1970 | 0 | 36.06 | 36.04 | 0.01 | 0
2020 | MAPP_CA_2_MISO_W | MAPP_CA | MISO_W | Internal | Summer | B10 | 1262 | 1970 | 0 | 36.06 | 33.33 | 0.01 | 0
2020 | MAPP_CA_2_MISO_W | MAPP_CA | MISO_W | Internal | Winter | B16 | 25 | 1970 | 1290.24 | 51.99 | 52 | 0.01 | 0
2020 | MAPP_CA_2_MISO_W | MAPP_CA | MISO_W | Internal | Winter | B17 | 100 | 1970 | 480.15 | 46.05 | 46.06 | 0.01 | 0
2020 | MAPP_CA_2_MISO_W | MAPP_CA | MISO_W | Internal | Winter | B18 | 400 | 1970 | 0.02 | 41.98 | 41.97 | 0.01 | 0
2020 | MAPP_CA_2_MISO_W | MAPP_CA | MISO_W | Internal | Winter | B19 | 700 | 1970 | 0 | 41.98 | 41.57 | 0.01 | 0
2020 | MAPP_CA_2_MISO_W | MAPP_CA | MISO_W | Internal | Winter | B20 | 935 | 1970 | 0 | 41.98 | 35.03 | 0.01 | 0
2020 | MAPP_US_2_MAPP_CA | MAPP_US | MAPP_CA | Internal | Shoulder | B11 | 25 | 165 | 0 | 53.89 | 49.13 | 7 | 0
2020 | MAPP_US_2_MAPP_CA | MAPP_US | MAPP_CA | Internal | Shoulder | B12 | 200 | 165 | 0.06 | 38.27 | 45.26 | 7 | 0
2020 | MAPP_US_2_MAPP_CA | MAPP_US | MAPP_CA | Internal | Shoulder | B13 | 600 | 165 | 0.02 | 33.75 | 40.74 | 7 | 0
2020 | MAPP_US_2_MAPP_CA | MAPP_US | MAPP_CA | Internal | Shoulder | B14 | 900 | 165 | 0 | 33.42 | 38.79 | 7 | 0
2020 | MAPP_US_2_MAPP_CA | MAPP_US | MAPP_CA | Internal | Shoulder | B15 | 1203 | 165 | 0 | 33.17 | 38.79 | 7 | 0
2020 | MAPP_US_2_MAPP_CA | MAPP_US | MAPP_CA | Internal | Summer | B1 | 10 | 165 | 0 | 58.05 | 51.05 | 7 | 0
2020 | MAPP_US_2_MAPP_CA | MAPP_US | MAPP_CA | Internal | Summer | B2 | 25 | 165 | 0 | 57.47 | 57.41 | 7 | 0
2020 | MAPP_US_2_MAPP_CA | MAPP_US | MAPP_CA | Internal | Summer | B3 | 75 | 165 | 0 | 57.47 | 50.47 | 7 | 0
2020 | MAPP_US_2_MAPP_CA | MAPP_US | MAPP_CA | Internal | Summer | B4 | 100 | 165 | 0 | 57.47 | 50.47 | 7 | 0
2020 | MAPP_US_2_MAPP_CA | MAPP_US | MAPP_CA | Internal | Summer | B5 | 200 | 165 | 0 | 53.08 | 49.13 | 7 | 0
2020 | MAPP_US_2_MAPP_CA | MAPP_US | MAPP_CA | Internal | Summer | B6 | 300 | 165 | 0 | 47.58 | 47.8 | 7 | 0
2020 | MAPP_US_2_MAPP_CA | MAPP_US | MAPP_CA | Internal | Summer | B7 | 400 | 165 | 0 | 33.93 | 38.4 | 7 | 0
2020 | MAPP_US_2_MAPP_CA | MAPP_US | MAPP_CA | Internal | Summer | B8 | 500 | 165 | 0 | 29.93 | 36.38 | 7 | 0
2020 | MAPP_US_2_MAPP_CA | MAPP_US | MAPP_CA | Internal | Summer | B9 | 800 | 165 | 0 | 29.93 | 36.06 | 7 | 0
2020 | MAPP_US_2_MAPP_CA | MAPP_US | MAPP_CA | Internal | Summer | B10 | 1262 | 165 | 165 | 27.73 | 36.06 | 7 | 1.32
2020 | MAPP_US_2_MAPP_CA | MAPP_US | MAPP_CA | Internal | Winter | B16 | 25 | 165 | 0.43 | 45 | 51.99 | 7 | 0
2020 | MAPP_US_2_MAPP_CA | MAPP_US | MAPP_CA | Internal | Winter | B17 | 100 | 165 | 0.12 | 39.06 | 46.05 | 7 | 0
2020 | MAPP_US_2_MAPP_CA | MAPP_US | MAPP_CA | Internal | Winter | B18 | 400 | 165 | 0 | 35.73 | 41.98 | 7 | 0
2020 | MAPP_US_2_MAPP_CA | MAPP_US | MAPP_CA | Internal | Winter | B19 | 700 | 165 | 0 | 35.73 | 41.98 | 7 | 0
2020 | MAPP_US_2_MAPP_CA | MAPP_US | MAPP_CA | Internal | Winter | B20 | 935 | 165 | 165 | 31.4 | 41.98 | 7 | 3.58
2020 | MAPP_US_2_MISO_W | MAPP_US | MISO_W | Internal | Shoulder | B11 | 25 | 2635 | 0 | 53.89 | 55.07 | 7 | 0
2020 | MAPP_US_2_MISO_W | MAPP_US | MISO_W | Internal | Shoulder | B12 | 200 | 2635 | 1133.79 | 38.27 | 45.27 | 7 | 0
2020 | MAPP_US_2_MISO_W | MAPP_US | MISO_W | Internal | Shoulder | B13 | 600 | 2635 | 379.17 | 33.75 | 40.75 | 7 | 0
2020 | MAPP_US_2_MISO_W | MAPP_US | MISO_W | Internal | Shoulder | B14 | 900 | 2635 | 0 | 33.42 | 38.8 | 7 | 0
2020 | MAPP_US_2_MISO_W | MAPP_US | MISO_W | Internal | Shoulder | B15 | 1203 | 2635 | 0 | 33.17 | 36.9 | 7 | 0
2020 | MAPP_US_2_MISO_W | MAPP_US | MISO_W | Internal | Summer | B1 | 10 | 2635 | 269.92 | 58.05 | 65.05 | 7 | 0
2020 | MAPP_US_2_MISO_W | MAPP_US | MISO_W | Internal | Summer | B2 | 25 | 2635 | 0 | 57.47 | 63.41 | 7 | 0
2020 | MAPP_US_2_MISO_W | MAPP_US | MISO_W | Internal | Summer | B3 | 75 | 2635 | 0 | 57.47 | 63.28 | 7 | 0
2020 | MAPP_US_2_MISO_W | MAPP_US | MISO_W | Internal | Summer | B4 | 100 | 2635 | 0 | 57.47 | 62.58 | 7 | 0
2020 | MAPP_US_2_MISO_W | MAPP_US | MISO_W | Internal | Summer | B5 | 200 | 2635 | 0 | 53.08 | 55.82 | 7 | 0
2020 | MAPP_US_2_MISO_W | MAPP_US | MISO_W | Internal | Summer | B6 | 300 | 2635 | 0 | 47.58 | 47.81 | 7 | 0
2020 | MAPP_US_2_MISO_W | MAPP_US | MISO_W | Internal | Summer | B7 | 400 | 2635 | 0 | 33.93 | 38.41 | 7 | 0
2020 | MAPP_US_2_MISO_W | MAPP_US | MISO_W | Internal | Summer | B8 | 500 | 2635 | 0 | 29.93 | 36.39 | 7 | 0
2020 | MAPP_US_2_MISO_W | MAPP_US | MISO_W | Internal | Summer | B9 | 800 | 2635 | 0 | 29.93 | 36.04 | 7 | 0
2020 | MAPP_US_2_MISO_W | MAPP_US | MISO_W | Internal | Summer | B10 | 1262 | 2635 | 0 | 27.73 | 33.33 | 7 | 0
2020 | MAPP_US_2_MISO_W | MAPP_US | MISO_W | Internal | Winter | B16 | 25 | 2635 | 930.69 | 45 | 52 | 7 | 0
2020 | MAPP_US_2_MISO_W | MAPP_US | MISO_W | Internal | Winter | B17 | 100 | 2635 | 1160.59 | 39.06 | 46.06 | 7 | 0
2020 | MAPP_US_2_MISO_W | MAPP_US | MISO_W | Internal | Winter | B18 | 400 | 2635 | 0 | 35.73 | 41.97 | 7 | 0
2020 | MAPP_US_2_MISO_W | MAPP_US | MISO_W | Internal | Winter | B19 | 700 | 2635 | 0 | 35.73 | 41.57 | 7 | 0
2020 | MAPP_US_2_MISO_W | MAPP_US | MISO_W | Internal | Winter | B20 | 935 | 2635 | 0 | 31.4 | 35.03 | 7 | 0
2020 | MAPP_US_2_NE | MAPP_US | NE | Internal | Shoulder | B11 | 25 | 2000 | 1681.52 | 53.89 | 60.89 | 7 | 0
2020 | MAPP_US_2_NE | MAPP_US | NE | Internal | Shoulder | B12 | 200 | 2000 | 0 | 38.27 | 42.02 | 7 | 0
2020 | MAPP_US_2_NE | MAPP_US | NE | Internal | Shoulder | B13 | 600 | 2000 | 653.37 | 33.75 | 40.75 | 7 | 0
2020 | MAPP_US_2_NE | MAPP_US | NE | Internal | Shoulder | B14 | 900 | 2000 | 0 | 33.42 | 40.2 | 7 | 0
2020 | MAPP_US_2_NE | MAPP_US | NE | Internal | Shoulder | B15 | 1203 | 2000 | 41.25 | 33.17 | 40.17 | 7 | 0
2020 | MAPP_US_2_NE | MAPP_US | NE | Internal | Summer | B1 | 10 | 2000 | 781.93 | 58.05 | 65.05 | 7 | 0
2020 | MAPP_US_2_NE | MAPP_US | NE | Internal | Summer | B2 | 25 | 2000 | 1028.48 | 57.47 | 64.47 | 7 | 0
2020 | MAPP_US_2_NE | MAPP_US | NE | Internal | Summer | B3 | 75 | 2000 | 1281.27 | 57.47 | 64.47 | 7 | 0
2020 | MAPP_US_2_NE | MAPP_US | NE | Internal | Summer | B4 | 100 | 2000 | 1664.13 | 57.47 | 64.47 | 7 | 0
2020 | MAPP_US_2_NE | MAPP_US | NE | Internal | Summer | B5 | 200 | 2000 | 1120.16 | 53.08 | 60.08 | 7 | 0
2020 | MAPP_US_2_NE | MAPP_US | NE | Internal | Summer | B6 | 300 | 2000 | 1225.73 | 47.58 | 54.58 | 7 | 0
2020 | MAPP_US_2_NE | MAPP_US | NE | Internal | Summer | B7 | 400 | 2000 | 1146.71 | 33.93 | 40.93 | 7 | 0
2020 | MAPP_US_2_NE | MAPP_US | NE | Internal | Summer | B8 | 500 | 2000 | 1270.98 | 29.93 | 36.93 | 7 | 0
2020 | MAPP_US_2_NE | MAPP_US | NE | Internal | Summer | B9 | 800 | 2000 | 890.07 | 29.93 | 36.93 | 7 | 0
2020 | MAPP_US_2_NE | MAPP_US | NE | Internal | Summer | B10 | 1262 | 2000 | 475.53 | 27.73 | 34.73 | 7 | 0
2020 | MAPP_US_2_NE | MAPP_US | NE | Internal | Winter | B16 | 25 | 2000 | 482.38 | 45 | 52 | 7 | 0
2020 | MAPP_US_2_NE | MAPP_US | NE | Internal | Winter | B17 | 100 | 2000 | 0 | 39.06 | 42.82 | 7 | 0
2020 | MAPP_US_2_NE | MAPP_US | NE | Internal | Winter | B18 | 400 | 2000 | 622.95 | 35.73 | 42.73 | 7 | 0
2020 | MAPP_US_2_NE | MAPP_US | NE | Internal | Winter | B19 | 700 | 2000 | 113.22 | 35.73 | 42.73 | 7 | 0
2020 | MAPP_US_2_NE | MAPP_US | NE | Internal | Winter | B20 | 935 | 2000 | 59.36 | 31.4 | 38.4 | 7 | 0
2020 | MARITIMES_2_NEISO | MARITIMES | NEISO | Internal | Shoulder | B11 | 25 | 99999 | 1400 | 37.66 | 37.67 | 0.01 | 0
2020 | MARITIMES_2_NEISO | MARITIMES | NEISO | Internal | Shoulder | B12 | 200 | 99999 | 1400 | 37.66 | 37.67 | 0.01 | 0
2020 | MARITIMES_2_NEISO | MARITIMES | NEISO | Internal | Shoulder | B13 | 600 | 99999 | 1400 | 37.66 | 37.67 | 0.01 | 0
2020 | MARITIMES_2_NEISO | MARITIMES | NEISO | Internal | Shoulder | B14 | 900 | 99999 | 1400 | 37.66 | 37.67 | 0.01 | 0
2020 | MARITIMES_2_NEISO | MARITIMES | NEISO | Internal | Shoulder | B15 | 1203 | 99999 | 426.43 | 37.66 | 37.67 | 0.01 | 0
2020 | MARITIMES_2_NEISO | MARITIMES | NEISO | Internal | Summer | B1 | 10 | 99999 | 1400 | 75.39 | 75.4 | 0.01 | 0
2020 | MARITIMES_2_NEISO | MARITIMES | NEISO | Internal | Summer | B2 | 25 | 99999 | 1400 | 68.4 | 68.41 | 0.01 | 0
2020 | MARITIMES_2_NEISO | MARITIMES | NEISO | Internal | Summer | B3 | 75 | 99999 | 1400 | 48.89 | 48.9 | 0.01 | 0
2020 | MARITIMES_2_NEISO | MARITIMES | NEISO | Internal | Summer | B4 | 100 | 99999 | 1400 | 42.8 | 42.81 | 0.01 | 0
2020 | MARITIMES_2_NEISO | MARITIMES | NEISO | Internal | Summer | B5 | 200 | 99999 | 1400 | 34.89 | 34.9 | 0.01 | 0
2020 | MARITIMES_2_NEISO | MARITIMES | NEISO | Internal | Summer | B6 | 300 | 99999 | 1400 | 34.89 | 34.9 | 0.01 | 0
2020 | MARITIMES_2_NEISO | MARITIMES | NEISO | Internal | Summer | B7 | 400 | 99999 | 1400 | 34.89 | 34.9 | 0.01 | 0
2020 | MARITIMES_2_NEISO | MARITIMES | NEISO | Internal | Summer | B8 | 500 | 99999 | 1400 | 34.89 | 34.9 | 0.01 | 0
2020 | MARITIMES_2_NEISO | MARITIMES | NEISO | Internal | Summer | B9 | 800 | 99999 | 1400 | 34.89 | 34.9 | 0.01 | 0
2020 | MARITIMES_2_NEISO | MARITIMES | NEISO | Internal | Summer | B10 | 1262 | 99999 | 236.13 | 34.89 | 34.9 | 0.01 | 0
2020 | MARITIMES_2_NEISO | MARITIMES | NEISO | Internal | Winter | B16 | 25 | 99999 | 1400 | 46.26 | 46.27 | 0.01 | 0
2020 | MARITIMES_2_NEISO | MARITIMES | NEISO | Internal | Winter | B17 | 100 | 99999 | 1400 | 46.26 | 46.27 | 0.01 | 0
2020 | MARITIMES_2_NEISO | MARITIMES | NEISO | Internal | Winter | B18 | 400 | 99999 | 1400 | 46.26 | 46.27 | 0.01 | 0
2020 | MARITIMES_2_NEISO | MARITIMES | NEISO | Internal | Winter | B19 | 700 | 99999 | 1400 | 46.26 | 46.27 | 0.01 | 0
2020 | MARITIMES_2_NEISO | MARITIMES | NEISO | Internal | Winter | B20 | 935 | 99999 | 475.94 | 46.26 | 46.27 | 0.01 | 0
2020 | MISO_IN_2_MISO_MI | MISO_IN | MISO_MI | Internal | Shoulder | B11 | 25 | 5000 | 0 | 55.07 | 51.07 | 0.01 | 0
2020 | MISO_IN_2_MISO_MI | MISO_IN | MISO_MI | Internal | Shoulder | B12 | 200 | 5000 | 0.03 | 45.29 | 45.28 | 0.01 | 0
2020 | MISO_IN_2_MISO_MI | MISO_IN | MISO_MI | Internal | Shoulder | B13 | 600 | 5000 | 0.02 | 40.76 | 40.76 | 0.01 | 0
2020 | MISO_IN_2_MISO_MI | MISO_IN | MISO_MI | Internal | Shoulder | B14 | 900 | 5000 | 0 | 38.07 | 38.06 | 0.01 | 0
2020 | MISO_IN_2_MISO_MI | MISO_IN | MISO_MI | Internal | Shoulder | B15 | 1203 | 5000 | 1253.29 | 36.46 | 36.47 | 0.01 | 0
2020 | MISO_IN_2_MISO_MI | MISO_IN | MISO_MI | Internal | Summer | B1 | 10 | 5000 | 0 | 65.05 | 63.53 | 0.01 | 0
2020 | MISO_IN_2_MISO_MI | MISO_IN | MISO_MI | Internal | Summer | B2 | 25 | 5000 | 0.23 | 63.41 | 63.4 | 0.01 | 0
2020 | MISO_IN_2_MISO_MI | MISO_IN | MISO_MI | Internal | Summer | B3 | 75 | 5000 | 0 | 61.15 | 58.16 | 0.01 | 0
2020 | MISO_IN_2_MISO_MI | MISO_IN | MISO_MI | Internal | Summer | B4 | 100 | 5000 | 0 | 60.51 | 58.16 | 0.01 | 0
2020 | MISO_IN_2_MISO_MI | MISO_IN | MISO_MI | Internal | Summer | B5 | 200 | 5000 | 0 | 55.4 | 51.81 | 0.01 | 0
2020 | MISO_IN_2_MISO_MI | MISO_IN | MISO_MI | Internal | Summer | B6 | 300 | 5000 | 0.02 | 46.58 | 46.57 | 0.01 | 0
2020 | MISO_IN_2_MISO_MI | MISO_IN | MISO_MI | Internal | Summer | B7 | 400 | 5000 | 473.58 | 38.4 | 38.41 | 0.01 | 0
2020 | MISO_IN_2_MISO_MI | MISO_IN | MISO_MI | Internal | Summer | B8 | 500 | 5000 | 1039.99 | 36.04 | 36.06 | 0.01 | 0
2020 | MISO_IN_2_MISO_MI | MISO_IN | MISO_MI | Internal | Summer | B9 | 800 | 5000 | 1693.87 | 35.32 | 35.33 | 0.01 | 0
2020 | MISO_IN_2_MISO_MI | MISO_IN | MISO_MI | Internal | Summer | B10 | 1262 | 5000 | 2836.56 | 34.29 | 34.3 | 0.01 | 0
2020 | MISO_IN_2_MISO_MI | MISO_IN | MISO_MI | Internal | Winter | B16 | 25 | 5000 | 0 | 55.85 | 52.01 | 0.01 | 0
2020 | MISO_IN_2_MISO_MI | MISO_IN | MISO_MI | Internal | Winter | B17 | 100 | 5000 | 0.06 | 46.08 | 46.07 | 0.01 | 0
2020 | MISO_IN_2_MISO_MI | MISO_IN | MISO_MI | Internal | Winter | B18 | 400 | 5000 | 117.95 | 41.97 | 41.98 | 0.01 | 0
2020 | MISO_IN_2_MISO_MI | MISO_IN | MISO_MI | Internal | Winter | B19 | 700 | 5000 | 729.17 | 39.74 | 39.75 | 0.01 | 0
2020 | MISO_IN_2_MISO_MI | MISO_IN | MISO_MI | Internal | Winter | B20 | 935 | 5000 | 1478.48 | 35.04 | 35.05 | 0.01 | 0
2020 | MISO_IN_2_MISO_MO-IL | MISO_IN | MISO_MO-IL | Internal | Shoulder | B11 | 25 | 5000 | 0.44 | 55.07 | 55.07 | 0.01 | 0
2020 | MISO_IN_2_MISO_MO-IL | MISO_IN | MISO_MO-IL | Internal | Shoulder | B12 | 200 | 5000 | 0.03 | 45.29 | 45.28 | 0.01 | 0
2020 | MISO_IN_2_MISO_MO-IL | MISO_IN | MISO_MO-IL | Internal | Shoulder | B13 | 600 | 5000 | 0.01 | 40.76 | 40.75 | 0.01 | 0
2020 | MISO_IN_2_MISO_MO-IL | MISO_IN | MISO_MO-IL | Internal | Shoulder | B14 | 900 | 5000 | 0 | 38.07 | 38.06 | 0.01 | 0
2020 | MISO_IN_2_MISO_MO-IL | MISO_IN | MISO_MO-IL | Internal | Shoulder | B15 | 1203 | 5000 | 0 | 36.46 | 36.33 | 0.01 | 0
2020 | MISO_IN_2_MISO_MO-IL | MISO_IN | MISO_MO-IL | Internal | Summer | B1 | 10 | 5000 | 1.49 | 65.05 | 65.05 | 0.01 | 0
2020 | MISO_IN_2_MISO_MO-IL | MISO_IN | MISO_MO-IL | Internal | Summer | B2 | 25 | 5000 | 0.23 | 63.41 | 63.4 | 0.01 | 0
2020 | MISO_IN_2_MISO_MO-IL | MISO_IN | MISO_MO-IL | Internal | Summer | B3 | 75 | 5000 | 0.08 | 61.15 | 61.14 | 0.01 | 0
2020 | MISO_IN_2_MISO_MO-IL | MISO_IN | MISO_MO-IL | Internal | Summer | B4 | 100 | 5000 | 0.06 | 60.51 | 60.5 | 0.01 | 0
2020 | MISO_IN_2_MISO_MO-IL | MISO_IN | MISO_MO-IL | Internal | Summer | B5 | 200 | 5000 | 0.03 | 55.4 | 55.39 | 0.01 | 0
2020 | MISO_IN_2_MISO_MO-IL | MISO_IN | MISO_MO-IL | Internal | Summer | B6 | 300 | 5000 | 123.86 | 46.58 | 46.59 | 0.01 | 0
2020 | MISO_IN_2_MISO_MO-IL | MISO_IN | MISO_MO-IL | Internal | Summer | B7 | 400 | 5000 | 0.02 | 38.4 | 38.39 | 0.01 | 0
2020 | MISO_IN_2_MISO_MO-IL | MISO_IN | MISO_MO-IL | Internal | Summer | B8 | 500 | 5000 | 0.01 | 36.04 | 36.03 | 0.01 | 0
2020 | MISO_IN_2_MISO_MO-IL | MISO_IN | MISO_MO-IL | Internal | Summer | B9 | 800 | 5000 | 0 | 35.32 | 35.31 | 0.01 | 0
2020 | MISO_IN_2_MISO_MO-IL | MISO_IN | MISO_MO-IL | Internal | Summer | B10 | 1262 | 5000 | 0 | 34.29 | 33.25 | 0.01 | 0
2020 | MISO_IN_2_MISO_MO-IL | MISO_IN | MISO_MO-IL | Internal | Winter | B16 | 25 | 5000 | 0 | 55.85 | 52.01 | 0.01 | 0
2020 | MISO_IN_2_MISO_MO-IL | MISO_IN | MISO_MO-IL | Internal | Winter | B17 | 100 | 5000 | 0.06 | 46.08 | 46.07 | 0.01 | 0
2020 | MISO_IN_2_MISO_MO-IL | MISO_IN | MISO_MO-IL | Internal | Winter | B18 | 400 | 5000 | 0.02 | 41.97 | 41.96 | 0.01 | 0
2020 | MISO_IN_2_MISO_MO-IL | MISO_IN | MISO_MO-IL | Internal | Winter | B19 | 700 | 5000 | 0 | 39.74 | 39.73 | 0.01 | 0
2020 | MISO_IN_2_MISO_MO-IL | MISO_IN | MISO_MO-IL | Internal | Winter | B20 | 935 | 5000 | 0 | 35.04 | 35.02 | 0.01 | 0
2020 | MISO_IN_2_NonRTO_Midwest | MISO_IN | NonRTO_Midwest | Internal | Shoulder | B11 | 25 | 4800 | 1126.98 | 55.07 | 63.07 | 8 | 0
2020 | MISO_IN_2_NonRTO_Midwest | MISO_IN | NonRTO_Midwest | Internal | Shoulder | B12 | 200 | 4800 | 568.85 | 45.29 | 53.29 | 8 | 0
2020 | MISO_IN_2_NonRTO_Midwest | MISO_IN | NonRTO_Midwest | Internal | Shoulder | B13 | 600 | 4800 | 74.71 | 40.76 | 48.76 | 8 | 0
2020 | MISO_IN_2_NonRTO_Midwest | MISO_IN | NonRTO_Midwest | Internal | Shoulder | B14 | 900 | 4800 | 0 | 38.07 | 38.57 | 8 | 0
2020 | MISO_IN_2_NonRTO_Midwest | MISO_IN | NonRTO_Midwest | Internal | Shoulder | B15 | 1203 | 4800 | 0 | 36.46 | 34.58 | 8 | 0
2020 | MISO_IN_2_NonRTO_Midwest | MISO_IN | NonRTO_Midwest | Internal | Summer | B1 | 10 | 4800 | 0 | 65.05 | 68.51 | 8 | 0
2020 | MISO_IN_2_NonRTO_Midwest | MISO_IN | NonRTO_Midwest | Internal | Summer | B2 | 25 | 4800 | 0 | 63.41 | 68.51 | 8 | 0
2020 | MISO_IN_2_NonRTO_Midwest | MISO_IN | NonRTO_Midwest | Internal | Summer | B3 | 75 | 4800 | 0 | 61.15 | 68.51 | 8 | 0
2020 | MISO_IN_2_NonRTO_Midwest | MISO_IN | NonRTO_Midwest | Internal | Summer | B4 | 100 | 4800 | 769.01 | 60.51 | 68.51 | 8 | 0
2020 | MISO_IN_2_NonRTO_Midwest | MISO_IN | NonRTO_Midwest | Internal | Summer | B5 | 200 | 4800 | 1011.55 | 55.4 | 63.4 | 8 | 0
2020 | MISO_IN_2_NonRTO_Midwest | MISO_IN | NonRTO_Midwest | Internal | Summer | B6 | 300 | 4800 | 393.79 | 46.58 | 54.58 | 8 | 0
2020 | MISO_IN_2_NonRTO_Midwest | MISO_IN | NonRTO_Midwest | Internal | Summer | B7 | 400 | 4800 | 0 | 38.4 | 37.39 | 8 | 0
2020 | MISO_IN_2_NonRTO_Midwest | MISO_IN | NonRTO_Midwest | Internal | Summer | B8 | 500 | 4800 | 0 | 36.04 | 36.89 | 8 | 0
2020 | MISO_IN_2_NonRTO_Midwest | MISO_IN | NonRTO_Midwest | Internal | Summer | B9 | 800 | 4800 | 0 | 35.32 | 34.79 | 8 | 0
2020 | MISO_IN_2_NonRTO_Midwest | MISO_IN | NonRTO_Midwest | Internal | Summer | B10 | 1262 | 4800 | 0 | 34.29 | 34.12 | 8 | 0
2020 | MISO_IN_2_NonRTO_Midwest | MISO_IN | NonRTO_Midwest | Internal | Winter | B16 | 25 | 4800 | 2483.87 | 55.85 | 63.85 | 8 | 0
2020 | MISO_IN_2_NonRTO_Midwest | MISO_IN | NonRTO_Midwest | Internal | Winter | B17 | 100 | 4800 | 1394.23 | 46.08 | 54.08 | 8 | 0
2020 | MISO_IN_2_NonRTO_Midwest | MISO_IN | NonRTO_Midwest | Internal | Winter | B18 | 400 | 4800 | 470.66 | 41.97 | 49.97 | 8 | 0
2020 | MISO_IN_2_NonRTO_Midwest | MISO_IN | NonRTO_Midwest | Internal | Winter | B19 | 700 | 4800 | 0 | 39.74 | 39.29 | 8 | 0
2020 | MISO_IN_2_NonRTO_Midwest | MISO_IN | NonRTO_Midwest | Internal | Winter | B20 | 935 | 4800 | 0 | 35.04 | 34.66 | 8 | 0
2020 | MISO_IN_2_PJM_ROR | MISO_IN | PJM_ROR | Internal | Shoulder | B11 | 25 | 992 | 0 | 55.07 | 53.07 | 2 | 0
2020 | MISO_IN_2_PJM_ROR | MISO_IN | PJM_ROR | Internal | Shoulder | B12 | 200 | 992 | 0.06 | 45.29 | 47.28 | 2 | 0
2020 | MISO_IN_2_PJM_ROR | MISO_IN | PJM_ROR | Internal | Shoulder | B13 | 600 | 992 | 91.78 | 40.76 | 42.76 | 2 | 0
2020 | MISO_IN_2_PJM_ROR | MISO_IN | PJM_ROR | Internal | Shoulder | B14 | 900 | 992 | 0.01 | 38.07 | 40.06 | 2 | 0
2020 | MISO_IN_2_PJM_ROR | MISO_IN | PJM_ROR | Internal | Shoulder | B15 | 1203 | 992 | 0 | 36.46 | 37.21 | 2 | 0
2020 | MISO_IN_2_PJM_ROR | MISO_IN | PJM_ROR | Internal | Summer | B1 | 10 | 992 | 943.54 | 65.05 | 67.05 | 2 | 0
2020 | MISO_IN_2_PJM_ROR | MISO_IN | PJM_ROR | Internal | Summer | B2 | 25 | 992 | 0.43 | 63.41 | 65.4 | 2 | 0
2020 | MISO_IN_2_PJM_ROR | MISO_IN | PJM_ROR | Internal | Summer | B3 | 75 | 992 | 0 | 61.15 | 61.28 | 2 | 0
2020 | MISO_IN_2_PJM_ROR | MISO_IN | PJM_ROR | Internal | Summer | B4 | 100 | 992 | 0 | 60.51 | 60.92 | 2 | 0
2020 | MISO_IN_2_PJM_ROR | MISO_IN | PJM_ROR | Internal | Summer | B5 | 200 | 992 | 0 | 55.4 | 53.81 | 2 | 0
2020 | MISO_IN_2_PJM_ROR | MISO_IN | PJM_ROR | Internal | Summer | B6 | 300 | 992 | 0.04 | 46.58 | 48.57 | 2 | 0
2020 | MISO_IN_2_PJM_ROR | MISO_IN | PJM_ROR | Internal | Summer | B7 | 400 | 992 | 0.03 | 38.4 | 40.39 | 2 | 0
2020 | MISO_IN_2_PJM_ROR | MISO_IN | PJM_ROR | Internal | Summer | B8 | 500 | 992 | 0 | 36.04 | 38 | 2 | 0
2020 | MISO_IN_2_PJM_ROR | MISO_IN | PJM_ROR | Internal | Summer | B9 | 800 | 992 | 0.02 | 35.32 | 37.31 | 2 | 0
2020 | MISO_IN_2_PJM_ROR | MISO_IN | PJM_ROR | Internal | Summer | B10 | 1262 | 992 | 0 | 34.29 | 34.65 | 2 | 0
2020 | MISO_IN_2_PJM_ROR | MISO_IN | PJM_ROR | Internal | Winter | B16 | 25 | 992 | 0 | 55.85 | 54.01 | 2 | 0
2020 | MISO_IN_2_PJM_ROR | MISO_IN | PJM_ROR | Internal | Winter | B17 | 100 | 992 | 0.12 | 46.08 | 48.07 | 2 | 0
2020 | MISO_IN_2_PJM_ROR | MISO_IN | PJM_ROR | Internal | Winter | B18 | 400 | 992 | 135.83 | 41.97 | 43.97 | 2 | 0
2020 | MISO_IN_2_PJM_ROR | MISO_IN | PJM_ROR | Internal | Winter | B19 | 700 | 992 | 175.8 | 39.74 | 41.74 | 2 | 0
2020 | MISO_IN_2_PJM_ROR | MISO_IN | PJM_ROR | Internal | Winter | B20 | 935 | 992 | 283.8 | 35.04 | 37.04 | 2 | 0
2020 | MISO_MI_2_IESO | MISO_MI | IESO | Internal | Shoulder | B11 | 25 | 1580 | 0 | 51.07 | 31.01 | 8 | 0
2020 | MISO_MI_2_IESO | MISO_MI | IESO | Internal | Shoulder | B12 | 200 | 1580 | 0 | 45.28 | 31.01 | 8 | 0
2020 | MISO_MI_2_IESO | MISO_MI | IESO | Internal | Shoulder | B13 | 600 | 1580 | 0 | 40.76 | 31.01 | 8 | 0
2020 | MISO_MI_2_IESO | MISO_MI | IESO | Internal | Shoulder | B14 | 900 | 1580 | 0 | 38.06 | 31.01 | 8 | 0
2020 | MISO_MI_2_IESO | MISO_MI | IESO | Internal | Shoulder | B15 | 1203 | 1580 | 0 | 36.47 | 31.01 | 8 | 0
2020 | MISO_MI_2_IESO | MISO_MI | IESO | Internal | Summer | B1 | 10 | 1580 | 0 | 63.53 | 52.07 | 8 | 0
2020 | MISO_MI_2_IESO | MISO_MI | IESO | Internal | Summer | B2 | 25 | 1580 | 0 | 63.4 | 50.41 | 8 | 0
2020 | MISO_MI_2_IESO | MISO_MI | IESO | Internal | Summer | B3 | 75 | 1580 | 0 | 58.16 | 43.47 | 8 | 0
2020 | MISO_MI_2_IESO | MISO_MI | IESO | Internal | Summer | B4 | 100 | 1580 | 0 | 58.16 | 37.74 | 8 | 0
2020 | MISO_MI_2_IESO | MISO_MI | IESO | Internal | Summer | B5 | 200 | 1580 | 0 | 51.81 | 37.74 | 8 | 0
2020 | MISO_MI_2_IESO | MISO_MI | IESO | Internal | Summer | B6 | 300 | 1580 | 0 | 46.57 | 35.03 | 8 | 0
2020 | MISO_MI_2_IESO | MISO_MI | IESO | Internal | Summer | B7 | 400 | 1580 | 0 | 38.41 | 31.41 | 8 | 0
2020 | MISO_MI_2_IESO | MISO_MI | IESO | Internal | Summer | B8 | 500 | 1580 | 0 | 36.06 | 29.06 | 8 | 0
2020 | MISO_MI_2_IESO | MISO_MI | IESO | Internal | Summer | B9 | 800 | 1580 | 0 | 35.33 | 29.06 | 8 | 0
2020 | MISO_MI_2_IESO | MISO_MI | IESO | Internal | Summer | B10 | 1262 | 1580 | 0 | 34.3 | 29.06 | 8 | 0
2020 | MISO_MI_2_IESO | MISO_MI | IESO | Internal | Winter | B16 | 25 | 1580 | 0 | 52.01 | 37.97 | 8 | 0
2020 | MISO_MI_2_IESO | MISO_MI | IESO | Internal | Winter | B17 | 100 | 1580 | 0 | 46.07 | 36.27 | 8 | 0
2020 | MISO_MI_2_IESO | MISO_MI | IESO | Internal | Winter | B18 | 400 | 1580 | 0 | 41.98 | 34.98 | 8 | 0
2020 | MISO_MI_2_IESO | MISO_MI | IESO | Internal | Winter | B19 | 700 | 1580 | 0 | 39.75 | 34.98 | 8 | 0
2020 | MISO_MI_2_IESO | MISO_MI | IESO | Internal | Winter | B20 | 935 | 1580 | 0 | 35.05 | 34.98 | 8 | 0
2020 | MISO_MI_2_MISO_IN | MISO_MI | MISO_IN | Internal | Shoulder | B11 | 25 | 2045 | 2045 | 51.07 | 55.07 | 0.01 | 3.99
2020 | MISO_MI_2_MISO_IN | MISO_MI | MISO_IN | Internal | Shoulder | B12 | 200 | 2045 | 305.76 | 45.28 | 45.29 | 0.01 | 0
2020 | MISO_MI_2_MISO_IN | MISO_MI | MISO_IN | Internal | Shoulder | B13 | 600 | 2045 | 0.02 | 40.76 | 40.76 | 0.01 | 0
2020 | MISO_MI_2_MISO_IN | MISO_MI | MISO_IN | Internal | Shoulder | B14 | 900 | 2045 | 26 | 38.06 | 38.07 | 0.01 | 0
2020 | MISO_MI_2_MISO_IN | MISO_MI | MISO_IN | Internal | Shoulder | B15 | 1203 | 2045 | 0 | 36.47 | 36.46 | 0.01 | 0
2020 | MISO_MI_2_MISO_IN | MISO_MI | MISO_IN | Internal | Summer | B1 | 10 | 2045 | 2044.99 | 63.53 | 65.05 | 0.01 | 1.52
2020 | MISO_MI_2_MISO_IN | MISO_MI | MISO_IN | Internal | Summer | B2 | 25 | 2045 | 1815.62 | 63.4 | 63.41 | 0.01 | 0
2020 | MISO_MI_2_MISO_IN | MISO_MI | MISO_IN | Internal | Summer | B3 | 75 | 2045 | 2045 | 58.16 | 61.15 | 0.01 | 2.99
2020 | MISO_MI_2_MISO_IN | MISO_MI | MISO_IN | Internal | Summer | B4 | 100 | 2045 | 2045 | 58.16 | 60.51 | 0.01 | 2.34
2020 | MISO_MI_2_MISO_IN | MISO_MI | MISO_IN | Internal | Summer | B5 | 200 | 2045 | 2045 | 51.81 | 55.4 | 0.01 | 3.58
2020 | MISO_MI_2_MISO_IN | MISO_MI | MISO_IN | Internal | Summer | B6 | 300 | 2045 | 840.47 | 46.57 | 46.58 | 0.01 | 0
2020 | MISO_MI_2_MISO_IN | MISO_MI | MISO_IN | Internal | Summer | B7 | 400 | 2045 | 0.02 | 38.41 | 38.4 | 0.01 | 0
2020 | MISO_MI_2_MISO_IN | MISO_MI | MISO_IN | Internal | Summer | B8 | 500 | 2045 | 0.01 | 36.06 | 36.04 | 0.01 | 0
2020 | MISO_MI_2_MISO_IN | MISO_MI | MISO_IN | Internal | Summer | B9 | 800 | 2045 | 0 | 35.33 | 35.32 | 0.01 | 0
2020 | MISO_MI_2_MISO_IN | MISO_MI | MISO_IN | Internal | Summer | B10 | 1262 | 2045 | 0 | 34.3 | 34.29 | 0.01 | 0
2020 | MISO_MI_2_MISO_IN | MISO_MI | MISO_IN | Internal | Winter | B16 | 25 | 2045 | 2045 | 52.01 | 55.85 | 0.01 | 3.82
2020 | MISO_MI_2_MISO_IN | MISO_MI | MISO_IN | Internal | Winter | B17 | 100 | 2045 | 214.8 | 46.07 | 46.08 | 0.01 | 0
2020 | MISO_MI_2_MISO_IN | MISO_MI | MISO_IN | Internal | Winter | B18 | 400 | 2045 | 0.02 | 41.98 | 41.97 | 0.01 | 0
2020 | MISO_MI_2_MISO_IN | MISO_MI | MISO_IN | Internal | Winter | B19 | 700 | 2045 | 0 | 39.75 | 39.74 | 0.01 | 0
2020 | MISO_MI_2_MISO_IN | MISO_MI | MISO_IN | Internal | Winter | B20 | 935 | 2045 | 0 | 35.05 | 35.04 | 0.01 | 0
2020 | MISO_MI_2_MISO_WUMS | MISO_MI | MISO_WUMS | Internal | Shoulder | B11 | 25 | 117 | 117 | 51.07 | 55.07 | 0.01 | 3.99
2020 | MISO_MI_2_MISO_WUMS | MISO_MI | MISO_WUMS | Internal | Shoulder | B12 | 200 | 117 | 0.06 | 45.28 | 45.28 | 0.01 | 0
2020 | MISO_MI_2_MISO_WUMS | MISO_MI | MISO_WUMS | Internal | Shoulder | B13 | 600 | 117 | 0.02 | 40.76 | 40.76 | 0.01 | 0
2020 | MISO_MI_2_MISO_WUMS | MISO_MI | MISO_WUMS | Internal | Shoulder | B14 | 900 | 117 | 117 | 38.06 | 38.81 | 0.01 | 0.74
2020 | MISO_MI_2_MISO_WUMS | MISO_MI | MISO_WUMS | Internal | Shoulder | B15 | 1203 | 117 | 117 | 36.47 | 36.91 | 0.01 | 0.43
2020 | MISO_MI_2_MISO_WUMS | MISO_MI | MISO_WUMS | Internal | Summer | B1 | 10 | 117 | 0.1 | 63.53 | 63.4 | 0.01 | 0
2020 | MISO_MI_2_MISO_WUMS | MISO_MI | MISO_WUMS | Internal | Summer | B2 | 25 | 117 | 0.42 | 63.4 | 63.4 | 0.01 | 0
2020 | MISO_MI_2_MISO_WUMS | MISO_MI | MISO_WUMS | Internal | Summer | B3 | 75 | 117 | 117 | 58.16 | 59.88 | 0.01 | 1.71
2020 | MISO_MI_2_MISO_WUMS | MISO_MI | MISO_WUMS | Internal | Summer | B4 | 100 | 117 | 117 | 58.16 | 59.88 | 0.01 | 1.71
2020 | MISO_MI_2_MISO_WUMS | MISO_MI | MISO_WUMS | Internal | Summer | B5 | 200 | 117 | 117 | 51.81 | 55.81 | 0.01 | 3.99
2020 | MISO_MI_2_MISO_WUMS | MISO_MI | MISO_WUMS | Internal | Summer | B6 | 300 | 117 | 117 | 46.57 | 47.8 | 0.01 | 1.22
2020 | MISO_MI_2_MISO_WUMS | MISO_MI | MISO_WUMS | Internal | Summer | B7 | 400 | 117 | 43.66 | 38.41 | 38.42 | 0.01 | 0
2020 | MISO_MI_2_MISO_WUMS | MISO_MI | MISO_WUMS | Internal | Summer | B8 | 500 | 117 | 117 | 36.06 | 36.38 | 0.01 | 0.31
2020 | MISO_MI_2_MISO_WUMS | MISO_MI | MISO_WUMS | Internal | Summer | B9 | 800 | 117 | 117 | 35.33 | 36.03 | 0.01 | 0.69
2020 | MISO_MI_2_MISO_WUMS | MISO_MI | MISO_WUMS | Internal | Summer | B10 | 1262 | 117 | 73.47 | 34.3 | 34.31 | 0.01 | 0
2020 | MISO_MI_2_MISO_WUMS | MISO_MI | MISO_WUMS | Internal | Winter | B16 | 25 | 117 | 0.42 | 52.01 | 52.01 | 0.01 | 0
2020 | MISO_MI_2_MISO_WUMS | MISO_MI | MISO_WUMS | Internal | Winter | B17 | 100 | 117 | 0.11 | 46.07 | 46.07 | 0.01 | 0
2020 | MISO_MI_2_MISO_WUMS | MISO_MI | MISO_WUMS | Internal | Winter | B18 | 400 | 117 | 0.02 | 41.98 | 41.97 | 0.01 | 0
2020 | MISO_MI_2_MISO_WUMS | MISO_MI | MISO_WUMS | Internal | Winter | B19 | 700 | 117 | 117 | 39.75 | 41.56 | 0.01 | 1.8
2020 | MISO_MI_2_MISO_WUMS | MISO_MI | MISO_WUMS | Internal | Winter | B20 | 935 | 117 | 0 | 35.05 | 35.04 | 0.01 | 0
2020 | MISO_MI_2_PJM_ROR | MISO_MI | PJM_ROR | Internal | Shoulder | B11 | 25 | 1424 | 1357.01 | 51.07 | 53.07 | 2 | 0
2020 | MISO_MI_2_PJM_ROR | MISO_MI | PJM_ROR | Internal | Shoulder | B12 | 200 | 1424 | 300.33 | 45.28 | 47.28 | 2 | 0
2020 | MISO_MI_2_PJM_ROR | MISO_MI | PJM_ROR | Internal | Shoulder | B13 | 600 | 1424 | 858.9 | 40.76 | 42.76 | 2 | 0
2020 | MISO_MI_2_PJM_ROR | MISO_MI | PJM_ROR | Internal | Shoulder | B14 | 900 | 1424 | 447.35 | 38.06 | 40.06 | 2 | 0
2020 | MISO_MI_2_PJM_ROR | MISO_MI | PJM_ROR | Internal | Shoulder | B15 | 1203 | 1424 | 0 | 36.47 | 37.21 | 2 | 0
2020 | MISO_MI_2_PJM_ROR | MISO_MI | PJM_ROR | Internal | Summer | B1 | 10 | 1424 | 1423.99 | 63.53 | 67.05 | 2 | 1.53
2020 | MISO_MI_2_PJM_ROR | MISO_MI | PJM_ROR | Internal | Summer | B2 | 25 | 1424 | 430.02 | 63.4 | 65.4 | 2 | 0
2020 | MISO_MI_2_PJM_ROR | MISO_MI | PJM_ROR | Internal | Summer | B3 | 75 | 1424 | 1424 | 58.16 | 61.28 | 2 | 1.12
2020 | MISO_MI_2_PJM_ROR | MISO_MI | PJM_ROR | Internal | Summer | B4 | 100 | 1424 | 1424 | 58.16 | 60.92 | 2 | 0.76
2020 | MISO_MI_2_PJM_ROR | MISO_MI | PJM_ROR | Internal | Summer | B5 | 200 | 1424 | 1063.88 | 51.81 | 53.81 | 2 | 0
2020 | MISO_MI_2_PJM_ROR | MISO_MI | PJM_ROR | Internal | Summer | B6 | 300 | 1424 | 1191.56 | 46.57 | 48.57 | 2 | 0
2020 | MISO_MI_2_PJM_ROR | MISO_MI | PJM_ROR | Internal | Summer | B7 | 400 | 1424 | 0.02 | 38.41 | 40.39 | 2 | 0
2020 | MISO_MI_2_PJM_ROR | MISO_MI | PJM_ROR | Internal | Summer | B8 | 500 | 1424 | 0 | 36.06 | 38 | 2 | 0
2020 | MISO_MI_2_PJM_ROR | MISO_MI | PJM_ROR | Internal | Summer | B9 | 800 | 1424 | 0 | 35.33 | 37.31 | 2 | 0
2020 | MISO_MI_2_PJM_ROR | MISO_MI | PJM_ROR | Internal | Summer | B10 | 1262 | 1424 | 0 | 34.3 | 34.65 | 2 | 0
2020 | MISO_MI_2_PJM_ROR | MISO_MI | PJM_ROR | Internal | Winter | B16 | 25 | 1424 | 838.06 | 52.01 | 54.01 | 2 | 0
2020 | MISO_MI_2_PJM_ROR | MISO_MI | PJM_ROR | Internal | Winter | B17 | 100 | 1424 | 187.52 | 46.07 | 48.07 | 2 | 0
2020 | MISO_MI_2_PJM_ROR | MISO_MI | PJM_ROR | Internal | Winter | B18 | 400 | 1424 | 0.03 | 41.98 | 43.97 | 2 | 0
2020 | MISO_MI_2_PJM_ROR | MISO_MI | PJM_ROR | Internal | Winter | B19 | 700 | 1424 | 0.02 | 39.75 | 41.74 | 2 | 0
2020 | MISO_MI_2_PJM_ROR | MISO_MI | PJM_ROR | Internal | Winter | B20 | 935 | 1424 | 0.01 | 35.05 | 37.04 | 2 | 0
2020 | MISO_MO-IL_2_ENT | MISO_MO-IL | ENT | Internal | Shoulder | B11 | 25 | 2540 | 0 | 55.07 | 59.03 | 8 | 0
2020 | MISO_MO-IL_2_ENT | MISO_MO-IL | ENT | Internal | Shoulder | B12 | 200 | 2540 | 0 | 45.28 | 41.91 | 8 | 0
2020 | MISO_MO-IL_2_ENT | MISO_MO-IL | ENT | Internal | Shoulder | B13 | 600 | 2540 | 0 | 40.75 | 41.91 | 8 | 0
2020 | MISO_MO-IL_2_ENT | MISO_MO-IL | ENT | Internal | Shoulder | B14 | 900 | 2540 | 0 | 38.06 | 41.61 | 8 | 0
2020 | MISO_MO-IL_2_ENT | MISO_MO-IL | ENT | Internal | Shoulder | B15 | 1203 | 2540 | 0 | 36.33 | 40.25 | 8 | 0
2020 | MISO_MO-IL_2_ENT | MISO_MO-IL | ENT | Internal | Summer | B1 | 10 | 2540 | 0 | 65.05 | 67.49 | 8 | 0
2020 | MISO_MO-IL_2_ENT | MISO_MO-IL | ENT | Internal | Summer | B2 | 25 | 2540 | 0 | 63.4 | 63.4 | 8 | 0
2020 | MISO_MO-IL_2_ENT | MISO_MO-IL | ENT | Internal | Summer | B3 | 75 | 2540 | 0 | 61.14 | 61.69 | 8 | 0
2020 | MISO_MO-IL_2_ENT | MISO_MO-IL | ENT | Internal | Summer | B4 | 100 | 2540 | 0 | 60.5 | 61.69 | 8 | 0
2020 | MISO_MO-IL_2_ENT | MISO_MO-IL | ENT | Internal | Summer | B5 | 200 | 2540 | 0 | 55.39 | 58.81 | 8 | 0
2020 | MISO_MO-IL_2_ENT | MISO_MO-IL | ENT | Internal | Summer | B6 | 300 | 2540 | 0 | 46.59 | 51.75 | 8 | 0
2020 | MISO_MO-IL_2_ENT | MISO_MO-IL | ENT | Internal | Summer | B7 | 400 | 2540 | 329.73 | 38.39 | 46.39 | 8 | 0
2020 | MISO_MO-IL_2_ENT | MISO_MO-IL | ENT | Internal | Summer | B8 | 500 | 2540 | 0 | 36.03 | 40.59 | 8 | 0
2020 | MISO_MO-IL_2_ENT | MISO_MO-IL | ENT | Internal | Summer | B9 | 800 | 2540 | 0 | 35.31 | 40.3 | 8 | 0
2020 | MISO_MO-IL_2_ENT | MISO_MO-IL | ENT | Internal | Summer | B10 | 1262 | 2540 | 0 | 33.25 | 38.99 | 8 | 0
2020 | MISO_MO-IL_2_ENT | MISO_MO-IL | ENT | Internal | Winter | B16 | 25 | 2540 | 0 | 52.01 | 57.01 | 8 | 0
2020 | MISO_MO-IL_2_ENT | MISO_MO-IL | ENT | Internal | Winter | B17 | 100 | 2540 | 0 | 46.07 | 44.52 | 8 | 0
2020 | MISO_MO-IL_2_ENT | MISO_MO-IL | ENT | Internal | Winter | B18 | 400 | 2540 | 0 | 41.96 | 44.2 | 8 | 0
2020 | MISO_MO-IL_2_ENT | MISO_MO-IL | ENT | Internal | Winter | B19 | 700 | 2540 | 0 | 39.73 | 44.2 | 8 | 0
2020 | MISO_MO-IL_2_ENT | MISO_MO-IL | ENT | Internal | Winter | B20 | 935 | 2540 | 0 | 35.02 | 42.75 | 8 | 0
2020 | MISO_MO-IL_2_MISO_IN | MISO_MO-IL | MISO_IN | Internal | Shoulder | B11 | 25 | 2100 | 0.56 | 55.07 | 55.07 | 0.01 | 0
2020 | MISO_MO-IL_2_MISO_IN | MISO_MO-IL | MISO_IN | Internal | Shoulder | B12 | 200 | 2100 | 1294.27 | 45.28 | 45.29 | 0.01 | 0
2020 | MISO_MO-IL_2_MISO_IN | MISO_MO-IL | MISO_IN | Internal | Shoulder | B13 | 600 | 2100 | 1087.55 | 40.75 | 40.76 | 0.01 | 0
2020 | MISO_MO-IL_2_MISO_IN | MISO_MO-IL | MISO_IN | Internal | Shoulder | B14 | 900 | 2100 | 444.91 | 38.06 | 38.07 | 0.01 | 0
2020 | MISO_MO-IL_2_MISO_IN | MISO_MO-IL | MISO_IN | Internal | Shoulder | B15 | 1203 | 2100 | 2100 | 36.33 | 36.46 | 0.01 | 0.12
2020 | MISO_MO-IL_2_MISO_IN | MISO_MO-IL | MISO_IN | Internal | Summer | B1 | 10 | 2100 | 1.04 | 65.05 | 65.05 | 0.01 | 0
2020 | MISO_MO-IL_2_MISO_IN | MISO_MO-IL | MISO_IN | Internal | Summer | B2 | 25 | 2100 | 1580.68 | 63.4 | 63.41 | 0.01 | 0
2020 | MISO_MO-IL_2_MISO_IN | MISO_MO-IL | MISO_IN | Internal | Summer | B3 | 75 | 2100 | 425.68 | 61.14 | 61.15 | 0.01 | 0
2020 | MISO_MO-IL_2_MISO_IN | MISO_MO-IL | MISO_IN | Internal | Summer | B4 | 100 | 2100 | 335.62 | 60.5 | 60.51 | 0.01 | 0
2020 | MISO_MO-IL_2_MISO_IN | MISO_MO-IL | MISO_IN | Internal | Summer | B5 | 200 | 2100 | 269.73 | 55.39 | 55.4 | 0.01 | 0
2020 | MISO_MO-IL_2_MISO_IN | MISO_MO-IL | MISO_IN | Internal | Summer | B6 | 300 | 2100 | 0.02 | 46.59 | 46.58 | 0.01 | 0
2020 | MISO_MO-IL_2_MISO_IN | MISO_MO-IL | MISO_IN | Internal | Summer | B7 | 400 | 2100 | 108.4 | 38.39 | 38.4 | 0.01 | 0
2020 | MISO_MO-IL_2_MISO_IN | MISO_MO-IL | MISO_IN | Internal | Summer | B8 | 500 | 2100 | 1522.72 | 36.03 | 36.04 | 0.01 | 0
2020 | MISO_MO-IL_2_MISO_IN | MISO_MO-IL | MISO_IN | Internal | Summer | B9 | 800 | 2100 | 1761.74 | 35.31 | 35.32 | 0.01 | 0
2020 | MISO_MO-IL_2_MISO_IN | MISO_MO-IL | MISO_IN | Internal | Summer | B10 | 1262 | 2100 | 2100 | 33.25 | 34.29 | 0.01 | 1.02
2020 | MISO_MO-IL_2_MISO_IN | MISO_MO-IL | MISO_IN | Internal | Winter | B16 | 25 | 2100 | 2100 | 52.01 | 55.85 | 0.01 | 3.82
2020 | MISO_MO-IL_2_MISO_IN | MISO_MO-IL | MISO_IN | Internal | Winter | B17 | 100 | 2100 | 1969.42 | 46.07 | 46.08 | 0.01 | 0
2020 | MISO_MO-IL_2_MISO_IN | MISO_MO-IL | MISO_IN | Internal | Winter | B18 | 400 | 2100 | 1159.56 | 41.96 | 41.97 | 0.01 | 0
2020 | MISO_MO-IL_2_MISO_IN | MISO_MO-IL | MISO_IN | Internal | Winter | B19 | 700 | 2100 | 700.28 | 39.73 | 39.74 | 0.01 | 0
2020 | MISO_MO-IL_2_MISO_IN | MISO_MO-IL | MISO_IN | Internal | Winter | B20 | 935 | 2100 | 2099.99 | 35.02 | 35.04 | 0.01 | 0.01
2020 | MISO_MO-IL_2_MISO_W | MISO_MO-IL | MISO_W | Internal | Shoulder | B11 | 25 | 960 | 0.48 | 55.07 | 55.07 | 0.01 | 0
2020 | MISO_MO-IL_2_MISO_W | MISO_MO-IL | MISO_W | Internal | Shoulder | B12 | 200 | 960 | 0.03 | 45.28 | 45.27 | 0.01 | 0
2020 | MISO_MO-IL_2_MISO_W | MISO_MO-IL | MISO_W | Internal | Shoulder | B13 | 600 | 960 | 0.02 | 40.75 | 40.75 | 0.01 | 0
2020 | MISO_MO-IL_2_MISO_W | MISO_MO-IL | MISO_W | Internal | Shoulder | B14 | 900 | 960 | 960 | 38.06 | 38.8 | 0.01 | 0.73
2020 | MISO_MO-IL_2_MISO_W | MISO_MO-IL | MISO_W | Internal | Shoulder | B15 | 1203 | 960 | 960 | 36.33 | 36.9 | 0.01 | 0.56
2020 | MISO_MO-IL_2_MISO_W | MISO_MO-IL | MISO_W | Internal | Summer | B1 | 10 | 960 | 1.05 | 65.05 | 65.05 | 0.01 | 0
2020 | MISO_MO-IL_2_MISO_W | MISO_MO-IL | MISO_W | Internal | Summer | B2 | 25 | 960 | 894.2 | 63.4 | 63.41 | 0.01 | 0
2020 | MISO_MO-IL_2_MISO_W | MISO_MO-IL | MISO_W | Internal | Summer | B3 | 75 | 960 | 960 | 61.14 | 63.28 | 0.01 | 2.12
2020 | MISO_MO-IL_2_MISO_W | MISO_MO-IL | MISO_W | Internal | Summer | B4 | 100 | 960 | 960 | 60.5 | 62.58 | 0.01 | 2.07
2020 | MISO_MO-IL_2_MISO_W | MISO_MO-IL | MISO_W | Internal | Summer | B5 | 200 | 960 | 960 | 55.39 | 55.82 | 0.01 | 0.42
2020 | MISO_MO-IL_2_MISO_W | MISO_MO-IL | MISO_W | Internal | Summer | B6 | 300 | 960 | 960 | 46.59 | 47.81 | 0.01 | 1.21
2020 | MISO_MO-IL_2_MISO_W | MISO_MO-IL | MISO_W | Internal | Summer | B7 | 400 | 960 | 959.97 | 38.39 | 38.41 | 0.01 | 0.01
2020 | MISO_MO-IL_2_MISO_W | MISO_MO-IL | MISO_W | Internal | Summer | B8 | 500 | 960 | 960 | 36.03 | 36.39 | 0.01 | 0.35
2020 | MISO_MO-IL_2_MISO_W | MISO_MO-IL | MISO_W | Internal | Summer | B9 | 800 | 960 | 960 | 35.31 | 36.04 | 0.01 | 0.72
2020 | MISO_MO-IL_2_MISO_W | MISO_MO-IL | MISO_W | Internal | Summer | B10 | 1262 | 960 | 960 | 33.25 | 33.33 | 0.01 | 0.06
2020 | MISO_MO-IL_2_MISO_W | MISO_MO-IL | MISO_W | Internal | Winter | B16 | 25 | 960 | 0.24 | 52.01 | 52 | 0.01 | 0
2020 | MISO_MO-IL_2_MISO_W | MISO_MO-IL | MISO_W | Internal | Winter | B17 | 100 | 960 | 0.06 | 46.07 | 46.06 | 0.01 | 0
2020 | MISO_MO-IL_2_MISO_W | MISO_MO-IL | MISO_W | Internal | Winter | B18 | 400 | 960 | 230.43 | 41.96 | 41.97 | 0.01 | 0
2020 | MISO_MO-IL_2_MISO_W | MISO_MO-IL | MISO_W | Internal | Winter | B19 | 700 | 960 | 960 | 39.73 | 41.57 | 0.01 | 1.83
2020 | MISO_MO-IL_2_MISO_W | MISO_MO-IL | MISO_W | Internal | Winter | B20 | 935 | 960 | 125.55 | 35.02 | 35.03 | 0.01 | 0
2020 | MISO_MO-IL_2_PJM_ROR | MISO_MO-IL | PJM_ROR | Internal | Shoulder | B11 | 25 | 1212 | 0 | 55.07 | 53.07 | 2 | 0
2020 | MISO_MO-IL_2_PJM_ROR | MISO_MO-IL | PJM_ROR | Internal | Shoulder | B12 | 200 | 1212 | 703.69 | 45.28 | 47.28 | 2 | 0
2020 | MISO_MO-IL_2_PJM_ROR | MISO_MO-IL | PJM_ROR | Internal | Shoulder | B13 | 600 | 1212 | 1211.98 | 40.75 | 42.76 | 2 | 0.01
2020 | MISO_MO-IL_2_PJM_ROR | MISO_MO-IL | PJM_ROR | Internal | Shoulder | B14 | 900 | 1212 | 1183.74 | 38.06 | 40.06 | 2 | 0
2020 | MISO_MO-IL_2_PJM_ROR | MISO_MO-IL | PJM_ROR | Internal | Shoulder | B15 | 1203 | 1212 | 0 | 36.33 | 37.21 | 2 | 0
2020 | MISO_MO-IL_2_PJM_ROR | MISO_MO-IL | PJM_ROR | Internal | Summer | B1 | 10 | 1212 | 600.99 | 65.05 | 67.05 | 2 | 0
2020 | MISO_MO-IL_2_PJM_ROR | MISO_MO-IL | PJM_ROR | Internal | Summer | B2 | 25 | 1212 | 208.19 | 63.4 | 65.4 | 2 | 0
2020 | MISO_MO-IL_2_PJM_ROR | MISO_MO-IL | PJM_ROR | Internal | Summer | B3 | 75 | 1212 | 0 | 61.14 | 61.28 | 2 | 0
2020 | MISO_MO-IL_2_PJM_ROR | MISO_MO-IL | PJM_ROR | Internal | Summer | B4 | 100 | 1212 | 0 | 60.5 | 60.92 | 2 | 0
2020 | MISO_MO-IL_2_PJM_ROR | MISO_MO-IL | PJM_ROR | Internal | Summer | B5 | 200 | 1212 | 0 | 55.39 | 53.81 | 2 | 0
2020 | MISO_MO-IL_2_PJM_ROR | MISO_MO-IL | PJM_ROR | Internal | Summer | B6 | 300 | 1212 | 0.02 | 46.59 | 48.57 | 2 | 0
2020 | MISO_MO-IL_2_PJM_ROR | MISO_MO-IL | PJM_ROR | Internal | Summer | B7 | 400 | 1212 | 1004.14 | 38.39 | 40.39 | 2 | 0
2020 | MISO_MO-IL_2_PJM_ROR | MISO_MO-IL | PJM_ROR | Internal | Summer | B8 | 500 | 1212 | 0 | 36.03 | 38 | 2 | 0
2020 | MISO_MO-IL_2_PJM_ROR | MISO_MO-IL | PJM_ROR | Internal | Summer | B9 | 800 | 1212 | 529.64 | 35.31 | 37.31 | 2 | 0
2020 | MISO_MO-IL_2_PJM_ROR | MISO_MO-IL | PJM_ROR | Internal | Summer | B10 | 1262 | 1212 | 0 | 33.25 | 34.65 | 2 | 0
2020 | MISO_MO-IL_2_PJM_ROR | MISO_MO-IL | PJM_ROR | Internal | Winter | B16 | 25 | 1212 | 573.9 | 52.01 | 54.01 | 2 | 0
2020 | MISO_MO-IL_2_PJM_ROR | MISO_MO-IL | PJM_ROR | Internal | Winter | B17 | 100 | 1212 | 1079.67 | 46.07 | 48.07 | 2 | 0
2020 | MISO_MO-IL_2_PJM_ROR | MISO_MO-IL | PJM_ROR | Internal | Winter | B18 | 400 | 1212 | 1211.97 | 41.96 | 43.97 | 2 | 0.01
2020 | MISO_MO-IL_2_PJM_ROR | MISO_MO-IL | PJM_ROR | Internal | Winter | B19 | 700 | 1212 | 1211.98 | 39.73 | 41.74 | 2 | 0.01
2020 | MISO_MO-IL_2_PJM_ROR | MISO_MO-IL | PJM_ROR | Internal | Winter | B20 | 935 | 1212 | 1211.99 | 35.02 | 37.04 | 2 | 0.02
2020 | MISO_MO-IL_2_SPP_N | MISO_MO-IL | SPP_N | Internal | Shoulder | B11 | 25 | 2000 | 0 | 55.07 | 62.07 | 8 | 0
2020 | MISO_MO-IL_2_SPP_N | MISO_MO-IL | SPP_N | Internal | Shoulder | B12 | 200 | 2000 | 0 | 45.28 | 42.03 | 8 | 0
2020 | MISO_MO-IL_2_SPP_N | MISO_MO-IL | SPP_N | Internal | Shoulder | B13 | 600 | 2000 | 0 | 40.75 | 40.76 | 8 | 0
2020 | MISO_MO-IL_2_SPP_N | MISO_MO-IL | SPP_N | Internal | Shoulder | B14 | 900 | 2000 | 0 | 38.06 | 40.21 | 8 | 0
2020 | MISO_MO-IL_2_SPP_N | MISO_MO-IL | SPP_N | Internal | Shoulder | B15 | 1203 | 2000 | 0 | 36.33 | 40.19 | 8 | 0
2020 | MISO_MO-IL_2_SPP_N | MISO_MO-IL | SPP_N | Internal | Summer | B1 | 10 | 2000 | 0 | 65.05 | 66.03 | 8 | 0
2020 | MISO_MO-IL_2_SPP_N | MISO_MO-IL | SPP_N | Internal | Summer | B2 | 25 | 2000 | 0 | 63.4 | 66.03 | 8 | 0
2020 | MISO_MO-IL_2_SPP_N | MISO_MO-IL | SPP_N | Internal | Summer | B3 | 75 | 2000 | 0 | 61.14 | 66.03 | 8 | 0
2020 | MISO_MO-IL_2_SPP_N | MISO_MO-IL | SPP_N | Internal | Summer | B4 | 100 | 2000 | 0 | 60.5 | 64.48 | 8 | 0
2020 | MISO_MO-IL_2_SPP_N | MISO_MO-IL | SPP_N | Internal | Summer | B5 | 200 | 2000 | 0 | 55.39 | 60.09 | 8 | 0
2020 | MISO_MO-IL_2_SPP_N | MISO_MO-IL | SPP_N | Internal | Summer | B6 | 300 | 2000 | 1031.16 | 46.59 | 54.59 | 8 | 0
2020 | MISO_MO-IL_2_SPP_N | MISO_MO-IL | SPP_N | Internal | Summer | B7 | 400 | 2000 | 0 | 38.39 | 42.86 | 8 | 0
2020 | MISO_MO-IL_2_SPP_N | MISO_MO-IL | SPP_N | Internal | Summer | B8 | 500 | 2000 | 0 | 36.03 | 40.2 | 8 | 0
2020 | MISO_MO-IL_2_SPP_N | MISO_MO-IL | SPP_N | Internal | Summer | B9 | 800 | 2000 | 0 | 35.31 | 38.85 | 8 | 0
2020 | MISO_MO-IL_2_SPP_N | MISO_MO-IL | SPP_N | Internal | Summer | B10 | 1262 | 2000 | 0 | 33.25 | 36.28 | 8 | 0
2020 | MISO_MO-IL_2_SPP_N | MISO_MO-IL | SPP_N | Internal | Winter | B16 | 25 | 2000 | 0 | 52.01 | 52.01 | 8 | 0
2020 | MISO_MO-IL_2_SPP_N | MISO_MO-IL | SPP_N | Internal | Winter | B17 | 100 | 2000 | 0 | 46.07 | 42.83 | 8 | 0
2020 | MISO_MO-IL_2_SPP_N | MISO_MO-IL | SPP_N | Internal | Winter | B18 | 400 | 2000 | 0 | 41.96 | 42.83 | 8 | 0
2020 | MISO_MO-IL_2_SPP_N | MISO_MO-IL | SPP_N | Internal | Winter | B19 | 700 | 2000 | 0 | 39.73 | 42.74 | 8 | 0
2020 | MISO_MO-IL_2_SPP_N | MISO_MO-IL | SPP_N | Internal | Winter | B20 | 935 | 2000 | 0 | 35.02 | 39.41 | 8 | 0
2020 | MISO_MO-IL_2_TVA_Transmission | MISO_MO-IL | TVA_Transmission | Internal | Shoulder | B11 | 25 | 4000 | 0 | 55.07 | 58.71 | 8 | 0
2020 | MISO_MO-IL_2_TVA_Transmission | MISO_MO-IL | TVA_Transmission | Internal | Shoulder | B12 | 200 | 4000 | 0 | 45.28 | 47.33 | 8 | 0
2020 | MISO_MO-IL_2_TVA_Transmission | MISO_MO-IL | TVA_Transmission | Internal | Shoulder | B13 | 600 | 4000 | 0 | 40.75 | 44.72 | 8 | 0
2020 | MISO_MO-IL_2_TVA_Transmission | MISO_MO-IL | TVA_Transmission | Internal | Shoulder | B14 | 900 | 4000 | 0 | 38.06 | 43.06 | 8 | 0
2020 | MISO_MO-IL_2_TVA_Transmission | MISO_MO-IL | TVA_Transmission | Internal | Shoulder | B15 | 1203 | 4000 | 0 | 36.33 | 42.05 | 8 | 0
2020 | MISO_MO-IL_2_TVA_Transmission | MISO_MO-IL | TVA_Transmission | Internal | Summer | B1 | 10 | 4000 | 1763.86 | 65.05 | 73.05 | 8 | 0
2020 | MISO_MO-IL_2_TVA_Transmission | MISO_MO-IL | TVA_Transmission | Internal | Summer | B2 | 25 | 4000 | 315.31 | 63.4 | 71.4 | 8 | 0
2020 | MISO_MO-IL_2_TVA_Transmission | MISO_MO-IL | TVA_Transmission | Internal | Summer | B3 | 75 | 4000 | 0 | 61.14 | 67.28 | 8 | 0
2020 | MISO_MO-IL_2_TVA_Transmission | MISO_MO-IL | TVA_Transmission | Internal | Summer | B4 | 100 | 4000 | 0 | 60.5 | 66.92 | 8 | 0
2020 | MISO_MO-IL_2_TVA_Transmission | MISO_MO-IL | TVA_Transmission | Internal | Summer | B5 | 200 | 4000 | 0 | 55.39 | 59.13 | 8 | 0
2020 | MISO_MO-IL_2_TVA_Transmission | MISO_MO-IL | TVA_Transmission | Internal | Summer | B6 | 300 | 4000 | 0 | 46.59 | 52.3 | 8 | 0
2020 | MISO_MO-IL_2_TVA_Transmission | MISO_MO-IL | TVA_Transmission | Internal | Summer | B7 | 400 | 4000 | 0 | 38.39 | 45.39 | 8 | 0
2020 | MISO_MO-IL_2_TVA_Transmission | MISO_MO-IL | TVA_Transmission | Internal | Summer | B8 | 500 | 4000 | 0 | 36.03 | 41.6 | 8 | 0
2020 | MISO_MO-IL_2_TVA_Transmission | MISO_MO-IL | TVA_Transmission | Internal | Summer | B9 | 800 | 4000 | 0 | 35.31 | 41.16 | 8 | 0
2020 | MISO_MO-IL_2_TVA_Transmission | MISO_MO-IL | TVA_Transmission | Internal | Summer | B10 | 1262 | 4000 | 0 | 33.25 | 38.41 | 8 | 0
2020 | MISO_MO-IL_2_TVA_Transmission | MISO_MO-IL | TVA_Transmission | Internal | Winter | B16 | 25 | 4000 | 0 | 52.01 | 58.77 | 8 | 0
2020 | MISO_MO-IL_2_TVA_Transmission | MISO_MO-IL | TVA_Transmission | Internal | Winter | B17 | 100 | 4000 | 0 | 46.07 | 49.33 | 8 | 0
2020 | MISO_MO-IL_2_TVA_Transmission | MISO_MO-IL | TVA_Transmission | Internal | Winter | B18 | 400 | 4000 | 0 | 41.96 | 45.7 | 8 | 0
2020 | MISO_MO-IL_2_TVA_Transmission | MISO_MO-IL | TVA_Transmission | Internal | Winter | B19 | 700 | 4000 | 0 | 39.73 | 43.64 | 8 | 0
2020 | MISO_MO-IL_2_TVA_Transmission | MISO_MO-IL | TVA_Transmission | Internal | Winter | B20 | 935 | 4000 | 0 | 35.02 | 41.93 | 8 | 0
2020 | MISO_W_2_IESO | MISO_W | IESO | Internal | Shoulder | B11 | 25 | 90 | 0 | 55.07 | 31.01 | 8 | 0
2020 | MISO_W_2_IESO | MISO_W | IESO | Internal | Shoulder | B12 | 200 | 90 | 0 | 45.27 | 31.01 | 8 | 0
2020 | MISO_W_2_IESO | MISO_W | IESO | Internal | Shoulder | B13 | 600 | 90 | 0 | 40.75 | 31.01 | 8 | 0
2020 | MISO_W_2_IESO | MISO_W | IESO | Internal | Shoulder | B14 | 900 | 90 | 0 | 38.8 | 31.01 | 8 | 0
2020 | MISO_W_2_IESO | MISO_W | IESO | Internal | Shoulder | B15 | 1203 | 90 | 0 | 36.9 | 31.01 | 8 | 0
2020 | MISO_W_2_IESO | MISO_W | IESO | Internal | Summer | B1 | 10 | 90 | 0 | 65.05 | 52.07 | 8 | 0
2020 | MISO_W_2_IESO | MISO_W | IESO | Internal | Summer | B2 | 25 | 90 | 0 | 63.41 | 50.41 | 8 | 0
2020 | MISO_W_2_IESO | MISO_W | IESO | Internal | Summer | B3 | 75 | 90 | 0 | 63.28 | 43.47 | 8 | 0
2020 | MISO_W_2_IESO | MISO_W | IESO | Internal | Summer | B4 | 100 | 90 | 0 | 62.58 | 37.74 | 8 | 0
2020 | MISO_W_2_IESO | MISO_W | IESO | Internal | Summer | B5 | 200 | 90 | 0 | 55.82 | 37.74 | 8 | 0
2020 | MISO_W_2_IESO | MISO_W | IESO | Internal | Summer | B6 | 300 | 90 | 0 | 47.81 | 35.03 | 8 | 0
2020 | MISO_W_2_IESO | MISO_W | IESO | Internal | Summer | B7 | 400 | 90 | 0 | 38.41 | 31.41 | 8 | 0
2020 | MISO_W_2_IESO | MISO_W | IESO | Internal | Summer | B8 | 500 | 90 | 0 | 36.39 | 29.06 | 8 | 0
2020 | MISO_W_2_IESO | MISO_W | IESO | Internal | Summer | B9 | 800 | 90 | 0 | 36.04 | 29.06 | 8 | 0
2020 | MISO_W_2_IESO | MISO_W | IESO | Internal | Summer | B10 | 1262 | 90 | 0 | 33.33 | 29.06 | 8 | 0
2020 | MISO_W_2_IESO | MISO_W | IESO | Internal | Winter | B16 | 25 | 90 | 0 | 52 | 37.97 | 8 | 0
2020 | MISO_W_2_IESO | MISO_W | IESO | Internal | Winter | B17 | 100 | 90 | 0 | 46.06 | 36.27 | 8 | 0
2020 | MISO_W_2_IESO | MISO_W | IESO | Internal | Winter | B18 | 400 | 90 | 0 | 41.97 | 34.98 | 8 | 0
2020 | MISO_W_2_IESO | MISO_W | IESO | Internal | Winter | B19 | 700 | 90 | 0 | 41.57 | 34.98 | 8 | 0
2020 | MISO_W_2_IESO | MISO_W | IESO | Internal | Winter | B20 | 935 | 90 | 0 | 35.03 | 34.98 | 8 | 0
2020 | MISO_W_2_MAPP_CA | MISO_W | MAPP_CA | Internal | Shoulder | B11 | 25 | 700 | 0 | 55.07 | 49.13 | 0.01 | 0
2020 | MISO_W_2_MAPP_CA | MISO_W | MAPP_CA | Internal | Shoulder | B12 | 200 | 700 | 0.03 | 45.27 | 45.26 | 0.01 | 0
2020 | MISO_W_2_MAPP_CA | MISO_W | MAPP_CA | Internal | Shoulder | B13 | 600 | 700 | 0.01 | 40.75 | 40.74 | 0.01 | 0
2020 | MISO_W_2_MAPP_CA | MISO_W | MAPP_CA | Internal | Shoulder | B14 | 900 | 700 | 0 | 38.8 | 38.79 | 0.01 | 0
2020 | MISO_W_2_MAPP_CA | MISO_W | MAPP_CA | Internal | Shoulder | B15 | 1203 | 700 | 700 | 36.9 | 38.79 | 0.01 | 1.88
2020 | MISO_W_2_MAPP_CA | MISO_W | MAPP_CA | Internal | Summer | B1 | 10 | 700 | 0 | 65.05 | 51.05 | 0.01 | 0
2020 | MISO_W_2_MAPP_CA | MISO_W | MAPP_CA | Internal | Summer | B2 | 25 | 700 | 0 | 63.41 | 57.41 | 0.01 | 0
2020 | MISO_W_2_MAPP_CA | MISO_W | MAPP_CA | Internal | Summer | B3 | 75 | 700 | 0 | 63.28 | 50.47 | 0.01 | 0
2020 | MISO_W_2_MAPP_CA | MISO_W | MAPP_CA | Internal | Summer | B4 | 100 | 700 | 0 | 62.58 | 50.47 | 0.01 | 0
2020 | MISO_W_2_MAPP_CA | MISO_W | MAPP_CA | Internal | Summer | B5 | 200 | 700 | 0 | 55.82 | 49.13 | 0.01 | 0
2020 | MISO_W_2_MAPP_CA | MISO_W | MAPP_CA | Internal | Summer | B6 | 300 | 700 | 0.02 | 47.81 | 47.8 | 0.01 | 0
2020 | MISO_W_2_MAPP_CA | MISO_W | MAPP_CA | Internal | Summer | B7 | 400 | 700 | 0.02 | 38.41 | 38.4 | 0.01 | 0
2020 | MISO_W_2_MAPP_CA | MISO_W | MAPP_CA | Internal | Summer | B8 | 500 | 700 | 0.01 | 36.39 | 36.38 | 0.01 | 0
2020 | MISO_W_2_MAPP_CA | MISO_W | MAPP_CA | Internal | Summer | B9 | 800 | 700 | 54.13 | 36.04 | 36.06 | 0.01 | 0
2020 | MISO_W_2_MAPP_CA | MISO_W | MAPP_CA | Internal | Summer | B10 | 1262 | 700 | 700 | 33.33 | 36.06 | 0.01 | 2.71
2020 | MISO_W_2_MAPP_CA | MISO_W | MAPP_CA | Internal | Winter | B16 | 25 | 700 | 0.23 | 52 | 51.99 | 0.01 | 0
2020 | MISO_W_2_MAPP_CA | MISO_W | MAPP_CA | Internal | Winter | B17 | 100 | 700 | 0.06 | 46.06 | 46.05 | 0.01 | 0
2020 | MISO_W_2_MAPP_CA | MISO_W | MAPP_CA | Internal | Winter | B18 | 400 | 700 | 404.22 | 41.97 | 41.98 | 0.01 | 0
2020 | MISO_W_2_MAPP_CA | MISO_W | MAPP_CA | Internal | Winter | B19 | 700 | 700 | 700 | 41.57 | 41.98 | 0.01 | 0.4
2020 | MISO_W_2_MAPP_CA | MISO_W | MAPP_CA | Internal | Winter | B20 | 935 | 700 | 700 | 35.03 | 41.98 | 0.01 | 6.94
2020 | MISO_W_2_MAPP_US | MISO_W | MAPP_US | Internal | Shoulder | B11 | 25 | 2300 | 0 | 55.07 | 53.89 | 7 | 0
2020 | MISO_W_2_MAPP_US | MISO_W | MAPP_US | Internal | Shoulder | B12 | 200 | 2300 | 0 | 45.27 | 38.27 | 7 | 0
2020 | MISO_W_2_MAPP_US | MISO_W | MAPP_US | Internal | Shoulder | B13 | 600 | 2300 | 0 | 40.75 | 33.75 | 7 | 0
2020 | MISO_W_2_MAPP_US | MISO_W | MAPP_US | Internal | Shoulder | B14 | 900 | 2300 | 0 | 38.8 | 33.42 | 7 | 0
2020 | MISO_W_2_MAPP_US | MISO_W | MAPP_US | Internal | Shoulder | B15 | 1203 | 2300 | 0 | 36.9 | 33.17 | 7 | 0
2020 | MISO_W_2_MAPP_US | MISO_W | MAPP_US | Internal | Summer | B1 | 10 | 2300 | 0 | 65.05 | 58.05 | 7 | 0
2020 | MISO_W_2_MAPP_US | MISO_W | MAPP_US | Internal | Summer | B2 | 25 | 2300 | 0 | 63.41 | 57.47 | 7 | 0
2020 | MISO_W_2_MAPP_US | MISO_W | MAPP_US | Internal | Summer | B3 | 75 | 2300 | 0 | 63.28 | 57.47 | 7 | 0
2020 | MISO_W_2_MAPP_US | MISO_W | MAPP_US | Internal | Summer | B4 | 100 | 2300 | 0 | 62.58 | 57.47 | 7 | 0
2020 | MISO_W_2_MAPP_US | MISO_W | MAPP_US | Internal | Summer | B5 | 200 | 2300 | 0 | 55.82 | 53.08 | 7 | 0
2020 | MISO_W_2_MAPP_US | MISO_W | MAPP_US | Internal | Summer | B6 | 300 | 2300 | 0 | 47.81 | 47.58 | 7 | 0
2020 | MISO_W_2_MAPP_US | MISO_W | MAPP_US | Internal | Summer | B7 | 400 | 2300 | 0 | 38.41 | 33.93 | 7 | 0
2020 | MISO_W_2_MAPP_US | MISO_W | MAPP_US | Internal | Summer | B8 | 500 | 2300 | 0 | 36.39 | 29.93 | 7 | 0
2020 | MISO_W_2_MAPP_US | MISO_W | MAPP_US | Internal | Summer | B9 | 800 | 2300 | 0 | 36.04 | 29.93 | 7 | 0
2020 | MISO_W_2_MAPP_US | MISO_W | MAPP_US | Internal | Summer | B10 | 1262 | 2300 | 0 | 33.33 | 27.73 | 7 | 0
2020 | MISO_W_2_MAPP_US | MISO_W | MAPP_US | Internal | Winter | B16 | 25 | 2300 | 0 | 52 | 45 | 7 | 0
2020 | MISO_W_2_MAPP_US | MISO_W | MAPP_US | Internal | Winter | B17 | 100 | 2300 | 0 | 46.06 | 39.06 | 7 | 0
2020 | MISO_W_2_MAPP_US | MISO_W | MAPP_US | Internal | Winter | B18 | 400 | 2300 | 0 | 41.97 | 35.73 | 7 | 0
2020 | MISO_W_2_MAPP_US | MISO_W | MAPP_US | Internal | Winter | B19 | 700 | 2300 | 0 | 41.57 | 35.73 | 7 | 0
2020 | MISO_W_2_MAPP_US | MISO_W | MAPP_US | Internal | Winter | B20 | 935 | 2300 | 0 | 35.03 | 31.4 | 7 | 0
2020 | MISO_W_2_MISO_MO-IL | MISO_W | MISO_MO-IL | Internal | Shoulder | B11 | 25 | 3800 | 0.47 | 55.07 | 55.07 | 0.01 | 0
2020 | MISO_W_2_MISO_MO-IL | MISO_W | MISO_MO-IL | Internal | Shoulder | B12 | 200 | 3800 | 395.36 | 45.27 | 45.28 | 0.01 | 0
2020 | MISO_W_2_MISO_MO-IL | MISO_W | MISO_MO-IL | Internal | Shoulder | B13 | 600 | 3800 | 0.02 | 40.75 | 40.75 | 0.01 | 0
2020 | MISO_W_2_MISO_MO-IL | MISO_W | MISO_MO-IL | Internal | Shoulder | B14 | 900 | 3800 | 0 | 38.8 | 38.06 | 0.01 | 0
2020 | MISO_W_2_MISO_MO-IL | MISO_W | MISO_MO-IL | Internal | Shoulder | B15 | 1203 | 3800 | 0 | 36.9 | 36.33 | 0.01 | 0
2020 | MISO_W_2_MISO_MO-IL | MISO_W | MISO_MO-IL | Internal | Summer | B1 | 10 | 3800 | 1.33 | 65.05 | 65.05 | 0.01 | 0
2020 | MISO_W_2_MISO_MO-IL | MISO_W | MISO_MO-IL | Internal | Summer | B2 | 25 | 3800 | 0.21 | 63.41 | 63.4 | 0.01 | 0
2020 | MISO_W_2_MISO_MO-IL | MISO_W | MISO_MO-IL | Internal | Summer | B3 | 75 | 3800 | 0 | 63.28 | 61.14 | 0.01 | 0
2020 | MISO_W_2_MISO_MO-IL | MISO_W | MISO_MO-IL | Internal | Summer | B4 | 100 | 3800 | 0 | 62.58 | 60.5 | 0.01 | 0
2020 | MISO_W_2_MISO_MO-IL | MISO_W | MISO_MO-IL | Internal | Summer | B5 | 200 | 3800 | 0 | 55.82 | 55.39 | 0.01 | 0
2020 | MISO_W_2_MISO_MO-IL | MISO_W | MISO_MO-IL | Internal | Summer | B6 | 300 | 3800 | 0 | 47.81 | 46.59 | 0.01 | 0
2020 | MISO_W_2_MISO_MO-IL | MISO_W | MISO_MO-IL | Internal | Summer | B7 | 400 | 3800 | 0.01 | 38.41 | 38.39 | 0.01 | 0
2020 | MISO_W_2_MISO_MO-IL | MISO_W | MISO_MO-IL | Internal | Summer | B8 | 500 | 3800 | 0 | 36.39 | 36.03 | 0.01 | 0
2020 | MISO_W_2_MISO_MO-IL | MISO_W | MISO_MO-IL | Internal | Summer | B9 | 800 | 3800 | 0 | 36.04 | 35.31 | 0.01 | 0
2020 | MISO_W_2_MISO_MO-IL | MISO_W | MISO_MO-IL | Internal | Summer | B10 | 1262 | 3800 | 0 | 33.33 | 33.25 | 0.01 | 0
2020 | MISO_W_2_MISO_MO-IL | MISO_W | MISO_MO-IL | Internal | Winter | B16 | 25 | 3800 | 1221.64 | 52 | 52.01 | 0.01 | 0
2020 | MISO_W_2_MISO_MO-IL | MISO_W | MISO_MO-IL | Internal | Winter | B17 | 100 | 3800 | 943.29 | 46.06 | 46.07 | 0.01 | 0
2020 | MISO_W_2_MISO_MO-IL | MISO_W | MISO_MO-IL | Internal | Winter | B18 | 400 | 3800 | 0.02 | 41.97 | 41.96 | 0.01 | 0
2020 | MISO_W_2_MISO_MO-IL | MISO_W | MISO_MO-IL | Internal | Winter | B19 | 700 | 3800 | 0 | 41.57 | 39.73 | 0.01 | 0
2020 | MISO_W_2_MISO_MO-IL | MISO_W | MISO_MO-IL | Internal | Winter | B20 | 935 | 3800 | 0 | 35.03 | 35.02 | 0.01 | 0
2020 | MISO_W_2_MISO_WUMS | MISO_W | MISO_WUMS | Internal | Shoulder | B11 | 25 | 1629 | 0.45 | 55.07 | 55.07 | 0.01 | 0
2020 | MISO_W_2_MISO_WUMS | MISO_W | MISO_WUMS | Internal | Shoulder | B12 | 200 | 1629 | 879.35 | 45.27 | 45.28 | 0.01 | 0
2020 | MISO_W_2_MISO_WUMS | MISO_W | MISO_WUMS | Internal | Shoulder | B13 | 600 | 1629 | 742.8 | 40.75 | 40.76 | 0.01 | 0
2020 | MISO_W_2_MISO_WUMS | MISO_W | MISO_WUMS | Internal | Shoulder | B14 | 900 | 1629 | 198.14 | 38.8 | 38.81 | 0.01 | 0
2020 | MISO_W_2_MISO_WUMS | MISO_W | MISO_WUMS | Internal | Shoulder | B15 | 1203 | 1629 | 1036.73 | 36.9 | 36.91 | 0.01 | 0
2020 | MISO_W_2_MISO_WUMS | MISO_W | MISO_WUMS | Internal | Summer | B1 | 10 | 1629 | 0 | 65.05 | 63.4 | 0.01 | 0
2020 | MISO_W_2_MISO_WUMS | MISO_W | MISO_WUMS | Internal | Summer | B2 | 25 | 1629 | 0.21 | 63.41 | 63.4 | 0.01 | 0
2020 | MISO_W_2_MISO_WUMS | MISO_W | MISO_WUMS | Internal | Summer | B3 | 75 | 1629 | 0 | 63.28 | 59.88 | 0.01 | 0
2020 | MISO_W_2_MISO_WUMS | MISO_W | MISO_WUMS | Internal | Summer | B4 | 100 | 1629 | 0 | 62.58 | 59.88 | 0.01 | 0
2020 | MISO_W_2_MISO_WUMS | MISO_W | MISO_WUMS | Internal | Summer | B5 | 200 | 1629 | 0.03 | 55.82 | 55.81 | 0.01 | 0
2020 | MISO_W_2_MISO_WUMS | MISO_W | MISO_WUMS | Internal | Summer | B6 | 300 | 1629 | 0.02 | 47.81 | 47.8 | 0.01 | 0
2020 | MISO_W_2_MISO_WUMS | MISO_W | MISO_WUMS | Internal | Summer | B7 | 400 | 1629 | 204.23 | 38.41 | 38.42 | 0.01 | 0
2020 | MISO_W_2_MISO_WUMS | MISO_W | MISO_WUMS | Internal | Summer | B8 | 500 | 1629 | 0.01 | 36.39 | 36.38 | 0.01 | 0
2020 | MISO_W_2_MISO_WUMS | MISO_W | MISO_WUMS | Internal | Summer | B9 | 800 | 1629 | 0 | 36.04 | 36.03 | 0.01 | 0
2020 | MISO_W_2_MISO_WUMS | MISO_W | MISO_WUMS | Internal | Summer | B10 | 1262 | 1629 | 1629 | 33.33 | 34.31 | 0.01 | 0.97
2020 | MISO_W_2_MISO_WUMS | MISO_W | MISO_WUMS | Internal | Winter | B16 | 25 | 1629 | 635.4 | 52 | 52.01 | 0.01 | 0
2020 | MISO_W_2_MISO_WUMS | MISO_W | MISO_WUMS | Internal | Winter | B17 | 100 | 1629 | 949.96 | 46.06 | 46.07 | 0.01 | 0
2020 | MISO_W_2_MISO_WUMS | MISO_W | MISO_WUMS | Internal | Winter | B18 | 400 | 1629 | 0.03 | 41.97 | 41.97 | 0.01 | 0
2020 | MISO_W_2_MISO_WUMS | MISO_W | MISO_WUMS | Internal | Winter | B19 | 700 | 1629 | 0 | 41.57 | 41.56 | 0.01 | 0
2020 | MISO_W_2_MISO_WUMS | MISO_W | MISO_WUMS | Internal | Winter | B20 | 935 | 1629 | 814.11 | 35.03 | 35.04 | 0.01 | 0
2020 | MISO_W_2_NE | MISO_W | NE | Internal | Shoulder | B11 | 25 | 2800 | 0 | 55.07 | 60.89 | 7 | 0
2020 | MISO_W_2_NE | MISO_W | NE | Internal | Shoulder | B12 | 200 | 2800 | 0 | 45.27 | 42.02 | 7 | 0
2020 | MISO_W_2_NE | MISO_W | NE | Internal | Shoulder | B13 | 600 | 2800 | 0 | 40.75 | 40.75 | 7 | 0
2020 | MISO_W_2_NE | MISO_W | NE | Internal | Shoulder | B14 | 900 | 2800 | 0 | 38.8 | 40.2 | 7 | 0
2020 | MISO_W_2_NE | MISO_W | NE | Internal | Shoulder | B15 | 1203 | 2800 | 0 | 36.9 | 40.17 | 7 | 0
2020 | MISO_W_2_NE | MISO_W | NE | Internal | Summer | B1 | 10 | 2800 | 0 | 65.05 | 65.05 | 7 | 0
2020 | MISO_W_2_NE | MISO_W | NE | Internal | Summer | B2 | 25 | 2800 | 0 | 63.41 | 64.47 | 7 | 0
2020 | MISO_W_2_NE | MISO_W | NE | Internal | Summer | B3 | 75 | 2800 | 0 | 63.28 | 64.47 | 7 | 0
2020 | MISO_W_2_NE | MISO_W | NE | Internal | Summer | B4 | 100 | 2800 | 0 | 62.58 | 64.47 | 7 | 0
2020 | MISO_W_2_NE | MISO_W | NE | Internal | Summer | B5 | 200 | 2800 | 0 | 55.82 | 60.08 | 7 | 0
2020 | MISO_W_2_NE | MISO_W | NE | Internal | Summer | B6 | 300 | 2800 | 0 | 47.81 | 54.58 | 7 | 0
2020 | MISO_W_2_NE | MISO_W | NE | Internal | Summer | B7 | 400 | 2800 | 0 | 38.41 | 40.93 | 7 | 0
2020 | MISO_W_2_NE | MISO_W | NE | Internal | Summer | B8 | 500 | 2800 | 0 | 36.39 | 36.93 | 7 | 0
2020 | MISO_W_2_NE | MISO_W | NE | Internal | Summer | B9 | 800 | 2800 | 0 | 36.04 | 36.93 | 7 | 0
2020 | MISO_W_2_NE | MISO_W | NE | Internal | Summer | B10 | 1262 | 2800 | 0 | 33.33 | 34.73 | 7 | 0
2020 | MISO_W_2_NE | MISO_W | NE | Internal | Winter | B16 | 25 | 2800 | 0 | 52 | 52 | 7 | 0
2020 | MISO_W_2_NE | MISO_W | NE | Internal | Winter | B17 | 100 | 2800 | 0 | 46.06 | 42.82 | 7 | 0
2020 | MISO_W_2_NE | MISO_W | NE | Internal | Winter | B18 | 400 | 2800 | 0 | 41.97 | 42.73 | 7 | 0
2020 | MISO_W_2_NE | MISO_W | NE | Internal | Winter | B19 | 700 | 2800 | 0 | 41.57 | 42.73 | 7 | 0
2020 | MISO_W_2_NE | MISO_W | NE | Internal | Winter | B20 | 935 | 2800 | 0 | 35.03 | 38.4 | 7 | 0
2020 | MISO_W_2_PJM_ROR | MISO_W | PJM_ROR | Internal | Shoulder | B11 | 25 | 773 | 0 | 55.07 | 53.07 | 2 | 0
2020 | MISO_W_2_PJM_ROR | MISO_W | PJM_ROR | Internal | Shoulder | B12 | 200 | 773 | 772.94 | 45.27 | 47.28 | 2 | 0.01
2020 | MISO_W_2_PJM_ROR | MISO_W | PJM_ROR | Internal | Shoulder | B13 | 600 | 773 | 772.98 | 40.75 | 42.76 | 2 | 0.01
2020 | MISO_W_2_PJM_ROR | MISO_W | PJM_ROR | Internal | Shoulder | B14 | 900 | 773 | 0 | 38.8 | 40.06 | 2 | 0
2020 | MISO_W_2_PJM_ROR | MISO_W | PJM_ROR | Internal | Shoulder | B15 | 1203 | 773 | 0 | 36.9 | 37.21 | 2 | 0
2020 | MISO_W_2_PJM_ROR | MISO_W | PJM_ROR | Internal | Summer | B1 | 10 | 773 | 659.24 | 65.05 | 67.05 | 2 | 0
2020 | MISO_W_2_PJM_ROR | MISO_W | PJM_ROR | Internal | Summer | B2 | 25 | 773 | 0.39 | 63.41 | 65.4 | 2 | 0
2020 | MISO_W_2_PJM_ROR | MISO_W | PJM_ROR | Internal | Summer | B3 | 75 | 773 | 0 | 63.28 | 61.28 | 2 | 0
2020 | MISO_W_2_PJM_ROR | MISO_W | PJM_ROR | Internal | Summer | B4 | 100 | 773 | 0 | 62.58 | 60.92 | 2 | 0
2020 | MISO_W_2_PJM_ROR | MISO_W | PJM_ROR | Internal | Summer | B5 | 200 | 773 | 0 | 55.82 | 53.81 | 2 | 0
2020 | MISO_W_2_PJM_ROR | MISO_W | PJM_ROR | Internal | Summer | B6 | 300 | 773 | 0 | 47.81 | 48.57 | 2 | 0
2020 | MISO_W_2_PJM_ROR | MISO_W | PJM_ROR | Internal | Summer | B7 | 400 | 773 | 0.02 | 38.41 | 40.39 | 2 | 0
2020 | MISO_W_2_PJM_ROR | MISO_W | PJM_ROR | Internal | Summer | B8 | 500 | 773 | 0 | 36.39 | 38 | 2 | 0
2020 | MISO_W_2_PJM_ROR | MISO_W | PJM_ROR | Internal | Summer | B9 | 800 | 773 | 0 | 36.04 | 37.31 | 2 | 0
2020 | MISO_W_2_PJM_ROR | MISO_W | PJM_ROR | Internal | Summer | B10 | 1262 | 773 | 0 | 33.33 | 34.65 | 2 | 0
2020 | MISO_W_2_PJM_ROR | MISO_W | PJM_ROR | Internal | Winter | B16 | 25 | 773 | 772.54 | 52 | 54.01 | 2 | 0.01
2020 | MISO_W_2_PJM_ROR | MISO_W | PJM_ROR | Internal | Winter | B17 | 100 | 773 | 772.89 | 46.06 | 48.07 | 2 | 0.01
2020 | MISO_W_2_PJM_ROR | MISO_W | PJM_ROR | Internal | Winter | B18 | 400 | 773 | 213.81 | 41.97 | 43.97 | 2 | 0
2020 | MISO_W_2_PJM_ROR | MISO_W | PJM_ROR | Internal | Winter | B19 | 700 | 773 | 0 | 41.57 | 41.74 | 2 | 0
2020 | MISO_W_2_PJM_ROR | MISO_W | PJM_ROR | Internal | Winter | B20 | 935 | 773 | 772.99 | 35.03 | 37.04 | 2 | 0.01
2020 | MISO_W_2_SPP_N | MISO_W | SPP_N | Internal | Shoulder | B11 | 25 | 3200 | 576.4 | 55.07 | 62.07 | 7 | 0
2020 | MISO_W_2_SPP_N | MISO_W | SPP_N | Internal | Shoulder | B12 | 200 | 3200 | 0 | 45.27 | 42.03 | 7 | 0
2020 | MISO_W_2_SPP_N | MISO_W | SPP_N | Internal | Shoulder | B13 | 600 | 3200 | 0 | 40.75 | 40.76 | 7 | 0
2020 | MISO_W_2_SPP_N | MISO_W | SPP_N | Internal | Shoulder | B14 | 900 | 3200 | 0 | 38.8 | 40.21 | 7 | 0
2020 | MISO_W_2_SPP_N | MISO_W | SPP_N | Internal | Shoulder | B15 | 1203 | 3200 | 0 | 36.9 | 40.19 | 7 | 0
2020 | MISO_W_2_SPP_N | MISO_W | SPP_N | Internal | Summer | B1 | 10 | 3200 | 0 | 65.05 | 66.03 | 7 | 0
2020 | MISO_W_2_SPP_N | MISO_W | SPP_N | Internal | Summer | B2 | 25 | 3200 | 0 | 63.41 | 66.03 | 7 | 0
2020 | MISO_W_2_SPP_N | MISO_W | SPP_N | Internal | Summer | B3 | 75 | 3200 | 0 | 63.28 | 66.03 | 7 | 0
2020 | MISO_W_2_SPP_N | MISO_W | SPP_N | Internal | Summer | B4 | 100 | 3200 | 0 | 62.58 | 64.48 | 7 | 0
2020 | MISO_W_2_SPP_N | MISO_W | SPP_N | Internal | Summer | B5 | 200 | 3200 | 0 | 55.82 | 60.09 | 7 | 0
2020 | MISO_W_2_SPP_N | MISO_W | SPP_N | Internal | Summer | B6 | 300 | 3200 | 0 | 47.81 | 54.59 | 7 | 0
2020 | MISO_W_2_SPP_N | MISO_W | SPP_N | Internal | Summer | B7 | 400 | 3200 | 0 | 38.41 | 42.86 | 7 | 0
2020 | MISO_W_2_SPP_N | MISO_W | SPP_N | Internal | Summer | B8 | 500 | 3200 | 0 | 36.39 | 40.2 | 7 | 0
2020 | MISO_W_2_SPP_N | MISO_W | SPP_N | Internal | Summer | B9 | 800 | 3200 | 0 | 36.04 | 38.85 | 7 | 0
2020 | MISO_W_2_SPP_N | MISO_W | SPP_N | Internal | Summer | B10 | 1262 | 3200 | 0 | 33.33 | 36.28 | 7 | 0
2020 | MISO_W_2_SPP_N | MISO_W | SPP_N | Internal | Winter | B16 | 25 | 3200 | 0 | 52 | 52.01 | 7 | 0
2020 | MISO_W_2_SPP_N | MISO_W | SPP_N | Internal | Winter | B17 | 100 | 3200 | 0 | 46.06 | 42.83 | 7 | 0
2020 | MISO_W_2_SPP_N | MISO_W | SPP_N | Internal | Winter | B18 | 400 | 3200 | 0 | 41.97 | 42.83 | 7 | 0
2020 | MISO_W_2_SPP_N | MISO_W | SPP_N | Internal | Winter | B19 | 700 | 3200 | 0 | 41.57 | 42.74 | 7 | 0
2020 | MISO_W_2_SPP_N | MISO_W | SPP_N | Internal | Winter | B20 | 935 | 3200 | 0 | 35.03 | 39.41 | 7 | 0
2020 | MISO_WUMS_2_MISO_MI | MISO_WUMS | MISO_MI | Internal | Shoulder | B11 | 25 | 99 | 0 | 55.07 | 51.07 | 0.01 | 0
2020 | MISO_WUMS_2_MISO_MI | MISO_WUMS | MISO_MI | Internal | Shoulder | B12 | 200 | 99 | 0.06 | 45.28 | 45.28 | 0.01 | 0
2020 | MISO_WUMS_2_MISO_MI | MISO_WUMS | MISO_MI | Internal | Shoulder | B13 | 600 | 99 | 0.02 | 40.76 | 40.76 | 0.01 | 0
2020 | MISO_WUMS_2_MISO_MI | MISO_WUMS | MISO_MI | Internal | Shoulder | B14 | 900 | 99 | 0 | 38.81 | 38.06 | 0.01 | 0
2020 | MISO_WUMS_2_MISO_MI | MISO_WUMS | MISO_MI | Internal | Shoulder | B15 | 1203 | 99 | 0 | 36.91 | 36.47 | 0.01 | 0
2020 | MISO_WUMS_2_MISO_MI | MISO_WUMS | MISO_MI | Internal | Summer | B1 | 10 | 99 | 98.89 | 63.4 | 63.53 | 0.01 | 0.12
2020 | MISO_WUMS_2_MISO_MI | MISO_WUMS | MISO_MI | Internal | Summer | B2 | 25 | 99 | 0.42 | 63.4 | 63.4 | 0.01 | 0
2020 | MISO_WUMS_2_MISO_MI | MISO_WUMS | MISO_MI | Internal | Summer | B3 | 75 | 99 | 0 | 59.88 | 58.16 | 0.01 | 0
2020 | MISO_WUMS_2_MISO_MI | MISO_WUMS | MISO_MI | Internal | Summer | B4 | 100 | 99 | 0 | 59.88 | 58.16 | 0.01 | 0
2020 | MISO_WUMS_2_MISO_MI | MISO_WUMS | MISO_MI | Internal | Summer | B5 | 200 | 99 | 0 | 55.81 | 51.81 | 0.01 | 0
2020 | MISO_WUMS_2_MISO_MI | MISO_WUMS | MISO_MI | Internal | Summer | B6 | 300 | 99 | 0 | 47.8 | 46.57 | 0.01 | 0
2020 | MISO_WUMS_2_MISO_MI | MISO_WUMS | MISO_MI | Internal | Summer | B7 | 400 | 99 | 0.02 | 38.42 | 38.41 | 0.01 | 0
2020 | MISO_WUMS_2_MISO_MI | MISO_WUMS | MISO_MI | Internal | Summer | B8 | 500 | 99 | 0 | 36.38 | 36.06 | 0.01 | 0
2020 | MISO_WUMS_2_MISO_MI | MISO_WUMS | MISO_MI | Internal | Summer | B9 | 800 | 99 | 0 | 36.03 | 35.33 | 0.01 | 0
2020 | MISO_WUMS_2_MISO_MI | MISO_WUMS | MISO_MI | Internal | Summer | B10 | 1262 | 99 | 0 | 34.31 | 34.3 | 0.01 | 0
2020 | MISO_WUMS_2_MISO_MI | MISO_WUMS | MISO_MI | Internal | Winter | B16 | 25 | 99 | 0.42 | 52.01 | 52.01 | 0.01 | 0
2020 | MISO_WUMS_2_MISO_MI | MISO_WUMS | MISO_MI | Internal | Winter | B17 | 100 | 99 | 0.12 | 46.07 | 46.07 | 0.01 | 0
2020 | MISO_WUMS_2_MISO_MI | MISO_WUMS | MISO_MI | Internal | Winter | B18 | 400 | 99 | 45.71 | 41.97 | 41.98 | 0.01 | 0
2020 | MISO_WUMS_2_MISO_MI | MISO_WUMS | MISO_MI | Internal | Winter | B19 | 700 | 99 | 0 | 41.56 | 39.75 | 0.01 | 0
2020 | MISO_WUMS_2_MISO_MI | MISO_WUMS | MISO_MI | Internal | Winter | B20 | 935 | 99 | 47.07 | 35.04 | 35.05 | 0.01 | 0
2020 | MISO_WUMS_2_MISO_W | MISO_WUMS | MISO_W | Internal | Shoulder | B11 | 25 | 1137 | 0.5 | 55.07 | 55.07 | 0.01 | 0
2020 | MISO_WUMS_2_MISO_W | MISO_WUMS | MISO_W | Internal | Shoulder | B12 | 200 | 1137 | 0.03 | 45.28 | 45.27 | 0.01 | 0
2020 | MISO_WUMS_2_MISO_W | MISO_WUMS | MISO_W | Internal | Shoulder | B13 | 600 | 1137 | 0.01 | 40.76 | 40.75 | 0.01 | 0
2020 | MISO_WUMS_2_MISO_W | MISO_WUMS | MISO_W | Internal | Shoulder | B14 | 900 | 1137 | 0 | 38.81 | 38.8 | 0.01 | 0
2020 | MISO_WUMS_2_MISO_W | MISO_WUMS | MISO_W | Internal | Shoulder | B15 | 1203 | 1137 | 0 | 36.91 | 36.9 | 0.01 | 0
2020 | MISO_WUMS_2_MISO_W | MISO_WUMS | MISO_W | Internal | Summer | B1 | 10 | 1137 | 1136.99 | 63.4 | 65.05 | 0.01 | 1.65
2020 | MISO_WUMS_2_MISO_W | MISO_WUMS | MISO_W | Internal | Summer | B2 | 25 | 1137 | 1078.41 | 63.4 | 63.41 | 0.01 | 0
2020 | MISO_WUMS_2_MISO_W | MISO_WUMS | MISO_W | Internal | Summer | B3 | 75 | 1137 | 1137 | 59.88 | 63.28 | 0.01 | 3.39
2020 | MISO_WUMS_2_MISO_W | MISO_WUMS | MISO_W | Internal | Summer | B4 | 100 | 1137 | 1137 | 59.88 | 62.58 | 0.01 | 2.69
2020 | MISO_WUMS_2_MISO_W | MISO_WUMS | MISO_W | Internal | Summer | B5 | 200 | 1137 | 776.83 | 55.81 | 55.82 | 0.01 | 0
2020 | MISO_WUMS_2_MISO_W | MISO_WUMS | MISO_W | Internal | Summer | B6 | 300 | 1137 | 594.09 | 47.8 | 47.81 | 0.01 | 0
2020 | MISO_WUMS_2_MISO_W | MISO_WUMS | MISO_W | Internal | Summer | B7 | 400 | 1137 | 0.02 | 38.42 | 38.41 | 0.01 | 0
2020 | MISO_WUMS_2_MISO_W | MISO_WUMS | MISO_W | Internal | Summer | B8 | 500 | 1137 | 7.37 | 36.38 | 36.39 | 0.01 | 0
2020 | MISO_WUMS_2_MISO_W | MISO_WUMS | MISO_W | Internal | Summer | B9 | 800 | 1137 | 482.87 | 36.03 | 36.04 | 0.01 | 0
2020 | MISO_WUMS_2_MISO_W | MISO_WUMS | MISO_W | Internal | Summer | B10 | 1262 | 1137 | 0 | 34.31 | 33.33 | 0.01 | 0
2020 | MISO_WUMS_2_MISO_W | MISO_WUMS | MISO_W | Internal | Winter | B16 | 25 | 1137 | 0.24 | 52.01 | 52 | 0.01 | 0
2020 | MISO_WUMS_2_MISO_W | MISO_WUMS | MISO_W | Internal | Winter | B17 | 100 | 1137 | 0.06 | 46.07 | 46.06 | 0.01 | 0
2020 | MISO_WUMS_2_MISO_W | MISO_WUMS | MISO_W | Internal | Winter | B18 | 400 | 1137 | 0.03 | 41.97 | 41.97 | 0.01 | 0
2020 | MISO_WUMS_2_MISO_W | MISO_WUMS | MISO_W | Internal | Winter | B19 | 700 | 1137 | 767.03 | 41.56 | 41.57 | 0.01 | 0
2020 | MISO_WUMS_2_MISO_W | MISO_WUMS | MISO_W | Internal | Winter | B20 | 935 | 1137 | 0 | 35.04 | 35.03 | 0.01 | 0
2020 | MISO_WUMS_2_PJM_ROR | MISO_WUMS | PJM_ROR | Internal | Shoulder | B11 | 25 | 1600 | 0 | 55.07 | 53.07 | 2 | 0
2020 | MISO_WUMS_2_PJM_ROR | MISO_WUMS | PJM_ROR | Internal | Shoulder | B12 | 200 | 1600 | 385.37 | 45.28 | 47.28 | 2 | 0
2020 | MISO_WUMS_2_PJM_ROR | MISO_WUMS | PJM_ROR | Internal | Shoulder | B13 | 600 | 1600 | 56.56 | 40.76 | 42.76 | 2 | 0
2020 | MISO_WUMS_2_PJM_ROR | MISO_WUMS | PJM_ROR | Internal | Shoulder | B14 | 900 | 1600 | 0 | 38.81 | 40.06 | 2 | 0
2020 | MISO_WUMS_2_PJM_ROR | MISO_WUMS | PJM_ROR | Internal | Shoulder | B15 | 1203 | 1600 | 0 | 36.91 | 37.21 | 2 | 0
2020 | MISO_WUMS_2_PJM_ROR | MISO_WUMS | PJM_ROR | Internal | Summer | B1 | 10 | 1600 | 1599.99 | 63.4 | 67.05 | 2 | 1.66
2020 | MISO_WUMS_2_PJM_ROR | MISO_WUMS | PJM_ROR | Internal | Summer | B2 | 25 | 1600 | 386.12 | 63.4 | 65.4 | 2 | 0
2020 | MISO_WUMS_2_PJM_ROR | MISO_WUMS | PJM_ROR | Internal | Summer | B3 | 75 | 1600 | 0 | 59.88 | 61.28 | 2 | 0
2020 | MISO_WUMS_2_PJM_ROR | MISO_WUMS | PJM_ROR | Internal | Summer | B4 | 100 | 1600 | 0 | 59.88 | 60.92 | 2 | 0
2020 | MISO_WUMS_2_PJM_ROR | MISO_WUMS | PJM_ROR | Internal | Summer | B5 | 200 | 1600 | 0 | 55.81 | 53.81 | 2 | 0
2020 | MISO_WUMS_2_PJM_ROR | MISO_WUMS | PJM_ROR | Internal | Summer | B6 | 300 | 1600 | 0 | 47.8 | 48.57 | 2 | 0
2020 | MISO_WUMS_2_PJM_ROR | MISO_WUMS | PJM_ROR | Internal | Summer | B7 | 400 | 1600 | 0.01 | 38.42 | 40.39 | 2 | 0
2020 | MISO_WUMS_2_PJM_ROR | MISO_WUMS | PJM_ROR | Internal | Summer | B8 | 500 | 1600 | 0 | 36.38 | 38 | 2 | 0
2020 | MISO_WUMS_2_PJM_ROR | MISO_WUMS | PJM_ROR | Internal | Summer | B9 | 800 | 1600 | 0 | 36.03 | 37.31 | 2 | 0
2020 | MISO_WUMS_2_PJM_ROR | MISO_WUMS | PJM_ROR | Internal | Summer | B10 | 1262 | 1600 | 0 | 34.31 | 34.65 | 2 | 0
2020 | MISO_WUMS_2_PJM_ROR | MISO_WUMS | PJM_ROR | Internal | Winter | B16 | 25 | 1600 | 789.2 | 52.01 | 54.01 | 2 | 0
2020 | MISO_WUMS_2_PJM_ROR | MISO_WUMS | PJM_ROR | Internal | Winter | B17 | 100 | 1600 | 1438 | 46.07 | 48.07 | 2 | 0
2020 | MISO_WUMS_2_PJM_ROR | MISO_WUMS | PJM_ROR | Internal | Winter | B18 | 400 | 1600 | 594.12 | 41.97 | 43.97 | 2 | 0
2020 | MISO_WUMS_2_PJM_ROR | MISO_WUMS | PJM_ROR | Internal | Winter | B19 | 700 | 1600 | 0 | 41.56 | 41.74 | 2 | 0
2020 | MISO_WUMS_2_PJM_ROR | MISO_WUMS | PJM_ROR | Internal | Winter | B20 | 935 | 1600 | 256.99 | 35.04 | 37.04 | 2 | 0
2020 | NE_2_MAPP_US | NE | MAPP_US | Internal | Shoulder | B11 | 25 | 1600 | 0 | 60.89 | 53.89 | 5 | 0
2020 | NE_2_MAPP_US | NE | MAPP_US | Internal | Shoulder | B12 | 200 | 1600 | 0 | 42.02 | 38.27 | 5 | 0
2020 | NE_2_MAPP_US | NE | MAPP_US | Internal | Shoulder | B13 | 600 | 1600 | 0 | 40.75 | 33.75 | 5 | 0
2020 | NE_2_MAPP_US | NE | MAPP_US | Internal | Shoulder | B14 | 900 | 1600 | 0 | 40.2 | 33.42 | 5 | 0
2020 | NE_2_MAPP_US | NE | MAPP_US | Internal | Shoulder | B15 | 1203 | 1600 | 0 | 40.17 | 33.17 | 5 | 0
2020 | NE_2_MAPP_US | NE | MAPP_US | Internal | Summer | B1 | 10 | 1600 | 0 | 65.05 | 58.05 | 5 | 0
2020 | NE_2_MAPP_US | NE | MAPP_US | Internal | Summer | B2 | 25 | 1600 | 0 | 64.47 | 57.47 | 5 | 0
2020 | NE_2_MAPP_US | NE | MAPP_US | Internal | Summer | B3 | 75 | 1600 | 0 | 64.47 | 57.47 | 5 | 0
2020 | NE_2_MAPP_US | NE | MAPP_US | Internal | Summer | B4 | 100 | 1600 | 0 | 64.47 | 57.47 | 5 | 0
2020 | NE_2_MAPP_US | NE | MAPP_US | Internal | Summer | B5 | 200 | 1600 | 0 | 60.08 | 53.08 | 5 | 0
2020 | NE_2_MAPP_US | NE | MAPP_US | Internal | Summer | B6 | 300 | 1600 | 0 | 54.58 | 47.58 | 5 | 0
2020 | NE_2_MAPP_US | NE | MAPP_US | Internal | Summer | B7 | 400 | 1600 | 0 | 40.93 | 33.93 | 5 | 0
2020 | NE_2_MAPP_US | NE | MAPP_US | Internal | Summer | B8 | 500 | 1600 | 0 | 36.93 | 29.93 | 5 | 0
2020 | NE_2_MAPP_US | NE | MAPP_US | Internal | Summer | B9 | 800 | 1600 | 0 | 36.93 | 29.93 | 5 | 0
2020 | NE_2_MAPP_US | NE | MAPP_US | Internal | Summer | B10 | 1262 | 1600 | 0 | 34.73 | 27.73 | 5 | 0
2020 | NE_2_MAPP_US | NE | MAPP_US | Internal | Winter | B16 | 25 | 1600 | 0 | 52 | 45 | 5 | 0
2020 | NE_2_MAPP_US | NE | MAPP_US | Internal | Winter | B17 | 100 | 1600 | 0 | 42.82 | 39.06 | 5 | 0
2020 | NE_2_MAPP_US | NE | MAPP_US | Internal | Winter | B18 | 400 | 1600 | 0 | 42.73 | 35.73 | 5 | 0
2020 | NE_2_MAPP_US | NE | MAPP_US | Internal | Winter | B19 | 700 | 1600 | 0 | 42.73 | 35.73 | 5 | 0
2020 | NE_2_MAPP_US | NE | MAPP_US | Internal | Winter | B20 | 935 | 1600 | 0 | 38.4 | 31.4 | 5 | 0
2020 | NE_2_MISO_W | NE | MISO_W | Internal | Shoulder | B11 | 25 | 1600 | 0 | 60.89 | 55.07 | 5 | 0
2020 | NE_2_MISO_W | NE | MISO_W | Internal | Shoulder | B12 | 200 | 1600 | 0 | 42.02 | 45.27 | 5 | 0
2020 | NE_2_MISO_W | NE | MISO_W | Internal | Shoulder | B13 | 600 | 1600 | 0 | 40.75 | 40.75 | 5 | 0
2020 | NE_2_MISO_W | NE | MISO_W | Internal | Shoulder | B14 | 900 | 1600 | 0 | 40.2 | 38.8 | 5 | 0
2020 | NE_2_MISO_W | NE | MISO_W | Internal | Shoulder | B15 | 1203 | 1600 | 0 | 40.17 | 36.9 | 5 | 0
2020 | NE_2_MISO_W | NE | MISO_W | Internal | Summer | B1 | 10 | 1600 | 0 | 65.05 | 65.05 | 5 | 0
2020 | NE_2_MISO_W | NE | MISO_W | Internal | Summer | B2 | 25 | 1600 | 0 | 64.47 | 63.41 | 5 | 0
2020 | NE_2_MISO_W | NE | MISO_W | Internal | Summer | B3 | 75 | 1600 | 0 | 64.47 | 63.28 | 5 | 0
2020 | NE_2_MISO_W | NE | MISO_W | Internal | Summer | B4 | 100 | 1600 | 0 | 64.47 | 62.58 | 5 | 0
2020 | NE_2_MISO_W | NE | MISO_W | Internal | Summer | B5 | 200 | 1600 | 0 | 60.08 | 55.82 | 5 | 0
2020 | NE_2_MISO_W | NE | MISO_W | Internal | Summer | B6 | 300 | 1600 | 0 | 54.58 | 47.81 | 5 | 0
2020 | NE_2_MISO_W | NE | MISO_W | Internal | Summer | B7 | 400 | 1600 | 0 | 40.93 | 38.41 | 5 | 0
2020 | NE_2_MISO_W | NE | MISO_W | Internal | Summer | B8 | 500 | 1600 | 0 | 36.93 | 36.39 | 5 | 0
2020 | NE_2_MISO_W | NE | MISO_W | Internal | Summer | B9 | 800 | 1600 | 0 | 36.93 | 36.04 | 5 | 0
2020 | NE_2_MISO_W | NE | MISO_W | Internal | Summer | B10 | 1262 | 1600 | 0 | 34.73 | 33.33 | 5 | 0
2020 | NE_2_MISO_W | NE | MISO_W | Internal | Winter | B16 | 25 | 1600 | 0 | 52 | 52 | 5 | 0
2020 | NE_2_MISO_W | NE | MISO_W | Internal | Winter | B17 | 100 | 1600 | 0 | 42.82 | 46.06 | 5 | 0
2020 | NE_2_MISO_W | NE | MISO_W | Internal | Winter | B18 | 400 | 1600 | 0 | 42.73 | 41.97 | 5 | 0
2020 | NE_2_MISO_W | NE | MISO_W | Internal | Winter | B19 | 700 | 1600 | 0 | 42.73 | 41.57 | 5 | 0
2020 | NE_2_MISO_W | NE | MISO_W | Internal | Winter | B20 | 935 | 1600 | 0 | 38.4 | 35.03 | 5 | 0
2020 | NE_2_SPP_N | NE | SPP_N | Internal | Shoulder | B11 | 25 | 1800 | 1800 | 60.89 | 62.07 | 0.01 | 1.17
2020 | NE_2_SPP_N | NE | SPP_N | Internal | Shoulder | B12 | 200 | 1800 | 292.15 | 42.02 | 42.03 | 0.01 | 0
2020 | NE_2_SPP_N | NE | SPP_N | Internal | Shoulder | B13 | 600 | 1800 | 756.17 | 40.75 | 40.76 | 0.01 | 0
2020 | NE_2_SPP_N | NE | SPP_N | Internal | Shoulder | B14 | 900 | 1800 | 332.3 | 40.2 | 40.21 | 0.01 | 0
2020 | NE_2_SPP_N | NE | SPP_N | Internal | Shoulder | B15 | 1203 | 1800 | 799.92 | 40.17 | 40.19 | 0.01 | 0
2020 | NE_2_SPP_N | NE | SPP_N | Internal | Summer | B1 | 10 | 1800 | 1799.99 | 65.05 | 66.03 | 0.01 | 0.97
2020 | NE_2_SPP_N | NE | SPP_N | Internal | Summer | B2 | 25 | 1800 | 1800 | 64.47 | 66.03 | 0.01 | 1.55
2020 | NE_2_SPP_N | NE | SPP_N | Internal | Summer | B3 | 75 | 1800 | 1800 | 64.47 | 66.03 | 0.01 | 1.55
2020 | NE_2_SPP_N | NE | SPP_N | Internal | Summer | B4 | 100 | 1800 | 1755.52 | 64.47 | 64.48 | 0.01 | 0
2020 | NE_2_SPP_N | NE | SPP_N | Internal | Summer | B5 | 200 | 1800 | 1296.7 | 60.08 | 60.09 | 0.01 | 0
2020 | NE_2_SPP_N | NE | SPP_N | Internal | Summer | B6 | 300 | 1800 | 1682.13 | 54.58 | 54.59 | 0.01 | 0
2020 | NE_2_SPP_N | NE | SPP_N | Internal | Summer | B7 | 400 | 1800 | 1800 | 40.93 | 42.86 | 0.01 | 1.92
2020 | NE_2_SPP_N | NE | SPP_N | Internal | Summer | B8 | 500 | 1800 | 1800 | 36.93 | 40.2 | 0.01 | 3.26
2020 | NE_2_SPP_N | NE | SPP_N | Internal | Summer | B9 | 800 | 1800 | 1800 | 36.93 | 38.85 | 0.01 | 1.9
2020 | NE_2_SPP_N | NE | SPP_N | Internal | Summer | B10 | 1262 | 1800 | 1800 | 34.73 | 36.28 | 0.01 | 1.54
2020 | NE_2_SPP_N | NE | SPP_N | Internal | Winter | B16 | 25 | 1800 | 1637.03 | 52 | 52.01 | 0.01 | 0
2020 | NE_2_SPP_N | NE | SPP_N | Internal | Winter | B17 | 100 | 1800 | 1171.96 | 42.82 | 42.83 | 0.01 | 0
2020 | NE_2_SPP_N | NE | SPP_N | Internal | Winter | B18 | 400 | 1800 | 1800 | 42.73 | 42.83 | 0.01 | 0.1
2020 | NE_2_SPP_N | NE | SPP_N | Internal | Winter | B19 | 700 | 1800 | 1452.15 | 42.73 | 42.74 | 0.01 | 0
2020 | NE_2_SPP_N | NE | SPP_N | Internal | Winter | B20 | 935 | 1800 | 1800 | 38.4 | 39.41 | 0.01 | 1
2020 | NEISO_2_NYISO_A-F | NEISO | NYISO_A-F | Internal | Shoulder | B11 | 25 | 600 | 167.31 | 37.67 | 40.67 | 3 | 0
2020 | NEISO_2_NYISO_A-F | NEISO | NYISO_A-F | Internal | Shoulder | B12 | 200 | 600 | 0 | 37.67 | 39.85 | 3 | 0
2020 | NEISO_2_NYISO_A-F | NEISO | NYISO_A-F | Internal | Shoulder | B13 | 600 | 600 | 0 | 37.67 | 39.85 | 3 | 0
2020 | NEISO_2_NYISO_A-F | NEISO | NYISO_A-F | Internal | Shoulder | B14 | 900 | 600 | 0 | 37.67 | 39.16 | 3 | 0
2020 | NEISO_2_NYISO_A-F | NEISO | NYISO_A-F | Internal | Shoulder | B15 | 1203 | 600 | 0 | 37.67 | 39.16 | 3 | 0
2020 | NEISO_2_NYISO_A-F | NEISO | NYISO_A-F | Internal | Summer | B1 | 10 | 600 | 0 | 75.4 | 59.07 | 3 | 0
2020 | NEISO_2_NYISO_A-F | NEISO | NYISO_A-F | Internal | Summer | B2 | 25 | 600 | 0 | 68.41 | 57.41 | 3 | 0
2020 | NEISO_2_NYISO_A-F | NEISO | NYISO_A-F | Internal | Summer | B3 | 75 | 600 | 196.99 | 48.9 | 51.9 | 3 | 0
2020 | NEISO_2_NYISO_A-F | NEISO | NYISO_A-F | Internal | Summer | B4 | 100 | 600 | 393.69 | 42.81 | 45.81 | 3 | 0
2020 | NEISO_2_NYISO_A-F | NEISO | NYISO_A-F | Internal | Summer | B5 | 200 | 600 | 600 | 34.9 | 44.74 | 3 | 6.84
2020 | NEISO_2_NYISO_A-F | NEISO | NYISO_A-F | Internal | Summer | B6 | 300 | 600 | 600 | 34.9 | 42.03 | 3 | 4.14
2020 | NEISO_2_NYISO_A-F | NEISO | NYISO_A-F | Internal | Summer | B7 | 400 | 600 | 600 | 34.9 | 38.6 | 3 | 0.71
2020 | NEISO_2_NYISO_A-F | NEISO | NYISO_A-F | Internal | Summer | B8 | 500 | 600 | 331.92 | 34.9 | 37.9 | 3 | 0
2020 | NEISO_2_NYISO_A-F | NEISO | NYISO_A-F | Internal | Summer | B9 | 800 | 600 | 0 | 34.9 | 37.87 | 3 | 0
2020 | NEISO_2_NYISO_A-F | NEISO | NYISO_A-F | Internal | Summer | B10 | 1262 | 600 | 0 | 34.9 | 37.87 | 3 | 0
2020 | NEISO_2_NYISO_A-F | NEISO | NYISO_A-F | Internal | Winter | B16 | 25 | 600 | 0 | 46.27 | 44.97 | 3 | 0
2020 | NEISO_2_NYISO_A-F | NEISO | NYISO_A-F | Internal | Winter | B17 | 100 | 600 | 0 | 46.27 | 43.27 | 3 | 0
2020 | NEISO_2_NYISO_A-F | NEISO | NYISO_A-F | Internal | Winter | B18 | 400 | 600 | 0 | 46.27 | 42.19 | 3 | 0
2020 | NEISO_2_NYISO_A-F | NEISO | NYISO_A-F | Internal | Winter | B19 | 700 | 600 | 0 | 46.27 | 42.19 | 3 | 0
2020 | NEISO_2_NYISO_A-F | NEISO | NYISO_A-F | Internal | Winter | B20 | 935 | 600 | 0 | 46.27 | 42.19 | 3 | 0
2020 | NEISO_2_NYISO_G-I | NEISO | NYISO_G-I | Internal | Shoulder | B11 | 25 | 600 | 600 | 37.67 | 53.27 | 3 | 12.6
2020 | NEISO_2_NYISO_G-I | NEISO | NYISO_G-I | Internal | Shoulder | B12 | 200 | 600 | 93.6 | 37.67 | 40.67 | 3 | 0
2020 | NEISO_2_NYISO_G-I | NEISO | NYISO_G-I | Internal | Shoulder | B13 | 600 | 600 | 0.02 | 37.67 | 40.66 | 3 | 0
2020 | NEISO_2_NYISO_G-I | NEISO | NYISO_G-I | Internal | Shoulder | B14 | 900 | 600 | 0 | 37.67 | 40.08 | 3 | 0
2020 | NEISO_2_NYISO_G-I | NEISO | NYISO_G-I | Internal | Shoulder | B15 | 1203 | 600 | 0 | 37.67 | 39.18 | 3 | 0
2020 | NEISO_2_NYISO_G-I | NEISO | NYISO_G-I | Internal | Summer | B1 | 10 | 600 | 1.09 | 75.4 | 78.39 | 3 | 0
2020 | NEISO_2_NYISO_G-I | NEISO | NYISO_G-I | Internal | Summer | B2 | 25 | 600 | 552.74 | 68.41 | 71.41 | 3 | 0
2020 | NEISO_2_NYISO_G-I | NEISO | NYISO_G-I | Internal | Summer | B3 | 75 | 600 | 600 | 48.9 | 53.14 | 3 | 1.23
2020 | NEISO_2_NYISO_G-I | NEISO | NYISO_G-I | Internal | Summer | B4 | 100 | 600 | 600 | 42.81 | 49.17 | 3 | 3.36
2020 | NEISO_2_NYISO_G-I | NEISO | NYISO_G-I | Internal | Summer | B5 | 200 | 600 | 600 | 34.9 | 49.17 | 3 | 11.27
2020 | NEISO_2_NYISO_G-I | NEISO | NYISO_G-I | Internal | Summer | B6 | 300 | 600 | 600 | 34.9 | 49.17 | 3 | 11.27
2020 | NEISO_2_NYISO_G-I | NEISO | NYISO_G-I | Internal | Summer | B7 | 400 | 600 | 600 | 34.9 | 46.39 | 3 | 8.49
2020 | NEISO_2_NYISO_G-I | NEISO | NYISO_G-I | Internal | Summer | B8 | 500 | 600 | 599.98 | 34.9 | 37.91 | 3 | 0.01
2020 | NEISO_2_NYISO_G-I | NEISO | NYISO_G-I | Internal | Summer | B9 | 800 | 600 | 0.02 | 34.9 | 37.89 | 3 | 0
2020 | NEISO_2_NYISO_G-I | NEISO | NYISO_G-I | Internal | Summer | B10 | 1262 | 600 | 0 | 34.9 | 37.89 | 3 | 0
2020 | NEISO_2_NYISO_G-I | NEISO | NYISO_G-I | Internal | Winter | B16 | 25 | 600 | 600 | 46.27 | 60.04 | 3 | 10.76
2020 | NEISO_2_NYISO_G-I | NEISO | NYISO_G-I | Internal | Winter | B17 | 100 | 600 | 600 | 46.27 | 54.08 | 3 | 4.81
2020 | NEISO_2_NYISO_G-I | NEISO | NYISO_G-I | Internal | Winter | B18 | 400 | 600 | 600 | 46.27 | 50.78 | 3 | 1.51
2020 | NEISO_2_NYISO_G-I | NEISO | NYISO_G-I | Internal | Winter | B19 | 700 | 600 | 138.19 | 46.27 | 49.27 | 3 | 0
2020 | NEISO_2_NYISO_G-I | NEISO | NYISO_G-I | Internal | Winter | B20 | 935 | 600 | 0 | 46.27 | 45.54 | 3 | 0
2020 | NEISO_2_NYISO_J-K | NEISO | NYISO_J-K | Internal | Shoulder | B11 | 25 | 430 | 430 | 37.67 | 53.28 | 3 | 12.61
2020 | NEISO_2_NYISO_J-K | NEISO | NYISO_J-K | Internal | Shoulder | B12 | 200 | 430 | 429.94 | 37.67 | 40.68 | 3 | 0.01
2020 | NEISO_2_NYISO_J-K | NEISO | NYISO_J-K | Internal | Shoulder | B13 | 600 | 430 | 95.67 | 37.67 | 40.67 | 3 | 0
2020 | NEISO_2_NYISO_J-K | NEISO | NYISO_J-K | Internal | Shoulder | B14 | 900 | 430 | 0 | 37.67 | 40.09 | 3 | 0
2020 | NEISO_2_NYISO_J-K | NEISO | NYISO_J-K | Internal | Shoulder | B15 | 1203 | 430 | 0 | 37.67 | 39.19 | 3 | 0
2020 | NEISO_2_NYISO_J-K | NEISO | NYISO_J-K | Internal | Summer | B1 | 10 | 430 | 273.46 | 75.4 | 78.4 | 3 | 0
2020 | NEISO_2_NYISO_J-K | NEISO | NYISO_J-K | Internal | Summer | B2 | 25 | 430 | 429.61 | 68.41 | 71.42 | 3 | 0.01
2020 | NEISO_2_NYISO_J-K | NEISO | NYISO_J-K | Internal | Summer | B3 | 75 | 430 | 430 | 48.9 | 53.15 | 3 | 1.24
2020 | NEISO_2_NYISO_J-K | NEISO | NYISO_J-K | Internal | Summer | B4 | 100 | 430 | 430 | 42.81 | 49.18 | 3 | 3.37
2020 | NEISO_2_NYISO_J-K | NEISO | NYISO_J-K | Internal | Summer | B5 | 200 | 430 | 430 | 34.9 | 49.18 | 3 | 11.28
2020 | NEISO_2_NYISO_J-K | NEISO | NYISO_J-K | Internal | Summer | B6 | 300 | 430 | 430 | 34.9 | 49.18 | 3 | 11.28
2020 | NEISO_2_NYISO_J-K | NEISO | NYISO_J-K | Internal | Summer | B7 | 400 | 430 | 430 | 34.9 | 46.4 | 3 | 8.5
2020 | NEISO_2_NYISO_J-K | NEISO | NYISO_J-K | Internal | Summer | B8 | 500 | 430 | 429.99 | 34.9 | 37.92 | 3 | 0.02
2020 | NEISO_2_NYISO_J-K | NEISO | NYISO_J-K | Internal | Summer | B9 | 800 | 430 | 187.88 | 34.9 | 37.9 | 3 | 0
2020 | NEISO_2_NYISO_J-K | NEISO | NYISO_J-K | Internal | Summer | B10 | 1262 | 430 | 86.43 | 34.9 | 37.9 | 3 | 0
2020 | NEISO_2_NYISO_J-K | NEISO | NYISO_J-K | Internal | Winter | B16 | 25 | 430 | 430 | 46.27 | 60.05 | 3 | 10.77
2020 | NEISO_2_NYISO_J-K | NEISO | NYISO_J-K | Internal | Winter | B17 | 100 | 430 | 430 | 46.27 | 54.09 | 3 | 4.82
2020 | NEISO_2_NYISO_J-K | NEISO | NYISO_J-K | Internal | Winter | B18 | 400 | 430 | 430 | 46.27 | 50.79 | 3 | 1.52
2020 | NEISO_2_NYISO_J-K | NEISO | NYISO_J-K | Internal | Winter | B19 | 700 | 430 | 429.98 | 46.27 | 49.29 | 3 | 0.01
2020 | NEISO_2_NYISO_J-K | NEISO | NYISO_J-K | Internal | Winter | B20 | 935 | 430 | 0 | 46.27 | 45.55 | 3 | 0
2020 | NonRTO_Midwest_2_MISO_IN | NonRTO_Midwest | MISO_IN | Internal | Shoulder | B11 | 25 | 4450 | 0 | 63.07 | 55.07 | 8 | 0
2020 | NonRTO_Midwest_2_MISO_IN | NonRTO_Midwest | MISO_IN | Internal | Shoulder | B12 | 200 | 4450 | 0 | 53.29 | 45.29 | 8 | 0
2020 | NonRTO_Midwest_2_MISO_IN | NonRTO_Midwest | MISO_IN | Internal | Shoulder | B13 | 600 | 4450 | 0 | 48.76 | 40.76 | 8 | 0
2020 | NonRTO_Midwest_2_MISO_IN | NonRTO_Midwest | MISO_IN | Internal | Shoulder | B14 | 900 | 4450 | 0 | 38.57 | 38.07 | 8 | 0
2020 | NonRTO_Midwest_2_MISO_IN | NonRTO_Midwest | MISO_IN | Internal | Shoulder | B15 | 1203 | 4450 | 0 | 34.58 | 36.46 | 8 | 0
2020 | NonRTO_Midwest_2_MISO_IN | NonRTO_Midwest | MISO_IN | Internal | Summer | B1 | 10 | 4450 | 0 | 68.51 | 65.05 | 8 | 0
2020 | NonRTO_Midwest_2_MISO_IN | NonRTO_Midwest | MISO_IN | Internal | Summer | B2 | 25 | 4450 | 0 | 68.51 | 63.41 | 8 | 0
2020 | NonRTO_Midwest_2_MISO_IN | NonRTO_Midwest | MISO_IN | Internal | Summer | B3 | 75 | 4450 | 0 | 68.51 | 61.15 | 8 | 0
2020 | NonRTO_Midwest_2_MISO_IN | NonRTO_Midwest | MISO_IN | Internal | Summer | B4 | 100 | 4450 | 0 | 68.51 | 60.51 | 8 | 0
2020 | NonRTO_Midwest_2_MISO_IN | NonRTO_Midwest | MISO_IN | Internal | Summer | B5 | 200 | 4450 | 0 | 63.4 | 55.4 | 8 | 0
2020 | NonRTO_Midwest_2_MISO_IN | NonRTO_Midwest | MISO_IN | Internal | Summer | B6 | 300 | 4450 | 0 | 54.58 | 46.58 | 8 | 0
2020 | NonRTO_Midwest_2_MISO_IN | NonRTO_Midwest | MISO_IN | Internal | Summer | B7 | 400 | 4450 | 0 | 37.39 | 38.4 | 8 | 0
2020 | NonRTO_Midwest_2_MISO_IN | NonRTO_Midwest | MISO_IN | Internal | Summer | B8 | 500 | 4450 | 0 | 36.89 | 36.04 | 8 | 0
2020 | NonRTO_Midwest_2_MISO_IN | NonRTO_Midwest | MISO_IN | Internal | Summer | B9 | 800 | 4450 | 0 | 34.79 | 35.32 | 8 | 0
2020 | NonRTO_Midwest_2_MISO_IN | NonRTO_Midwest | MISO_IN | Internal | Summer | B10 | 1262 | 4450 | 0 | 34.12 | 34.29 | 8 | 0
2020 | NonRTO_Midwest_2_MISO_IN | NonRTO_Midwest | MISO_IN | Internal | Winter | B16 | 25 | 4450 | 0 | 63.85 | 55.85 | 8 | 0
2020 | NonRTO_Midwest_2_MISO_IN | NonRTO_Midwest | MISO_IN | Internal | Winter | B17 | 100 | 4450 | 0 | 54.08 | 46.08 | 8 | 0
2020 | NonRTO_Midwest_2_MISO_IN | NonRTO_Midwest | MISO_IN | Internal | Winter | B18 | 400 | 4450 | 0 | 49.97 | 41.97 | 8 | 0
2020 | NonRTO_Midwest_2_MISO_IN | NonRTO_Midwest | MISO_IN | Internal | Winter | B19 | 700 | 4450 | 0 | 39.29 | 39.74 | 8 | 0
2020 | NonRTO_Midwest_2_MISO_IN | NonRTO_Midwest | MISO_IN | Internal | Winter | B20 | 935 | 4450 | 0 | 34.66 | 35.04 | 8 | 0
2020 | NonRTO_Midwest_2_TVA_Transmission | NonRTO_Midwest | TVA_Transmission | Internal | Shoulder | B11 | 25 | 2400 | 0 | 63.07 | 58.71 | 8 | 0
2020 | NonRTO_Midwest_2_TVA_Transmission | NonRTO_Midwest | TVA_Transmission | Internal | Shoulder | B12 | 200 | 2400 | 0 | 53.29 | 47.33 | 8 | 0
2020 | NonRTO_Midwest_2_TVA_Transmission | NonRTO_Midwest | TVA_Transmission | Internal | Shoulder | B13 | 600 | 2400 | 0 | 48.76 | 44.72 | 8 | 0
2020 | NonRTO_Midwest_2_TVA_Transmission | NonRTO_Midwest | TVA_Transmission | Internal | Shoulder | B14 | 900 | 2400 | 0 | 38.57 | 43.06 | 8 | 0
2020 | NonRTO_Midwest_2_TVA_Transmission | NonRTO_Midwest | TVA_Transmission | Internal | Shoulder | B15 | 1203 | 2400 | 0 | 34.58 | 42.05 | 8 | 0
2020 | NonRTO_Midwest_2_TVA_Transmission | NonRTO_Midwest | TVA_Transmission | Internal | Summer | B1 | 10 | 2400 | 0 | 68.51 | 73.05 | 8 | 0
2020 | NonRTO_Midwest_2_TVA_Transmission | NonRTO_Midwest | TVA_Transmission | Internal | Summer | B2 | 25 | 2400 | 0 | 68.51 | 71.4 | 8 | 0
2020 | NonRTO_Midwest_2_TVA_Transmission | NonRTO_Midwest | TVA_Transmission | Internal | Summer | B3 | 75 | 2400 | 0 | 68.51 | 67.28 | 8 | 0
2020 | NonRTO_Midwest_2_TVA_Transmission | NonRTO_Midwest | TVA_Transmission | Internal | Summer | B4 | 100 | 2400 | 0 | 68.51 | 66.92 | 8 | 0
2020 | NonRTO_Midwest_2_TVA_Transmission | NonRTO_Midwest | TVA_Transmission | Internal | Summer | B5 | 200 | 2400 | 0 | 63.4 | 59.13 | 8 | 0
2020 | NonRTO_Midwest_2_TVA_Transmission | NonRTO_Midwest | TVA_Transmission | Internal | Summer | B6 | 300 | 2400 | 0 | 54.58 | 52.3 | 8 | 0
2020 | NonRTO_Midwest_2_TVA_Transmission | NonRTO_Midwest | TVA_Transmission | Internal | Summer | B7 | 400 | 2400 | 130.87 | 37.39 | 45.39 | 8 | 0
2020 | NonRTO_Midwest_2_TVA_Transmission | NonRTO_Midwest | TVA_Transmission | Internal | Summer | B8 | 500 | 2400 | 0 | 36.89 | 41.6 | 8 | 0
2020 | NonRTO_Midwest_2_TVA_Transmission | NonRTO_Midwest | TVA_Transmission | Internal | Summer | B9 | 800 | 2400 | 0 | 34.79 | 41.16 | 8 | 0
2020 | NonRTO_Midwest_2_TVA_Transmission | NonRTO_Midwest | TVA_Transmission | Internal | Summer | B10 | 1262 | 2400 | 0 | 34.12 | 38.41 | 8 | 0
2020 | NonRTO_Midwest_2_TVA_Transmission | NonRTO_Midwest | TVA_Transmission | Internal | Winter | B16 | 25 | 2400 | 0 | 63.85 | 58.77 | 8 | 0
2020 | NonRTO_Midwest_2_TVA_Transmission | NonRTO_Midwest | TVA_Transmission | Internal | Winter | B17 | 100 | 2400 | 0 | 54.08 | 49.33 | 8 | 0
2020 | NonRTO_Midwest_2_TVA_Transmission | NonRTO_Midwest | TVA_Transmission | Internal | Winter | B18 | 400 | 2400 | 0 | 49.97 | 45.7 | 8 | 0
2020 | NonRTO_Midwest_2_TVA_Transmission | NonRTO_Midwest | TVA_Transmission | Internal | Winter | B19 | 700 | 2400 | 0 | 39.29 | 43.64 | 8 | 0
2020 | NonRTO_Midwest_2_TVA_Transmission | NonRTO_Midwest | TVA_Transmission | Internal | Winter | B20 | 935 | 2400 | 0 | 34.66 | 41.93 | 8 | 0
2020 | NYISO_A-F_2_IESO | NYISO_A-F | IESO | Internal | Shoulder | B11 | 25 | 1600 | 0 | 40.67 | 31.01 | 7 | 0
2020 | NYISO_A-F_2_IESO | NYISO_A-F | IESO | Internal | Shoulder | B12 | 200 | 1600 | 0 | 39.85 | 31.01 | 7 | 0
2020 | NYISO_A-F_2_IESO | NYISO_A-F | IESO | Internal | Shoulder | B13 | 600 | 1600 | 0 | 39.85 | 31.01 | 7 | 0
2020 | NYISO_A-F_2_IESO | NYISO_A-F | IESO | Internal | Shoulder | B14 | 900 | 1600 | 0 | 39.16 | 31.01 | 7 | 0
2020 | NYISO_A-F_2_IESO | NYISO_A-F | IESO | Internal | Shoulder | B15 | 1203 | 1600 | 0 | 39.16 | 31.01 | 7 | 0
2020 | NYISO_A-F_2_IESO | NYISO_A-F | IESO | Internal | Summer | B1 | 10 | 1600 | 0 | 59.07 | 52.07 | 7 | 0
2020 | NYISO_A-F_2_IESO | NYISO_A-F | IESO | Internal | Summer | B2 | 25 | 1600 | 0 | 57.41 | 50.41 | 7 | 0
2020 | NYISO_A-F_2_IESO | NYISO_A-F | IESO | Internal | Summer | B3 | 75 | 1600 | 0 | 51.9 | 43.47 | 7 | 0
2020 | NYISO_A-F_2_IESO | NYISO_A-F | IESO | Internal | Summer | B4 | 100 | 1600 | 0 | 45.81 | 37.74 | 7 | 0
2020 | NYISO_A-F_2_IESO | NYISO_A-F | IESO | Internal | Summer | B5 | 200 | 1600 | 0 | 44.74 | 37.74 | 7 | 0
2020 | NYISO_A-F_2_IESO | NYISO_A-F | IESO | Internal | Summer | B6 | 300 | 1600 | 0 | 42.03 | 35.03 | 7 | 0
2020 | NYISO_A-F_2_IESO | NYISO_A-F | IESO | Internal | Summer | B7 | 400 | 1600 | 0 | 38.6 | 31.41 | 7 | 0
2020 | NYISO_A-F_2_IESO | NYISO_A-F | IESO | Internal | Summer | B8 | 500 | 1600 | 0 | 37.9 | 29.06 | 7 | 0
2020 | NYISO_A-F_2_IESO | NYISO_A-F | IESO | Internal | Summer | B9 | 800 | 1600 | 0 | 37.87 | 29.06 | 7 | 0
2020 | NYISO_A-F_2_IESO | NYISO_A-F | IESO | Internal | Summer | B10 | 1262 | 1600 | 0 | 37.87 | 29.06 | 7 | 0
2020 | NYISO_A-F_2_IESO | NYISO_A-F | IESO | Internal | Winter | B16 | 25 | 1600 | 0 | 44.97 | 37.97 | 7 | 0
2020 | NYISO_A-F_2_IESO | NYISO_A-F | IESO | Internal | Winter | B17 | 100 | 1600 | 0 | 43.27 | 36.27 | 7 | 0
2020 | NYISO_A-F_2_IESO | NYISO_A-F | IESO | Internal | Winter | B18 | 400 | 1600 | 0 | 42.19 | 34.98 | 7 | 0
2020 | NYISO_A-F_2_IESO | NYISO_A-F | IESO | Internal | Winter | B19 | 700 | 1600 | 0 | 42.19 | 34.98 | 7 | 0
2020 | NYISO_A-F_2_IESO | NYISO_A-F | IESO | Internal | Winter | B20 | 935 | 1600 | 0 | 42.19 | 34.98 | 7 | 0
2020 | NYISO_A-F_2_NEISO | NYISO_A-F | NEISO | Internal | Shoulder | B11 | 25 | 600 | 0 | 40.67 | 37.67 | 3 | 0
2020 | NYISO_A-F_2_NEISO | NYISO_A-F | NEISO | Internal | Shoulder | B12 | 200 | 600 | 0 | 39.85 | 37.67 | 3 | 0
2020 | NYISO_A-F_2_NEISO | NYISO_A-F | NEISO | Internal | Shoulder | B13 | 600 | 600 | 0 | 39.85 | 37.67 | 3 | 0
2020 | NYISO_A-F_2_NEISO | NYISO_A-F | NEISO | Internal | Shoulder | B14 | 900 | 600 | 0 | 39.16 | 37.67 | 3 | 0
2020 | NYISO_A-F_2_NEISO | NYISO_A-F | NEISO | Internal | Shoulder | B15 | 1203 | 600 | 0 | 39.16 | 37.67 | 3 | 0
2020 | NYISO_A-F_2_NEISO | NYISO_A-F | NEISO | Internal | Summer | B1 | 10 | 600 | 600 | 59.07 | 75.4 | 3 | 13.33
2020 | NYISO_A-F_2_NEISO | NYISO_A-F | NEISO | Internal | Summer | B2 | 25 | 600 | 600 | 57.41 | 68.41 | 3 | 8
2020 | NYISO_A-F_2_NEISO | NYISO_A-F | NEISO | Internal | Summer | B3 | 75 | 600 | 0 | 51.9 | 48.9 | 3 | 0
2020 | NYISO_A-F_2_NEISO | NYISO_A-F | NEISO | Internal | Summer | B4 | 100 | 600 | 0 | 45.81 | 42.81 | 3 | 0
2020 | NYISO_A-F_2_NEISO | NYISO_A-F | NEISO | Internal | Summer | B5 | 200 | 600 | 0 | 44.74 | 34.9 | 3 | 0
2020 | NYISO_A-F_2_NEISO | NYISO_A-F | NEISO | Internal | Summer | B6 | 300 | 600 | 0 | 42.03 | 34.9 | 3 | 0
2020 | NYISO_A-F_2_NEISO | NYISO_A-F | NEISO | Internal | Summer | B7 | 400 | 600 | 0 | 38.6 | 34.9 | 3 | 0
2020 | NYISO_A-F_2_NEISO | NYISO_A-F | NEISO | Internal | Summer | B8 | 500 | 600 | 0 | 37.9 | 34.9 | 3 | 0
2020 | NYISO_A-F_2_NEISO | NYISO_A-F | NEISO | Internal | Summer | B9 | 800 | 600 | 0 | 37.87 | 34.9 | 3 | 0
2020 | NYISO_A-F_2_NEISO | NYISO_A-F | NEISO | Internal | Summer | B10 | 1262 | 600 | 0 | 37.87 | 34.9 | 3 | 0
2020 | NYISO_A-F_2_NEISO | NYISO_A-F | NEISO | Internal | Winter | B16 | 25 | 600 | 0 | 44.97 | 46.27 | 3 | 0
2020 | NYISO_A-F_2_NEISO | NYISO_A-F | NEISO | Internal | Winter | B17 | 100 | 600 | 536.45 | 43.27 | 46.27 | 3 | 0
2020 | NYISO_A-F_2_NEISO | NYISO_A-F | NEISO | Internal | Winter | B18 | 400 | 600 | 600 | 42.19 | 46.27 | 3 | 1.08
2020 | NYISO_A-F_2_NEISO | NYISO_A-F | NEISO | Internal | Winter | B19 | 700 | 600 | 600 | 42.19 | 46.27 | 3 | 1.08
2020 | NYISO_A-F_2_NEISO | NYISO_A-F | NEISO | Internal | Winter | B20 | 935 | 600 | 600 | 42.19 | 46.27 | 3 | 1.08
2020 | NYISO_A-F_2_NYISO_G-I | NYISO_A-F | NYISO_G-I | Internal | Shoulder | B11 | 25 | 4250 | 4250 | 40.67 | 53.27 | 0.01 | 12.59
2020 | NYISO_A-F_2_NYISO_G-I | NYISO_A-F | NYISO_G-I | Internal | Shoulder | B12 | 200 | 4250 | 4250 | 39.85 | 40.67 | 0.01 | 0.81
2020 | NYISO_A-F_2_NYISO_G-I | NYISO_A-F | NYISO_G-I | Internal | Shoulder | B13 | 600 | 4250 | 4250 | 39.85 | 40.66 | 0.01 | 0.8
2020 | NYISO_A-F_2_NYISO_G-I | NYISO_A-F | NYISO_G-I | Internal | Shoulder | B14 | 900 | 4250 | 4250 | 39.16 | 40.08 | 0.01 | 0.9
2020 | NYISO_A-F_2_NYISO_G-I | NYISO_A-F | NYISO_G-I | Internal | Shoulder | B15 | 1203 | 4250 | 2558.98 | 39.16 | 39.18 | 0.01 | 0
2020 | NYISO_A-F_2_NYISO_G-I | NYISO_A-F | NYISO_G-I | Internal | Summer | B1 | 10 | 4250 | 4250 | 59.07 | 78.39 | 0.01 | 19.31
2020 | NYISO_A-F_2_NYISO_G-I | NYISO_A-F | NYISO_G-I | Internal | Summer | B2 | 25 | 4250 | 4250 | 57.41 | 71.41 | 0.01 | 13.99
2020 | NYISO_A-F_2_NYISO_G-I | NYISO_A-F | NYISO_G-I | Internal | Summer | B3 | 75 | 4250 | 4250 | 51.9 | 53.14 | 0.01 | 1.22
2020 | NYISO_A-F_2_NYISO_G-I | NYISO_A-F | NYISO_G-I | Internal | Summer | B4 | 100 | 4250 | 4250 | 45.81 | 49.17 | 0.01 | 3.35
2020 | NYISO_A-F_2_NYISO_G-I | NYISO_A-F | NYISO_G-I | Internal | Summer | B5 | 200 | 4250 | 4250 | 44.74 | 49.17 | 0.01 | 4.42
2020 | NYISO_A-F_2_NYISO_G-I | NYISO_A-F | NYISO_G-I | Internal | Summer | B6 | 300 | 4250 | 4250 | 42.03 | 49.17 | 0.01 | 7.12
2020 | NYISO_A-F_2_NYISO_G-I | NYISO_A-F | NYISO_G-I | Internal | Summer | B7 | 400 | 4250 | 4250 | 38.6 | 46.39 | 0.01 | 7.77
2020 | NYISO_A-F_2_NYISO_G-I | NYISO_A-F | NYISO_G-I | Internal | Summer | B8 | 500 | 4250 | 3930.93 | 37.9 | 37.91 | 0.01 | 0
2020 | NYISO_A-F_2_NYISO_G-I | NYISO_A-F | NYISO_G-I | Internal | Summer | B9 | 800 | 4250 | 3643.9 | 37.87 | 37.89 | 0.01 | 0
2020 | NYISO_A-F_2_NYISO_G-I | NYISO_A-F | NYISO_G-I | Internal | Summer | B10 | 1262 | 4250 | 1388.77 | 37.87 | 37.89 | 0.01 | 0
2020 | NYISO_A-F_2_NYISO_G-I | NYISO_A-F | NYISO_G-I | Internal | Winter | B16 | 25 | 4250 | 4250 | 44.97 | 60.04 | 0.01 | 15.06
2020 | NYISO_A-F_2_NYISO_G-I | NYISO_A-F | NYISO_G-I | Internal | Winter | B17 | 100 | 4250 | 4250 | 43.27 | 54.08 | 0.01 | 10.79
2020 | NYISO_A-F_2_NYISO_G-I | NYISO_A-F | NYISO_G-I | Internal | Winter | B18 | 400 | 4250 | 4250 | 42.19 | 50.78 | 0.01 | 8.58
2020 | NYISO_A-F_2_NYISO_G-I | NYISO_A-F | NYISO_G-I | Internal | Winter | B19 | 700 | 4250 | 4250 | 42.19 | 49.27 | 0.01 | 7.07
2020 | NYISO_A-F_2_NYISO_G-I | NYISO_A-F | NYISO_G-I | Internal | Winter | B20 | 935 | 4250 | 4250 | 42.19 | 45.54 | 0.01 | 3.34
2020 | NYISO_A-F_2_PJM_ROM | NYISO_A-F | PJM_ROM | Internal | Shoulder | B11 | 25 | 1000 | 1000 | 40.67 | 53.06 | 8 | 4.39
2020 | NYISO_A-F_2_PJM_ROM | NYISO_A-F | PJM_ROM | Internal | Shoulder | B12 | 200 | 1000 | 0 | 39.85 | 47.29 | 8 | 0
2020 | NYISO_A-F_2_PJM_ROM | NYISO_A-F | PJM_ROM | Internal | Shoulder | B13 | 600 | 1000 | 0 | 39.85 | 42.77 | 8 | 0
2020 | NYISO_A-F_2_PJM_ROM | NYISO_A-F | PJM_ROM | Internal | Shoulder | B14 | 900 | 1000 | 0 | 39.16 | 40.07 | 8 | 0
2020 | NYISO_A-F_2_PJM_ROM | NYISO_A-F | PJM_ROM | Internal | Shoulder | B15 | 1203 | 1000 | 0 | 39.16 | 37.22 | 8 | 0
2020 | NYISO_A-F_2_PJM_ROM | NYISO_A-F | PJM_ROM | Internal | Summer | B1 | 10 | 1000 | 808.59 | 59.07 | 67.07 | 8 | 0
2020 | NYISO_A-F_2_PJM_ROM | NYISO_A-F | PJM_ROM | Internal | Summer | B2 | 25 | 1000 | 639.83 | 57.41 | 65.41 | 8 | 0
2020 | NYISO_A-F_2_PJM_ROM | NYISO_A-F | PJM_ROM | Internal | Summer | B3 | 75 | 1000 | 1000 | 51.9 | 61.29 | 8 | 1.39
2020 | NYISO_A-F_2_PJM_ROM | NYISO_A-F | PJM_ROM | Internal | Summer | B4 | 100 | 1000 | 1000 | 45.81 | 60.91 | 8 | 7.1
2020 | NYISO_A-F_2_PJM_ROM | NYISO_A-F | PJM_ROM | Internal | Summer | B5 | 200 | 1000 | 1000 | 44.74 | 53.82 | 8 | 1.08
2020 | NYISO_A-F_2_PJM_ROM | NYISO_A-F | PJM_ROM | Internal | Summer | B6 | 300 | 1000 | 0 | 42.03 | 48.58 | 8 | 0
2020 | NYISO_A-F_2_PJM_ROM | NYISO_A-F | PJM_ROM | Internal | Summer | B7 | 400 | 1000 | 0 | 38.6 | 40.4 | 8 | 0
2020 | NYISO_A-F_2_PJM_ROM | NYISO_A-F | PJM_ROM | Internal | Summer | B8 | 500 | 1000 | 0 | 37.9 | 38.01 | 8 | 0
2020 | NYISO_A-F_2_PJM_ROM | NYISO_A-F | PJM_ROM | Internal | Summer | B9 | 800 | 1000 | 0 | 37.87 | 37.32 | 8 | 0
2020 | NYISO_A-F_2_PJM_ROM | NYISO_A-F | PJM_ROM | Internal | Summer | B10 | 1262 | 1000 | 0 | 37.87 | 34.66 | 8 | 0
2020 | NYISO_A-F_2_PJM_ROM | NYISO_A-F | PJM_ROM | Internal | Winter | B16 | 25 | 1000 | 999.99 | 44.97 | 54.03 | 8 | 1.06
2020 | NYISO_A-F_2_PJM_ROM | NYISO_A-F | PJM_ROM | Internal | Winter | B17 | 100 | 1000 | 0 | 43.27 | 48.08 | 8 | 0
2020 | NYISO_A-F_2_PJM_ROM | NYISO_A-F | PJM_ROM | Internal | Winter | B18 | 400 | 1000 | 0 | 42.19 | 44.08 | 8 | 0
2020 | NYISO_A-F_2_PJM_ROM | NYISO_A-F | PJM_ROM | Internal | Winter | B19 | 700 | 1000 | 0 | 42.19 | 41.75 | 8 | 0
2020 | NYISO_A-F_2_PJM_ROM | NYISO_A-F | PJM_ROM | Internal | Winter | B20 | 935 | 1000 | 0 | 42.19 | 37.73 | 8 | 0
2020 | NYISO_G-I_2_NEISO | NYISO_G-I | NEISO | Internal | Shoulder | B11 | 25 | 600 | 0 | 53.27 | 37.67 | 3 | 0
2020 | NYISO_G-I_2_NEISO | NYISO_G-I | NEISO | Internal | Shoulder | B12 | 200 | 600 | 0 | 40.67 | 37.67 | 3 | 0
2020 | NYISO_G-I_2_NEISO | NYISO_G-I | NEISO | Internal | Shoulder | B13 | 600 | 600 | 0 | 40.66 | 37.67 | 3 | 0
2020 | NYISO_G-I_2_NEISO | NYISO_G-I | NEISO | Internal | Shoulder | B14 | 900 | 600 | 0 | 40.08 | 37.67 | 3 | 0
2020 | NYISO_G-I_2_NEISO | NYISO_G-I | NEISO | Internal | Shoulder | B15 | 1203 | 600 | 0 | 39.18 | 37.67 | 3 | 0
2020 | NYISO_G-I_2_NEISO | NYISO_G-I | NEISO | Internal | Summer | B1 | 10 | 600 | 0 | 78.39 | 75.4 | 3 | 0
2020 | NYISO_G-I_2_NEISO | NYISO_G-I | NEISO | Internal | Summer | B2 | 25 | 600 | 0 | 71.41 | 68.41 | 3 | 0
2020 | NYISO_G-I_2_NEISO | NYISO_G-I | NEISO | Internal | Summer | B3 | 75 | 600 | 0 | 53.14 | 48.9 | 3 | 0
2020 | NYISO_G-I_2_NEISO | NYISO_G-I | NEISO | Internal | Summer | B4 | 100 | 600 | 0 | 49.17 | 42.81 | 3 | 0
2020 | NYISO_G-I_2_NEISO | NYISO_G-I | NEISO | Internal | Summer | B5 | 200 | 600 | 0 | 49.17 | 34.9 | 3 | 0
2020 | NYISO_G-I_2_NEISO | NYISO_G-I | NEISO | Internal | Summer | B6 | 300 | 600 | 0 | 49.17 | 34.9 | 3 | 0
2020 | NYISO_G-I_2_NEISO | NYISO_G-I | NEISO | Internal | Summer | B7 | 400 | 600 | 0 | 46.39 | 34.9 | 3 | 0
2020 | NYISO_G-I_2_NEISO | NYISO_G-I | NEISO | Internal | Summer | B8 | 500 | 600 | 0 | 37.91 | 34.9 | 3 | 0
2020 | NYISO_G-I_2_NEISO | NYISO_G-I | NEISO | Internal | Summer | B9 | 800 | 600 | 0 | 37.89 | 34.9 | 3 | 0
2020 | NYISO_G-I_2_NEISO | NYISO_G-I | NEISO | Internal | Summer | B10 | 1262 | 600 | 0 | 37.89 | 34.9 | 3 | 0
2020 | NYISO_G-I_2_NEISO | NYISO_G-I | NEISO | Internal | Winter | B16 | 25 | 600 | 0 | 60.04 | 46.27 | 3 | 0
2020 | NYISO_G-I_2_NEISO | NYISO_G-I | NEISO | Internal | Winter | B17 | 100 | 600 | 0 | 54.08 | 46.27 | 3 | 0
2020 | NYISO_G-I_2_NEISO | NYISO_G-I | NEISO | Internal | Winter | B18 | 400 | 600 | 0 | 50.78 | 46.27 | 3 | 0
2020 | NYISO_G-I_2_NEISO | NYISO_G-I | NEISO | Internal | Winter | B19 | 700 | 600 | 0 | 49.27 | 46.27 | 3 | 0
2020 | NYISO_G-I_2_NEISO | NYISO_G-I | NEISO | Internal | Winter | B20 | 935 | 600 | 0 | 45.54 | 46.27 | 3 | 0
2020 | NYISO_G-I_2_NYISO_A-F | NYISO_G-I | NYISO_A-F | Internal | Shoulder | B11 | 25 | 1999 | 0 | 53.27 | 40.67 | 0.01 | 0
2020 | NYISO_G-I_2_NYISO_A-F | NYISO_G-I | NYISO_A-F | Internal | Shoulder | B12 | 200 | 1999 | 0 | 40.67 | 39.85 | 0.01 | 0
2020 | NYISO_G-I_2_NYISO_A-F | NYISO_G-I | NYISO_A-F | Internal | Shoulder | B13 | 600 | 1999 | 0 | 40.66 | 39.85 | 0.01 | 0
2020 | NYISO_G-I_2_NYISO_A-F | NYISO_G-I | NYISO_A-F | Internal | Shoulder | B14 | 900 | 1999 | 0 | 40.08 | 39.16 | 0.01 | 0
2020 | NYISO_G-I_2_NYISO_A-F | NYISO_G-I | NYISO_A-F | Internal | Shoulder | B15 | 1203 | 1999 | 0 | 39.18 | 39.16 | 0.01 | 0
2020 | NYISO_G-I_2_NYISO_A-F | NYISO_G-I | NYISO_A-F | Internal | Summer | B1 | 10 | 1999 | 0 | 78.39 | 59.07 | 0.01 | 0
2020 | NYISO_G-I_2_NYISO_A-F | NYISO_G-I | NYISO_A-F | Internal | Summer | B2 | 25 | 1999 | 0 | 71.41 | 57.41 | 0.01 | 0
2020 | NYISO_G-I_2_NYISO_A-F | NYISO_G-I | NYISO_A-F | Internal | Summer | B3 | 75 | 1999 | 0 | 53.14 | 51.9 | 0.01 | 0
2020 | NYISO_G-I_2_NYISO_A-F | NYISO_G-I | NYISO_A-F | Internal | Summer | B4 | 100 | 1999 | 0 | 49.17 | 45.81 | 0.01 | 0
2020 | NYISO_G-I_2_NYISO_A-F | NYISO_G-I | NYISO_A-F | Internal | Summer | B5 | 200 | 1999 | 0 | 49.17 | 44.74 | 0.01 | 0
2020 | NYISO_G-I_2_NYISO_A-F | NYISO_G-I | NYISO_A-F | Internal | Summer | B6 | 300 | 1999 | 0 | 49.17 | 42.03 | 0.01 | 0
2020 | NYISO_G-I_2_NYISO_A-F | NYISO_G-I | NYISO_A-F | Internal | Summer | B7 | 400 | 1999 | 0 | 46.39 | 38.6 | 0.01 | 0
2020 | NYISO_G-I_2_NYISO_A-F | NYISO_G-I | NYISO_A-F | Internal | Summer | B8 | 500 | 1999 | 0.01 | 37.91 | 37.9 | 0.01 | 0
2020 | NYISO_G-I_2_NYISO_A-F | NYISO_G-I | NYISO_A-F | Internal | Summer | B9 | 800 | 1999 | 0 | 37.89 | 37.87 | 0.01 | 0
2020 | NYISO_G-I_2_NYISO_A-F | NYISO_G-I | NYISO_A-F | Internal | Summer | B10 | 1262 | 1999 | 0 | 37.89 | 37.87 | 0.01 | 0
2020 | NYISO_G-I_2_NYISO_A-F | NYISO_G-I | NYISO_A-F | Internal | Winter | B16 | 25 | 1999 | 0 | 60.04 | 44.97 | 0.01 | 0
2020 | NYISO_G-I_2_NYISO_A-F | NYISO_G-I | NYISO_A-F | Internal | Winter | B17 | 100 | 1999 | 0 | 54.08 | 43.27 | 0.01 | 0
2020 | NYISO_G-I_2_NYISO_A-F | NYISO_G-I | NYISO_A-F | Internal | Winter | B18 | 400 | 1999 | 0 | 50.78 | 42.19 | 0.01 | 0
2020 | NYISO_G-I_2_NYISO_A-F | NYISO_G-I | NYISO_A-F | Internal | Winter | B19 | 700 | 1999 | 0 | 49.27 | 42.19 | 0.01 | 0
2020 | NYISO_G-I_2_NYISO_A-F | NYISO_G-I | NYISO_A-F | Internal | Winter | B20 | 935 | 1999 | 0 | 45.54 | 42.19 | 0.01 | 0
2020 | NYISO_G-I_2_NYISO_J-K | NYISO_G-I | NYISO_J-K | Internal | Shoulder | B11 | 25 | 6130 | 4760.77 | 53.27 | 53.28 | 0.01 | 0
2020 | NYISO_G-I_2_NYISO_J-K | NYISO_G-I | NYISO_J-K | Internal | Shoulder | B12 | 200 | 6130 | 4306.21 | 40.67 | 40.68 | 0.01 | 0
2020 | NYISO_G-I_2_NYISO_J-K | NYISO_G-I | NYISO_J-K | Internal | Shoulder | B13 | 600 | 6130 | 4341.62 | 40.66 | 40.67 | 0.01 | 0
2020 | NYISO_G-I_2_NYISO_J-K | NYISO_G-I | NYISO_J-K | Internal | Shoulder | B14 | 900 | 6130 | 4502.69 | 40.08 | 40.09 | 0.01 | 0
2020 | NYISO_G-I_2_NYISO_J-K | NYISO_G-I | NYISO_J-K | Internal | Shoulder | B15 | 1203 | 6130 | 3260.63 | 39.18 | 39.19 | 0.01 | 0
2020 | NYISO_G-I_2_NYISO_J-K | NYISO_G-I | NYISO_J-K | Internal | Summer | B1 | 10 | 6130 | 3786.96 | 78.39 | 78.4 | 0.01 | 0
2020 | NYISO_G-I_2_NYISO_J-K | NYISO_G-I | NYISO_J-K | Internal | Summer | B2 | 25 | 6130 | 4002.99 | 71.41 | 71.42 | 0.01 | 0
2020 | NYISO_G-I_2_NYISO_J-K | NYISO_G-I | NYISO_J-K | Internal | Summer | B3 | 75 | 6130 | 2970.07 | 53.14 | 53.15 | 0.01 | 0
2020 | NYISO_G-I_2_NYISO_J-K | NYISO_G-I | NYISO_J-K | Internal | Summer | B4 | 100 | 6130 | 3245.37 | 49.17 | 49.18 | 0.01 | 0
2020 | NYISO_G-I_2_NYISO_J-K | NYISO_G-I | NYISO_J-K | Internal | Summer | B5 | 200 | 6130 | 4887.08 | 49.17 | 49.18 | 0.01 | 0
2020 | NYISO_G-I_2_NYISO_J-K | NYISO_G-I | NYISO_J-K | Internal | Summer | B6 | 300 | 6130 | 5089.1 | 49.17 | 49.18 | 0.01 | 0
2020 | NYISO_G-I_2_NYISO_J-K | NYISO_G-I | NYISO_J-K | Internal | Summer | B7 | 400 | 6130 | 5477.86 | 46.39 | 46.4 | 0.01 | 0
2020 | NYISO_G-I_2_NYISO_J-K | NYISO_G-I | NYISO_J-K | Internal | Summer | B8 | 500 | 6130 | 5106.89 | 37.91 | 37.92 | 0.01 | 0
2020 | NYISO_G-I_2_NYISO_J-K | NYISO_G-I | NYISO_J-K | Internal | Summer | B9 | 800 | 6130 | 4437.11 | 37.89 | 37.9 | 0.01 | 0
2020 | NYISO_G-I_2_NYISO_J-K | NYISO_G-I | NYISO_J-K | Internal | Summer | B10 | 1262 | 6130 | 2653.05 | 37.89 | 37.9 | 0.01 | 0
2020 | NYISO_G-I_2_NYISO_J-K | NYISO_G-I | NYISO_J-K | Internal | Winter | B16 | 25 | 6130 | 5637.54 | 60.04 | 60.05 | 0.01 | 0
2020 | NYISO_G-I_2_NYISO_J-K | NYISO_G-I | NYISO_J-K | Internal | Winter | B17 | 100 | 6130 | 5398.55 | 54.08 | 54.09 | 0.01 | 0
2020 | NYISO_G-I_2_NYISO_J-K | NYISO_G-I | NYISO_J-K | Internal | Winter | B18 | 400 | 6130 | 5969.4 | 50.78 | 50.79 | 0.01 | 0
2020 | NYISO_G-I_2_NYISO_J-K | NYISO_G-I | NYISO_J-K | Internal | Winter | B19 | 700 | 6130 | 5669.66 | 49.27 | 49.29 | 0.01 | 0
2020 | NYISO_G-I_2_NYISO_J-K | NYISO_G-I | NYISO_J-K | Internal | Winter | B20 | 935 | 6130 | 5792.45 | 45.54 | 45.55 | 0.01 | 0
2020 | NYISO_G-I_2_PJM_E | NYISO_G-I | PJM_E | Internal | Shoulder | B11 | 25 | 1500 | 0 | 53.27 | 53.04 | 8 | 0
2020 | NYISO_G-I_2_PJM_E | NYISO_G-I | PJM_E | Internal | Shoulder | B12 | 200 | 1500 | 0 | 40.67 | 47.28 | 8 | 0
2020 | NYISO_G-I_2_PJM_E | NYISO_G-I | PJM_E | Internal | Shoulder | B13 | 600 | 1500 | 0 | 40.66 | 42.76 | 8 | 0
2020 | NYISO_G-I_2_PJM_E | NYISO_G-I | PJM_E | Internal | Shoulder | B14 | 900 | 1500 | 0 | 40.08 | 40.08 | 8 | 0
2020 | NYISO_G-I_2_PJM_E | NYISO_G-I | PJM_E | Internal | Shoulder | B15 | 1203 | 1500 | 0 | 39.18 | 37.23 | 8 | 0
2020 | NYISO_G-I_2_PJM_E | NYISO_G-I | PJM_E | Internal | Summer | B1 | 10 | 1500 | 0 | 78.39 | 67.08 | 8 | 0
2020 | NYISO_G-I_2_PJM_E | NYISO_G-I | PJM_E | Internal | Summer | B2 | 25 | 1500 | 0 | 71.41 | 65.42 | 8 | 0
2020 | NYISO_G-I_2_PJM_E | NYISO_G-I | PJM_E | Internal | Summer | B3 | 75 | 1500 | 1499.99 | 53.14 | 61.28 | 8 | 0.14
2020 | NYISO_G-I_2_PJM_E | NYISO_G-I | PJM_E | Internal | Summer | B4 | 100 | 1500 | 1500 | 49.17 | 60.9 | 8 | 3.73
2020 | NYISO_G-I_2_PJM_E | NYISO_G-I | PJM_E | Internal | Summer | B5 | 200 | 1500 | 0 | 49.17 | 53.83 | 8 | 0
2020 | NYISO_G-I_2_PJM_E | NYISO_G-I | PJM_E | Internal | Summer | B6 | 300 | 1500 | 0 | 49.17 | 48.57 | 8 | 0
2020 | NYISO_G-I_2_PJM_E | NYISO_G-I | PJM_E | Internal | Summer | B7 | 400 | 1500 | 0 | 46.39 | 40.39 | 8 | 0
2020 | NYISO_G-I_2_PJM_E | NYISO_G-I | PJM_E | Internal | Summer | B8 | 500 | 1500 | 0 | 37.91 | 38.02 | 8 | 0
2020 | NYISO_G-I_2_PJM_E | NYISO_G-I | PJM_E | Internal | Summer | B9 | 800 | 1500 | 0 | 37.89 | 37.33 | 8 | 0
2020 | NYISO_G-I_2_PJM_E | NYISO_G-I | PJM_E | Internal | Summer | B10 | 1262 | 1500 | 0 | 37.89 | 34.67 | 8 | 0
2020 | NYISO_G-I_2_PJM_E | NYISO_G-I | PJM_E | Internal | Winter | B16 | 25 | 1500 | 0 | 60.04 | 54.04 | 8 | 0
2020 | NYISO_G-I_2_PJM_E | NYISO_G-I | PJM_E | Internal | Winter | B17 | 100 | 1500 | 0 | 54.08 | 48.09 | 8 | 0
2020 | NYISO_G-I_2_PJM_E | NYISO_G-I | PJM_E | Internal | Winter | B18 | 400 | 1500 | 0 | 50.78 | 44.09 | 8 | 0
2020 | NYISO_G-I_2_PJM_E | NYISO_G-I | PJM_E | Internal | Winter | B19 | 700 | 1500 | 0 | 49.27 | 41.76 | 8 | 0
2020 | NYISO_G-I_2_PJM_E | NYISO_G-I | PJM_E | Internal | Winter | B20 | 935 | 1500 | 0 | 45.54 | 37.74 | 8 | 0
2020 | NYISO_J-K_2_NEISO | NYISO_J-K | NEISO | Internal | Shoulder | B11 | 25 | 0.01 | 0 | 53.28 | 37.67 | 3 | 0.49
2020 | NYISO_J-K_2_NEISO | NYISO_J-K | NEISO | Internal | Shoulder | B12 | 200 | 0.01 | 0 | 40.68 | 37.67 | 3 | 0.07
2020 | NYISO_J-K_2_NEISO | NYISO_J-K | NEISO | Internal | Shoulder | B13 | 600 | 0.01 | 0 | 40.67 | 37.67 | 3 | 0.03
2020 | NYISO_J-K_2_NEISO | NYISO_J-K | NEISO | Internal | Shoulder | B14 | 900 | 0.01 | 0 | 40.09 | 37.67 | 3 | 0.02
2020 | NYISO_J-K_2_NEISO | NYISO_J-K | NEISO | Internal | Shoulder | B15 | 1203 | 0.01 | 0 | 39.19 | 37.67 | 3 | 0.01
2020 | NYISO_J-K_2_NEISO | NYISO_J-K | NEISO | Internal | Summer | B1 | 10 | 0.01 | 0 | 78.4 | 75.4 | 3 | 1.21
2020 | NYISO_J-K_2_NEISO | NYISO_J-K | NEISO | Internal | Summer | B2 | 25 | 0.01 | 0 | 71.42 | 68.41 | 3 | 0.54
2020 | NYISO_J-K_2_NEISO | NYISO_J-K | NEISO | Internal | Summer | B3 | 75 | 0.01 | 0 | 53.15 | 48.9 | 3 | 0.19
2020 | NYISO_J-K_2_NEISO | NYISO_J-K | NEISO | Internal | Summer | B4 | 100 | 0.01 | 0 | 49.18 | 42.81 | 3 | 0.14
2020 | NYISO_J-K_2_NEISO | NYISO_J-K | NEISO | Internal | Summer | B5 | 200 | 0.01 | 0 | 49.18 | 34.9 | 3 | 0.07
2020 | NYISO_J-K_2_NEISO | NYISO_J-K | NEISO | Internal | Summer | B6 | 300 | 0.01 | 0 | 49.18 | 34.9 | 3 | 0.05
2020 | NYISO_J-K_2_NEISO | NYISO_J-K | NEISO | Internal | Summer | B7 | 400 | 0.01 | 0 | 46.4 | 34.9 | 3 | 0.04
2020 | NYISO_J-K_2_NEISO | NYISO_J-K | NEISO | Internal | Summer | B8 | 500 | 0.01 | 0 | 37.92 | 34.9 | 3 | 0.03
2020 | NYISO_J-K_2_NEISO | NYISO_J-K | NEISO | Internal | Summer | B9 | 800 | 0.01 | 0 | 37.9 | 34.9 | 3 | 0.02
2020 | NYISO_J-K_2_NEISO | NYISO_J-K | NEISO | Internal | Summer | B10 | 1262 | 0.01 | 0 | 37.9 | 34.9 | 3 | 0.01
2020 | NYISO_J-K_2_NEISO | NYISO_J-K | NEISO | Internal | Winter | B16 | 25 | 0.01 | 0 | 60.05 | 46.27 | 3 | 0.49
2020 | NYISO_J-K_2_NEISO | NYISO_J-K | NEISO | Internal | Winter | B17 | 100 | 0.01 | 0 | 54.09 | 46.27 | 3 | 0.14
2020 | NYISO_J-K_2_NEISO | NYISO_J-K | NEISO | Internal | Winter | B18 | 400 | 0.01 | 0 | 50.79 | 46.27 | 3 | 0.04
2020 | NYISO_J-K_2_NEISO | NYISO_J-K | NEISO | Internal | Winter | B19 | 700 | 0.01 | 0 | 49.29 | 46.27 | 3 | 0.02
2020 | NYISO_J-K_2_NEISO | NYISO_J-K | NEISO | Internal | Winter | B20 | 935 | 0.01 | 0 | 45.55 | 46.27 | 3 | 0.02
2020 | NYISO_J-K_2_NYISO_G-I | NYISO_J-K | NYISO_G-I | Internal | Shoulder | B11 | 25 | 1999 | 0.24 | 53.28 | 53.27 | 0.01 | 0
2020 | NYISO_J-K_2_NYISO_G-I | NYISO_J-K | NYISO_G-I | Internal | Shoulder | B12 | 200 | 1999 | 0.03 | 40.68 | 40.67 | 0.01 | 0
2020 | NYISO_J-K_2_NYISO_G-I | NYISO_J-K | NYISO_G-I | Internal | Shoulder | B13 | 600 | 1999 | 0.01 | 40.67 | 40.66 | 0.01 | 0
2020 | NYISO_J-K_2_NYISO_G-I | NYISO_J-K | NYISO_G-I | Internal | Shoulder | B14 | 900 | 1999 | 0 | 40.09 | 40.08 | 0.01 | 0
2020 | NYISO_J-K_2_NYISO_G-I | NYISO_J-K | NYISO_G-I | Internal | Shoulder | B15 | 1203 | 1999 | 0 | 39.19 | 39.18 | 0.01 | 0
2020 | NYISO_J-K_2_NYISO_G-I | NYISO_J-K | NYISO_G-I | Internal | Summer | B1 | 10 | 1999 | 0.59 | 78.4 | 78.39 | 0.01 | 0
2020 | NYISO_J-K_2_NYISO_G-I | NYISO_J-K | NYISO_G-I | Internal | Summer | B2 | 25 | 1999 | 0.24 | 71.42 | 71.41 | 0.01 | 0
2020 | NYISO_J-K_2_NYISO_G-I | NYISO_J-K | NYISO_G-I | Internal | Summer | B3 | 75 | 1999 | 0.08 | 53.15 | 53.14 | 0.01 | 0
2020 | NYISO_J-K_2_NYISO_G-I | NYISO_J-K | NYISO_G-I | Internal | Summer | B4 | 100 | 1999 | 0.06 | 49.18 | 49.17 | 0.01 | 0
2020 | NYISO_J-K_2_NYISO_G-I | NYISO_J-K | NYISO_G-I | Internal | Summer | B5 | 200 | 1999 | 0.03 | 49.18 | 49.17 | 0.01 | 0
2020 | NYISO_J-K_2_NYISO_G-I | NYISO_J-K | NYISO_G-I | Internal | Summer | B6 | 300 | 1999 | 0.02 | 49.18 | 49.17 | 0.01 | 0
2020 | NYISO_J-K_2_NYISO_G-I | NYISO_J-K | NYISO_G-I | Internal | Summer | B7 | 400 | 1999 | 0.02 | 46.4 | 46.39 | 0.01 | 0
2020 | NYISO_J-K_2_NYISO_G-I | NYISO_J-K | NYISO_G-I | Internal | Summer | B8 | 500 | 1999 | 0.01 | 37.92 | 37.91 | 0.01 | 0
2020 | NYISO_J-K_2_NYISO_G-I | NYISO_J-K | NYISO_G-I | Internal | Summer | B9 | 800 | 1999 | 0 | 37.9 | 37.89 | 0.01 | 0
2020 | NYISO_J-K_2_NYISO_G-I | NYISO_J-K | NYISO_G-I | Internal | Summer | B10 | 1262 | 1999 | 0 | 37.9 | 37.89 | 0.01 | 0
2020 | NYISO_J-K_2_NYISO_G-I | NYISO_J-K | NYISO_G-I | Internal | Winter | B16 | 25 | 1999 | 0.23 | 60.05 | 60.04 | 0.01 | 0
2020 | NYISO_J-K_2_NYISO_G-I | NYISO_J-K | NYISO_G-I | Internal | Winter | B17 | 100 | 1999 | 0.06 | 54.09 | 54.08 | 0.01 | 0
2020 | NYISO_J-K_2_NYISO_G-I | NYISO_J-K | NYISO_G-I | Internal | Winter | B18 | 400 | 1999 | 0.02 | 50.79 | 50.78 | 0.01 | 0
2020 | NYISO_J-K_2_NYISO_G-I | NYISO_J-K | NYISO_G-I | Internal | Winter | B19 | 700 | 1999 | 0 | 49.29 | 49.27 | 0.01 | 0
2020 | NYISO_J-K_2_NYISO_G-I | NYISO_J-K | NYISO_G-I | Internal | Winter | B20 | 935 | 1999 | 0 | 45.55 | 45.54 | 0.01 | 0
2020 | NYISO_J-K_2_PJM_E | NYISO_J-K | PJM_E | Internal | Shoulder | B11 | 25 | 0.01 | 0 | 53.28 | 53.04 | 8 | 0.52
2020 | NYISO_J-K_2_PJM_E | NYISO_J-K | PJM_E | Internal | Shoulder | B12 | 200 | 0.01 | 0 | 40.68 | 47.28 | 8 | 0.08
2020 | NYISO_J-K_2_PJM_E | NYISO_J-K | PJM_E | Internal | Shoulder | B13 | 600 | 0.01 | 0 | 40.67 | 42.76 | 8 | 0.03
2020 | NYISO_J-K_2_PJM_E | NYISO_J-K | PJM_E | Internal | Shoulder | B14 | 900 | 0.01 | 0 | 40.09 | 40.08 | 8 | 0.02
2020 | NYISO_J-K_2_PJM_E | NYISO_J-K | PJM_E | Internal | Shoulder | B15 | 1203 | 0.01 | 0 | 39.19 | 37.23 | 8 | 0.01
2020 | NYISO_J-K_2_PJM_E | NYISO_J-K | PJM_E | Internal | Summer | B1 | 10 | 0.01 | 0 | 78.4 | 67.08 | 8 | 1.12
2020 | NYISO_J-K_2_PJM_E | NYISO_J-K | PJM_E | Internal | Summer | B2 | 25 | 0.01 | 0 | 71.42 | 65.42 | 8 | 0.5
2020 | NYISO_J-K_2_PJM_E | NYISO_J-K | PJM_E | Internal | Summer | B3 | 75 | 0.01 | 0 | 53.15 | 61.28 | 8 | 0.4
2020 | NYISO_J-K_2_PJM_E | NYISO_J-K | PJM_E | Internal | Summer | B4 | 100 | 0.01 | 0 | 49.18 | 60.9 | 8 | 3.87
2020 | NYISO_J-K_2_PJM_E | NYISO_J-K | PJM_E | Internal | Summer | B5 | 200 | 0.01 | 0 | 49.18 | 53.83 | 8 | 0.08
2020 | NYISO_J-K_2_PJM_E | NYISO_J-K | PJM_E | Internal | Summer | B6 | 300 | 0.01 | 0 | 49.18 | 48.57 | 8 | 0.05
2020 | NYISO_J-K_2_PJM_E | NYISO_J-K | PJM_E | Internal | Summer | B7 | 400 | 0.01 | 0 | 46.4 | 40.39 | 8 | 0.04
2020 | NYISO_J-K_2_PJM_E | NYISO_J-K | PJM_E | Internal | Summer | B8 | 500 | 0.01 | 0 | 37.92 | 38.02 | 8 | 0.03
2020 | NYISO_J-K_2_PJM_E | NYISO_J-K | PJM_E | Internal | Summer | B9 | 800 | 0.01 | 0 | 37.9 | 37.33 | 8 | 0.02
2020 | NYISO_J-K_2_PJM_E | NYISO_J-K | PJM_E | Internal | Summer | B10 | 1262 | 0.01 | 0 | 37.9 | 34.67 | 8 | 0.01
2020 | NYISO_J-K_2_PJM_E | NYISO_J-K | PJM_E | Internal | Winter | B16 | 25 | 0.01 | 0 | 60.05 | 54.04 | 8 | 0.5
2020 | NYISO_J-K_2_PJM_E | NYISO_J-K | PJM_E | Internal | Winter | B17 | 100 | 0.01 | 0 | 54.09 | 48.09 | 8 | 0.14
2020 | NYISO_J-K_2_PJM_E | NYISO_J-K | PJM_E | Internal | Winter | B18 | 400 | 0.01 | 0 | 50.79 | 44.09 | 8 | 0.04
2020 | NYISO_J-K_2_PJM_E | NYISO_J-K | PJM_E | Internal | Winter | B19 | 700 | 0.01 | 0 | 49.29 | 41.76 | 8 | 0.02
2020 | NYISO_J-K_2_PJM_E | NYISO_J-K | PJM_E | Internal | Winter | B20 | 935 | 0.01 | 0 | 45.55 | 37.74 | 8 | 0.02
2020 | PJM_E_2_NYISO_G-I | PJM_E | NYISO_G-I | Internal | Shoulder | B11 | 25 | 500 | 0 | 53.04 | 53.27 | 6 | 0
2020 | PJM_E_2_NYISO_G-I | PJM_E | NYISO_G-I | Internal | Shoulder | B12 | 200 | 500 | 0 | 47.28 | 40.67 | 6 | 0
2020 | PJM_E_2_NYISO_G-I | PJM_E | NYISO_G-I | Internal | Shoulder | B13 | 600 | 500 | 0 | 42.76 | 40.66 | 6 | 0
2020 | PJM_E_2_NYISO_G-I | PJM_E | NYISO_G-I | Internal | Shoulder | B14 | 900 | 500 | 0 | 40.08 | 40.08 | 6 | 0
2020 | PJM_E_2_NYISO_G-I | PJM_E | NYISO_G-I | Internal | Shoulder | B15 | 1203 | 500 | 0 | 37.23 | 39.18 | 6 | 0
2020 | PJM_E_2_NYISO_G-I | PJM_E | NYISO_G-I | Internal | Summer | B1 | 10 | 500 | 500 | 67.08 | 78.39 | 6 | 5.31
2020 | PJM_E_2_NYISO_G-I | PJM_E | NYISO_G-I | Internal | Summer | B2 | 25 | 500 | 0.39 | 65.42 | 71.41 | 6 | 0
2020 | PJM_E_2_NYISO_G-I | PJM_E | NYISO_G-I | Internal | Summer | B3 | 75 | 500 | 0 | 61.28 | 53.14 | 6 | 0
2020 | PJM_E_2_NYISO_G-I | PJM_E | NYISO_G-I | Internal | Summer | B4 | 100 | 500 | 0 | 60.9 | 49.17 | 6 | 0
2020 | PJM_E_2_NYISO_G-I | PJM_E | NYISO_G-I | Internal | Summer | B5 | 200 | 500 | 0 | 53.83 | 49.17 | 6 | 0
2020 | PJM_E_2_NYISO_G-I | PJM_E | NYISO_G-I | Internal | Summer | B6 | 300 | 500 | 0 | 48.57 | 49.17 | 6 | 0
2020 | PJM_E_2_NYISO_G-I | PJM_E | NYISO_G-I | Internal | Summer | B7 | 400 | 500 | 192.91 | 40.39 | 46.39 | 6 | 0
2020 | PJM_E_2_NYISO_G-I | PJM_E | NYISO_G-I | Internal | Summer | B8 | 500 | 500 | 0 | 38.02 | 37.91 | 6 | 0
2020 | PJM_E_2_NYISO_G-I | PJM_E | NYISO_G-I | Internal | Summer | B9 | 800 | 500 | 0 | 37.33 | 37.89 | 6 | 0
2020 | PJM_E_2_NYISO_G-I | PJM_E | NYISO_G-I | Internal | Summer | B10 | 1262 | 500 | 0 | 34.67 | 37.89 | 6 | 0
2020 | PJM_E_2_NYISO_G-I | PJM_E | NYISO_G-I | Internal | Winter | B16 | 25 | 500 | 371.95 | 54.04 | 60.04 | 6 | 0
2020 | PJM_E_2_NYISO_G-I | PJM_E | NYISO_G-I | Internal | Winter | B17 | 100 | 500 | 0.12 | 48.09 | 54.08 | 6 | 0
2020 | PJM_E_2_NYISO_G-I | PJM_E | NYISO_G-I | Internal | Winter | B18 | 400 | 500 | 500 | 44.09 | 50.78 | 6 | 0.69
2020 | PJM_E_2_NYISO_G-I | PJM_E | NYISO_G-I | Internal | Winter | B19 | 700 | 500 | 500 | 41.76 | 49.27 | 6 | 1.51
2020 | PJM_E_2_NYISO_G-I | PJM_E | NYISO_G-I | Internal | Winter | B20 | 935 | 500 | 500 | 37.74 | 45.54 | 6 | 1.8
2020 | PJM_E_2_NYISO_J-K | PJM_E | NYISO_J-K | Internal | Shoulder | B11 | 25 | 330 | 0 | 53.04 | 53.28 | 6 | 0
2020 | PJM_E_2_NYISO_J-K | PJM_E | NYISO_J-K | Internal | Shoulder | B12 | 200 | 330 | 0 | 47.28 | 40.68 | 6 | 0
2020 | PJM_E_2_NYISO_J-K | PJM_E | NYISO_J-K | Internal | Shoulder | B13 | 600 | 330 | 0 | 42.76 | 40.67 | 6 | 0
2020 | PJM_E_2_NYISO_J-K | PJM_E | NYISO_J-K | Internal | Shoulder | B14 | 900 | 330 | 0 | 40.08 | 40.09 | 6 | 0
2020 | PJM_E_2_NYISO_J-K | PJM_E | NYISO_J-K | Internal | Shoulder | B15 | 1203 | 330 | 0 | 37.23 | 39.19 | 6 | 0
2020 | PJM_E_2_NYISO_J-K | PJM_E | NYISO_J-K | Internal | Summer | B1 | 10 | 330 | 330 | 67.08 | 78.4 | 6 | 5.32
2020 | PJM_E_2_NYISO_J-K | PJM_E | NYISO_J-K | Internal | Summer | B2 | 25 | 330 | 52.94 | 65.42 | 71.42 | 6 | 0
2020 | PJM_E_2_NYISO_J-K | PJM_E | NYISO_J-K | Internal | Summer | B3 | 75 | 330 | 0 | 61.28 | 53.15 | 6 | 0
2020 | PJM_E_2_NYISO_J-K | PJM_E | NYISO_J-K | Internal | Summer | B4 | 100 | 330 | 0 | 60.9 | 49.18 | 6 | 0
2020 | PJM_E_2_NYISO_J-K | PJM_E | NYISO_J-K | Internal | Summer | B5 | 200 | 330 | 0 | 53.83 | 49.18 | 6 | 0
2020 | PJM_E_2_NYISO_J-K | PJM_E | NYISO_J-K | Internal | Summer | B6 | 300 | 330 | 0 | 48.57 | 49.18 | 6 | 0
2020 | PJM_E_2_NYISO_J-K | PJM_E | NYISO_J-K | Internal | Summer | B7 | 400 | 330 | 329.97 | 40.39 | 46.4 | 6 | 0.01
2020 | PJM_E_2_NYISO_J-K | PJM_E | NYISO_J-K | Internal | Summer | B8 | 500 | 330 | 0 | 38.02 | 37.92 | 6 | 0
2020 | PJM_E_2_NYISO_J-K | PJM_E | NYISO_J-K | Internal | Summer | B9 | 800 | 330 | 0 | 37.33 | 37.9 | 6 | 0
2020 | PJM_E_2_NYISO_J-K | PJM_E | NYISO_J-K | Internal | Summer | B10 | 1262 | 330 | 0 | 34.67 | 37.9 | 6 | 0
2020 | PJM_E_2_NYISO_J-K | PJM_E | NYISO_J-K | Internal | Winter | B16 | 25 | 330 | 329.58 | 54.04 | 60.05 | 6 | 0.01
2020 | PJM_E_2_NYISO_J-K | PJM_E | NYISO_J-K | Internal | Winter | B17 | 100 | 330 | 191.04 | 48.09 | 54.09 | 6 | 0
2020 | PJM_E_2_NYISO_J-K | PJM_E | NYISO_J-K | Internal | Winter | B18 | 400 | 330 | 330 | 44.09 | 50.79 | 6 | 0.7
2020 | PJM_E_2_NYISO_J-K | PJM_E | NYISO_J-K | Internal | Winter | B19 | 700 | 330 | 330 | 41.76 | 49.29 | 6 | 1.52
2020 | PJM_E_2_NYISO_J-K | PJM_E | NYISO_J-K | Internal | Winter | B20 | 935 | 330 | 330 | 37.74 | 45.55 | 6 | 1.81
2020 | PJM_E_2_PJM_ROM | PJM_E | PJM_ROM | Internal | Shoulder | B11 | 25 | 8000 | 2380.28 | 53.04 | 53.06 | 0.01 | 0
2020 | PJM_E_2_PJM_ROM | PJM_E | PJM_ROM | Internal | Shoulder | B12 | 200 | 8000 | 2320.68 | 47.28 | 47.29 | 0.01 | 0
2020 | PJM_E_2_PJM_ROM | PJM_E | PJM_ROM | Internal | Shoulder | B13 | 600 | 8000 | 293.32 | 42.76 | 42.77 | 0.01 | 0
2020 | PJM_E_2_PJM_ROM | PJM_E | PJM_ROM | Internal | Shoulder | B14 | 900 | 8000 | 0 | 40.08 | 40.07 | 0.01 | 0
2020 | PJM_E_2_PJM_ROM | PJM_E | PJM_ROM | Internal | Shoulder | B15 | 1203 | 8000 | 0 | 37.23 | 37.22 | 0.01 | 0
2020 | PJM_E_2_PJM_ROM | PJM_E | PJM_ROM | Internal | Summer | B1 | 10 | 8000 | 0.61 | 67.08 | 67.07 | 0.01 | 0
2020 | PJM_E_2_PJM_ROM | PJM_E | PJM_ROM | Internal | Summer | B2 | 25 | 8000 | 0.25 | 65.42 | 65.41 | 0.01 | 0
2020 | PJM_E_2_PJM_ROM | PJM_E | PJM_ROM | Internal | Summer | B3 | 75 | 8000 | 192.69 | 61.28 | 61.29 | 0.01 | 0
2020 | PJM_E_2_PJM_ROM | PJM_E | PJM_ROM | Internal | Summer | B4 | 100 | 8000 | 2117.66 | 60.9 | 60.91 | 0.01 | 0
2020 | PJM_E_2_PJM_ROM | PJM_E | PJM_ROM | Internal | Summer | B5 | 200 | 8000 | 0.03 | 53.83 | 53.82 | 0.01 | 0
2020 | PJM_E_2_PJM_ROM | PJM_E | PJM_ROM | Internal | Summer | B6 | 300 | 8000 | 90.34 | 48.57 | 48.58 | 0.01 | 0
2020 | PJM_E_2_PJM_ROM | PJM_E | PJM_ROM | Internal | Summer | B7 | 400 | 8000 | 1108.6 | 40.39 | 40.4 | 0.01 | 0
2020 | PJM_E_2_PJM_ROM | PJM_E | PJM_ROM | Internal | Summer | B8 | 500 | 8000 | 0.01 | 38.02 | 38.01 | 0.01 | 0
2020 | PJM_E_2_PJM_ROM | PJM_E | PJM_ROM | Internal | Summer | B9 | 800 | 8000 | 0 | 37.33 | 37.32 | 0.01 | 0
2020 | PJM_E_2_PJM_ROM | PJM_E | PJM_ROM | Internal | Summer | B10 | 1262 | 8000 | 0 | 34.67 | 34.66 | 0.01 | 0
2020 | PJM_E_2_PJM_ROM | PJM_E | PJM_ROM | Internal | Winter | B16 | 25 | 8000 | 0.25 | 54.04 | 54.03 | 0.01 | 0
2020 | PJM_E_2_PJM_ROM | PJM_E | PJM_ROM | Internal | Winter | B17 | 100 | 8000 | 0.06 | 48.09 | 48.08 | 0.01 | 0
2020 | PJM_E_2_PJM_ROM | PJM_E | PJM_ROM | Internal | Winter | B18 | 400 | 8000 | 0.02 | 44.09 | 44.08 | 0.01 | 0
2020 | PJM_E_2_PJM_ROM | PJM_E | PJM_ROM | Internal | Winter | B19 | 700 | 8000 | 0 | 41.76 | 41.75 | 0.01 | 0
2020 | PJM_E_2_PJM_ROM | PJM_E | PJM_ROM | Internal | Winter | B20 | 935 | 8000 | 0 | 37.74 | 37.73 | 0.01 | 0
2020 | PJM_ROR_2_MISO_IN | PJM_ROR | MISO_IN | Internal | Shoulder | B11 | 25 | 909 | 839.14 | 53.07 | 55.07 | 2 | 0
2020 | PJM_ROR_2_MISO_IN | PJM_ROR | MISO_IN | Internal | Shoulder | B12 | 200 | 909 | 0 | 47.28 | 45.29 | 2 | 0
2020 | PJM_ROR_2_MISO_IN | PJM_ROR | MISO_IN | Internal | Shoulder | B13 | 600 | 909 | 0 | 42.76 | 40.76 | 2 | 0
2020 | PJM_ROR_2_MISO_IN | PJM_ROR | MISO_IN | Internal | Shoulder | B14 | 900 | 909 | 0 | 40.06 | 38.07 | 2 | 0
2020 | PJM_ROR_2_MISO_IN | PJM_ROR | MISO_IN | Internal | Shoulder | B15 | 1203 | 909 | 0 | 37.21 | 36.46 | 2 | 0
2020 | PJM_ROR_2_MISO_IN | PJM_ROR | MISO_IN | Internal | Summer | B1 | 10 | 909 | 0 | 67.05 | 65.05 | 2 | 0
2020 | PJM_ROR_2_MISO_IN | PJM_ROR | MISO_IN | Internal | Summer | B2 | 25 | 909 | 0 | 65.4 | 63.41 | 2 | 0
2020 | PJM_ROR_2_MISO_IN | PJM_ROR | MISO_IN | Internal | Summer | B3 | 75 | 909 | 0 | 61.28 | 61.15 | 2 | 0
2020 | PJM_ROR_2_MISO_IN | PJM_ROR | MISO_IN | Internal | Summer | B4 | 100 | 909 | 0 | 60.92 | 60.51 | 2 | 0
2020 | PJM_ROR_2_MISO_IN | PJM_ROR | MISO_IN | Internal | Summer | B5 | 200 | 909 | 0 | 53.81 | 55.4 | 2 | 0
2020 | PJM_ROR_2_MISO_IN | PJM_ROR | MISO_IN | Internal | Summer | B6 | 300 | 909 | 0 | 48.57 | 46.58 | 2 | 0
2020 | PJM_ROR_2_MISO_IN | PJM_ROR | MISO_IN | Internal | Summer | B7 | 400 | 909 | 0 | 40.39 | 38.4 | 2 | 0
2020 | PJM_ROR_2_MISO_IN | PJM_ROR | MISO_IN | Internal | Summer | B8 | 500 | 909 | 0 | 38 | 36.04 | 2 | 0
2020 | PJM_ROR_2_MISO_IN | PJM_ROR | MISO_IN | Internal | Summer | B9 | 800 | 909 | 0 | 37.31 | 35.32 | 2 | 0
2020 | PJM_ROR_2_MISO_IN | PJM_ROR | MISO_IN | Internal | Summer | B10 | 1262 | 909 | 0 | 34.65 | 34.29 | 2 | 0
2020 | PJM_ROR_2_MISO_IN | PJM_ROR | MISO_IN | Internal | Winter | B16 | 25 | 909 | 0.03 | 54.01 | 55.85 | 2 | 0
2020 | PJM_ROR_2_MISO_IN | PJM_ROR | MISO_IN | Internal | Winter | B17 | 100 | 909 | 0 | 48.07 | 46.08 | 2 | 0
2020 | PJM_ROR_2_MISO_IN | PJM_ROR | MISO_IN | Internal | Winter | B18 | 400 | 909 | 0 | 43.97 | 41.97 | 2 | 0
2020 | PJM_ROR_2_MISO_IN | PJM_ROR | MISO_IN | Internal | Winter | B19 | 700 | 909 | 0 | 41.74 | 39.74 | 2 | 0
2020 | PJM_ROR_2_MISO_IN | PJM_ROR | MISO_IN | Internal | Winter | B20 | 935 | 909 | 0 | 37.04 | 35.04 | 2 | 0
2020 | PJM_ROR_2_MISO_MI | PJM_ROR | MISO_MI | Internal | Shoulder | B11 | 25 | 1305 | 0 | 53.07 | 51.07 | 2 | 0
2020 | PJM_ROR_2_MISO_MI | PJM_ROR | MISO_MI | Internal | Shoulder | B12 | 200 | 1305 | 0 | 47.28 | 45.28 | 2 | 0
2020 | PJM_ROR_2_MISO_MI | PJM_ROR | MISO_MI | Internal | Shoulder | B13 | 600 | 1305 | 0 | 42.76 | 40.76 | 2 | 0
2020 | PJM_ROR_2_MISO_MI | PJM_ROR | MISO_MI | Internal | Shoulder | B14 | 900 | 1305 | 0 | 40.06 | 38.06 | 2 | 0
2020 | PJM_ROR_2_MISO_MI | PJM_ROR | MISO_MI | Internal | Shoulder | B15 | 1203 | 1305 | 0 | 37.21 | 36.47 | 2 | 0
2020 | PJM_ROR_2_MISO_MI | PJM_ROR | MISO_MI | Internal | Summer | B1 | 10 | 1305 | 0 | 67.05 | 63.53 | 2 | 0
2020 | PJM_ROR_2_MISO_MI | PJM_ROR | MISO_MI | Internal | Summer | B2 | 25 | 1305 | 0 | 65.4 | 63.4 | 2 | 0
2020 | PJM_ROR_2_MISO_MI | PJM_ROR | MISO_MI | Internal | Summer | B3 | 75 | 1305 | 0 | 61.28 | 58.16 | 2 | 0
2020 | PJM_ROR_2_MISO_MI | PJM_ROR | MISO_MI | Internal | Summer | B4 | 100 | 1305 | 0 | 60.92 | 58.16 | 2 | 0
2020 | PJM_ROR_2_MISO_MI | PJM_ROR | MISO_MI | Internal | Summer | B5 | 200 | 1305 | 0 | 53.81 | 51.81 | 2 | 0
2020 | PJM_ROR_2_MISO_MI | PJM_ROR | MISO_MI | Internal | Summer | B6 | 300 | 1305 | 0 | 48.57 | 46.57 | 2 | 0
2020 | PJM_ROR_2_MISO_MI | PJM_ROR | MISO_MI | Internal | Summer | B7 | 400 | 1305 | 0 | 40.39 | 38.41 | 2 | 0
2020 | PJM_ROR_2_MISO_MI | PJM_ROR | MISO_MI | Internal | Summer | B8 | 500 | 1305 | 0 | 38 | 36.06 | 2 | 0
2020 | PJM_ROR_2_MISO_MI | PJM_ROR | MISO_MI | Internal | Summer | B9 | 800 | 1305 | 0 | 37.31 | 35.33 | 2 | 0
2020 | PJM_ROR_2_MISO_MI | PJM_ROR | MISO_MI | Internal | Summer | B10 | 1262 | 1305 | 0 | 34.65 | 34.3 | 2 | 0
2020 | PJM_ROR_2_MISO_MI | PJM_ROR | MISO_MI | Internal | Winter | B16 | 25 | 1305 | 0 | 54.01 | 52.01 | 2 | 0
2020 | PJM_ROR_2_MISO_MI | PJM_ROR | MISO_MI | Internal | Winter | B17 | 100 | 1305 | 0 | 48.07 | 46.07 | 2 | 0
2020 | PJM_ROR_2_MISO_MI | PJM_ROR | MISO_MI | Internal | Winter | B18 | 400 | 1305 | 0 | 43.97 | 41.98 | 2 | 0
2020 | PJM_ROR_2_MISO_MI | PJM_ROR | MISO_MI | Internal | Winter | B19 | 700 | 1305 | 0 | 41.74 | 39.75 | 2 | 0
2020 | PJM_ROR_2_MISO_MI | PJM_ROR | MISO_MI | Internal | Winter | B20 | 935 | 1305 | 0 | 37.04 | 35.05 | 2 | 0
2020 | PJM_ROR_2_MISO_MO-IL | PJM_ROR | MISO_MO-IL | Internal | Shoulder | B11 | 25 | 1111 | 452.47 | 53.07 | 55.07 | 2 | 0
2020 | PJM_ROR_2_MISO_MO-IL | PJM_ROR | MISO_MO-IL | Internal | Shoulder | B12 | 200 | 1111 | 0 | 47.28 | 45.28 | 2 | 0
2020 | PJM_ROR_2_MISO_MO-IL | PJM_ROR | MISO_MO-IL | Internal | Shoulder | B13 | 600 | 1111 | 0 | 42.76 | 40.75 | 2 | 0
2020 | PJM_ROR_2_MISO_MO-IL | PJM_ROR | MISO_MO-IL | Internal | Shoulder | B14 | 900 | 1111 | 0 | 40.06 | 38.06 | 2 | 0
2020 | PJM_ROR_2_MISO_MO-IL | PJM_ROR | MISO_MO-IL | Internal | Shoulder | B15 | 1203 | 1111 | 0 | 37.21 | 36.33 | 2 | 0
2020 | PJM_ROR_2_MISO_MO-IL | PJM_ROR | MISO_MO-IL | Internal | Summer | B1 | 10 | 1111 | 0 | 67.05 | 65.05 | 2 | 0
2020 | PJM_ROR_2_MISO_MO-IL | PJM_ROR | MISO_MO-IL | Internal | Summer | B2 | 25 | 1111 | 0 | 65.4 | 63.4 | 2 | 0
2020 | PJM_ROR_2_MISO_MO-IL | PJM_ROR | MISO_MO-IL | Internal | Summer | B3 | 75 | 1111 | 0 | 61.28 | 61.14 | 2 | 0
2020 | PJM_ROR_2_MISO_MO-IL | PJM_ROR | MISO_MO-IL | Internal | Summer | B4 | 100 | 1111 | 0 | 60.92 | 60.5 | 2 | 0
2020 | PJM_ROR_2_MISO_MO-IL | PJM_ROR | MISO_MO-IL | Internal | Summer | B5 | 200 | 1111 | 0 | 53.81 | 55.39 | 2 | 0
2020 | PJM_ROR_2_MISO_MO-IL | PJM_ROR | MISO_MO-IL | Internal | Summer | B6 | 300 | 1111 | 0 | 48.57 | 46.59 | 2 | 0
2020 | PJM_ROR_2_MISO_MO-IL | PJM_ROR | MISO_MO-IL | Internal | Summer | B7 | 400 | 1111 | 0 | 40.39 | 38.39 | 2 | 0
2020 | PJM_ROR_2_MISO_MO-IL | PJM_ROR | MISO_MO-IL | Internal | Summer | B8 | 500 | 1111 | 0 | 38 | 36.03 | 2 | 0
2020 | PJM_ROR_2_MISO_MO-IL | PJM_ROR | MISO_MO-IL | Internal | Summer | B9 | 800 | 1111 | 0 | 37.31 | 35.31 | 2 | 0
2020 | PJM_ROR_2_MISO_MO-IL | PJM_ROR | MISO_MO-IL | Internal | Summer | B10 | 1262 | 1111 | 0 | 34.65 | 33.25 | 2 | 0
2020 | PJM_ROR_2_MISO_MO-IL | PJM_ROR | MISO_MO-IL | Internal | Winter | B16 | 25 | 1111 | 0 | 54.01 | 52.01 | 2 | 0
2020 | PJM_ROR_2_MISO_MO-IL | PJM_ROR | MISO_MO-IL | Internal | Winter | B17 | 100 | 1111 | 0 | 48.07 | 46.07 | 2 | 0
2020 | PJM_ROR_2_MISO_MO-IL | PJM_ROR | MISO_MO-IL | Internal | Winter | B18 | 400 | 1111 | 0 | 43.97 | 41.96 | 2 | 0
2020 | PJM_ROR_2_MISO_MO-IL | PJM_ROR | MISO_MO-IL | Internal | Winter | B19 | 700 | 1111 | 0 | 41.74 | 39.73 | 2 | 0
2020 | PJM_ROR_2_MISO_MO-IL | PJM_ROR | MISO_MO-IL | Internal | Winter | B20 | 935 | 1111 | 0 | 37.04 | 35.02 | 2 | 0
2020 | PJM_ROR_2_MISO_W | PJM_ROR | MISO_W | Internal | Shoulder | B11 | 25 | 709 | 498.86 | 53.07 | 55.07 | 2 | 0
2020 | PJM_ROR_2_MISO_W | PJM_ROR | MISO_W | Internal | Shoulder | B12 | 200 | 709 | 0 | 47.28 | 45.27 | 2 | 0
2020 | PJM_ROR_2_MISO_W | PJM_ROR | MISO_W | Internal | Shoulder | B13 | 600 | 709 | 0 | 42.76 | 40.75 | 2 | 0
2020 | PJM_ROR_2_MISO_W | PJM_ROR | MISO_W | Internal | Shoulder | B14 | 900 | 709 | 0 | 40.06 | 38.8 | 2 | 0
2020 | PJM_ROR_2_MISO_W | PJM_ROR | MISO_W | Internal | Shoulder | B15 | 1203 | 709 | 0 | 37.21 | 36.9 | 2 | 0
2020 | PJM_ROR_2_MISO_W | PJM_ROR | MISO_W | Internal | Summer | B1 | 10 | 709 | 0 | 67.05 | 65.05 | 2 | 0
2020 | PJM_ROR_2_MISO_W | PJM_ROR | MISO_W | Internal | Summer | B2 | 25 | 709 | 0 | 65.4 | 63.41 | 2 | 0
2020 | PJM_ROR_2_MISO_W | PJM_ROR | MISO_W | Internal | Summer | B3 | 75 | 709 | 93.79 | 61.28 | 63.28 | 2 | 0
2020 | PJM_ROR_2_MISO_W | PJM_ROR | MISO_W | Internal | Summer | B4 | 100 | 709 | 0 | 60.92 | 62.58 | 2 | 0
2020 | PJM_ROR_2_MISO_W | PJM_ROR | MISO_W | Internal | Summer | B5 | 200 | 709 | 708.94 | 53.81 | 55.82 | 2 | 0.01
2020 | PJM_ROR_2_MISO_W | PJM_ROR | MISO_W | Internal | Summer | B6 | 300 | 709 | 0 | 48.57 | 47.81 | 2 | 0
2020 | PJM_ROR_2_MISO_W | PJM_ROR | MISO_W | Internal | Summer | B7 | 400 | 709 | 0 | 40.39 | 38.41 | 2 | 0
2020 | PJM_ROR_2_MISO_W | PJM_ROR | MISO_W | Internal | Summer | B8 | 500 | 709 | 0 | 38 | 36.39 | 2 | 0
2020 | PJM_ROR_2_MISO_W | PJM_ROR | MISO_W | Internal | Summer | B9 | 800 | 709 | 0 | 37.31 | 36.04 | 2 | 0
2020 | PJM_ROR_2_MISO_W | PJM_ROR | MISO_W | Internal | Summer | B10 | 1262 | 709 | 0 | 34.65 | 33.33 | 2 | 0
2020 | PJM_ROR_2_MISO_W | PJM_ROR | MISO_W | Internal | Winter | B16 | 25 | 709 | 0 | 54.01 | 52 | 2 | 0
2020 | PJM_ROR_2_MISO_W | PJM_ROR | MISO_W | Internal | Winter | B17 | 100 | 709 | 0 | 48.07 | 46.06 | 2 | 0
2020 | PJM_ROR_2_MISO_W | PJM_ROR | MISO_W | Internal | Winter | B18 | 400 | 709 | 0 | 43.97 | 41.97 | 2 | 0
2020 | PJM_ROR_2_MISO_W | PJM_ROR | MISO_W | Internal | Winter | B19 | 700 | 709 | 0 | 41.74 | 41.57 | 2 | 0
2020 | PJM_ROR_2_MISO_W | PJM_ROR | MISO_W | Internal | Winter | B20 | 935 | 709 | 0 | 37.04 | 35.03 | 2 | 0
2020 | PJM_ROR_2_MISO_WUMS | PJM_ROR | MISO_WUMS | Internal | Shoulder | B11 | 25 | 1467 | 448.9 | 53.07 | 55.07 | 2 | 0
2020 | PJM_ROR_2_MISO_WUMS | PJM_ROR | MISO_WUMS | Internal | Shoulder | B12 | 200 | 1467 | 0 | 47.28 | 45.28 | 2 | 0
2020 | PJM_ROR_2_MISO_WUMS | PJM_ROR | MISO_WUMS | Internal | Shoulder | B13 | 600 | 1467 | 0 | 42.76 | 40.76 | 2 | 0
2020 | PJM_ROR_2_MISO_WUMS | PJM_ROR | MISO_WUMS | Internal | Shoulder | B14 | 900 | 1467 | 0 | 40.06 | 38.81 | 2 | 0
2020 | PJM_ROR_2_MISO_WUMS | PJM_ROR | MISO_WUMS | Internal | Shoulder | B15 | 1203 | 1467 | 0 | 37.21 | 36.91 | 2 | 0
2020 | PJM_ROR_2_MISO_WUMS | PJM_ROR | MISO_WUMS | Internal | Summer | B1 | 10 | 1467 | 0 | 67.05 | 63.4 | 2 | 0
2020 | PJM_ROR_2_MISO_WUMS | PJM_ROR | MISO_WUMS | Internal | Summer | B2 | 25 | 1467 | 0 | 65.4 | 63.4 | 2 | 0
2020 | PJM_ROR_2_MISO_WUMS | PJM_ROR | MISO_WUMS | Internal | Summer | B3 | 75 | 1467 | 0 | 61.28 | 59.88 | 2 | 0
2020 | PJM_ROR_2_MISO_WUMS | PJM_ROR | MISO_WUMS | Internal | Summer | B4 | 100 | 1467 | 0 | 60.92 | 59.88 | 2 | 0
2020 | PJM_ROR_2_MISO_WUMS | PJM_ROR | MISO_WUMS | Internal | Summer | B5 | 200 | 1467 | 631.02 | 53.81 | 55.81 | 2 | 0
2020 | PJM_ROR_2_MISO_WUMS | PJM_ROR | MISO_WUMS | Internal | Summer | B6 | 300 | 1467 | 0 | 48.57 | 47.8 | 2 | 0
2020 | PJM_ROR_2_MISO_WUMS | PJM_ROR | MISO_WUMS | Internal | Summer | B7 | 400 | 1467 | 0 | 40.39 | 38.42 | 2 | 0
2020 | PJM_ROR_2_MISO_WUMS | PJM_ROR | MISO_WUMS | Internal | Summer | B8 | 500 | 1467 | 0 | 38 | 36.38 | 2 | 0
2020 | PJM_ROR_2_MISO_WUMS | PJM_ROR | MISO_WUMS | Internal | Summer | B9 | 800 | 1467 | 0 | 37.31 | 36.03 | 2 | 0
2020 | PJM_ROR_2_MISO_WUMS | PJM_ROR | MISO_WUMS | Internal | Summer | B10 | 1262 | 1467 | 0 | 34.65 | 34.31 | 2 | 0
2020 | PJM_ROR_2_MISO_WUMS | PJM_ROR | MISO_WUMS | Internal | Winter | B16 | 25 | 1467 | 0 | 54.01 | 52.01 | 2 | 0
2020 | PJM_ROR_2_MISO_WUMS | PJM_ROR | MISO_WUMS | Internal | Winter | B17 | 100 | 1467 | 0 | 48.07 | 46.07 | 2 | 0
2020 | PJM_ROR_2_MISO_WUMS | PJM_ROR | MISO_WUMS | Internal | Winter | B18 | 400 | 1467 | 0 | 43.97 | 41.97 | 2 | 0
2020 | PJM_ROR_2_MISO_WUMS | PJM_ROR | MISO_WUMS | Internal | Winter | B19 | 700 | 1467 | 0 | 41.74 | 41.56 | 2 | 0
2020 | PJM_ROR_2_MISO_WUMS | PJM_ROR | MISO_WUMS | Internal | Winter | B20 | 935 | 1467 | 0 | 37.04 | 35.04 | 2 | 0
2020 | PJM_ROR_2_PJM_ROM | PJM_ROR | PJM_ROM | Internal | Shoulder | B11 | 25 | 8000 | 0.25 | 53.07 | 53.06 | 0.01 | 0
2020 | PJM_ROR_2_PJM_ROM | PJM_ROR | PJM_ROM | Internal | Shoulder | B12 | 200 | 8000 | 0.1 | 47.28 | 47.29 | 0.01 | 0
2020 | PJM_ROR_2_PJM_ROM | PJM_ROR | PJM_ROM | Internal | Shoulder | B13 | 600 | 8000 | 2408.71 | 42.76 | 42.77 | 0.01 | 0
2020 | PJM_ROR_2_PJM_ROM | PJM_ROR | PJM_ROM | Internal | Shoulder | B14 | 900 | 8000 | 3204.26 | 40.06 | 40.07 | 0.01 | 0
2020 | PJM_ROR_2_PJM_ROM | PJM_ROR | PJM_ROM | Internal | Shoulder | B15 | 1203 | 8000 | 4430.18 | 37.21 | 37.22 | 0.01 | 0
2020 | PJM_ROR_2_PJM_ROM | PJM_ROR | PJM_ROM | Internal | Summer | B1 | 10 | 8000 | 4758.71 | 67.05 | 67.07 | 0.01 | 0
2020 | PJM_ROR_2_PJM_ROM | PJM_ROR | PJM_ROM | Internal | Summer | B2 | 25 | 8000 | 2750.43 | 65.4 | 65.41 | 0.01 | 0
2020 | PJM_ROR_2_PJM_ROM | PJM_ROR | PJM_ROM | Internal | Summer | B3 | 75 | 8000 | 56.71 | 61.28 | 61.29 | 0.01 | 0
2020 | PJM_ROR_2_PJM_ROM | PJM_ROR | PJM_ROM | Internal | Summer | B4 | 100 | 8000 | 0.06 | 60.92 | 60.91 | 0.01 | 0
2020 | PJM_ROR_2_PJM_ROM | PJM_ROR | PJM_ROM | Internal | Summer | B5 | 200 | 8000 | 208.93 | 53.81 | 53.82 | 0.01 | 0
2020 | PJM_ROR_2_PJM_ROM | PJM_ROR | PJM_ROM | Internal | Summer | B6 | 300 | 8000 | 1987.73 | 48.57 | 48.58 | 0.01 | 0
2020 | PJM_ROR_2_PJM_ROM | PJM_ROR | PJM_ROM | Internal | Summer | B7 | 400 | 8000 | 1356.28 | 40.39 | 40.4 | 0.01 | 0
2020 | PJM_ROR_2_PJM_ROM | PJM_ROR | PJM_ROM | Internal | Summer | B8 | 500 | 8000 | 3235.26 | 38 | 38.01 | 0.01 | 0
2020 | PJM_ROR_2_PJM_ROM | PJM_ROR | PJM_ROM | Internal | Summer | B9 | 800 | 8000 | 5699.85 | 37.31 | 37.32 | 0.01 | 0
2020 | PJM_ROR_2_PJM_ROM | PJM_ROR | PJM_ROM | Internal | Summer | B10 | 1262 | 8000 | 7118.09 | 34.65 | 34.66 | 0.01 | 0
2020 | PJM_ROR_2_PJM_ROM | PJM_ROR | PJM_ROM | Internal | Winter | B16 | 25 | 8000 | 2709.47 | 54.01 | 54.03 | 0.01 | 0
2020 | PJM_ROR_2_PJM_ROM | PJM_ROR | PJM_ROM | Internal | Winter | B17 | 100 | 8000 | 5320.6 | 48.07 | 48.08 | 0.01 | 0
2020 | PJM_ROR_2_PJM_ROM | PJM_ROR | PJM_ROM | Internal | Winter | B18 | 400 | 8000 | 8000 | 43.97 | 44.08 | 0.01 | 0.1
2020 | PJM_ROR_2_PJM_ROM | PJM_ROR | PJM_ROM | Internal | Winter | B19 | 700 | 8000 | 7760.39 | 41.74 | 41.75 | 0.01 | 0
2020 | PJM_ROR_2_PJM_ROM | PJM_ROR | PJM_ROM | Internal | Winter | B20 | 935 | 8000 | 8000 | 37.04 | 37.73 | 0.01 | 0.67
2020 | PJM_ROR_2_TVA_Transmission | PJM_ROR | TVA_Transmission | Internal | Shoulder | B11 | 25 | 2500 | 0.02 | 53.07 | 58.71 | 6 | 0
2020 | PJM_ROR_2_TVA_Transmission | PJM_ROR | TVA_Transmission | Internal | Shoulder | B12 | 200 | 2500 | 0 | 47.28 | 47.33 | 6 | 0
2020 | PJM_ROR_2_TVA_Transmission | PJM_ROR | TVA_Transmission | Internal | Shoulder | B13 | 600 | 2500 | 0 | 42.76 | 44.72 | 6 | 0
2020 | PJM_ROR_2_TVA_Transmission | PJM_ROR | TVA_Transmission | Internal | Shoulder | B14 | 900 | 2500 | 0 | 40.06 | 43.06 | 6 | 0
2020 | PJM_ROR_2_TVA_Transmission | PJM_ROR | TVA_Transmission | Internal | Shoulder | B15 | 1203 | 2500 | 0 | 37.21 | 42.05 | 6 | 0
2020 | PJM_ROR_2_TVA_Transmission | PJM_ROR | TVA_Transmission | Internal | Summer | B1 | 10 | 2500 | 1203.36 | 67.05 | 73.05 | 6 | 0
2020 | PJM_ROR_2_TVA_Transmission | PJM_ROR | TVA_Transmission | Internal | Summer | B2 | 25 | 2500 | 1784.61 | 65.4 | 71.4 | 6 | 0
2020 | PJM_ROR_2_TVA_Transmission | PJM_ROR | TVA_Transmission | Internal | Summer | B3 | 75 | 2500 | 461.58 | 61.28 | 67.28 | 6 | 0
2020 | PJM_ROR_2_TVA_Transmission | PJM_ROR | TVA_Transmission | Internal | Summer | B4 | 100 | 2500 | 1468.24 | 60.92 | 66.92 | 6 | 0
2020 | PJM_ROR_2_TVA_Transmission | PJM_ROR | TVA_Transmission | Internal | Summer | B5 | 200 | 2500 | 0 | 53.81 | 59.13 | 6 | 0
2020 | PJM_ROR_2_TVA_Transmission | PJM_ROR | TVA_Transmission | Internal | Summer | B6 | 300 | 2500 | 0 | 48.57 | 52.3 | 6 | 0
2020 | PJM_ROR_2_TVA_Transmission | PJM_ROR | TVA_Transmission | Internal | Summer | B7 | 400 | 2500 | 0 | 40.39 | 45.39 | 6 | 0
2020 | PJM_ROR_2_TVA_Transmission | PJM_ROR | TVA_Transmission | Internal | Summer | B8 | 500 | 2500 | 0 | 38 | 41.6 | 6 | 0
2020 | PJM_ROR_2_TVA_Transmission | PJM_ROR | TVA_Transmission | Internal | Summer | B9 | 800 | 2500 | 0 | 37.31 | 41.16 | 6 | 0
2020 | PJM_ROR_2_TVA_Transmission | PJM_ROR | TVA_Transmission | Internal | Summer | B10 | 1262 | 2500 | 0 | 34.65 | 38.41 | 6 | 0
2020 | PJM_ROR_2_TVA_Transmission | PJM_ROR | TVA_Transmission | Internal | Winter | B16 | 25 | 2500 | 0 | 54.01 | 58.77 | 6 | 0
2020 | PJM_ROR_2_TVA_Transmission | PJM_ROR | TVA_Transmission | Internal | Winter | B17 | 100 | 2500 | 0 | 48.07 | 49.33 | 6 | 0
2020 | PJM_ROR_2_TVA_Transmission | PJM_ROR | TVA_Transmission | Internal | Winter | B18 | 400 | 2500 | 0 | 43.97 | 45.7 | 6 | 0
2020 | PJM_ROR_2_TVA_Transmission | PJM_ROR | TVA_Transmission | Internal | Winter | B19 | 700 | 2500 | 0 | 41.74 | 43.64 | 6 | 0
2020 | PJM_ROR_2_TVA_Transmission | PJM_ROR | TVA_Transmission | Internal | Winter | B20 | 935 | 2500 | 0 | 37.04 | 41.93 | 6 | 0
2020 | PJM_ROR_2_VACAR | PJM_ROR | VACAR | Internal | Shoulder | B11 | 25 | 3000 | 2999.99 | 53.07 | 59.98 | 6 | 0.91
2020 | PJM_ROR_2_VACAR | PJM_ROR | VACAR | Internal | Shoulder | B12 | 200 | 3000 | 0 | 47.28 | 49.09 | 6 | 0
2020 | PJM_ROR_2_VACAR | PJM_ROR | VACAR | Internal | Shoulder | B13 | 600 | 3000 | 0 | 42.76 | 47.46 | 6 | 0
2020 | PJM_ROR_2_VACAR | PJM_ROR | VACAR | Internal | Shoulder | B14 | 900 | 3000 | 127.06 | 40.06 | 46.06 | 6 | 0
2020 | PJM_ROR_2_VACAR | PJM_ROR | VACAR | Internal | Shoulder | B15 | 1203 | 3000 | 488.12 | 37.21 | 43.21 | 6 | 0
2020 | PJM_ROR_2_VACAR | PJM_ROR | VACAR | Internal | Summer | B1 | 10 | 3000 | 2834.71 | 67.05 | 73.05 | 6 | 0
2020 | PJM_ROR_2_VACAR | PJM_ROR | VACAR | Internal | Summer | B2 | 25 | 3000 | 3000 | 65.4 | 73.05 | 6 | 1.66
2020 | PJM_ROR_2_VACAR | PJM_ROR | VACAR | Internal | Summer | B3 | 75 | 3000 | 3000 | 61.28 | 73.05 | 6 | 5.77
2020 | PJM_ROR_2_VACAR | PJM_ROR | VACAR | Internal | Summer | B4 | 100 | 3000 | 2390.13 | 60.92 | 66.92 | 6 | 0
2020 | PJM_ROR_2_VACAR | PJM_ROR | VACAR | Internal | Summer | B5 | 200 | 3000 | 1909.45 | 53.81 | 59.81 | 6 | 0
2020 | PJM_ROR_2_VACAR | PJM_ROR | VACAR | Internal | Summer | B6 | 300 | 3000 | 1042.86 | 48.57 | 54.57 | 6 | 0
2020 | PJM_ROR_2_VACAR | PJM_ROR | VACAR | Internal | Summer | B7 | 400 | 3000 | 3000 | 40.39 | 47.39 | 6 | 1
2020 | PJM_ROR_2_VACAR | PJM_ROR | VACAR | Internal | Summer | B8 | 500 | 3000 | 2013.44 | 38 | 44 | 6 | 0
2020 | PJM_ROR_2_VACAR | PJM_ROR | VACAR | Internal | Summer | B9 | 800 | 3000 | 2028.93 | 37.31 | 43.31 | 6 | 0
2020 | PJM_ROR_2_VACAR | PJM_ROR | VACAR | Internal | Summer | B10 | 1262 | 3000 | 2265.1 | 34.65 | 40.65 | 6 | 0
2020 | PJM_ROR_2_VACAR | PJM_ROR | VACAR | Internal | Winter | B16 | 25 | 3000 | 2950.53 | 54.01 | 60.01 | 6 | 0
2020 | PJM_ROR_2_VACAR | PJM_ROR | VACAR | Internal | Winter | B17 | 100 | 3000 | 440.86 | 48.07 | 54.07 | 6 | 0
2020 | PJM_ROR_2_VACAR | PJM_ROR | VACAR | Internal | Winter | B18 | 400 | 3000 | 0 | 43.97 | 47.46 | 6 | 0
2020 | PJM_ROR_2_VACAR | PJM_ROR | VACAR | Internal | Winter | B19 | 700 | 3000 | 0 | 41.74 | 45.67 | 6 | 0
2020 | PJM_ROR_2_VACAR | PJM_ROR | VACAR | Internal | Winter | B20 | 935 | 3000 | 3000 | 37.04 | 43.23 | 6 | 0.19
2020 | PJM_ROM_2_NYISO_A-F | PJM_ROM | NYISO_A-F | Internal | Shoulder | B11 | 25 | 2000 | 0 | 53.06 | 40.67 | 6 | 0
2020 | PJM_ROM_2_NYISO_A-F | PJM_ROM | NYISO_A-F | Internal | Shoulder | B12 | 200 | 2000 | 0 | 47.29 | 39.85 | 6 | 0
2020 | PJM_ROM_2_NYISO_A-F | PJM_ROM | NYISO_A-F | Internal | Shoulder | B13 | 600 | 2000 | 0 | 42.77 | 39.85 | 6 | 0
2020 | PJM_ROM_2_NYISO_A-F | PJM_ROM | NYISO_A-F | Internal | Shoulder | B14 | 900 | 2000 | 0 | 40.07 | 39.16 | 6 | 0
2020 | PJM_ROM_2_NYISO_A-F | PJM_ROM | NYISO_A-F | Internal | Shoulder | B15 | 1203 | 2000 | 0 | 37.22 | 39.16 | 6 | 0
2020 | PJM_ROM_2_NYISO_A-F | PJM_ROM | NYISO_A-F | Internal | Summer | B1 | 10 | 2000 | 0 | 67.07 | 59.07 | 6 | 0
2020 | PJM_ROM_2_NYISO_A-F | PJM_ROM | NYISO_A-F | Internal | Summer | B2 | 25 | 2000 | 0 | 65.41 | 57.41 | 6 | 0
2020 | PJM_ROM_2_NYISO_A-F | PJM_ROM | NYISO_A-F | Internal | Summer | B3 | 75 | 2000 | 0 | 61.29 | 51.9 | 6 | 0
2020 | PJM_ROM_2_NYISO_A-F | PJM_ROM | NYISO_A-F | Internal | Summer | B4 | 100 | 2000 | 0 | 60.91 | 45.81 | 6 | 0
2020 | PJM_ROM_2_NYISO_A-F | PJM_ROM | NYISO_A-F | Internal | Summer | B5 | 200 | 2000 | 0 | 53.82 | 44.74 | 6 | 0
2020 | PJM_ROM_2_NYISO_A-F | PJM_ROM | NYISO_A-F | Internal | Summer | B6 | 300 | 2000 | 0 | 48.58 | 42.03 | 6 | 0
2020 | PJM_ROM_2_NYISO_A-F | PJM_ROM | NYISO_A-F | Internal | Summer | B7 | 400 | 2000 | 0 | 40.4 | 38.6 | 6 | 0
2020 | PJM_ROM_2_NYISO_A-F | PJM_ROM | NYISO_A-F | Internal | Summer | B8 | 500 | 2000 | 0 | 38.01 | 37.9 | 6 | 0
2020 | PJM_ROM_2_NYISO_A-F | PJM_ROM | NYISO_A-F | Internal | Summer | B9 | 800 | 2000 | 0 | 37.32 | 37.87 | 6 | 0
2020 | PJM_ROM_2_NYISO_A-F | PJM_ROM | NYISO_A-F | Internal | Summer | B10 | 1262 | 2000 | 0 | 34.66 | 37.87 | 6 | 0
2020 | PJM_ROM_2_NYISO_A-F | PJM_ROM | NYISO_A-F | Internal | Winter | B16 | 25 | 2000 | 0 | 54.03 | 44.97 | 6 | 0
2020 | PJM_ROM_2_NYISO_A-F | PJM_ROM | NYISO_A-F | Internal | Winter | B17 | 100 | 2000 | 0 | 48.08 | 43.27 | 6 | 0
2020 | PJM_ROM_2_NYISO_A-F | PJM_ROM | NYISO_A-F | Internal | Winter | B18 | 400 | 2000 | 0 | 44.08 | 42.19 | 6 | 0
2020 | PJM_ROM_2_NYISO_A-F | PJM_ROM | NYISO_A-F | Internal | Winter | B19 | 700 | 2000 | 0 | 41.75 | 42.19 | 6 | 0
2020 | PJM_ROM_2_NYISO_A-F | PJM_ROM | NYISO_A-F | Internal | Winter | B20 | 935 | 2000 | 0 | 37.73 | 42.19 | 6 | 0
2020 | PJM_ROM_2_PJM_E | PJM_ROM | PJM_E | Internal | Shoulder | B11 | 25 | 8000 | 0.25 | 53.06 | 53.04 | 0.01 | 0
2020 | PJM_ROM_2_PJM_E | PJM_ROM | PJM_E | Internal | Shoulder | B12 | 200 | 8000 | 0.03 | 47.29 | 47.28 | 0.01 | 0
2020 | PJM_ROM_2_PJM_E | PJM_ROM | PJM_E | Internal | Shoulder | B13 | 600 | 8000 | 0.01 | 42.77 | 42.76 | 0.01 | 0
2020 | PJM_ROM_2_PJM_E | PJM_ROM | PJM_E | Internal | Shoulder | B14 | 900 | 8000 | 778.32 | 40.07 | 40.08 | 0.01 | 0
2020 | PJM_ROM_2_PJM_E | PJM_ROM | PJM_E | Internal | Shoulder | B15 | 1203 | 8000 | 363.31 | 37.22 | 37.23 | 0.01 | 0
2020 | PJM_ROM_2_PJM_E | PJM_ROM | PJM_E | Internal | Summer | B1 | 10 | 8000 | 3560.95 | 67.07 | 67.08 | 0.01 | 0
2020 | PJM_ROM_2_PJM_E | PJM_ROM | PJM_E | Internal | Summer | B2 | 25 | 8000 | 1893.26 | 65.41 | 65.42 | 0.01 | 0
2020 | PJM_ROM_2_PJM_E | PJM_ROM | PJM_E | Internal | Summer | B3 | 75 | 8000 | 0.09 | 61.29 | 61.28 | 0.01 | 0
2020 | PJM_ROM_2_PJM_E | PJM_ROM | PJM_E | Internal | Summer | B4 | 100 | 8000 | 0.06 | 60.91 | 60.9 | 0.01 | 0
2020 | PJM_ROM_2_PJM_E | PJM_ROM | PJM_E | Internal | Summer | B5 | 200 | 8000 | 799.42 | 53.82 | 53.83 | 0.01 | 0
2020 | PJM_ROM_2_PJM_E | PJM_ROM | PJM_E | Internal | Summer | B6 | 300 | 8000 | 0.02 | 48.58 | 48.57 | 0.01 | 0
2020 | PJM_ROM_2_PJM_E | PJM_ROM | PJM_E | Internal | Summer | B7 | 400 | 8000 | 0.02 | 40.4 | 40.39 | 0.01 | 0
2020 | PJM_ROM_2_PJM_E | PJM_ROM | PJM_E | Internal | Summer | B8 | 500 | 8000 | 255.35 | 38.01 | 38.02 | 0.01 | 0
2020 | PJM_ROM_2_PJM_E | PJM_ROM | PJM_E | Internal | Summer | B9 | 800 | 8000 | 2219.34 | 37.32 | 37.33 | 0.01 | 0
2020 | PJM_ROM_2_PJM_E | PJM_ROM | PJM_E | Internal | Summer | B10 | 1262 | 8000 | 3616.47 | 34.66 | 34.67 | 0.01 | 0
2020 | PJM_ROM_2_PJM_E | PJM_ROM | PJM_E | Internal | Winter | B16 | 25 | 8000 | 1587.36 | 54.03 | 54.04 | 0.01 | 0
2020 | PJM_ROM_2_PJM_E | PJM_ROM | PJM_E | Internal | Winter | B17 | 100 | 8000 | 2382.21 | 48.08 | 48.09 | 0.01 | 0
2020 | PJM_ROM_2_PJM_E | PJM_ROM | PJM_E | Internal | Winter | B18 | 400 | 8000 | 5074.72 | 44.08 | 44.09 | 0.01 | 0
2020 | PJM_ROM_2_PJM_E | PJM_ROM | PJM_E | Internal | Winter | B19 | 700 | 8000 | 4321.62 | 41.75 | 41.76 | 0.01 | 0
2020 | PJM_ROM_2_PJM_E | PJM_ROM | PJM_E | Internal | Winter | B20 | 935 | 8000 | 4190.26 | 37.73 | 37.74 | 0.01 | 0
2020 | PJM_ROM_2_PJM_ROR | PJM_ROM | PJM_ROR | Internal | Shoulder | B11 | 25 | 8000 | 2281.04 | 53.06 | 53.07 | 0.01 | 0
2020 | PJM_ROM_2_PJM_ROR | PJM_ROM | PJM_ROR | Internal | Shoulder | B12 | 200 | 8000 | 0.05 | 47.29 | 47.28 | 0.01 | 0
2020 | PJM_ROM_2_PJM_ROR | PJM_ROM | PJM_ROR | Internal | Shoulder | B13 | 600 | 8000 | 0.01 | 42.77 | 42.76 | 0.01 | 0
2020 | PJM_ROM_2_PJM_ROR | PJM_ROM | PJM_ROR | Internal | Shoulder | B14 | 900 | 8000 | 0 | 40.07 | 40.06 | 0.01 | 0
2020 | PJM_ROM_2_PJM_ROR | PJM_ROM | PJM_ROR | Internal | Shoulder | B15 | 1203 | 8000 | 0 | 37.22 | 37.21 | 0.01 | 0
2020 | PJM_ROM_2_PJM_ROR | PJM_ROM | PJM_ROR | Internal | Summer | B1 | 10 | 8000 | 0.6 | 67.07 | 67.05 | 0.01 | 0
2020 | PJM_ROM_2_PJM_ROR | PJM_ROM | PJM_ROR | Internal | Summer | B2 | 25 | 8000 | 0.25 | 65.41 | 65.4 | 0.01 | 0
2020 | PJM_ROM_2_PJM_ROR | PJM_ROM | PJM_ROR | Internal | Summer | B3 | 75 | 8000 | 0.09 | 61.29 | 61.28 | 0.01 | 0
2020 | PJM_ROM_2_PJM_ROR | PJM_ROM | PJM_ROR | Internal | Summer | B4 | 100 | 8000 | 3091.49 | 60.91 | 60.92 | 0.01 | 0
2020 | PJM_ROM_2_PJM_ROR | PJM_ROM | PJM_ROR | Internal | Summer | B5 | 200 | 8000 | 0.03 | 53.82 | 53.81 | 0.01 | 0
2020 | PJM_ROM_2_PJM_ROR | PJM_ROM | PJM_ROR | Internal | Summer | B6 | 300 | 8000 | 0.02 | 48.58 | 48.57 | 0.01 | 0
2020 | PJM_ROM_2_PJM_ROR | PJM_ROM | PJM_ROR | Internal | Summer | B7 | 400 | 8000 | 0.02 | 40.4 | 40.39 | 0.01 | 0
2020 | PJM_ROM_2_PJM_ROR | PJM_ROM | PJM_ROR | Internal | Summer | B8 | 500 | 8000 | 0.01 | 38.01 | 38 | 0.01 | 0
2020 | PJM_ROM_2_PJM_ROR | PJM_ROM | PJM_ROR | Internal | Summer | B9 | 800 | 8000 | 0 | 37.32 | 37.31 | 0.01 | 0
2020 | PJM_ROM_2_PJM_ROR | PJM_ROM | PJM_ROR | Internal | Summer | B10 | 1262 | 8000 | 0 | 34.66 | 34.65 | 0.01 | 0
2020 | PJM_ROM_2_PJM_ROR | PJM_ROM | PJM_ROR | Internal | Winter | B16 | 25 | 8000 | 0.25 | 54.03 | 54.01 | 0.01 | 0
2020 | PJM_ROM_2_PJM_ROR | PJM_ROM | PJM_ROR | Internal | Winter | B17 | 100 | 8000 | 0.06 | 48.08 | 48.07 | 0.01 | 0
2020 | PJM_ROM_2_PJM_ROR | PJM_ROM | PJM_ROR | Internal | Winter | B18 | 400 | 8000 | 0 | 44.08 | 43.97 | 0.01 | 0
2020 | PJM_ROM_2_PJM_ROR | PJM_ROM | PJM_ROR | Internal | Winter | B19 | 700 | 8000 | 0 | 41.75 | 41.74 | 0.01 | 0
2020 | PJM_ROM_2_PJM_ROR | PJM_ROM | PJM_ROR | Internal | Winter | B20 | 935 | 8000 | 0 | 37.73 | 37.04 | 0.01 | 0
2020 | SOCO_2_ENT | SOCO | ENT | Internal | Shoulder | B11 | 25 | 2400 | 0 | 66.98 | 59.03 | 10 | 0
2020 | SOCO_2_ENT | SOCO | ENT | Internal | Shoulder | B12 | 200 | 2400 | 0 | 44.4 | 41.91 | 10 | 0
2020 | SOCO_2_ENT | SOCO | ENT | Internal | Shoulder | B13 | 600 | 2400 | 0 | 42.1 | 41.91 | 10 | 0
2020 | SOCO_2_ENT | SOCO | ENT | Internal | Shoulder | B14 | 900 | 2400 | 0 | 42.1 | 41.61 | 10 | 0
2020 | SOCO_2_ENT | SOCO | ENT | Internal | Shoulder | B15 | 1203 | 2400 | 0 | 42.1 | 40.25 | 10 | 0
2020 | SOCO_2_ENT | SOCO | ENT | Internal | Summer | B1 | 10 | 2400 | 0 | 71.02 | 67.49 | 10 | 0
2020 | SOCO_2_ENT | SOCO | ENT | Internal | Summer | B2 | 25 | 2400 | 0 | 71.02 | 63.4 | 10 | 0
2020 | SOCO_2_ENT | SOCO | ENT | Internal | Summer | B3 | 75 | 2400 | 0 | 69.69 | 61.69 | 10 | 0
2020 | SOCO_2_ENT | SOCO | ENT | Internal | Summer | B4 | 100 | 2400 | 0 | 69.69 | 61.69 | 10 | 0
2020 | SOCO_2_ENT | SOCO | ENT | Internal | Summer | B5 | 200 | 2400 | 0 | 66.81 | 58.81 | 10 | 0
2020 | SOCO_2_ENT | SOCO | ENT | Internal | Summer | B6 | 300 | 2400 | 0 | 59.75 | 51.75 | 10 | 0
2020 | SOCO_2_ENT | SOCO | ENT | Internal | Summer | B7 | 400 | 2400 | 0 | 54.39 | 46.39 | 10 | 0
2020 | SOCO_2_ENT | SOCO | ENT | Internal | Summer | B8 | 500 | 2400 | 0 | 44.4 | 40.59 | 10 | 0
2020 | SOCO_2_ENT | SOCO | ENT | Internal | Summer | B9 | 800 | 2400 | 0 | 40.87 | 40.3 | 10 | 0
2020 | SOCO_2_ENT | SOCO | ENT | Internal | Summer | B10 | 1262 | 2400 | 0 | 40.87 | 38.99 | 10 | 0
2020 | SOCO_2_ENT | SOCO | ENT | Internal | Winter | B16 | 25 | 2400 | 0 | 65.01 | 57.01 | 10 | 0
2020 | SOCO_2_ENT | SOCO | ENT | Internal | Winter | B17 | 100 | 2400 | 0 | 44.59 | 44.52 | 10 | 0
2020 | SOCO_2_ENT | SOCO | ENT | Internal | Winter | B18 | 400 | 2400 | 0 | 44.59 | 44.2 | 10 | 0
2020 | SOCO_2_ENT | SOCO | ENT | Internal | Winter | B19 | 700 | 2400 | 0 | 44.59 | 44.2 | 10 | 0
2020 | SOCO_2_ENT | SOCO | ENT | Internal | Winter | B20 | 935 | 2400 | 0 | 44.59 | 42.75 | 10 | 0
2020 | SOCO_2_FRCC | SOCO | FRCC | Internal | Shoulder | B11 | 25 | 3700 | 482.27 | 66.98 | 76.98 | 10 | 0
2020 | SOCO_2_FRCC | SOCO | FRCC | Internal | Shoulder | B12 | 200 | 3700 | 1670.04 | 44.4 | 54.4 | 10 | 0
2020 | SOCO_2_FRCC | SOCO | FRCC | Internal | Shoulder | B13 | 600 | 3700 | 0 | 42.1 | 48.83 | 10 | 0
2020 | SOCO_2_FRCC | SOCO | FRCC | Internal | Shoulder | B14 | 900 | 3700 | 0 | 42.1 | 48.83 | 10 | 0
2020 | SOCO_2_FRCC | SOCO | FRCC | Internal | Shoulder | B15 | 1203 | 3700 | 0 | 42.1 | 46.83 | 10 | 0
2020 | SOCO_2_FRCC | SOCO | FRCC | Internal | Summer | B1 | 10 | 3700 | 60.39 | 71.02 | 81.02 | 10 | 0
2020 | SOCO_2_FRCC | SOCO | FRCC | Internal | Summer | B2 | 25 | 3700 | 0 | 71.02 | 76.76 | 10 | 0
2020 | SOCO_2_FRCC | SOCO | FRCC | Internal | Summer | B3 | 75 | 3700 | 0 | 69.69 | 76.76 | 10 | 0
2020 | SOCO_2_FRCC | SOCO | FRCC | Internal | Summer | B4 | 100 | 3700 | 0 | 69.69 | 76.76 | 10 | 0
2020 | SOCO_2_FRCC | SOCO | FRCC | Internal | Summer | B5 | 200 | 3700 | 0.01 | 66.81 | 76.76 | 10 | 0
2020 | SOCO_2_FRCC | SOCO | FRCC | Internal | Summer | B6 | 300 | 3700 | 285.46 | 59.75 | 69.75 | 10 | 0
2020 | SOCO_2_FRCC | SOCO | FRCC | Internal | Summer | B7 | 400 | 3700 | 2268.36 | 54.39 | 64.39 | 10 | 0
2020 | SOCO_2_FRCC | SOCO | FRCC | Internal | Summer | B8 | 500 | 3700 | 665.23 | 44.4 | 54.4 | 10 | 0
2020 | SOCO_2_FRCC | SOCO | FRCC | Internal | Summer | B9 | 800 | 3700 | 0 | 40.87 | 48.1 | 10 | 0
2020 | SOCO_2_FRCC | SOCO | FRCC | Internal | Summer | B10 | 1262 | 3700 | 0 | 40.87 | 46.13 | 10 | 0
2020 | SOCO_2_FRCC | SOCO | FRCC | Internal | Winter | B16 | 25 | 3700 | 1057.69 | 65.01 | 75.01 | 10 | 0
2020 | SOCO_2_FRCC | SOCO | FRCC | Internal | Winter | B17 | 100 | 3700 | 821.14 | 44.59 | 54.59 | 10 | 0
2020 | SOCO_2_FRCC | SOCO | FRCC | Internal | Winter | B18 | 400 | 3700 | 0 | 44.59 | 51.07 | 10 | 0
2020 | SOCO_2_FRCC | SOCO | FRCC | Internal | Winter | B19 | 700 | 3700 | 0 | 44.59 | 50.89 | 10 | 0
2020 | SOCO_2_FRCC | SOCO | FRCC | Internal | Winter | B20 | 935 | 3700 | 0 | 44.59 | 48.97 | 10 | 0
2020 | SOCO_2_TVA_Transmission | SOCO | TVA_Transmission | Internal | Shoulder | B11 | 25 | 2600 | 0 | 66.98 | 58.71 | 10 | 0
2020 | SOCO_2_TVA_Transmission | SOCO | TVA_Transmission | Internal | Shoulder | B12 | 200 | 2600 | 0 | 44.4 | 47.33 | 10 | 0
2020 | SOCO_2_TVA_Transmission | SOCO | TVA_Transmission | Internal | Shoulder | B13 | 600 | 2600 | 0 | 42.1 | 44.72 | 10 | 0
2020 | SOCO_2_TVA_Transmission | SOCO | TVA_Transmission | Internal | Shoulder | B14 | 900 | 2600 | 0 | 42.1 | 43.06 | 10 | 0
2020 | SOCO_2_TVA_Transmission | SOCO | TVA_Transmission | Internal | Shoulder | B15 | 1203 | 2600 | 0 | 42.1 | 42.05 | 10 | 0
2020 | SOCO_2_TVA_Transmission | SOCO | TVA_Transmission | Internal | Summer | B1 | 10 | 2600 | 0 | 71.02 | 73.05 | 10 | 0
2020 | SOCO_2_TVA_Transmission | SOCO | TVA_Transmission | Internal | Summer | B2 | 25 | 2600 | 0 | 71.02 | 71.4 | 10 | 0
2020 | SOCO_2_TVA_Transmission | SOCO | TVA_Transmission | Internal | Summer | B3 | 75 | 2600 | 0 | 69.69 | 67.28 | 10 | 0
2020 | SOCO_2_TVA_Transmission | SOCO | TVA_Transmission | Internal | Summer | B4 | 100 | 2600 | 0 | 69.69 | 66.92 | 10 | 0
2020 | SOCO_2_TVA_Transmission | SOCO | TVA_Transmission | Internal | Summer | B5 | 200 | 2600 | 0 | 66.81 | 59.13 | 10 | 0
2020 | SOCO_2_TVA_Transmission | SOCO | TVA_Transmission | Internal | Summer | B6 | 300 | 2600 | 0 | 59.75 | 52.3 | 10 | 0
2020 | SOCO_2_TVA_Transmission | SOCO | TVA_Transmission | Internal | Summer | B7 | 400 | 2600 | 0 | 54.39 | 45.39 | 10 | 0
2020 | SOCO_2_TVA_Transmission | SOCO | TVA_Transmission | Internal | Summer | B8 | 500 | 2600 | 0 | 44.4 | 41.6 | 10 | 0
2020 | SOCO_2_TVA_Transmission | SOCO | TVA_Transmission | Internal | Summer | B9 | 800 | 2600 | 0 | 40.87 | 41.16 | 10 | 0
2020 | SOCO_2_TVA_Transmission | SOCO | TVA_Transmission | Internal | Summer | B10 | 1262 | 2600 | 0 | 40.87 | 38.41 | 10 | 0
2020 | SOCO_2_TVA_Transmission | SOCO | TVA_Transmission | Internal | Winter | B16 | 25 | 2600 | 0 | 65.01 | 58.77 | 10 | 0
2020 | SOCO_2_TVA_Transmission | SOCO | TVA_Transmission | Internal | Winter | B17 | 100 | 2600 | 0 | 44.59 | 49.33 | 10 | 0
2020 | SOCO_2_TVA_Transmission | SOCO | TVA_Transmission | Internal | Winter | B18 | 400 | 2600 | 0 | 44.59 | 45.7 | 10 | 0
2020 | SOCO_2_TVA_Transmission | SOCO | TVA_Transmission | Internal | Winter | B19 | 700 | 2600 | 0 | 44.59 | 43.64 | 10 | 0
2020 | SOCO_2_TVA_Transmission | SOCO | TVA_Transmission | Internal | Winter | B20 | 935 | 2600 | 0 | 44.59 | 41.93 | 10 | 0
2020 | SOCO_2_VACAR | SOCO | VACAR | Internal | Shoulder | B11 | 25 | 2000 | 0 | 66.98 | 59.98 | 10 | 0
2020 | SOCO_2_VACAR | SOCO | VACAR | Internal | Shoulder | B12 | 200 | 2000 | 0 | 44.4 | 49.09 | 10 | 0
2020 | SOCO_2_VACAR | SOCO | VACAR | Internal | Shoulder | B13 | 600 | 2000 | 0 | 42.1 | 47.46 | 10 | 0
2020 | SOCO_2_VACAR | SOCO | VACAR | Internal | Shoulder | B14 | 900 | 2000 | 0 | 42.1 | 46.06 | 10 | 0
2020 | SOCO_2_VACAR | SOCO | VACAR | Internal | Shoulder | B15 | 1203 | 2000 | 0 | 42.1 | 43.21 | 10 | 0
2020 | SOCO_2_VACAR | SOCO | VACAR | Internal | Summer | B1 | 10 | 2000 | 0 | 71.02 | 73.05 | 10 | 0
2020 | SOCO_2_VACAR | SOCO | VACAR | Internal | Summer | B2 | 25 | 2000 | 0 | 71.02 | 73.05 | 10 | 0
2020 | SOCO_2_VACAR | SOCO | VACAR | Internal | Summer | B3 | 75 | 2000 | 0 | 69.69 | 73.05 | 10 | 0
2020 | SOCO_2_VACAR | SOCO | VACAR | Internal | Summer | B4 | 100 | 2000 | 0 | 69.69 | 66.92 | 10 | 0
2020 | SOCO_2_VACAR | SOCO | VACAR | Internal | Summer | B5 | 200 | 2000 | 0 | 66.81 | 59.81 | 10 | 0
2020 | SOCO_2_VACAR | SOCO | VACAR | Internal | Summer | B6 | 300 | 2000 | 0 | 59.75 | 54.57 | 10 | 0
2020 | SOCO_2_VACAR | SOCO | VACAR | Internal | Summer | B7 | 400 | 2000 | 0 | 54.39 | 47.39 | 10 | 0
2020 | SOCO_2_VACAR | SOCO | VACAR | Internal | Summer | B8 | 500 | 2000 | 0 | 44.4 | 44 | 10 | 0
2020 | SOCO_2_VACAR | SOCO | VACAR | Internal | Summer | B9 | 800 | 2000 | 0 | 40.87 | 43.31 | 10 | 0
2020 | SOCO_2_VACAR | SOCO | VACAR | Internal | Summer | B10 | 1262 | 2000 | 0 | 40.87 | 40.65 | 10 | 0
2020 | SOCO_2_VACAR | SOCO | VACAR | Internal | Winter | B16 | 25 | 2000 | 0 | 65.01 | 60.01 | 10 | 0
2020 | SOCO_2_VACAR | SOCO | VACAR | Internal | Winter | B17 | 100 | 2000 | 0 | 44.59 | 54.07 | 10 | 0
2020 | SOCO_2_VACAR | SOCO | VACAR | Internal | Winter | B18 | 400 | 2000 | 0 | 44.59 | 47.46 | 10 | 0
2020 | SOCO_2_VACAR | SOCO | VACAR | Internal | Winter | B19 | 700 | 2000 | 0 | 44.59 | 45.67 | 10 | 0
2020 | SOCO_2_VACAR | SOCO | VACAR | Internal | Winter | B20 | 935 | 2000 | 0 | 44.59 | 43.23 | 10 | 0
2020 | SPP_N_2_ENT | SPP_N | ENT | Internal | Shoulder | B11 | 25 | 1800 | 0 | 62.07 | 59.03 | 5 | 0
2020 | SPP_N_2_ENT | SPP_N | ENT | Internal | Shoulder | B12 | 200 | 1800 | 0 | 42.03 | 41.91 | 5 | 0
2020 | SPP_N_2_ENT | SPP_N | ENT | Internal | Shoulder | B13 | 600 | 1800 | 0 | 40.76 | 41.91 | 5 | 0
2020 | SPP_N_2_ENT | SPP_N | ENT | Internal | Shoulder | B14 | 900 | 1800 | 0 | 40.21 | 41.61 | 5 | 0
2020 | SPP_N_2_ENT | SPP_N | ENT | Internal | Shoulder | B15 | 1203 | 1800 | 0 | 40.19 | 40.25 | 5 | 0
2020 | SPP_N_2_ENT | SPP_N | ENT | Internal | Summer | B1 | 10 | 1800 | 0 | 66.03 | 67.49 | 5 | 0
2020 | SPP_N_2_ENT | SPP_N | ENT | Internal | Summer | B2 | 25 | 1800 | 0 | 66.03 | 63.4 | 5 | 0
2020 | SPP_N_2_ENT | SPP_N | ENT | Internal | Summer | B3 | 75 | 1800 | 0 | 66.03 | 61.69 | 5 | 0
2020 | SPP_N_2_ENT | SPP_N | ENT | Internal | Summer | B4 | 100 | 1800 | 0 | 64.48 | 61.69 | 5 | 0
2020 | SPP_N_2_ENT | SPP_N | ENT | Internal | Summer | B5 | 200 | 1800 | 0 | 60.09 | 58.81 | 5 | 0
2020 | SPP_N_2_ENT | SPP_N | ENT | Internal | Summer | B6 | 300 | 1800 | 0 | 54.59 | 51.75 | 5 | 0
2020 | SPP_N_2_ENT | SPP_N | ENT | Internal | Summer | B7 | 400 | 1800 | 0 | 42.86 | 46.39 | 5 | 0
2020 | SPP_N_2_ENT | SPP_N | ENT | Internal | Summer | B8 | 500 | 1800 | 0 | 40.2 | 40.59 | 5 | 0
2020 | SPP_N_2_ENT | SPP_N | ENT | Internal | Summer | B9 | 800 | 1800 | 0 | 38.85 | 40.3 | 5 | 0
2020 | SPP_N_2_ENT | SPP_N | ENT | Internal | Summer | B10 | 1262 | 1800 | 0 | 36.28 | 38.99 | 5 | 0
2020 | SPP_N_2_ENT | SPP_N | ENT | Internal | Winter | B16 | 25 | 1800 | 558.74 | 52.01 | 57.01 | 5 | 0
2020 | SPP_N_2_ENT | SPP_N | ENT | Internal | Winter | B17 | 100 | 1800 | 0 | 42.83 | 44.52 | 5 | 0
2020 | SPP_N_2_ENT | SPP_N | ENT | Internal | Winter | B18 | 400 | 1800 | 0 | 42.83 | 44.2 | 5 | 0
2020 | SPP_N_2_ENT | SPP_N | ENT | Internal | Winter | B19 | 700 | 1800 | 0 | 42.74 | 44.2 | 5 | 0
2020 | SPP_N_2_ENT | SPP_N | ENT | Internal | Winter | B20 | 935 | 1800 | 0 | 39.41 | 42.75 | 5 | 0
2020 | SPP_N_2_MISO_MO-IL | SPP_N | MISO_MO-IL | Internal | Shoulder | B11 | 25 | 2000 | 0 | 62.07 | 55.07 | 5 | 0
2020 | SPP_N_2_MISO_MO-IL | SPP_N | MISO_MO-IL | Internal | Shoulder | B12 | 200 | 2000 | 0 | 42.03 | 45.28 | 5 | 0
2020 | SPP_N_2_MISO_MO-IL | SPP_N | MISO_MO-IL | Internal | Shoulder | B13 | 600 | 2000 | 0 | 40.76 | 40.75 | 5 | 0
2020 | SPP_N_2_MISO_MO-IL | SPP_N | MISO_MO-IL | Internal | Shoulder | B14 | 900 | 2000 | 0 | 40.21 | 38.06 | 5 | 0
2020 | SPP_N_2_MISO_MO-IL | SPP_N | MISO_MO-IL | Internal | Shoulder | B15 | 1203 | 2000 | 0 | 40.19 | 36.33 | 5 | 0
2020 | SPP_N_2_MISO_MO-IL | SPP_N | MISO_MO-IL | Internal | Summer | B1 | 10 | 2000 | 0 | 66.03 | 65.05 | 5 | 0
2020 | SPP_N_2_MISO_MO-IL | SPP_N | MISO_MO-IL | Internal | Summer | B2 | 25 | 2000 | 0 | 66.03 | 63.4 | 5 | 0
2020 | SPP_N_2_MISO_MO-IL | SPP_N | MISO_MO-IL | Internal | Summer | B3 | 75 | 2000 | 0 | 66.03 | 61.14 | 5 | 0
2020 | SPP_N_2_MISO_MO-IL | SPP_N | MISO_MO-IL | Internal | Summer | B4 | 100 | 2000 | 0 | 64.48 | 60.5 | 5 | 0
2020 | SPP_N_2_MISO_MO-IL | SPP_N | MISO_MO-IL | Internal | Summer | B5 | 200 | 2000 | 0 | 60.09 | 55.39 | 5 | 0
2020 | SPP_N_2_MISO_MO-IL | SPP_N | MISO_MO-IL | Internal | Summer | B6 | 300 | 2000 | 0 | 54.59 | 46.59 | 5 | 0
2020 | SPP_N_2_MISO_MO-IL | SPP_N | MISO_MO-IL | Internal | Summer | B7 | 400 | 2000 | 0 | 42.86 | 38.39 | 5 | 0
2020 | SPP_N_2_MISO_MO-IL | SPP_N | MISO_MO-IL | Internal | Summer | B8 | 500 | 2000 | 0 | 40.2 | 36.03 | 5 | 0
2020 | SPP_N_2_MISO_MO-IL | SPP_N | MISO_MO-IL | Internal | Summer | B9 | 800 | 2000 | 0 | 38.85 | 35.31 | 5 | 0
2020 | SPP_N_2_MISO_MO-IL | SPP_N | MISO_MO-IL | Internal | Summer | B10 | 1262 | 2000 | 0 | 36.28 | 33.25 | 5 | 0
2020 | SPP_N_2_MISO_MO-IL | SPP_N | MISO_MO-IL | Internal | Winter | B16 | 25 | 2000 | 0 | 52.01 | 52.01 | 5 | 0
2020 | SPP_N_2_MISO_MO-IL | SPP_N | MISO_MO-IL | Internal | Winter | B17 | 100 | 2000 | 0 | 42.83 | 46.07 | 5 | 0
2020 | SPP_N_2_MISO_MO-IL | SPP_N | MISO_MO-IL | Internal | Winter | B18 | 400 | 2000 | 0 | 42.83 | 41.96 | 5 | 0
2020 | SPP_N_2_MISO_MO-IL | SPP_N | MISO_MO-IL | Internal | Winter | B19 | 700 | 2000 | 0 | 42.74 | 39.73 | 5 | 0
2020 | SPP_N_2_MISO_MO-IL | SPP_N | MISO_MO-IL | Internal | Winter | B20 | 935 | 2000 | 0 | 39.41 | 35.02 | 5 | 0
2020 | SPP_N_2_MISO_W | SPP_N | MISO_W | Internal | Shoulder | B11 | 25 | 750 | 0 | 62.07 | 55.07 | 5 | 0
2020 | SPP_N_2_MISO_W | SPP_N | MISO_W | Internal | Shoulder | B12 | 200 | 750 | 0 | 42.03 | 45.27 | 5 | 0
2020 | SPP_N_2_MISO_W | SPP_N | MISO_W | Internal | Shoulder | B13 | 600 | 750 | 0 | 40.76 | 40.75 | 5 | 0
2020 | SPP_N_2_MISO_W | SPP_N | MISO_W | Internal | Shoulder | B14 | 900 | 750 | 0 | 40.21 | 38.8 | 5 | 0
2020 | SPP_N_2_MISO_W | SPP_N | MISO_W | Internal | Shoulder | B15 | 1203 | 750 | 0 | 40.19 | 36.9 | 5 | 0
2020 | SPP_N_2_MISO_W | SPP_N | MISO_W | Internal | Summer | B1 | 10 | 750 | 0 | 66.03 | 65.05 | 5 | 0
2020 | SPP_N_2_MISO_W | SPP_N | MISO_W | Internal | Summer | B2 | 25 | 750 | 0 | 66.03 | 63.41 | 5 | 0
2020 | SPP_N_2_MISO_W | SPP_N | MISO_W | Internal | Summer | B3 | 75 | 750 | 0 | 66.03 | 63.28 | 5 | 0
2020 | SPP_N_2_MISO_W | SPP_N | MISO_W | Internal | Summer | B4 | 100 | 750 | 0 | 64.48 | 62.58 | 5 | 0
2020 | SPP_N_2_MISO_W | SPP_N | MISO_W | Internal | Summer | B5 | 200 | 750 | 0 | 60.09 | 55.82 | 5 | 0
2020 | SPP_N_2_MISO_W | SPP_N | MISO_W | Internal | Summer | B6 | 300 | 750 | 0 | 54.59 | 47.81 | 5 | 0
2020 | SPP_N_2_MISO_W | SPP_N | MISO_W | Internal | Summer | B7 | 400 | 750 | 0 | 42.86 | 38.41 | 5 | 0
2020 | SPP_N_2_MISO_W | SPP_N | MISO_W | Internal | Summer | B8 | 500 | 750 | 0 | 40.2 | 36.39 | 5 | 0
2020 | SPP_N_2_MISO_W | SPP_N | MISO_W | Internal | Summer | B9 | 800 | 750 | 0 | 38.85 | 36.04 | 5 | 0
2020 | SPP_N_2_MISO_W | SPP_N | MISO_W | Internal | Summer | B10 | 1262 | 750 | 0 | 36.28 | 33.33 | 5 | 0
2020 | SPP_N_2_MISO_W | SPP_N | MISO_W | Internal | Winter | B16 | 25 | 750 | 0 | 52.01 | 52 | 5 | 0
2020 | SPP_N_2_MISO_W | SPP_N | MISO_W | Internal | Winter | B17 | 100 | 750 | 0 | 42.83 | 46.06 | 5 | 0
2020 | SPP_N_2_MISO_W | SPP_N | MISO_W | Internal | Winter | B18 | 400 | 750 | 0 | 42.83 | 41.97 | 5 | 0
2020 | SPP_N_2_MISO_W | SPP_N | MISO_W | Internal | Winter | B19 | 700 | 750 | 0 | 42.74 | 41.57 | 5 | 0
2020 | SPP_N_2_MISO_W | SPP_N | MISO_W | Internal | Winter | B20 | 935 | 750 | 0 | 39.41 | 35.03 | 5 | 0
2020 | SPP_N_2_NE | SPP_N | NE | Internal | Shoulder | B11 | 25 | 330 | 0 | 62.07 | 60.89 | 0.01 | 0
2020 | SPP_N_2_NE | SPP_N | NE | Internal | Shoulder | B12 | 200 | 330 | 0.03 | 42.03 | 42.02 | 0.01 | 0
2020 | SPP_N_2_NE | SPP_N | NE | Internal | Shoulder | B13 | 600 | 330 | 0.01 | 40.76 | 40.75 | 0.01 | 0
2020 | SPP_N_2_NE | SPP_N | NE | Internal | Shoulder | B14 | 900 | 330 | 0 | 40.21 | 40.2 | 0.01 | 0
2020 | SPP_N_2_NE | SPP_N | NE | Internal | Shoulder | B15 | 1203 | 330 | 0 | 40.19 | 40.17 | 0.01 | 0
2020 | SPP_N_2_NE | SPP_N | NE | Internal | Summer | B1 | 10 | 330 | 0.01 | 66.03 | 65.05 | 0.01 | 0
2020 | SPP_N_2_NE | SPP_N | NE | Internal | Summer | B2 | 25 | 330 | 0 | 66.03 | 64.47 | 0.01 | 0
2020 | SPP_N_2_NE | SPP_N | NE | Internal | Summer | B3 | 75 | 330 | 0 | 66.03 | 64.47 | 0.01 | 0
2020 | SPP_N_2_NE | SPP_N | NE | Internal | Summer | B4 | 100 | 330 | 0.06 | 64.48 | 64.47 | 0.01 | 0
2020 | SPP_N_2_NE | SPP_N | NE | Internal | Summer | B5 | 200 | 330 | 0.03 | 60.09 | 60.08 | 0.01 | 0
2020 | SPP_N_2_NE | SPP_N | NE | Internal | Summer | B6 | 300 | 330 | 0.02 | 54.59 | 54.58 | 0.01 | 0
2020 | SPP_N_2_NE | SPP_N | NE | Internal | Summer | B7 | 400 | 330 | 0 | 42.86 | 40.93 | 0.01 | 0
2020 | SPP_N_2_NE | SPP_N | NE | Internal | Summer | B8 | 500 | 330 | 0 | 40.2 | 36.93 | 0.01 | 0
2020 | SPP_N_2_NE | SPP_N | NE | Internal | Summer | B9 | 800 | 330 | 0 | 38.85 | 36.93 | 0.01 | 0
2020 | SPP_N_2_NE | SPP_N | NE | Internal | Summer | B10 | 1262 | 330 | 0 | 36.28 | 34.73 | 0.01 | 0
2020 | SPP_N_2_NE | SPP_N | NE | Internal | Winter | B16 | 25 | 330 | 0.22 | 52.01 | 52 | 0.01 | 0
2020 | SPP_N_2_NE | SPP_N | NE | Internal | Winter | B17 | 100 | 330 | 0.06 | 42.83 | 42.82 | 0.01 | 0
2020 | SPP_N_2_NE | SPP_N | NE | Internal | Winter | B18 | 400 | 330 | 0 | 42.83 | 42.73 | 0.01 | 0
2020 | SPP_N_2_NE | SPP_N | NE | Internal | Winter | B19 | 700 | 330 | 0 | 42.74 | 42.73 | 0.01 | 0
2020 | SPP_N_2_NE | SPP_N | NE | Internal | Winter | B20 | 935 | 330 | 0 | 39.41 | 38.4 | 0.01 | 0
2020 | SPP_N_2_SPP_S | SPP_N | SPP_S | Internal | Shoulder | B11 | 25 | 4000 | 0 | 62.07 | 57.84 | 0.01 | 0
2020 | SPP_N_2_SPP_S | SPP_N | SPP_S | Internal | Shoulder | B12 | 200 | 4000 | 0.03 | 42.03 | 42.02 | 0.01 | 0
2020 | SPP_N_2_SPP_S | SPP_N | SPP_S | Internal | Shoulder | B13 | 600 | 4000 | 11.28 | 40.76 | 40.77 | 0.01 | 0
2020 | SPP_N_2_SPP_S | SPP_N | SPP_S | Internal | Shoulder | B14 | 900 | 4000 | 0 | 40.21 | 40.2 | 0.01 | 0
2020 | SPP_N_2_SPP_S | SPP_N | SPP_S | Internal | Shoulder | B15 | 1203 | 4000 | 1471.14 | 40.19 | 40.2 | 0.01 | 0
2020 | SPP_N_2_SPP_S | SPP_N | SPP_S | Internal | Summer | B1 | 10 | 4000 | 0 | 66.03 | 62.49 | 0.01 | 0
2020 | SPP_N_2_SPP_S | SPP_N | SPP_S | Internal | Summer | B2 | 25 | 4000 | 0 | 66.03 | 64.56 | 0.01 | 0
2020 | SPP_N_2_SPP_S | SPP_N | SPP_S | Internal | Summer | B3 | 75 | 4000 | 0 | 66.03 | 56.69 | 0.01 | 0
2020 | SPP_N_2_SPP_S | SPP_N | SPP_S | Internal | Summer | B4 | 100 | 4000 | 0 | 64.48 | 56.34 | 0.01 | 0
2020 | SPP_N_2_SPP_S | SPP_N | SPP_S | Internal | Summer | B5 | 200 | 4000 | 0 | 60.09 | 55.88 | 0.01 | 0
2020 | SPP_N_2_SPP_S | SPP_N | SPP_S | Internal | Summer | B6 | 300 | 4000 | 879.51 | 54.59 | 54.6 | 0.01 | 0
2020 | SPP_N_2_SPP_S | SPP_N | SPP_S | Internal | Summer | B7 | 400 | 4000 | 729.59 | 42.86 | 42.88 | 0.01 | 0
2020 | SPP_N_2_SPP_S | SPP_N | SPP_S | Internal | Summer | B8 | 500 | 4000 | 1985.02 | 40.2 | 40.22 | 0.01 | 0
2020 | SPP_N_2_SPP_S | SPP_N | SPP_S | Internal | Summer | B9 | 800 | 4000 | 2122.71 | 38.85 | 38.86 | 0.01 | 0
2020 | SPP_N_2_SPP_S | SPP_N | SPP_S | Internal | Summer | B10 | 1262 | 4000 | 4000 | 36.28 | 38.77 | 0.01 | 2.48
2020 | SPP_N_2_SPP_S | SPP_N | SPP_S | Internal | Winter | B16 | 25 | 4000 | 0.48 | 52.01 | 52.01 | 0.01 | 0
2020 | SPP_N_2_SPP_S | SPP_N | SPP_S | Internal | Winter | B17 | 100 | 4000 | 730.98 | 42.83 | 42.84 | 0.01 | 0
2020 | SPP_N_2_SPP_S | SPP_N | SPP_S | Internal | Winter | B18 | 400 | 4000 | 1806.82 | 42.83 | 42.84 | 0.01 | 0
2020 | SPP_N_2_SPP_S | SPP_N | SPP_S | Internal | Winter | B19 | 700 | 4000 | 2077.69 | 42.74 | 42.75 | 0.01 | 0
2020 | SPP_N_2_SPP_S | SPP_N | SPP_S | Internal | Winter | B20 | 935 | 4000 | 3671.11 | 39.41 | 39.42 | 0.01 | 0
2020 | SPP_S_2_ENT | SPP_S | ENT | Internal | Shoulder | B11 | 25 | 850 | 0 | 57.84 | 59.03 | 5 | 0
2020 | SPP_S_2_ENT | SPP_S | ENT | Internal | Shoulder | B12 | 200 | 850 | 0 | 42.02 | 41.91 | 5 | 0
2020 | SPP_S_2_ENT | SPP_S | ENT | Internal | Shoulder | B13 | 600 | 850 | 0 | 40.77 | 41.91 | 5 | 0
2020 | SPP_S_2_ENT | SPP_S | ENT | Internal | Shoulder | B14 | 900 | 850 | 0 | 40.2 | 41.61 | 5 | 0
2020 | SPP_S_2_ENT | SPP_S | ENT | Internal | Shoulder | B15 | 1203 | 850 | 0 | 40.2 | 40.25 | 5 | 0
2020 | SPP_S_2_ENT | SPP_S | ENT | Internal | Summer | B1 | 10 | 850 | 426.46 | 62.49 | 67.49 | 5 | 0
2020 | SPP_S_2_ENT | SPP_S | ENT | Internal | Summer | B2 | 25 | 850 | 0 | 64.56 | 63.4 | 5 | 0
2020 | SPP_S_2_ENT | SPP_S | ENT | Internal | Summer | B3 | 75 | 850 | 149.46 | 56.69 | 61.69 | 5 | 0
2020 | SPP_S_2_ENT | SPP_S | ENT | Internal | Summer | B4 | 100 | 850 | 849.99 | 56.34 | 61.69 | 5 | 0.35
2020 | SPP_S_2_ENT | SPP_S | ENT | Internal | Summer | B5 | 200 | 850 | 0 | 55.88 | 58.81 | 5 | 0
2020 | SPP_S_2_ENT | SPP_S | ENT | Internal | Summer | B6 | 300 | 850 | 0 | 54.6 | 51.75 | 5 | 0
2020 | SPP_S_2_ENT | SPP_S | ENT | Internal | Summer | B7 | 400 | 850 | 0 | 42.88 | 46.39 | 5 | 0
2020 | SPP_S_2_ENT | SPP_S | ENT | Internal | Summer | B8 | 500 | 850 | 0 | 40.22 | 40.59 | 5 | 0
2020 | SPP_S_2_ENT | SPP_S | ENT | Internal | Summer | B9 | 800 | 850 | 0 | 38.86 | 40.3 | 5 | 0
2020 | SPP_S_2_ENT | SPP_S | ENT | Internal | Summer | B10 | 1262 | 850 | 0 | 38.77 | 38.99 | 5 | 0
2020 | SPP_S_2_ENT | SPP_S | ENT | Internal | Winter | B16 | 25 | 850 | 318.36 | 52.01 | 57.01 | 5 | 0
2020 | SPP_S_2_ENT | SPP_S | ENT | Internal | Winter | B17 | 100 | 850 | 0 | 42.84 | 44.52 | 5 | 0
2020 | SPP_S_2_ENT | SPP_S | ENT | Internal | Winter | B18 | 400 | 850 | 0 | 42.84 | 44.2 | 5 | 0
2020 | SPP_S_2_ENT | SPP_S | ENT | Internal | Winter | B19 | 700 | 850 | 0 | 42.75 | 44.2 | 5 | 0
2020 | SPP_S_2_ENT | SPP_S | ENT | Internal | Winter | B20 | 935 | 850 | 0 | 39.42 | 42.75 | 5 | 0
2020 | SPP_S_2_SPP_N | SPP_S | SPP_N | Internal | Shoulder | B11 | 25 | 640 | 640 | 57.84 | 62.07 | 0.01 | 4.22
2020 | SPP_S_2_SPP_N | SPP_S | SPP_N | Internal | Shoulder | B12 | 200 | 640 | 453.11 | 42.02 | 42.03 | 0.01 | 0
2020 | SPP_S_2_SPP_N | SPP_S | SPP_N | Internal | Shoulder | B13 | 600 | 640 | 0.01 | 40.77 | 40.76 | 0.01 | 0
2020 | SPP_S_2_SPP_N | SPP_S | SPP_N | Internal | Shoulder | B14 | 900 | 640 | 450.71 | 40.2 | 40.21 | 0.01 | 0
2020 | SPP_S_2_SPP_N | SPP_S | SPP_N | Internal | Shoulder | B15 | 1203 | 640 | 0 | 40.2 | 40.19 | 0.01 | 0
2020 | SPP_S_2_SPP_N | SPP_S | SPP_N | Internal | Summer | B1 | 10 | 640 | 640 | 62.49 | 66.03 | 0.01 | 3.54
2020 | SPP_S_2_SPP_N | SPP_S | SPP_N | Internal | Summer | B2 | 25 | 640 | 640 | 64.56 | 66.03 | 0.01 | 1.47
2020 | SPP_S_2_SPP_N | SPP_S | SPP_N | Internal | Summer | B3 | 75 | 640 | 640 | 56.69 | 66.03 | 0.01 | 9.34
2020 | SPP_S_2_SPP_N | SPP_S | SPP_N | Internal | Summer | B4 | 100 | 640 | 640 | 56.34 | 64.48 | 0.01 | 8.13
2020 | SPP_S_2_SPP_N | SPP_S | SPP_N | Internal | Summer | B5 | 200 | 640 | 640 | 55.88 | 60.09 | 0.01 | 4.2
2020 | SPP_S_2_SPP_N | SPP_S | SPP_N | Internal | Summer | B6 | 300 | 640 | 0.02 | 54.6 | 54.59 | 0.01 | 0
2020 | SPP_S_2_SPP_N | SPP_S | SPP_N | Internal | Summer | B7 | 400 | 640 | 0.02 | 42.88 | 42.86 | 0.01 | 0
2020 | SPP_S_2_SPP_N | SPP_S | SPP_N | Internal | Summer | B8 | 500 | 640 | 0.01 | 40.22 | 40.2 | 0.01 | 0
2020 | SPP_S_2_SPP_N | SPP_S | SPP_N | Internal | Summer | B9 | 800 | 640 | 0 | 38.86 | 38.85 | 0.01 | 0
2020 | SPP_S_2_SPP_N | SPP_S | SPP_N | Internal | Summer | B10 | 1262 | 640 | 0 | 38.77 | 36.28 | 0.01 | 0
2020 | SPP_S_2_SPP_N | SPP_S | SPP_N | Internal | Winter | B16 | 25 | 640 | 0.46 | 52.01 | 52.01 | 0.01 | 0
2020 | SPP_S_2_SPP_N | SPP_S | SPP_N | Internal | Winter | B17 | 100 | 640 | 0.06 | 42.84 | 42.83 | 0.01 | 0
2020 | SPP_S_2_SPP_N | SPP_S | SPP_N | Internal | Winter | B18 | 400 | 640 | 0.02 | 42.84 | 42.83 | 0.01 | 0
2020 | SPP_S_2_SPP_N | SPP_S | SPP_N | Internal | Winter | B19 | 700 | 640 | 0 | 42.75 | 42.74 | 0.01 | 0
2020 | SPP_S_2_SPP_N | SPP_S | SPP_N | Internal | Winter | B20 | 935 | 640 | 0 | 39.42 | 39.41 | 0.01 | 0
2020 | TVA_2_ENT | TVA | ENT | Internal | Shoulder | B11 | 25 | 500 | 0 | 58.04 | 59.03 | 9 | 0
2020 | TVA_2_ENT | TVA | ENT | Internal | Shoulder | B12 | 200 | 500 | 0 | 43.29 | 41.91 | 9 | 0
2020 | TVA_2_ENT | TVA | ENT | Internal | Shoulder | B13 | 600 | 500 | 0 | 41.75 | 41.91 | 9 | 0
2020 | TVA_2_ENT | TVA | ENT | Internal | Shoulder | B14 | 900 | 500 | 0 | 41.75 | 41.61 | 9 | 0
2020 | TVA_2_ENT | TVA | ENT | Internal | Shoulder | B15 | 1203 | 500 | 0 | 41.75 | 40.25 | 9 | 0
2020 | TVA_2_ENT | TVA | ENT | Internal | Summer | B1 | 10 | 500 | 0 | 73.07 | 67.49 | 9 | 0
2020 | TVA_2_ENT | TVA | ENT | Internal | Summer | B2 | 25 | 500 | 0 | 71.41 | 63.4 | 9 | 0
2020 | TVA_2_ENT | TVA | ENT | Internal | Summer | B3 | 75 | 500 | 0 | 67.29 | 61.69 | 9 | 0
2020 | TVA_2_ENT | TVA | ENT | Internal | Summer | B4 | 100 | 500 | 0 | 66.93 | 61.69 | 9 | 0
2020 | TVA_2_ENT | TVA | ENT | Internal | Summer | B5 | 200 | 500 | 0 | 57.81 | 58.81 | 9 | 0
2020 | TVA_2_ENT | TVA | ENT | Internal | Summer | B6 | 300 | 500 | 286.58 | 42.75 | 51.75 | 9 | 0
2020 | TVA_2_ENT | TVA | ENT | Internal | Summer | B7 | 400 | 500 | 0 | 40.44 | 46.39 | 9 | 0
2020 | TVA_2_ENT | TVA | ENT | Internal | Summer | B8 | 500 | 500 | 0 | 40.44 | 40.59 | 9 | 0
2020 | TVA_2_ENT | TVA | ENT | Internal | Summer | B9 | 800 | 500 | 0 | 40.44 | 40.3 | 9 | 0
2020 | TVA_2_ENT | TVA | ENT | Internal | Summer | B10 | 1262 | 500 | 0 | 37.09 | 38.99 | 9 | 0
2020 | TVA_2_ENT | TVA | ENT | Internal | Winter | B16 | 25 | 500 | 0 | 57.83 | 57.01 | 9 | 0
2020 | TVA_2_ENT | TVA | ENT | Internal | Winter | B17 | 100 | 500 | 0 | 46.15 | 44.52 | 9 | 0
2020 | TVA_2_ENT | TVA | ENT | Internal | Winter | B18 | 400 | 500 | 0 | 41.59 | 44.2 | 9 | 0
2020 | TVA_2_ENT | TVA | ENT | Internal | Winter | B19 | 700 | 500 | 0 | 41.59 | 44.2 | 9 | 0
2020 | TVA_2_ENT | TVA | ENT | Internal | Winter | B20 | 935 | 500 | 0 | 41.59 | 42.75 | 9 | 0
2020 | TVA_2_MISO_MO-IL | TVA | MISO_MO-IL | Internal | Shoulder | B11 | 25 | 50 | 0 | 58.04 | 55.07 | 9 | 0
2020 | TVA_2_MISO_MO-IL | TVA | MISO_MO-IL | Internal | Shoulder | B12 | 200 | 50 | 0 | 43.29 | 45.28 | 9 | 0
2020 | TVA_2_MISO_MO-IL | TVA | MISO_MO-IL | Internal | Shoulder | B13 | 600 | 50 | 0 | 41.75 | 40.75 | 9 | 0
2020 | TVA_2_MISO_MO-IL | TVA | MISO_MO-IL | Internal | Shoulder | B14 | 900 | 50 | 0 | 41.75 | 38.06 | 9 | 0
2020 | TVA_2_MISO_MO-IL | TVA | MISO_MO-IL | Internal | Shoulder | B15 | 1203 | 50 | 0 | 41.75 | 36.33 | 9 | 0
2020 | TVA_2_MISO_MO-IL | TVA | MISO_MO-IL | Internal | Summer | B1 | 10 | 50 | 0 | 73.07 | 65.05 | 9 | 0
2020 | TVA_2_MISO_MO-IL | TVA | MISO_MO-IL | Internal | Summer | B2 | 25 | 50 | 0 | 71.41 | 63.4 | 9 | 0
2020 | TVA_2_MISO_MO-IL | TVA | MISO_MO-IL | Internal | Summer | B3 | 75 | 50 | 0 | 67.29 | 61.14 | 9 | 0
2020 | TVA_2_MISO_MO-IL | TVA | MISO_MO-IL | Internal | Summer | B4 | 100 | 50 | 0 | 66.93 | 60.5 | 9 | 0
2020 | TVA_2_MISO_MO-IL | TVA | MISO_MO-IL | Internal | Summer | B5 | 200 | 50 | 0 | 57.81 | 55.39 | 9 | 0
2020 | TVA_2_MISO_MO-IL | TVA | MISO_MO-IL | Internal | Summer | B6 | 300 | 50 | 0 | 42.75 | 46.59 | 9 | 0
2020 | TVA_2_MISO_MO-IL | TVA | MISO_MO-IL | Internal | Summer | B7 | 400 | 50 | 0 | 40.44 | 38.39 | 9 | 0
2020 | TVA_2_MISO_MO-IL | TVA | MISO_MO-IL | Internal | Summer | B8 | 500 | 50 | 0 | 40.44 | 36.03 | 9 | 0
2020 | TVA_2_MISO_MO-IL | TVA | MISO_MO-IL | Internal | Summer | B9 | 800 | 50 | 0 | 40.44 | 35.31 | 9 | 0
2020 | TVA_2_MISO_MO-IL | TVA | MISO_MO-IL | Internal | Summer | B10 | 1262 | 50 | 0 | 37.09 | 33.25 | 9 | 0
2020 | TVA_2_MISO_MO-IL | TVA | MISO_MO-IL | Internal | Winter | B16 | 25 | 50 | 0 | 57.83 | 52.01 | 9 | 0
2020 | TVA_2_MISO_MO-IL | TVA | MISO_MO-IL | Internal | Winter | B17 | 100 | 50 | 0 | 46.15 | 46.07 | 9 | 0
2020 | TVA_2_MISO_MO-IL | TVA | MISO_MO-IL | Internal | Winter | B18 | 400 | 50 | 0 | 41.59 | 41.96 | 9 | 0
2020 | TVA_2_MISO_MO-IL | TVA | MISO_MO-IL | Internal | Winter | B19 | 700 | 50 | 0 | 41.59 | 39.73 | 9 | 0
2020 | TVA_2_MISO_MO-IL | TVA | MISO_MO-IL | Internal | Winter | B20 | 935 | 50 | 0 | 41.59 | 35.02 | 9 | 0
2020 | TVA_2_NonRTO_Midwest | TVA | NonRTO_Midwest | Internal | Shoulder | B11 | 25 | 100 | 0 | 58.04 | 63.07 | 9 | 0
2020 | TVA_2_NonRTO_Midwest | TVA | NonRTO_Midwest | Internal | Shoulder | B12 | 200 | 100 | 100 | 43.29 | 53.29 | 9 | 1
2020 | TVA_2_NonRTO_Midwest | TVA | NonRTO_Midwest | Internal | Shoulder | B13 | 600 | 100 | 0 | 41.75 | 48.76 | 9 | 0
2020 | TVA_2_NonRTO_Midwest | TVA | NonRTO_Midwest | Internal | Shoulder | B14 | 900 | 100 | 0 | 41.75 | 38.57 | 9 | 0
2020 | TVA_2_NonRTO_Midwest | TVA | NonRTO_Midwest | Internal | Shoulder | B15 | 1203 | 100 | 0 | 41.75 | 34.58 | 9 | 0
2020 | TVA_2_NonRTO_Midwest | TVA | NonRTO_Midwest | Internal | Summer | B1 | 10 | 100 | 0 | 73.07 | 68.51 | 9 | 0
2020 | TVA_2_NonRTO_Midwest | TVA | NonRTO_Midwest | Internal | Summer | B2 | 25 | 100 | 0 | 71.41 | 68.51 | 9 | 0
2020 | TVA_2_NonRTO_Midwest | TVA | NonRTO_Midwest | Internal | Summer | B3 | 75 | 100 | 0 | 67.29 | 68.51 | 9 | 0
2020 | TVA_2_NonRTO_Midwest | TVA | NonRTO_Midwest | Internal | Summer | B4 | 100 | 100 | 0 | 66.93 | 68.51 | 9 | 0
2020 | TVA_2_NonRTO_Midwest | TVA | NonRTO_Midwest | Internal | Summer | B5 | 200 | 100 | 0 | 57.81 | 63.4 | 9 | 0
2020 | TVA_2_NonRTO_Midwest | TVA | NonRTO_Midwest | Internal | Summer | B6 | 300 | 100 | 100 | 42.75 | 54.58 | 9 | 2.83
2020 | TVA_2_NonRTO_Midwest | TVA | NonRTO_Midwest | Internal | Summer | B7 | 400 | 100 | 0 | 40.44 | 37.39 | 9 | 0
2020 | TVA_2_NonRTO_Midwest | TVA | NonRTO_Midwest | Internal | Summer | B8 | 500 | 100 | 0 | 40.44 | 36.89 | 9 | 0
2020 | TVA_2_NonRTO_Midwest | TVA | NonRTO_Midwest | Internal | Summer | B9 | 800 | 100 | 0 | 40.44 | 34.79 | 9 | 0
2020 | TVA_2_NonRTO_Midwest | TVA | NonRTO_Midwest | Internal | Summer | B10 | 1262 | 100 | 0 | 37.09 | 34.12 | 9 | 0
2020 | TVA_2_NonRTO_Midwest | TVA | NonRTO_Midwest | Internal | Winter | B16 | 25 | 100 | 0 | 57.83 | 63.85 | 9 | 0
2020 | TVA_2_NonRTO_Midwest | TVA | NonRTO_Midwest | Internal | Winter | B17 | 100 | 100 | 0 | 46.15 | 54.08 | 9 | 0
2020 | TVA_2_NonRTO_Midwest | TVA | NonRTO_Midwest | Internal | Winter | B18 | 400 | 100 | 0 | 41.59 | 49.97 | 9 | 0
2020 | TVA_2_NonRTO_Midwest | TVA | NonRTO_Midwest | Internal | Winter | B19 | 700 | 100 | 0 | 41.59 | 39.29 | 9 | 0
2020 | TVA_2_NonRTO_Midwest | TVA | NonRTO_Midwest | Internal | Winter | B20 | 935 | 100 | 0 | 41.59 | 34.66 | 9 | 0
2020 | TVA_2_PJM_ROR | TVA | PJM_ROR | Internal | Shoulder | B11 | 25 | 500 | 0 | 58.04 | 53.07 | 9 | 0
2020 | TVA_2_PJM_ROR | TVA | PJM_ROR | Internal | Shoulder | B12 | 200 | 500 | 0 | 43.29 | 47.28 | 9 | 0
2020 | TVA_2_PJM_ROR | TVA | PJM_ROR | Internal | Shoulder | B13 | 600 | 500 | 0 | 41.75 | 42.76 | 9 | 0
2020 | TVA_2_PJM_ROR | TVA | PJM_ROR | Internal | Shoulder | B14 | 900 | 500 | 0 | 41.75 | 40.06 | 9 | 0
2020 | TVA_2_PJM_ROR | TVA | PJM_ROR | Internal | Shoulder | B15 | 1203 | 500 | 0 | 41.75 | 37.21 | 9 | 0
2020 | TVA_2_PJM_ROR | TVA | PJM_ROR | Internal | Summer | B1 | 10 | 500 | 0 | 73.07 | 67.05 | 9 | 0
2020 | TVA_2_PJM_ROR | TVA | PJM_ROR | Internal | Summer | B2 | 25 | 500 | 0 | 71.41 | 65.4 | 9 | 0
2020 | TVA_2_PJM_ROR | TVA | PJM_ROR | Internal | Summer | B3 | 75 | 500 | 0 | 67.29 | 61.28 | 9 | 0
2020 | TVA_2_PJM_ROR | TVA | PJM_ROR | Internal | Summer | B4 | 100 | 500 | 0 | 66.93 | 60.92 | 9 | 0
2020 | TVA_2_PJM_ROR | TVA | PJM_ROR | Internal | Summer | B5 | 200 | 500 | 0 | 57.81 | 53.81 | 9 | 0
2020 | TVA_2_PJM_ROR | TVA | PJM_ROR | Internal | Summer | B6 | 300 | 500 | 0 | 42.75 | 48.57 | 9 | 0
2020 | TVA_2_PJM_ROR | TVA | PJM_ROR | Internal | Summer | B7 | 400 | 500 | 0 | 40.44 | 40.39 | 9 | 0
2020 | TVA_2_PJM_ROR | TVA | PJM_ROR | Internal | Summer | B8 | 500 | 500 | 0 | 40.44 | 38 | 9 | 0
2020 | TVA_2_PJM_ROR | TVA | PJM_ROR | Internal | Summer | B9 | 800 | 500 | 0 | 40.44 | 37.31 | 9 | 0
2020 | TVA_2_PJM_ROR | TVA | PJM_ROR | Internal | Summer | B10 | 1262 | 500 | 0 | 37.09 | 34.65 | 9 | 0
2020 | TVA_2_PJM_ROR | TVA | PJM_ROR | Internal | Winter | B16 | 25 | 500 | 0 | 57.83 | 54.01 | 9 | 0
2020 | TVA_2_PJM_ROR | TVA | PJM_ROR | Internal | Winter | B17 | 100 | 500 | 0 | 46.15 | 48.07 | 9 | 0
2020 | TVA_2_PJM_ROR | TVA | PJM_ROR | Internal | Winter | B18 | 400 | 500 | 0 | 41.59 | 43.97 | 9 | 0
2020 | TVA_2_PJM_ROR | TVA | PJM_ROR | Internal | Winter | B19 | 700 | 500 | 0 | 41.59 | 41.74 | 9 | 0
2020 | TVA_2_PJM_ROR | TVA | PJM_ROR | Internal | Winter | B20 | 935 | 500 | 0 | 41.59 | 37.04 | 9 | 0
2020 | TVA_2_SOCO | TVA | SOCO | Internal | Shoulder | B11 | 25 | 500 | 0.1 | 58.04 | 66.98 | 9 | 0
2020 | TVA_2_SOCO | TVA | SOCO | Internal | Shoulder | B12 | 200 | 500 | 0 | 43.29 | 44.4 | 9 | 0
2020 | TVA_2_SOCO | TVA | SOCO | Internal | Shoulder | B13 | 600 | 500 | 0 | 41.75 | 42.1 | 9 | 0
2020 | TVA_2_SOCO | TVA | SOCO | Internal | Shoulder | B14 | 900 | 500 | 0 | 41.75 | 42.1 | 9 | 0
2020 | TVA_2_SOCO | TVA | SOCO | Internal | Shoulder | B15 | 1203 | 500 | 0 | 41.75 | 42.1 | 9 | 0
2020 | TVA_2_SOCO | TVA | SOCO | Internal | Summer | B1 | 10 | 500 | 0 | 73.07 | 71.02 | 9 | 0
2020 | TVA_2_SOCO | TVA | SOCO | Internal | Summer | B2 | 25 | 500 | 0 | 71.41 | 71.02 | 9 | 0
2020 | TVA_2_SOCO | TVA | SOCO | Internal | Summer | B3 | 75 | 500 | 0 | 67.29 | 69.69 | 9 | 0
2020 | TVA_2_SOCO | TVA | SOCO | Internal | Summer | B4 | 100 | 500 | 0 | 66.93 | 69.69 | 9 | 0
2020 | TVA_2_SOCO | TVA | SOCO | Internal | Summer | B5 | 200 | 500 | 290.87 | 57.81 | 66.81 | 9 | 0
2020 | TVA_2_SOCO | TVA | SOCO | Internal | Summer | B6 | 300 | 500 | 500 | 42.75 | 59.75 | 9 | 8
2020 | TVA_2_SOCO | TVA | SOCO | Internal | Summer | B7 | 400 | 500 | 500 | 40.44 | 54.39 | 9 | 4.94
2020 | TVA_2_SOCO | TVA | SOCO | Internal | Summer | B8 | 500 | 500 | 0 | 40.44 | 44.4 | 9 | 0
2020 | TVA_2_SOCO | TVA | SOCO | Internal | Summer | B9 | 800 | 500 | 0 | 40.44 | 40.87 | 9 | 0
2020 | TVA_2_SOCO | TVA | SOCO | Internal | Summer | B10 | 1262 | 500 | 0 | 37.09 | 40.87 | 9 | 0
2020 | TVA_2_SOCO | TVA | SOCO | Internal | Winter | B16 | 25 | 500 | 0 | 57.83 | 65.01 | 9 | 0
2020 | TVA_2_SOCO | TVA | SOCO | Internal | Winter | B17 | 100 | 500 | 0 | 46.15 | 44.59 | 9 | 0
2020 | TVA_2_SOCO | TVA | SOCO | Internal | Winter | B18 | 400 | 500 | 0 | 41.59 | 44.59 | 9 | 0
2020 | TVA_2_SOCO | TVA | SOCO | Internal | Winter | B19 | 700 | 500 | 0 | 41.59 | 44.59 | 9 | 0
2020 | TVA_2_SOCO | TVA | SOCO | Internal | Winter | B20 | 935 | 500 | 0 | 41.59 | 44.59 | 9 | 0
2020 | TVA_2_VACAR | TVA | VACAR | Internal | Shoulder | B11 | 25 | 150 | 0 | 58.04 | 59.98 | 9 | 0
2020 | TVA_2_VACAR | TVA | VACAR | Internal | Shoulder | B12 | 200 | 150 | 0 | 43.29 | 49.09 | 9 | 0
2020 | TVA_2_VACAR | TVA | VACAR | Internal | Shoulder | B13 | 600 | 150 | 0 | 41.75 | 47.46 | 9 | 0
2020 | TVA_2_VACAR | TVA | VACAR | Internal | Shoulder | B14 | 900 | 150 | 0 | 41.75 | 46.06 | 9 | 0
2020 | TVA_2_VACAR | TVA | VACAR | Internal | Shoulder | B15 | 1203 | 150 | 0 | 41.75 | 43.21 | 9 | 0
2020 | TVA_2_VACAR | TVA | VACAR | Internal | Summer | B1 | 10 | 150 | 0 | 73.07 | 73.05 | 9 | 0
2020 | TVA_2_VACAR | TVA | VACAR | Internal | Summer | B2 | 25 | 150 | 0 | 71.41 | 73.05 | 9 | 0
2020 | TVA_2_VACAR | TVA | VACAR | Internal | Summer | B3 | 75 | 150 | 0 | 67.29 | 73.05 | 9 | 0
2020 | TVA_2_VACAR | TVA | VACAR | Internal | Summer | B4 | 100 | 150 | 0 | 66.93 | 66.92 | 9 | 0
2020 | TVA_2_VACAR | TVA | VACAR | Internal | Summer | B5 | 200 | 150 | 0 | 57.81 | 59.81 | 9 | 0
2020 | TVA_2_VACAR | TVA | VACAR | Internal | Summer | B6 | 300 | 150 | 150 | 42.75 | 54.57 | 9 | 2.81
2020 | TVA_2_VACAR | TVA | VACAR | Internal | Summer | B7 | 400 | 150 | 0 | 40.44 | 47.39 | 9 | 0
2020 | TVA_2_VACAR | TVA | VACAR | Internal | Summer | B8 | 500 | 150 | 0 | 40.44 | 44 | 9 | 0
2020 | TVA_2_VACAR | TVA | VACAR | Internal | Summer | B9 | 800 | 150 | 0 | 40.44 | 43.31 | 9 | 0
2020 | TVA_2_VACAR | TVA | VACAR | Internal | Summer | B10 | 1262 | 150 | 0 | 37.09 | 40.65 | 9 | 0
2020 | TVA_2_VACAR | TVA | VACAR | Internal | Winter | B16 | 25 | 150 | 0 | 57.83 | 60.01 | 9 | 0
2020 | TVA_2_VACAR | TVA | VACAR | Internal | Winter | B17 | 100 | 150 | 0 | 46.15 | 54.07 | 9 | 0
2020 | TVA_2_VACAR | TVA | VACAR | Internal | Winter | B18 | 400 | 150 | 0 | 41.59 | 47.46 | 9 | 0
2020 | TVA_2_VACAR | TVA | VACAR | Internal | Winter | B19 | 700 | 150 | 0 | 41.59 | 45.67 | 9 | 0
2020 | TVA_2_VACAR | TVA | VACAR | Internal | Winter | B20 | 935 | 150 | 0 | 41.59 | 43.23 | 9 | 0
2020 | TVA_Transmission_2_ENT | TVA_Transmission | ENT | Internal | Shoulder | B11 | 25 | 3000 | 0 | 58.71 | 59.03 | 9 | 0
2020 | TVA_Transmission_2_ENT | TVA_Transmission | ENT | Internal | Shoulder | B12 | 200 | 3000 | 0 | 47.33 | 41.91 | 9 | 0
2020 | TVA_Transmission_2_ENT | TVA_Transmission | ENT | Internal | Shoulder | B13 | 600 | 3000 | 0 | 44.72 | 41.91 | 9 | 0
2020 | TVA_Transmission_2_ENT | TVA_Transmission | ENT | Internal | Shoulder | B14 | 900 | 3000 | 0 | 43.06 | 41.61 | 9 | 0
2020 | TVA_Transmission_2_ENT | TVA_Transmission | ENT | Internal | Shoulder | B15 | 1203 | 3000 | 0 | 42.05 | 40.25 | 9 | 0
2020 | TVA_Transmission_2_ENT | TVA_Transmission | ENT | Internal | Summer | B1 | 10 | 3000 | 0 | 73.05 | 67.49 | 9 | 0
2020 | TVA_Transmission_2_ENT | TVA_Transmission | ENT | Internal | Summer | B2 | 25 | 3000 | 0 | 71.4 | 63.4 | 9 | 0
2020 | TVA_Transmission_2_ENT | TVA_Transmission | ENT | Internal | Summer | B3 | 75 | 3000 | 0 | 67.28 | 61.69 | 9 | 0
2020 | TVA_Transmission_2_ENT | TVA_Transmission | ENT | Internal | Summer | B4 | 100 | 3000 | 0 | 66.92 | 61.69 | 9 | 0
2020 | TVA_Transmission_2_ENT | TVA_Transmission | ENT | Internal | Summer | B5 | 200 | 3000 | 0 | 59.13 | 58.81 | 9 | 0
2020 | TVA_Transmission_2_ENT | TVA_Transmission | ENT | Internal | Summer | B6 | 300 | 3000 | 0 | 52.3 | 51.75 | 9 | 0
2020 | TVA_Transmission_2_ENT | TVA_Transmission | ENT | Internal | Summer | B7 | 400 | 3000 | 0 | 45.39 | 46.39 | 9 | 0
2020 | TVA_Transmission_2_ENT | TVA_Transmission | ENT | Internal | Summer | B8 | 500 | 3000 | 0 | 41.6 | 40.59 | 9 | 0
2020 | TVA_Transmission_2_ENT | TVA_Transmission | ENT | Internal | Summer | B9 | 800 | 3000 | 0 | 41.16 | 40.3 | 9 | 0
2020 | TVA_Transmission_2_ENT | TVA_Transmission | ENT | Internal | Summer | B10 | 1262 | 3000 | 0 | 38.41 | 38.99 | 9 | 0
2020 | TVA_Transmission_2_ENT | TVA_Transmission | ENT | Internal | Winter | B16 | 25 | 3000 | 0 | 58.77 | 57.01 | 9 | 0
2020 | TVA_Transmission_2_ENT | TVA_Transmission | ENT | Internal | Winter | B17 | 100 | 3000 | 0 | 49.33 | 44.52 | 9 | 0
2020 | TVA_Transmission_2_ENT | TVA_Transmission | ENT | Internal | Winter | B18 | 400 | 3000 | 0 | 45.7 | 44.2 | 9 | 0
2020 | TVA_Transmission_2_ENT | TVA_Transmission | ENT | Internal | Winter | B19 | 700 | 3000 | 0 | 43.64 | 44.2 | 9 | 0
2020 | TVA_Transmission_2_ENT | TVA_Transmission | ENT | Internal | Winter | B20 | 935 | 3000 | 0 | 41.93 | 42.75 | 9 | 0
2020 | TVA_Transmission_2_MISO_MO-IL | TVA_Transmission | MISO_MO-IL | Internal | Shoulder | B11 | 25 | 4000 | 0 | 58.71 | 55.07 | 9 | 0
2020 | TVA_Transmission_2_MISO_MO-IL | TVA_Transmission | MISO_MO-IL | Internal | Shoulder | B12 | 200 | 4000 | 0 | 47.33 | 45.28 | 9 | 0
2020 | TVA_Transmission_2_MISO_MO-IL | TVA_Transmission | MISO_MO-IL | Internal | Shoulder | B13 | 600 | 4000 | 0 | 44.72 | 40.75 | 9 | 0
2020 | TVA_Transmission_2_MISO_MO-IL | TVA_Transmission | MISO_MO-IL | Internal | Shoulder | B14 | 900 | 4000 | 0 | 43.06 | 38.06 | 9 | 0
2020 | TVA_Transmission_2_MISO_MO-IL | TVA_Transmission | MISO_MO-IL | Internal | Shoulder | B15 | 1203 | 4000 | 0 | 42.05 | 36.33 | 9 | 0
2020 | TVA_Transmission_2_MISO_MO-IL | TVA_Transmission | MISO_MO-IL | Internal | Summer | B1 | 10 | 4000 | 0 | 73.05 | 65.05 | 9 | 0
2020 | TVA_Transmission_2_MISO_MO-IL | TVA_Transmission | MISO_MO-IL | Internal | Summer | B2 | 25 | 4000 | 0 | 71.4 | 63.4 | 9 | 0
2020 | TVA_Transmission_2_MISO_MO-IL | TVA_Transmission | MISO_MO-IL | Internal | Summer | B3 | 75 | 4000 | 0 | 67.28 | 61.14 | 9 | 0
2020 | TVA_Transmission_2_MISO_MO-IL | TVA_Transmission | MISO_MO-IL | Internal | Summer | B4 | 100 | 4000 | 0 | 66.92 | 60.5 | 9 | 0
2020 | TVA_Transmission_2_MISO_MO-IL | TVA_Transmission | MISO_MO-IL | Internal | Summer | B5 | 200 | 4000 | 0 | 59.13 | 55.39 | 9 | 0
2020 | TVA_Transmission_2_MISO_MO-IL | TVA_Transmission | MISO_MO-IL | Internal | Summer | B6 | 300 | 4000 | 0 | 52.3 | 46.59 | 9 | 0
2020 | TVA_Transmission_2_MISO_MO-IL | TVA_Transmission | MISO_MO-IL | Internal | Summer | B7 | 400 | 4000 | 0 | 45.39 | 38.39 | 9 | 0
2020 | TVA_Transmission_2_MISO_MO-IL | TVA_Transmission | MISO_MO-IL | Internal | Summer | B8 | 500 | 4000 | 0 | 41.6 | 36.03 | 9 | 0
2020 | TVA_Transmission_2_MISO_MO-IL | TVA_Transmission | MISO_MO-IL | Internal | Summer | B9 | 800 | 4000 | 0 | 41.16 | 35.31 | 9 | 0
2020 | TVA_Transmission_2_MISO_MO-IL | TVA_Transmission | MISO_MO-IL | Internal | Summer | B10 | 1262 | 4000 | 0 | 38.41 | 33.25 | 9 | 0
2020 | TVA_Transmission_2_MISO_MO-IL | TVA_Transmission | MISO_MO-IL | Internal | Winter | B16 | 25 | 4000 | 0 | 58.77 | 52.01 | 9 | 0
2020 | TVA_Transmission_2_MISO_MO-IL | TVA_Transmission | MISO_MO-IL | Internal | Winter | B17 | 100 | 4000 | 0 | 49.33 | 46.07 | 9 | 0
2020 | TVA_Transmission_2_MISO_MO-IL | TVA_Transmission | MISO_MO-IL | Internal | Winter | B18 | 400 | 4000 | 0 | 45.7 | 41.96 | 9 | 0
2020 | TVA_Transmission_2_MISO_MO-IL | TVA_Transmission | MISO_MO-IL | Internal | Winter | B19 | 700 | 4000 | 0 | 43.64 | 39.73 | 9 | 0
2020 | TVA_Transmission_2_MISO_MO-IL | TVA_Transmission | MISO_MO-IL | Internal | Winter | B20 | 935 | 4000 | 0 | 41.93 | 35.02 | 9 | 0
2020 | TVA_Transmission_2_NonRTO_Midwest | TVA_Transmission | NonRTO_Midwest | Internal | Shoulder | B11 | 25 | 700 | 0 | 58.71 | 63.07 | 9 | 0
2020 | TVA_Transmission_2_NonRTO_Midwest | TVA_Transmission | NonRTO_Midwest | Internal | Shoulder | B12 | 200 | 700 | 0 | 47.33 | 53.29 | 9 | 0
2020 | TVA_Transmission_2_NonRTO_Midwest | TVA_Transmission | NonRTO_Midwest | Internal | Shoulder | B13 | 600 | 700 | 0 | 44.72 | 48.76 | 9 | 0
2020 | TVA_Transmission_2_NonRTO_Midwest | TVA_Transmission | NonRTO_Midwest | Internal | Shoulder | B14 | 900 | 700 | 0 | 43.06 | 38.57 | 9 | 0
2020 | TVA_Transmission_2_NonRTO_Midwest | TVA_Transmission | NonRTO_Midwest | Internal | Shoulder | B15 | 1203 | 700 | 0 | 42.05 | 34.58 | 9 | 0
2020 | TVA_Transmission_2_NonRTO_Midwest | TVA_Transmission | NonRTO_Midwest | Internal | Summer | B1 | 10 | 700 | 0 | 73.05 | 68.51 | 9 | 0
2020 | TVA_Transmission_2_NonRTO_Midwest | TVA_Transmission | NonRTO_Midwest | Internal | Summer | B2 | 25 | 700 | 0 | 71.4 | 68.51 | 9 | 0
2020 | TVA_Transmission_2_NonRTO_Midwest | TVA_Transmission | NonRTO_Midwest | Internal | Summer | B3 | 75 | 700 | 0 | 67.28 | 68.51 | 9 | 0
2020 | TVA_Transmission_2_NonRTO_Midwest | TVA_Transmission | NonRTO_Midwest | Internal | Summer | B4 | 100 | 700 | 0 | 66.92 | 68.51 | 9 | 0
2020 | TVA_Transmission_2_NonRTO_Midwest | TVA_Transmission | NonRTO_Midwest | Internal | Summer | B5 | 200 | 700 | 0 | 59.13 | 63.4 | 9 | 0
2020 | TVA_Transmission_2_NonRTO_Midwest | TVA_Transmission | NonRTO_Midwest | Internal | Summer | B6 | 300 | 700 | 0 | 52.3 | 54.58 | 9 | 0
2020 | TVA_Transmission_2_NonRTO_Midwest | TVA_Transmission | NonRTO_Midwest | Internal | Summer | B7 | 400 | 700 | 0 | 45.39 | 37.39 | 9 | 0
2020 | TVA_Transmission_2_NonRTO_Midwest | TVA_Transmission | NonRTO_Midwest | Internal | Summer | B8 | 500 | 700 | 0 | 41.6 | 36.89 | 9 | 0
2020 | TVA_Transmission_2_NonRTO_Midwest | TVA_Transmission | NonRTO_Midwest | Internal | Summer | B9 | 800 | 700 | 0 | 41.16 | 34.79 | 9 | 0
2020 | TVA_Transmission_2_NonRTO_Midwest | TVA_Transmission | NonRTO_Midwest | Internal | Summer | B10 | 1262 | 700 | 0 | 38.41 | 34.12 | 9 | 0
2020 | TVA_Transmission_2_NonRTO_Midwest | TVA_Transmission | NonRTO_Midwest | Internal | Winter | B16 | 25 | 700 | 0 | 58.77 | 63.85 | 9 | 0
2020 | TVA_Transmission_2_NonRTO_Midwest | TVA_Transmission | NonRTO_Midwest | Internal | Winter | B17 | 100 | 700 | 0 | 49.33 | 54.08 | 9 | 0
2020 | TVA_Transmission_2_NonRTO_Midwest | TVA_Transmission | NonRTO_Midwest | Internal | Winter | B18 | 400 | 700 | 0 | 45.7 | 49.97 | 9 | 0
2020 | TVA_Transmission_2_NonRTO_Midwest | TVA_Transmission | NonRTO_Midwest | Internal | Winter | B19 | 700 | 700 | 0 | 43.64 | 39.29 | 9 | 0
2020 | TVA_Transmission_2_NonRTO_Midwest | TVA_Transmission | NonRTO_Midwest | Internal | Winter | B20 | 935 | 700 | 0 | 41.93 | 34.66 | 9 | 0
2020 | TVA_Transmission_2_PJM_ROR | TVA_Transmission | PJM_ROR | Internal | Shoulder | B11 | 25 | 2000 | 0 | 58.71 | 53.07 | 9 | 0
2020 | TVA_Transmission_2_PJM_ROR | TVA_Transmission | PJM_ROR | Internal | Shoulder | B12 | 200 | 2000 | 0 | 47.33 | 47.28 | 9 | 0
2020 | TVA_Transmission_2_PJM_ROR | TVA_Transmission | PJM_ROR | Internal | Shoulder | B13 | 600 | 2000 | 0 | 44.72 | 42.76 | 9 | 0
2020 | TVA_Transmission_2_PJM_ROR | TVA_Transmission | PJM_ROR | Internal | Shoulder | B14 | 900 | 2000 | 0 | 43.06 | 40.06 | 9 | 0
2020 | TVA_Transmission_2_PJM_ROR | TVA_Transmission | PJM_ROR | Internal | Shoulder | B15 | 1203 | 2000 | 0 | 42.05 | 37.21 | 9 | 0
2020 | TVA_Transmission_2_PJM_ROR | TVA_Transmission | PJM_ROR | Internal | Summer | B1 | 10 | 2000 | 0 | 73.05 | 67.05 | 9 | 0
2020 | TVA_Transmission_2_PJM_ROR | TVA_Transmission | PJM_ROR | Internal | Summer | B2 | 25 | 2000 | 0 | 71.4 | 65.4 | 9 | 0
2020 | TVA_Transmission_2_PJM_ROR | TVA_Transmission | PJM_ROR | Internal | Summer | B3 | 75 | 2000 | 0 | 67.28 | 61.28 | 9 | 0
2020 | TVA_Transmission_2_PJM_ROR | TVA_Transmission | PJM_ROR | Internal | Summer | B4 | 100 | 2000 | 0 | 66.92 | 60.92 | 9 | 0
2020 | TVA_Transmission_2_PJM_ROR | TVA_Transmission | PJM_ROR | Internal | Summer | B5 | 200 | 2000 | 0 | 59.13 | 53.81 | 9 | 0
2020 | TVA_Transmission_2_PJM_ROR | TVA_Transmission | PJM_ROR | Internal | Summer | B6 | 300 | 2000 | 0 | 52.3 | 48.57 | 9 | 0
2020 | TVA_Transmission_2_PJM_ROR | TVA_Transmission | PJM_ROR | Internal | Summer | B7 | 400 | 2000 | 0 | 45.39 | 40.39 | 9 | 0
2020 | TVA_Transmission_2_PJM_ROR | TVA_Transmission | PJM_ROR | Internal | Summer | B8 | 500 | 2000 | 0 | 41.6 | 38 | 9 | 0
2020 | TVA_Transmission_2_PJM_ROR | TVA_Transmission | PJM_ROR | Internal | Summer | B9 | 800 | 2000 | 0 | 41.16 | 37.31 | 9 | 0
2020 | TVA_Transmission_2_PJM_ROR | TVA_Transmission | PJM_ROR | Internal | Summer | B10 | 1262 | 2000 | 0 | 38.41 | 34.65 | 9 | 0
2020 | TVA_Transmission_2_PJM_ROR | TVA_Transmission | PJM_ROR | Internal | Winter | B16 | 25 | 2000 | 0 | 58.77 | 54.01 | 9 | 0
2020 | TVA_Transmission_2_PJM_ROR | TVA_Transmission | PJM_ROR | Internal | Winter | B17 | 100 | 2000 | 0 | 49.33 | 48.07 | 9 | 0
2020 | TVA_Transmission_2_PJM_ROR | TVA_Transmission | PJM_ROR | Internal | Winter | B18 | 400 | 2000 | 0 | 45.7 | 43.97 | 9 | 0
2020 | TVA_Transmission_2_PJM_ROR | TVA_Transmission | PJM_ROR | Internal | Winter | B19 | 700 | 2000 | 0 | 43.64 | 41.74 | 9 | 0
2020 | TVA_Transmission_2_PJM_ROR | TVA_Transmission | PJM_ROR | Internal | Winter | B20 | 935 | 2000 | 0 | 41.93 | 37.04 | 9 | 0
2020 | TVA_Transmission_2_SOCO | TVA_Transmission | SOCO | Internal | Shoulder | B11 | 25 | 3200 | 0 | 58.71 | 66.98 | 9 | 0
2020 | TVA_Transmission_2_SOCO | TVA_Transmission | SOCO | Internal | Shoulder | B12 | 200 | 3200 | 0 | 47.33 | 44.4 | 9 | 0
2020 | TVA_Transmission_2_SOCO | TVA_Transmission | SOCO | Internal | Shoulder | B13 | 600 | 3200 | 0 | 44.72 | 42.1 | 9 | 0
2020 | TVA_Transmission_2_SOCO | TVA_Transmission | SOCO | Internal | Shoulder | B14 | 900 | 3200 | 0 | 43.06 | 42.1 | 9 | 0
2020 | TVA_Transmission_2_SOCO | TVA_Transmission | SOCO | Internal | Shoulder | B15 | 1203 | 3200 | 0 | 42.05 | 42.1 | 9 | 0
2020 | TVA_Transmission_2_SOCO | TVA_Transmission | SOCO | Internal | Summer | B1 | 10 | 3200 | 0 | 73.05 | 71.02 | 9 | 0
2020 | TVA_Transmission_2_SOCO | TVA_Transmission | SOCO | Internal | Summer | B2 | 25 | 3200 | 0 | 71.4 | 71.02 | 9 | 0
2020 | TVA_Transmission_2_SOCO | TVA_Transmission | SOCO | Internal | Summer | B3 | 75 | 3200 | 0 | 67.28 | 69.69 | 9 | 0
2020 | TVA_Transmission_2_SOCO | TVA_Transmission | SOCO | Internal | Summer | B4 | 100 | 3200 | 0 | 66.92 | 69.69 | 9 | 0
2020 | TVA_Transmission_2_SOCO | TVA_Transmission | SOCO | Internal | Summer | B5 | 200 | 3200 | 0 | 59.13 | 66.81 | 9 | 0
2020 | TVA_Transmission_2_SOCO | TVA_Transmission | SOCO | Internal | Summer | B6 | 300 | 3200 | 0 | 52.3 | 59.75 | 9 | 0
2020 | TVA_Transmission_2_SOCO | TVA_Transmission | SOCO | Internal | Summer | B7 | 400 | 3200 | 130.87 | 45.39 | 54.39 | 9 | 0
2020 | TVA_Transmission_2_SOCO | TVA_Transmission | SOCO | Internal | Summer | B8 | 500 | 3200 | 0 | 41.6 | 44.4 | 9 | 0
2020 | TVA_Transmission_2_SOCO | TVA_Transmission | SOCO | Internal | Summer | B9 | 800 | 3200 | 0 | 41.16 | 40.87 | 9 | 0
2020 | TVA_Transmission_2_SOCO | TVA_Transmission | SOCO | Internal | Summer | B10 | 1262 | 3200 | 0 | 38.41 | 40.87 | 9 | 0
2020 | TVA_Transmission_2_SOCO | TVA_Transmission | SOCO | Internal | Winter | B16 | 25 | 3200 | 0 | 58.77 | 65.01 | 9 | 0
2020 | TVA_Transmission_2_SOCO | TVA_Transmission | SOCO | Internal | Winter | B17 | 100 | 3200 | 0 | 49.33 | 44.59 | 9 | 0
2020 | TVA_Transmission_2_SOCO | TVA_Transmission | SOCO | Internal | Winter | B18 | 400 | 3200 | 0 | 45.7 | 44.59 | 9 | 0
2020 | TVA_Transmission_2_SOCO | TVA_Transmission | SOCO | Internal | Winter | B19 | 700 | 3200 | 0 | 43.64 | 44.59 | 9 | 0
2020 | TVA_Transmission_2_SOCO | TVA_Transmission | SOCO | Internal | Winter | B20 | 935 | 3200 | 0 | 41.93 | 44.59 | 9 | 0
2020 | TVA_Transmission_2_TVA | TVA_Transmission | TVA | Internal | Shoulder | B11 | 25 | 99999 | 0 | 58.71 | 58.04 | 0.01 | 0
2020 | TVA_Transmission_2_TVA | TVA_Transmission | TVA | Internal | Shoulder | B12 | 200 | 99999 | 0 | 47.33 | 43.29 | 0.01 | 0
2020 | TVA_Transmission_2_TVA | TVA_Transmission | TVA | Internal | Shoulder | B13 | 600 | 99999 | 0 | 44.72 | 41.75 | 0.01 | 0
2020 | TVA_Transmission_2_TVA | TVA_Transmission | TVA | Internal | Shoulder | B14 | 900 | 99999 | 0 | 43.06 | 41.75 | 0.01 | 0
2020 | TVA_Transmission_2_TVA | TVA_Transmission | TVA | Internal | Shoulder | B15 | 1203 | 99999 | 0 | 42.05 | 41.75 | 0.01 | 0
2020 | TVA_Transmission_2_TVA | TVA_Transmission | TVA | Internal | Summer | B1 | 10 | 99999 | 2967.23 | 73.05 | 73.07 | 0.01 | 0
2020 | TVA_Transmission_2_TVA | TVA_Transmission | TVA | Internal | Summer | B2 | 25 | 99999 | 2121.7 | 71.4 | 71.41 | 0.01 | 0
2020 | TVA_Transmission_2_TVA | TVA_Transmission | TVA | Internal | Summer | B3 | 75 | 99999 | 461.58 | 67.28 | 67.29 | 0.01 | 0
2020 | TVA_Transmission_2_TVA | TVA_Transmission | TVA | Internal | Summer | B4 | 100 | 99999 | 1468.24 | 66.92 | 66.93 | 0.01 | 0
2020 | TVA_Transmission_2_TVA | TVA_Transmission | TVA | Internal | Summer | B5 | 200 | 99999 | 0 | 59.13 | 57.81 | 0.01 | 0
2020 | TVA_Transmission_2_TVA | TVA_Transmission | TVA | Internal | Summer | B6 | 300 | 99999 | 0 | 52.3 | 42.75 | 0.01 | 0
2020 | TVA_Transmission_2_TVA | TVA_Transmission | TVA | Internal | Summer | B7 | 400 | 99999 | 0 | 45.39 | 40.44 | 0.01 | 0
2020 | TVA_Transmission_2_TVA | TVA_Transmission | TVA | Internal | Summer | B8 | 500 | 99999 | 0 | 41.6 | 40.44 | 0.01 | 0
2020 | TVA_Transmission_2_TVA | TVA_Transmission | TVA | Internal | Summer | B9 | 800 | 99999 | 0 | 41.16 | 40.44 | 0.01 | 0
2020 | TVA_Transmission_2_TVA | TVA_Transmission | TVA | Internal | Summer | B10 | 1262 | 99999 | 0 | 38.41 | 37.09 | 0.01 | 0
2020 | TVA_Transmission_2_TVA | TVA_Transmission | TVA | Internal | Winter | B16 | 25 | 99999 | 0 | 58.77 | 57.83 | 0.01 | 0
2020 | TVA_Transmission_2_TVA | TVA_Transmission | TVA | Internal | Winter | B17 | 100 | 99999 | 0 | 49.33 | 46.15 | 0.01 | 0
2020 | TVA_Transmission_2_TVA | TVA_Transmission | TVA | Internal | Winter | B18 | 400 | 99999 | 0 | 45.7 | 41.59 | 0.01 | 0
2020 | TVA_Transmission_2_TVA | TVA_Transmission | TVA | Internal | Winter | B19 | 700 | 99999 | 0 | 43.64 | 41.59 | 0.01 | 0
2020 | TVA_Transmission_2_TVA | TVA_Transmission | TVA | Internal | Winter | B20 | 935 | 99999 | 0 | 41.93 | 41.59 | 0.01 | 0
2020 | TVA_Transmission_2_VACAR | TVA_Transmission | VACAR | Internal | Shoulder | B11 | 25 | 900 | 0 | 58.71 | 59.98 | 9 | 0
2020 | TVA_Transmission_2_VACAR | TVA_Transmission | VACAR | Internal | Shoulder | B12 | 200 | 900 | 0 | 47.33 | 49.09 | 9 | 0
2020 | TVA_Transmission_2_VACAR | TVA_Transmission | VACAR | Internal | Shoulder | B13 | 600 | 900 | 0 | 44.72 | 47.46 | 9 | 0
2020 | TVA_Transmission_2_VACAR | TVA_Transmission | VACAR | Internal | Shoulder | B14 | 900 | 900 | 0 | 43.06 | 46.06 | 9 | 0
2020 | TVA_Transmission_2_VACAR | TVA_Transmission | VACAR | Internal | Shoulder | B15 | 1203 | 900 | 0 | 42.05 | 43.21 | 9 | 0
2020 | TVA_Transmission_2_VACAR | TVA_Transmission | VACAR | Internal | Summer | B1 | 10 | 900 | 0 | 73.05 | 73.05 | 9 | 0
2020 | TVA_Transmission_2_VACAR | TVA_Transmission | VACAR | Internal | Summer | B2 | 25 | 900 | 0 | 71.4 | 73.05 | 9 | 0
2020 | TVA_Transmission_2_VACAR | TVA_Transmission | VACAR | Internal | Summer | B3 | 75 | 900 | 0 | 67.28 | 73.05 | 9 | 0
2020 | TVA_Transmission_2_VACAR | TVA_Transmission | VACAR | Internal | Summer | B4 | 100 | 900 | 0 | 66.92 | 66.92 | 9 | 0
2020 | TVA_Transmission_2_VACAR | TVA_Transmission | VACAR | Internal | Summer | B5 | 200 | 900 | 0 | 59.13 | 59.81 | 9 | 0
2020 | TVA_Transmission_2_VACAR | TVA_Transmission | VACAR | Internal | Summer | B6 | 300 | 900 | 0 | 52.3 | 54.57 | 9 | 0
2020 | TVA_Transmission_2_VACAR | TVA_Transmission | VACAR | Internal | Summer | B7 | 400 | 900 | 0 | 45.39 | 47.39 | 9 | 0
2020 | TVA_Transmission_2_VACAR | TVA_Transmission | VACAR | Internal | Summer | B8 | 500 | 900 | 0 | 41.6 | 44 | 9 | 0
2020 | TVA_Transmission_2_VACAR | TVA_Transmission | VACAR | Internal | Summer | B9 | 800 | 900 | 0 | 41.16 | 43.31 | 9 | 0
2020 | TVA_Transmission_2_VACAR | TVA_Transmission | VACAR | Internal | Summer | B10 | 1262 | 900 | 0 | 38.41 | 40.65 | 9 | 0
2020 | TVA_Transmission_2_VACAR | TVA_Transmission | VACAR | Internal | Winter | B16 | 25 | 900 | 0 | 58.77 | 60.01 | 9 | 0
2020 | TVA_Transmission_2_VACAR | TVA_Transmission | VACAR | Internal | Winter | B17 | 100 | 900 | 0 | 49.33 | 54.07 | 9 | 0
2020 | TVA_Transmission_2_VACAR | TVA_Transmission | VACAR | Internal | Winter | B18 | 400 | 900 | 0 | 45.7 | 47.46 | 9 | 0
2020 | TVA_Transmission_2_VACAR | TVA_Transmission | VACAR | Internal | Winter | B19 | 700 | 900 | 0 | 43.64 | 45.67 | 9 | 0
2020 | TVA_Transmission_2_VACAR | TVA_Transmission | VACAR | Internal | Winter | B20 | 935 | 900 | 0 | 41.93 | 43.23 | 9 | 0
2020 | VACAR_2_PJM_ROR | VACAR | PJM_ROR | Internal | Shoulder | B11 | 25 | 2000 | 0 | 59.98 | 53.07 | 7 | 0
2020 | VACAR_2_PJM_ROR | VACAR | PJM_ROR | Internal | Shoulder | B12 | 200 | 2000 | 0 | 49.09 | 47.28 | 7 | 0
2020 | VACAR_2_PJM_ROR | VACAR | PJM_ROR | Internal | Shoulder | B13 | 600 | 2000 | 0 | 47.46 | 42.76 | 7 | 0
2020 | VACAR_2_PJM_ROR | VACAR | PJM_ROR | Internal | Shoulder | B14 | 900 | 2000 | 0 | 46.06 | 40.06 | 7 | 0
2020 | VACAR_2_PJM_ROR | VACAR | PJM_ROR | Internal | Shoulder | B15 | 1203 | 2000 | 0 | 43.21 | 37.21 | 7 | 0
2020 | VACAR_2_PJM_ROR | VACAR | PJM_ROR | Internal | Summer | B1 | 10 | 2000 | 0 | 73.05 | 67.05 | 7 | 0
2020 | VACAR_2_PJM_ROR | VACAR | PJM_ROR | Internal | Summer | B2 | 25 | 2000 | 0 | 73.05 | 65.4 | 7 | 0
2020 | VACAR_2_PJM_ROR | VACAR | PJM_ROR | Internal | Summer | B3 | 75 | 2000 | 0 | 73.05 | 61.28 | 7 | 0
2020 | VACAR_2_PJM_ROR | VACAR | PJM_ROR | Internal | Summer | B4 | 100 | 2000 | 0 | 66.92 | 60.92 | 7 | 0
2020 | VACAR_2_PJM_ROR | VACAR | PJM_ROR | Internal | Summer | B5 | 200 | 2000 | 0 | 59.81 | 53.81 | 7 | 0
2020 | VACAR_2_PJM_ROR | VACAR | PJM_ROR | Internal | Summer | B6 | 300 | 2000 | 0 | 54.57 | 48.57 | 7 | 0
2020 | VACAR_2_PJM_ROR | VACAR | PJM_ROR | Internal | Summer | B7 | 400 | 2000 | 0 | 47.39 | 40.39 | 7 | 0
2020 | VACAR_2_PJM_ROR | VACAR | PJM_ROR | Internal | Summer | B8 | 500 | 2000 | 0 | 44 | 38 | 7 | 0
2020 | VACAR_2_PJM_ROR | VACAR | PJM_ROR | Internal | Summer | B9 | 800 | 2000 | 0 | 43.31 | 37.31 | 7 | 0
2020 | VACAR_2_PJM_ROR | VACAR | PJM_ROR | Internal | Summer | B10 | 1262 | 2000 | 0 | 40.65 | 34.65 | 7 | 0
2020 | VACAR_2_PJM_ROR | VACAR | PJM_ROR | Internal | Winter | B16 | 25 | 2000 | 0 | 60.01 | 54.01 | 7 | 0
2020 | VACAR_2_PJM_ROR | VACAR | PJM_ROR | Internal | Winter | B17 | 100 | 2000 | 0 | 54.07 | 48.07 | 7 | 0
2020 | VACAR_2_PJM_ROR | VACAR | PJM_ROR | Internal | Winter | B18 | 400 | 2000 | 0 | 47.46 | 43.97 | 7 | 0
2020 | VACAR_2_PJM_ROR | VACAR | PJM_ROR | Internal | Winter | B19 | 700 | 2000 | 0 | 45.67 | 41.74 | 7 | 0
2020 | VACAR_2_PJM_ROR | VACAR | PJM_ROR | Internal | Winter | B20 | 935 | 2000 | 0 | 43.23 | 37.04 | 7 | 0
2020 | VACAR_2_SOCO | VACAR | SOCO | Internal | Shoulder | B11 | 25 | 3000 | 1621.88 | 59.98 | 66.98 | 7 | 0
2020 | VACAR_2_SOCO | VACAR | SOCO | Internal | Shoulder | B12 | 200 | 3000 | 0 | 49.09 | 44.4 | 7 | 0
2020 | VACAR_2_SOCO | VACAR | SOCO | Internal | Shoulder | B13 | 600 | 3000 | 0 | 47.46 | 42.1 | 7 | 0
2020 | VACAR_2_SOCO | VACAR | SOCO | Internal | Shoulder | B14 | 900 | 3000 | 0 | 46.06 | 42.1 | 7 | 0
2020 | VACAR_2_SOCO | VACAR | SOCO | Internal | Shoulder | B15 | 1203 | 3000 | 0 | 43.21 | 42.1 | 7 | 0
2020 | VACAR_2_SOCO | VACAR | SOCO | Internal | Summer | B1 | 10 | 3000 | 0 | 73.05 | 71.02 | 7 | 0
2020 | VACAR_2_SOCO | VACAR | SOCO | Internal | Summer | B2 | 25 | 3000 | 0 | 73.05 | 71.02 | 7 | 0
2020 | VACAR_2_SOCO | VACAR | SOCO | Internal | Summer | B3 | 75 | 3000 | 0 | 73.05 | 69.69 | 7 | 0
2020 | VACAR_2_SOCO | VACAR | SOCO | Internal | Summer | B4 | 100 | 3000 | 0 | 66.92 | 69.69 | 7 | 0
2020 | VACAR_2_SOCO | VACAR | SOCO | Internal | Summer | B5 | 200 | 3000 | 1146.64 | 59.81 | 66.81 | 7 | 0
2020 | VACAR_2_SOCO | VACAR | SOCO | Internal | Summer | B6 | 300 | 3000 | 0 | 54.57 | 59.75 | 7 | 0
2020 | VACAR_2_SOCO | VACAR | SOCO | Internal | Summer | B7 | 400 | 3000 | 1635.31 | 47.39 | 54.39 | 7 | 0
2020 | VACAR_2_SOCO | VACAR | SOCO | Internal | Summer | B8 | 500 | 3000 | 0 | 44 | 44.4 | 7 | 0
2020 | VACAR_2_SOCO | VACAR | SOCO | Internal | Summer | B9 | 800 | 3000 | 0 | 43.31 | 40.87 | 7 | 0
2020 | VACAR_2_SOCO | VACAR | SOCO | Internal | Summer | B10 | 1262 | 3000 | 0 | 40.65 | 40.87 | 7 | 0
2020 | VACAR_2_SOCO | VACAR | SOCO | Internal | Winter | B16 | 25 | 3000 | 0 | 60.01 | 65.01 | 7 | 0
2020 | VACAR_2_SOCO | VACAR | SOCO | Internal | Winter | B17 | 100 | 3000 | 0 | 54.07 | 44.59 | 7 | 0
2020 | VACAR_2_SOCO | VACAR | SOCO | Internal | Winter | B18 | 400 | 3000 | 0 | 47.46 | 44.59 | 7 | 0
2020 | VACAR_2_SOCO | VACAR | SOCO | Internal | Winter | B19 | 700 | 3000 | 0 | 45.67 | 44.59 | 7 | 0
2020 | VACAR_2_SOCO | VACAR | SOCO | Internal | Winter | B20 | 935 | 3000 | 0 | 43.23 | 44.59 | 7 | 0
2020 | VACAR_2_TVA_Transmission | VACAR | TVA_Transmission | Internal | Shoulder | B11 | 25 | 900 | 0 | 59.98 | 58.71 | 7 | 0
2020 | VACAR_2_TVA_Transmission | VACAR | TVA_Transmission | Internal | Shoulder | B12 | 200 | 900 | 0 | 49.09 | 47.33 | 7 | 0
2020 | VACAR_2_TVA_Transmission | VACAR | TVA_Transmission | Internal | Shoulder | B13 | 600 | 900 | 0 | 47.46 | 44.72 | 7 | 0
2020 | VACAR_2_TVA_Transmission | VACAR | TVA_Transmission | Internal | Shoulder | B14 | 900 | 900 | 0 | 46.06 | 43.06 | 7 | 0
2020 | VACAR_2_TVA_Transmission | VACAR | TVA_Transmission | Internal | Shoulder | B15 | 1203 | 900 | 0 | 43.21 | 42.05 | 7 | 0
2020 | VACAR_2_TVA_Transmission | VACAR | TVA_Transmission | Internal | Summer | B1 | 10 | 900 | 0 | 73.05 | 73.05 | 7 | 0
2020 | VACAR_2_TVA_Transmission | VACAR | TVA_Transmission | Internal | Summer | B2 | 25 | 900 | 0 | 73.05 | 71.4 | 7 | 0
2020 | VACAR_2_TVA_Transmission | VACAR | TVA_Transmission | Internal | Summer | B3 | 75 | 900 | 0 | 73.05 | 67.28 | 7 | 0
2020 | VACAR_2_TVA_Transmission | VACAR | TVA_Transmission | Internal | Summer | B4 | 100 | 900 | 0 | 66.92 | 66.92 | 7 | 0
2020 | VACAR_2_TVA_Transmission | VACAR | TVA_Transmission | Internal | Summer | B5 | 200 | 900 | 0 | 59.81 | 59.13 | 7 | 0
2020 | VACAR_2_TVA_Transmission | VACAR | TVA_Transmission | Internal | Summer | B6 | 300 | 900 | 0 | 54.57 | 52.3 | 7 | 0
2020 | VACAR_2_TVA_Transmission | VACAR | TVA_Transmission | Internal | Summer | B7 | 400 | 900 | 0 | 47.39 | 45.39 | 7 | 0
2020 | VACAR_2_TVA_Transmission | VACAR | TVA_Transmission | Internal | Summer | B8 | 500 | 900 | 0 | 44 | 41.6 | 7 | 0
2020 | VACAR_2_TVA_Transmission | VACAR | TVA_Transmission | Internal | Summer | B9 | 800 | 900 | 0 | 43.31 | 41.16 | 7 | 0
2020 | VACAR_2_TVA_Transmission | VACAR | TVA_Transmission | Internal | Summer | B10 | 1262 | 900 | 0 | 40.65 | 38.41 | 7 | 0
2020 | VACAR_2_TVA_Transmission | VACAR | TVA_Transmission | Internal | Winter | B16 | 25 | 900 | 0 | 60.01 | 58.77 | 7 | 0
2020 | VACAR_2_TVA_Transmission | VACAR | TVA_Transmission | Internal | Winter | B17 | 100 | 900 | 0 | 54.07 | 49.33 | 7 | 0
2020 | VACAR_2_TVA_Transmission | VACAR | TVA_Transmission | Internal | Winter | B18 | 400 | 900 | 0 | 47.46 | 45.7 | 7 | 0
2020 | VACAR_2_TVA_Transmission | VACAR | TVA_Transmission | Internal | Winter | B19 | 700 | 900 | 0 | 45.67 | 43.64 | 7 | 0
2020 | VACAR_2_TVA_Transmission | VACAR | TVA_Transmission | Internal | Winter | B20 | 935 | 900 | 0 | 43.23 | 41.93 | 7 | 0
2025 | ENT_2_MISO_MO-IL | ENT | MISO_MO-IL | Internal | Shoulder | B11 | 25 | 2260 | 0 | 69.7 | 65.14 | 8 | 0
2025 | ENT_2_MISO_MO-IL | ENT | MISO_MO-IL | Internal | Shoulder | B12 | 200 | 2260 | 0 | 46.83 | 52.05 | 8 | 0
2025 | ENT_2_MISO_MO-IL | ENT | MISO_MO-IL | Internal | Shoulder | B13 | 600 | 2260 | 0 | 46.83 | 45.66 | 8 | 0
2025 | ENT_2_MISO_MO-IL | ENT | MISO_MO-IL | Internal | Shoulder | B14 | 900 | 2260 | 0 | 46.6 | 43.93 | 8 | 0
2025 | ENT_2_MISO_MO-IL | ENT | MISO_MO-IL | Internal | Shoulder | B15 | 1203 | 2260 | 0 | 46.5 | 41.31 | 8 | 0
2025 | ENT_2_MISO_MO-IL | ENT | MISO_MO-IL | Internal | Summer | B1 | 10 | 2260 | 0 | 81.5 | 78.54 | 8 | 0
2025 | ENT_2_MISO_MO-IL | ENT | MISO_MO-IL | Internal | Summer | B2 | 25 | 2260 | 0 | 75.69 | 71.49 | 8 | 0
2025 | ENT_2_MISO_MO-IL | ENT | MISO_MO-IL | Internal | Summer | B3 | 75 | 2260 | 0 | 75.69 | 68.9 | 8 | 0
2025 | ENT_2_MISO_MO-IL | ENT | MISO_MO-IL | Internal | Summer | B4 | 100 | 2260 | 0 | 75.69 | 68.9 | 8 | 0
2025 | ENT_2_MISO_MO-IL | ENT | MISO_MO-IL | Internal | Summer | B5 | 200 | 2260 | 0 | 69.11 | 65.35 | 8 | 0
2025 | ENT_2_MISO_MO-IL | ENT | MISO_MO-IL | Internal | Summer | B6 | 300 | 2260 | 0 | 62.48 | 54.48 | 8 | 0
2025 | ENT_2_MISO_MO-IL | ENT | MISO_MO-IL | Internal | Summer | B7 | 400 | 2260 | 0 | 53.3 | 45.3 | 8 | 0
2025 | ENT_2_MISO_MO-IL | ENT | MISO_MO-IL | Internal | Summer | B8 | 500 | 2260 | 0 | 45.36 | 40.73 | 8 | 0
2025 | ENT_2_MISO_MO-IL | ENT | MISO_MO-IL | Internal | Summer | B9 | 800 | 2260 | 0 | 45.22 | 40.5 | 8 | 0
2025 | ENT_2_MISO_MO-IL | ENT | MISO_MO-IL | Internal | Summer | B10 | 1262 | 2260 | 0 | 44.26 | 37.15 | 8 | 0
2025 | ENT_2_MISO_MO-IL | ENT | MISO_MO-IL | Internal | Winter | B16 | 25 | 2260 | 0 | 70.12 | 65.12 | 8 | 0
2025 | ENT_2_MISO_MO-IL | ENT | MISO_MO-IL | Internal | Winter | B17 | 100 | 2260 | 0 | 49.74 | 49.91 | 8 | 0
2025 | ENT_2_MISO_MO-IL | ENT | MISO_MO-IL | Internal | Winter | B18 | 400 | 2260 | 0 | 49.74 | 47.36 | 8 | 0
2025 | ENT_2_MISO_MO-IL | ENT | MISO_MO-IL | Internal | Winter | B19 | 700 | 2260 | 0 | 49.38 | 45.3 | 8 | 0
2025 | ENT_2_MISO_MO-IL | ENT | MISO_MO-IL | Internal | Winter | B20 | 935 | 2260 | 0 | 47.76 | 40.26 | 8 | 0
2025 | ENT_2_SOCO | ENT | SOCO | Internal | Shoulder | B11 | 25 | 2000 | 0 | 69.7 | 76.13 | 8 | 0
2025 | ENT_2_SOCO | ENT | SOCO | Internal | Shoulder | B12 | 200 | 2000 | 0 | 46.83 | 50.05 | 8 | 0
2025 | ENT_2_SOCO | ENT | SOCO | Internal | Shoulder | B13 | 600 | 2000 | 0 | 46.83 | 46.88 | 8 | 0
2025 | ENT_2_SOCO | ENT | SOCO | Internal | Shoulder | B14 | 900 | 2000 | 0 | 46.6 | 46.88 | 8 | 0
2025 | ENT_2_SOCO | ENT | SOCO | Internal | Shoulder | B15 | 1203 | 2000 | 0 | 46.5 | 46.88 | 8 | 0
2025 | ENT_2_SOCO | ENT | SOCO | Internal | Summer | B1 | 10 | 2000 | 1775.19 | 81.5 | 89.5 | 8 | 0
2025 | ENT_2_SOCO | ENT | SOCO | Internal | Summer | B2 | 25 | 2000 | 0 | 75.69 | 78.61 | 8 | 0
2025 | ENT_2_SOCO | ENT | SOCO | Internal | Summer | B3 | 75 | 2000 | 0 | 75.69 | 78.61 | 8 | 0
2025 | ENT_2_SOCO | ENT | SOCO | Internal | Summer | B4 | 100 | 2000 | 0 | 75.69 | 77.11 | 8 | 0
2025 | ENT_2_SOCO | ENT | SOCO | Internal | Summer | B5 | 200 | 2000 | 1619.19 | 69.11 | 77.11 | 8 | 0
2025 | ENT_2_SOCO | ENT | SOCO | Internal | Summer | B6 | 300 | 2000 | 0 | 62.48 | 68.76 | 8 | 0
2025 | ENT_2_SOCO | ENT | SOCO | Internal | Summer | B7 | 400 | 2000 | 1149.48 | 53.3 | 61.3 | 8 | 0
2025 | ENT_2_SOCO | ENT | SOCO | Internal | Summer | B8 | 500 | 2000 | 0 | 45.36 | 48.9 | 8 | 0
2025 | ENT_2_SOCO | ENT | SOCO | Internal | Summer | B9 | 800 | 2000 | 0 | 45.22 | 45.53 | 8 | 0
2025 | ENT_2_SOCO | ENT | SOCO | Internal | Summer | B10 | 1262 | 2000 | 0 | 44.26 | 45.53 | 8 | 0
2025 | ENT_2_SOCO | ENT | SOCO | Internal | Winter | B16 | 25 | 2000 | 1895.62 | 70.12 | 78.12 | 8 | 0
2025 | ENT_2_SOCO | ENT | SOCO | Internal | Winter | B17 | 100 | 2000 | 0 | 49.74 | 51.45 | 8 | 0
2025 | ENT_2_SOCO | ENT | SOCO | Internal | Winter | B18 | 400 | 2000 | 0 | 49.74 | 49.67 | 8 | 0
2025 | ENT_2_SOCO | ENT | SOCO | Internal | Winter | B19 | 700 | 2000 | 0 | 49.38 | 49.67 | 8 | 0
2025 | ENT_2_SOCO | ENT | SOCO | Internal | Winter | B20 | 935 | 2000 | 0 | 47.76 | 49.67 | 8 | 0
2025 | ENT_2_SPP_N | ENT | SPP_N | Internal | Shoulder | B11 | 25 | 1300 | 0 | 69.7 | 70.09 | 8 | 0
2025 | ENT_2_SPP_N | ENT | SPP_N | Internal | Shoulder | B12 | 200 | 1300 | 0 | 46.83 | 52.05 | 8 | 0
2025 | ENT_2_SPP_N | ENT | SPP_N | Internal | Shoulder | B13 | 600 | 1300 | 0 | 46.83 | 46.28 | 8 | 0
2025 | ENT_2_SPP_N | ENT | SPP_N | Internal | Shoulder | B14 | 900 | 1300 | 0 | 46.6 | 44.89 | 8 | 0
2025 | ENT_2_SPP_N | ENT | SPP_N | Internal | Shoulder | B15 | 1203 | 1300 | 0 | 46.5 | 44.87 | 8 | 0
2025 | ENT_2_SPP_N | ENT | SPP_N | Internal | Summer | B1 | 10 | 1300 | 0 | 81.5 | 76.5 | 8 | 0
2025 | ENT_2_SPP_N | ENT | SPP_N | Internal | Summer | B2 | 25 | 1300 | 0 | 75.69 | 73.59 | 8 | 0
2025 | ENT_2_SPP_N | ENT | SPP_N | Internal | Summer | B3 | 75 | 1300 | 0 | 75.69 | 73.59 | 8 | 0
2025 | ENT_2_SPP_N | ENT | SPP_N | Internal | Summer | B4 | 100 | 1300 | 0 | 75.69 | 73.59 | 8 | 0
2025 | ENT_2_SPP_N | ENT | SPP_N | Internal | Summer | B5 | 200 | 1300 | 0 | 69.11 | 67.65 | 8 | 0
2025 | ENT_2_SPP_N | ENT | SPP_N | Internal | Summer | B6 | 300 | 1300 | 0 | 62.48 | 62.48 | 8 | 0
2025 | ENT_2_SPP_N | ENT | SPP_N | Internal | Summer | B7 | 400 | 1300 | 0 | 53.3 | 52.31 | 8 | 0
2025 | ENT_2_SPP_N | ENT | SPP_N | Internal | Summer | B8 | 500 | 1300 | 0 | 45.36 | 45.33 | 8 | 0
2025 | ENT_2_SPP_N | ENT | SPP_N | Internal | Summer | B9 | 800 | 1300 | 0 | 45.22 | 44.01 | 8 | 0
2025 | ENT_2_SPP_N | ENT | SPP_N | Internal | Summer | B10 | 1262 | 1300 | 0 | 44.26 | 42.51 | 8 | 0
2025 | ENT_2_SPP_N | ENT | SPP_N | Internal | Winter | B16 | 25 | 1300 | 0 | 70.12 | 65.12 | 8 | 0
2025 | ENT_2_SPP_N | ENT | SPP_N | Internal | Winter | B17 | 100 | 1300 | 0 | 49.74 | 49.32 | 8 | 0
2025 | ENT_2_SPP_N | ENT | SPP_N | Internal | Winter | B18 | 400 | 1300 | 0 | 49.74 | 47.82 | 8 | 0
2025 | ENT_2_SPP_N | ENT | SPP_N | Internal | Winter | B19 | 700 | 1300 | 0 | 49.38 | 47.71 | 8 | 0
2025 | ENT_2_SPP_N | ENT | SPP_N | Internal | Winter | B20 | 935 | 1300 | 0 | 47.76 | 44.75 | 8 | 0
2025 | ENT_2_SPP_S | ENT | SPP_S | Internal | Shoulder | B11 | 25 | 1300 | 0 | 69.7 | 64.7 | 8 | 0
2025 | ENT_2_SPP_S | ENT | SPP_S | Internal | Shoulder | B12 | 200 | 1300 | 0 | 46.83 | 48.47 | 8 | 0
2025 | ENT_2_SPP_S | ENT | SPP_S | Internal | Shoulder | B13 | 600 | 1300 | 0 | 46.83 | 46.3 | 8 | 0
2025 | ENT_2_SPP_S | ENT | SPP_S | Internal | Shoulder | B14 | 900 | 1300 | 0 | 46.6 | 44.88 | 8 | 0
2025 | ENT_2_SPP_S | ENT | SPP_S | Internal | Shoulder | B15 | 1203 | 1300 | 0 | 46.5 | 44.88 | 8 | 0
2025 | ENT_2_SPP_S | ENT | SPP_S | Internal | Summer | B1 | 10 | 1300 | 0 | 81.5 | 72.25 | 8 | 0
2025 | ENT_2_SPP_S | ENT | SPP_S | Internal | Summer | B2 | 25 | 1300 | 0 | 75.69 | 72.25 | 8 | 0
2025 | ENT_2_SPP_S | ENT | SPP_S | Internal | Summer | B3 | 75 | 1300 | 0 | 75.69 | 72.25 | 8 | 0
2025 | ENT_2_SPP_S | ENT | SPP_S | Internal | Summer | B4 | 100 | 1300 | 0 | 75.69 | 71.31 | 8 | 0
2025 | ENT_2_SPP_S | ENT | SPP_S | Internal | Summer | B5 | 200 | 1300 | 0 | 69.11 | 63.01 | 8 | 0
2025 | ENT_2_SPP_S | ENT | SPP_S | Internal | Summer | B6 | 300 | 1300 | 0 | 62.48 | 62.49 | 8 | 0
2025 | ENT_2_SPP_S | ENT | SPP_S | Internal | Summer | B7 | 400 | 1300 | 0 | 53.3 | 52.33 | 8 | 0
2025 | ENT_2_SPP_S | ENT | SPP_S | Internal | Summer | B8 | 500 | 1300 | 0 | 45.36 | 45.34 | 8 | 0
2025 | ENT_2_SPP_S | ENT | SPP_S | Internal | Summer | B9 | 800 | 1300 | 0 | 45.22 | 44.02 | 8 | 0
2025 | ENT_2_SPP_S | ENT | SPP_S | Internal | Summer | B10 | 1262 | 1300 | 0 | 44.26 | 43.27 | 8 | 0
2025 | ENT_2_SPP_S | ENT | SPP_S | Internal | Winter | B16 | 25 | 1300 | 0 | 70.12 | 65.12 | 8 | 0
2025 | ENT_2_SPP_S | ENT | SPP_S | Internal | Winter | B17 | 100 | 1300 | 0 | 49.74 | 49.33 | 8 | 0
2025 | ENT_2_SPP_S | ENT | SPP_S | Internal | Winter | B18 | 400 | 1300 | 0 | 49.74 | 47.83 | 8 | 0
2025 | ENT_2_SPP_S | ENT | SPP_S | Internal | Winter | B19 | 700 | 1300 | 0 | 49.38 | 47.73 | 8 | 0
2025 | ENT_2_SPP_S | ENT | SPP_S | Internal | Winter | B20 | 935 | 1300 | 0 | 47.76 | 44.77 | 8 | 0
2025 | ENT_2_TVA_Transmission | ENT | TVA_Transmission | Internal | Shoulder | B11 | 25 | 2100 | 0 | 69.7 | 68.28 | 8 | 0
2025 | ENT_2_TVA_Transmission | ENT | TVA_Transmission | Internal | Shoulder | B12 | 200 | 2100 | 0 | 46.83 | 53.51 | 8 | 0
2025 | ENT_2_TVA_Transmission | ENT | TVA_Transmission | Internal | Shoulder | B13 | 600 | 2100 | 0 | 46.83 | 49.8 | 8 | 0
2025 | ENT_2_TVA_Transmission | ENT | TVA_Transmission | Internal | Shoulder | B14 | 900 | 2100 | 0 | 46.6 | 48.71 | 8 | 0
2025 | ENT_2_TVA_Transmission | ENT | TVA_Transmission | Internal | Shoulder | B15 | 1203 | 2100 | 0 | 46.5 | 46.59 | 8 | 0
2025 | ENT_2_TVA_Transmission | ENT | TVA_Transmission | Internal | Summer | B1 | 10 | 2100 | 0 | 81.5 | 83.68 | 8 | 0
2025 | ENT_2_TVA_Transmission | ENT | TVA_Transmission | Internal | Summer | B2 | 25 | 2100 | 0 | 75.69 | 79.49 | 8 | 0
2025 | ENT_2_TVA_Transmission | ENT | TVA_Transmission | Internal | Summer | B3 | 75 | 2100 | 0 | 75.69 | 74.43 | 8 | 0
2025 | ENT_2_TVA_Transmission | ENT | TVA_Transmission | Internal | Summer | B4 | 100 | 2100 | 0 | 75.69 | 74.43 | 8 | 0
2025 | ENT_2_TVA_Transmission | ENT | TVA_Transmission | Internal | Summer | B5 | 200 | 2100 | 0 | 69.11 | 69.35 | 8 | 0
2025 | ENT_2_TVA_Transmission | ENT | TVA_Transmission | Internal | Summer | B6 | 300 | 2100 | 0 | 62.48 | 60.65 | 8 | 0
2025 | ENT_2_TVA_Transmission | ENT | TVA_Transmission | Internal | Summer | B7 | 400 | 2100 | 0 | 53.3 | 52.63 | 8 | 0
2025 | ENT_2_TVA_Transmission | ENT | TVA_Transmission | Internal | Summer | B8 | 500 | 2100 | 0 | 45.36 | 46.37 | 8 | 0
2025 | ENT_2_TVA_Transmission | ENT | TVA_Transmission | Internal | Summer | B9 | 800 | 2100 | 0 | 45.22 | 45.68 | 8 | 0
2025 | ENT_2_TVA_Transmission | ENT | TVA_Transmission | Internal | Summer | B10 | 1262 | 2100 | 0 | 44.26 | 42.47 | 8 | 0
2025 | ENT_2_TVA_Transmission | ENT | TVA_Transmission | Internal | Winter | B16 | 25 | 2100 | 0 | 70.12 | 73.12 | 8 | 0
2025 | ENT_2_TVA_Transmission | ENT | TVA_Transmission | Internal | Winter | B17 | 100 | 2100 | 0 | 49.74 | 55.31 | 8 | 0
2025 | ENT_2_TVA_Transmission | ENT | TVA_Transmission | Internal | Winter | B18 | 400 | 2100 | 0 | 49.74 | 50.85 | 8 | 0
2025 | ENT_2_TVA_Transmission | ENT | TVA_Transmission | Internal | Winter | B19 | 700 | 2100 | 0 | 49.38 | 49.09 | 8 | 0
2025 | ENT_2_TVA_Transmission | ENT | TVA_Transmission | Internal | Winter | B20 | 935 | 2100 | 0 | 47.76 | 46.87 | 8 | 0
2025 | FRCC_2_SOCO | FRCC | SOCO | Internal | Shoulder | B11 | 25 | 900 | 0 | 86.13 | 76.13 | 8 | 0
2025 | FRCC_2_SOCO | FRCC | SOCO | Internal | Shoulder | B12 | 200 | 900 | 0 | 60.05 | 50.05 | 8 | 0
2025 | FRCC_2_SOCO | FRCC | SOCO | Internal | Shoulder | B13 | 600 | 900 | 0 | 54.36 | 46.88 | 8 | 0
2025 | FRCC_2_SOCO | FRCC | SOCO | Internal | Shoulder | B14 | 900 | 900 | 0 | 52.4 | 46.88 | 8 | 0
2025 | FRCC_2_SOCO | FRCC | SOCO | Internal | Shoulder | B15 | 1203 | 900 | 0 | 52.12 | 46.88 | 8 | 0
2025 | FRCC_2_SOCO | FRCC | SOCO | Internal | Summer | B1 | 10 | 900 | 0 | 99.5 | 89.5 | 8 | 0
2025 | FRCC_2_SOCO | FRCC | SOCO | Internal | Summer | B2 | 25 | 900 | 0 | 84.92 | 78.61 | 8 | 0
2025 | FRCC_2_SOCO | FRCC | SOCO | Internal | Summer | B3 | 75 | 900 | 0 | 84.92 | 78.61 | 8 | 0
2025 | FRCC_2_SOCO | FRCC | SOCO | Internal | Summer | B4 | 100 | 900 | 0 | 84.92 | 77.11 | 8 | 0
2025 | FRCC_2_SOCO | FRCC | SOCO | Internal | Summer | B5 | 200 | 900 | 0 | 84.92 | 77.11 | 8 | 0
2025 | FRCC_2_SOCO | FRCC | SOCO | Internal | Summer | B6 | 300 | 900 | 0 | 78.76 | 68.76 | 8 | 0
2025 | FRCC_2_SOCO | FRCC | SOCO | Internal | Summer | B7 | 400 | 900 | 0 | 71.3 | 61.3 | 8 | 0
2025 | FRCC_2_SOCO | FRCC | SOCO | Internal | Summer | B8 | 500 | 900 | 0 | 58.9 | 48.9 | 8 | 0
2025 | FRCC_2_SOCO | FRCC | SOCO | Internal | Summer | B9 | 800 | 900 | 0 | 53.55 | 45.53 | 8 | 0
2025 | FRCC_2_SOCO | FRCC | SOCO | Internal | Summer | B10 | 1262 | 900 | 0 | 51.34 | 45.53 | 8 | 0
2025 | FRCC_2_SOCO | FRCC | SOCO | Internal | Winter | B16 | 25 | 900 | 0 | 86.31 | 78.12 | 8 | 0
2025 | FRCC_2_SOCO | FRCC | SOCO | Internal | Winter | B17 | 100 | 900 | 0 | 61.45 | 51.45 | 8 | 0
2025 | FRCC_2_SOCO | FRCC | SOCO | Internal | Winter | B18 | 400 | 900 | 0 | 56.86 | 49.67 | 8 | 0
2025 | FRCC_2_SOCO | FRCC | SOCO | Internal | Winter | B19 | 700 | 900 | 0 | 54.51 | 49.67 | 8 | 0
2025 | FRCC_2_SOCO | FRCC | SOCO | Internal | Winter | B20 | 935 | 900 | 0 | 54.51 | 49.67 | 8 | 0
2025 | HQ_NEISO_2_NEISO | HQ_NEISO | NEISO | Internal | Shoulder | B11 | 25 | 99999 | 2920 | 40.75 | 40.76 | 0.01 | 0
2025 | HQ_NEISO_2_NEISO | HQ_NEISO | NEISO | Internal | Shoulder | B12 | 200 | 99999 | 2920 | 40.75 | 40.76 | 0.01 | 0
2025 | HQ_NEISO_2_NEISO | HQ_NEISO | NEISO | Internal | Shoulder | B13 | 600 | 99999 | 2920 | 40.75 | 40.76 | 0.01 | 0
2025 | HQ_NEISO_2_NEISO | HQ_NEISO | NEISO | Internal | Shoulder | B14 | 900 | 99999 | 2920 | 40.75 | 40.76 | 0.01 | 0
2025 | HQ_NEISO_2_NEISO | HQ_NEISO | NEISO | Internal | Shoulder | B15 | 1203 | 99999 | 1143.24 | 40.75 | 40.76 | 0.01 | 0
2025 | HQ_NEISO_2_NEISO | HQ_NEISO | NEISO | Internal | Summer | B1 | 10 | 99999 | 2920 | 81.53 | 81.54 | 0.01 | 0
2025 | HQ_NEISO_2_NEISO | HQ_NEISO | NEISO | Internal | Summer | B2 | 25 | 99999 | 2920 | 74.45 | 74.46 | 0.01 | 0
2025 | HQ_NEISO_2_NEISO | HQ_NEISO | NEISO | Internal | Summer | B3 | 75 | 99999 | 2920 | 53.63 | 53.64 | 0.01 | 0
2025 | HQ_NEISO_2_NEISO | HQ_NEISO | NEISO | Internal | Summer | B4 | 100 | 99999 | 2920 | 48.29 | 48.3 | 0.01 | 0
2025 | HQ_NEISO_2_NEISO | HQ_NEISO | NEISO | Internal | Summer | B5 | 200 | 99999 | 2920 | 37.69 | 37.7 | 0.01 | 0
2025 | HQ_NEISO_2_NEISO | HQ_NEISO | NEISO | Internal | Summer | B6 | 300 | 99999 | 2920 | 37.69 | 37.7 | 0.01 | 0
2025 | HQ_NEISO_2_NEISO | HQ_NEISO | NEISO | Internal | Summer | B7 | 400 | 99999 | 2920 | 37.69 | 37.7 | 0.01 | 0
2025 | HQ_NEISO_2_NEISO | HQ_NEISO | NEISO | Internal | Summer | B8 | 500 | 99999 | 2920 | 37.69 | 37.7 | 0.01 | 0
2025 | HQ_NEISO_2_NEISO | HQ_NEISO | NEISO | Internal | Summer | B9 | 800 | 99999 | 2920 | 37.69 | 37.7 | 0.01 | 0
2025 | HQ_NEISO_2_NEISO | HQ_NEISO | NEISO | Internal | Summer | B10 | 1262 | 99999 | 795.94 | 37.69 | 37.7 | 0.01 | 0
2025 | HQ_NEISO_2_NEISO | HQ_NEISO | NEISO | Internal | Winter | B16 | 25 | 99999 | 2920 | 50.2 | 50.21 | 0.01 | 0
2025 | HQ_NEISO_2_NEISO | HQ_NEISO | NEISO | Internal | Winter | B17 | 100 | 99999 | 2920 | 50.2 | 50.21 | 0.01 | 0
2025 | HQ_NEISO_2_NEISO | HQ_NEISO | NEISO | Internal | Winter | B18 | 400 | 99999 | 2920 | 50.2 | 50.21 | 0.01 | 0
2025 | HQ_NEISO_2_NEISO | HQ_NEISO | NEISO | Internal | Winter | B19 | 700 | 99999 | 2920 | 50.2 | 50.21 | 0.01 | 0
2025 | HQ_NEISO_2_NEISO | HQ_NEISO | NEISO | Internal | Winter | B20 | 935 | 99999 | 1233.58 | 50.2 | 50.21 | 0.01 | 0
2025 | HQ_NY_2_NYISO_A-F | HQ_NY | NYISO_A-F | Internal | Shoulder | B11 | 25 | 99999 | 1000 | 43.75 | 43.76 | 0.01 | 0
2025 | HQ_NY_2_NYISO_A-F | HQ_NY | NYISO_A-F | Internal | Shoulder | B12 | 200 | 99999 | 1000 | 43.75 | 43.76 | 0.01 | 0
2025 | HQ_NY_2_NYISO_A-F | HQ_NY | NYISO_A-F | Internal | Shoulder | B13 | 600 | 99999 | 1000 | 43.45 | 43.47 | 0.01 | 0
2025 | HQ_NY_2_NYISO_A-F | HQ_NY | NYISO_A-F | Internal | Shoulder | B14 | 900 | 99999 | 1000 | 43.27 | 43.28 | 0.01 | 0
2025 | HQ_NY_2_NYISO_A-F | HQ_NY | NYISO_A-F | Internal | Shoulder | B15 | 1203 | 99999 | 188.69 | 43.27 | 43.28 | 0.01 | 0
2025 | HQ_NY_2_NYISO_A-F | HQ_NY | NYISO_A-F | Internal | Summer | B1 | 10 | 99999 | 1000 | 78.52 | 78.54 | 0.01 | 0
2025 | HQ_NY_2_NYISO_A-F | HQ_NY | NYISO_A-F | Internal | Summer | B2 | 25 | 99999 | 1000 | 71.45 | 71.46 | 0.01 | 0
2025 | HQ_NY_2_NYISO_A-F | HQ_NY | NYISO_A-F | Internal | Summer | B3 | 75 | 99999 | 1000 | 56.63 | 56.64 | 0.01 | 0
2025 | HQ_NY_2_NYISO_A-F | HQ_NY | NYISO_A-F | Internal | Summer | B4 | 100 | 99999 | 1000 | 51.29 | 51.3 | 0.01 | 0
2025 | HQ_NY_2_NYISO_A-F | HQ_NY | NYISO_A-F | Internal | Summer | B5 | 200 | 99999 | 1000 | 48.4 | 48.41 | 0.01 | 0
2025 | HQ_NY_2_NYISO_A-F | HQ_NY | NYISO_A-F | Internal | Summer | B6 | 300 | 99999 | 1000 | 48.4 | 48.41 | 0.01 | 0
2025 | HQ_NY_2_NYISO_A-F | HQ_NY | NYISO_A-F | Internal | Summer | B7 | 400 | 99999 | 1000 | 45.3 | 45.31 | 0.01 | 0
2025 | HQ_NY_2_NYISO_A-F | HQ_NY | NYISO_A-F | Internal | Summer | B8 | 500 | 99999 | 1000 | 41.98 | 41.99 | 0.01 | 0
2025 | HQ_NY_2_NYISO_A-F | HQ_NY | NYISO_A-F | Internal | Summer | B9 | 800 | 99999 | 1000 | 40.69 | 40.7 | 0.01 | 0
2025 | HQ_NY_2_NYISO_A-F | HQ_NY | NYISO_A-F | Internal | Summer | B10 | 1262 | 99999 | 30.11 | 40.69 | 40.7 | 0.01 | 0
2025 | HQ_NY_2_NYISO_A-F | HQ_NY | NYISO_A-F | Internal | Winter | B16 | 25 | 99999 | 1000 | 50.38 | 50.39 | 0.01 | 0
2025 | HQ_NY_2_NYISO_A-F | HQ_NY | NYISO_A-F | Internal | Winter | B17 | 100 | 99999 | 1000 | 48.18 | 48.19 | 0.01 | 0
2025 | HQ_NY_2_NYISO_A-F | HQ_NY | NYISO_A-F | Internal | Winter | B18 | 400 | 99999 | 1000 | 47.2 | 47.21 | 0.01 | 0
2025 | HQ_NY_2_NYISO_A-F | HQ_NY | NYISO_A-F | Internal | Winter | B19 | 700 | 99999 | 1000 | 47.2 | 47.21 | 0.01 | 0
2025 | HQ_NY_2_NYISO_A-F | HQ_NY | NYISO_A-F | Internal | Winter | B20 | 935 | 99999 | 229.95 | 47.2 | 47.21 | 0.01 | 0
2025 | HQ_IESO_2_IESO | HQ_IESO | IESO | Internal | Shoulder | B11 | 25 | 99999 | 400 | 36.27 | 36.28 | 0.01 | 0
2025 | HQ_IESO_2_IESO | HQ_IESO | IESO | Internal | Shoulder | B12 | 200 | 99999 | 400 | 36.27 | 36.28 | 0.01 | 0
2025 | HQ_IESO_2_IESO | HQ_IESO | IESO | Internal | Shoulder | B13 | 600 | 99999 | 400 | 36.27 | 36.28 | 0.01 | 0
2025 | HQ_IESO_2_IESO | HQ_IESO | IESO | Internal | Shoulder | B14 | 900 | 99999 | 400 | 36.27 | 36.28 | 0.01 | 0
2025 | HQ_IESO_2_IESO | HQ_IESO | IESO | Internal | Shoulder | B15 | 1203 | 99999 | 75.48 | 36.27 | 36.28 | 0.01 | 0
2025 | HQ_IESO_2_IESO | HQ_IESO | IESO | Internal | Summer | B1 | 10 | 99999 | 400 | 71.52 | 71.54 | 0.01 | 0
2025 | HQ_IESO_2_IESO | HQ_IESO | IESO | Internal | Summer | B2 | 25 | 99999 | 400 | 64.45 | 64.46 | 0.01 | 0
2025 | HQ_IESO_2_IESO | HQ_IESO | IESO | Internal | Summer | B3 | 75 | 99999 | 400 | 49.63 | 49.64 | 0.01 | 0
2025 | HQ_IESO_2_IESO | HQ_IESO | IESO | Internal | Summer | B4 | 100 | 99999 | 400 | 44.29 | 44.3 | 0.01 | 0
2025 | HQ_IESO_2_IESO | HQ_IESO | IESO | Internal | Summer | B5 | 200 | 99999 | 400 | 41.4 | 41.41 | 0.01 | 0
2025 | HQ_IESO_2_IESO | HQ_IESO | IESO | Internal | Summer | B6 | 300 | 99999 | 400 | 41.4 | 41.41 | 0.01 | 0
2025 | HQ_IESO_2_IESO | HQ_IESO | IESO | Internal | Summer | B7 | 400 | 99999 | 400 | 38.3 | 38.31 | 0.01 | 0
2025 | HQ_IESO_2_IESO | HQ_IESO | IESO | Internal | Summer | B8 | 500 | 99999 | 400 | 33.75 | 33.76 | 0.01 | 0
2025 | HQ_IESO_2_IESO | HQ_IESO | IESO | Internal | Summer | B9 | 800 | 99999 | 400 | 33.69 | 33.7 | 0.01 | 0
2025 | HQ_IESO_2_IESO | HQ_IESO | IESO | Internal | Summer | B10 | 1262 | 99999 | 12.04 | 33.69 | 33.7 | 0.01 | 0
2025 | HQ_IESO_2_IESO | HQ_IESO | IESO | Internal | Winter | B16 | 25 | 99999 | 400 | 43.38 | 43.39 | 0.01 | 0
2025 | HQ_IESO_2_IESO | HQ_IESO | IESO | Internal | Winter | B17 | 100 | 99999 | 400 | 41.18 | 41.19 | 0.01 | 0
2025 | HQ_IESO_2_IESO | HQ_IESO | IESO | Internal | Winter | B18 | 400 | 99999 | 400 | 40.2 | 40.21 | 0.01 | 0
2025 | HQ_IESO_2_IESO | HQ_IESO | IESO | Internal | Winter | B19 | 700 | 99999 | 400 | 40.2 | 40.21 | 0.01 | 0
2025 | HQ_IESO_2_IESO | HQ_IESO | IESO | Internal | Winter | B20 | 935 | 99999 | 91.98 | 40.2 | 40.21 | 0.01 | 0
2025 | IESO_2_MAPP_CA | IESO | MAPP_CA | Internal | Shoulder | B11 | 25 | 262 | 262 | 36.28 | 49.8 | 7 | 6.52
2025 | IESO_2_MAPP_CA | IESO | MAPP_CA | Internal | Shoulder | B12 | 200 | 262 | 262 | 36.28 | 52.03 | 7 | 8.74
2025 | IESO_2_MAPP_CA | IESO | MAPP_CA | Internal | Shoulder | B13 | 600 | 262 | 262 | 36.28 | 45.63 | 7 | 2.35
2025 | IESO_2_MAPP_CA | IESO | MAPP_CA | Internal | Shoulder | B14 | 900 | 262 | 262 | 36.28 | 43.96 | 7 | 0.68
2025 | IESO_2_MAPP_CA | IESO | MAPP_CA | Internal | Shoulder | B15 | 1203 | 262 | 262 | 36.28 | 43.96 | 7 | 0.68
2025 | IESO_2_MAPP_CA | IESO | MAPP_CA | Internal | Summer | B1 | 10 | 262 | 0 | 71.54 | 71.58 | 7 | 0
2025 | IESO_2_MAPP_CA | IESO | MAPP_CA | Internal | Summer | B2 | 25 | 262 | 127.08 | 64.46 | 71.46 | 7 | 0
2025 | IESO_2_MAPP_CA | IESO | MAPP_CA | Internal | Summer | B3 | 75 | 262 | 262 | 49.64 | 58.42 | 7 | 1.77
2025 | IESO_2_MAPP_CA | IESO | MAPP_CA | Internal | Summer | B4 | 100 | 262 | 262 | 44.3 | 58.42 | 7 | 7.11
2025 | IESO_2_MAPP_CA | IESO | MAPP_CA | Internal | Summer | B5 | 200 | 262 | 262 | 41.41 | 53.64 | 7 | 5.22
2025 | IESO_2_MAPP_CA | IESO | MAPP_CA | Internal | Summer | B6 | 300 | 262 | 262 | 41.41 | 49.8 | 7 | 1.39
2025 | IESO_2_MAPP_CA | IESO | MAPP_CA | Internal | Summer | B7 | 400 | 262 | 0.04 | 38.31 | 45.3 | 7 | 0
2025 | IESO_2_MAPP_CA | IESO | MAPP_CA | Internal | Summer | B8 | 500 | 262 | 0 | 33.76 | 40.71 | 7 | 0
2025 | IESO_2_MAPP_CA | IESO | MAPP_CA | Internal | Summer | B9 | 800 | 262 | 0 | 33.7 | 40.5 | 7 | 0
2025 | IESO_2_MAPP_CA | IESO | MAPP_CA | Internal | Summer | B10 | 1262 | 262 | 0 | 33.7 | 40.5 | 7 | 0
2025 | IESO_2_MAPP_CA | IESO | MAPP_CA | Internal | Winter | B16 | 25 | 262 | 262 | 43.39 | 65.1 | 7 | 14.7
2025 | IESO_2_MAPP_CA | IESO | MAPP_CA | Internal | Winter | B17 | 100 | 262 | 262 | 41.19 | 49.88 | 7 | 1.69
2025 | IESO_2_MAPP_CA | IESO | MAPP_CA | Internal | Winter | B18 | 400 | 262 | 262 | 40.21 | 47.54 | 7 | 0.33
2025 | IESO_2_MAPP_CA | IESO | MAPP_CA | Internal | Winter | B19 | 700 | 262 | 262 | 40.21 | 47.54 | 7 | 0.33
2025 | IESO_2_MAPP_CA | IESO | MAPP_CA | Internal | Winter | B20 | 935 | 262 | 262 | 40.21 | 47.54 | 7 | 0.33
2025 | IESO_2_MISO_MI | IESO | MISO_MI | Internal | Shoulder | B11 | 25 | 1840 | 1840 | 36.28 | 61.13 | 7 | 17.85
2025 | IESO_2_MISO_MI | IESO | MISO_MI | Internal | Shoulder | B12 | 200 | 1840 | 1840 | 36.28 | 52.05 | 7 | 8.77
2025 | IESO_2_MISO_MI | IESO | MISO_MI | Internal | Shoulder | B13 | 600 | 1840 | 1840 | 36.28 | 45.68 | 7 | 2.4
2025 | IESO_2_MISO_MI | IESO | MISO_MI | Internal | Shoulder | B14 | 900 | 1840 | 1840 | 36.28 | 43.96 | 7 | 0.68
2025 | IESO_2_MISO_MI | IESO | MISO_MI | Internal | Shoulder | B15 | 1203 | 1840 | 0 | 36.28 | 41.72 | 7 | 0
2025 | IESO_2_MISO_MI | IESO | MISO_MI | Internal | Summer | B1 | 10 | 1840 | 1289.14 | 71.54 | 78.54 | 7 | 0
2025 | IESO_2_MISO_MI | IESO | MISO_MI | Internal | Summer | B2 | 25 | 1840 | 1604.56 | 64.46 | 71.46 | 7 | 0
2025 | IESO_2_MISO_MI | IESO | MISO_MI | Internal | Summer | B3 | 75 | 1840 | 1840 | 49.64 | 66.58 | 7 | 9.93
2025 | IESO_2_MISO_MI | IESO | MISO_MI | Internal | Summer | B4 | 100 | 1840 | 1840 | 44.3 | 66.43 | 7 | 15.13
2025 | IESO_2_MISO_MI | IESO | MISO_MI | Internal | Summer | B5 | 200 | 1840 | 1840 | 41.41 | 65.34 | 7 | 16.93
2025 | IESO_2_MISO_MI | IESO | MISO_MI | Internal | Summer | B6 | 300 | 1840 | 1840 | 41.41 | 53.76 | 7 | 5.34
2025 | IESO_2_MISO_MI | IESO | MISO_MI | Internal | Summer | B7 | 400 | 1840 | 956.99 | 38.31 | 45.31 | 7 | 0
2025 | IESO_2_MISO_MI | IESO | MISO_MI | Internal | Summer | B8 | 500 | 1840 | 920.75 | 33.76 | 40.76 | 7 | 0
2025 | IESO_2_MISO_MI | IESO | MISO_MI | Internal | Summer | B9 | 800 | 1840 | 0 | 33.7 | 40.53 | 7 | 0
2025 | IESO_2_MISO_MI | IESO | MISO_MI | Internal | Summer | B10 | 1262 | 1840 | 0 | 33.7 | 37.7 | 7 | 0
2025 | IESO_2_MISO_MI | IESO | MISO_MI | Internal | Winter | B16 | 25 | 1840 | 1840 | 43.39 | 65.12 | 7 | 14.73
2025 | IESO_2_MISO_MI | IESO | MISO_MI | Internal | Winter | B17 | 100 | 1840 | 1840 | 41.19 | 53.46 | 7 | 5.27
2025 | IESO_2_MISO_MI | IESO | MISO_MI | Internal | Winter | B18 | 400 | 1840 | 1840 | 40.21 | 47.36 | 7 | 0.14
2025 | IESO_2_MISO_MI | IESO | MISO_MI | Internal | Winter | B19 | 700 | 1840 | 0 | 40.21 | 45.31 | 7 | 0
2025 | IESO_2_MISO_MI | IESO | MISO_MI | Internal | Winter | B20 | 935 | 1840 | 0 | 40.21 | 40.29 | 7 | 0
2025 | IESO_2_MISO_W | IESO | MISO_W | Internal | Shoulder | B11 | 25 | 140 | 140 | 36.28 | 65.13 | 7 | 21.85
2025 | IESO_2_MISO_W | IESO | MISO_W | Internal | Shoulder | B12 | 200 | 140 | 140 | 36.28 | 52.04 | 7 | 8.76
2025 | IESO_2_MISO_W | IESO | MISO_W | Internal | Shoulder | B13 | 600 | 140 | 140 | 36.28 | 45.64 | 7 | 2.36
2025 | IESO_2_MISO_W | IESO | MISO_W | Internal | Shoulder | B14 | 900 | 140 | 140 | 36.28 | 43.95 | 7 | 0.66
2025 | IESO_2_MISO_W | IESO | MISO_W | Internal | Shoulder | B15 | 1203 | 140 | 0 | 36.28 | 41.29 | 7 | 0
2025 | IESO_2_MISO_W | IESO | MISO_W | Internal | Summer | B1 | 10 | 140 | 1.21 | 71.54 | 78.52 | 7 | 0
2025 | IESO_2_MISO_W | IESO | MISO_W | Internal | Summer | B2 | 25 | 140 | 139.54 | 64.46 | 71.48 | 7 | 0.01
2025 | IESO_2_MISO_W | IESO | MISO_W | Internal | Summer | B3 | 75 | 140 | 140 | 49.64 | 70.2 | 7 | 13.55
2025 | IESO_2_MISO_W | IESO | MISO_W | Internal | Summer | B4 | 100 | 140 | 140 | 44.3 | 70.2 | 7 | 18.9
2025 | IESO_2_MISO_W | IESO | MISO_W | Internal | Summer | B5 | 200 | 140 | 140 | 41.41 | 65.35 | 7 | 16.94
2025 | IESO_2_MISO_W | IESO | MISO_W | Internal | Summer | B6 | 300 | 140 | 140 | 41.41 | 55.48 | 7 | 7.06
2025 | IESO_2_MISO_W | IESO | MISO_W | Internal | Summer | B7 | 400 | 140 | 56.58 | 38.31 | 45.31 | 7 | 0
2025 | IESO_2_MISO_W | IESO | MISO_W | Internal | Summer | B8 | 500 | 140 | 0.01 | 33.76 | 40.72 | 7 | 0
2025 | IESO_2_MISO_W | IESO | MISO_W | Internal | Summer | B9 | 800 | 140 | 0 | 33.7 | 40.49 | 7 | 0
2025 | IESO_2_MISO_W | IESO | MISO_W | Internal | Summer | B10 | 1262 | 140 | 0 | 33.7 | 37.14 | 7 | 0
2025 | IESO_2_MISO_W | IESO | MISO_W | Internal | Winter | B16 | 25 | 140 | 140 | 43.39 | 65.11 | 7 | 14.71
2025 | IESO_2_MISO_W | IESO | MISO_W | Internal | Winter | B17 | 100 | 140 | 140 | 41.19 | 49.89 | 7 | 1.7
2025 | IESO_2_MISO_W | IESO | MISO_W | Internal | Winter | B18 | 400 | 140 | 140 | 40.21 | 47.35 | 7 | 0.14
2025 | IESO_2_MISO_W | IESO | MISO_W | Internal | Winter | B19 | 700 | 140 | 0 | 40.21 | 45.31 | 7 | 0
2025 | IESO_2_MISO_W | IESO | MISO_W | Internal | Winter | B20 | 935 | 140 | 0 | 40.21 | 40.25 | 7 | 0
2025 | IESO_2_NYISO_A-F | IESO | NYISO_A-F | Internal | Shoulder | B11 | 25 | 1725 | 1724.98 | 36.28 | 43.76 | 7 | 0.48
2025 | IESO_2_NYISO_A-F | IESO | NYISO_A-F | Internal | Shoulder | B12 | 200 | 1725 | 1725 | 36.28 | 43.76 | 7 | 0.48
2025 | IESO_2_NYISO_A-F | IESO | NYISO_A-F | Internal | Shoulder | B13 | 600 | 1725 | 1725 | 36.28 | 43.47 | 7 | 0.18
2025 | IESO_2_NYISO_A-F | IESO | NYISO_A-F | Internal | Shoulder | B14 | 900 | 1725 | 1603.36 | 36.28 | 43.28 | 7 | 0
2025 | IESO_2_NYISO_A-F | IESO | NYISO_A-F | Internal | Shoulder | B15 | 1203 | 1725 | 1424.57 | 36.28 | 43.28 | 7 | 0
2025 | IESO_2_NYISO_A-F | IESO | NYISO_A-F | Internal | Summer | B1 | 10 | 1725 | 840.28 | 71.54 | 78.54 | 7 | 0
2025 | IESO_2_NYISO_A-F | IESO | NYISO_A-F | Internal | Summer | B2 | 25 | 1725 | 46.92 | 64.46 | 71.46 | 7 | 0
2025 | IESO_2_NYISO_A-F | IESO | NYISO_A-F | Internal | Summer | B3 | 75 | 1725 | 735.45 | 49.64 | 56.64 | 7 | 0
2025 | IESO_2_NYISO_A-F | IESO | NYISO_A-F | Internal | Summer | B4 | 100 | 1725 | 1499.77 | 44.3 | 51.3 | 7 | 0
2025 | IESO_2_NYISO_A-F | IESO | NYISO_A-F | Internal | Summer | B5 | 200 | 1725 | 1656.76 | 41.41 | 48.41 | 7 | 0
2025 | IESO_2_NYISO_A-F | IESO | NYISO_A-F | Internal | Summer | B6 | 300 | 1725 | 261.53 | 41.41 | 48.41 | 7 | 0
2025 | IESO_2_NYISO_A-F | IESO | NYISO_A-F | Internal | Summer | B7 | 400 | 1725 | 1055.77 | 38.31 | 45.31 | 7 | 0
2025 | IESO_2_NYISO_A-F | IESO | NYISO_A-F | Internal | Summer | B8 | 500 | 1725 | 1725 | 33.76 | 41.99 | 7 | 1.24
2025 | IESO_2_NYISO_A-F | IESO | NYISO_A-F | Internal | Summer | B9 | 800 | 1725 | 1090.46 | 33.7 | 40.7 | 7 | 0
2025 | IESO_2_NYISO_A-F | IESO | NYISO_A-F | Internal | Summer | B10 | 1262 | 1725 | 611.24 | 33.7 | 40.7 | 7 | 0
2025 | IESO_2_NYISO_A-F | IESO | NYISO_A-F | Internal | Winter | B16 | 25 | 1725 | 900.56 | 43.39 | 50.39 | 7 | 0
2025 | IESO_2_NYISO_A-F | IESO | NYISO_A-F | Internal | Winter | B17 | 100 | 1725 | 544.44 | 41.19 | 48.19 | 7 | 0
2025 | IESO_2_NYISO_A-F | IESO | NYISO_A-F | Internal | Winter | B18 | 400 | 1725 | 648.66 | 40.21 | 47.21 | 7 | 0
2025 | IESO_2_NYISO_A-F | IESO | NYISO_A-F | Internal | Winter | B19 | 700 | 1725 | 849.01 | 40.21 | 47.21 | 7 | 0
2025 | IESO_2_NYISO_A-F | IESO | NYISO_A-F | Internal | Winter | B20 | 935 | 1725 | 860.62 | 40.21 | 47.21 | 7 | 0
2025 | MAPP_CA_2_IESO | MAPP_CA | IESO | Internal | Shoulder | B11 | 25 | 330 | 0 | 49.8 | 36.28 | 8 | 0
2025 | MAPP_CA_2_IESO | MAPP_CA | IESO | Internal | Shoulder | B12 | 200 | 330 | 0 | 52.03 | 36.28 | 8 | 0
2025 | MAPP_CA_2_IESO | MAPP_CA | IESO | Internal | Shoulder | B13 | 600 | 330 | 0 | 45.63 | 36.28 | 8 | 0
2025 | MAPP_CA_2_IESO | MAPP_CA | IESO | Internal | Shoulder | B14 | 900 | 330 | 0 | 43.96 | 36.28 | 8 | 0
2025 | MAPP_CA_2_IESO | MAPP_CA | IESO | Internal | Shoulder | B15 | 1203 | 330 | 0 | 43.96 | 36.28 | 8 | 0
2025 | MAPP_CA_2_IESO | MAPP_CA | IESO | Internal | Summer | B1 | 10 | 330 | 0 | 71.58 | 71.54 | 8 | 0
2025 | MAPP_CA_2_IESO | MAPP_CA | IESO | Internal | Summer | B2 | 25 | 330 | 0 | 71.46 | 64.46 | 8 | 0
2025 | MAPP_CA_2_IESO | MAPP_CA | IESO | Internal | Summer | B3 | 75 | 330 | 0 | 58.42 | 49.64 | 8 | 0
2025 | MAPP_CA_2_IESO | MAPP_CA | IESO | Internal | Summer | B4 | 100 | 330 | 0 | 58.42 | 44.3 | 8 | 0
2025 | MAPP_CA_2_IESO | MAPP_CA | IESO | Internal | Summer | B5 | 200 | 330 | 0 | 53.64 | 41.41 | 8 | 0
2025 | MAPP_CA_2_IESO | MAPP_CA | IESO | Internal | Summer | B6 | 300 | 330 | 0 | 49.8 | 41.41 | 8 | 0
2025 | MAPP_CA_2_IESO | MAPP_CA | IESO | Internal | Summer | B7 | 400 | 330 | 0 | 45.3 | 38.31 | 8 | 0
2025 | MAPP_CA_2_IESO | MAPP_CA | IESO | Internal | Summer | B8 | 500 | 330 | 0 | 40.71 | 33.76 | 8 | 0
2025 | MAPP_CA_2_IESO | MAPP_CA | IESO | Internal | Summer | B9 | 800 | 330 | 0 | 40.5 | 33.7 | 8 | 0
2025 | MAPP_CA_2_IESO | MAPP_CA | IESO | Internal | Summer | B10 | 1262 | 330 | 0 | 40.5 | 33.7 | 8 | 0
2025 | MAPP_CA_2_IESO | MAPP_CA | IESO | Internal | Winter | B16 | 25 | 330 | 0 | 65.1 | 43.39 | 8 | 0
2025 | MAPP_CA_2_IESO | MAPP_CA | IESO | Internal | Winter | B17 | 100 | 330 | 0 | 49.88 | 41.19 | 8 | 0
2025 | MAPP_CA_2_IESO | MAPP_CA | IESO | Internal | Winter | B18 | 400 | 330 | 0 | 47.54 | 40.21 | 8 | 0
2025 | MAPP_CA_2_IESO | MAPP_CA | IESO | Internal | Winter | B19 | 700 | 330 | 0 | 47.54 | 40.21 | 8 | 0
2025 | MAPP_CA_2_IESO | MAPP_CA | IESO | Internal | Winter | B20 | 935 | 330 | 0 | 47.54 | 40.21 | 8 | 0
2025 | MAPP_CA_2_MAPP_US | MAPP_CA | MAPP_US | Internal | Shoulder | B11 | 25 | 372 | 371.99 | 49.8 | 58.13 | 7 | 1.33
2025 | MAPP_CA_2_MAPP_US | MAPP_CA | MAPP_US | Internal | Shoulder | B12 | 200 | 372 | 0 | 52.03 | 45.04 | 7 | 0
2025 | MAPP_CA_2_MAPP_US | MAPP_CA | MAPP_US | Internal | Shoulder | B13 | 600 | 372 | 0 | 45.63 | 39.27 | 7 | 0
2025 | MAPP_CA_2_MAPP_US | MAPP_CA | MAPP_US | Internal | Shoulder | B14 | 900 | 372 | 0 | 43.96 | 38.19 | 7 | 0
2025 | MAPP_CA_2_MAPP_US | MAPP_CA | MAPP_US | Internal | Shoulder | B15 | 1203 | 372 | 0 | 43.96 | 37.94 | 7 | 0
2025 | MAPP_CA_2_MAPP_US | MAPP_CA | MAPP_US | Internal | Summer | B1 | 10 | 372 | 0 | 71.58 | 71.52 | 7 | 0
2025 | MAPP_CA_2_MAPP_US | MAPP_CA | MAPP_US | Internal | Summer | B2 | 25 | 372 | 0 | 71.46 | 65.42 | 7 | 0
2025 | MAPP_CA_2_MAPP_US | MAPP_CA | MAPP_US | Internal | Summer | B3 | 75 | 372 | 39.38 | 58.42 | 65.42 | 7 | 0
2025 | MAPP_CA_2_MAPP_US | MAPP_CA | MAPP_US | Internal | Summer | B4 | 100 | 372 | 136.85 | 58.42 | 65.42 | 7 | 0
2025 | MAPP_CA_2_MAPP_US | MAPP_CA | MAPP_US | Internal | Summer | B5 | 200 | 372 | 213.54 | 53.64 | 60.64 | 7 | 0
2025 | MAPP_CA_2_MAPP_US | MAPP_CA | MAPP_US | Internal | Summer | B6 | 300 | 372 | 0 | 49.8 | 55.46 | 7 | 0
2025 | MAPP_CA_2_MAPP_US | MAPP_CA | MAPP_US | Internal | Summer | B7 | 400 | 372 | 0 | 45.3 | 42.14 | 7 | 0
2025 | MAPP_CA_2_MAPP_US | MAPP_CA | MAPP_US | Internal | Summer | B8 | 500 | 372 | 0 | 40.71 | 35.04 | 7 | 0
2025 | MAPP_CA_2_MAPP_US | MAPP_CA | MAPP_US | Internal | Summer | B9 | 800 | 372 | 0 | 40.5 | 35.04 | 7 | 0
2025 | MAPP_CA_2_MAPP_US | MAPP_CA | MAPP_US | Internal | Summer | B10 | 1262 | 372 | 0 | 40.5 | 30.14 | 7 | 0
2025 | MAPP_CA_2_MAPP_US | MAPP_CA | MAPP_US | Internal | Winter | B16 | 25 | 372 | 0 | 65.1 | 58.11 | 7 | 0
2025 | MAPP_CA_2_MAPP_US | MAPP_CA | MAPP_US | Internal | Winter | B17 | 100 | 372 | 0 | 49.88 | 42.89 | 7 | 0
2025 | MAPP_CA_2_MAPP_US | MAPP_CA | MAPP_US | Internal | Winter | B18 | 400 | 372 | 0 | 47.54 | 40.81 | 7 | 0
2025 | MAPP_CA_2_MAPP_US | MAPP_CA | MAPP_US | Internal | Winter | B19 | 700 | 372 | 0 | 47.54 | 40.81 | 7 | 0
2025 | MAPP_CA_2_MAPP_US | MAPP_CA | MAPP_US | Internal | Winter | B20 | 935 | 372 | 0 | 47.54 | 35.81 | 7 | 0
2025 | MAPP_CA_2_MISO_W | MAPP_CA | MISO_W | Internal | Shoulder | B11 | 25 | 1970 | 1970 | 49.8 | 65.13 | 0.01 | 15.32
2025 | MAPP_CA_2_MISO_W | MAPP_CA | MISO_W | Internal | Shoulder | B12 | 200 | 1970 | 1909.1 | 52.03 | 52.04 | 0.01 | 0
2025 | MAPP_CA_2_MISO_W | MAPP_CA | MISO_W | Internal | Shoulder | B13 | 600 | 1970 | 1083.12 | 45.63 | 45.64 | 0.01 | 0
2025 | MAPP_CA_2_MISO_W | MAPP_CA | MISO_W | Internal | Shoulder | B14 | 900 | 1970 | 0 | 43.96 | 43.95 | 0.01 | 0
2025 | MAPP_CA_2_MISO_W | MAPP_CA | MISO_W | Internal | Shoulder | B15 | 1203 | 1970 | 0 | 43.96 | 41.29 | 0.01 | 0
2025 | MAPP_CA_2_MISO_W | MAPP_CA | MISO_W | Internal | Summer | B1 | 10 | 1970 | 1970 | 71.58 | 78.52 | 0.01 | 6.93
2025 | MAPP_CA_2_MISO_W | MAPP_CA | MISO_W | Internal | Summer | B2 | 25 | 1970 | 1933.63 | 71.46 | 71.48 | 0.01 | 0
2025 | MAPP_CA_2_MISO_W | MAPP_CA | MISO_W | Internal | Summer | B3 | 75 | 1970 | 1970 | 58.42 | 70.2 | 0.01 | 11.77
2025 | MAPP_CA_2_MISO_W | MAPP_CA | MISO_W | Internal | Summer | B4 | 100 | 1970 | 1970 | 58.42 | 70.2 | 0.01 | 11.77
2025 | MAPP_CA_2_MISO_W | MAPP_CA | MISO_W | Internal | Summer | B5 | 200 | 1970 | 1970 | 53.64 | 65.35 | 0.01 | 11.71
2025 | MAPP_CA_2_MISO_W | MAPP_CA | MISO_W | Internal | Summer | B6 | 300 | 1970 | 1970 | 49.8 | 55.48 | 0.01 | 5.67
2025 | MAPP_CA_2_MISO_W | MAPP_CA | MISO_W | Internal | Summer | B7 | 400 | 1970 | 1098.27 | 45.3 | 45.31 | 0.01 | 0
2025 | MAPP_CA_2_MISO_W | MAPP_CA | MISO_W | Internal | Summer | B8 | 500 | 1970 | 1026.51 | 40.71 | 40.72 | 0.01 | 0
2025 | MAPP_CA_2_MISO_W | MAPP_CA | MISO_W | Internal | Summer | B9 | 800 | 1970 | 0 | 40.5 | 40.49 | 0.01 | 0
2025 | MAPP_CA_2_MISO_W | MAPP_CA | MISO_W | Internal | Summer | B10 | 1262 | 1970 | 0 | 40.5 | 37.14 | 0.01 | 0
2025 | MAPP_CA_2_MISO_W | MAPP_CA | MISO_W | Internal | Winter | B16 | 25 | 1970 | 1138.93 | 65.1 | 65.11 | 0.01 | 0
2025 | MAPP_CA_2_MISO_W | MAPP_CA | MISO_W | Internal | Winter | B17 | 100 | 1970 | 720.28 | 49.88 | 49.89 | 0.01 | 0
2025 | MAPP_CA_2_MISO_W | MAPP_CA | MISO_W | Internal | Winter | B18 | 400 | 1970 | 0 | 47.54 | 47.35 | 0.01 | 0
2025 | MAPP_CA_2_MISO_W | MAPP_CA | MISO_W | Internal | Winter | B19 | 700 | 1970 | 0 | 47.54 | 45.31 | 0.01 | 0
2025 | MAPP_CA_2_MISO_W | MAPP_CA | MISO_W | Internal | Winter | B20 | 935 | 1970 | 0 | 47.54 | 40.25 | 0.01 | 0
2025 | MAPP_US_2_MAPP_CA | MAPP_US | MAPP_CA | Internal | Shoulder | B11 | 25 | 165 | 0 | 58.13 | 49.8 | 7 | 0
2025 | MAPP_US_2_MAPP_CA | MAPP_US | MAPP_CA | Internal | Shoulder | B12 | 200 | 165 | 0.07 | 45.04 | 52.03 | 7 | 0
2025 | MAPP_US_2_MAPP_CA | MAPP_US | MAPP_CA | Internal | Shoulder | B13 | 600 | 165 | 0 | 39.27 | 45.63 | 7 | 0
2025 | MAPP_US_2_MAPP_CA | MAPP_US | MAPP_CA | Internal | Shoulder | B14 | 900 | 165 | 0 | 38.19 | 43.96 | 7 | 0
2025 | MAPP_US_2_MAPP_CA | MAPP_US | MAPP_CA | Internal | Shoulder | B15 | 1203 | 165 | 0 | 37.94 | 43.96 | 7 | 0
2025 | MAPP_US_2_MAPP_CA | MAPP_US | MAPP_CA | Internal | Summer | B1 | 10 | 165 | 0 | 71.52 | 71.58 | 7 | 0
2025 | MAPP_US_2_MAPP_CA | MAPP_US | MAPP_CA | Internal | Summer | B2 | 25 | 165 | 0 | 65.42 | 71.46 | 7 | 0
2025 | MAPP_US_2_MAPP_CA | MAPP_US | MAPP_CA | Internal | Summer | B3 | 75 | 165 | 0 | 65.42 | 58.42 | 7 | 0
2025 | MAPP_US_2_MAPP_CA | MAPP_US | MAPP_CA | Internal | Summer | B4 | 100 | 165 | 0 | 65.42 | 58.42 | 7 | 0
2025 | MAPP_US_2_MAPP_CA | MAPP_US | MAPP_CA | Internal | Summer | B5 | 200 | 165 | 0 | 60.64 | 53.64 | 7 | 0
2025 | MAPP_US_2_MAPP_CA | MAPP_US | MAPP_CA | Internal | Summer | B6 | 300 | 165 | 0 | 55.46 | 49.8 | 7 | 0
2025 | MAPP_US_2_MAPP_CA | MAPP_US | MAPP_CA | Internal | Summer | B7 | 400 | 165 | 0 | 42.14 | 45.3 | 7 | 0
2025 | MAPP_US_2_MAPP_CA | MAPP_US | MAPP_CA | Internal | Summer | B8 | 500 | 165 | 0 | 35.04 | 40.71 | 7 | 0
2025 | MAPP_US_2_MAPP_CA | MAPP_US | MAPP_CA | Internal | Summer | B9 | 800 | 165 | 0 | 35.04 | 40.5 | 7 | 0
2025 | MAPP_US_2_MAPP_CA | MAPP_US | MAPP_CA | Internal | Summer | B10 | 1262 | 165 | 165 | 30.14 | 40.5 | 7 | 3.37
2025 | MAPP_US_2_MAPP_CA | MAPP_US | MAPP_CA | Internal | Winter | B16 | 25 | 165 | 0.54 | 58.11 | 65.1 | 7 | 0
2025 | MAPP_US_2_MAPP_CA | MAPP_US | MAPP_CA | Internal | Winter | B17 | 100 | 165 | 0.15 | 42.89 | 49.88 | 7 | 0
2025 | MAPP_US_2_MAPP_CA | MAPP_US | MAPP_CA | Internal | Winter | B18 | 400 | 165 | 0 | 40.81 | 47.54 | 7 | 0
2025 | MAPP_US_2_MAPP_CA | MAPP_US | MAPP_CA | Internal | Winter | B19 | 700 | 165 | 0 | 40.81 | 47.54 | 7 | 0
2025 | MAPP_US_2_MAPP_CA | MAPP_US | MAPP_CA | Internal | Winter | B20 | 935 | 165 | 165 | 35.81 | 47.54 | 7 | 4.73
2025 | MAPP_US_2_MISO_W | MAPP_US | MISO_W | Internal | Shoulder | B11 | 25 | 2635 | 120.17 | 58.13 | 65.13 | 7 | 0
2025 | MAPP_US_2_MISO_W | MAPP_US | MISO_W | Internal | Shoulder | B12 | 200 | 2635 | 1142.49 | 45.04 | 52.04 | 7 | 0
2025 | MAPP_US_2_MISO_W | MAPP_US | MISO_W | Internal | Shoulder | B13 | 600 | 2635 | 0 | 39.27 | 45.64 | 7 | 0
2025 | MAPP_US_2_MISO_W | MAPP_US | MISO_W | Internal | Shoulder | B14 | 900 | 2635 | 0 | 38.19 | 43.95 | 7 | 0
2025 | MAPP_US_2_MISO_W | MAPP_US | MISO_W | Internal | Shoulder | B15 | 1203 | 2635 | 0 | 37.94 | 41.29 | 7 | 0
2025 | MAPP_US_2_MISO_W | MAPP_US | MISO_W | Internal | Summer | B1 | 10 | 2635 | 1575.42 | 71.52 | 78.52 | 7 | 0
2025 | MAPP_US_2_MISO_W | MAPP_US | MISO_W | Internal | Summer | B2 | 25 | 2635 | 0 | 65.42 | 71.48 | 7 | 0
2025 | MAPP_US_2_MISO_W | MAPP_US | MISO_W | Internal | Summer | B3 | 75 | 2635 | 0 | 65.42 | 70.2 | 7 | 0
2025 | MAPP_US_2_MISO_W | MAPP_US | MISO_W | Internal | Summer | B4 | 100 | 2635 | 0 | 65.42 | 70.2 | 7 | 0
2025 | MAPP_US_2_MISO_W | MAPP_US | MISO_W | Internal | Summer | B5 | 200 | 2635 | 0 | 60.64 | 65.35 | 7 | 0
2025 | MAPP_US_2_MISO_W | MAPP_US | MISO_W | Internal | Summer | B6 | 300 | 2635 | 0 | 55.46 | 55.48 | 7 | 0
2025 | MAPP_US_2_MISO_W | MAPP_US | MISO_W | Internal | Summer | B7 | 400 | 2635 | 0 | 42.14 | 45.31 | 7 | 0
2025 | MAPP_US_2_MISO_W | MAPP_US | MISO_W | Internal | Summer | B8 | 500 | 2635 | 0 | 35.04 | 40.72 | 7 | 0
2025 | MAPP_US_2_MISO_W | MAPP_US | MISO_W | Internal | Summer | B9 | 800 | 2635 | 0 | 35.04 | 40.49 | 7 | 0
2025 | MAPP_US_2_MISO_W | MAPP_US | MISO_W | Internal | Summer | B10 | 1262 | 2635 | 36.85 | 30.14 | 37.14 | 7 | 0
2025 | MAPP_US_2_MISO_W | MAPP_US | MISO_W | Internal | Winter | B16 | 25 | 2635 | 1479.82 | 58.11 | 65.11 | 7 | 0
2025 | MAPP_US_2_MISO_W | MAPP_US | MISO_W | Internal | Winter | B17 | 100 | 2635 | 830.68 | 42.89 | 49.89 | 7 | 0
2025 | MAPP_US_2_MISO_W | MAPP_US | MISO_W | Internal | Winter | B18 | 400 | 2635 | 0 | 40.81 | 47.35 | 7 | 0
2025 | MAPP_US_2_MISO_W | MAPP_US | MISO_W | Internal | Winter | B19 | 700 | 2635 | 0 | 40.81 | 45.31 | 7 | 0
2025 | MAPP_US_2_MISO_W | MAPP_US | MISO_W | Internal | Winter | B20 | 935 | 2635 | 0 | 35.81 | 40.25 | 7 | 0
2025 | MAPP_US_2_NE | MAPP_US | NE | Internal | Shoulder | B11 | 25 | 2000 | 1787.84 | 58.13 | 65.13 | 7 | 0
2025 | MAPP_US_2_NE | MAPP_US | NE | Internal | Shoulder | B12 | 200 | 2000 | 49.97 | 45.04 | 52.04 | 7 | 0
2025 | MAPP_US_2_NE | MAPP_US | NE | Internal | Shoulder | B13 | 600 | 2000 | 1028.81 | 39.27 | 46.27 | 7 | 0
2025 | MAPP_US_2_NE | MAPP_US | NE | Internal | Shoulder | B14 | 900 | 2000 | 0 | 38.19 | 44.88 | 7 | 0
2025 | MAPP_US_2_NE | MAPP_US | NE | Internal | Shoulder | B15 | 1203 | 2000 | 0 | 37.94 | 44.86 | 7 | 0
2025 | MAPP_US_2_NE | MAPP_US | NE | Internal | Summer | B1 | 10 | 2000 | 0 | 71.52 | 76.49 | 7 | 0
2025 | MAPP_US_2_NE | MAPP_US | NE | Internal | Summer | B2 | 25 | 2000 | 990.56 | 65.42 | 72.42 | 7 | 0
2025 | MAPP_US_2_NE | MAPP_US | NE | Internal | Summer | B3 | 75 | 2000 | 1144.63 | 65.42 | 72.42 | 7 | 0
2025 | MAPP_US_2_NE | MAPP_US | NE | Internal | Summer | B4 | 100 | 2000 | 1518.14 | 65.42 | 72.42 | 7 | 0
2025 | MAPP_US_2_NE | MAPP_US | NE | Internal | Summer | B5 | 200 | 2000 | 1162.75 | 60.64 | 67.64 | 7 | 0
2025 | MAPP_US_2_NE | MAPP_US | NE | Internal | Summer | B6 | 300 | 2000 | 1214.91 | 55.46 | 62.46 | 7 | 0
2025 | MAPP_US_2_NE | MAPP_US | NE | Internal | Summer | B7 | 400 | 2000 | 1310.77 | 42.14 | 49.14 | 7 | 0
2025 | MAPP_US_2_NE | MAPP_US | NE | Internal | Summer | B8 | 500 | 2000 | 1318.05 | 35.04 | 42.04 | 7 | 0
2025 | MAPP_US_2_NE | MAPP_US | NE | Internal | Summer | B9 | 800 | 2000 | 889.64 | 35.04 | 42.04 | 7 | 0
2025 | MAPP_US_2_NE | MAPP_US | NE | Internal | Summer | B10 | 1262 | 2000 | 272.35 | 30.14 | 37.14 | 7 | 0
2025 | MAPP_US_2_NE | MAPP_US | NE | Internal | Winter | B16 | 25 | 2000 | 7.15 | 58.11 | 65.11 | 7 | 0
2025 | MAPP_US_2_NE | MAPP_US | NE | Internal | Winter | B17 | 100 | 2000 | 0 | 42.89 | 49.31 | 7 | 0
2025 | MAPP_US_2_NE | MAPP_US | NE | Internal | Winter | B18 | 400 | 2000 | 489.69 | 40.81 | 47.81 | 7 | 0
2025 | MAPP_US_2_NE | MAPP_US | NE | Internal | Winter | B19 | 700 | 2000 | 0 | 40.81 | 47.7 | 7 | 0
2025 | MAPP_US_2_NE | MAPP_US | NE | Internal | Winter | B20 | 935 | 2000 | 163.21 | 35.81 | 42.81 | 7 | 0
2025 | MARITIMES_2_NEISO | MARITIMES | NEISO | Internal | Shoulder | B11 | 25 | 99999 | 1400 | 40.75 | 40.76 | 0.01 | 0
2025 | MARITIMES_2_NEISO | MARITIMES | NEISO | Internal | Shoulder | B12 | 200 | 99999 | 1400 | 40.75 | 40.76 | 0.01 | 0
2025 | MARITIMES_2_NEISO | MARITIMES | NEISO | Internal | Shoulder | B13 | 600 | 99999 | 1400 | 40.75 | 40.76 | 0.01 | 0
2025 | MARITIMES_2_NEISO | MARITIMES | NEISO | Internal | Shoulder | B14 | 900 | 99999 | 1400 | 40.75 | 40.76 | 0.01 | 0
2025 | MARITIMES_2_NEISO | MARITIMES | NEISO | Internal | Shoulder | B15 | 1203 | 99999 | 426.43 | 40.75 | 40.76 | 0.01 | 0
2025 | MARITIMES_2_NEISO | MARITIMES | NEISO | Internal | Summer | B1 | 10 | 99999 | 1400 | 81.53 | 81.54 | 0.01 | 0
2025 | MARITIMES_2_NEISO | MARITIMES | NEISO | Internal | Summer | B2 | 25 | 99999 | 1400 | 74.45 | 74.46 | 0.01 | 0
2025 | MARITIMES_2_NEISO | MARITIMES | NEISO | Internal | Summer | B3 | 75 | 99999 | 1400 | 53.63 | 53.64 | 0.01 | 0
2025 | MARITIMES_2_NEISO | MARITIMES | NEISO | Internal | Summer | B4 | 100 | 99999 | 1400 | 48.29 | 48.3 | 0.01 | 0
2025 | MARITIMES_2_NEISO | MARITIMES | NEISO | Internal | Summer | B5 | 200 | 99999 | 1400 | 37.69 | 37.7 | 0.01 | 0
2025 | MARITIMES_2_NEISO | MARITIMES | NEISO | Internal | Summer | B6 | 300 | 99999 | 1400 | 37.69 | 37.7 | 0.01 | 0
2025 | MARITIMES_2_NEISO | MARITIMES | NEISO | Internal | Summer | B7 | 400 | 99999 | 1400 | 37.69 | 37.7 | 0.01 | 0
2025 | MARITIMES_2_NEISO | MARITIMES | NEISO | Internal | Summer | B8 | 500 | 99999 | 1400 | 37.69 | 37.7 | 0.01 | 0
2025 | MARITIMES_2_NEISO | MARITIMES | NEISO | Internal | Summer | B9 | 800 | 99999 | 1400 | 37.69 | 37.7 | 0.01 | 0
2025 | MARITIMES_2_NEISO | MARITIMES | NEISO | Internal | Summer | B10 | 1262 | 99999 | 236.13 | 37.69 | 37.7 | 0.01 | 0
2025 | MARITIMES_2_NEISO | MARITIMES | NEISO | Internal | Winter | B16 | 25 | 99999 | 1400 | 50.2 | 50.21 | 0.01 | 0
2025 | MARITIMES_2_NEISO | MARITIMES | NEISO | Internal | Winter | B17 | 100 | 99999 | 1400 | 50.2 | 50.21 | 0.01 | 0
2025 | MARITIMES_2_NEISO | MARITIMES | NEISO | Internal | Winter | B18 | 400 | 99999 | 1400 | 50.2 | 50.21 | 0.01 | 0
2025 | MARITIMES_2_NEISO | MARITIMES | NEISO | Internal | Winter | B19 | 700 | 99999 | 1400 | 50.2 | 50.21 | 0.01 | 0
2025 | MARITIMES_2_NEISO | MARITIMES | NEISO | Internal | Winter | B20 | 935 | 99999 | 475.94 | 50.2 | 50.21 | 0.01 | 0
2025 | MISO_IN_2_MISO_MI | MISO_IN | MISO_MI | Internal | Shoulder | B11 | 25 | 5000 | 0 | 65.15 | 61.13 | 0.01 | 0
2025 | MISO_IN_2_MISO_MI | MISO_IN | MISO_MI | Internal | Shoulder | B12 | 200 | 5000 | 0.04 | 52.06 | 52.05 | 0.01 | 0
2025 | MISO_IN_2_MISO_MI | MISO_IN | MISO_MI | Internal | Shoulder | B13 | 600 | 5000 | 787.09 | 45.67 | 45.68 | 0.01 | 0
2025 | MISO_IN_2_MISO_MI | MISO_IN | MISO_MI | Internal | Shoulder | B14 | 900 | 5000 | 1005.02 | 43.95 | 43.96 | 0.01 | 0
2025 | MISO_IN_2_MISO_MI | MISO_IN | MISO_MI | Internal | Shoulder | B15 | 1203 | 5000 | 1253.84 | 41.71 | 41.72 | 0.01 | 0
2025 | MISO_IN_2_MISO_MI | MISO_IN | MISO_MI | Internal | Summer | B1 | 10 | 5000 | 0.8 | 78.55 | 78.54 | 0.01 | 0
2025 | MISO_IN_2_MISO_MI | MISO_IN | MISO_MI | Internal | Summer | B2 | 25 | 5000 | 0.24 | 71.48 | 71.46 | 0.01 | 0
2025 | MISO_IN_2_MISO_MI | MISO_IN | MISO_MI | Internal | Summer | B3 | 75 | 5000 | 0 | 68.91 | 66.58 | 0.01 | 0
2025 | MISO_IN_2_MISO_MI | MISO_IN | MISO_MI | Internal | Summer | B4 | 100 | 5000 | 0 | 68.89 | 66.43 | 0.01 | 0
2025 | MISO_IN_2_MISO_MI | MISO_IN | MISO_MI | Internal | Summer | B5 | 200 | 5000 | 0.04 | 65.35 | 65.34 | 0.01 | 0
2025 | MISO_IN_2_MISO_MI | MISO_IN | MISO_MI | Internal | Summer | B6 | 300 | 5000 | 0 | 54.46 | 53.76 | 0.01 | 0
2025 | MISO_IN_2_MISO_MI | MISO_IN | MISO_MI | Internal | Summer | B7 | 400 | 5000 | 892.44 | 45.3 | 45.31 | 0.01 | 0
2025 | MISO_IN_2_MISO_MI | MISO_IN | MISO_MI | Internal | Summer | B8 | 500 | 5000 | 1722.02 | 40.75 | 40.76 | 0.01 | 0
2025 | MISO_IN_2_MISO_MI | MISO_IN | MISO_MI | Internal | Summer | B9 | 800 | 5000 | 2006.48 | 40.52 | 40.53 | 0.01 | 0
2025 | MISO_IN_2_MISO_MI | MISO_IN | MISO_MI | Internal | Summer | B10 | 1262 | 5000 | 4329.41 | 37.68 | 37.7 | 0.01 | 0
2025 | MISO_IN_2_MISO_MI | MISO_IN | MISO_MI | Internal | Winter | B16 | 25 | 5000 | 0.29 | 65.13 | 65.12 | 0.01 | 0
2025 | MISO_IN_2_MISO_MI | MISO_IN | MISO_MI | Internal | Winter | B17 | 100 | 5000 | 219.33 | 53.45 | 53.46 | 0.01 | 0
2025 | MISO_IN_2_MISO_MI | MISO_IN | MISO_MI | Internal | Winter | B18 | 400 | 5000 | 0.02 | 47.37 | 47.36 | 0.01 | 0
2025 | MISO_IN_2_MISO_MI | MISO_IN | MISO_MI | Internal | Winter | B19 | 700 | 5000 | 1302.55 | 45.3 | 45.31 | 0.01 | 0
2025 | MISO_IN_2_MISO_MI | MISO_IN | MISO_MI | Internal | Winter | B20 | 935 | 5000 | 731.93 | 40.27 | 40.29 | 0.01 | 0
2025 | MISO_IN_2_MISO_MO-IL | MISO_IN | MISO_MO-IL | Internal | Shoulder | B11 | 25 | 5000 | 0.32 | 65.15 | 65.14 | 0.01 | 0
2025 | MISO_IN_2_MISO_MO-IL | MISO_IN | MISO_MO-IL | Internal | Shoulder | B12 | 200 | 5000 | 0.04 | 52.06 | 52.05 | 0.01 | 0
2025 | MISO_IN_2_MISO_MO-IL | MISO_IN | MISO_MO-IL | Internal | Shoulder | B13 | 600 | 5000 | 0.01 | 45.67 | 45.66 | 0.01 | 0
2025 | MISO_IN_2_MISO_MO-IL | MISO_IN | MISO_MO-IL | Internal | Shoulder | B14 | 900 | 5000 | 0 | 43.95 | 43.93 | 0.01 | 0
2025 | MISO_IN_2_MISO_MO-IL | MISO_IN | MISO_MO-IL | Internal | Shoulder | B15 | 1203 | 5000 | 0 | 41.71 | 41.31 | 0.01 | 0
2025 | MISO_IN_2_MISO_MO-IL | MISO_IN | MISO_MO-IL | Internal | Summer | B1 | 10 | 5000 | 0.71 | 78.55 | 78.54 | 0.01 | 0
2025 | MISO_IN_2_MISO_MO-IL | MISO_IN | MISO_MO-IL | Internal | Summer | B2 | 25 | 5000 | 247.62 | 71.48 | 71.49 | 0.01 | 0
2025 | MISO_IN_2_MISO_MO-IL | MISO_IN | MISO_MO-IL | Internal | Summer | B3 | 75 | 5000 | 0.11 | 68.91 | 68.9 | 0.01 | 0
2025 | MISO_IN_2_MISO_MO-IL | MISO_IN | MISO_MO-IL | Internal | Summer | B4 | 100 | 5000 | 542.51 | 68.89 | 68.9 | 0.01 | 0
2025 | MISO_IN_2_MISO_MO-IL | MISO_IN | MISO_MO-IL | Internal | Summer | B5 | 200 | 5000 | 0.08 | 65.35 | 65.35 | 0.01 | 0
2025 | MISO_IN_2_MISO_MO-IL | MISO_IN | MISO_MO-IL | Internal | Summer | B6 | 300 | 5000 | 1238.54 | 54.46 | 54.48 | 0.01 | 0
2025 | MISO_IN_2_MISO_MO-IL | MISO_IN | MISO_MO-IL | Internal | Summer | B7 | 400 | 5000 | 0.04 | 45.3 | 45.3 | 0.01 | 0
2025 | MISO_IN_2_MISO_MO-IL | MISO_IN | MISO_MO-IL | Internal | Summer | B8 | 500 | 5000 | 0.02 | 40.75 | 40.73 | 0.01 | 0
2025 | MISO_IN_2_MISO_MO-IL | MISO_IN | MISO_MO-IL | Internal | Summer | B9 | 800 | 5000 | 0 | 40.52 | 40.5 | 0.01 | 0
2025 | MISO_IN_2_MISO_MO-IL | MISO_IN | MISO_MO-IL | Internal | Summer | B10 | 1262 | 5000 | 0 | 37.68 | 37.15 | 0.01 | 0
2025 | MISO_IN_2_MISO_MO-IL | MISO_IN | MISO_MO-IL | Internal | Winter | B16 | 25 | 5000 | 0.25 | 65.13 | 65.12 | 0.01 | 0
2025 | MISO_IN_2_MISO_MO-IL | MISO_IN | MISO_MO-IL | Internal | Winter | B17 | 100 | 5000 | 0 | 53.45 | 49.91 | 0.01 | 0
2025 | MISO_IN_2_MISO_MO-IL | MISO_IN | MISO_MO-IL | Internal | Winter | B18 | 400 | 5000 | 0.02 | 47.37 | 47.36 | 0.01 | 0
2025 | MISO_IN_2_MISO_MO-IL | MISO_IN | MISO_MO-IL | Internal | Winter | B19 | 700 | 5000 | 0.02 | 45.3 | 45.3 | 0.01 | 0
2025 | MISO_IN_2_MISO_MO-IL | MISO_IN | MISO_MO-IL | Internal | Winter | B20 | 935 | 5000 | 0 | 40.27 | 40.26 | 0.01 | 0
2025 | MISO_IN_2_NonRTO_Midwest | MISO_IN | NonRTO_Midwest | Internal | Shoulder | B11 | 25 | 4800 | 1229.99 | 65.15 | 73.15 | 8 | 0
2025 | MISO_IN_2_NonRTO_Midwest | MISO_IN | NonRTO_Midwest | Internal | Shoulder | B12 | 200 | 4800 | 660.68 | 52.06 | 60.06 | 8 | 0
2025 | MISO_IN_2_NonRTO_Midwest | MISO_IN | NonRTO_Midwest | Internal | Shoulder | B13 | 600 | 4800 | 151.88 | 45.67 | 53.67 | 8 | 0
2025 | MISO_IN_2_NonRTO_Midwest | MISO_IN | NonRTO_Midwest | Internal | Shoulder | B14 | 900 | 4800 | 0 | 43.95 | 45.22 | 8 | 0
2025 | MISO_IN_2_NonRTO_Midwest | MISO_IN | NonRTO_Midwest | Internal | Shoulder | B15 | 1203 | 4800 | 0 | 41.71 | 38.72 | 8 | 0
2025 | MISO_IN_2_NonRTO_Midwest | MISO_IN | NonRTO_Midwest | Internal | Summer | B1 | 10 | 4800 | 0 | 78.55 | 75.82 | 8 | 0
2025 | MISO_IN_2_NonRTO_Midwest | MISO_IN | NonRTO_Midwest | Internal | Summer | B2 | 25 | 4800 | 0 | 71.48 | 75.82 | 8 | 0
2025 | MISO_IN_2_NonRTO_Midwest | MISO_IN | NonRTO_Midwest | Internal | Summer | B3 | 75 | 4800 | 0 | 68.91 | 75.82 | 8 | 0
2025 | MISO_IN_2_NonRTO_Midwest | MISO_IN | NonRTO_Midwest | Internal | Summer | B4 | 100 | 4800 | 0 | 68.89 | 75.82 | 8 | 0
2025 | MISO_IN_2_NonRTO_Midwest | MISO_IN | NonRTO_Midwest | Internal | Summer | B5 | 200 | 4800 | 1170.8 | 65.35 | 73.35 | 8 | 0
2025 | MISO_IN_2_NonRTO_Midwest | MISO_IN | NonRTO_Midwest | Internal | Summer | B6 | 300 | 4800 | 640.18 | 54.46 | 62.46 | 8 | 0
2025 | MISO_IN_2_NonRTO_Midwest | MISO_IN | NonRTO_Midwest | Internal | Summer | B7 | 400 | 4800 | 0 | 45.3 | 47.84 | 8 | 0
2025 | MISO_IN_2_NonRTO_Midwest | MISO_IN | NonRTO_Midwest | Internal | Summer | B8 | 500 | 4800 | 0 | 40.75 | 44.27 | 8 | 0
2025 | MISO_IN_2_NonRTO_Midwest | MISO_IN | NonRTO_Midwest | Internal | Summer | B9 | 800 | 4800 | 0 | 40.52 | 38.9 | 8 | 0
2025 | MISO_IN_2_NonRTO_Midwest | MISO_IN | NonRTO_Midwest | Internal | Summer | B10 | 1262 | 4800 | 0 | 37.68 | 36.03 | 8 | 0
2025 | MISO_IN_2_NonRTO_Midwest | MISO_IN | NonRTO_Midwest | Internal | Winter | B16 | 25 | 4800 | 2799.79 | 65.13 | 73.13 | 8 | 0
2025 | MISO_IN_2_NonRTO_Midwest | MISO_IN | NonRTO_Midwest | Internal | Winter | B17 | 100 | 4800 | 1583.12 | 53.45 | 61.45 | 8 | 0
2025 | MISO_IN_2_NonRTO_Midwest | MISO_IN | NonRTO_Midwest | Internal | Winter | B18 | 400 | 4800 | 736.75 | 47.37 | 55.37 | 8 | 0
2025 | MISO_IN_2_NonRTO_Midwest | MISO_IN | NonRTO_Midwest | Internal | Winter | B19 | 700 | 4800 | 0 | 45.3 | 45.52 | 8 | 0
2025 | MISO_IN_2_NonRTO_Midwest | MISO_IN | NonRTO_Midwest | Internal | Winter | B20 | 935 | 4800 | 0 | 40.27 | 38.9 | 8 | 0
2025 | MISO_IN_2_PJM_ROR | MISO_IN | PJM_ROR | Internal | Shoulder | B11 | 25 | 992 | 0 | 65.15 | 63.13 | 2 | 0
2025 | MISO_IN_2_PJM_ROR | MISO_IN | PJM_ROR | Internal | Shoulder | B12 | 200 | 992 | 0.08 | 52.06 | 54.05 | 2 | 0
2025 | MISO_IN_2_PJM_ROR | MISO_IN | PJM_ROR | Internal | Shoulder | B13 | 600 | 992 | 0.01 | 45.67 | 47.64 | 2 | 0
2025 | MISO_IN_2_PJM_ROR | MISO_IN | PJM_ROR | Internal | Shoulder | B14 | 900 | 992 | 0 | 43.95 | 44.92 | 2 | 0
2025 | MISO_IN_2_PJM_ROR | MISO_IN | PJM_ROR | Internal | Shoulder | B15 | 1203 | 992 | 0 | 41.71 | 41.88 | 2 | 0
2025 | MISO_IN_2_PJM_ROR | MISO_IN | PJM_ROR | Internal | Summer | B1 | 10 | 992 | 992 | 78.55 | 86.52 | 2 | 5.98
2025 | MISO_IN_2_PJM_ROR | MISO_IN | PJM_ROR | Internal | Summer | B2 | 25 | 992 | 991.38 | 71.48 | 73.49 | 2 | 0.01
2025 | MISO_IN_2_PJM_ROR | MISO_IN | PJM_ROR | Internal | Summer | B3 | 75 | 992 | 0 | 68.91 | 68.43 | 2 | 0
2025 | MISO_IN_2_PJM_ROR | MISO_IN | PJM_ROR | Internal | Summer | B4 | 100 | 992 | 0 | 68.89 | 68.43 | 2 | 0
2025 | MISO_IN_2_PJM_ROR | MISO_IN | PJM_ROR | Internal | Summer | B5 | 200 | 992 | 0 | 65.35 | 63.35 | 2 | 0
2025 | MISO_IN_2_PJM_ROR | MISO_IN | PJM_ROR | Internal | Summer | B6 | 300 | 992 | 0 | 54.46 | 55.76 | 2 | 0
2025 | MISO_IN_2_PJM_ROR | MISO_IN | PJM_ROR | Internal | Summer | B7 | 400 | 992 | 153.42 | 45.3 | 47.3 | 2 | 0
2025 | MISO_IN_2_PJM_ROR | MISO_IN | PJM_ROR | Internal | Summer | B8 | 500 | 992 | 0 | 40.75 | 42.38 | 2 | 0
2025 | MISO_IN_2_PJM_ROR | MISO_IN | PJM_ROR | Internal | Summer | B9 | 800 | 992 | 0 | 40.52 | 40.93 | 2 | 0
2025 | MISO_IN_2_PJM_ROR | MISO_IN | PJM_ROR | Internal | Summer | B10 | 1262 | 992 | 0 | 37.68 | 38.31 | 2 | 0
2025 | MISO_IN_2_PJM_ROR | MISO_IN | PJM_ROR | Internal | Winter | B16 | 25 | 992 | 0.48 | 65.13 | 67.12 | 2 | 0
2025 | MISO_IN_2_PJM_ROR | MISO_IN | PJM_ROR | Internal | Winter | B17 | 100 | 992 | 129.77 | 53.45 | 55.45 | 2 | 0
2025 | MISO_IN_2_PJM_ROR | MISO_IN | PJM_ROR | Internal | Winter | B18 | 400 | 992 | 0.04 | 47.37 | 49.36 | 2 | 0
2025 | MISO_IN_2_PJM_ROR | MISO_IN | PJM_ROR | Internal | Winter | B19 | 700 | 992 | 63.87 | 45.3 | 47.3 | 2 | 0
2025 | MISO_IN_2_PJM_ROR | MISO_IN | PJM_ROR | Internal | Winter | B20 | 935 | 992 | 0 | 40.27 | 41.57 | 2 | 0
2025 | MISO_MI_2_IESO | MISO_MI | IESO | Internal | Shoulder | B11 | 25 | 1580 | 0 | 61.13 | 36.28 | 8 | 0
2025 | MISO_MI_2_IESO | MISO_MI | IESO | Internal | Shoulder | B12 | 200 | 1580 | 0 | 52.05 | 36.28 | 8 | 0
2025 | MISO_MI_2_IESO | MISO_MI | IESO | Internal | Shoulder | B13 | 600 | 1580 | 0 | 45.68 | 36.28 | 8 | 0
2025 | MISO_MI_2_IESO | MISO_MI | IESO | Internal | Shoulder | B14 | 900 | 1580 | 0 | 43.96 | 36.28 | 8 | 0
2025 | MISO_MI_2_IESO | MISO_MI | IESO | Internal | Shoulder | B15 | 1203 | 1580 | 0 | 41.72 | 36.28 | 8 | 0
2025 | MISO_MI_2_IESO | MISO_MI | IESO | Internal | Summer | B1 | 10 | 1580 | 0 | 78.54 | 71.54 | 8 | 0
2025 | MISO_MI_2_IESO | MISO_MI | IESO | Internal | Summer | B2 | 25 | 1580 | 0 | 71.46 | 64.46 | 8 | 0
2025 | MISO_MI_2_IESO | MISO_MI | IESO | Internal | Summer | B3 | 75 | 1580 | 0 | 66.58 | 49.64 | 8 | 0
2025 | MISO_MI_2_IESO | MISO_MI | IESO | Internal | Summer | B4 | 100 | 1580 | 0 | 66.43 | 44.3 | 8 | 0
2025 | MISO_MI_2_IESO | MISO_MI | IESO | Internal | Summer | B5 | 200 | 1580 | 0 | 65.34 | 41.41 | 8 | 0
2025 | MISO_MI_2_IESO | MISO_MI | IESO | Internal | Summer | B6 | 300 | 1580 | 0 | 53.76 | 41.41 | 8 | 0
2025 | MISO_MI_2_IESO | MISO_MI | IESO | Internal | Summer | B7 | 400 | 1580 | 0 | 45.31 | 38.31 | 8 | 0
2025 | MISO_MI_2_IESO | MISO_MI | IESO | Internal | Summer | B8 | 500 | 1580 | 0 | 40.76 | 33.76 | 8 | 0
2025 | MISO_MI_2_IESO | MISO_MI | IESO | Internal | Summer | B9 | 800 | 1580 | 0 | 40.53 | 33.7 | 8 | 0
2025 | MISO_MI_2_IESO | MISO_MI | IESO | Internal | Summer | B10 | 1262 | 1580 | 0 | 37.7 | 33.7 | 8 | 0
2025 | MISO_MI_2_IESO | MISO_MI | IESO | Internal | Winter | B16 | 25 | 1580 | 0 | 65.12 | 43.39 | 8 | 0
2025 | MISO_MI_2_IESO | MISO_MI | IESO | Internal | Winter | B17 | 100 | 1580 | 0 | 53.46 | 41.19 | 8 | 0
2025 | MISO_MI_2_IESO | MISO_MI | IESO | Internal | Winter | B18 | 400 | 1580 | 0 | 47.36 | 40.21 | 8 | 0
2025 | MISO_MI_2_IESO | MISO_MI | IESO | Internal | Winter | B19 | 700 | 1580 | 0 | 45.31 | 40.21 | 8 | 0
2025 | MISO_MI_2_IESO | MISO_MI | IESO | Internal | Winter | B20 | 935 | 1580 | 0 | 40.29 | 40.21 | 8 | 0
2025 | MISO_MI_2_MISO_IN | MISO_MI | MISO_IN | Internal | Shoulder | B11 | 25 | 2045 | 2045 | 61.13 | 65.15 | 0.01 | 4.01
2025 | MISO_MI_2_MISO_IN | MISO_MI | MISO_IN | Internal | Shoulder | B12 | 200 | 2045 | 190.3 | 52.05 | 52.06 | 0.01 | 0
2025 | MISO_MI_2_MISO_IN | MISO_MI | MISO_IN | Internal | Shoulder | B13 | 600 | 2045 | 0.01 | 45.68 | 45.67 | 0.01 | 0
2025 | MISO_MI_2_MISO_IN | MISO_MI | MISO_IN | Internal | Shoulder | B14 | 900 | 2045 | 0 | 43.96 | 43.95 | 0.01 | 0
2025 | MISO_MI_2_MISO_IN | MISO_MI | MISO_IN | Internal | Shoulder | B15 | 1203 | 2045 | 0 | 41.72 | 41.71 | 0.01 | 0
2025 | MISO_MI_2_MISO_IN | MISO_MI | MISO_IN | Internal | Summer | B1 | 10 | 2045 | 455.38 | 78.54 | 78.55 | 0.01 | 0
2025 | MISO_MI_2_MISO_IN | MISO_MI | MISO_IN | Internal | Summer | B2 | 25 | 2045 | 2001.02 | 71.46 | 71.48 | 0.01 | 0
2025 | MISO_MI_2_MISO_IN | MISO_MI | MISO_IN | Internal | Summer | B3 | 75 | 2045 | 2045 | 66.58 | 68.91 | 0.01 | 2.33
2025 | MISO_MI_2_MISO_IN | MISO_MI | MISO_IN | Internal | Summer | B4 | 100 | 2045 | 2045 | 66.43 | 68.89 | 0.01 | 2.45
2025 | MISO_MI_2_MISO_IN | MISO_MI | MISO_IN | Internal | Summer | B5 | 200 | 2045 | 1656.69 | 65.34 | 65.35 | 0.01 | 0
2025 | MISO_MI_2_MISO_IN | MISO_MI | MISO_IN | Internal | Summer | B6 | 300 | 2045 | 2045 | 53.76 | 54.46 | 0.01 | 0.7
2025 | MISO_MI_2_MISO_IN | MISO_MI | MISO_IN | Internal | Summer | B7 | 400 | 2045 | 0.02 | 45.31 | 45.3 | 0.01 | 0
2025 | MISO_MI_2_MISO_IN | MISO_MI | MISO_IN | Internal | Summer | B8 | 500 | 2045 | 0.02 | 40.76 | 40.75 | 0.01 | 0
2025 | MISO_MI_2_MISO_IN | MISO_MI | MISO_IN | Internal | Summer | B9 | 800 | 2045 | 0.01 | 40.53 | 40.52 | 0.01 | 0
2025 | MISO_MI_2_MISO_IN | MISO_MI | MISO_IN | Internal | Summer | B10 | 1262 | 2045 | 0 | 37.7 | 37.68 | 0.01 | 0
2025 | MISO_MI_2_MISO_IN | MISO_MI | MISO_IN | Internal | Winter | B16 | 25 | 2045 | 1818.07 | 65.12 | 65.13 | 0.01 | 0
2025 | MISO_MI_2_MISO_IN | MISO_MI | MISO_IN | Internal | Winter | B17 | 100 | 2045 | 0.08 | 53.46 | 53.45 | 0.01 | 0
2025 | MISO_MI_2_MISO_IN | MISO_MI | MISO_IN | Internal | Winter | B18 | 400 | 2045 | 37.66 | 47.36 | 47.37 | 0.01 | 0
2025 | MISO_MI_2_MISO_IN | MISO_MI | MISO_IN | Internal | Winter | B19 | 700 | 2045 | 0.01 | 45.31 | 45.3 | 0.01 | 0
2025 | MISO_MI_2_MISO_IN | MISO_MI | MISO_IN | Internal | Winter | B20 | 935 | 2045 | 0 | 40.29 | 40.27 | 0.01 | 0
2025 | MISO_MI_2_MISO_WUMS | MISO_MI | MISO_WUMS | Internal | Shoulder | B11 | 25 | 117 | 0.47 | 61.13 | 61.13 | 0.01 | 0
2025 | MISO_MI_2_MISO_WUMS | MISO_MI | MISO_WUMS | Internal | Shoulder | B12 | 200 | 117 | 0.02 | 52.05 | 52.03 | 0.01 | 0
2025 | MISO_MI_2_MISO_WUMS | MISO_MI | MISO_WUMS | Internal | Shoulder | B13 | 600 | 117 | 0 | 45.68 | 45.63 | 0.01 | 0
2025 | MISO_MI_2_MISO_WUMS | MISO_MI | MISO_WUMS | Internal | Shoulder | B14 | 900 | 117 | 0 | 43.96 | 42.58 | 0.01 | 0
2025 | MISO_MI_2_MISO_WUMS | MISO_MI | MISO_WUMS | Internal | Shoulder | B15 | 1203 | 117 | 0 | 41.72 | 41.28 | 0.01 | 0
2025 | MISO_MI_2_MISO_WUMS | MISO_MI | MISO_WUMS | Internal | Summer | B1 | 10 | 117 | 0 | 78.54 | 66.56 | 0.01 | 0
2025 | MISO_MI_2_MISO_WUMS | MISO_MI | MISO_WUMS | Internal | Summer | B2 | 25 | 117 | 0 | 71.46 | 66.56 | 0.01 | 0
2025 | MISO_MI_2_MISO_WUMS | MISO_MI | MISO_WUMS | Internal | Summer | B3 | 75 | 117 | 0.11 | 66.58 | 66.56 | 0.01 | 0
2025 | MISO_MI_2_MISO_WUMS | MISO_MI | MISO_WUMS | Internal | Summer | B4 | 100 | 117 | 0.15 | 66.43 | 66.43 | 0.01 | 0
2025 | MISO_MI_2_MISO_WUMS | MISO_MI | MISO_WUMS | Internal | Summer | B5 | 200 | 117 | 0 | 65.34 | 61.35 | 0.01 | 0
2025 | MISO_MI_2_MISO_WUMS | MISO_MI | MISO_WUMS | Internal | Summer | B6 | 300 | 117 | 0.05 | 53.76 | 53.76 | 0.01 | 0
2025 | MISO_MI_2_MISO_WUMS | MISO_MI | MISO_WUMS | Internal | Summer | B7 | 400 | 117 | 0.02 | 45.31 | 45.3 | 0.01 | 0
2025 | MISO_MI_2_MISO_WUMS | MISO_MI | MISO_WUMS | Internal | Summer | B8 | 500 | 117 | 0 | 40.76 | 40.38 | 0.01 | 0
2025 | MISO_MI_2_MISO_WUMS | MISO_MI | MISO_WUMS | Internal | Summer | B9 | 800 | 117 | 0 | 40.53 | 40.11 | 0.01 | 0
2025 | MISO_MI_2_MISO_WUMS | MISO_MI | MISO_WUMS | Internal | Summer | B10 | 1262 | 117 | 0 | 37.7 | 37.15 | 0.01 | 0
2025 | MISO_MI_2_MISO_WUMS | MISO_MI | MISO_WUMS | Internal | Winter | B16 | 25 | 117 | 0.17 | 65.12 | 65.1 | 0.01 | 0
2025 | MISO_MI_2_MISO_WUMS | MISO_MI | MISO_WUMS | Internal | Winter | B17 | 100 | 117 | 0 | 53.46 | 49.88 | 0.01 | 0
2025 | MISO_MI_2_MISO_WUMS | MISO_MI | MISO_WUMS | Internal | Winter | B18 | 400 | 117 | 0.02 | 47.36 | 47.34 | 0.01 | 0
2025 | MISO_MI_2_MISO_WUMS | MISO_MI | MISO_WUMS | Internal | Winter | B19 | 700 | 117 | 0.01 | 45.31 | 45.3 | 0.01 | 0
2025 | MISO_MI_2_MISO_WUMS | MISO_MI | MISO_WUMS | Internal | Winter | B20 | 935 | 117 | 0 | 40.29 | 40.27 | 0.01 | 0
2025 | MISO_MI_2_PJM_ROR | MISO_MI | PJM_ROR | Internal | Shoulder | B11 | 25 | 1424 | 34.01 | 61.13 | 63.13 | 2 | 0
2025 | MISO_MI_2_PJM_ROR | MISO_MI | PJM_ROR | Internal | Shoulder | B12 | 200 | 1424 | 123.32 | 52.05 | 54.05 | 2 | 0
2025 | MISO_MI_2_PJM_ROR | MISO_MI | PJM_ROR | Internal | Shoulder | B13 | 600 | 1424 | 0 | 45.68 | 47.64 | 2 | 0
2025 | MISO_MI_2_PJM_ROR | MISO_MI | PJM_ROR | Internal | Shoulder | B14 | 900 | 1424 | 0 | 43.96 | 44.92 | 2 | 0
2025 | MISO_MI_2_PJM_ROR | MISO_MI | PJM_ROR | Internal | Shoulder | B15 | 1203 | 1424 | 0 | 41.72 | 41.88 | 2 | 0
2025 | MISO_MI_2_PJM_ROR | MISO_MI | PJM_ROR | Internal | Summer | B1 | 10 | 1424 | 1424 | 78.54 | 86.52 | 2 | 5.99
2025 | MISO_MI_2_PJM_ROR | MISO_MI | PJM_ROR | Internal | Summer | B2 | 25 | 1424 | 1423.76 | 71.46 | 73.49 | 2 | 0.02
2025 | MISO_MI_2_PJM_ROR | MISO_MI | PJM_ROR | Internal | Summer | B3 | 75 | 1424 | 0.02 | 66.58 | 68.43 | 2 | 0
2025 | MISO_MI_2_PJM_ROR | MISO_MI | PJM_ROR | Internal | Summer | B4 | 100 | 1424 | 1164.87 | 66.43 | 68.43 | 2 | 0
2025 | MISO_MI_2_PJM_ROR | MISO_MI | PJM_ROR | Internal | Summer | B5 | 200 | 1424 | 0 | 65.34 | 63.35 | 2 | 0
2025 | MISO_MI_2_PJM_ROR | MISO_MI | PJM_ROR | Internal | Summer | B6 | 300 | 1424 | 355.16 | 53.76 | 55.76 | 2 | 0
2025 | MISO_MI_2_PJM_ROR | MISO_MI | PJM_ROR | Internal | Summer | B7 | 400 | 1424 | 0.04 | 45.31 | 47.3 | 2 | 0
2025 | MISO_MI_2_PJM_ROR | MISO_MI | PJM_ROR | Internal | Summer | B8 | 500 | 1424 | 0 | 40.76 | 42.38 | 2 | 0
2025 | MISO_MI_2_PJM_ROR | MISO_MI | PJM_ROR | Internal | Summer | B9 | 800 | 1424 | 0 | 40.53 | 40.93 | 2 | 0
2025 | MISO_MI_2_PJM_ROR | MISO_MI | PJM_ROR | Internal | Summer | B10 | 1262 | 1424 | 0 | 37.7 | 38.31 | 2 | 0
2025 | MISO_MI_2_PJM_ROR | MISO_MI | PJM_ROR | Internal | Winter | B16 | 25 | 1424 | 85.28 | 65.12 | 67.12 | 2 | 0
2025 | MISO_MI_2_PJM_ROR | MISO_MI | PJM_ROR | Internal | Winter | B17 | 100 | 1424 | 0.15 | 53.46 | 55.45 | 2 | 0
2025 | MISO_MI_2_PJM_ROR | MISO_MI | PJM_ROR | Internal | Winter | B18 | 400 | 1424 | 497.23 | 47.36 | 49.36 | 2 | 0
2025 | MISO_MI_2_PJM_ROR | MISO_MI | PJM_ROR | Internal | Winter | B19 | 700 | 1424 | 0.02 | 45.31 | 47.3 | 2 | 0
2025 | MISO_MI_2_PJM_ROR | MISO_MI | PJM_ROR | Internal | Winter | B20 | 935 | 1424 | 0 | 40.29 | 41.57 | 2 | 0
2025 | MISO_MO-IL_2_ENT | MISO_MO-IL | ENT | Internal | Shoulder | B11 | 25 | 2540 | 0 | 65.14 | 69.7 | 8 | 0
2025 | MISO_MO-IL_2_ENT | MISO_MO-IL | ENT | Internal | Shoulder | B12 | 200 | 2540 | 0 | 52.05 | 46.83 | 8 | 0
2025 | MISO_MO-IL_2_ENT | MISO_MO-IL | ENT | Internal | Shoulder | B13 | 600 | 2540 | 0 | 45.66 | 46.83 | 8 | 0
2025 | MISO_MO-IL_2_ENT | MISO_MO-IL | ENT | Internal | Shoulder | B14 | 900 | 2540 | 0 | 43.93 | 46.6 | 8 | 0
2025 | MISO_MO-IL_2_ENT | MISO_MO-IL | ENT | Internal | Shoulder | B15 | 1203 | 2540 | 0 | 41.31 | 46.5 | 8 | 0
2025 | MISO_MO-IL_2_ENT | MISO_MO-IL | ENT | Internal | Summer | B1 | 10 | 2540 | 0 | 78.54 | 81.5 | 8 | 0
2025 | MISO_MO-IL_2_ENT | MISO_MO-IL | ENT | Internal | Summer | B2 | 25 | 2540 | 0 | 71.49 | 75.69 | 8 | 0
2025 | MISO_MO-IL_2_ENT | MISO_MO-IL | ENT | Internal | Summer | B3 | 75 | 2540 | 0 | 68.9 | 75.69 | 8 | 0
2025 | MISO_MO-IL_2_ENT | MISO_MO-IL | ENT | Internal | Summer | B4 | 100 | 2540 | 0 | 68.9 | 75.69 | 8 | 0
2025 | MISO_MO-IL_2_ENT | MISO_MO-IL | ENT | Internal | Summer | B5 | 200 | 2540 | 0 | 65.35 | 69.11 | 8 | 0
2025 | MISO_MO-IL_2_ENT | MISO_MO-IL | ENT | Internal | Summer | B6 | 300 | 2540 | 439.24 | 54.48 | 62.48 | 8 | 0
2025 | MISO_MO-IL_2_ENT | MISO_MO-IL | ENT | Internal | Summer | B7 | 400 | 2540 | 717.61 | 45.3 | 53.3 | 8 | 0
2025 | MISO_MO-IL_2_ENT | MISO_MO-IL | ENT | Internal | Summer | B8 | 500 | 2540 | 0 | 40.73 | 45.36 | 8 | 0
2025 | MISO_MO-IL_2_ENT | MISO_MO-IL | ENT | Internal | Summer | B9 | 800 | 2540 | 0 | 40.5 | 45.22 | 8 | 0
2025 | MISO_MO-IL_2_ENT | MISO_MO-IL | ENT | Internal | Summer | B10 | 1262 | 2540 | 0 | 37.15 | 44.26 | 8 | 0
2025 | MISO_MO-IL_2_ENT | MISO_MO-IL | ENT | Internal | Winter | B16 | 25 | 2540 | 0 | 65.12 | 70.12 | 8 | 0
2025 | MISO_MO-IL_2_ENT | MISO_MO-IL | ENT | Internal | Winter | B17 | 100 | 2540 | 0 | 49.91 | 49.74 | 8 | 0
2025 | MISO_MO-IL_2_ENT | MISO_MO-IL | ENT | Internal | Winter | B18 | 400 | 2540 | 0 | 47.36 | 49.74 | 8 | 0
2025 | MISO_MO-IL_2_ENT | MISO_MO-IL | ENT | Internal | Winter | B19 | 700 | 2540 | 0 | 45.3 | 49.38 | 8 | 0
2025 | MISO_MO-IL_2_ENT | MISO_MO-IL | ENT | Internal | Winter | B20 | 935 | 2540 | 0 | 40.26 | 47.76 | 8 | 0
2025 | MISO_MO-IL_2_MISO_IN | MISO_MO-IL | MISO_IN | Internal | Shoulder | B11 | 25 | 2100 | 318.27 | 65.14 | 65.15 | 0.01 | 0
2025 | MISO_MO-IL_2_MISO_IN | MISO_MO-IL | MISO_IN | Internal | Shoulder | B12 | 200 | 2100 | 1762.43 | 52.05 | 52.06 | 0.01 | 0
2025 | MISO_MO-IL_2_MISO_IN | MISO_MO-IL | MISO_IN | Internal | Shoulder | B13 | 600 | 2100 | 1738.11 | 45.66 | 45.67 | 0.01 | 0
2025 | MISO_MO-IL_2_MISO_IN | MISO_MO-IL | MISO_IN | Internal | Shoulder | B14 | 900 | 2100 | 1524.76 | 43.93 | 43.95 | 0.01 | 0
2025 | MISO_MO-IL_2_MISO_IN | MISO_MO-IL | MISO_IN | Internal | Shoulder | B15 | 1203 | 2100 | 2100 | 41.31 | 41.71 | 0.01 | 0.39
2025 | MISO_MO-IL_2_MISO_IN | MISO_MO-IL | MISO_IN | Internal | Summer | B1 | 10 | 2100 | 1597.7 | 78.54 | 78.55 | 0.01 | 0
2025 | MISO_MO-IL_2_MISO_IN | MISO_MO-IL | MISO_IN | Internal | Summer | B2 | 25 | 2100 | 0.32 | 71.49 | 71.48 | 0.01 | 0
2025 | MISO_MO-IL_2_MISO_IN | MISO_MO-IL | MISO_IN | Internal | Summer | B3 | 75 | 2100 | 344.4 | 68.9 | 68.91 | 0.01 | 0
2025 | MISO_MO-IL_2_MISO_IN | MISO_MO-IL | MISO_IN | Internal | Summer | B4 | 100 | 2100 | 0.08 | 68.9 | 68.89 | 0.01 | 0
2025 | MISO_MO-IL_2_MISO_IN | MISO_MO-IL | MISO_IN | Internal | Summer | B5 | 200 | 2100 | 0.08 | 65.35 | 65.35 | 0.01 | 0
2025 | MISO_MO-IL_2_MISO_IN | MISO_MO-IL | MISO_IN | Internal | Summer | B6 | 300 | 2100 | 0.03 | 54.48 | 54.46 | 0.01 | 0
2025 | MISO_MO-IL_2_MISO_IN | MISO_MO-IL | MISO_IN | Internal | Summer | B7 | 400 | 2100 | 0.04 | 45.3 | 45.3 | 0.01 | 0
2025 | MISO_MO-IL_2_MISO_IN | MISO_MO-IL | MISO_IN | Internal | Summer | B8 | 500 | 2100 | 1177.62 | 40.73 | 40.75 | 0.01 | 0
2025 | MISO_MO-IL_2_MISO_IN | MISO_MO-IL | MISO_IN | Internal | Summer | B9 | 800 | 2100 | 1304.6 | 40.5 | 40.52 | 0.01 | 0
2025 | MISO_MO-IL_2_MISO_IN | MISO_MO-IL | MISO_IN | Internal | Summer | B10 | 1262 | 2100 | 2100 | 37.15 | 37.68 | 0.01 | 0.52
2025 | MISO_MO-IL_2_MISO_IN | MISO_MO-IL | MISO_IN | Internal | Winter | B16 | 25 | 2100 | 2052.22 | 65.12 | 65.13 | 0.01 | 0
2025 | MISO_MO-IL_2_MISO_IN | MISO_MO-IL | MISO_IN | Internal | Winter | B17 | 100 | 2100 | 2100 | 49.91 | 53.45 | 0.01 | 3.53
2025 | MISO_MO-IL_2_MISO_IN | MISO_MO-IL | MISO_IN | Internal | Winter | B18 | 400 | 2100 | 40.16 | 47.36 | 47.37 | 0.01 | 0
2025 | MISO_MO-IL_2_MISO_IN | MISO_MO-IL | MISO_IN | Internal | Winter | B19 | 700 | 2100 | 0.02 | 45.3 | 45.3 | 0.01 | 0
2025 | MISO_MO-IL_2_MISO_IN | MISO_MO-IL | MISO_IN | Internal | Winter | B20 | 935 | 2100 | 543.9 | 40.26 | 40.27 | 0.01 | 0
2025 | MISO_MO-IL_2_MISO_W | MISO_MO-IL | MISO_W | Internal | Shoulder | B11 | 25 | 960 | 0.31 | 65.14 | 65.13 | 0.01 | 0
2025 | MISO_MO-IL_2_MISO_W | MISO_MO-IL | MISO_W | Internal | Shoulder | B12 | 200 | 960 | 0.04 | 52.05 | 52.04 | 0.01 | 0
2025 | MISO_MO-IL_2_MISO_W | MISO_MO-IL | MISO_W | Internal | Shoulder | B13 | 600 | 960 | 0.01 | 45.66 | 45.64 | 0.01 | 0
2025 | MISO_MO-IL_2_MISO_W | MISO_MO-IL | MISO_W | Internal | Shoulder | B14 | 900 | 960 | 93.87 | 43.93 | 43.95 | 0.01 | 0
2025 | MISO_MO-IL_2_MISO_W | MISO_MO-IL | MISO_W | Internal | Shoulder | B15 | 1203 | 960 | 0 | 41.31 | 41.29 | 0.01 | 0
2025 | MISO_MO-IL_2_MISO_W | MISO_MO-IL | MISO_W | Internal | Summer | B1 | 10 | 960 | 0.73 | 78.54 | 78.52 | 0.01 | 0
2025 | MISO_MO-IL_2_MISO_W | MISO_MO-IL | MISO_W | Internal | Summer | B2 | 25 | 960 | 0.31 | 71.49 | 71.48 | 0.01 | 0
2025 | MISO_MO-IL_2_MISO_W | MISO_MO-IL | MISO_W | Internal | Summer | B3 | 75 | 960 | 960 | 68.9 | 70.2 | 0.01 | 1.28
2025 | MISO_MO-IL_2_MISO_W | MISO_MO-IL | MISO_W | Internal | Summer | B4 | 100 | 960 | 960 | 68.9 | 70.2 | 0.01 | 1.28
2025 | MISO_MO-IL_2_MISO_W | MISO_MO-IL | MISO_W | Internal | Summer | B5 | 200 | 960 | 0.08 | 65.35 | 65.35 | 0.01 | 0
2025 | MISO_MO-IL_2_MISO_W | MISO_MO-IL | MISO_W | Internal | Summer | B6 | 300 | 960 | 960 | 54.48 | 55.48 | 0.01 | 0.99
2025 | MISO_MO-IL_2_MISO_W | MISO_MO-IL | MISO_W | Internal | Summer | B7 | 400 | 960 | 278.97 | 45.3 | 45.31 | 0.01 | 0
2025 | MISO_MO-IL_2_MISO_W | MISO_MO-IL | MISO_W | Internal | Summer | B8 | 500 | 960 | 0.02 | 40.73 | 40.72 | 0.01 | 0
2025 | MISO_MO-IL_2_MISO_W | MISO_MO-IL | MISO_W | Internal | Summer | B9 | 800 | 960 | 0.01 | 40.5 | 40.49 | 0.01 | 0
2025 | MISO_MO-IL_2_MISO_W | MISO_MO-IL | MISO_W | Internal | Summer | B10 | 1262 | 960 | 0 | 37.15 | 37.14 | 0.01 | 0
2025 | MISO_MO-IL_2_MISO_W | MISO_MO-IL | MISO_W | Internal | Winter | B16 | 25 | 960 | 0.29 | 65.12 | 65.11 | 0.01 | 0
2025 | MISO_MO-IL_2_MISO_W | MISO_MO-IL | MISO_W | Internal | Winter | B17 | 100 | 960 | 0.08 | 49.91 | 49.89 | 0.01 | 0
2025 | MISO_MO-IL_2_MISO_W | MISO_MO-IL | MISO_W | Internal | Winter | B18 | 400 | 960 | 0.03 | 47.36 | 47.35 | 0.01 | 0
2025 | MISO_MO-IL_2_MISO_W | MISO_MO-IL | MISO_W | Internal | Winter | B19 | 700 | 960 | 432.17 | 45.3 | 45.31 | 0.01 | 0
2025 | MISO_MO-IL_2_MISO_W | MISO_MO-IL | MISO_W | Internal | Winter | B20 | 935 | 960 | 0 | 40.26 | 40.25 | 0.01 | 0
2025 | MISO_MO-IL_2_PJM_ROR | MISO_MO-IL | PJM_ROR | Internal | Shoulder | B11 | 25 | 1212 | 0 | 65.14 | 63.13 | 2 | 0
2025 | MISO_MO-IL_2_PJM_ROR | MISO_MO-IL | PJM_ROR | Internal | Shoulder | B12 | 200 | 1212 | 563.89 | 52.05 | 54.05 | 2 | 0
2025 | MISO_MO-IL_2_PJM_ROR | MISO_MO-IL | PJM_ROR | Internal | Shoulder | B13 | 600 | 1212 | 0.03 | 45.66 | 47.64 | 2 | 0
2025 | MISO_MO-IL_2_PJM_ROR | MISO_MO-IL | PJM_ROR | Internal | Shoulder | B14 | 900 | 1212 | 0 | 43.93 | 44.92 | 2 | 0
2025 | MISO_MO-IL_2_PJM_ROR | MISO_MO-IL | PJM_ROR | Internal | Shoulder | B15 | 1203 | 1212 | 0 | 41.31 | 41.88 | 2 | 0
2025 | MISO_MO-IL_2_PJM_ROR | MISO_MO-IL | PJM_ROR | Internal | Summer | B1 | 10 | 1212 | 1212 | 78.54 | 86.52 | 2 | 5.99
2025 | MISO_MO-IL_2_PJM_ROR | MISO_MO-IL | PJM_ROR | Internal | Summer | B2 | 25 | 1212 | 563.23 | 71.49 | 73.49 | 2 | 0
2025 | MISO_MO-IL_2_PJM_ROR | MISO_MO-IL | PJM_ROR | Internal | Summer | B3 | 75 | 1212 | 0 | 68.9 | 68.43 | 2 | 0
2025 | MISO_MO-IL_2_PJM_ROR | MISO_MO-IL | PJM_ROR | Internal | Summer | B4 | 100 | 1212 | 0 | 68.9 | 68.43 | 2 | 0
2025 | MISO_MO-IL_2_PJM_ROR | MISO_MO-IL | PJM_ROR | Internal | Summer | B5 | 200 | 1212 | 0 | 65.35 | 63.35 | 2 | 0
2025 | MISO_MO-IL_2_PJM_ROR | MISO_MO-IL | PJM_ROR | Internal | Summer | B6 | 300 | 1212 | 0 | 54.48 | 55.76 | 2 | 0
2025 | MISO_MO-IL_2_PJM_ROR | MISO_MO-IL | PJM_ROR | Internal | Summer | B7 | 400 | 1212 | 422.76 | 45.3 | 47.3 | 2 | 0
2025 | MISO_MO-IL_2_PJM_ROR | MISO_MO-IL | PJM_ROR | Internal | Summer | B8 | 500 | 1212 | 0 | 40.73 | 42.38 | 2 | 0
2025 | MISO_MO-IL_2_PJM_ROR | MISO_MO-IL | PJM_ROR | Internal | Summer | B9 | 800 | 1212 | 0 | 40.5 | 40.93 | 2 | 0
2025 | MISO_MO-IL_2_PJM_ROR | MISO_MO-IL | PJM_ROR | Internal | Summer | B10 | 1262 | 1212 | 0 | 37.15 | 38.31 | 2 | 0
2025 | MISO_MO-IL_2_PJM_ROR | MISO_MO-IL | PJM_ROR | Internal | Winter | B16 | 25 | 1212 | 1045.34 | 65.12 | 67.12 | 2 | 0
2025 | MISO_MO-IL_2_PJM_ROR | MISO_MO-IL | PJM_ROR | Internal | Winter | B17 | 100 | 1212 | 1212 | 49.91 | 55.45 | 2 | 3.55
2025 | MISO_MO-IL_2_PJM_ROR | MISO_MO-IL | PJM_ROR | Internal | Winter | B18 | 400 | 1212 | 803.77 | 47.36 | 49.36 | 2 | 0
2025 | MISO_MO-IL_2_PJM_ROR | MISO_MO-IL | PJM_ROR | Internal | Winter | B19 | 700 | 1212 | 718.68 | 45.3 | 47.3 | 2 | 0
2025 | MISO_MO-IL_2_PJM_ROR | MISO_MO-IL | PJM_ROR | Internal | Winter | B20 | 935 | 1212 | 0 | 40.26 | 41.57 | 2 | 0
2025 | MISO_MO-IL_2_SPP_N | MISO_MO-IL | SPP_N | Internal | Shoulder | B11 | 25 | 2000 | 0 | 65.14 | 70.09 | 8 | 0
2025 | MISO_MO-IL_2_SPP_N | MISO_MO-IL | SPP_N | Internal | Shoulder | B12 | 200 | 2000 | 0 | 52.05 | 52.05 | 8 | 0
2025 | MISO_MO-IL_2_SPP_N | MISO_MO-IL | SPP_N | Internal | Shoulder | B13 | 600 | 2000 | 0 | 45.66 | 46.28 | 8 | 0
2025 | MISO_MO-IL_2_SPP_N | MISO_MO-IL | SPP_N | Internal | Shoulder | B14 | 900 | 2000 | 0 | 43.93 | 44.89 | 8 | 0
2025 | MISO_MO-IL_2_SPP_N | MISO_MO-IL | SPP_N | Internal | Shoulder | B15 | 1203 | 2000 | 0 | 41.31 | 44.87 | 8 | 0
2025 | MISO_MO-IL_2_SPP_N | MISO_MO-IL | SPP_N | Internal | Summer | B1 | 10 | 2000 | 0 | 78.54 | 76.5 | 8 | 0
2025 | MISO_MO-IL_2_SPP_N | MISO_MO-IL | SPP_N | Internal | Summer | B2 | 25 | 2000 | 0 | 71.49 | 73.59 | 8 | 0
2025 | MISO_MO-IL_2_SPP_N | MISO_MO-IL | SPP_N | Internal | Summer | B3 | 75 | 2000 | 0 | 68.9 | 73.59 | 8 | 0
2025 | MISO_MO-IL_2_SPP_N | MISO_MO-IL | SPP_N | Internal | Summer | B4 | 100 | 2000 | 0 | 68.9 | 73.59 | 8 | 0
2025 | MISO_MO-IL_2_SPP_N | MISO_MO-IL | SPP_N | Internal | Summer | B5 | 200 | 2000 | 0 | 65.35 | 67.65 | 8 | 0
2025 | MISO_MO-IL_2_SPP_N | MISO_MO-IL | SPP_N | Internal | Summer | B6 | 300 | 2000 | 788.61 | 54.48 | 62.48 | 8 | 0
2025 | MISO_MO-IL_2_SPP_N | MISO_MO-IL | SPP_N | Internal | Summer | B7 | 400 | 2000 | 0 | 45.3 | 52.31 | 8 | 0
2025 | MISO_MO-IL_2_SPP_N | MISO_MO-IL | SPP_N | Internal | Summer | B8 | 500 | 2000 | 0 | 40.73 | 45.33 | 8 | 0
2025 | MISO_MO-IL_2_SPP_N | MISO_MO-IL | SPP_N | Internal | Summer | B9 | 800 | 2000 | 0 | 40.5 | 44.01 | 8 | 0
2025 | MISO_MO-IL_2_SPP_N | MISO_MO-IL | SPP_N | Internal | Summer | B10 | 1262 | 2000 | 0 | 37.15 | 42.51 | 8 | 0
2025 | MISO_MO-IL_2_SPP_N | MISO_MO-IL | SPP_N | Internal | Winter | B16 | 25 | 2000 | 0 | 65.12 | 65.12 | 8 | 0
2025 | MISO_MO-IL_2_SPP_N | MISO_MO-IL | SPP_N | Internal | Winter | B17 | 100 | 2000 | 0 | 49.91 | 49.32 | 8 | 0
2025 | MISO_MO-IL_2_SPP_N | MISO_MO-IL | SPP_N | Internal | Winter | B18 | 400 | 2000 | 0 | 47.36 | 47.82 | 8 | 0
2025 | MISO_MO-IL_2_SPP_N | MISO_MO-IL | SPP_N | Internal | Winter | B19 | 700 | 2000 | 0 | 45.3 | 47.71 | 8 | 0
2025 | MISO_MO-IL_2_SPP_N | MISO_MO-IL | SPP_N | Internal | Winter | B20 | 935 | 2000 | 0 | 40.26 | 44.75 | 8 | 0
2025 | MISO_MO-IL_2_TVA_Transmission | MISO_MO-IL | TVA_Transmission | Internal | Shoulder | B11 | 25 | 4000 | 0 | 65.14 | 68.28 | 8 | 0
2025 | MISO_MO-IL_2_TVA_Transmission | MISO_MO-IL | TVA_Transmission | Internal | Shoulder | B12 | 200 | 4000 | 0 | 52.05 | 53.51 | 8 | 0
2025 | MISO_MO-IL_2_TVA_Transmission | MISO_MO-IL | TVA_Transmission | Internal | Shoulder | B13 | 600 | 4000 | 0 | 45.66 | 49.8 | 8 | 0
2025 | MISO_MO-IL_2_TVA_Transmission | MISO_MO-IL | TVA_Transmission | Internal | Shoulder | B14 | 900 | 4000 | 0 | 43.93 | 48.71 | 8 | 0
2025 | MISO_MO-IL_2_TVA_Transmission | MISO_MO-IL | TVA_Transmission | Internal | Shoulder | B15 | 1203 | 4000 | 0 | 41.31 | 46.59 | 8 | 0
2025 | MISO_MO-IL_2_TVA_Transmission | MISO_MO-IL | TVA_Transmission | Internal | Summer | B1 | 10 | 4000 | 0 | 78.54 | 83.68 | 8 | 0
2025 | MISO_MO-IL_2_TVA_Transmission | MISO_MO-IL | TVA_Transmission | Internal | Summer | B2 | 25 | 4000 | 1430.54 | 71.49 | 79.49 | 8 | 0
2025 | MISO_MO-IL_2_TVA_Transmission | MISO_MO-IL | TVA_Transmission | Internal | Summer | B3 | 75 | 4000 | 0 | 68.9 | 74.43 | 8 | 0
2025 | MISO_MO-IL_2_TVA_Transmission | MISO_MO-IL | TVA_Transmission | Internal | Summer | B4 | 100 | 4000 | 0 | 68.9 | 74.43 | 8 | 0
2025 | MISO_MO-IL_2_TVA_Transmission | MISO_MO-IL | TVA_Transmission | Internal | Summer | B5 | 200 | 4000 | 0 | 65.35 | 69.35 | 8 | 0
2025 | MISO_MO-IL_2_TVA_Transmission | MISO_MO-IL | TVA_Transmission | Internal | Summer | B6 | 300 | 4000 | 0 | 54.48 | 60.65 | 8 | 0
2025 | MISO_MO-IL_2_TVA_Transmission | MISO_MO-IL | TVA_Transmission | Internal | Summer | B7 | 400 | 4000 | 0 | 45.3 | 52.63 | 8 | 0
2025 | MISO_MO-IL_2_TVA_Transmission | MISO_MO-IL | TVA_Transmission | Internal | Summer | B8 | 500 | 4000 | 0 | 40.73 | 46.37 | 8 | 0
2025 | MISO_MO-IL_2_TVA_Transmission | MISO_MO-IL | TVA_Transmission | Internal | Summer | B9 | 800 | 4000 | 0 | 40.5 | 45.68 | 8 | 0
2025 | MISO_MO-IL_2_TVA_Transmission | MISO_MO-IL | TVA_Transmission | Internal | Summer | B10 | 1262 | 4000 | 0 | 37.15 | 42.47 | 8 | 0
2025 | MISO_MO-IL_2_TVA_Transmission | MISO_MO-IL | TVA_Transmission | Internal | Winter | B16 | 25 | 4000 | 4.55 | 65.12 | 73.12 | 8 | 0
2025 | MISO_MO-IL_2_TVA_Transmission | MISO_MO-IL | TVA_Transmission | Internal | Winter | B17 | 100 | 4000 | 0 | 49.91 | 55.31 | 8 | 0
2025 | MISO_MO-IL_2_TVA_Transmission | MISO_MO-IL | TVA_Transmission | Internal | Winter | B18 | 400 | 4000 | 0 | 47.36 | 50.85 | 8 | 0
2025 | MISO_MO-IL_2_TVA_Transmission | MISO_MO-IL | TVA_Transmission | Internal | Winter | B19 | 700 | 4000 | 0 | 45.3 | 49.09 | 8 | 0
2025 | MISO_MO-IL_2_TVA_Transmission | MISO_MO-IL | TVA_Transmission | Internal | Winter | B20 | 935 | 4000 | 0 | 40.26 | 46.87 | 8 | 0
2025 | MISO_W_2_IESO | MISO_W | IESO | Internal | Shoulder | B11 | 25 | 90 | 0 | 65.13 | 36.28 | 8 | 0
2025 | MISO_W_2_IESO | MISO_W | IESO | Internal | Shoulder | B12 | 200 | 90 | 0 | 52.04 | 36.28 | 8 | 0
2025 | MISO_W_2_IESO | MISO_W | IESO | Internal | Shoulder | B13 | 600 | 90 | 0 | 45.64 | 36.28 | 8 | 0
2025 | MISO_W_2_IESO | MISO_W | IESO | Internal | Shoulder | B14 | 900 | 90 | 0 | 43.95 | 36.28 | 8 | 0
2025 | MISO_W_2_IESO | MISO_W | IESO | Internal | Shoulder | B15 | 1203 | 90 | 0 | 41.29 | 36.28 | 8 | 0
2025 | MISO_W_2_IESO | MISO_W | IESO | Internal | Summer | B1 | 10 | 90 | 0 | 78.52 | 71.54 | 8 | 0
2025 | MISO_W_2_IESO | MISO_W | IESO | Internal | Summer | B2 | 25 | 90 | 0 | 71.48 | 64.46 | 8 | 0
2025 | MISO_W_2_IESO | MISO_W | IESO | Internal | Summer | B3 | 75 | 90 | 0 | 70.2 | 49.64 | 8 | 0
2025 | MISO_W_2_IESO | MISO_W | IESO | Internal | Summer | B4 | 100 | 90 | 0 | 70.2 | 44.3 | 8 | 0
2025 | MISO_W_2_IESO | MISO_W | IESO | Internal | Summer | B5 | 200 | 90 | 0 | 65.35 | 41.41 | 8 | 0
2025 | MISO_W_2_IESO | MISO_W | IESO | Internal | Summer | B6 | 300 | 90 | 0 | 55.48 | 41.41 | 8 | 0
2025 | MISO_W_2_IESO | MISO_W | IESO | Internal | Summer | B7 | 400 | 90 | 0 | 45.31 | 38.31 | 8 | 0
2025 | MISO_W_2_IESO | MISO_W | IESO | Internal | Summer | B8 | 500 | 90 | 0 | 40.72 | 33.76 | 8 | 0
2025 | MISO_W_2_IESO | MISO_W | IESO | Internal | Summer | B9 | 800 | 90 | 0 | 40.49 | 33.7 | 8 | 0
2025 | MISO_W_2_IESO | MISO_W | IESO | Internal | Summer | B10 | 1262 | 90 | 0 | 37.14 | 33.7 | 8 | 0
2025 | MISO_W_2_IESO | MISO_W | IESO | Internal | Winter | B16 | 25 | 90 | 0 | 65.11 | 43.39 | 8 | 0
2025 | MISO_W_2_IESO | MISO_W | IESO | Internal | Winter | B17 | 100 | 90 | 0 | 49.89 | 41.19 | 8 | 0
2025 | MISO_W_2_IESO | MISO_W | IESO | Internal | Winter | B18 | 400 | 90 | 0 | 47.35 | 40.21 | 8 | 0
2025 | MISO_W_2_IESO | MISO_W | IESO | Internal | Winter | B19 | 700 | 90 | 0 | 45.31 | 40.21 | 8 | 0
2025 | MISO_W_2_IESO | MISO_W | IESO | Internal | Winter | B20 | 935 | 90 | 0 | 40.25 | 40.21 | 8 | 0
2025 | MISO_W_2_MAPP_CA | MISO_W | MAPP_CA | Internal | Shoulder | B11 | 25 | 700 | 0 | 65.13 | 49.8 | 0.01 | 0
2025 | MISO_W_2_MAPP_CA | MISO_W | MAPP_CA | Internal | Shoulder | B12 | 200 | 700 | 0.04 | 52.04 | 52.03 | 0.01 | 0
2025 | MISO_W_2_MAPP_CA | MISO_W | MAPP_CA | Internal | Shoulder | B13 | 600 | 700 | 0.01 | 45.64 | 45.63 | 0.01 | 0
2025 | MISO_W_2_MAPP_CA | MISO_W | MAPP_CA | Internal | Shoulder | B14 | 900 | 700 | 61.39 | 43.95 | 43.96 | 0.01 | 0
2025 | MISO_W_2_MAPP_CA | MISO_W | MAPP_CA | Internal | Shoulder | B15 | 1203 | 700 | 700 | 41.29 | 43.96 | 0.01 | 2.65
2025 | MISO_W_2_MAPP_CA | MISO_W | MAPP_CA | Internal | Summer | B1 | 10 | 700 | 0 | 78.52 | 71.58 | 0.01 | 0
2025 | MISO_W_2_MAPP_CA | MISO_W | MAPP_CA | Internal | Summer | B2 | 25 | 700 | 0.24 | 71.48 | 71.46 | 0.01 | 0
2025 | MISO_W_2_MAPP_CA | MISO_W | MAPP_CA | Internal | Summer | B3 | 75 | 700 | 0 | 70.2 | 58.42 | 0.01 | 0
2025 | MISO_W_2_MAPP_CA | MISO_W | MAPP_CA | Internal | Summer | B4 | 100 | 700 | 0 | 70.2 | 58.42 | 0.01 | 0
2025 | MISO_W_2_MAPP_CA | MISO_W | MAPP_CA | Internal | Summer | B5 | 200 | 700 | 0 | 65.35 | 53.64 | 0.01 | 0
2025 | MISO_W_2_MAPP_CA | MISO_W | MAPP_CA | Internal | Summer | B6 | 300 | 700 | 0 | 55.48 | 49.8 | 0.01 | 0
2025 | MISO_W_2_MAPP_CA | MISO_W | MAPP_CA | Internal | Summer | B7 | 400 | 700 | 0.02 | 45.31 | 45.3 | 0.01 | 0
2025 | MISO_W_2_MAPP_CA | MISO_W | MAPP_CA | Internal | Summer | B8 | 500 | 700 | 0.02 | 40.72 | 40.71 | 0.01 | 0
2025 | MISO_W_2_MAPP_CA | MISO_W | MAPP_CA | Internal | Summer | B9 | 800 | 700 | 633.17 | 40.49 | 40.5 | 0.01 | 0
2025 | MISO_W_2_MAPP_CA | MISO_W | MAPP_CA | Internal | Summer | B10 | 1262 | 700 | 700 | 37.14 | 40.5 | 0.01 | 3.35
2025 | MISO_W_2_MAPP_CA | MISO_W | MAPP_CA | Internal | Winter | B16 | 25 | 700 | 0.3 | 65.11 | 65.1 | 0.01 | 0
2025 | MISO_W_2_MAPP_CA | MISO_W | MAPP_CA | Internal | Winter | B17 | 100 | 700 | 0.08 | 49.89 | 49.88 | 0.01 | 0
2025 | MISO_W_2_MAPP_CA | MISO_W | MAPP_CA | Internal | Winter | B18 | 400 | 700 | 700 | 47.35 | 47.54 | 0.01 | 0.18
2025 | MISO_W_2_MAPP_CA | MISO_W | MAPP_CA | Internal | Winter | B19 | 700 | 700 | 700 | 45.31 | 47.54 | 0.01 | 2.22
2025 | MISO_W_2_MAPP_CA | MISO_W | MAPP_CA | Internal | Winter | B20 | 935 | 700 | 700 | 40.25 | 47.54 | 0.01 | 7.28
2025 | MISO_W_2_MAPP_US | MISO_W | MAPP_US | Internal | Shoulder | B11 | 25 | 2300 | 0 | 65.13 | 58.13 | 7 | 0
2025 | MISO_W_2_MAPP_US | MISO_W | MAPP_US | Internal | Shoulder | B12 | 200 | 2300 | 0 | 52.04 | 45.04 | 7 | 0
2025 | MISO_W_2_MAPP_US | MISO_W | MAPP_US | Internal | Shoulder | B13 | 600 | 2300 | 0 | 45.64 | 39.27 | 7 | 0
2025 | MISO_W_2_MAPP_US | MISO_W | MAPP_US | Internal | Shoulder | B14 | 900 | 2300 | 0 | 43.95 | 38.19 | 7 | 0
2025 | MISO_W_2_MAPP_US | MISO_W | MAPP_US | Internal | Shoulder | B15 | 1203 | 2300 | 0 | 41.29 | 37.94 | 7 | 0
2025 | MISO_W_2_MAPP_US | MISO_W | MAPP_US | Internal | Summer | B1 | 10 | 2300 | 0 | 78.52 | 71.52 | 7 | 0
2025 | MISO_W_2_MAPP_US | MISO_W | MAPP_US | Internal | Summer | B2 | 25 | 2300 | 0 | 71.48 | 65.42 | 7 | 0
2025 | MISO_W_2_MAPP_US | MISO_W | MAPP_US | Internal | Summer | B3 | 75 | 2300 | 0 | 70.2 | 65.42 | 7 | 0
2025 | MISO_W_2_MAPP_US | MISO_W | MAPP_US | Internal | Summer | B4 | 100 | 2300 | 0 | 70.2 | 65.42 | 7 | 0
2025 | MISO_W_2_MAPP_US | MISO_W | MAPP_US | Internal | Summer | B5 | 200 | 2300 | 0 | 65.35 | 60.64 | 7 | 0
2025 | MISO_W_2_MAPP_US | MISO_W | MAPP_US | Internal | Summer | B6 | 300 | 2300 | 0 | 55.48 | 55.46 | 7 | 0
2025 | MISO_W_2_MAPP_US | MISO_W | MAPP_US | Internal | Summer | B7 | 400 | 2300 | 0 | 45.31 | 42.14 | 7 | 0
2025 | MISO_W_2_MAPP_US | MISO_W | MAPP_US | Internal | Summer | B8 | 500 | 2300 | 0 | 40.72 | 35.04 | 7 | 0
2025 | MISO_W_2_MAPP_US | MISO_W | MAPP_US | Internal | Summer | B9 | 800 | 2300 | 0 | 40.49 | 35.04 | 7 | 0
2025 | MISO_W_2_MAPP_US | MISO_W | MAPP_US | Internal | Summer | B10 | 1262 | 2300 | 0 | 37.14 | 30.14 | 7 | 0
2025 | MISO_W_2_MAPP_US | MISO_W | MAPP_US | Internal | Winter | B16 | 25 | 2300 | 0 | 65.11 | 58.11 | 7 | 0
2025 | MISO_W_2_MAPP_US | MISO_W | MAPP_US | Internal | Winter | B17 | 100 | 2300 | 0 | 49.89 | 42.89 | 7 | 0
2025 | MISO_W_2_MAPP_US | MISO_W | MAPP_US | Internal | Winter | B18 | 400 | 2300 | 0 | 47.35 | 40.81 | 7 | 0
2025 | MISO_W_2_MAPP_US | MISO_W | MAPP_US | Internal | Winter | B19 | 700 | 2300 | 0 | 45.31 | 40.81 | 7 | 0
2025 | MISO_W_2_MAPP_US | MISO_W | MAPP_US | Internal | Winter | B20 | 935 | 2300 | 0 | 40.25 | 35.81 | 7 | 0
2025 | MISO_W_2_MISO_MO-IL | MISO_W | MISO_MO-IL | Internal | Shoulder | B11 | 25 | 3800 | 799.5 | 65.13 | 65.14 | 0.01 | 0
2025 | MISO_W_2_MISO_MO-IL | MISO_W | MISO_MO-IL | Internal | Shoulder | B12 | 200 | 3800 | 1755.45 | 52.04 | 52.05 | 0.01 | 0
2025 | MISO_W_2_MISO_MO-IL | MISO_W | MISO_MO-IL | Internal | Shoulder | B13 | 600 | 3800 | 779.16 | 45.64 | 45.66 | 0.01 | 0
2025 | MISO_W_2_MISO_MO-IL | MISO_W | MISO_MO-IL | Internal | Shoulder | B14 | 900 | 3800 | 0 | 43.95 | 43.93 | 0.01 | 0
2025 | MISO_W_2_MISO_MO-IL | MISO_W | MISO_MO-IL | Internal | Shoulder | B15 | 1203 | 3800 | 608.21 | 41.29 | 41.31 | 0.01 | 0
2025 | MISO_W_2_MISO_MO-IL | MISO_W | MISO_MO-IL | Internal | Summer | B1 | 10 | 3800 | 1995.85 | 78.52 | 78.54 | 0.01 | 0
2025 | MISO_W_2_MISO_MO-IL | MISO_W | MISO_MO-IL | Internal | Summer | B2 | 25 | 3800 | 270.15 | 71.48 | 71.49 | 0.01 | 0
2025 | MISO_W_2_MISO_MO-IL | MISO_W | MISO_MO-IL | Internal | Summer | B3 | 75 | 3800 | 0 | 70.2 | 68.9 | 0.01 | 0
2025 | MISO_W_2_MISO_MO-IL | MISO_W | MISO_MO-IL | Internal | Summer | B4 | 100 | 3800 | 0 | 70.2 | 68.9 | 0.01 | 0
2025 | MISO_W_2_MISO_MO-IL | MISO_W | MISO_MO-IL | Internal | Summer | B5 | 200 | 3800 | 0.08 | 65.35 | 65.35 | 0.01 | 0
2025 | MISO_W_2_MISO_MO-IL | MISO_W | MISO_MO-IL | Internal | Summer | B6 | 300 | 3800 | 0 | 55.48 | 54.48 | 0.01 | 0
2025 | MISO_W_2_MISO_MO-IL | MISO_W | MISO_MO-IL | Internal | Summer | B7 | 400 | 3800 | 0.02 | 45.31 | 45.3 | 0.01 | 0
2025 | MISO_W_2_MISO_MO-IL | MISO_W | MISO_MO-IL | Internal | Summer | B8 | 500 | 3800 | 1113.07 | 40.72 | 40.73 | 0.01 | 0
2025 | MISO_W_2_MISO_MO-IL | MISO_W | MISO_MO-IL | Internal | Summer | B9 | 800 | 3800 | 373.91 | 40.49 | 40.5 | 0.01 | 0
2025 | MISO_W_2_MISO_MO-IL | MISO_W | MISO_MO-IL | Internal | Summer | B10 | 1262 | 3800 | 1441.93 | 37.14 | 37.15 | 0.01 | 0
2025 | MISO_W_2_MISO_MO-IL | MISO_W | MISO_MO-IL | Internal | Winter | B16 | 25 | 3800 | 3488.74 | 65.11 | 65.12 | 0.01 | 0
2025 | MISO_W_2_MISO_MO-IL | MISO_W | MISO_MO-IL | Internal | Winter | B17 | 100 | 3800 | 2995.58 | 49.89 | 49.91 | 0.01 | 0
2025 | MISO_W_2_MISO_MO-IL | MISO_W | MISO_MO-IL | Internal | Winter | B18 | 400 | 3800 | 0.08 | 47.35 | 47.36 | 0.01 | 0
2025 | MISO_W_2_MISO_MO-IL | MISO_W | MISO_MO-IL | Internal | Winter | B19 | 700 | 3800 | 0.01 | 45.31 | 45.3 | 0.01 | 0
2025 | MISO_W_2_MISO_MO-IL | MISO_W | MISO_MO-IL | Internal | Winter | B20 | 935 | 3800 | 413.16 | 40.25 | 40.26 | 0.01 | 0
2025 | MISO_W_2_MISO_WUMS | MISO_W | MISO_WUMS | Internal | Shoulder | B11 | 25 | 1629 | 0 | 65.13 | 61.13 | 0.01 | 0
2025 | MISO_W_2_MISO_WUMS | MISO_W | MISO_WUMS | Internal | Shoulder | B12 | 200 | 1629 | 0.04 | 52.04 | 52.03 | 0.01 | 0
2025 | MISO_W_2_MISO_WUMS | MISO_W | MISO_WUMS | Internal | Shoulder | B13 | 600 | 1629 | 0.01 | 45.64 | 45.63 | 0.01 | 0
2025 | MISO_W_2_MISO_WUMS | MISO_W | MISO_WUMS | Internal | Shoulder | B14 | 900 | 1629 | 0 | 43.95 | 42.58 | 0.01 | 0
2025 | MISO_W_2_MISO_WUMS | MISO_W | MISO_WUMS | Internal | Shoulder | B15 | 1203 | 1629 | 0 | 41.29 | 41.28 | 0.01 | 0
2025 | MISO_W_2_MISO_WUMS | MISO_W | MISO_WUMS | Internal | Summer | B1 | 10 | 1629 | 0 | 78.52 | 66.56 | 0.01 | 0
2025 | MISO_W_2_MISO_WUMS | MISO_W | MISO_WUMS | Internal | Summer | B2 | 25 | 1629 | 0 | 71.48 | 66.56 | 0.01 | 0
2025 | MISO_W_2_MISO_WUMS | MISO_W | MISO_WUMS | Internal | Summer | B3 | 75 | 1629 | 0 | 70.2 | 66.56 | 0.01 | 0
2025 | MISO_W_2_MISO_WUMS | MISO_W | MISO_WUMS | Internal | Summer | B4 | 100 | 1629 | 0 | 70.2 | 66.43 | 0.01 | 0
2025 | MISO_W_2_MISO_WUMS | MISO_W | MISO_WUMS | Internal | Summer | B5 | 200 | 1629 | 0 | 65.35 | 61.35 | 0.01 | 0
2025 | MISO_W_2_MISO_WUMS | MISO_W | MISO_WUMS | Internal | Summer | B6 | 300 | 1629 | 0 | 55.48 | 53.76 | 0.01 | 0
2025 | MISO_W_2_MISO_WUMS | MISO_W | MISO_WUMS | Internal | Summer | B7 | 400 | 1629 | 0.02 | 45.31 | 45.3 | 0.01 | 0
2025 | MISO_W_2_MISO_WUMS | MISO_W | MISO_WUMS | Internal | Summer | B8 | 500 | 1629 | 0 | 40.72 | 40.38 | 0.01 | 0
2025 | MISO_W_2_MISO_WUMS | MISO_W | MISO_WUMS | Internal | Summer | B9 | 800 | 1629 | 0 | 40.49 | 40.11 | 0.01 | 0
2025 | MISO_W_2_MISO_WUMS | MISO_W | MISO_WUMS | Internal | Summer | B10 | 1262 | 1629 | 557.17 | 37.14 | 37.15 | 0.01 | 0
2025 | MISO_W_2_MISO_WUMS | MISO_W | MISO_WUMS | Internal | Winter | B16 | 25 | 1629 | 0.33 | 65.11 | 65.1 | 0.01 | 0
2025 | MISO_W_2_MISO_WUMS | MISO_W | MISO_WUMS | Internal | Winter | B17 | 100 | 1629 | 0.08 | 49.89 | 49.88 | 0.01 | 0
2025 | MISO_W_2_MISO_WUMS | MISO_W | MISO_WUMS | Internal | Winter | B18 | 400 | 1629 | 0.02 | 47.35 | 47.34 | 0.01 | 0
2025 | MISO_W_2_MISO_WUMS | MISO_W | MISO_WUMS | Internal | Winter | B19 | 700 | 1629 | 0.01 | 45.31 | 45.3 | 0.01 | 0
2025 | MISO_W_2_MISO_WUMS | MISO_W | MISO_WUMS | Internal | Winter | B20 | 935 | 1629 | 1628.98 | 40.25 | 40.27 | 0.01 | 0.01
2025 | MISO_W_2_NE | MISO_W | NE | Internal | Shoulder | B11 | 25 | 2800 | 0 | 65.13 | 65.13 | 7 | 0
2025 | MISO_W_2_NE | MISO_W | NE | Internal | Shoulder | B12 | 200 | 2800 | 0 | 52.04 | 52.04 | 7 | 0
2025 | MISO_W_2_NE | MISO_W | NE | Internal | Shoulder | B13 | 600 | 2800 | 0 | 45.64 | 46.27 | 7 | 0
2025 | MISO_W_2_NE | MISO_W | NE | Internal | Shoulder | B14 | 900 | 2800 | 0 | 43.95 | 44.88 | 7 | 0
2025 | MISO_W_2_NE | MISO_W | NE | Internal | Shoulder | B15 | 1203 | 2800 | 0 | 41.29 | 44.86 | 7 | 0
2025 | MISO_W_2_NE | MISO_W | NE | Internal | Summer | B1 | 10 | 2800 | 0 | 78.52 | 76.49 | 7 | 0
2025 | MISO_W_2_NE | MISO_W | NE | Internal | Summer | B2 | 25 | 2800 | 0 | 71.48 | 72.42 | 7 | 0
2025 | MISO_W_2_NE | MISO_W | NE | Internal | Summer | B3 | 75 | 2800 | 0 | 70.2 | 72.42 | 7 | 0
2025 | MISO_W_2_NE | MISO_W | NE | Internal | Summer | B4 | 100 | 2800 | 0 | 70.2 | 72.42 | 7 | 0
2025 | MISO_W_2_NE | MISO_W | NE | Internal | Summer | B5 | 200 | 2800 | 0 | 65.35 | 67.64 | 7 | 0
2025 | MISO_W_2_NE | MISO_W | NE | Internal | Summer | B6 | 300 | 2800 | 0.05 | 55.48 | 62.46 | 7 | 0
2025 | MISO_W_2_NE | MISO_W | NE | Internal | Summer | B7 | 400 | 2800 | 0 | 45.31 | 49.14 | 7 | 0
2025 | MISO_W_2_NE | MISO_W | NE | Internal | Summer | B8 | 500 | 2800 | 0 | 40.72 | 42.04 | 7 | 0
2025 | MISO_W_2_NE | MISO_W | NE | Internal | Summer | B9 | 800 | 2800 | 0 | 40.49 | 42.04 | 7 | 0
2025 | MISO_W_2_NE | MISO_W | NE | Internal | Summer | B10 | 1262 | 2800 | 0 | 37.14 | 37.14 | 7 | 0
2025 | MISO_W_2_NE | MISO_W | NE | Internal | Winter | B16 | 25 | 2800 | 0 | 65.11 | 65.11 | 7 | 0
2025 | MISO_W_2_NE | MISO_W | NE | Internal | Winter | B17 | 100 | 2800 | 0 | 49.89 | 49.31 | 7 | 0
2025 | MISO_W_2_NE | MISO_W | NE | Internal | Winter | B18 | 400 | 2800 | 0 | 47.35 | 47.81 | 7 | 0
2025 | MISO_W_2_NE | MISO_W | NE | Internal | Winter | B19 | 700 | 2800 | 0 | 45.31 | 47.7 | 7 | 0
2025 | MISO_W_2_NE | MISO_W | NE | Internal | Winter | B20 | 935 | 2800 | 0 | 40.25 | 42.81 | 7 | 0
2025 | MISO_W_2_PJM_ROR | MISO_W | PJM_ROR | Internal | Shoulder | B11 | 25 | 773 | 0 | 65.13 | 63.13 | 2 | 0
2025 | MISO_W_2_PJM_ROR | MISO_W | PJM_ROR | Internal | Shoulder | B12 | 200 | 773 | 772.92 | 52.04 | 54.05 | 2 | 0.01
2025 | MISO_W_2_PJM_ROR | MISO_W | PJM_ROR | Internal | Shoulder | B13 | 600 | 773 | 259.8 | 45.64 | 47.64 | 2 | 0
2025 | MISO_W_2_PJM_ROR | MISO_W | PJM_ROR | Internal | Shoulder | B14 | 900 | 773 | 0 | 43.95 | 44.92 | 2 | 0
2025 | MISO_W_2_PJM_ROR | MISO_W | PJM_ROR | Internal | Shoulder | B15 | 1203 | 773 | 0 | 41.29 | 41.88 | 2 | 0
2025 | MISO_W_2_PJM_ROR | MISO_W | PJM_ROR | Internal | Summer | B1 | 10 | 773 | 773 | 78.52 | 86.52 | 2 | 6
2025 | MISO_W_2_PJM_ROR | MISO_W | PJM_ROR | Internal | Summer | B2 | 25 | 773 | 772.39 | 71.48 | 73.49 | 2 | 0.01
2025 | MISO_W_2_PJM_ROR | MISO_W | PJM_ROR | Internal | Summer | B3 | 75 | 773 | 0 | 70.2 | 68.43 | 2 | 0
2025 | MISO_W_2_PJM_ROR | MISO_W | PJM_ROR | Internal | Summer | B4 | 100 | 773 | 0 | 70.2 | 68.43 | 2 | 0
2025 | MISO_W_2_PJM_ROR | MISO_W | PJM_ROR | Internal | Summer | B5 | 200 | 773 | 0 | 65.35 | 63.35 | 2 | 0
2025 | MISO_W_2_PJM_ROR | MISO_W | PJM_ROR | Internal | Summer | B6 | 300 | 773 | 0 | 55.48 | 55.76 | 2 | 0
2025 | MISO_W_2_PJM_ROR | MISO_W | PJM_ROR | Internal | Summer | B7 | 400 | 773 | 0.04 | 45.31 | 47.3 | 2 | 0
2025 | MISO_W_2_PJM_ROR | MISO_W | PJM_ROR | Internal | Summer | B8 | 500 | 773 | 0 | 40.72 | 42.38 | 2 | 0
2025 | MISO_W_2_PJM_ROR | MISO_W | PJM_ROR | Internal | Summer | B9 | 800 | 773 | 0 | 40.49 | 40.93 | 2 | 0
2025 | MISO_W_2_PJM_ROR | MISO_W | PJM_ROR | Internal | Summer | B10 | 1262 | 773 | 0 | 37.14 | 38.31 | 2 | 0
2025 | MISO_W_2_PJM_ROR | MISO_W | PJM_ROR | Internal | Winter | B16 | 25 | 773 | 772.49 | 65.11 | 67.12 | 2 | 0.01
2025 | MISO_W_2_PJM_ROR | MISO_W | PJM_ROR | Internal | Winter | B17 | 100 | 773 | 773 | 49.89 | 55.45 | 2 | 3.56
2025 | MISO_W_2_PJM_ROR | MISO_W | PJM_ROR | Internal | Winter | B18 | 400 | 773 | 772.92 | 47.35 | 49.36 | 2 | 0.01
2025 | MISO_W_2_PJM_ROR | MISO_W | PJM_ROR | Internal | Winter | B19 | 700 | 773 | 0.02 | 45.31 | 47.3 | 2 | 0
2025 | MISO_W_2_PJM_ROR | MISO_W | PJM_ROR | Internal | Winter | B20 | 935 | 773 | 0 | 40.25 | 41.57 | 2 | 0
2025 | MISO_W_2_SPP_N | MISO_W | SPP_N | Internal | Shoulder | B11 | 25 | 3200 | 0 | 65.13 | 70.09 | 7 | 0
2025 | MISO_W_2_SPP_N | MISO_W | SPP_N | Internal | Shoulder | B12 | 200 | 3200 | 0 | 52.04 | 52.05 | 7 | 0
2025 | MISO_W_2_SPP_N | MISO_W | SPP_N | Internal | Shoulder | B13 | 600 | 3200 | 0 | 45.64 | 46.28 | 7 | 0
2025 | MISO_W_2_SPP_N | MISO_W | SPP_N | Internal | Shoulder | B14 | 900 | 3200 | 0 | 43.95 | 44.89 | 7 | 0
2025 | MISO_W_2_SPP_N | MISO_W | SPP_N | Internal | Shoulder | B15 | 1203 | 3200 | 0 | 41.29 | 44.87 | 7 | 0
2025 | MISO_W_2_SPP_N | MISO_W | SPP_N | Internal | Summer | B1 | 10 | 3200 | 0 | 78.52 | 76.5 | 7 | 0
2025 | MISO_W_2_SPP_N | MISO_W | SPP_N | Internal | Summer | B2 | 25 | 3200 | 0 | 71.48 | 73.59 | 7 | 0
2025 | MISO_W_2_SPP_N | MISO_W | SPP_N | Internal | Summer | B3 | 75 | 3200 | 0 | 70.2 | 73.59 | 7 | 0
2025 | MISO_W_2_SPP_N | MISO_W | SPP_N | Internal | Summer | B4 | 100 | 3200 | 0 | 70.2 | 73.59 | 7 | 0
2025 | MISO_W_2_SPP_N | MISO_W | SPP_N | Internal | Summer | B5 | 200 | 3200 | 0 | 65.35 | 67.65 | 7 | 0
2025 | MISO_W_2_SPP_N | MISO_W | SPP_N | Internal | Summer | B6 | 300 | 3200 | 1634.72 | 55.48 | 62.48 | 7 | 0
2025 | MISO_W_2_SPP_N | MISO_W | SPP_N | Internal | Summer | B7 | 400 | 3200 | 1634.48 | 45.31 | 52.31 | 7 | 0
2025 | MISO_W_2_SPP_N | MISO_W | SPP_N | Internal | Summer | B8 | 500 | 3200 | 0 | 40.72 | 45.33 | 7 | 0
2025 | MISO_W_2_SPP_N | MISO_W | SPP_N | Internal | Summer | B9 | 800 | 3200 | 0 | 40.49 | 44.01 | 7 | 0
2025 | MISO_W_2_SPP_N | MISO_W | SPP_N | Internal | Summer | B10 | 1262 | 3200 | 0 | 37.14 | 42.51 | 7 | 0
2025 | MISO_W_2_SPP_N | MISO_W | SPP_N | Internal | Winter | B16 | 25 | 3200 | 0 | 65.11 | 65.12 | 7 | 0
2025 | MISO_W_2_SPP_N | MISO_W | SPP_N | Internal | Winter | B17 | 100 | 3200 | 0 | 49.89 | 49.32 | 7 | 0
2025 | MISO_W_2_SPP_N | MISO_W | SPP_N | Internal | Winter | B18 | 400 | 3200 | 0 | 47.35 | 47.82 | 7 | 0
2025 | MISO_W_2_SPP_N | MISO_W | SPP_N | Internal | Winter | B19 | 700 | 3200 | 0 | 45.31 | 47.71 | 7 | 0
2025 | MISO_W_2_SPP_N | MISO_W | SPP_N | Internal | Winter | B20 | 935 | 3200 | 0 | 40.25 | 44.75 | 7 | 0
2025 | MISO_WUMS_2_MISO_MI | MISO_WUMS | MISO_MI | Internal | Shoulder | B11 | 25 | 99 | 0.62 | 61.13 | 61.13 | 0.01 | 0
2025 | MISO_WUMS_2_MISO_MI | MISO_WUMS | MISO_MI | Internal | Shoulder | B12 | 200 | 99 | 98.93 | 52.03 | 52.05 | 0.01 | 0.01
2025 | MISO_WUMS_2_MISO_MI | MISO_WUMS | MISO_MI | Internal | Shoulder | B13 | 600 | 99 | 98.99 | 45.63 | 45.68 | 0.01 | 0.04
2025 | MISO_WUMS_2_MISO_MI | MISO_WUMS | MISO_MI | Internal | Shoulder | B14 | 900 | 99 | 99 | 42.58 | 43.96 | 0.01 | 1.37
2025 | MISO_WUMS_2_MISO_MI | MISO_WUMS | MISO_MI | Internal | Shoulder | B15 | 1203 | 99 | 99 | 41.28 | 41.72 | 0.01 | 0.42
2025 | MISO_WUMS_2_MISO_MI | MISO_WUMS | MISO_MI | Internal | Summer | B1 | 10 | 99 | 99 | 66.56 | 78.54 | 0.01 | 11.96
2025 | MISO_WUMS_2_MISO_MI | MISO_WUMS | MISO_MI | Internal | Summer | B2 | 25 | 99 | 99 | 66.56 | 71.46 | 0.01 | 4.89
2025 | MISO_WUMS_2_MISO_MI | MISO_WUMS | MISO_MI | Internal | Summer | B3 | 75 | 99 | 16.12 | 66.56 | 66.58 | 0.01 | 0
2025 | MISO_WUMS_2_MISO_MI | MISO_WUMS | MISO_MI | Internal | Summer | B4 | 100 | 99 | 0.14 | 66.43 | 66.43 | 0.01 | 0
2025 | MISO_WUMS_2_MISO_MI | MISO_WUMS | MISO_MI | Internal | Summer | B5 | 200 | 99 | 99 | 61.35 | 65.34 | 0.01 | 3.98
2025 | MISO_WUMS_2_MISO_MI | MISO_WUMS | MISO_MI | Internal | Summer | B6 | 300 | 99 | 0.05 | 53.76 | 53.76 | 0.01 | 0
2025 | MISO_WUMS_2_MISO_MI | MISO_WUMS | MISO_MI | Internal | Summer | B7 | 400 | 99 | 64.14 | 45.3 | 45.31 | 0.01 | 0
2025 | MISO_WUMS_2_MISO_MI | MISO_WUMS | MISO_MI | Internal | Summer | B8 | 500 | 99 | 99 | 40.38 | 40.76 | 0.01 | 0.37
2025 | MISO_WUMS_2_MISO_MI | MISO_WUMS | MISO_MI | Internal | Summer | B9 | 800 | 99 | 99 | 40.11 | 40.53 | 0.01 | 0.41
2025 | MISO_WUMS_2_MISO_MI | MISO_WUMS | MISO_MI | Internal | Summer | B10 | 1262 | 99 | 99 | 37.15 | 37.7 | 0.01 | 0.53
2025 | MISO_WUMS_2_MISO_MI | MISO_WUMS | MISO_MI | Internal | Winter | B16 | 25 | 99 | 98.52 | 65.1 | 65.12 | 0.01 | 0.01
2025 | MISO_WUMS_2_MISO_MI | MISO_WUMS | MISO_MI | Internal | Winter | B17 | 100 | 99 | 99 | 49.88 | 53.46 | 0.01 | 3.57
2025 | MISO_WUMS_2_MISO_MI | MISO_WUMS | MISO_MI | Internal | Winter | B18 | 400 | 99 | 98.93 | 47.34 | 47.36 | 0.01 | 0.01
2025 | MISO_WUMS_2_MISO_MI | MISO_WUMS | MISO_MI | Internal | Winter | B19 | 700 | 99 | 67.27 | 45.3 | 45.31 | 0.01 | 0
2025 | MISO_WUMS_2_MISO_MI | MISO_WUMS | MISO_MI | Internal | Winter | B20 | 935 | 99 | 81.59 | 40.27 | 40.29 | 0.01 | 0
2025 | MISO_WUMS_2_MISO_W | MISO_WUMS | MISO_W | Internal | Shoulder | B11 | 25 | 1137 | 1137 | 61.13 | 65.13 | 0.01 | 3.99
2025 | MISO_WUMS_2_MISO_W | MISO_WUMS | MISO_W | Internal | Shoulder | B12 | 200 | 1137 | 847.26 | 52.03 | 52.04 | 0.01 | 0
2025 | MISO_WUMS_2_MISO_W | MISO_WUMS | MISO_W | Internal | Shoulder | B13 | 600 | 1137 | 742.5 | 45.63 | 45.64 | 0.01 | 0
2025 | MISO_WUMS_2_MISO_W | MISO_WUMS | MISO_W | Internal | Shoulder | B14 | 900 | 1137 | 1137 | 42.58 | 43.95 | 0.01 | 1.36
2025 | MISO_WUMS_2_MISO_W | MISO_WUMS | MISO_W | Internal | Shoulder | B15 | 1203 | 1137 | 947.68 | 41.28 | 41.29 | 0.01 | 0
2025 | MISO_WUMS_2_MISO_W | MISO_WUMS | MISO_W | Internal | Summer | B1 | 10 | 1137 | 1137 | 66.56 | 78.52 | 0.01 | 11.95
2025 | MISO_WUMS_2_MISO_W | MISO_WUMS | MISO_W | Internal | Summer | B2 | 25 | 1137 | 1137 | 66.56 | 71.48 | 0.01 | 4.9
2025 | MISO_WUMS_2_MISO_W | MISO_WUMS | MISO_W | Internal | Summer | B3 | 75 | 1137 | 1137 | 66.56 | 70.2 | 0.01 | 3.62
2025 | MISO_WUMS_2_MISO_W | MISO_WUMS | MISO_W | Internal | Summer | B4 | 100 | 1137 | 1137 | 66.43 | 70.2 | 0.01 | 3.76
2025 | MISO_WUMS_2_MISO_W | MISO_WUMS | MISO_W | Internal | Summer | B5 | 200 | 1137 | 1137 | 61.35 | 65.35 | 0.01 | 3.99
2025 | MISO_WUMS_2_MISO_W | MISO_WUMS | MISO_W | Internal | Summer | B6 | 300 | 1137 | 1137 | 53.76 | 55.48 | 0.01 | 1.71
2025 | MISO_WUMS_2_MISO_W | MISO_WUMS | MISO_W | Internal | Summer | B7 | 400 | 1137 | 1014.31 | 45.3 | 45.31 | 0.01 | 0
2025 | MISO_WUMS_2_MISO_W | MISO_WUMS | MISO_W | Internal | Summer | B8 | 500 | 1137 | 1137 | 40.38 | 40.72 | 0.01 | 0.33
2025 | MISO_WUMS_2_MISO_W | MISO_WUMS | MISO_W | Internal | Summer | B9 | 800 | 1137 | 1137 | 40.11 | 40.49 | 0.01 | 0.37
2025 | MISO_WUMS_2_MISO_W | MISO_WUMS | MISO_W | Internal | Summer | B10 | 1262 | 1137 | 0 | 37.15 | 37.14 | 0.01 | 0
2025 | MISO_WUMS_2_MISO_W | MISO_WUMS | MISO_W | Internal | Winter | B16 | 25 | 1137 | 46.13 | 65.1 | 65.11 | 0.01 | 0
2025 | MISO_WUMS_2_MISO_W | MISO_WUMS | MISO_W | Internal | Winter | B17 | 100 | 1137 | 305.72 | 49.88 | 49.89 | 0.01 | 0
2025 | MISO_WUMS_2_MISO_W | MISO_WUMS | MISO_W | Internal | Winter | B18 | 400 | 1137 | 468.95 | 47.34 | 47.35 | 0.01 | 0
2025 | MISO_WUMS_2_MISO_W | MISO_WUMS | MISO_W | Internal | Winter | B19 | 700 | 1137 | 691.78 | 45.3 | 45.31 | 0.01 | 0
2025 | MISO_WUMS_2_MISO_W | MISO_WUMS | MISO_W | Internal | Winter | B20 | 935 | 1137 | 0 | 40.27 | 40.25 | 0.01 | 0
2025 | MISO_WUMS_2_PJM_ROR | MISO_WUMS | PJM_ROR | Internal | Shoulder | B11 | 25 | 1600 | 1237.49 | 61.13 | 63.13 | 2 | 0
2025 | MISO_WUMS_2_PJM_ROR | MISO_WUMS | PJM_ROR | Internal | Shoulder | B12 | 200 | 1600 | 1599.96 | 52.03 | 54.05 | 2 | 0.02
2025 | MISO_WUMS_2_PJM_ROR | MISO_WUMS | PJM_ROR | Internal | Shoulder | B13 | 600 | 1600 | 1599.97 | 45.63 | 47.64 | 2 | 0.01
2025 | MISO_WUMS_2_PJM_ROR | MISO_WUMS | PJM_ROR | Internal | Shoulder | B14 | 900 | 1600 | 1600 | 42.58 | 44.92 | 2 | 0.34
2025 | MISO_WUMS_2_PJM_ROR | MISO_WUMS | PJM_ROR | Internal | Shoulder | B15 | 1203 | 1600 | 0 | 41.28 | 41.88 | 2 | 0
2025 | MISO_WUMS_2_PJM_ROR | MISO_WUMS | PJM_ROR | Internal | Summer | B1 | 10 | 1600 | 1600 | 66.56 | 86.52 | 2 | 17.96
2025 | MISO_WUMS_2_PJM_ROR | MISO_WUMS | PJM_ROR | Internal | Summer | B2 | 25 | 1600 | 1600 | 66.56 | 73.49 | 2 | 4.93
2025 | MISO_WUMS_2_PJM_ROR | MISO_WUMS | PJM_ROR | Internal | Summer | B3 | 75 | 1600 | 0.02 | 66.56 | 68.43 | 2 | 0
2025 | MISO_WUMS_2_PJM_ROR | MISO_WUMS | PJM_ROR | Internal | Summer | B4 | 100 | 1600 | 327.43 | 66.43 | 68.43 | 2 | 0
2025 | MISO_WUMS_2_PJM_ROR | MISO_WUMS | PJM_ROR | Internal | Summer | B5 | 200 | 1600 | 741.29 | 61.35 | 63.35 | 2 | 0
2025 | MISO_WUMS_2_PJM_ROR | MISO_WUMS | PJM_ROR | Internal | Summer | B6 | 300 | 1600 | 1400.72 | 53.76 | 55.76 | 2 | 0
2025 | MISO_WUMS_2_PJM_ROR | MISO_WUMS | PJM_ROR | Internal | Summer | B7 | 400 | 1600 | 1488.36 | 45.3 | 47.3 | 2 | 0
2025 | MISO_WUMS_2_PJM_ROR | MISO_WUMS | PJM_ROR | Internal | Summer | B8 | 500 | 1600 | 332 | 40.38 | 42.38 | 2 | 0
2025 | MISO_WUMS_2_PJM_ROR | MISO_WUMS | PJM_ROR | Internal | Summer | B9 | 800 | 1600 | 0 | 40.11 | 40.93 | 2 | 0
2025 | MISO_WUMS_2_PJM_ROR | MISO_WUMS | PJM_ROR | Internal | Summer | B10 | 1262 | 1600 | 0 | 37.15 | 38.31 | 2 | 0
2025 | MISO_WUMS_2_PJM_ROR | MISO_WUMS | PJM_ROR | Internal | Winter | B16 | 25 | 1600 | 1599.72 | 65.1 | 67.12 | 2 | 0.02
2025 | MISO_WUMS_2_PJM_ROR | MISO_WUMS | PJM_ROR | Internal | Winter | B17 | 100 | 1600 | 1600 | 49.88 | 55.45 | 2 | 3.57
2025 | MISO_WUMS_2_PJM_ROR | MISO_WUMS | PJM_ROR | Internal | Winter | B18 | 400 | 1600 | 1599.97 | 47.34 | 49.36 | 2 | 0.02
2025 | MISO_WUMS_2_PJM_ROR | MISO_WUMS | PJM_ROR | Internal | Winter | B19 | 700 | 1600 | 1256.63 | 45.3 | 47.3 | 2 | 0
2025 | MISO_WUMS_2_PJM_ROR | MISO_WUMS | PJM_ROR | Internal | Winter | B20 | 935 | 1600 | 0 | 40.27 | 41.57 | 2 | 0
2025 | NE_2_MAPP_US | NE | MAPP_US | Internal | Shoulder | B11 | 25 | 1600 | 0 | 65.13 | 58.13 | 5 | 0
2025 | NE_2_MAPP_US | NE | MAPP_US | Internal | Shoulder | B12 | 200 | 1600 | 0 | 52.04 | 45.04 | 5 | 0
2025 | NE_2_MAPP_US | NE | MAPP_US | Internal | Shoulder | B13 | 600 | 1600 | 0 | 46.27 | 39.27 | 5 | 0
2025 | NE_2_MAPP_US | NE | MAPP_US | Internal | Shoulder | B14 | 900 | 1600 | 0 | 44.88 | 38.19 | 5 | 0
2025 | NE_2_MAPP_US | NE | MAPP_US | Internal | Shoulder | B15 | 1203 | 1600 | 0 | 44.86 | 37.94 | 5 | 0
2025 | NE_2_MAPP_US | NE | MAPP_US | Internal | Summer | B1 | 10 | 1600 | 0 | 76.49 | 71.52 | 5 | 0
2025 | NE_2_MAPP_US | NE | MAPP_US | Internal | Summer | B2 | 25 | 1600 | 0 | 72.42 | 65.42 | 5 | 0
2025 | NE_2_MAPP_US | NE | MAPP_US | Internal | Summer | B3 | 75 | 1600 | 0 | 72.42 | 65.42 | 5 | 0
2025 | NE_2_MAPP_US | NE | MAPP_US | Internal | Summer | B4 | 100 | 1600 | 0 | 72.42 | 65.42 | 5 | 0
2025 | NE_2_MAPP_US | NE | MAPP_US | Internal | Summer | B5 | 200 | 1600 | 0 | 67.64 | 60.64 | 5 | 0
2025 | NE_2_MAPP_US | NE | MAPP_US | Internal | Summer | B6 | 300 | 1600 | 0 | 62.46 | 55.46 | 5 | 0
2025 | NE_2_MAPP_US | NE | MAPP_US | Internal | Summer | B7 | 400 | 1600 | 0 | 49.14 | 42.14 | 5 | 0
2025 | NE_2_MAPP_US | NE | MAPP_US | Internal | Summer | B8 | 500 | 1600 | 0 | 42.04 | 35.04 | 5 | 0
2025 | NE_2_MAPP_US | NE | MAPP_US | Internal | Summer | B9 | 800 | 1600 | 0 | 42.04 | 35.04 | 5 | 0
2025 | NE_2_MAPP_US | NE | MAPP_US | Internal | Summer | B10 | 1262 | 1600 | 0 | 37.14 | 30.14 | 5 | 0
2025 | NE_2_MAPP_US | NE | MAPP_US | Internal | Winter | B16 | 25 | 1600 | 0 | 65.11 | 58.11 | 5 | 0
2025 | NE_2_MAPP_US | NE | MAPP_US | Internal | Winter | B17 | 100 | 1600 | 0 | 49.31 | 42.89 | 5 | 0
2025 | NE_2_MAPP_US | NE | MAPP_US | Internal | Winter | B18 | 400 | 1600 | 0 | 47.81 | 40.81 | 5 | 0
2025 | NE_2_MAPP_US | NE | MAPP_US | Internal | Winter | B19 | 700 | 1600 | 0 | 47.7 | 40.81 | 5 | 0
2025 | NE_2_MAPP_US | NE | MAPP_US | Internal | Winter | B20 | 935 | 1600 | 0 | 42.81 | 35.81 | 5 | 0
2025 | NE_2_MISO_W | NE | MISO_W | Internal | Shoulder | B11 | 25 | 1600 | 0 | 65.13 | 65.13 | 5 | 0
2025 | NE_2_MISO_W | NE | MISO_W | Internal | Shoulder | B12 | 200 | 1600 | 0 | 52.04 | 52.04 | 5 | 0
2025 | NE_2_MISO_W | NE | MISO_W | Internal | Shoulder | B13 | 600 | 1600 | 0 | 46.27 | 45.64 | 5 | 0
2025 | NE_2_MISO_W | NE | MISO_W | Internal | Shoulder | B14 | 900 | 1600 | 0 | 44.88 | 43.95 | 5 | 0
2025 | NE_2_MISO_W | NE | MISO_W | Internal | Shoulder | B15 | 1203 | 1600 | 0 | 44.86 | 41.29 | 5 | 0
2025 | NE_2_MISO_W | NE | MISO_W | Internal | Summer | B1 | 10 | 1600 | 0 | 76.49 | 78.52 | 5 | 0
2025 | NE_2_MISO_W | NE | MISO_W | Internal | Summer | B2 | 25 | 1600 | 0 | 72.42 | 71.48 | 5 | 0
2025 | NE_2_MISO_W | NE | MISO_W | Internal | Summer | B3 | 75 | 1600 | 0 | 72.42 | 70.2 | 5 | 0
2025 | NE_2_MISO_W | NE | MISO_W | Internal | Summer | B4 | 100 | 1600 | 0 | 72.42 | 70.2 | 5 | 0
2025 | NE_2_MISO_W | NE | MISO_W | Internal | Summer | B5 | 200 | 1600 | 0 | 67.64 | 65.35 | 5 | 0
2025 | NE_2_MISO_W | NE | MISO_W | Internal | Summer | B6 | 300 | 1600 | 0 | 62.46 | 55.48 | 5 | 0
2025 | NE_2_MISO_W | NE | MISO_W | Internal | Summer | B7 | 400 | 1600 | 0 | 49.14 | 45.31 | 5 | 0
2025 | NE_2_MISO_W | NE | MISO_W | Internal | Summer | B8 | 500 | 1600 | 0 | 42.04 | 40.72 | 5 | 0
2025 | NE_2_MISO_W | NE | MISO_W | Internal | Summer | B9 | 800 | 1600 | 0 | 42.04 | 40.49 | 5 | 0
2025 | NE_2_MISO_W | NE | MISO_W | Internal | Summer | B10 | 1262 | 1600 | 0 | 37.14 | 37.14 | 5 | 0
2025 | NE_2_MISO_W | NE | MISO_W | Internal | Winter | B16 | 25 | 1600 | 0 | 65.11 | 65.11 | 5 | 0
2025 | NE_2_MISO_W | NE | MISO_W | Internal | Winter | B17 | 100 | 1600 | 0 | 49.31 | 49.89 | 5 | 0
2025 | NE_2_MISO_W | NE | MISO_W | Internal | Winter | B18 | 400 | 1600 | 0 | 47.81 | 47.35 | 5 | 0
2025 | NE_2_MISO_W | NE | MISO_W | Internal | Winter | B19 | 700 | 1600 | 0 | 47.7 | 45.31 | 5 | 0
2025 | NE_2_MISO_W | NE | MISO_W | Internal | Winter | B20 | 935 | 1600 | 0 | 42.81 | 40.25 | 5 | 0
2025 | NE_2_SPP_N | NE | SPP_N | Internal | Shoulder | B11 | 25 | 1800 | 1800 | 65.13 | 70.09 | 0.01 | 4.95
2025 | NE_2_SPP_N | NE | SPP_N | Internal | Shoulder | B12 | 200 | 1800 | 204.19 | 52.04 | 52.05 | 0.01 | 0
2025 | NE_2_SPP_N | NE | SPP_N | Internal | Shoulder | B13 | 600 | 1800 | 998.94 | 46.27 | 46.28 | 0.01 | 0
2025 | NE_2_SPP_N | NE | SPP_N | Internal | Shoulder | B14 | 900 | 1800 | 209.93 | 44.88 | 44.89 | 0.01 | 0
2025 | NE_2_SPP_N | NE | SPP_N | Internal | Shoulder | B15 | 1203 | 1800 | 657.59 | 44.86 | 44.87 | 0.01 | 0
2025 | NE_2_SPP_N | NE | SPP_N | Internal | Summer | B1 | 10 | 1800 | 823.13 | 76.49 | 76.5 | 0.01 | 0
2025 | NE_2_SPP_N | NE | SPP_N | Internal | Summer | B2 | 25 | 1800 | 1799.99 | 72.42 | 73.59 | 0.01 | 1.16
2025 | NE_2_SPP_N | NE | SPP_N | Internal | Summer | B3 | 75 | 1800 | 1800 | 72.42 | 73.59 | 0.01 | 1.17
2025 | NE_2_SPP_N | NE | SPP_N | Internal | Summer | B4 | 100 | 1800 | 1800 | 72.42 | 73.59 | 0.01 | 1.17
2025 | NE_2_SPP_N | NE | SPP_N | Internal | Summer | B5 | 200 | 1800 | 1467.03 | 67.64 | 67.65 | 0.01 | 0
2025 | NE_2_SPP_N | NE | SPP_N | Internal | Summer | B6 | 300 | 1800 | 1766.23 | 62.46 | 62.48 | 0.01 | 0
2025 | NE_2_SPP_N | NE | SPP_N | Internal | Summer | B7 | 400 | 1800 | 1800 | 49.14 | 52.31 | 0.01 | 3.17
2025 | NE_2_SPP_N | NE | SPP_N | Internal | Summer | B8 | 500 | 1800 | 1800 | 42.04 | 45.33 | 0.01 | 3.28
2025 | NE_2_SPP_N | NE | SPP_N | Internal | Summer | B9 | 800 | 1800 | 1800 | 42.04 | 44.01 | 0.01 | 1.95
2025 | NE_2_SPP_N | NE | SPP_N | Internal | Summer | B10 | 1262 | 1800 | 1800 | 37.14 | 42.51 | 0.01 | 5.36
2025 | NE_2_SPP_N | NE | SPP_N | Internal | Winter | B16 | 25 | 1800 | 1327.45 | 65.11 | 65.12 | 0.01 | 0
2025 | NE_2_SPP_N | NE | SPP_N | Internal | Winter | B17 | 100 | 1800 | 1038.64 | 49.31 | 49.32 | 0.01 | 0
2025 | NE_2_SPP_N | NE | SPP_N | Internal | Winter | B18 | 400 | 1800 | 1624.75 | 47.81 | 47.82 | 0.01 | 0
2025 | NE_2_SPP_N | NE | SPP_N | Internal | Winter | B19 | 700 | 1800 | 1167.23 | 47.7 | 47.71 | 0.01 | 0
2025 | NE_2_SPP_N | NE | SPP_N | Internal | Winter | B20 | 935 | 1800 | 1800 | 42.81 | 44.75 | 0.01 | 1.93
2025 | NEISO_2_NYISO_A-F | NEISO | NYISO_A-F | Internal | Shoulder | B11 | 25 | 600 | 89.94 | 40.76 | 43.76 | 3 | 0
2025 | NEISO_2_NYISO_A-F | NEISO | NYISO_A-F | Internal | Shoulder | B12 | 200 | 600 | 473.92 | 40.76 | 43.76 | 3 | 0
2025 | NEISO_2_NYISO_A-F | NEISO | NYISO_A-F | Internal | Shoulder | B13 | 600 | 600 | 0 | 40.76 | 43.47 | 3 | 0
2025 | NEISO_2_NYISO_A-F | NEISO | NYISO_A-F | Internal | Shoulder | B14 | 900 | 600 | 0 | 40.76 | 43.28 | 3 | 0
2025 | NEISO_2_NYISO_A-F | NEISO | NYISO_A-F | Internal | Shoulder | B15 | 1203 | 600 | 0 | 40.76 | 43.28 | 3 | 0
2025 | NEISO_2_NYISO_A-F | NEISO | NYISO_A-F | Internal | Summer | B1 | 10 | 600 | 0 | 81.54 | 78.54 | 3 | 0
2025 | NEISO_2_NYISO_A-F | NEISO | NYISO_A-F | Internal | Summer | B2 | 25 | 600 | 0 | 74.46 | 71.46 | 3 | 0
2025 | NEISO_2_NYISO_A-F | NEISO | NYISO_A-F | Internal | Summer | B3 | 75 | 600 | 471.01 | 53.64 | 56.64 | 3 | 0
2025 | NEISO_2_NYISO_A-F | NEISO | NYISO_A-F | Internal | Summer | B4 | 100 | 600 | 474.78 | 48.3 | 51.3 | 3 | 0
2025 | NEISO_2_NYISO_A-F | NEISO | NYISO_A-F | Internal | Summer | B5 | 200 | 600 | 600 | 37.7 | 48.41 | 3 | 7.71
2025 | NEISO_2_NYISO_A-F | NEISO | NYISO_A-F | Internal | Summer | B6 | 300 | 600 | 600 | 37.7 | 48.41 | 3 | 7.71
2025 | NEISO_2_NYISO_A-F | NEISO | NYISO_A-F | Internal | Summer | B7 | 400 | 600 | 600 | 37.7 | 45.31 | 3 | 4.61
2025 | NEISO_2_NYISO_A-F | NEISO | NYISO_A-F | Internal | Summer | B8 | 500 | 600 | 600 | 37.7 | 41.99 | 3 | 1.29
2025 | NEISO_2_NYISO_A-F | NEISO | NYISO_A-F | Internal | Summer | B9 | 800 | 600 | 265.8 | 37.7 | 40.7 | 3 | 0
2025 | NEISO_2_NYISO_A-F | NEISO | NYISO_A-F | Internal | Summer | B10 | 1262 | 600 | 168.73 | 37.7 | 40.7 | 3 | 0
2025 | NEISO_2_NYISO_A-F | NEISO | NYISO_A-F | Internal | Winter | B16 | 25 | 600 | 0 | 50.21 | 50.39 | 3 | 0
2025 | NEISO_2_NYISO_A-F | NEISO | NYISO_A-F | Internal | Winter | B17 | 100 | 600 | 0 | 50.21 | 48.19 | 3 | 0
2025 | NEISO_2_NYISO_A-F | NEISO | NYISO_A-F | Internal | Winter | B18 | 400 | 600 | 0 | 50.21 | 47.21 | 3 | 0
2025 | NEISO_2_NYISO_A-F | NEISO | NYISO_A-F | Internal | Winter | B19 | 700 | 600 | 0 | 50.21 | 47.21 | 3 | 0
2025 | NEISO_2_NYISO_A-F | NEISO | NYISO_A-F | Internal | Winter | B20 | 935 | 600 | 0 | 50.21 | 47.21 | 3 | 0
2025 | NEISO_2_NYISO_G-I | NEISO | NYISO_G-I | Internal | Shoulder | B11 | 25 | 600 | 600 | 40.76 | 58.18 | 3 | 14.42
2025 | NEISO_2_NYISO_G-I | NEISO | NYISO_G-I | Internal | Shoulder | B12 | 200 | 600 | 600 | 40.76 | 46.03 | 3 | 2.27
2025 | NEISO_2_NYISO_G-I | NEISO | NYISO_G-I | Internal | Shoulder | B13 | 600 | 600 | 0.03 | 40.76 | 43.75 | 3 | 0
2025 | NEISO_2_NYISO_G-I | NEISO | NYISO_G-I | Internal | Shoulder | B14 | 900 | 600 | 0 | 40.76 | 43.71 | 3 | 0
2025 | NEISO_2_NYISO_G-I | NEISO | NYISO_G-I | Internal | Shoulder | B15 | 1203 | 600 | 0 | 40.76 | 43.29 | 3 | 0
2025 | NEISO_2_NYISO_G-I | NEISO | NYISO_G-I | Internal | Summer | B1 | 10 | 600 | 599.97 | 81.54 | 85.15 | 3 | 0.62
2025 | NEISO_2_NYISO_G-I | NEISO | NYISO_G-I | Internal | Summer | B2 | 25 | 600 | 528.61 | 74.46 | 77.46 | 3 | 0
2025 | NEISO_2_NYISO_G-I | NEISO | NYISO_G-I | Internal | Summer | B3 | 75 | 600 | 600 | 53.64 | 57.47 | 3 | 0.82
2025 | NEISO_2_NYISO_G-I | NEISO | NYISO_G-I | Internal | Summer | B4 | 100 | 600 | 600 | 48.3 | 53.69 | 3 | 2.39
2025 | NEISO_2_NYISO_G-I | NEISO | NYISO_G-I | Internal | Summer | B5 | 200 | 600 | 600 | 37.7 | 53.69 | 3 | 12.99
2025 | NEISO_2_NYISO_G-I | NEISO | NYISO_G-I | Internal | Summer | B6 | 300 | 600 | 600 | 37.7 | 53.69 | 3 | 12.99
2025 | NEISO_2_NYISO_G-I | NEISO | NYISO_G-I | Internal | Summer | B7 | 400 | 600 | 600 | 37.7 | 53.3 | 3 | 12.6
2025 | NEISO_2_NYISO_G-I | NEISO | NYISO_G-I | Internal | Summer | B8 | 500 | 600 | 600 | 37.7 | 42.01 | 3 | 1.3
2025 | NEISO_2_NYISO_G-I | NEISO | NYISO_G-I | Internal | Summer | B9 | 800 | 600 | 599.98 | 37.7 | 40.71 | 3 | 0.01
2025 | NEISO_2_NYISO_G-I | NEISO | NYISO_G-I | Internal | Summer | B10 | 1262 | 600 | 599.99 | 37.7 | 40.71 | 3 | 0.01
2025 | NEISO_2_NYISO_G-I | NEISO | NYISO_G-I | Internal | Winter | B16 | 25 | 600 | 600 | 50.21 | 73.14 | 3 | 19.93
2025 | NEISO_2_NYISO_G-I | NEISO | NYISO_G-I | Internal | Winter | B17 | 100 | 600 | 600 | 50.21 | 57.38 | 3 | 4.16
2025 | NEISO_2_NYISO_G-I | NEISO | NYISO_G-I | Internal | Winter | B18 | 400 | 600 | 600 | 50.21 | 55.38 | 3 | 2.17
2025 | NEISO_2_NYISO_G-I | NEISO | NYISO_G-I | Internal | Winter | B19 | 700 | 600 | 486.59 | 50.21 | 53.21 | 3 | 0
2025 | NEISO_2_NYISO_G-I | NEISO | NYISO_G-I | Internal | Winter | B20 | 935 | 600 | 0 | 50.21 | 49.71 | 3 | 0
2025 | NEISO_2_NYISO_J-K | NEISO | NYISO_J-K | Internal | Shoulder | B11 | 25 | 430 | 430 | 40.76 | 58.19 | 3 | 14.43
2025 | NEISO_2_NYISO_J-K | NEISO | NYISO_J-K | Internal | Shoulder | B12 | 200 | 430 | 430 | 40.76 | 46.04 | 3 | 2.28
2025 | NEISO_2_NYISO_J-K | NEISO | NYISO_J-K | Internal | Shoulder | B13 | 600 | 430 | 45.9 | 40.76 | 43.76 | 3 | 0
2025 | NEISO_2_NYISO_J-K | NEISO | NYISO_J-K | Internal | Shoulder | B14 | 900 | 430 | 0 | 40.76 | 43.73 | 3 | 0
2025 | NEISO_2_NYISO_J-K | NEISO | NYISO_J-K | Internal | Shoulder | B15 | 1203 | 430 | 0 | 40.76 | 43.31 | 3 | 0
2025 | NEISO_2_NYISO_J-K | NEISO | NYISO_J-K | Internal | Summer | B1 | 10 | 430 | 429.97 | 81.54 | 85.17 | 3 | 0.63
2025 | NEISO_2_NYISO_J-K | NEISO | NYISO_J-K | Internal | Summer | B2 | 25 | 430 | 429.48 | 74.46 | 77.48 | 3 | 0.01
2025 | NEISO_2_NYISO_J-K | NEISO | NYISO_J-K | Internal | Summer | B3 | 75 | 430 | 430 | 53.64 | 57.48 | 3 | 0.84
2025 | NEISO_2_NYISO_J-K | NEISO | NYISO_J-K | Internal | Summer | B4 | 100 | 430 | 430 | 48.3 | 53.7 | 3 | 2.4
2025 | NEISO_2_NYISO_J-K | NEISO | NYISO_J-K | Internal | Summer | B5 | 200 | 430 | 430 | 37.7 | 53.7 | 3 | 13
2025 | NEISO_2_NYISO_J-K | NEISO | NYISO_J-K | Internal | Summer | B6 | 300 | 430 | 430 | 37.7 | 53.7 | 3 | 13
2025 | NEISO_2_NYISO_J-K | NEISO | NYISO_J-K | Internal | Summer | B7 | 400 | 430 | 430 | 37.7 | 53.31 | 3 | 12.61
2025 | NEISO_2_NYISO_J-K | NEISO | NYISO_J-K | Internal | Summer | B8 | 500 | 430 | 430 | 37.7 | 42.02 | 3 | 1.32
2025 | NEISO_2_NYISO_J-K | NEISO | NYISO_J-K | Internal | Summer | B9 | 800 | 430 | 429.99 | 37.7 | 40.72 | 3 | 0.02
2025 | NEISO_2_NYISO_J-K | NEISO | NYISO_J-K | Internal | Summer | B10 | 1262 | 430 | 429.99 | 37.7 | 40.72 | 3 | 0.02
2025 | NEISO_2_NYISO_J-K | NEISO | NYISO_J-K | Internal | Winter | B16 | 25 | 430 | 430 | 50.21 | 73.16 | 3 | 19.94
2025 | NEISO_2_NYISO_J-K | NEISO | NYISO_J-K | Internal | Winter | B17 | 100 | 430 | 430 | 50.21 | 57.39 | 3 | 4.17
2025 | NEISO_2_NYISO_J-K | NEISO | NYISO_J-K | Internal | Winter | B18 | 400 | 430 | 430 | 50.21 | 55.56 | 3 | 2.35
2025 | NEISO_2_NYISO_J-K | NEISO | NYISO_J-K | Internal | Winter | B19 | 700 | 430 | 430 | 50.21 | 53.33 | 3 | 0.11
2025 | NEISO_2_NYISO_J-K | NEISO | NYISO_J-K | Internal | Winter | B20 | 935 | 430 | 0 | 50.21 | 49.72 | 3 | 0
2025 | NonRTO_Midwest_2_MISO_IN | NonRTO_Midwest | MISO_IN | Internal | Shoulder | B11 | 25 | 4450 | 0 | 73.15 | 65.15 | 8 | 0
2025 | NonRTO_Midwest_2_MISO_IN | NonRTO_Midwest | MISO_IN | Internal | Shoulder | B12 | 200 | 4450 | 0 | 60.06 | 52.06 | 8 | 0
2025 | NonRTO_Midwest_2_MISO_IN | NonRTO_Midwest | MISO_IN | Internal | Shoulder | B13 | 600 | 4450 | 0 | 53.67 | 45.67 | 8 | 0
2025 | NonRTO_Midwest_2_MISO_IN | NonRTO_Midwest | MISO_IN | Internal | Shoulder | B14 | 900 | 4450 | 0 | 45.22 | 43.95 | 8 | 0
2025 | NonRTO_Midwest_2_MISO_IN | NonRTO_Midwest | MISO_IN | Internal | Shoulder | B15 | 1203 | 4450 | 0 | 38.72 | 41.71 | 8 | 0
2025 | NonRTO_Midwest_2_MISO_IN | NonRTO_Midwest | MISO_IN | Internal | Summer | B1 | 10 | 4450 | 0 | 75.82 | 78.55 | 8 | 0
2025 | NonRTO_Midwest_2_MISO_IN | NonRTO_Midwest | MISO_IN | Internal | Summer | B2 | 25 | 4450 | 0 | 75.82 | 71.48 | 8 | 0
2025 | NonRTO_Midwest_2_MISO_IN | NonRTO_Midwest | MISO_IN | Internal | Summer | B3 | 75 | 4450 | 0 | 75.82 | 68.91 | 8 | 0
2025 | NonRTO_Midwest_2_MISO_IN | NonRTO_Midwest | MISO_IN | Internal | Summer | B4 | 100 | 4450 | 0 | 75.82 | 68.89 | 8 | 0
2025 | NonRTO_Midwest_2_MISO_IN | NonRTO_Midwest | MISO_IN | Internal | Summer | B5 | 200 | 4450 | 0 | 73.35 | 65.35 | 8 | 0
2025 | NonRTO_Midwest_2_MISO_IN | NonRTO_Midwest | MISO_IN | Internal | Summer | B6 | 300 | 4450 | 0 | 62.46 | 54.46 | 8 | 0
2025 | NonRTO_Midwest_2_MISO_IN | NonRTO_Midwest | MISO_IN | Internal | Summer | B7 | 400 | 4450 | 0 | 47.84 | 45.3 | 8 | 0
2025 | NonRTO_Midwest_2_MISO_IN | NonRTO_Midwest | MISO_IN | Internal | Summer | B8 | 500 | 4450 | 0 | 44.27 | 40.75 | 8 | 0
2025 | NonRTO_Midwest_2_MISO_IN | NonRTO_Midwest | MISO_IN | Internal | Summer | B9 | 800 | 4450 | 0 | 38.9 | 40.52 | 8 | 0
2025 | NonRTO_Midwest_2_MISO_IN | NonRTO_Midwest | MISO_IN | Internal | Summer | B10 | 1262 | 4450 | 0 | 36.03 | 37.68 | 8 | 0
2025 | NonRTO_Midwest_2_MISO_IN | NonRTO_Midwest | MISO_IN | Internal | Winter | B16 | 25 | 4450 | 0 | 73.13 | 65.13 | 8 | 0
2025 | NonRTO_Midwest_2_MISO_IN | NonRTO_Midwest | MISO_IN | Internal | Winter | B17 | 100 | 4450 | 0 | 61.45 | 53.45 | 8 | 0
2025 | NonRTO_Midwest_2_MISO_IN | NonRTO_Midwest | MISO_IN | Internal | Winter | B18 | 400 | 4450 | 0 | 55.37 | 47.37 | 8 | 0
2025 | NonRTO_Midwest_2_MISO_IN | NonRTO_Midwest | MISO_IN | Internal | Winter | B19 | 700 | 4450 | 0 | 45.52 | 45.3 | 8 | 0
2025 | NonRTO_Midwest_2_MISO_IN | NonRTO_Midwest | MISO_IN | Internal | Winter | B20 | 935 | 4450 | 0 | 38.9 | 40.27 | 8 | 0
2025 | NonRTO_Midwest_2_TVA_Transmission | NonRTO_Midwest | TVA_Transmission | Internal | Shoulder | B11 | 25 | 2400 | 0 | 73.15 | 68.28 | 8 | 0
2025 | NonRTO_Midwest_2_TVA_Transmission | NonRTO_Midwest | TVA_Transmission | Internal | Shoulder | B12 | 200 | 2400 | 0 | 60.06 | 53.51 | 8 | 0
2025 | NonRTO_Midwest_2_TVA_Transmission | NonRTO_Midwest | TVA_Transmission | Internal | Shoulder | B13 | 600 | 2400 | 0 | 53.67 | 49.8 | 8 | 0
2025 | NonRTO_Midwest_2_TVA_Transmission | NonRTO_Midwest | TVA_Transmission | Internal | Shoulder | B14 | 900 | 2400 | 0 | 45.22 | 48.71 | 8 | 0
2025 | NonRTO_Midwest_2_TVA_Transmission | NonRTO_Midwest | TVA_Transmission | Internal | Shoulder | B15 | 1203 | 2400 | 0 | 38.72 | 46.59 | 8 | 0
2025 | NonRTO_Midwest_2_TVA_Transmission | NonRTO_Midwest | TVA_Transmission | Internal | Summer | B1 | 10 | 2400 | 0.12 | 75.82 | 83.68 | 8 | 0
2025 | NonRTO_Midwest_2_TVA_Transmission | NonRTO_Midwest | TVA_Transmission | Internal | Summer | B2 | 25 | 2400 | 0 | 75.82 | 79.49 | 8 | 0
2025 | NonRTO_Midwest_2_TVA_Transmission | NonRTO_Midwest | TVA_Transmission | Internal | Summer | B3 | 75 | 2400 | 0 | 75.82 | 74.43 | 8 | 0
2025 | NonRTO_Midwest_2_TVA_Transmission | NonRTO_Midwest | TVA_Transmission | Internal | Summer | B4 | 100 | 2400 | 0 | 75.82 | 74.43 | 8 | 0
2025 | NonRTO_Midwest_2_TVA_Transmission | NonRTO_Midwest | TVA_Transmission | Internal | Summer | B5 | 200 | 2400 | 0 | 73.35 | 69.35 | 8 | 0
2025 | NonRTO_Midwest_2_TVA_Transmission | NonRTO_Midwest | TVA_Transmission | Internal | Summer | B6 | 300 | 2400 | 0 | 62.46 | 60.65 | 8 | 0
2025 | NonRTO_Midwest_2_TVA_Transmission | NonRTO_Midwest | TVA_Transmission | Internal | Summer | B7 | 400 | 2400 | 0 | 47.84 | 52.63 | 8 | 0
2025 | NonRTO_Midwest_2_TVA_Transmission | NonRTO_Midwest | TVA_Transmission | Internal | Summer | B8 | 500 | 2400 | 0 | 44.27 | 46.37 | 8 | 0
2025 | NonRTO_Midwest_2_TVA_Transmission | NonRTO_Midwest | TVA_Transmission | Internal | Summer | B9 | 800 | 2400 | 0 | 38.9 | 45.68 | 8 | 0
2025 | NonRTO_Midwest_2_TVA_Transmission | NonRTO_Midwest | TVA_Transmission | Internal | Summer | B10 | 1262 | 2400 | 0 | 36.03 | 42.47 | 8 | 0
2025 | NonRTO_Midwest_2_TVA_Transmission | NonRTO_Midwest | TVA_Transmission | Internal | Winter | B16 | 25 | 2400 | 0 | 73.13 | 73.12 | 8 | 0
2025 | NonRTO_Midwest_2_TVA_Transmission | NonRTO_Midwest | TVA_Transmission | Internal | Winter | B17 | 100 | 2400 | 0 | 61.45 | 55.31 | 8 | 0
2025 | NonRTO_Midwest_2_TVA_Transmission | NonRTO_Midwest | TVA_Transmission | Internal | Winter | B18 | 400 | 2400 | 0 | 55.37 | 50.85 | 8 | 0
2025 | NonRTO_Midwest_2_TVA_Transmission | NonRTO_Midwest | TVA_Transmission | Internal | Winter | B19 | 700 | 2400 | 0 | 45.52 | 49.09 | 8 | 0
2025 | NonRTO_Midwest_2_TVA_Transmission | NonRTO_Midwest | TVA_Transmission | Internal | Winter | B20 | 935 | 2400 | 0 | 38.9 | 46.87 | 8 | 0
2025 | NYISO_A-F_2_IESO | NYISO_A-F | IESO | Internal | Shoulder | B11 | 25 | 1600 | 0 | 43.76 | 36.28 | 7 | 0
2025 | NYISO_A-F_2_IESO | NYISO_A-F | IESO | Internal | Shoulder | B12 | 200 | 1600 | 0 | 43.76 | 36.28 | 7 | 0
2025 | NYISO_A-F_2_IESO | NYISO_A-F | IESO | Internal | Shoulder | B13 | 600 | 1600 | 0 | 43.47 | 36.28 | 7 | 0
2025 | NYISO_A-F_2_IESO | NYISO_A-F | IESO | Internal | Shoulder | B14 | 900 | 1600 | 0 | 43.28 | 36.28 | 7 | 0
2025 | NYISO_A-F_2_IESO | NYISO_A-F | IESO | Internal | Shoulder | B15 | 1203 | 1600 | 0 | 43.28 | 36.28 | 7 | 0
2025 | NYISO_A-F_2_IESO | NYISO_A-F | IESO | Internal | Summer | B1 | 10 | 1600 | 0 | 78.54 | 71.54 | 7 | 0
2025 | NYISO_A-F_2_IESO | NYISO_A-F | IESO | Internal | Summer | B2 | 25 | 1600 | 0 | 71.46 | 64.46 | 7 | 0
2025 | NYISO_A-F_2_IESO | NYISO_A-F | IESO | Internal | Summer | B3 | 75 | 1600 | 0 | 56.64 | 49.64 | 7 | 0
2025 | NYISO_A-F_2_IESO | NYISO_A-F | IESO | Internal | Summer | B4 | 100 | 1600 | 0 | 51.3 | 44.3 | 7 | 0
2025 | NYISO_A-F_2_IESO | NYISO_A-F | IESO | Internal | Summer | B5 | 200 | 1600 | 0 | 48.41 | 41.41 | 7 | 0
2025 | NYISO_A-F_2_IESO | NYISO_A-F | IESO | Internal | Summer | B6 | 300 | 1600 | 0 | 48.41 | 41.41 | 7 | 0
2025 | NYISO_A-F_2_IESO | NYISO_A-F | IESO | Internal | Summer | B7 | 400 | 1600 | 0 | 45.31 | 38.31 | 7 | 0
2025 | NYISO_A-F_2_IESO | NYISO_A-F | IESO | Internal | Summer | B8 | 500 | 1600 | 0 | 41.99 | 33.76 | 7 | 0
2025 | NYISO_A-F_2_IESO | NYISO_A-F | IESO | Internal | Summer | B9 | 800 | 1600 | 0 | 40.7 | 33.7 | 7 | 0
2025 | NYISO_A-F_2_IESO | NYISO_A-F | IESO | Internal | Summer | B10 | 1262 | 1600 | 0 | 40.7 | 33.7 | 7 | 0
2025 | NYISO_A-F_2_IESO | NYISO_A-F | IESO | Internal | Winter | B16 | 25 | 1600 | 0 | 50.39 | 43.39 | 7 | 0
2025 | NYISO_A-F_2_IESO | NYISO_A-F | IESO | Internal | Winter | B17 | 100 | 1600 | 0 | 48.19 | 41.19 | 7 | 0
2025 | NYISO_A-F_2_IESO | NYISO_A-F | IESO | Internal | Winter | B18 | 400 | 1600 | 0 | 47.21 | 40.21 | 7 | 0
2025 | NYISO_A-F_2_IESO | NYISO_A-F | IESO | Internal | Winter | B19 | 700 | 1600 | 0 | 47.21 | 40.21 | 7 | 0
2025 | NYISO_A-F_2_IESO | NYISO_A-F | IESO | Internal | Winter | B20 | 935 | 1600 | 0 | 47.21 | 40.21 | 7 | 0
2025 | NYISO_A-F_2_NEISO | NYISO_A-F | NEISO | Internal | Shoulder | B11 | 25 | 600 | 0 | 43.76 | 40.76 | 3 | 0
2025 | NYISO_A-F_2_NEISO | NYISO_A-F | NEISO | Internal | Shoulder | B12 | 200 | 600 | 0 | 43.76 | 40.76 | 3 | 0
2025 | NYISO_A-F_2_NEISO | NYISO_A-F | NEISO | Internal | Shoulder | B13 | 600 | 600 | 0 | 43.47 | 40.76 | 3 | 0
2025 | NYISO_A-F_2_NEISO | NYISO_A-F | NEISO | Internal | Shoulder | B14 | 900 | 600 | 0 | 43.28 | 40.76 | 3 | 0
2025 | NYISO_A-F_2_NEISO | NYISO_A-F | NEISO | Internal | Shoulder | B15 | 1203 | 600 | 0 | 43.28 | 40.76 | 3 | 0
2025 | NYISO_A-F_2_NEISO | NYISO_A-F | NEISO | Internal | Summer | B1 | 10 | 600 | 588.03 | 78.54 | 81.54 | 3 | 0
2025 | NYISO_A-F_2_NEISO | NYISO_A-F | NEISO | Internal | Summer | B2 | 25 | 600 | 79.43 | 71.46 | 74.46 | 3 | 0
2025 | NYISO_A-F_2_NEISO | NYISO_A-F | NEISO | Internal | Summer | B3 | 75 | 600 | 0 | 56.64 | 53.64 | 3 | 0
2025 | NYISO_A-F_2_NEISO | NYISO_A-F | NEISO | Internal | Summer | B4 | 100 | 600 | 0 | 51.3 | 48.3 | 3 | 0
2025 | NYISO_A-F_2_NEISO | NYISO_A-F | NEISO | Internal | Summer | B5 | 200 | 600 | 0 | 48.41 | 37.7 | 3 | 0
2025 | NYISO_A-F_2_NEISO | NYISO_A-F | NEISO | Internal | Summer | B6 | 300 | 600 | 0 | 48.41 | 37.7 | 3 | 0
2025 | NYISO_A-F_2_NEISO | NYISO_A-F | NEISO | Internal | Summer | B7 | 400 | 600 | 0 | 45.31 | 37.7 | 3 | 0
2025 | NYISO_A-F_2_NEISO | NYISO_A-F | NEISO | Internal | Summer | B8 | 500 | 600 | 0 | 41.99 | 37.7 | 3 | 0
2025 | NYISO_A-F_2_NEISO | NYISO_A-F | NEISO | Internal | Summer | B9 | 800 | 600 | 0 | 40.7 | 37.7 | 3 | 0
2025 | NYISO_A-F_2_NEISO | NYISO_A-F | NEISO | Internal | Summer | B10 | 1262 | 600 | 0 | 40.7 | 37.7 | 3 | 0
2025 | NYISO_A-F_2_NEISO | NYISO_A-F | NEISO | Internal | Winter | B16 | 25 | 600 | 0 | 50.39 | 50.21 | 3 | 0
2025 | NYISO_A-F_2_NEISO | NYISO_A-F | NEISO | Internal | Winter | B17 | 100 | 600 | 0 | 48.19 | 50.21 | 3 | 0
2025 | NYISO_A-F_2_NEISO | NYISO_A-F | NEISO | Internal | Winter | B18 | 400 | 600 | 148.06 | 47.21 | 50.21 | 3 | 0
2025 | NYISO_A-F_2_NEISO | NYISO_A-F | NEISO | Internal | Winter | B19 | 700 | 600 | 183.62 | 47.21 | 50.21 | 3 | 0
2025 | NYISO_A-F_2_NEISO | NYISO_A-F | NEISO | Internal | Winter | B20 | 935 | 600 | 127.96 | 47.21 | 50.21 | 3 | 0
2025 | NYISO_A-F_2_NYISO_G-I | NYISO_A-F | NYISO_G-I | Internal | Shoulder | B11 | 25 | 4250 | 4250 | 43.76 | 58.18 | 0.01 | 14.41
2025 | NYISO_A-F_2_NYISO_G-I | NYISO_A-F | NYISO_G-I | Internal | Shoulder | B12 | 200 | 4250 | 4250 | 43.76 | 46.03 | 0.01 | 2.25
2025 | NYISO_A-F_2_NYISO_G-I | NYISO_A-F | NYISO_G-I | Internal | Shoulder | B13 | 600 | 4250 | 4250 | 43.47 | 43.75 | 0.01 | 0.27
2025 | NYISO_A-F_2_NYISO_G-I | NYISO_A-F | NYISO_G-I | Internal | Shoulder | B14 | 900 | 4250 | 4250 | 43.28 | 43.71 | 0.01 | 0.42
2025 | NYISO_A-F_2_NYISO_G-I | NYISO_A-F | NYISO_G-I | Internal | Shoulder | B15 | 1203 | 4250 | 2362.4 | 43.28 | 43.29 | 0.01 | 0
2025 | NYISO_A-F_2_NYISO_G-I | NYISO_A-F | NYISO_G-I | Internal | Summer | B1 | 10 | 4250 | 4250 | 78.54 | 85.15 | 0.01 | 6.61
2025 | NYISO_A-F_2_NYISO_G-I | NYISO_A-F | NYISO_G-I | Internal | Summer | B2 | 25 | 4250 | 4250 | 71.46 | 77.46 | 0.01 | 5.99
2025 | NYISO_A-F_2_NYISO_G-I | NYISO_A-F | NYISO_G-I | Internal | Summer | B3 | 75 | 4250 | 4250 | 56.64 | 57.47 | 0.01 | 0.81
2025 | NYISO_A-F_2_NYISO_G-I | NYISO_A-F | NYISO_G-I | Internal | Summer | B4 | 100 | 4250 | 4250 | 51.3 | 53.69 | 0.01 | 2.38
2025 | NYISO_A-F_2_NYISO_G-I | NYISO_A-F | NYISO_G-I | Internal | Summer | B5 | 200 | 4250 | 4250 | 48.41 | 53.69 | 0.01 | 5.27
2025 | NYISO_A-F_2_NYISO_G-I | NYISO_A-F | NYISO_G-I | Internal | Summer | B6 | 300 | 4250 | 4250 | 48.41 | 53.69 | 0.01 | 5.27
2025 | NYISO_A-F_2_NYISO_G-I | NYISO_A-F | NYISO_G-I | Internal | Summer | B7 | 400 | 4250 | 4250 | 45.31 | 53.3 | 0.01 | 7.98
2025 | NYISO_A-F_2_NYISO_G-I | NYISO_A-F | NYISO_G-I | Internal | Summer | B8 | 500 | 4250 | 3784.28 | 41.99 | 42.01 | 0.01 | 0
2025 | NYISO_A-F_2_NYISO_G-I | NYISO_A-F | NYISO_G-I | Internal | Summer | B9 | 800 | 4250 | 2605.06 | 40.7 | 40.71 | 0.01 | 0
2025 | NYISO_A-F_2_NYISO_G-I | NYISO_A-F | NYISO_G-I | Internal | Summer | B10 | 1262 | 4250 | 143.59 | 40.7 | 40.71 | 0.01 | 0
2025 | NYISO_A-F_2_NYISO_G-I | NYISO_A-F | NYISO_G-I | Internal | Winter | B16 | 25 | 4250 | 4250 | 50.39 | 73.14 | 0.01 | 22.74
2025 | NYISO_A-F_2_NYISO_G-I | NYISO_A-F | NYISO_G-I | Internal | Winter | B17 | 100 | 4250 | 4250 | 48.19 | 57.38 | 0.01 | 9.17
2025 | NYISO_A-F_2_NYISO_G-I | NYISO_A-F | NYISO_G-I | Internal | Winter | B18 | 400 | 4250 | 4250 | 47.21 | 55.38 | 0.01 | 8.15
2025 | NYISO_A-F_2_NYISO_G-I | NYISO_A-F | NYISO_G-I | Internal | Winter | B19 | 700 | 4250 | 4250 | 47.21 | 53.21 | 0.01 | 5.99
2025 | NYISO_A-F_2_NYISO_G-I | NYISO_A-F | NYISO_G-I | Internal | Winter | B20 | 935 | 4250 | 4250 | 47.21 | 49.71 | 0.01 | 2.48
2025 | NYISO_A-F_2_PJM_ROM | NYISO_A-F | PJM_ROM | Internal | Shoulder | B11 | 25 | 1000 | 1000 | 43.76 | 63.12 | 8 | 11.36
2025 | NYISO_A-F_2_PJM_ROM | NYISO_A-F | PJM_ROM | Internal | Shoulder | B12 | 200 | 1000 | 1000 | 43.76 | 54.04 | 8 | 2.28
2025 | NYISO_A-F_2_PJM_ROM | NYISO_A-F | PJM_ROM | Internal | Shoulder | B13 | 600 | 1000 | 0 | 43.47 | 47.63 | 8 | 0
2025 | NYISO_A-F_2_PJM_ROM | NYISO_A-F | PJM_ROM | Internal | Shoulder | B14 | 900 | 1000 | 0 | 43.28 | 44.93 | 8 | 0
2025 | NYISO_A-F_2_PJM_ROM | NYISO_A-F | PJM_ROM | Internal | Shoulder | B15 | 1203 | 1000 | 0 | 43.28 | 41.89 | 8 | 0
2025 | NYISO_A-F_2_PJM_ROM | NYISO_A-F | PJM_ROM | Internal | Summer | B1 | 10 | 1000 | 741.22 | 78.54 | 86.54 | 8 | 0
2025 | NYISO_A-F_2_PJM_ROM | NYISO_A-F | PJM_ROM | Internal | Summer | B2 | 25 | 1000 | 0 | 71.46 | 73.5 | 8 | 0
2025 | NYISO_A-F_2_PJM_ROM | NYISO_A-F | PJM_ROM | Internal | Summer | B3 | 75 | 1000 | 1000 | 56.64 | 68.42 | 8 | 3.77
2025 | NYISO_A-F_2_PJM_ROM | NYISO_A-F | PJM_ROM | Internal | Summer | B4 | 100 | 1000 | 1000 | 51.3 | 68.42 | 8 | 9.11
2025 | NYISO_A-F_2_PJM_ROM | NYISO_A-F | PJM_ROM | Internal | Summer | B5 | 200 | 1000 | 1000 | 48.41 | 63.34 | 8 | 6.93
2025 | NYISO_A-F_2_PJM_ROM | NYISO_A-F | PJM_ROM | Internal | Summer | B6 | 300 | 1000 | 0 | 48.41 | 55.77 | 8 | 0
2025 | NYISO_A-F_2_PJM_ROM | NYISO_A-F | PJM_ROM | Internal | Summer | B7 | 400 | 1000 | 0 | 45.31 | 47.31 | 8 | 0
2025 | NYISO_A-F_2_PJM_ROM | NYISO_A-F | PJM_ROM | Internal | Summer | B8 | 500 | 1000 | 0 | 41.99 | 42.39 | 8 | 0
2025 | NYISO_A-F_2_PJM_ROM | NYISO_A-F | PJM_ROM | Internal | Summer | B9 | 800 | 1000 | 0 | 40.7 | 40.94 | 8 | 0
2025 | NYISO_A-F_2_PJM_ROM | NYISO_A-F | PJM_ROM | Internal | Summer | B10 | 1262 | 1000 | 0 | 40.7 | 38.32 | 8 | 0
2025 | NYISO_A-F_2_PJM_ROM | NYISO_A-F | PJM_ROM | Internal | Winter | B16 | 25 | 1000 | 1000 | 50.39 | 67.13 | 8 | 8.74
2025 | NYISO_A-F_2_PJM_ROM | NYISO_A-F | PJM_ROM | Internal | Winter | B17 | 100 | 1000 | 0 | 48.19 | 55.46 | 8 | 0
2025 | NYISO_A-F_2_PJM_ROM | NYISO_A-F | PJM_ROM | Internal | Winter | B18 | 400 | 1000 | 0 | 47.21 | 49.37 | 8 | 0
2025 | NYISO_A-F_2_PJM_ROM | NYISO_A-F | PJM_ROM | Internal | Winter | B19 | 700 | 1000 | 0 | 47.21 | 47.31 | 8 | 0
2025 | NYISO_A-F_2_PJM_ROM | NYISO_A-F | PJM_ROM | Internal | Winter | B20 | 935 | 1000 | 0 | 47.21 | 41.58 | 8 | 0
2025 | NYISO_G-I_2_NEISO | NYISO_G-I | NEISO | Internal | Shoulder | B11 | 25 | 600 | 0 | 58.18 | 40.76 | 3 | 0
2025 | NYISO_G-I_2_NEISO | NYISO_G-I | NEISO | Internal | Shoulder | B12 | 200 | 600 | 0 | 46.03 | 40.76 | 3 | 0
2025 | NYISO_G-I_2_NEISO | NYISO_G-I | NEISO | Internal | Shoulder | B13 | 600 | 600 | 0 | 43.75 | 40.76 | 3 | 0
2025 | NYISO_G-I_2_NEISO | NYISO_G-I | NEISO | Internal | Shoulder | B14 | 900 | 600 | 0 | 43.71 | 40.76 | 3 | 0
2025 | NYISO_G-I_2_NEISO | NYISO_G-I | NEISO | Internal | Shoulder | B15 | 1203 | 600 | 0 | 43.29 | 40.76 | 3 | 0
2025 | NYISO_G-I_2_NEISO | NYISO_G-I | NEISO | Internal | Summer | B1 | 10 | 600 | 0 | 85.15 | 81.54 | 3 | 0
2025 | NYISO_G-I_2_NEISO | NYISO_G-I | NEISO | Internal | Summer | B2 | 25 | 600 | 0 | 77.46 | 74.46 | 3 | 0
2025 | NYISO_G-I_2_NEISO | NYISO_G-I | NEISO | Internal | Summer | B3 | 75 | 600 | 0 | 57.47 | 53.64 | 3 | 0
2025 | NYISO_G-I_2_NEISO | NYISO_G-I | NEISO | Internal | Summer | B4 | 100 | 600 | 0 | 53.69 | 48.3 | 3 | 0
2025 | NYISO_G-I_2_NEISO | NYISO_G-I | NEISO | Internal | Summer | B5 | 200 | 600 | 0 | 53.69 | 37.7 | 3 | 0
2025 | NYISO_G-I_2_NEISO | NYISO_G-I | NEISO | Internal | Summer | B6 | 300 | 600 | 0 | 53.69 | 37.7 | 3 | 0
2025 | NYISO_G-I_2_NEISO | NYISO_G-I | NEISO | Internal | Summer | B7 | 400 | 600 | 0 | 53.3 | 37.7 | 3 | 0
2025 | NYISO_G-I_2_NEISO | NYISO_G-I | NEISO | Internal | Summer | B8 | 500 | 600 | 0 | 42.01 | 37.7 | 3 | 0
2025 | NYISO_G-I_2_NEISO | NYISO_G-I | NEISO | Internal | Summer | B9 | 800 | 600 | 0 | 40.71 | 37.7 | 3 | 0
2025 | NYISO_G-I_2_NEISO | NYISO_G-I | NEISO | Internal | Summer | B10 | 1262 | 600 | 0 | 40.71 | 37.7 | 3 | 0
2025 | NYISO_G-I_2_NEISO | NYISO_G-I | NEISO | Internal | Winter | B16 | 25 | 600 | 0 | 73.14 | 50.21 | 3 | 0
2025 | NYISO_G-I_2_NEISO | NYISO_G-I | NEISO | Internal | Winter | B17 | 100 | 600 | 0 | 57.38 | 50.21 | 3 | 0
2025 | NYISO_G-I_2_NEISO | NYISO_G-I | NEISO | Internal | Winter | B18 | 400 | 600 | 0 | 55.38 | 50.21 | 3 | 0
2025 | NYISO_G-I_2_NEISO | NYISO_G-I | NEISO | Internal | Winter | B19 | 700 | 600 | 0 | 53.21 | 50.21 | 3 | 0
2025 | NYISO_G-I_2_NEISO | NYISO_G-I | NEISO | Internal | Winter | B20 | 935 | 600 | 0 | 49.71 | 50.21 | 3 | 0
2025 | NYISO_G-I_2_NYISO_A-F | NYISO_G-I | NYISO_A-F | Internal | Shoulder | B11 | 25 | 1999 | 0 | 58.18 | 43.76 | 0.01 | 0
2025 | NYISO_G-I_2_NYISO_A-F | NYISO_G-I | NYISO_A-F | Internal | Shoulder | B12 | 200 | 1999 | 0 | 46.03 | 43.76 | 0.01 | 0
2025 | NYISO_G-I_2_NYISO_A-F | NYISO_G-I | NYISO_A-F | Internal | Shoulder | B13 | 600 | 1999 | 0 | 43.75 | 43.47 | 0.01 | 0
2025 | NYISO_G-I_2_NYISO_A-F | NYISO_G-I | NYISO_A-F | Internal | Shoulder | B14 | 900 | 1999 | 0 | 43.71 | 43.28 | 0.01 | 0
2025 | NYISO_G-I_2_NYISO_A-F | NYISO_G-I | NYISO_A-F | Internal | Shoulder | B15 | 1203 | 1999 | 0 | 43.29 | 43.28 | 0.01 | 0
2025 | NYISO_G-I_2_NYISO_A-F | NYISO_G-I | NYISO_A-F | Internal | Summer | B1 | 10 | 1999 | 0 | 85.15 | 78.54 | 0.01 | 0
2025 | NYISO_G-I_2_NYISO_A-F | NYISO_G-I | NYISO_A-F | Internal | Summer | B2 | 25 | 1999 | 0 | 77.46 | 71.46 | 0.01 | 0
2025 | NYISO_G-I_2_NYISO_A-F | NYISO_G-I | NYISO_A-F | Internal | Summer | B3 | 75 | 1999 | 0 | 57.47 | 56.64 | 0.01 | 0
2025 | NYISO_G-I_2_NYISO_A-F | NYISO_G-I | NYISO_A-F | Internal | Summer | B4 | 100 | 1999 | 0 | 53.69 | 51.3 | 0.01 | 0
2025 | NYISO_G-I_2_NYISO_A-F | NYISO_G-I | NYISO_A-F | Internal | Summer | B5 | 200 | 1999 | 0 | 53.69 | 48.41 | 0.01 | 0
2025 | NYISO_G-I_2_NYISO_A-F | NYISO_G-I | NYISO_A-F | Internal | Summer | B6 | 300 | 1999 | 0 | 53.69 | 48.41 | 0.01 | 0
2025 | NYISO_G-I_2_NYISO_A-F | NYISO_G-I | NYISO_A-F | Internal | Summer | B7 | 400 | 1999 | 0 | 53.3 | 45.31 | 0.01 | 0
2025 | NYISO_G-I_2_NYISO_A-F | NYISO_G-I | NYISO_A-F | Internal | Summer | B8 | 500 | 1999 | 0.02 | 42.01 | 41.99 | 0.01 | 0
2025 | NYISO_G-I_2_NYISO_A-F | NYISO_G-I | NYISO_A-F | Internal | Summer | B9 | 800 | 1999 | 0 | 40.71 | 40.7 | 0.01 | 0
2025 | NYISO_G-I_2_NYISO_A-F | NYISO_G-I | NYISO_A-F | Internal | Summer | B10 | 1262 | 1999 | 0 | 40.71 | 40.7 | 0.01 | 0
2025 | NYISO_G-I_2_NYISO_A-F | NYISO_G-I | NYISO_A-F | Internal | Winter | B16 | 25 | 1999 | 0 | 73.14 | 50.39 | 0.01 | 0
2025 | NYISO_G-I_2_NYISO_A-F | NYISO_G-I | NYISO_A-F | Internal | Winter | B17 | 100 | 1999 | 0 | 57.38 | 48.19 | 0.01 | 0
2025 | NYISO_G-I_2_NYISO_A-F | NYISO_G-I | NYISO_A-F | Internal | Winter | B18 | 400 | 1999 | 0 | 55.38 | 47.21 | 0.01 | 0
2025 | NYISO_G-I_2_NYISO_A-F | NYISO_G-I | NYISO_A-F | Internal | Winter | B19 | 700 | 1999 | 0 | 53.21 | 47.21 | 0.01 | 0
2025 | NYISO_G-I_2_NYISO_A-F | NYISO_G-I | NYISO_A-F | Internal | Winter | B20 | 935 | 1999 | 0 | 49.71 | 47.21 | 0.01 | 0
2025 | NYISO_G-I_2_NYISO_J-K | NYISO_G-I | NYISO_J-K | Internal | Shoulder | B11 | 25 | 6130 | 5215.14 | 58.18 | 58.19 | 0.01 | 0
2025 | NYISO_G-I_2_NYISO_J-K | NYISO_G-I | NYISO_J-K | Internal | Shoulder | B12 | 200 | 6130 | 4732.84 | 46.03 | 46.04 | 0.01 | 0
2025 | NYISO_G-I_2_NYISO_J-K | NYISO_G-I | NYISO_J-K | Internal | Shoulder | B13 | 600 | 6130 | 4804.7 | 43.75 | 43.76 | 0.01 | 0
2025 | NYISO_G-I_2_NYISO_J-K | NYISO_G-I | NYISO_J-K | Internal | Shoulder | B14 | 900 | 6130 | 4972.76 | 43.71 | 43.73 | 0.01 | 0
2025 | NYISO_G-I_2_NYISO_J-K | NYISO_G-I | NYISO_J-K | Internal | Shoulder | B15 | 1203 | 6130 | 3553.57 | 43.29 | 43.31 | 0.01 | 0
2025 | NYISO_G-I_2_NYISO_J-K | NYISO_G-I | NYISO_J-K | Internal | Summer | B1 | 10 | 6130 | 4421.36 | 85.15 | 85.17 | 0.01 | 0
2025 | NYISO_G-I_2_NYISO_J-K | NYISO_G-I | NYISO_J-K | Internal | Summer | B2 | 25 | 6130 | 4521.3 | 77.46 | 77.48 | 0.01 | 0
2025 | NYISO_G-I_2_NYISO_J-K | NYISO_G-I | NYISO_J-K | Internal | Summer | B3 | 75 | 6130 | 3531.16 | 57.47 | 57.48 | 0.01 | 0
2025 | NYISO_G-I_2_NYISO_J-K | NYISO_G-I | NYISO_J-K | Internal | Summer | B4 | 100 | 6130 | 3818.53 | 53.69 | 53.7 | 0.01 | 0
2025 | NYISO_G-I_2_NYISO_J-K | NYISO_G-I | NYISO_J-K | Internal | Summer | B5 | 200 | 6130 | 3966.31 | 53.69 | 53.7 | 0.01 | 0
2025 | NYISO_G-I_2_NYISO_J-K | NYISO_G-I | NYISO_J-K | Internal | Summer | B6 | 300 | 6130 | 5677.03 | 53.69 | 53.7 | 0.01 | 0
2025 | NYISO_G-I_2_NYISO_J-K | NYISO_G-I | NYISO_J-K | Internal | Summer | B7 | 400 | 6130 | 5966.09 | 53.3 | 53.31 | 0.01 | 0
2025 | NYISO_G-I_2_NYISO_J-K | NYISO_G-I | NYISO_J-K | Internal | Summer | B8 | 500 | 6130 | 5563.71 | 42.01 | 42.02 | 0.01 | 0
2025 | NYISO_G-I_2_NYISO_J-K | NYISO_G-I | NYISO_J-K | Internal | Summer | B9 | 800 | 6130 | 4610.99 | 40.71 | 40.72 | 0.01 | 0
2025 | NYISO_G-I_2_NYISO_J-K | NYISO_G-I | NYISO_J-K | Internal | Summer | B10 | 1262 | 6130 | 2641.05 | 40.71 | 40.72 | 0.01 | 0
2025 | NYISO_G-I_2_NYISO_J-K | NYISO_G-I | NYISO_J-K | Internal | Winter | B16 | 25 | 6130 | 6064.25 | 73.14 | 73.16 | 0.01 | 0
2025 | NYISO_G-I_2_NYISO_J-K | NYISO_G-I | NYISO_J-K | Internal | Winter | B17 | 100 | 6130 | 5999.33 | 57.38 | 57.39 | 0.01 | 0
2025 | NYISO_G-I_2_NYISO_J-K | NYISO_G-I | NYISO_J-K | Internal | Winter | B18 | 400 | 6130 | 6130 | 55.38 | 55.56 | 0.01 | 0.17
2025 | NYISO_G-I_2_NYISO_J-K | NYISO_G-I | NYISO_J-K | Internal | Winter | B19 | 700 | 6130 | 6130 | 53.21 | 53.33 | 0.01 | 0.1
2025 | NYISO_G-I_2_NYISO_J-K | NYISO_G-I | NYISO_J-K | Internal | Winter | B20 | 935 | 6130 | 6107.36 | 49.71 | 49.72 | 0.01 | 0
2025 | NYISO_G-I_2_PJM_E | NYISO_G-I | PJM_E | Internal | Shoulder | B11 | 25 | 1500 | 0 | 58.18 | 63.11 | 8 | 0
2025 | NYISO_G-I_2_PJM_E | NYISO_G-I | PJM_E | Internal | Shoulder | B12 | 200 | 1500 | 551.23 | 46.03 | 54.03 | 8 | 0
2025 | NYISO_G-I_2_PJM_E | NYISO_G-I | PJM_E | Internal | Shoulder | B13 | 600 | 1500 | 0 | 43.75 | 47.62 | 8 | 0
2025 | NYISO_G-I_2_PJM_E | NYISO_G-I | PJM_E | Internal | Shoulder | B14 | 900 | 1500 | 0 | 43.71 | 44.92 | 8 | 0
2025 | NYISO_G-I_2_PJM_E | NYISO_G-I | PJM_E | Internal | Shoulder | B15 | 1203 | 1500 | 0 | 43.29 | 41.9 | 8 | 0
2025 | NYISO_G-I_2_PJM_E | NYISO_G-I | PJM_E | Internal | Summer | B1 | 10 | 1500 | 0 | 85.15 | 86.55 | 8 | 0
2025 | NYISO_G-I_2_PJM_E | NYISO_G-I | PJM_E | Internal | Summer | B2 | 25 | 1500 | 0 | 77.46 | 73.51 | 8 | 0
2025 | NYISO_G-I_2_PJM_E | NYISO_G-I | PJM_E | Internal | Summer | B3 | 75 | 1500 | 1500 | 57.47 | 68.4 | 8 | 2.94
2025 | NYISO_G-I_2_PJM_E | NYISO_G-I | PJM_E | Internal | Summer | B4 | 100 | 1500 | 1500 | 53.69 | 68.4 | 8 | 6.71
2025 | NYISO_G-I_2_PJM_E | NYISO_G-I | PJM_E | Internal | Summer | B5 | 200 | 1500 | 1500 | 53.69 | 63.33 | 8 | 1.64
2025 | NYISO_G-I_2_PJM_E | NYISO_G-I | PJM_E | Internal | Summer | B6 | 300 | 1500 | 0 | 53.69 | 55.76 | 8 | 0
2025 | NYISO_G-I_2_PJM_E | NYISO_G-I | PJM_E | Internal | Summer | B7 | 400 | 1500 | 0 | 53.3 | 47.3 | 8 | 0
2025 | NYISO_G-I_2_PJM_E | NYISO_G-I | PJM_E | Internal | Summer | B8 | 500 | 1500 | 0 | 42.01 | 42.4 | 8 | 0
2025 | NYISO_G-I_2_PJM_E | NYISO_G-I | PJM_E | Internal | Summer | B9 | 800 | 1500 | 0 | 40.71 | 40.95 | 8 | 0
2025 | NYISO_G-I_2_PJM_E | NYISO_G-I | PJM_E | Internal | Summer | B10 | 1262 | 1500 | 0 | 40.71 | 38.33 | 8 | 0
2025 | NYISO_G-I_2_PJM_E | NYISO_G-I | PJM_E | Internal | Winter | B16 | 25 | 1500 | 0 | 73.14 | 67.14 | 8 | 0
2025 | NYISO_G-I_2_PJM_E | NYISO_G-I | PJM_E | Internal | Winter | B17 | 100 | 1500 | 0 | 57.38 | 55.48 | 8 | 0
2025 | NYISO_G-I_2_PJM_E | NYISO_G-I | PJM_E | Internal | Winter | B18 | 400 | 1500 | 0 | 55.38 | 49.38 | 8 | 0
2025 | NYISO_G-I_2_PJM_E | NYISO_G-I | PJM_E | Internal | Winter | B19 | 700 | 1500 | 0 | 53.21 | 47.33 | 8 | 0
2025 | NYISO_G-I_2_PJM_E | NYISO_G-I | PJM_E | Internal | Winter | B20 | 935 | 1500 | 0 | 49.71 | 41.59 | 8 | 0
2025 | NYISO_J-K_2_NEISO | NYISO_J-K | NEISO | Internal | Shoulder | B11 | 25 | 0.01 | 0 | 58.19 | 40.76 | 3 | 0.63
2025 | NYISO_J-K_2_NEISO | NYISO_J-K | NEISO | Internal | Shoulder | B12 | 200 | 0.01 | 0 | 46.04 | 40.76 | 3 | 0.09
2025 | NYISO_J-K_2_NEISO | NYISO_J-K | NEISO | Internal | Shoulder | B13 | 600 | 0.01 | 0 | 43.76 | 40.76 | 3 | 0.03
2025 | NYISO_J-K_2_NEISO | NYISO_J-K | NEISO | Internal | Shoulder | B14 | 900 | 0.01 | 0 | 43.73 | 40.76 | 3 | 0.02
2025 | NYISO_J-K_2_NEISO | NYISO_J-K | NEISO | Internal | Shoulder | B15 | 1203 | 0.01 | 0 | 43.31 | 40.76 | 3 | 0.02
2025 | NYISO_J-K_2_NEISO | NYISO_J-K | NEISO | Internal | Summer | B1 | 10 | 0.01 | 0 | 85.17 | 81.54 | 3 | 1.57
2025 | NYISO_J-K_2_NEISO | NYISO_J-K | NEISO | Internal | Summer | B2 | 25 | 0.01 | 0 | 77.48 | 74.46 | 3 | 0.69
2025 | NYISO_J-K_2_NEISO | NYISO_J-K | NEISO | Internal | Summer | B3 | 75 | 0.01 | 0 | 57.48 | 53.64 | 3 | 0.25
2025 | NYISO_J-K_2_NEISO | NYISO_J-K | NEISO | Internal | Summer | B4 | 100 | 0.01 | 0 | 53.7 | 48.3 | 3 | 0.19
2025 | NYISO_J-K_2_NEISO | NYISO_J-K | NEISO | Internal | Summer | B5 | 200 | 0.01 | 0 | 53.7 | 37.7 | 3 | 0.09
2025 | NYISO_J-K_2_NEISO | NYISO_J-K | NEISO | Internal | Summer | B6 | 300 | 0.01 | 0 | 53.7 | 37.7 | 3 | 0.06
2025 | NYISO_J-K_2_NEISO | NYISO_J-K | NEISO | Internal | Summer | B7 | 400 | 0.01 | 0 | 53.31 | 37.7 | 3 | 0.05
2025 | NYISO_J-K_2_NEISO | NYISO_J-K | NEISO | Internal | Summer | B8 | 500 | 0.01 | 0 | 42.02 | 37.7 | 3 | 0.04
2025 | NYISO_J-K_2_NEISO | NYISO_J-K | NEISO | Internal | Summer | B9 | 800 | 0.01 | 0 | 40.72 | 37.7 | 3 | 0.02
2025 | NYISO_J-K_2_NEISO | NYISO_J-K | NEISO | Internal | Summer | B10 | 1262 | 0.01 | 0 | 40.72 | 37.7 | 3 | 0.02
2025 | NYISO_J-K_2_NEISO | NYISO_J-K | NEISO | Internal | Winter | B16 | 25 | 0.01 | 0 | 73.16 | 50.21 | 3 | 0.62
2025 | NYISO_J-K_2_NEISO | NYISO_J-K | NEISO | Internal | Winter | B17 | 100 | 0.01 | 0 | 57.39 | 50.21 | 3 | 0.18
2025 | NYISO_J-K_2_NEISO | NYISO_J-K | NEISO | Internal | Winter | B18 | 400 | 0.01 | 0 | 55.56 | 50.21 | 3 | 0.05
2025 | NYISO_J-K_2_NEISO | NYISO_J-K | NEISO | Internal | Winter | B19 | 700 | 0.01 | 0 | 53.33 | 50.21 | 3 | 0.03
2025 | NYISO_J-K_2_NEISO | NYISO_J-K | NEISO | Internal | Winter | B20 | 935 | 0.01 | 0 | 49.72 | 50.21 | 3 | 0.02
2025 | NYISO_J-K_2_NYISO_G-I | NYISO_J-K | NYISO_G-I | Internal | Shoulder | B11 | 25 | 1999 | 0.3 | 58.19 | 58.18 | 0.01 | 0
2025 | NYISO_J-K_2_NYISO_G-I | NYISO_J-K | NYISO_G-I | Internal | Shoulder | B12 | 200 | 1999 | 0.04 | 46.04 | 46.03 | 0.01 | 0
2025 | NYISO_J-K_2_NYISO_G-I | NYISO_J-K | NYISO_G-I | Internal | Shoulder | B13 | 600 | 1999 | 0.01 | 43.76 | 43.75 | 0.01 | 0
2025 | NYISO_J-K_2_NYISO_G-I | NYISO_J-K | NYISO_G-I | Internal | Shoulder | B14 | 900 | 1999 | 0 | 43.73 | 43.71 | 0.01 | 0
2025 | NYISO_J-K_2_NYISO_G-I | NYISO_J-K | NYISO_G-I | Internal | Shoulder | B15 | 1203 | 1999 | 0 | 43.31 | 43.29 | 0.01 | 0
2025 | NYISO_J-K_2_NYISO_G-I | NYISO_J-K | NYISO_G-I | Internal | Summer | B1 | 10 | 1999 | 0.74 | 85.17 | 85.15 | 0.01 | 0
2025 | NYISO_J-K_2_NYISO_G-I | NYISO_J-K | NYISO_G-I | Internal | Summer | B2 | 25 | 1999 | 0.3 | 77.48 | 77.46 | 0.01 | 0
2025 | NYISO_J-K_2_NYISO_G-I | NYISO_J-K | NYISO_G-I | Internal | Summer | B3 | 75 | 1999 | 0.1 | 57.48 | 57.47 | 0.01 | 0
2025 | NYISO_J-K_2_NYISO_G-I | NYISO_J-K | NYISO_G-I | Internal | Summer | B4 | 100 | 1999 | 0.08 | 53.7 | 53.69 | 0.01 | 0
2025 | NYISO_J-K_2_NYISO_G-I | NYISO_J-K | NYISO_G-I | Internal | Summer | B5 | 200 | 1999 | 0.04 | 53.7 | 53.69 | 0.01 | 0
2025 | NYISO_J-K_2_NYISO_G-I | NYISO_J-K | NYISO_G-I | Internal | Summer | B6 | 300 | 1999 | 0.03 | 53.7 | 53.69 | 0.01 | 0
2025 | NYISO_J-K_2_NYISO_G-I | NYISO_J-K | NYISO_G-I | Internal | Summer | B7 | 400 | 1999 | 0.02 | 53.31 | 53.3 | 0.01 | 0
2025 | NYISO_J-K_2_NYISO_G-I | NYISO_J-K | NYISO_G-I | Internal | Summer | B8 | 500 | 1999 | 0.02 | 42.02 | 42.01 | 0.01 | 0
2025 | NYISO_J-K_2_NYISO_G-I | NYISO_J-K | NYISO_G-I | Internal | Summer | B9 | 800 | 1999 | 0 | 40.72 | 40.71 | 0.01 | 0
2025 | NYISO_J-K_2_NYISO_G-I | NYISO_J-K | NYISO_G-I | Internal | Summer | B10 | 1262 | 1999 | 0 | 40.72 | 40.71 | 0.01 | 0
2025 | NYISO_J-K_2_NYISO_G-I | NYISO_J-K | NYISO_G-I | Internal | Winter | B16 | 25 | 1999 | 0.26 | 73.16 | 73.14 | 0.01 | 0
2025 | NYISO_J-K_2_NYISO_G-I | NYISO_J-K | NYISO_G-I | Internal | Winter | B17 | 100 | 1999 | 0.07 | 57.39 | 57.38 | 0.01 | 0
2025 | NYISO_J-K_2_NYISO_G-I | NYISO_J-K | NYISO_G-I | Internal | Winter | B18 | 400 | 1999 | 0 | 55.56 | 55.38 | 0.01 | 0
2025 | NYISO_J-K_2_NYISO_G-I | NYISO_J-K | NYISO_G-I | Internal | Winter | B19 | 700 | 1999 | 0 | 53.33 | 53.21 | 0.01 | 0
2025 | NYISO_J-K_2_NYISO_G-I | NYISO_J-K | NYISO_G-I | Internal | Winter | B20 | 935 | 1999 | 0 | 49.72 | 49.71 | 0.01 | 0
2025 | NYISO_J-K_2_PJM_E | NYISO_J-K | PJM_E | Internal | Shoulder | B11 | 25 | 0.01 | 0 | 58.19 | 63.11 | 8 | 0.71
2025 | NYISO_J-K_2_PJM_E | NYISO_J-K | PJM_E | Internal | Shoulder | B12 | 200 | 0.01 | 0 | 46.04 | 54.03 | 8 | 0.16
2025 | NYISO_J-K_2_PJM_E | NYISO_J-K | PJM_E | Internal | Shoulder | B13 | 600 | 0.01 | 0 | 43.76 | 47.62 | 8 | 0.03
2025 | NYISO_J-K_2_PJM_E | NYISO_J-K | PJM_E | Internal | Shoulder | B14 | 900 | 0.01 | 0 | 43.73 | 44.92 | 8 | 0.02
2025 | NYISO_J-K_2_PJM_E | NYISO_J-K | PJM_E | Internal | Shoulder | B15 | 1203 | 0.01 | 0 | 43.31 | 41.9 | 8 | 0.02
2025 | NYISO_J-K_2_PJM_E | NYISO_J-K | PJM_E | Internal | Summer | B1 | 10 | 0.01 | 0 | 85.17 | 86.55 | 8 | 1.57
2025 | NYISO_J-K_2_PJM_E | NYISO_J-K | PJM_E | Internal | Summer | B2 | 25 | 0.01 | 0 | 77.48 | 73.51 | 8 | 0.66
2025 | NYISO_J-K_2_PJM_E | NYISO_J-K | PJM_E | Internal | Summer | B3 | 75 | 0.01 | 0 | 57.48 | 68.4 | 8 | 3.19
2025 | NYISO_J-K_2_PJM_E | NYISO_J-K | PJM_E | Internal | Summer | B4 | 100 | 0.01 | 0 | 53.7 | 68.4 | 8 | 6.89
2025 | NYISO_J-K_2_PJM_E | NYISO_J-K | PJM_E | Internal | Summer | B5 | 200 | 0.01 | 0 | 53.7 | 63.33 | 8 | 1.74
2025 | NYISO_J-K_2_PJM_E | NYISO_J-K | PJM_E | Internal | Summer | B6 | 300 | 0.01 | 0 | 53.7 | 55.76 | 8 | 0.07
2025 | NYISO_J-K_2_PJM_E | NYISO_J-K | PJM_E | Internal | Summer | B7 | 400 | 0.01 | 0 | 53.31 | 47.3 | 8 | 0.05
2025 | NYISO_J-K_2_PJM_E | NYISO_J-K | PJM_E | Internal | Summer | B8 | 500 | 0.01 | 0 | 42.02 | 42.4 | 8 | 0.04
2025 | NYISO_J-K_2_PJM_E | NYISO_J-K | PJM_E | Internal | Summer | B9 | 800 | 0.01 | 0 | 40.72 | 40.95 | 8 | 0.02
2025 | NYISO_J-K_2_PJM_E | NYISO_J-K | PJM_E | Internal | Summer | B10 | 1262 | 0.01 | 0 | 40.72 | 38.33 | 8 | 0.02
2025 | NYISO_J-K_2_PJM_E | NYISO_J-K | PJM_E | Internal | Winter | B16 | 25 | 0.01 | 0 | 73.16 | 67.14 | 8 | 0.65
2025 | NYISO_J-K_2_PJM_E | NYISO_J-K | PJM_E | Internal | Winter | B17 | 100 | 0.01 | 0 | 57.39 | 55.48 | 8 | 0.18
2025 | NYISO_J-K_2_PJM_E | NYISO_J-K | PJM_E | Internal | Winter | B18 | 400 | 0.01 | 0 | 55.56 | 49.38 | 8 | 0.05
2025 | NYISO_J-K_2_PJM_E | NYISO_J-K | PJM_E | Internal | Winter | B19 | 700 | 0.01 | 0 | 53.33 | 47.33 | 8 | 0.03
2025 | NYISO_J-K_2_PJM_E | NYISO_J-K | PJM_E | Internal | Winter | B20 | 935 | 0.01 | 0 | 49.72 | 41.59 | 8 | 0.02
2025 | PJM_E_2_NYISO_G-I | PJM_E | NYISO_G-I | Internal | Shoulder | B11 | 25 | 500 | 0 | 63.11 | 58.18 | 6 | 0
2025 | PJM_E_2_NYISO_G-I | PJM_E | NYISO_G-I | Internal | Shoulder | B12 | 200 | 500 | 0 | 54.03 | 46.03 | 6 | 0
2025 | PJM_E_2_NYISO_G-I | PJM_E | NYISO_G-I | Internal | Shoulder | B13 | 600 | 500 | 0 | 47.62 | 43.75 | 6 | 0
2025 | PJM_E_2_NYISO_G-I | PJM_E | NYISO_G-I | Internal | Shoulder | B14 | 900 | 500 | 0 | 44.92 | 43.71 | 6 | 0
2025 | PJM_E_2_NYISO_G-I | PJM_E | NYISO_G-I | Internal | Shoulder | B15 | 1203 | 500 | 0 | 41.9 | 43.29 | 6 | 0
2025 | PJM_E_2_NYISO_G-I | PJM_E | NYISO_G-I | Internal | Summer | B1 | 10 | 500 | 0 | 86.55 | 85.15 | 6 | 0
2025 | PJM_E_2_NYISO_G-I | PJM_E | NYISO_G-I | Internal | Summer | B2 | 25 | 500 | 0 | 73.51 | 77.46 | 6 | 0
2025 | PJM_E_2_NYISO_G-I | PJM_E | NYISO_G-I | Internal | Summer | B3 | 75 | 500 | 0 | 68.4 | 57.47 | 6 | 0
2025 | PJM_E_2_NYISO_G-I | PJM_E | NYISO_G-I | Internal | Summer | B4 | 100 | 500 | 0 | 68.4 | 53.69 | 6 | 0
2025 | PJM_E_2_NYISO_G-I | PJM_E | NYISO_G-I | Internal | Summer | B5 | 200 | 500 | 0 | 63.33 | 53.69 | 6 | 0
2025 | PJM_E_2_NYISO_G-I | PJM_E | NYISO_G-I | Internal | Summer | B6 | 300 | 500 | 0 | 55.76 | 53.69 | 6 | 0
2025 | PJM_E_2_NYISO_G-I | PJM_E | NYISO_G-I | Internal | Summer | B7 | 400 | 500 | 84.56 | 47.3 | 53.3 | 6 | 0
2025 | PJM_E_2_NYISO_G-I | PJM_E | NYISO_G-I | Internal | Summer | B8 | 500 | 500 | 0 | 42.4 | 42.01 | 6 | 0
2025 | PJM_E_2_NYISO_G-I | PJM_E | NYISO_G-I | Internal | Summer | B9 | 800 | 500 | 0 | 40.95 | 40.71 | 6 | 0
2025 | PJM_E_2_NYISO_G-I | PJM_E | NYISO_G-I | Internal | Summer | B10 | 1262 | 500 | 0 | 38.33 | 40.71 | 6 | 0
2025 | PJM_E_2_NYISO_G-I | PJM_E | NYISO_G-I | Internal | Winter | B16 | 25 | 500 | 203.57 | 67.14 | 73.14 | 6 | 0
2025 | PJM_E_2_NYISO_G-I | PJM_E | NYISO_G-I | Internal | Winter | B17 | 100 | 500 | 0 | 55.48 | 57.38 | 6 | 0
2025 | PJM_E_2_NYISO_G-I | PJM_E | NYISO_G-I | Internal | Winter | B18 | 400 | 500 | 56.53 | 49.38 | 55.38 | 6 | 0
2025 | PJM_E_2_NYISO_G-I | PJM_E | NYISO_G-I | Internal | Winter | B19 | 700 | 500 | 0 | 47.33 | 53.21 | 6 | 0
2025 | PJM_E_2_NYISO_G-I | PJM_E | NYISO_G-I | Internal | Winter | B20 | 935 | 500 | 500 | 41.59 | 49.71 | 6 | 2.12
2025 | PJM_E_2_NYISO_J-K | PJM_E | NYISO_J-K | Internal | Shoulder | B11 | 25 | 330 | 0 | 63.11 | 58.19 | 6 | 0
2025 | PJM_E_2_NYISO_J-K | PJM_E | NYISO_J-K | Internal | Shoulder | B12 | 200 | 330 | 0 | 54.03 | 46.04 | 6 | 0
2025 | PJM_E_2_NYISO_J-K | PJM_E | NYISO_J-K | Internal | Shoulder | B13 | 600 | 330 | 0 | 47.62 | 43.76 | 6 | 0
2025 | PJM_E_2_NYISO_J-K | PJM_E | NYISO_J-K | Internal | Shoulder | B14 | 900 | 330 | 0 | 44.92 | 43.73 | 6 | 0
2025 | PJM_E_2_NYISO_J-K | PJM_E | NYISO_J-K | Internal | Shoulder | B15 | 1203 | 330 | 0 | 41.9 | 43.31 | 6 | 0
2025 | PJM_E_2_NYISO_J-K | PJM_E | NYISO_J-K | Internal | Summer | B1 | 10 | 330 | 0 | 86.55 | 85.17 | 6 | 0
2025 | PJM_E_2_NYISO_J-K | PJM_E | NYISO_J-K | Internal | Summer | B2 | 25 | 330 | 0 | 73.51 | 77.48 | 6 | 0
2025 | PJM_E_2_NYISO_J-K | PJM_E | NYISO_J-K | Internal | Summer | B3 | 75 | 330 | 0 | 68.4 | 57.48 | 6 | 0
2025 | PJM_E_2_NYISO_J-K | PJM_E | NYISO_J-K | Internal | Summer | B4 | 100 | 330 | 0 | 68.4 | 53.7 | 6 | 0
2025 | PJM_E_2_NYISO_J-K | PJM_E | NYISO_J-K | Internal | Summer | B5 | 200 | 330 | 0 | 63.33 | 53.7 | 6 | 0
2025 | PJM_E_2_NYISO_J-K | PJM_E | NYISO_J-K | Internal | Summer | B6 | 300 | 330 | 0 | 55.76 | 53.7 | 6 | 0
2025 | PJM_E_2_NYISO_J-K | PJM_E | NYISO_J-K | Internal | Summer | B7 | 400 | 330 | 329.96 | 47.3 | 53.31 | 6 | 0.01
2025 | PJM_E_2_NYISO_J-K | PJM_E | NYISO_J-K | Internal | Summer | B8 | 500 | 330 | 0 | 42.4 | 42.02 | 6 | 0
2025 | PJM_E_2_NYISO_J-K | PJM_E | NYISO_J-K | Internal | Summer | B9 | 800 | 330 | 0 | 40.95 | 40.72 | 6 | 0
2025 | PJM_E_2_NYISO_J-K | PJM_E | NYISO_J-K | Internal | Summer | B10 | 1262 | 330 | 0 | 38.33 | 40.72 | 6 | 0
2025 | PJM_E_2_NYISO_J-K | PJM_E | NYISO_J-K | Internal | Winter | B16 | 25 | 330 | 329.52 | 67.14 | 73.16 | 6 | 0.01
2025 | PJM_E_2_NYISO_J-K | PJM_E | NYISO_J-K | Internal | Winter | B17 | 100 | 330 | 0 | 55.48 | 57.39 | 6 | 0
2025 | PJM_E_2_NYISO_J-K | PJM_E | NYISO_J-K | Internal | Winter | B18 | 400 | 330 | 330 | 49.38 | 55.56 | 6 | 0.18
2025 | PJM_E_2_NYISO_J-K | PJM_E | NYISO_J-K | Internal | Winter | B19 | 700 | 330 | 264.11 | 47.33 | 53.33 | 6 | 0
2025 | PJM_E_2_NYISO_J-K | PJM_E | NYISO_J-K | Internal | Winter | B20 | 935 | 330 | 330 | 41.59 | 49.72 | 6 | 2.13
2025 | PJM_E_2_PJM_ROM | PJM_E | PJM_ROM | Internal | Shoulder | B11 | 25 | 8000 | 3068.58 | 63.11 | 63.12 | 0.01 | 0
2025 | PJM_E_2_PJM_ROM | PJM_E | PJM_ROM | Internal | Shoulder | B12 | 200 | 8000 | 3249.26 | 54.03 | 54.04 | 0.01 | 0
2025 | PJM_E_2_PJM_ROM | PJM_E | PJM_ROM | Internal | Shoulder | B13 | 600 | 8000 | 3031.67 | 47.62 | 47.63 | 0.01 | 0
2025 | PJM_E_2_PJM_ROM | PJM_E | PJM_ROM | Internal | Shoulder | B14 | 900 | 8000 | 1097.94 | 44.92 | 44.93 | 0.01 | 0
2025 | PJM_E_2_PJM_ROM | PJM_E | PJM_ROM | Internal | Shoulder | B15 | 1203 | 8000 | 0 | 41.9 | 41.89 | 0.01 | 0
2025 | PJM_E_2_PJM_ROM | PJM_E | PJM_ROM | Internal | Summer | B1 | 10 | 8000 | 0.78 | 86.55 | 86.54 | 0.01 | 0
2025 | PJM_E_2_PJM_ROM | PJM_E | PJM_ROM | Internal | Summer | B2 | 25 | 8000 | 0.32 | 73.51 | 73.5 | 0.01 | 0
2025 | PJM_E_2_PJM_ROM | PJM_E | PJM_ROM | Internal | Summer | B3 | 75 | 8000 | 2120.18 | 68.4 | 68.42 | 0.01 | 0
2025 | PJM_E_2_PJM_ROM | PJM_E | PJM_ROM | Internal | Summer | B4 | 100 | 8000 | 4121.89 | 68.4 | 68.42 | 0.01 | 0
2025 | PJM_E_2_PJM_ROM | PJM_E | PJM_ROM | Internal | Summer | B5 | 200 | 8000 | 2749.97 | 63.33 | 63.34 | 0.01 | 0
2025 | PJM_E_2_PJM_ROM | PJM_E | PJM_ROM | Internal | Summer | B6 | 300 | 8000 | 306.98 | 55.76 | 55.77 | 0.01 | 0
2025 | PJM_E_2_PJM_ROM | PJM_E | PJM_ROM | Internal | Summer | B7 | 400 | 8000 | 1079.28 | 47.3 | 47.31 | 0.01 | 0
2025 | PJM_E_2_PJM_ROM | PJM_E | PJM_ROM | Internal | Summer | B8 | 500 | 8000 | 0.02 | 42.4 | 42.39 | 0.01 | 0
2025 | PJM_E_2_PJM_ROM | PJM_E | PJM_ROM | Internal | Summer | B9 | 800 | 8000 | 0.01 | 40.95 | 40.94 | 0.01 | 0
2025 | PJM_E_2_PJM_ROM | PJM_E | PJM_ROM | Internal | Summer | B10 | 1262 | 8000 | 0 | 38.33 | 38.32 | 0.01 | 0
2025 | PJM_E_2_PJM_ROM | PJM_E | PJM_ROM | Internal | Winter | B16 | 25 | 8000 | 0.32 | 67.14 | 67.13 | 0.01 | 0
2025 | PJM_E_2_PJM_ROM | PJM_E | PJM_ROM | Internal | Winter | B17 | 100 | 8000 | 0.08 | 55.48 | 55.46 | 0.01 | 0
2025 | PJM_E_2_PJM_ROM | PJM_E | PJM_ROM | Internal | Winter | B18 | 400 | 8000 | 0.02 | 49.38 | 49.37 | 0.01 | 0
2025 | PJM_E_2_PJM_ROM | PJM_E | PJM_ROM | Internal | Winter | B19 | 700 | 8000 | 0.01 | 47.33 | 47.31 | 0.01 | 0
2025 | PJM_E_2_PJM_ROM | PJM_E | PJM_ROM | Internal | Winter | B20 | 935 | 8000 | 0 | 41.59 | 41.58 | 0.01 | 0
2025 | PJM_ROR_2_MISO_IN | PJM_ROR | MISO_IN | Internal | Shoulder | B11 | 25 | 909 | 908.73 | 63.13 | 65.15 | 2 | 0.02
2025 | PJM_ROR_2_MISO_IN | PJM_ROR | MISO_IN | Internal | Shoulder | B12 | 200 | 909 | 0 | 54.05 | 52.06 | 2 | 0
2025 | PJM_ROR_2_MISO_IN | PJM_ROR | MISO_IN | Internal | Shoulder | B13 | 600 | 909 | 0 | 47.64 | 45.67 | 2 | 0
2025 | PJM_ROR_2_MISO_IN | PJM_ROR | MISO_IN | Internal | Shoulder | B14 | 900 | 909 | 0 | 44.92 | 43.95 | 2 | 0
2025 | PJM_ROR_2_MISO_IN | PJM_ROR | MISO_IN | Internal | Shoulder | B15 | 1203 | 909 | 0 | 41.88 | 41.71 | 2 | 0
2025 | PJM_ROR_2_MISO_IN | PJM_ROR | MISO_IN | Internal | Summer | B1 | 10 | 909 | 0 | 86.52 | 78.55 | 2 | 0
2025 | PJM_ROR_2_MISO_IN | PJM_ROR | MISO_IN | Internal | Summer | B2 | 25 | 909 | 0 | 73.49 | 71.48 | 2 | 0
2025 | PJM_ROR_2_MISO_IN | PJM_ROR | MISO_IN | Internal | Summer | B3 | 75 | 909 | 0 | 68.43 | 68.91 | 2 | 0
2025 | PJM_ROR_2_MISO_IN | PJM_ROR | MISO_IN | Internal | Summer | B4 | 100 | 909 | 0 | 68.43 | 68.89 | 2 | 0
2025 | PJM_ROR_2_MISO_IN | PJM_ROR | MISO_IN | Internal | Summer | B5 | 200 | 909 | 430.73 | 63.35 | 65.35 | 2 | 0
2025 | PJM_ROR_2_MISO_IN | PJM_ROR | MISO_IN | Internal | Summer | B6 | 300 | 909 | 0 | 55.76 | 54.46 | 2 | 0
2025 | PJM_ROR_2_MISO_IN | PJM_ROR | MISO_IN | Internal | Summer | B7 | 400 | 909 | 0 | 47.3 | 45.3 | 2 | 0
2025 | PJM_ROR_2_MISO_IN | PJM_ROR | MISO_IN | Internal | Summer | B8 | 500 | 909 | 0 | 42.38 | 40.75 | 2 | 0
2025 | PJM_ROR_2_MISO_IN | PJM_ROR | MISO_IN | Internal | Summer | B9 | 800 | 909 | 0 | 40.93 | 40.52 | 2 | 0
2025 | PJM_ROR_2_MISO_IN | PJM_ROR | MISO_IN | Internal | Summer | B10 | 1262 | 909 | 0 | 38.31 | 37.68 | 2 | 0
2025 | PJM_ROR_2_MISO_IN | PJM_ROR | MISO_IN | Internal | Winter | B16 | 25 | 909 | 0 | 67.12 | 65.13 | 2 | 0
2025 | PJM_ROR_2_MISO_IN | PJM_ROR | MISO_IN | Internal | Winter | B17 | 100 | 909 | 0 | 55.45 | 53.45 | 2 | 0
2025 | PJM_ROR_2_MISO_IN | PJM_ROR | MISO_IN | Internal | Winter | B18 | 400 | 909 | 0 | 49.36 | 47.37 | 2 | 0
2025 | PJM_ROR_2_MISO_IN | PJM_ROR | MISO_IN | Internal | Winter | B19 | 700 | 909 | 0 | 47.3 | 45.3 | 2 | 0
2025 | PJM_ROR_2_MISO_IN | PJM_ROR | MISO_IN | Internal | Winter | B20 | 935 | 909 | 0 | 41.57 | 40.27 | 2 | 0
2025 | PJM_ROR_2_MISO_MI | PJM_ROR | MISO_MI | Internal | Shoulder | B11 | 25 | 1305 | 0 | 63.13 | 61.13 | 2 | 0
2025 | PJM_ROR_2_MISO_MI | PJM_ROR | MISO_MI | Internal | Shoulder | B12 | 200 | 1305 | 0 | 54.05 | 52.05 | 2 | 0
2025 | PJM_ROR_2_MISO_MI | PJM_ROR | MISO_MI | Internal | Shoulder | B13 | 600 | 1305 | 0 | 47.64 | 45.68 | 2 | 0
2025 | PJM_ROR_2_MISO_MI | PJM_ROR | MISO_MI | Internal | Shoulder | B14 | 900 | 1305 | 0 | 44.92 | 43.96 | 2 | 0
2025 | PJM_ROR_2_MISO_MI | PJM_ROR | MISO_MI | Internal | Shoulder | B15 | 1203 | 1305 | 0 | 41.88 | 41.72 | 2 | 0
2025 | PJM_ROR_2_MISO_MI | PJM_ROR | MISO_MI | Internal | Summer | B1 | 10 | 1305 | 0 | 86.52 | 78.54 | 2 | 0
2025 | PJM_ROR_2_MISO_MI | PJM_ROR | MISO_MI | Internal | Summer | B2 | 25 | 1305 | 0 | 73.49 | 71.46 | 2 | 0
2025 | PJM_ROR_2_MISO_MI | PJM_ROR | MISO_MI | Internal | Summer | B3 | 75 | 1305 | 0 | 68.43 | 66.58 | 2 | 0
2025 | PJM_ROR_2_MISO_MI | PJM_ROR | MISO_MI | Internal | Summer | B4 | 100 | 1305 | 0 | 68.43 | 66.43 | 2 | 0
2025 | PJM_ROR_2_MISO_MI | PJM_ROR | MISO_MI | Internal | Summer | B5 | 200 | 1305 | 0.08 | 63.35 | 65.34 | 2 | 0
2025 | PJM_ROR_2_MISO_MI | PJM_ROR | MISO_MI | Internal | Summer | B6 | 300 | 1305 | 0 | 55.76 | 53.76 | 2 | 0
2025 | PJM_ROR_2_MISO_MI | PJM_ROR | MISO_MI | Internal | Summer | B7 | 400 | 1305 | 0 | 47.3 | 45.31 | 2 | 0
2025 | PJM_ROR_2_MISO_MI | PJM_ROR | MISO_MI | Internal | Summer | B8 | 500 | 1305 | 0 | 42.38 | 40.76 | 2 | 0
2025 | PJM_ROR_2_MISO_MI | PJM_ROR | MISO_MI | Internal | Summer | B9 | 800 | 1305 | 0 | 40.93 | 40.53 | 2 | 0
2025 | PJM_ROR_2_MISO_MI | PJM_ROR | MISO_MI | Internal | Summer | B10 | 1262 | 1305 | 0 | 38.31 | 37.7 | 2 | 0
2025 | PJM_ROR_2_MISO_MI | PJM_ROR | MISO_MI | Internal | Winter | B16 | 25 | 1305 | 0 | 67.12 | 65.12 | 2 | 0
2025 | PJM_ROR_2_MISO_MI | PJM_ROR | MISO_MI | Internal | Winter | B17 | 100 | 1305 | 0 | 55.45 | 53.46 | 2 | 0
2025 | PJM_ROR_2_MISO_MI | PJM_ROR | MISO_MI | Internal | Winter | B18 | 400 | 1305 | 0 | 49.36 | 47.36 | 2 | 0
2025 | PJM_ROR_2_MISO_MI | PJM_ROR | MISO_MI | Internal | Winter | B19 | 700 | 1305 | 0 | 47.3 | 45.31 | 2 | 0
2025 | PJM_ROR_2_MISO_MI | PJM_ROR | MISO_MI | Internal | Winter | B20 | 935 | 1305 | 0 | 41.57 | 40.29 | 2 | 0
2025 | PJM_ROR_2_MISO_MO-IL | PJM_ROR | MISO_MO-IL | Internal | Shoulder | B11 | 25 | 1111 | 1110.48 | 63.13 | 65.14 | 2 | 0.01
2025 | PJM_ROR_2_MISO_MO-IL | PJM_ROR | MISO_MO-IL | Internal | Shoulder | B12 | 200 | 1111 | 0 | 54.05 | 52.05 | 2 | 0
2025 | PJM_ROR_2_MISO_MO-IL | PJM_ROR | MISO_MO-IL | Internal | Shoulder | B13 | 600 | 1111 | 0 | 47.64 | 45.66 | 2 | 0
2025 | PJM_ROR_2_MISO_MO-IL | PJM_ROR | MISO_MO-IL | Internal | Shoulder | B14 | 900 | 1111 | 0 | 44.92 | 43.93 | 2 | 0
2025 | PJM_ROR_2_MISO_MO-IL | PJM_ROR | MISO_MO-IL | Internal | Shoulder | B15 | 1203 | 1111 | 0 | 41.88 | 41.31 | 2 | 0
2025 | PJM_ROR_2_MISO_MO-IL | PJM_ROR | MISO_MO-IL | Internal | Summer | B1 | 10 | 1111 | 0 | 86.52 | 78.54 | 2 | 0
2025 | PJM_ROR_2_MISO_MO-IL | PJM_ROR | MISO_MO-IL | Internal | Summer | B2 | 25 | 1111 | 0 | 73.49 | 71.49 | 2 | 0
2025 | PJM_ROR_2_MISO_MO-IL | PJM_ROR | MISO_MO-IL | Internal | Summer | B3 | 75 | 1111 | 0 | 68.43 | 68.9 | 2 | 0
2025 | PJM_ROR_2_MISO_MO-IL | PJM_ROR | MISO_MO-IL | Internal | Summer | B4 | 100 | 1111 | 0 | 68.43 | 68.9 | 2 | 0
2025 | PJM_ROR_2_MISO_MO-IL | PJM_ROR | MISO_MO-IL | Internal | Summer | B5 | 200 | 1111 | 172.66 | 63.35 | 65.35 | 2 | 0
2025 | PJM_ROR_2_MISO_MO-IL | PJM_ROR | MISO_MO-IL | Internal | Summer | B6 | 300 | 1111 | 0 | 55.76 | 54.48 | 2 | 0
2025 | PJM_ROR_2_MISO_MO-IL | PJM_ROR | MISO_MO-IL | Internal | Summer | B7 | 400 | 1111 | 0 | 47.3 | 45.3 | 2 | 0
2025 | PJM_ROR_2_MISO_MO-IL | PJM_ROR | MISO_MO-IL | Internal | Summer | B8 | 500 | 1111 | 0 | 42.38 | 40.73 | 2 | 0
2025 | PJM_ROR_2_MISO_MO-IL | PJM_ROR | MISO_MO-IL | Internal | Summer | B9 | 800 | 1111 | 0 | 40.93 | 40.5 | 2 | 0
2025 | PJM_ROR_2_MISO_MO-IL | PJM_ROR | MISO_MO-IL | Internal | Summer | B10 | 1262 | 1111 | 0 | 38.31 | 37.15 | 2 | 0
2025 | PJM_ROR_2_MISO_MO-IL | PJM_ROR | MISO_MO-IL | Internal | Winter | B16 | 25 | 1111 | 0 | 67.12 | 65.12 | 2 | 0
2025 | PJM_ROR_2_MISO_MO-IL | PJM_ROR | MISO_MO-IL | Internal | Winter | B17 | 100 | 1111 | 0 | 55.45 | 49.91 | 2 | 0
2025 | PJM_ROR_2_MISO_MO-IL | PJM_ROR | MISO_MO-IL | Internal | Winter | B18 | 400 | 1111 | 0 | 49.36 | 47.36 | 2 | 0
2025 | PJM_ROR_2_MISO_MO-IL | PJM_ROR | MISO_MO-IL | Internal | Winter | B19 | 700 | 1111 | 0 | 47.3 | 45.3 | 2 | 0
2025 | PJM_ROR_2_MISO_MO-IL | PJM_ROR | MISO_MO-IL | Internal | Winter | B20 | 935 | 1111 | 0 | 41.57 | 40.26 | 2 | 0
2025 | PJM_ROR_2_MISO_W | PJM_ROR | MISO_W | Internal | Shoulder | B11 | 25 | 709 | 605.95 | 63.13 | 65.13 | 2 | 0
2025 | PJM_ROR_2_MISO_W | PJM_ROR | MISO_W | Internal | Shoulder | B12 | 200 | 709 | 0 | 54.05 | 52.04 | 2 | 0
2025 | PJM_ROR_2_MISO_W | PJM_ROR | MISO_W | Internal | Shoulder | B13 | 600 | 709 | 0 | 47.64 | 45.64 | 2 | 0
2025 | PJM_ROR_2_MISO_W | PJM_ROR | MISO_W | Internal | Shoulder | B14 | 900 | 709 | 0 | 44.92 | 43.95 | 2 | 0
2025 | PJM_ROR_2_MISO_W | PJM_ROR | MISO_W | Internal | Shoulder | B15 | 1203 | 709 | 0 | 41.88 | 41.29 | 2 | 0
2025 | PJM_ROR_2_MISO_W | PJM_ROR | MISO_W | Internal | Summer | B1 | 10 | 709 | 0 | 86.52 | 78.52 | 2 | 0
2025 | PJM_ROR_2_MISO_W | PJM_ROR | MISO_W | Internal | Summer | B2 | 25 | 709 | 0 | 73.49 | 71.48 | 2 | 0
2025 | PJM_ROR_2_MISO_W | PJM_ROR | MISO_W | Internal | Summer | B3 | 75 | 709 | 0.01 | 68.43 | 70.2 | 2 | 0
2025 | PJM_ROR_2_MISO_W | PJM_ROR | MISO_W | Internal | Summer | B4 | 100 | 709 | 0 | 68.43 | 70.2 | 2 | 0
2025 | PJM_ROR_2_MISO_W | PJM_ROR | MISO_W | Internal | Summer | B5 | 200 | 709 | 372.41 | 63.35 | 65.35 | 2 | 0
2025 | PJM_ROR_2_MISO_W | PJM_ROR | MISO_W | Internal | Summer | B6 | 300 | 709 | 0 | 55.76 | 55.48 | 2 | 0
2025 | PJM_ROR_2_MISO_W | PJM_ROR | MISO_W | Internal | Summer | B7 | 400 | 709 | 0 | 47.3 | 45.31 | 2 | 0
2025 | PJM_ROR_2_MISO_W | PJM_ROR | MISO_W | Internal | Summer | B8 | 500 | 709 | 0 | 42.38 | 40.72 | 2 | 0
2025 | PJM_ROR_2_MISO_W | PJM_ROR | MISO_W | Internal | Summer | B9 | 800 | 709 | 0 | 40.93 | 40.49 | 2 | 0
2025 | PJM_ROR_2_MISO_W | PJM_ROR | MISO_W | Internal | Summer | B10 | 1262 | 709 | 0 | 38.31 | 37.14 | 2 | 0
2025 | PJM_ROR_2_MISO_W | PJM_ROR | MISO_W | Internal | Winter | B16 | 25 | 709 | 0 | 67.12 | 65.11 | 2 | 0
2025 | PJM_ROR_2_MISO_W | PJM_ROR | MISO_W | Internal | Winter | B17 | 100 | 709 | 0 | 55.45 | 49.89 | 2 | 0
2025 | PJM_ROR_2_MISO_W | PJM_ROR | MISO_W | Internal | Winter | B18 | 400 | 709 | 0 | 49.36 | 47.35 | 2 | 0
2025 | PJM_ROR_2_MISO_W | PJM_ROR | MISO_W | Internal | Winter | B19 | 700 | 709 | 0 | 47.3 | 45.31 | 2 | 0
2025 | PJM_ROR_2_MISO_W | PJM_ROR | MISO_W | Internal | Winter | B20 | 935 | 709 | 0 | 41.57 | 40.25 | 2 | 0
2025 | PJM_ROR_2_MISO_WUMS | PJM_ROR | MISO_WUMS | Internal | Shoulder | B11 | 25 | 1467 | 0 | 63.13 | 61.13 | 2 | 0
2025 | PJM_ROR_2_MISO_WUMS | PJM_ROR | MISO_WUMS | Internal | Shoulder | B12 | 200 | 1467 | 0 | 54.05 | 52.03 | 2 | 0
2025 | PJM_ROR_2_MISO_WUMS | PJM_ROR | MISO_WUMS | Internal | Shoulder | B13 | 600 | 1467 | 0 | 47.64 | 45.63 | 2 | 0
2025 | PJM_ROR_2_MISO_WUMS | PJM_ROR | MISO_WUMS | Internal | Shoulder | B14 | 900 | 1467 | 0 | 44.92 | 42.58 | 2 | 0
2025 | PJM_ROR_2_MISO_WUMS | PJM_ROR | MISO_WUMS | Internal | Shoulder | B15 | 1203 | 1467 | 0 | 41.88 | 41.28 | 2 | 0
2025 | PJM_ROR_2_MISO_WUMS | PJM_ROR | MISO_WUMS | Internal | Summer | B1 | 10 | 1467 | 0 | 86.52 | 66.56 | 2 | 0
2025 | PJM_ROR_2_MISO_WUMS | PJM_ROR | MISO_WUMS | Internal | Summer | B2 | 25 | 1467 | 0 | 73.49 | 66.56 | 2 | 0
2025 | PJM_ROR_2_MISO_WUMS | PJM_ROR | MISO_WUMS | Internal | Summer | B3 | 75 | 1467 | 0 | 68.43 | 66.56 | 2 | 0
2025 | PJM_ROR_2_MISO_WUMS | PJM_ROR | MISO_WUMS | Internal | Summer | B4 | 100 | 1467 | 0 | 68.43 | 66.43 | 2 | 0
2025 | PJM_ROR_2_MISO_WUMS | PJM_ROR | MISO_WUMS | Internal | Summer | B5 | 200 | 1467 | 0 | 63.35 | 61.35 | 2 | 0
2025 | PJM_ROR_2_MISO_WUMS | PJM_ROR | MISO_WUMS | Internal | Summer | B6 | 300 | 1467 | 0 | 55.76 | 53.76 | 2 | 0
2025 | PJM_ROR_2_MISO_WUMS | PJM_ROR | MISO_WUMS | Internal | Summer | B7 | 400 | 1467 | 0 | 47.3 | 45.3 | 2 | 0
2025 | PJM_ROR_2_MISO_WUMS | PJM_ROR | MISO_WUMS | Internal | Summer | B8 | 500 | 1467 | 0 | 42.38 | 40.38 | 2 | 0
2025 | PJM_ROR_2_MISO_WUMS | PJM_ROR | MISO_WUMS | Internal | Summer | B9 | 800 | 1467 | 0 | 40.93 | 40.11 | 2 | 0
2025 | PJM_ROR_2_MISO_WUMS | PJM_ROR | MISO_WUMS | Internal | Summer | B10 | 1262 | 1467 | 0 | 38.31 | 37.15 | 2 | 0
2025 | PJM_ROR_2_MISO_WUMS | PJM_ROR | MISO_WUMS | Internal | Winter | B16 | 25 | 1467 | 0 | 67.12 | 65.1 | 2 | 0
2025 | PJM_ROR_2_MISO_WUMS | PJM_ROR | MISO_WUMS | Internal | Winter | B17 | 100 | 1467 | 0 | 55.45 | 49.88 | 2 | 0
2025 | PJM_ROR_2_MISO_WUMS | PJM_ROR | MISO_WUMS | Internal | Winter | B18 | 400 | 1467 | 0 | 49.36 | 47.34 | 2 | 0
2025 | PJM_ROR_2_MISO_WUMS | PJM_ROR | MISO_WUMS | Internal | Winter | B19 | 700 | 1467 | 0 | 47.3 | 45.3 | 2 | 0
2025 | PJM_ROR_2_MISO_WUMS | PJM_ROR | MISO_WUMS | Internal | Winter | B20 | 935 | 1467 | 0 | 41.57 | 40.27 | 2 | 0
2025 | PJM_ROR_2_PJM_ROM | PJM_ROR | PJM_ROM | Internal | Shoulder | B11 | 25 | 8000 | 0.31 | 63.13 | 63.12 | 0.01 | 0
2025 | PJM_ROR_2_PJM_ROM | PJM_ROR | PJM_ROM | Internal | Shoulder | B12 | 200 | 8000 | 0.04 | 54.05 | 54.04 | 0.01 | 0
2025 | PJM_ROR_2_PJM_ROM | PJM_ROR | PJM_ROM | Internal | Shoulder | B13 | 600 | 8000 | 0.01 | 47.64 | 47.63 | 0.01 | 0
2025 | PJM_ROR_2_PJM_ROM | PJM_ROR | PJM_ROM | Internal | Shoulder | B14 | 900 | 8000 | 2095.41 | 44.92 | 44.93 | 0.01 | 0
2025 | PJM_ROR_2_PJM_ROM | PJM_ROR | PJM_ROM | Internal | Shoulder | B15 | 1203 | 8000 | 3232.09 | 41.88 | 41.89 | 0.01 | 0
2025 | PJM_ROR_2_PJM_ROM | PJM_ROR | PJM_ROM | Internal | Summer | B1 | 10 | 8000 | 4578.55 | 86.52 | 86.54 | 0.01 | 0
2025 | PJM_ROR_2_PJM_ROM | PJM_ROR | PJM_ROM | Internal | Summer | B2 | 25 | 8000 | 3958.98 | 73.49 | 73.5 | 0.01 | 0
2025 | PJM_ROR_2_PJM_ROM | PJM_ROR | PJM_ROM | Internal | Summer | B3 | 75 | 8000 | 0.11 | 68.43 | 68.42 | 0.01 | 0
2025 | PJM_ROR_2_PJM_ROM | PJM_ROR | PJM_ROM | Internal | Summer | B4 | 100 | 8000 | 0.08 | 68.43 | 68.42 | 0.01 | 0
2025 | PJM_ROR_2_PJM_ROM | PJM_ROR | PJM_ROM | Internal | Summer | B5 | 200 | 8000 | 0.04 | 63.35 | 63.34 | 0.01 | 0
2025 | PJM_ROR_2_PJM_ROM | PJM_ROR | PJM_ROM | Internal | Summer | B6 | 300 | 8000 | 346.51 | 55.76 | 55.77 | 0.01 | 0
2025 | PJM_ROR_2_PJM_ROM | PJM_ROR | PJM_ROM | Internal | Summer | B7 | 400 | 8000 | 329.72 | 47.3 | 47.31 | 0.01 | 0
2025 | PJM_ROR_2_PJM_ROM | PJM_ROR | PJM_ROM | Internal | Summer | B8 | 500 | 8000 | 2368.61 | 42.38 | 42.39 | 0.01 | 0
2025 | PJM_ROR_2_PJM_ROM | PJM_ROR | PJM_ROM | Internal | Summer | B9 | 800 | 8000 | 4827.83 | 40.93 | 40.94 | 0.01 | 0
2025 | PJM_ROR_2_PJM_ROM | PJM_ROR | PJM_ROM | Internal | Summer | B10 | 1262 | 8000 | 2890.43 | 38.31 | 38.32 | 0.01 | 0
2025 | PJM_ROR_2_PJM_ROM | PJM_ROR | PJM_ROM | Internal | Winter | B16 | 25 | 8000 | 2211.06 | 67.12 | 67.13 | 0.01 | 0
2025 | PJM_ROR_2_PJM_ROM | PJM_ROR | PJM_ROM | Internal | Winter | B17 | 100 | 8000 | 3078.42 | 55.45 | 55.46 | 0.01 | 0
2025 | PJM_ROR_2_PJM_ROM | PJM_ROR | PJM_ROM | Internal | Winter | B18 | 400 | 8000 | 7077.98 | 49.36 | 49.37 | 0.01 | 0
2025 | PJM_ROR_2_PJM_ROM | PJM_ROR | PJM_ROM | Internal | Winter | B19 | 700 | 8000 | 6701.14 | 47.3 | 47.31 | 0.01 | 0
2025 | PJM_ROR_2_PJM_ROM | PJM_ROR | PJM_ROM | Internal | Winter | B20 | 935 | 8000 | 6265.99 | 41.57 | 41.58 | 0.01 | 0
2025 | PJM_ROR_2_TVA_Transmission | PJM_ROR | TVA_Transmission | Internal | Shoulder | B11 | 25 | 2500 | 0 | 63.13 | 68.28 | 6 | 0
2025 | PJM_ROR_2_TVA_Transmission | PJM_ROR | TVA_Transmission | Internal | Shoulder | B12 | 200 | 2500 | 0 | 54.05 | 53.51 | 6 | 0
2025 | PJM_ROR_2_TVA_Transmission | PJM_ROR | TVA_Transmission | Internal | Shoulder | B13 | 600 | 2500 | 0 | 47.64 | 49.8 | 6 | 0
2025 | PJM_ROR_2_TVA_Transmission | PJM_ROR | TVA_Transmission | Internal | Shoulder | B14 | 900 | 2500 | 0 | 44.92 | 48.71 | 6 | 0
2025 | PJM_ROR_2_TVA_Transmission | PJM_ROR | TVA_Transmission | Internal | Shoulder | B15 | 1203 | 2500 | 0 | 41.88 | 46.59 | 6 | 0
2025 | PJM_ROR_2_TVA_Transmission | PJM_ROR | TVA_Transmission | Internal | Summer | B1 | 10 | 2500 | 0 | 86.52 | 83.68 | 6 | 0
2025 | PJM_ROR_2_TVA_Transmission | PJM_ROR | TVA_Transmission | Internal | Summer | B2 | 25 | 2500 | 1173.58 | 73.49 | 79.49 | 6 | 0
2025 | PJM_ROR_2_TVA_Transmission | PJM_ROR | TVA_Transmission | Internal | Summer | B3 | 75 | 2500 | 902.98 | 68.43 | 74.43 | 6 | 0
2025 | PJM_ROR_2_TVA_Transmission | PJM_ROR | TVA_Transmission | Internal | Summer | B4 | 100 | 2500 | 116.91 | 68.43 | 74.43 | 6 | 0
2025 | PJM_ROR_2_TVA_Transmission | PJM_ROR | TVA_Transmission | Internal | Summer | B5 | 200 | 2500 | 88.03 | 63.35 | 69.35 | 6 | 0
2025 | PJM_ROR_2_TVA_Transmission | PJM_ROR | TVA_Transmission | Internal | Summer | B6 | 300 | 2500 | 0 | 55.76 | 60.65 | 6 | 0
2025 | PJM_ROR_2_TVA_Transmission | PJM_ROR | TVA_Transmission | Internal | Summer | B7 | 400 | 2500 | 0 | 47.3 | 52.63 | 6 | 0
2025 | PJM_ROR_2_TVA_Transmission | PJM_ROR | TVA_Transmission | Internal | Summer | B8 | 500 | 2500 | 0 | 42.38 | 46.37 | 6 | 0
2025 | PJM_ROR_2_TVA_Transmission | PJM_ROR | TVA_Transmission | Internal | Summer | B9 | 800 | 2500 | 0 | 40.93 | 45.68 | 6 | 0
2025 | PJM_ROR_2_TVA_Transmission | PJM_ROR | TVA_Transmission | Internal | Summer | B10 | 1262 | 2500 | 0 | 38.31 | 42.47 | 6 | 0
2025 | PJM_ROR_2_TVA_Transmission | PJM_ROR | TVA_Transmission | Internal | Winter | B16 | 25 | 2500 | 4.02 | 67.12 | 73.12 | 6 | 0
2025 | PJM_ROR_2_TVA_Transmission | PJM_ROR | TVA_Transmission | Internal | Winter | B17 | 100 | 2500 | 0 | 55.45 | 55.31 | 6 | 0
2025 | PJM_ROR_2_TVA_Transmission | PJM_ROR | TVA_Transmission | Internal | Winter | B18 | 400 | 2500 | 0 | 49.36 | 50.85 | 6 | 0
2025 | PJM_ROR_2_TVA_Transmission | PJM_ROR | TVA_Transmission | Internal | Winter | B19 | 700 | 2500 | 0 | 47.3 | 49.09 | 6 | 0
2025 | PJM_ROR_2_TVA_Transmission | PJM_ROR | TVA_Transmission | Internal | Winter | B20 | 935 | 2500 | 0 | 41.57 | 46.87 | 6 | 0
2025 | PJM_ROR_2_VACAR | PJM_ROR | VACAR | Internal | Shoulder | B11 | 25 | 3000 | 2852.01 | 63.13 | 69.13 | 6 | 0
2025 | PJM_ROR_2_VACAR | PJM_ROR | VACAR | Internal | Shoulder | B12 | 200 | 3000 | 242.29 | 54.05 | 60.05 | 6 | 0
2025 | PJM_ROR_2_VACAR | PJM_ROR | VACAR | Internal | Shoulder | B13 | 600 | 3000 | 0 | 47.64 | 50.45 | 6 | 0
2025 | PJM_ROR_2_VACAR | PJM_ROR | VACAR | Internal | Shoulder | B14 | 900 | 3000 | 0 | 44.92 | 50.45 | 6 | 0
2025 | PJM_ROR_2_VACAR | PJM_ROR | VACAR | Internal | Shoulder | B15 | 1203 | 3000 | 0 | 41.88 | 46.39 | 6 | 0
2025 | PJM_ROR_2_VACAR | PJM_ROR | VACAR | Internal | Summer | B1 | 10 | 3000 | 1474.22 | 86.52 | 92.52 | 6 | 0
2025 | PJM_ROR_2_VACAR | PJM_ROR | VACAR | Internal | Summer | B2 | 25 | 3000 | 2999.99 | 73.49 | 80.6 | 6 | 1.11
2025 | PJM_ROR_2_VACAR | PJM_ROR | VACAR | Internal | Summer | B3 | 75 | 3000 | 3000 | 68.43 | 80.6 | 6 | 6.17
2025 | PJM_ROR_2_VACAR | PJM_ROR | VACAR | Internal | Summer | B4 | 100 | 3000 | 3000 | 68.43 | 78.98 | 6 | 4.56
2025 | PJM_ROR_2_VACAR | PJM_ROR | VACAR | Internal | Summer | B5 | 200 | 3000 | 3000 | 63.35 | 70.11 | 6 | 0.76
2025 | PJM_ROR_2_VACAR | PJM_ROR | VACAR | Internal | Summer | B6 | 300 | 3000 | 2797.82 | 55.76 | 61.76 | 6 | 0
2025 | PJM_ROR_2_VACAR | PJM_ROR | VACAR | Internal | Summer | B7 | 400 | 3000 | 2851.5 | 47.3 | 53.3 | 6 | 0
2025 | PJM_ROR_2_VACAR | PJM_ROR | VACAR | Internal | Summer | B8 | 500 | 3000 | 842.55 | 42.38 | 48.38 | 6 | 0
2025 | PJM_ROR_2_VACAR | PJM_ROR | VACAR | Internal | Summer | B9 | 800 | 3000 | 0 | 40.93 | 46.34 | 6 | 0
2025 | PJM_ROR_2_VACAR | PJM_ROR | VACAR | Internal | Summer | B10 | 1262 | 3000 | 3000 | 38.31 | 44.54 | 6 | 0.23
2025 | PJM_ROR_2_VACAR | PJM_ROR | VACAR | Internal | Winter | B16 | 25 | 3000 | 3000 | 67.12 | 82.12 | 6 | 9
2025 | PJM_ROR_2_VACAR | PJM_ROR | VACAR | Internal | Winter | B17 | 100 | 3000 | 468.99 | 55.45 | 61.45 | 6 | 0
2025 | PJM_ROR_2_VACAR | PJM_ROR | VACAR | Internal | Winter | B18 | 400 | 3000 | 0 | 49.36 | 50.54 | 6 | 0
2025 | PJM_ROR_2_VACAR | PJM_ROR | VACAR | Internal | Winter | B19 | 700 | 3000 | 0 | 47.3 | 50.54 | 6 | 0
2025 | PJM_ROR_2_VACAR | PJM_ROR | VACAR | Internal | Winter | B20 | 935 | 3000 | 1122.14 | 41.57 | 47.57 | 6 | 0
2025 | PJM_ROM_2_NYISO_A-F | PJM_ROM | NYISO_A-F | Internal | Shoulder | B11 | 25 | 2000 | 0 | 63.12 | 43.76 | 6 | 0
2025 | PJM_ROM_2_NYISO_A-F | PJM_ROM | NYISO_A-F | Internal | Shoulder | B12 | 200 | 2000 | 0 | 54.04 | 43.76 | 6 | 0
2025 | PJM_ROM_2_NYISO_A-F | PJM_ROM | NYISO_A-F | Internal | Shoulder | B13 | 600 | 2000 | 0 | 47.63 | 43.47 | 6 | 0
2025 | PJM_ROM_2_NYISO_A-F | PJM_ROM | NYISO_A-F | Internal | Shoulder | B14 | 900 | 2000 | 0 | 44.93 | 43.28 | 6 | 0
2025 | PJM_ROM_2_NYISO_A-F | PJM_ROM | NYISO_A-F | Internal | Shoulder | B15 | 1203 | 2000 | 0 | 41.89 | 43.28 | 6 | 0
2025 | PJM_ROM_2_NYISO_A-F | PJM_ROM | NYISO_A-F | Internal | Summer | B1 | 10 | 2000 | 0 | 86.54 | 78.54 | 6 | 0
2025 | PJM_ROM_2_NYISO_A-F | PJM_ROM | NYISO_A-F | Internal | Summer | B2 | 25 | 2000 | 0 | 73.5 | 71.46 | 6 | 0
2025 | PJM_ROM_2_NYISO_A-F | PJM_ROM | NYISO_A-F | Internal | Summer | B3 | 75 | 2000 | 0 | 68.42 | 56.64 | 6 | 0
2025 | PJM_ROM_2_NYISO_A-F | PJM_ROM | NYISO_A-F | Internal | Summer | B4 | 100 | 2000 | 0 | 68.42 | 51.3 | 6 | 0
2025 | PJM_ROM_2_NYISO_A-F | PJM_ROM | NYISO_A-F | Internal | Summer | B5 | 200 | 2000 | 0 | 63.34 | 48.41 | 6 | 0
2025 | PJM_ROM_2_NYISO_A-F | PJM_ROM | NYISO_A-F | Internal | Summer | B6 | 300 | 2000 | 0 | 55.77 | 48.41 | 6 | 0
2025 | PJM_ROM_2_NYISO_A-F | PJM_ROM | NYISO_A-F | Internal | Summer | B7 | 400 | 2000 | 0 | 47.31 | 45.31 | 6 | 0
2025 | PJM_ROM_2_NYISO_A-F | PJM_ROM | NYISO_A-F | Internal | Summer | B8 | 500 | 2000 | 0 | 42.39 | 41.99 | 6 | 0
2025 | PJM_ROM_2_NYISO_A-F | PJM_ROM | NYISO_A-F | Internal | Summer | B9 | 800 | 2000 | 0 | 40.94 | 40.7 | 6 | 0
2025 | PJM_ROM_2_NYISO_A-F | PJM_ROM | NYISO_A-F | Internal | Summer | B10 | 1262 | 2000 | 0 | 38.32 | 40.7 | 6 | 0
2025 | PJM_ROM_2_NYISO_A-F | PJM_ROM | NYISO_A-F | Internal | Winter | B16 | 25 | 2000 | 0 | 67.13 | 50.39 | 6 | 0
2025 | PJM_ROM_2_NYISO_A-F | PJM_ROM | NYISO_A-F | Internal | Winter | B17 | 100 | 2000 | 0 | 55.46 | 48.19 | 6 | 0
2025 | PJM_ROM_2_NYISO_A-F | PJM_ROM | NYISO_A-F | Internal | Winter | B18 | 400 | 2000 | 0 | 49.37 | 47.21 | 6 | 0
2025 | PJM_ROM_2_NYISO_A-F | PJM_ROM | NYISO_A-F | Internal | Winter | B19 | 700 | 2000 | 0 | 47.31 | 47.21 | 6 | 0
2025 | PJM_ROM_2_NYISO_A-F | PJM_ROM | NYISO_A-F | Internal | Winter | B20 | 935 | 2000 | 0 | 41.58 | 47.21 | 6 | 0
2025 | PJM_ROM_2_PJM_E | PJM_ROM | PJM_E | Internal | Shoulder | B11 | 25 | 8000 | 0.31 | 63.12 | 63.11 | 0.01 | 0
2025 | PJM_ROM_2_PJM_E | PJM_ROM | PJM_E | Internal | Shoulder | B12 | 200 | 8000 | 0.04 | 54.04 | 54.03 | 0.01 | 0
2025 | PJM_ROM_2_PJM_E | PJM_ROM | PJM_E | Internal | Shoulder | B13 | 600 | 8000 | 0.01 | 47.63 | 47.62 | 0.01 | 0
2025 | PJM_ROM_2_PJM_E | PJM_ROM | PJM_E | Internal | Shoulder | B14 | 900 | 8000 | 0 | 44.93 | 44.92 | 0.01 | 0
2025 | PJM_ROM_2_PJM_E | PJM_ROM | PJM_E | Internal | Shoulder | B15 | 1203 | 8000 | 264.78 | 41.89 | 41.9 | 0.01 | 0
2025 | PJM_ROM_2_PJM_E | PJM_ROM | PJM_E | Internal | Summer | B1 | 10 | 8000 | 3058.1 | 86.54 | 86.55 | 0.01 | 0
2025 | PJM_ROM_2_PJM_E | PJM_ROM | PJM_E | Internal | Summer | B2 | 25 | 8000 | 2223.96 | 73.5 | 73.51 | 0.01 | 0
2025 | PJM_ROM_2_PJM_E | PJM_ROM | PJM_E | Internal | Summer | B3 | 75 | 8000 | 0.11 | 68.42 | 68.4 | 0.01 | 0
2025 | PJM_ROM_2_PJM_E | PJM_ROM | PJM_E | Internal | Summer | B4 | 100 | 8000 | 0.08 | 68.42 | 68.4 | 0.01 | 0
2025 | PJM_ROM_2_PJM_E | PJM_ROM | PJM_E | Internal | Summer | B5 | 200 | 8000 | 0.04 | 63.34 | 63.33 | 0.01 | 0
2025 | PJM_ROM_2_PJM_E | PJM_ROM | PJM_E | Internal | Summer | B6 | 300 | 8000 | 0.03 | 55.77 | 55.76 | 0.01 | 0
2025 | PJM_ROM_2_PJM_E | PJM_ROM | PJM_E | Internal | Summer | B7 | 400 | 8000 | 0.02 | 47.31 | 47.3 | 0.01 | 0
2025 | PJM_ROM_2_PJM_E | PJM_ROM | PJM_E | Internal | Summer | B8 | 500 | 8000 | 418.5 | 42.39 | 42.4 | 0.01 | 0
2025 | PJM_ROM_2_PJM_E | PJM_ROM | PJM_E | Internal | Summer | B9 | 800 | 8000 | 2281.98 | 40.94 | 40.95 | 0.01 | 0
2025 | PJM_ROM_2_PJM_E | PJM_ROM | PJM_E | Internal | Summer | B10 | 1262 | 8000 | 732.84 | 38.32 | 38.33 | 0.01 | 0
2025 | PJM_ROM_2_PJM_E | PJM_ROM | PJM_E | Internal | Winter | B16 | 25 | 8000 | 998.58 | 67.13 | 67.14 | 0.01 | 0
2025 | PJM_ROM_2_PJM_E | PJM_ROM | PJM_E | Internal | Winter | B17 | 100 | 8000 | 173.32 | 55.46 | 55.48 | 0.01 | 0
2025 | PJM_ROM_2_PJM_E | PJM_ROM | PJM_E | Internal | Winter | B18 | 400 | 8000 | 4649.75 | 49.37 | 49.38 | 0.01 | 0
2025 | PJM_ROM_2_PJM_E | PJM_ROM | PJM_E | Internal | Winter | B19 | 700 | 8000 | 3233.58 | 47.31 | 47.33 | 0.01 | 0
2025 | PJM_ROM_2_PJM_E | PJM_ROM | PJM_E | Internal | Winter | B20 | 935 | 8000 | 4098.68 | 41.58 | 41.59 | 0.01 | 0
2025 | PJM_ROM_2_PJM_ROR | PJM_ROM | PJM_ROR | Internal | Shoulder | B11 | 25 | 8000 | 4404.77 | 63.12 | 63.13 | 0.01 | 0
2025 | PJM_ROM_2_PJM_ROR | PJM_ROM | PJM_ROR | Internal | Shoulder | B12 | 200 | 8000 | 1058.1 | 54.04 | 54.05 | 0.01 | 0
2025 | PJM_ROM_2_PJM_ROR | PJM_ROM | PJM_ROR | Internal | Shoulder | B13 | 600 | 8000 | 618.73 | 47.63 | 47.64 | 0.01 | 0
2025 | PJM_ROM_2_PJM_ROR | PJM_ROM | PJM_ROR | Internal | Shoulder | B14 | 900 | 8000 | 0 | 44.93 | 44.92 | 0.01 | 0
2025 | PJM_ROM_2_PJM_ROR | PJM_ROM | PJM_ROR | Internal | Shoulder | B15 | 1203 | 8000 | 0 | 41.89 | 41.88 | 0.01 | 0
2025 | PJM_ROM_2_PJM_ROR | PJM_ROM | PJM_ROR | Internal | Summer | B1 | 10 | 8000 | 0.77 | 86.54 | 86.52 | 0.01 | 0
2025 | PJM_ROM_2_PJM_ROR | PJM_ROM | PJM_ROR | Internal | Summer | B2 | 25 | 8000 | 0.31 | 73.5 | 73.49 | 0.01 | 0
2025 | PJM_ROM_2_PJM_ROR | PJM_ROM | PJM_ROR | Internal | Summer | B3 | 75 | 8000 | 1703.85 | 68.42 | 68.43 | 0.01 | 0
2025 | PJM_ROM_2_PJM_ROR | PJM_ROM | PJM_ROR | Internal | Summer | B4 | 100 | 8000 | 4941.76 | 68.42 | 68.43 | 0.01 | 0
2025 | PJM_ROM_2_PJM_ROR | PJM_ROM | PJM_ROR | Internal | Summer | B5 | 200 | 8000 | 4240.25 | 63.34 | 63.35 | 0.01 | 0
2025 | PJM_ROM_2_PJM_ROR | PJM_ROM | PJM_ROR | Internal | Summer | B6 | 300 | 8000 | 0.03 | 55.77 | 55.76 | 0.01 | 0
2025 | PJM_ROM_2_PJM_ROR | PJM_ROM | PJM_ROR | Internal | Summer | B7 | 400 | 8000 | 0.02 | 47.31 | 47.3 | 0.01 | 0
2025 | PJM_ROM_2_PJM_ROR | PJM_ROM | PJM_ROR | Internal | Summer | B8 | 500 | 8000 | 0.02 | 42.39 | 42.38 | 0.01 | 0
2025 | PJM_ROM_2_PJM_ROR | PJM_ROM | PJM_ROR | Internal | Summer | B9 | 800 | 8000 | 0.01 | 40.94 | 40.93 | 0.01 | 0
2025 | PJM_ROM_2_PJM_ROR | PJM_ROM | PJM_ROR | Internal | Summer | B10 | 1262 | 8000 | 0 | 38.32 | 38.31 | 0.01 | 0
2025 | PJM_ROM_2_PJM_ROR | PJM_ROM | PJM_ROR | Internal | Winter | B16 | 25 | 8000 | 0.32 | 67.13 | 67.12 | 0.01 | 0
2025 | PJM_ROM_2_PJM_ROR | PJM_ROM | PJM_ROR | Internal | Winter | B17 | 100 | 8000 | 0.08 | 55.46 | 55.45 | 0.01 | 0
2025 | PJM_ROM_2_PJM_ROR | PJM_ROM | PJM_ROR | Internal | Winter | B18 | 400 | 8000 | 0.02 | 49.37 | 49.36 | 0.01 | 0
2025 | PJM_ROM_2_PJM_ROR | PJM_ROM | PJM_ROR | Internal | Winter | B19 | 700 | 8000 | 0.01 | 47.31 | 47.3 | 0.01 | 0
2025 | PJM_ROM_2_PJM_ROR | PJM_ROM | PJM_ROR | Internal | Winter | B20 | 935 | 8000 | 0 | 41.58 | 41.57 | 0.01 | 0
2025 | SOCO_2_ENT | SOCO | ENT | Internal | Shoulder | B11 | 25 | 2400 | 0 | 76.13 | 69.7 | 10 | 0
2025 | SOCO_2_ENT | SOCO | ENT | Internal | Shoulder | B12 | 200 | 2400 | 0 | 50.05 | 46.83 | 10 | 0
2025 | SOCO_2_ENT | SOCO | ENT | Internal | Shoulder | B13 | 600 | 2400 | 0 | 46.88 | 46.83 | 10 | 0
2025 | SOCO_2_ENT | SOCO | ENT | Internal | Shoulder | B14 | 900 | 2400 | 0 | 46.88 | 46.6 | 10 | 0
2025 | SOCO_2_ENT | SOCO | ENT | Internal | Shoulder | B15 | 1203 | 2400 | 0 | 46.88 | 46.5 | 10 | 0
2025 | SOCO_2_ENT | SOCO | ENT | Internal | Summer | B1 | 10 | 2400 | 0 | 89.5 | 81.5 | 10 | 0
2025 | SOCO_2_ENT | SOCO | ENT | Internal | Summer | B2 | 25 | 2400 | 0 | 78.61 | 75.69 | 10 | 0
2025 | SOCO_2_ENT | SOCO | ENT | Internal | Summer | B3 | 75 | 2400 | 0 | 78.61 | 75.69 | 10 | 0
2025 | SOCO_2_ENT | SOCO | ENT | Internal | Summer | B4 | 100 | 2400 | 0 | 77.11 | 75.69 | 10 | 0
2025 | SOCO_2_ENT | SOCO | ENT | Internal | Summer | B5 | 200 | 2400 | 0 | 77.11 | 69.11 | 10 | 0
2025 | SOCO_2_ENT | SOCO | ENT | Internal | Summer | B6 | 300 | 2400 | 0 | 68.76 | 62.48 | 10 | 0
2025 | SOCO_2_ENT | SOCO | ENT | Internal | Summer | B7 | 400 | 2400 | 0 | 61.3 | 53.3 | 10 | 0
2025 | SOCO_2_ENT | SOCO | ENT | Internal | Summer | B8 | 500 | 2400 | 0 | 48.9 | 45.36 | 10 | 0
2025 | SOCO_2_ENT | SOCO | ENT | Internal | Summer | B9 | 800 | 2400 | 0 | 45.53 | 45.22 | 10 | 0
2025 | SOCO_2_ENT | SOCO | ENT | Internal | Summer | B10 | 1262 | 2400 | 0 | 45.53 | 44.26 | 10 | 0
2025 | SOCO_2_ENT | SOCO | ENT | Internal | Winter | B16 | 25 | 2400 | 0 | 78.12 | 70.12 | 10 | 0
2025 | SOCO_2_ENT | SOCO | ENT | Internal | Winter | B17 | 100 | 2400 | 0 | 51.45 | 49.74 | 10 | 0
2025 | SOCO_2_ENT | SOCO | ENT | Internal | Winter | B18 | 400 | 2400 | 0 | 49.67 | 49.74 | 10 | 0
2025 | SOCO_2_ENT | SOCO | ENT | Internal | Winter | B19 | 700 | 2400 | 0 | 49.67 | 49.38 | 10 | 0
2025 | SOCO_2_ENT | SOCO | ENT | Internal | Winter | B20 | 935 | 2400 | 0 | 49.67 | 47.76 | 10 | 0
2025 | SOCO_2_FRCC | SOCO | FRCC | Internal | Shoulder | B11 | 25 | 3700 | 761.33 | 76.13 | 86.13 | 10 | 0
2025 | SOCO_2_FRCC | SOCO | FRCC | Internal | Shoulder | B12 | 200 | 3700 | 1177.59 | 50.05 | 60.05 | 10 | 0
2025 | SOCO_2_FRCC | SOCO | FRCC | Internal | Shoulder | B13 | 600 | 3700 | 0 | 46.88 | 54.36 | 10 | 0
2025 | SOCO_2_FRCC | SOCO | FRCC | Internal | Shoulder | B14 | 900 | 3700 | 0 | 46.88 | 52.4 | 10 | 0
2025 | SOCO_2_FRCC | SOCO | FRCC | Internal | Shoulder | B15 | 1203 | 3700 | 0 | 46.88 | 52.12 | 10 | 0
2025 | SOCO_2_FRCC | SOCO | FRCC | Internal | Summer | B1 | 10 | 3700 | 1062.3 | 89.5 | 99.5 | 10 | 0
2025 | SOCO_2_FRCC | SOCO | FRCC | Internal | Summer | B2 | 25 | 3700 | 0 | 78.61 | 84.92 | 10 | 0
2025 | SOCO_2_FRCC | SOCO | FRCC | Internal | Summer | B3 | 75 | 3700 | 0 | 78.61 | 84.92 | 10 | 0
2025 | SOCO_2_FRCC | SOCO | FRCC | Internal | Summer | B4 | 100 | 3700 | 0 | 77.11 | 84.92 | 10 | 0
2025 | SOCO_2_FRCC | SOCO | FRCC | Internal | Summer | B5 | 200 | 3700 | 0 | 77.11 | 84.92 | 10 | 0
2025 | SOCO_2_FRCC | SOCO | FRCC | Internal | Summer | B6 | 300 | 3700 | 556.38 | 68.76 | 78.76 | 10 | 0
2025 | SOCO_2_FRCC | SOCO | FRCC | Internal | Summer | B7 | 400 | 3700 | 1831.08 | 61.3 | 71.3 | 10 | 0
2025 | SOCO_2_FRCC | SOCO | FRCC | Internal | Summer | B8 | 500 | 3700 | 67.44 | 48.9 | 58.9 | 10 | 0
2025 | SOCO_2_FRCC | SOCO | FRCC | Internal | Summer | B9 | 800 | 3700 | 0 | 45.53 | 53.55 | 10 | 0
2025 | SOCO_2_FRCC | SOCO | FRCC | Internal | Summer | B10 | 1262 | 3700 | 0 | 45.53 | 51.34 | 10 | 0
2025 | SOCO_2_FRCC | SOCO | FRCC | Internal | Winter | B16 | 25 | 3700 | 0 | 78.12 | 86.31 | 10 | 0
2025 | SOCO_2_FRCC | SOCO | FRCC | Internal | Winter | B17 | 100 | 3700 | 304.84 | 51.45 | 61.45 | 10 | 0
2025 | SOCO_2_FRCC | SOCO | FRCC | Internal | Winter | B18 | 400 | 3700 | 0 | 49.67 | 56.86 | 10 | 0
2025 | SOCO_2_FRCC | SOCO | FRCC | Internal | Winter | B19 | 700 | 3700 | 0 | 49.67 | 54.51 | 10 | 0
2025 | SOCO_2_FRCC | SOCO | FRCC | Internal | Winter | B20 | 935 | 3700 | 0 | 49.67 | 54.51 | 10 | 0
2025 | SOCO_2_TVA_Transmission | SOCO | TVA_Transmission | Internal | Shoulder | B11 | 25 | 2600 | 0 | 76.13 | 68.28 | 10 | 0
2025 | SOCO_2_TVA_Transmission | SOCO | TVA_Transmission | Internal | Shoulder | B12 | 200 | 2600 | 0 | 50.05 | 53.51 | 10 | 0
2025 | SOCO_2_TVA_Transmission | SOCO | TVA_Transmission | Internal | Shoulder | B13 | 600 | 2600 | 0 | 46.88 | 49.8 | 10 | 0
2025 | SOCO_2_TVA_Transmission | SOCO | TVA_Transmission | Internal | Shoulder | B14 | 900 | 2600 | 0 | 46.88 | 48.71 | 10 | 0
2025 | SOCO_2_TVA_Transmission | SOCO | TVA_Transmission | Internal | Shoulder | B15 | 1203 | 2600 | 0 | 46.88 | 46.59 | 10 | 0
2025 | SOCO_2_TVA_Transmission | SOCO | TVA_Transmission | Internal | Summer | B1 | 10 | 2600 | 0 | 89.5 | 83.68 | 10 | 0
2025 | SOCO_2_TVA_Transmission | SOCO | TVA_Transmission | Internal | Summer | B2 | 25 | 2600 | 0 | 78.61 | 79.49 | 10 | 0
2025 | SOCO_2_TVA_Transmission | SOCO | TVA_Transmission | Internal | Summer | B3 | 75 | 2600 | 0 | 78.61 | 74.43 | 10 | 0
2025 | SOCO_2_TVA_Transmission | SOCO | TVA_Transmission | Internal | Summer | B4 | 100 | 2600 | 0 | 77.11 | 74.43 | 10 | 0
2025 | SOCO_2_TVA_Transmission | SOCO | TVA_Transmission | Internal | Summer | B5 | 200 | 2600 | 0 | 77.11 | 69.35 | 10 | 0
2025 | SOCO_2_TVA_Transmission | SOCO | TVA_Transmission | Internal | Summer | B6 | 300 | 2600 | 0 | 68.76 | 60.65 | 10 | 0
2025 | SOCO_2_TVA_Transmission | SOCO | TVA_Transmission | Internal | Summer | B7 | 400 | 2600 | 0 | 61.3 | 52.63 | 10 | 0
2025 | SOCO_2_TVA_Transmission | SOCO | TVA_Transmission | Internal | Summer | B8 | 500 | 2600 | 0 | 48.9 | 46.37 | 10 | 0
2025 | SOCO_2_TVA_Transmission | SOCO | TVA_Transmission | Internal | Summer | B9 | 800 | 2600 | 0 | 45.53 | 45.68 | 10 | 0
2025 | SOCO_2_TVA_Transmission | SOCO | TVA_Transmission | Internal | Summer | B10 | 1262 | 2600 | 0 | 45.53 | 42.47 | 10 | 0
2025 | SOCO_2_TVA_Transmission | SOCO | TVA_Transmission | Internal | Winter | B16 | 25 | 2600 | 0 | 78.12 | 73.12 | 10 | 0
2025 | SOCO_2_TVA_Transmission | SOCO | TVA_Transmission | Internal | Winter | B17 | 100 | 2600 | 0 | 51.45 | 55.31 | 10 | 0
2025 | SOCO_2_TVA_Transmission | SOCO | TVA_Transmission | Internal | Winter | B18 | 400 | 2600 | 0 | 49.67 | 50.85 | 10 | 0
2025 | SOCO_2_TVA_Transmission | SOCO | TVA_Transmission | Internal | Winter | B19 | 700 | 2600 | 0 | 49.67 | 49.09 | 10 | 0
2025 | SOCO_2_TVA_Transmission | SOCO | TVA_Transmission | Internal | Winter | B20 | 935 | 2600 | 0 | 49.67 | 46.87 | 10 | 0
2025 | SOCO_2_VACAR | SOCO | VACAR | Internal | Shoulder | B11 | 25 | 2000 | 0 | 76.13 | 69.13 | 10 | 0
2025 | SOCO_2_VACAR | SOCO | VACAR | Internal | Shoulder | B12 | 200 | 2000 | 94.73 | 50.05 | 60.05 | 10 | 0
2025 | SOCO_2_VACAR | SOCO | VACAR | Internal | Shoulder | B13 | 600 | 2000 | 0 | 46.88 | 50.45 | 10 | 0
2025 | SOCO_2_VACAR | SOCO | VACAR | Internal | Shoulder | B14 | 900 | 2000 | 0 | 46.88 | 50.45 | 10 | 0
2025 | SOCO_2_VACAR | SOCO | VACAR | Internal | Shoulder | B15 | 1203 | 2000 | 0 | 46.88 | 46.39 | 10 | 0
2025 | SOCO_2_VACAR | SOCO | VACAR | Internal | Summer | B1 | 10 | 2000 | 0 | 89.5 | 92.52 | 10 | 0
2025 | SOCO_2_VACAR | SOCO | VACAR | Internal | Summer | B2 | 25 | 2000 | 0 | 78.61 | 80.6 | 10 | 0
2025 | SOCO_2_VACAR | SOCO | VACAR | Internal | Summer | B3 | 75 | 2000 | 0 | 78.61 | 80.6 | 10 | 0
2025 | SOCO_2_VACAR | SOCO | VACAR | Internal | Summer | B4 | 100 | 2000 | 0 | 77.11 | 78.98 | 10 | 0
2025 | SOCO_2_VACAR | SOCO | VACAR | Internal | Summer | B5 | 200 | 2000 | 0 | 77.11 | 70.11 | 10 | 0
2025 | SOCO_2_VACAR | SOCO | VACAR | Internal | Summer | B6 | 300 | 2000 | 0 | 68.76 | 61.76 | 10 | 0
2025 | SOCO_2_VACAR | SOCO | VACAR | Internal | Summer | B7 | 400 | 2000 | 0 | 61.3 | 53.3 | 10 | 0
2025 | SOCO_2_VACAR | SOCO | VACAR | Internal | Summer | B8 | 500 | 2000 | 0 | 48.9 | 48.38 | 10 | 0
2025 | SOCO_2_VACAR | SOCO | VACAR | Internal | Summer | B9 | 800 | 2000 | 0 | 45.53 | 46.34 | 10 | 0
2025 | SOCO_2_VACAR | SOCO | VACAR | Internal | Summer | B10 | 1262 | 2000 | 0 | 45.53 | 44.54 | 10 | 0
2025 | SOCO_2_VACAR | SOCO | VACAR | Internal | Winter | B16 | 25 | 2000 | 0 | 78.12 | 82.12 | 10 | 0
2025 | SOCO_2_VACAR | SOCO | VACAR | Internal | Winter | B17 | 100 | 2000 | 359.58 | 51.45 | 61.45 | 10 | 0
2025 | SOCO_2_VACAR | SOCO | VACAR | Internal | Winter | B18 | 400 | 2000 | 0 | 49.67 | 50.54 | 10 | 0
2025 | SOCO_2_VACAR | SOCO | VACAR | Internal | Winter | B19 | 700 | 2000 | 0 | 49.67 | 50.54 | 10 | 0
2025 | SOCO_2_VACAR | SOCO | VACAR | Internal | Winter | B20 | 935 | 2000 | 0 | 49.67 | 47.57 | 10 | 0
2025 | SPP_N_2_ENT | SPP_N | ENT | Internal | Shoulder | B11 | 25 | 1800 | 0 | 70.09 | 69.7 | 5 | 0
2025 | SPP_N_2_ENT | SPP_N | ENT | Internal | Shoulder | B12 | 200 | 1800 | 0 | 52.05 | 46.83 | 5 | 0
2025 | SPP_N_2_ENT | SPP_N | ENT | Internal | Shoulder | B13 | 600 | 1800 | 0 | 46.28 | 46.83 | 5 | 0
2025 | SPP_N_2_ENT | SPP_N | ENT | Internal | Shoulder | B14 | 900 | 1800 | 0 | 44.89 | 46.6 | 5 | 0
2025 | SPP_N_2_ENT | SPP_N | ENT | Internal | Shoulder | B15 | 1203 | 1800 | 0 | 44.87 | 46.5 | 5 | 0
2025 | SPP_N_2_ENT | SPP_N | ENT | Internal | Summer | B1 | 10 | 1800 | 89.82 | 76.5 | 81.5 | 5 | 0
2025 | SPP_N_2_ENT | SPP_N | ENT | Internal | Summer | B2 | 25 | 1800 | 0 | 73.59 | 75.69 | 5 | 0
2025 | SPP_N_2_ENT | SPP_N | ENT | Internal | Summer | B3 | 75 | 1800 | 0 | 73.59 | 75.69 | 5 | 0
2025 | SPP_N_2_ENT | SPP_N | ENT | Internal | Summer | B4 | 100 | 1800 | 0 | 73.59 | 75.69 | 5 | 0
2025 | SPP_N_2_ENT | SPP_N | ENT | Internal | Summer | B5 | 200 | 1800 | 0 | 67.65 | 69.11 | 5 | 0
2025 | SPP_N_2_ENT | SPP_N | ENT | Internal | Summer | B6 | 300 | 1800 | 0 | 62.48 | 62.48 | 5 | 0
2025 | SPP_N_2_ENT | SPP_N | ENT | Internal | Summer | B7 | 400 | 1800 | 0 | 52.31 | 53.3 | 5 | 0
2025 | SPP_N_2_ENT | SPP_N | ENT | Internal | Summer | B8 | 500 | 1800 | 0 | 45.33 | 45.36 | 5 | 0
2025 | SPP_N_2_ENT | SPP_N | ENT | Internal | Summer | B9 | 800 | 1800 | 0 | 44.01 | 45.22 | 5 | 0
2025 | SPP_N_2_ENT | SPP_N | ENT | Internal | Summer | B10 | 1262 | 1800 | 0 | 42.51 | 44.26 | 5 | 0
2025 | SPP_N_2_ENT | SPP_N | ENT | Internal | Winter | B16 | 25 | 1800 | 182.78 | 65.12 | 70.12 | 5 | 0
2025 | SPP_N_2_ENT | SPP_N | ENT | Internal | Winter | B17 | 100 | 1800 | 0 | 49.32 | 49.74 | 5 | 0
2025 | SPP_N_2_ENT | SPP_N | ENT | Internal | Winter | B18 | 400 | 1800 | 0 | 47.82 | 49.74 | 5 | 0
2025 | SPP_N_2_ENT | SPP_N | ENT | Internal | Winter | B19 | 700 | 1800 | 0 | 47.71 | 49.38 | 5 | 0
2025 | SPP_N_2_ENT | SPP_N | ENT | Internal | Winter | B20 | 935 | 1800 | 0 | 44.75 | 47.76 | 5 | 0
2025 | SPP_N_2_MISO_MO-IL | SPP_N | MISO_MO-IL | Internal | Shoulder | B11 | 25 | 2000 | 0 | 70.09 | 65.14 | 5 | 0
2025 | SPP_N_2_MISO_MO-IL | SPP_N | MISO_MO-IL | Internal | Shoulder | B12 | 200 | 2000 | 0 | 52.05 | 52.05 | 5 | 0
2025 | SPP_N_2_MISO_MO-IL | SPP_N | MISO_MO-IL | Internal | Shoulder | B13 | 600 | 2000 | 0 | 46.28 | 45.66 | 5 | 0
2025 | SPP_N_2_MISO_MO-IL | SPP_N | MISO_MO-IL | Internal | Shoulder | B14 | 900 | 2000 | 0 | 44.89 | 43.93 | 5 | 0
2025 | SPP_N_2_MISO_MO-IL | SPP_N | MISO_MO-IL | Internal | Shoulder | B15 | 1203 | 2000 | 0 | 44.87 | 41.31 | 5 | 0
2025 | SPP_N_2_MISO_MO-IL | SPP_N | MISO_MO-IL | Internal | Summer | B1 | 10 | 2000 | 0 | 76.5 | 78.54 | 5 | 0
2025 | SPP_N_2_MISO_MO-IL | SPP_N | MISO_MO-IL | Internal | Summer | B2 | 25 | 2000 | 0 | 73.59 | 71.49 | 5 | 0
2025 | SPP_N_2_MISO_MO-IL | SPP_N | MISO_MO-IL | Internal | Summer | B3 | 75 | 2000 | 0 | 73.59 | 68.9 | 5 | 0
2025 | SPP_N_2_MISO_MO-IL | SPP_N | MISO_MO-IL | Internal | Summer | B4 | 100 | 2000 | 0 | 73.59 | 68.9 | 5 | 0
2025 | SPP_N_2_MISO_MO-IL | SPP_N | MISO_MO-IL | Internal | Summer | B5 | 200 | 2000 | 0 | 67.65 | 65.35 | 5 | 0
2025 | SPP_N_2_MISO_MO-IL | SPP_N | MISO_MO-IL | Internal | Summer | B6 | 300 | 2000 | 0 | 62.48 | 54.48 | 5 | 0
2025 | SPP_N_2_MISO_MO-IL | SPP_N | MISO_MO-IL | Internal | Summer | B7 | 400 | 2000 | 0 | 52.31 | 45.3 | 5 | 0
2025 | SPP_N_2_MISO_MO-IL | SPP_N | MISO_MO-IL | Internal | Summer | B8 | 500 | 2000 | 0 | 45.33 | 40.73 | 5 | 0
2025 | SPP_N_2_MISO_MO-IL | SPP_N | MISO_MO-IL | Internal | Summer | B9 | 800 | 2000 | 0 | 44.01 | 40.5 | 5 | 0
2025 | SPP_N_2_MISO_MO-IL | SPP_N | MISO_MO-IL | Internal | Summer | B10 | 1262 | 2000 | 0 | 42.51 | 37.15 | 5 | 0
2025 | SPP_N_2_MISO_MO-IL | SPP_N | MISO_MO-IL | Internal | Winter | B16 | 25 | 2000 | 0 | 65.12 | 65.12 | 5 | 0
2025 | SPP_N_2_MISO_MO-IL | SPP_N | MISO_MO-IL | Internal | Winter | B17 | 100 | 2000 | 0 | 49.32 | 49.91 | 5 | 0
2025 | SPP_N_2_MISO_MO-IL | SPP_N | MISO_MO-IL | Internal | Winter | B18 | 400 | 2000 | 0 | 47.82 | 47.36 | 5 | 0
2025 | SPP_N_2_MISO_MO-IL | SPP_N | MISO_MO-IL | Internal | Winter | B19 | 700 | 2000 | 0 | 47.71 | 45.3 | 5 | 0
2025 | SPP_N_2_MISO_MO-IL | SPP_N | MISO_MO-IL | Internal | Winter | B20 | 935 | 2000 | 0 | 44.75 | 40.26 | 5 | 0
2025 | SPP_N_2_MISO_W | SPP_N | MISO_W | Internal | Shoulder | B11 | 25 | 750 | 0 | 70.09 | 65.13 | 5 | 0
2025 | SPP_N_2_MISO_W | SPP_N | MISO_W | Internal | Shoulder | B12 | 200 | 750 | 0 | 52.05 | 52.04 | 5 | 0
2025 | SPP_N_2_MISO_W | SPP_N | MISO_W | Internal | Shoulder | B13 | 600 | 750 | 0 | 46.28 | 45.64 | 5 | 0
2025 | SPP_N_2_MISO_W | SPP_N | MISO_W | Internal | Shoulder | B14 | 900 | 750 | 0 | 44.89 | 43.95 | 5 | 0
2025 | SPP_N_2_MISO_W | SPP_N | MISO_W | Internal | Shoulder | B15 | 1203 | 750 | 0 | 44.87 | 41.29 | 5 | 0
2025 | SPP_N_2_MISO_W | SPP_N | MISO_W | Internal | Summer | B1 | 10 | 750 | 0 | 76.5 | 78.52 | 5 | 0
2025 | SPP_N_2_MISO_W | SPP_N | MISO_W | Internal | Summer | B2 | 25 | 750 | 0 | 73.59 | 71.48 | 5 | 0
2025 | SPP_N_2_MISO_W | SPP_N | MISO_W | Internal | Summer | B3 | 75 | 750 | 0 | 73.59 | 70.2 | 5 | 0
2025 | SPP_N_2_MISO_W | SPP_N | MISO_W | Internal | Summer | B4 | 100 | 750 | 0 | 73.59 | 70.2 | 5 | 0
2025 | SPP_N_2_MISO_W | SPP_N | MISO_W | Internal | Summer | B5 | 200 | 750 | 0 | 67.65 | 65.35 | 5 | 0
2025 | SPP_N_2_MISO_W | SPP_N | MISO_W | Internal | Summer | B6 | 300 | 750 | 0 | 62.48 | 55.48 | 5 | 0
2025 | SPP_N_2_MISO_W | SPP_N | MISO_W | Internal | Summer | B7 | 400 | 750 | 0 | 52.31 | 45.31 | 5 | 0
2025 | SPP_N_2_MISO_W | SPP_N | MISO_W | Internal | Summer | B8 | 500 | 750 | 0 | 45.33 | 40.72 | 5 | 0
2025 | SPP_N_2_MISO_W | SPP_N | MISO_W | Internal | Summer | B9 | 800 | 750 | 0 | 44.01 | 40.49 | 5 | 0
2025 | SPP_N_2_MISO_W | SPP_N | MISO_W | Internal | Summer | B10 | 1262 | 750 | 0 | 42.51 | 37.14 | 5 | 0
2025 | SPP_N_2_MISO_W | SPP_N | MISO_W | Internal | Winter | B16 | 25 | 750 | 0 | 65.12 | 65.11 | 5 | 0
2025 | SPP_N_2_MISO_W | SPP_N | MISO_W | Internal | Winter | B17 | 100 | 750 | 0 | 49.32 | 49.89 | 5 | 0
2025 | SPP_N_2_MISO_W | SPP_N | MISO_W | Internal | Winter | B18 | 400 | 750 | 0 | 47.82 | 47.35 | 5 | 0
2025 | SPP_N_2_MISO_W | SPP_N | MISO_W | Internal | Winter | B19 | 700 | 750 | 0 | 47.71 | 45.31 | 5 | 0
2025 | SPP_N_2_MISO_W | SPP_N | MISO_W | Internal | Winter | B20 | 935 | 750 | 0 | 44.75 | 40.25 | 5 | 0
2025 | SPP_N_2_NE | SPP_N | NE | Internal | Shoulder | B11 | 25 | 330 | 0 | 70.09 | 65.13 | 0.01 | 0
2025 | SPP_N_2_NE | SPP_N | NE | Internal | Shoulder | B12 | 200 | 330 | 0.04 | 52.05 | 52.04 | 0.01 | 0
2025 | SPP_N_2_NE | SPP_N | NE | Internal | Shoulder | B13 | 600 | 330 | 0.01 | 46.28 | 46.27 | 0.01 | 0
2025 | SPP_N_2_NE | SPP_N | NE | Internal | Shoulder | B14 | 900 | 330 | 0 | 44.89 | 44.88 | 0.01 | 0
2025 | SPP_N_2_NE | SPP_N | NE | Internal | Shoulder | B15 | 1203 | 330 | 0 | 44.87 | 44.86 | 0.01 | 0
2025 | SPP_N_2_NE | SPP_N | NE | Internal | Summer | B1 | 10 | 330 | 0.7 | 76.5 | 76.49 | 0.01 | 0
2025 | SPP_N_2_NE | SPP_N | NE | Internal | Summer | B2 | 25 | 330 | 0 | 73.59 | 72.42 | 0.01 | 0
2025 | SPP_N_2_NE | SPP_N | NE | Internal | Summer | B3 | 75 | 330 | 0 | 73.59 | 72.42 | 0.01 | 0
2025 | SPP_N_2_NE | SPP_N | NE | Internal | Summer | B4 | 100 | 330 | 0 | 73.59 | 72.42 | 0.01 | 0
2025 | SPP_N_2_NE | SPP_N | NE | Internal | Summer | B5 | 200 | 330 | 0.04 | 67.65 | 67.64 | 0.01 | 0
2025 | SPP_N_2_NE | SPP_N | NE | Internal | Summer | B6 | 300 | 330 | 0.02 | 62.48 | 62.46 | 0.01 | 0
2025 | SPP_N_2_NE | SPP_N | NE | Internal | Summer | B7 | 400 | 330 | 0 | 52.31 | 49.14 | 0.01 | 0
2025 | SPP_N_2_NE | SPP_N | NE | Internal | Summer | B8 | 500 | 330 | 0 | 45.33 | 42.04 | 0.01 | 0
2025 | SPP_N_2_NE | SPP_N | NE | Internal | Summer | B9 | 800 | 330 | 0 | 44.01 | 42.04 | 0.01 | 0
2025 | SPP_N_2_NE | SPP_N | NE | Internal | Summer | B10 | 1262 | 330 | 0 | 42.51 | 37.14 | 0.01 | 0
2025 | SPP_N_2_NE | SPP_N | NE | Internal | Winter | B16 | 25 | 330 | 0.29 | 65.12 | 65.11 | 0.01 | 0
2025 | SPP_N_2_NE | SPP_N | NE | Internal | Winter | B17 | 100 | 330 | 0.08 | 49.32 | 49.31 | 0.01 | 0
2025 | SPP_N_2_NE | SPP_N | NE | Internal | Winter | B18 | 400 | 330 | 0.02 | 47.82 | 47.81 | 0.01 | 0
2025 | SPP_N_2_NE | SPP_N | NE | Internal | Winter | B19 | 700 | 330 | 0.01 | 47.71 | 47.7 | 0.01 | 0
2025 | SPP_N_2_NE | SPP_N | NE | Internal | Winter | B20 | 935 | 330 | 0 | 44.75 | 42.81 | 0.01 | 0
2025 | SPP_N_2_SPP_S | SPP_N | SPP_S | Internal | Shoulder | B11 | 25 | 4000 | 0 | 70.09 | 64.7 | 0.01 | 0
2025 | SPP_N_2_SPP_S | SPP_N | SPP_S | Internal | Shoulder | B12 | 200 | 4000 | 0 | 52.05 | 48.47 | 0.01 | 0
2025 | SPP_N_2_SPP_S | SPP_N | SPP_S | Internal | Shoulder | B13 | 600 | 4000 | 402.76 | 46.28 | 46.3 | 0.01 | 0
2025 | SPP_N_2_SPP_S | SPP_N | SPP_S | Internal | Shoulder | B14 | 900 | 4000 | 0 | 44.89 | 44.88 | 0.01 | 0
2025 | SPP_N_2_SPP_S | SPP_N | SPP_S | Internal | Shoulder | B15 | 1203 | 4000 | 1351.6 | 44.87 | 44.88 | 0.01 | 0
2025 | SPP_N_2_SPP_S | SPP_N | SPP_S | Internal | Summer | B1 | 10 | 4000 | 0 | 76.5 | 72.25 | 0.01 | 0
2025 | SPP_N_2_SPP_S | SPP_N | SPP_S | Internal | Summer | B2 | 25 | 4000 | 0 | 73.59 | 72.25 | 0.01 | 0
2025 | SPP_N_2_SPP_S | SPP_N | SPP_S | Internal | Summer | B3 | 75 | 4000 | 0 | 73.59 | 72.25 | 0.01 | 0
2025 | SPP_N_2_SPP_S | SPP_N | SPP_S | Internal | Summer | B4 | 100 | 4000 | 0 | 73.59 | 71.31 | 0.01 | 0
2025 | SPP_N_2_SPP_S | SPP_N | SPP_S | Internal | Summer | B5 | 200 | 4000 | 0 | 67.65 | 63.01 | 0.01 | 0
2025 | SPP_N_2_SPP_S | SPP_N | SPP_S | Internal | Summer | B6 | 300 | 4000 | 2103.05 | 62.48 | 62.49 | 0.01 | 0
2025 | SPP_N_2_SPP_S | SPP_N | SPP_S | Internal | Summer | B7 | 400 | 4000 | 2155.28 | 52.31 | 52.33 | 0.01 | 0
2025 | SPP_N_2_SPP_S | SPP_N | SPP_S | Internal | Summer | B8 | 500 | 4000 | 1833.45 | 45.33 | 45.34 | 0.01 | 0
2025 | SPP_N_2_SPP_S | SPP_N | SPP_S | Internal | Summer | B9 | 800 | 4000 | 2067.88 | 44.01 | 44.02 | 0.01 | 0
2025 | SPP_N_2_SPP_S | SPP_N | SPP_S | Internal | Summer | B10 | 1262 | 4000 | 4000 | 42.51 | 43.27 | 0.01 | 0.75
2025 | SPP_N_2_SPP_S | SPP_N | SPP_S | Internal | Winter | B16 | 25 | 4000 | 0.59 | 65.12 | 65.12 | 0.01 | 0
2025 | SPP_N_2_SPP_S | SPP_N | SPP_S | Internal | Winter | B17 | 100 | 4000 | 932.19 | 49.32 | 49.33 | 0.01 | 0
2025 | SPP_N_2_SPP_S | SPP_N | SPP_S | Internal | Winter | B18 | 400 | 4000 | 1453.25 | 47.82 | 47.83 | 0.01 | 0
2025 | SPP_N_2_SPP_S | SPP_N | SPP_S | Internal | Winter | B19 | 700 | 4000 | 1642.8 | 47.71 | 47.73 | 0.01 | 0
2025 | SPP_N_2_SPP_S | SPP_N | SPP_S | Internal | Winter | B20 | 935 | 4000 | 3722.39 | 44.75 | 44.77 | 0.01 | 0
2025 | SPP_S_2_ENT | SPP_S | ENT | Internal | Shoulder | B11 | 25 | 850 | 481.21 | 64.7 | 69.7 | 5 | 0
2025 | SPP_S_2_ENT | SPP_S | ENT | Internal | Shoulder | B12 | 200 | 850 | 0 | 48.47 | 46.83 | 5 | 0
2025 | SPP_S_2_ENT | SPP_S | ENT | Internal | Shoulder | B13 | 600 | 850 | 0 | 46.3 | 46.83 | 5 | 0
2025 | SPP_S_2_ENT | SPP_S | ENT | Internal | Shoulder | B14 | 900 | 850 | 0 | 44.88 | 46.6 | 5 | 0
2025 | SPP_S_2_ENT | SPP_S | ENT | Internal | Shoulder | B15 | 1203 | 850 | 0 | 44.88 | 46.5 | 5 | 0
2025 | SPP_S_2_ENT | SPP_S | ENT | Internal | Summer | B1 | 10 | 850 | 850 | 72.25 | 81.5 | 5 | 4.25
2025 | SPP_S_2_ENT | SPP_S | ENT | Internal | Summer | B2 | 25 | 850 | 0 | 72.25 | 75.69 | 5 | 0
2025 | SPP_S_2_ENT | SPP_S | ENT | Internal | Summer | B3 | 75 | 850 | 0 | 72.25 | 75.69 | 5 | 0
2025 | SPP_S_2_ENT | SPP_S | ENT | Internal | Summer | B4 | 100 | 850 | 0 | 71.31 | 75.69 | 5 | 0
2025 | SPP_S_2_ENT | SPP_S | ENT | Internal | Summer | B5 | 200 | 850 | 850 | 63.01 | 69.11 | 5 | 1.1
2025 | SPP_S_2_ENT | SPP_S | ENT | Internal | Summer | B6 | 300 | 850 | 0 | 62.49 | 62.48 | 5 | 0
2025 | SPP_S_2_ENT | SPP_S | ENT | Internal | Summer | B7 | 400 | 850 | 0 | 52.33 | 53.3 | 5 | 0
2025 | SPP_S_2_ENT | SPP_S | ENT | Internal | Summer | B8 | 500 | 850 | 0 | 45.34 | 45.36 | 5 | 0
2025 | SPP_S_2_ENT | SPP_S | ENT | Internal | Summer | B9 | 800 | 850 | 0 | 44.02 | 45.22 | 5 | 0
2025 | SPP_S_2_ENT | SPP_S | ENT | Internal | Summer | B10 | 1262 | 850 | 0 | 43.27 | 44.26 | 5 | 0
2025 | SPP_S_2_ENT | SPP_S | ENT | Internal | Winter | B16 | 25 | 850 | 195.48 | 65.12 | 70.12 | 5 | 0
2025 | SPP_S_2_ENT | SPP_S | ENT | Internal | Winter | B17 | 100 | 850 | 0 | 49.33 | 49.74 | 5 | 0
2025 | SPP_S_2_ENT | SPP_S | ENT | Internal | Winter | B18 | 400 | 850 | 0 | 47.83 | 49.74 | 5 | 0
2025 | SPP_S_2_ENT | SPP_S | ENT | Internal | Winter | B19 | 700 | 850 | 0 | 47.73 | 49.38 | 5 | 0
2025 | SPP_S_2_ENT | SPP_S | ENT | Internal | Winter | B20 | 935 | 850 | 0 | 44.77 | 47.76 | 5 | 0
2025 | SPP_S_2_SPP_N | SPP_S | SPP_N | Internal | Shoulder | B11 | 25 | 640 | 640 | 64.7 | 70.09 | 0.01 | 5.37
2025 | SPP_S_2_SPP_N | SPP_S | SPP_N | Internal | Shoulder | B12 | 200 | 640 | 640 | 48.47 | 52.05 | 0.01 | 3.57
2025 | SPP_S_2_SPP_N | SPP_S | SPP_N | Internal | Shoulder | B13 | 600 | 640 | 0.01 | 46.3 | 46.28 | 0.01 | 0
2025 | SPP_S_2_SPP_N | SPP_S | SPP_N | Internal | Shoulder | B14 | 900 | 640 | 616.93 | 44.88 | 44.89 | 0.01 | 0
2025 | SPP_S_2_SPP_N | SPP_S | SPP_N | Internal | Shoulder | B15 | 1203 | 640 | 0 | 44.88 | 44.87 | 0.01 | 0
2025 | SPP_S_2_SPP_N | SPP_S | SPP_N | Internal | Summer | B1 | 10 | 640 | 640 | 72.25 | 76.5 | 0.01 | 4.24
2025 | SPP_S_2_SPP_N | SPP_S | SPP_N | Internal | Summer | B2 | 25 | 640 | 639.99 | 72.25 | 73.59 | 0.01 | 1.33
2025 | SPP_S_2_SPP_N | SPP_S | SPP_N | Internal | Summer | B3 | 75 | 640 | 640 | 72.25 | 73.59 | 0.01 | 1.33
2025 | SPP_S_2_SPP_N | SPP_S | SPP_N | Internal | Summer | B4 | 100 | 640 | 640 | 71.31 | 73.59 | 0.01 | 2.27
2025 | SPP_S_2_SPP_N | SPP_S | SPP_N | Internal | Summer | B5 | 200 | 640 | 640 | 63.01 | 67.65 | 0.01 | 4.63
2025 | SPP_S_2_SPP_N | SPP_S | SPP_N | Internal | Summer | B6 | 300 | 640 | 0.03 | 62.49 | 62.48 | 0.01 | 0
2025 | SPP_S_2_SPP_N | SPP_S | SPP_N | Internal | Summer | B7 | 400 | 640 | 0.02 | 52.33 | 52.31 | 0.01 | 0
2025 | SPP_S_2_SPP_N | SPP_S | SPP_N | Internal | Summer | B8 | 500 | 640 | 0.02 | 45.34 | 45.33 | 0.01 | 0
2025 | SPP_S_2_SPP_N | SPP_S | SPP_N | Internal | Summer | B9 | 800 | 640 | 0 | 44.02 | 44.01 | 0.01 | 0
2025 | SPP_S_2_SPP_N | SPP_S | SPP_N | Internal | Summer | B10 | 1262 | 640 | 0 | 43.27 | 42.51 | 0.01 | 0
2025 | SPP_S_2_SPP_N | SPP_S | SPP_N | Internal | Winter | B16 | 25 | 640 | 0.6 | 65.12 | 65.12 | 0.01 | 0
2025 | SPP_S_2_SPP_N | SPP_S | SPP_N | Internal | Winter | B17 | 100 | 640 | 0.08 | 49.33 | 49.32 | 0.01 | 0
2025 | SPP_S_2_SPP_N | SPP_S | SPP_N | Internal | Winter | B18 | 400 | 640 | 0.02 | 47.83 | 47.82 | 0.01 | 0
2025 | SPP_S_2_SPP_N | SPP_S | SPP_N | Internal | Winter | B19 | 700 | 640 | 0.01 | 47.73 | 47.71 | 0.01 | 0
2025 | SPP_S_2_SPP_N | SPP_S | SPP_N | Internal | Winter | B20 | 935 | 640 | 0 | 44.77 | 44.75 | 0.01 | 0
2025 | TVA_2_ENT | TVA | ENT | Internal | Shoulder | B11 | 25 | 500 | 0 | 64.37 | 69.7 | 9 | 0
2025 | TVA_2_ENT | TVA | ENT | Internal | Shoulder | B12 | 200 | 500 | 0 | 48.48 | 46.83 | 9 | 0
2025 | TVA_2_ENT | TVA | ENT | Internal | Shoulder | B13 | 600 | 500 | 0 | 47.55 | 46.83 | 9 | 0
2025 | TVA_2_ENT | TVA | ENT | Internal | Shoulder | B14 | 900 | 500 | 0 | 47.55 | 46.6 | 9 | 0
2025 | TVA_2_ENT | TVA | ENT | Internal | Shoulder | B15 | 1203 | 500 | 0 | 46.5 | 46.5 | 9 | 0
2025 | TVA_2_ENT | TVA | ENT | Internal | Summer | B1 | 10 | 500 | 0 | 81.43 | 81.5 | 9 | 0
2025 | TVA_2_ENT | TVA | ENT | Internal | Summer | B2 | 25 | 500 | 0 | 79.5 | 75.69 | 9 | 0
2025 | TVA_2_ENT | TVA | ENT | Internal | Summer | B3 | 75 | 500 | 0 | 74.44 | 75.69 | 9 | 0
2025 | TVA_2_ENT | TVA | ENT | Internal | Summer | B4 | 100 | 500 | 0 | 74.44 | 75.69 | 9 | 0
2025 | TVA_2_ENT | TVA | ENT | Internal | Summer | B5 | 200 | 500 | 0 | 69.37 | 69.11 | 9 | 0
2025 | TVA_2_ENT | TVA | ENT | Internal | Summer | B6 | 300 | 500 | 219.21 | 53.48 | 62.48 | 9 | 0
2025 | TVA_2_ENT | TVA | ENT | Internal | Summer | B7 | 400 | 500 | 0 | 45.14 | 53.3 | 9 | 0
2025 | TVA_2_ENT | TVA | ENT | Internal | Summer | B8 | 500 | 500 | 0 | 45.14 | 45.36 | 9 | 0
2025 | TVA_2_ENT | TVA | ENT | Internal | Summer | B9 | 800 | 500 | 0 | 45.14 | 45.22 | 9 | 0
2025 | TVA_2_ENT | TVA | ENT | Internal | Summer | B10 | 1262 | 500 | 0 | 41.65 | 44.26 | 9 | 0
2025 | TVA_2_ENT | TVA | ENT | Internal | Winter | B16 | 25 | 500 | 0 | 69.12 | 70.12 | 9 | 0
2025 | TVA_2_ENT | TVA | ENT | Internal | Winter | B17 | 100 | 500 | 0 | 51.43 | 49.74 | 9 | 0
2025 | TVA_2_ENT | TVA | ENT | Internal | Winter | B18 | 400 | 500 | 0 | 46.86 | 49.74 | 9 | 0
2025 | TVA_2_ENT | TVA | ENT | Internal | Winter | B19 | 700 | 500 | 0 | 46.86 | 49.38 | 9 | 0
2025 | TVA_2_ENT | TVA | ENT | Internal | Winter | B20 | 935 | 500 | 0 | 46.86 | 47.76 | 9 | 0
2025 | TVA_2_MISO_MO-IL | TVA | MISO_MO-IL | Internal | Shoulder | B11 | 25 | 50 | 0 | 64.37 | 65.14 | 9 | 0
2025 | TVA_2_MISO_MO-IL | TVA | MISO_MO-IL | Internal | Shoulder | B12 | 200 | 50 | 0 | 48.48 | 52.05 | 9 | 0
2025 | TVA_2_MISO_MO-IL | TVA | MISO_MO-IL | Internal | Shoulder | B13 | 600 | 50 | 0 | 47.55 | 45.66 | 9 | 0
2025 | TVA_2_MISO_MO-IL | TVA | MISO_MO-IL | Internal | Shoulder | B14 | 900 | 50 | 0 | 47.55 | 43.93 | 9 | 0
2025 | TVA_2_MISO_MO-IL | TVA | MISO_MO-IL | Internal | Shoulder | B15 | 1203 | 50 | 0 | 46.5 | 41.31 | 9 | 0
2025 | TVA_2_MISO_MO-IL | TVA | MISO_MO-IL | Internal | Summer | B1 | 10 | 50 | 0 | 81.43 | 78.54 | 9 | 0
2025 | TVA_2_MISO_MO-IL | TVA | MISO_MO-IL | Internal | Summer | B2 | 25 | 50 | 0 | 79.5 | 71.49 | 9 | 0
2025 | TVA_2_MISO_MO-IL | TVA | MISO_MO-IL | Internal | Summer | B3 | 75 | 50 | 0 | 74.44 | 68.9 | 9 | 0
2025 | TVA_2_MISO_MO-IL | TVA | MISO_MO-IL | Internal | Summer | B4 | 100 | 50 | 0 | 74.44 | 68.9 | 9 | 0
2025 | TVA_2_MISO_MO-IL | TVA | MISO_MO-IL | Internal | Summer | B5 | 200 | 50 | 0 | 69.37 | 65.35 | 9 | 0
2025 | TVA_2_MISO_MO-IL | TVA | MISO_MO-IL | Internal | Summer | B6 | 300 | 50 | 0 | 53.48 | 54.48 | 9 | 0
2025 | TVA_2_MISO_MO-IL | TVA | MISO_MO-IL | Internal | Summer | B7 | 400 | 50 | 0 | 45.14 | 45.3 | 9 | 0
2025 | TVA_2_MISO_MO-IL | TVA | MISO_MO-IL | Internal | Summer | B8 | 500 | 50 | 0 | 45.14 | 40.73 | 9 | 0
2025 | TVA_2_MISO_MO-IL | TVA | MISO_MO-IL | Internal | Summer | B9 | 800 | 50 | 0 | 45.14 | 40.5 | 9 | 0
2025 | TVA_2_MISO_MO-IL | TVA | MISO_MO-IL | Internal | Summer | B10 | 1262 | 50 | 0 | 41.65 | 37.15 | 9 | 0
2025 | TVA_2_MISO_MO-IL | TVA | MISO_MO-IL | Internal | Winter | B16 | 25 | 50 | 0 | 69.12 | 65.12 | 9 | 0
2025 | TVA_2_MISO_MO-IL | TVA | MISO_MO-IL | Internal | Winter | B17 | 100 | 50 | 0 | 51.43 | 49.91 | 9 | 0
2025 | TVA_2_MISO_MO-IL | TVA | MISO_MO-IL | Internal | Winter | B18 | 400 | 50 | 0 | 46.86 | 47.36 | 9 | 0
2025 | TVA_2_MISO_MO-IL | TVA | MISO_MO-IL | Internal | Winter | B19 | 700 | 50 | 0 | 46.86 | 45.3 | 9 | 0
2025 | TVA_2_MISO_MO-IL | TVA | MISO_MO-IL | Internal | Winter | B20 | 935 | 50 | 0 | 46.86 | 40.26 | 9 | 0
2025 | TVA_2_NonRTO_Midwest | TVA | NonRTO_Midwest | Internal | Shoulder | B11 | 25 | 100 | 0.03 | 64.37 | 73.15 | 9 | 0
2025 | TVA_2_NonRTO_Midwest | TVA | NonRTO_Midwest | Internal | Shoulder | B12 | 200 | 100 | 100 | 48.48 | 60.06 | 9 | 2.58
2025 | TVA_2_NonRTO_Midwest | TVA | NonRTO_Midwest | Internal | Shoulder | B13 | 600 | 100 | 0 | 47.55 | 53.67 | 9 | 0
2025 | TVA_2_NonRTO_Midwest | TVA | NonRTO_Midwest | Internal | Shoulder | B14 | 900 | 100 | 0 | 47.55 | 45.22 | 9 | 0
2025 | TVA_2_NonRTO_Midwest | TVA | NonRTO_Midwest | Internal | Shoulder | B15 | 1203 | 100 | 0 | 46.5 | 38.72 | 9 | 0
2025 | TVA_2_NonRTO_Midwest | TVA | NonRTO_Midwest | Internal | Summer | B1 | 10 | 100 | 0 | 81.43 | 75.82 | 9 | 0
2025 | TVA_2_NonRTO_Midwest | TVA | NonRTO_Midwest | Internal | Summer | B2 | 25 | 100 | 0 | 79.5 | 75.82 | 9 | 0
2025 | TVA_2_NonRTO_Midwest | TVA | NonRTO_Midwest | Internal | Summer | B3 | 75 | 100 | 0 | 74.44 | 75.82 | 9 | 0
2025 | TVA_2_NonRTO_Midwest | TVA | NonRTO_Midwest | Internal | Summer | B4 | 100 | 100 | 0 | 74.44 | 75.82 | 9 | 0
2025 | TVA_2_NonRTO_Midwest | TVA | NonRTO_Midwest | Internal | Summer | B5 | 200 | 100 | 0 | 69.37 | 73.35 | 9 | 0
2025 | TVA_2_NonRTO_Midwest | TVA | NonRTO_Midwest | Internal | Summer | B6 | 300 | 100 | 0.05 | 53.48 | 62.46 | 9 | 0
2025 | TVA_2_NonRTO_Midwest | TVA | NonRTO_Midwest | Internal | Summer | B7 | 400 | 100 | 0 | 45.14 | 47.84 | 9 | 0
2025 | TVA_2_NonRTO_Midwest | TVA | NonRTO_Midwest | Internal | Summer | B8 | 500 | 100 | 0 | 45.14 | 44.27 | 9 | 0
2025 | TVA_2_NonRTO_Midwest | TVA | NonRTO_Midwest | Internal | Summer | B9 | 800 | 100 | 0 | 45.14 | 38.9 | 9 | 0
2025 | TVA_2_NonRTO_Midwest | TVA | NonRTO_Midwest | Internal | Summer | B10 | 1262 | 100 | 0 | 41.65 | 36.03 | 9 | 0
2025 | TVA_2_NonRTO_Midwest | TVA | NonRTO_Midwest | Internal | Winter | B16 | 25 | 100 | 0 | 69.12 | 73.13 | 9 | 0
2025 | TVA_2_NonRTO_Midwest | TVA | NonRTO_Midwest | Internal | Winter | B17 | 100 | 100 | 100 | 51.43 | 61.45 | 9 | 1.02
2025 | TVA_2_NonRTO_Midwest | TVA | NonRTO_Midwest | Internal | Winter | B18 | 400 | 100 | 0 | 46.86 | 55.37 | 9 | 0
2025 | TVA_2_NonRTO_Midwest | TVA | NonRTO_Midwest | Internal | Winter | B19 | 700 | 100 | 0 | 46.86 | 45.52 | 9 | 0
2025 | TVA_2_NonRTO_Midwest | TVA | NonRTO_Midwest | Internal | Winter | B20 | 935 | 100 | 0 | 46.86 | 38.9 | 9 | 0
2025 | TVA_2_PJM_ROR | TVA | PJM_ROR | Internal | Shoulder | B11 | 25 | 500 | 0 | 64.37 | 63.13 | 9 | 0
2025 | TVA_2_PJM_ROR | TVA | PJM_ROR | Internal | Shoulder | B12 | 200 | 500 | 0 | 48.48 | 54.05 | 9 | 0
2025 | TVA_2_PJM_ROR | TVA | PJM_ROR | Internal | Shoulder | B13 | 600 | 500 | 0 | 47.55 | 47.64 | 9 | 0
2025 | TVA_2_PJM_ROR | TVA | PJM_ROR | Internal | Shoulder | B14 | 900 | 500 | 0 | 47.55 | 44.92 | 9 | 0
2025 | TVA_2_PJM_ROR | TVA | PJM_ROR | Internal | Shoulder | B15 | 1203 | 500 | 0 | 46.5 | 41.88 | 9 | 0
2025 | TVA_2_PJM_ROR | TVA | PJM_ROR | Internal | Summer | B1 | 10 | 500 | 0 | 81.43 | 86.52 | 9 | 0
2025 | TVA_2_PJM_ROR | TVA | PJM_ROR | Internal | Summer | B2 | 25 | 500 | 0 | 79.5 | 73.49 | 9 | 0
2025 | TVA_2_PJM_ROR | TVA | PJM_ROR | Internal | Summer | B3 | 75 | 500 | 0 | 74.44 | 68.43 | 9 | 0
2025 | TVA_2_PJM_ROR | TVA | PJM_ROR | Internal | Summer | B4 | 100 | 500 | 0 | 74.44 | 68.43 | 9 | 0
2025 | TVA_2_PJM_ROR | TVA | PJM_ROR | Internal | Summer | B5 | 200 | 500 | 0 | 69.37 | 63.35 | 9 | 0
2025 | TVA_2_PJM_ROR | TVA | PJM_ROR | Internal | Summer | B6 | 300 | 500 | 0 | 53.48 | 55.76 | 9 | 0
2025 | TVA_2_PJM_ROR | TVA | PJM_ROR | Internal | Summer | B7 | 400 | 500 | 0 | 45.14 | 47.3 | 9 | 0
2025 | TVA_2_PJM_ROR | TVA | PJM_ROR | Internal | Summer | B8 | 500 | 500 | 0 | 45.14 | 42.38 | 9 | 0
2025 | TVA_2_PJM_ROR | TVA | PJM_ROR | Internal | Summer | B9 | 800 | 500 | 0 | 45.14 | 40.93 | 9 | 0
2025 | TVA_2_PJM_ROR | TVA | PJM_ROR | Internal | Summer | B10 | 1262 | 500 | 0 | 41.65 | 38.31 | 9 | 0
2025 | TVA_2_PJM_ROR | TVA | PJM_ROR | Internal | Winter | B16 | 25 | 500 | 0 | 69.12 | 67.12 | 9 | 0
2025 | TVA_2_PJM_ROR | TVA | PJM_ROR | Internal | Winter | B17 | 100 | 500 | 0 | 51.43 | 55.45 | 9 | 0
2025 | TVA_2_PJM_ROR | TVA | PJM_ROR | Internal | Winter | B18 | 400 | 500 | 0 | 46.86 | 49.36 | 9 | 0
2025 | TVA_2_PJM_ROR | TVA | PJM_ROR | Internal | Winter | B19 | 700 | 500 | 0 | 46.86 | 47.3 | 9 | 0
2025 | TVA_2_PJM_ROR | TVA | PJM_ROR | Internal | Winter | B20 | 935 | 500 | 0 | 46.86 | 41.57 | 9 | 0
2025 | TVA_2_SOCO | TVA | SOCO | Internal | Shoulder | B11 | 25 | 500 | 500 | 64.37 | 76.13 | 9 | 2.76
2025 | TVA_2_SOCO | TVA | SOCO | Internal | Shoulder | B12 | 200 | 500 | 0 | 48.48 | 50.05 | 9 | 0
2025 | TVA_2_SOCO | TVA | SOCO | Internal | Shoulder | B13 | 600 | 500 | 0 | 47.55 | 46.88 | 9 | 0
2025 | TVA_2_SOCO | TVA | SOCO | Internal | Shoulder | B14 | 900 | 500 | 0 | 47.55 | 46.88 | 9 | 0
2025 | TVA_2_SOCO | TVA | SOCO | Internal | Shoulder | B15 | 1203 | 500 | 0 | 46.5 | 46.88 | 9 | 0
2025 | TVA_2_SOCO | TVA | SOCO | Internal | Summer | B1 | 10 | 500 | 0.02 | 81.43 | 89.5 | 9 | 0
2025 | TVA_2_SOCO | TVA | SOCO | Internal | Summer | B2 | 25 | 500 | 0 | 79.5 | 78.61 | 9 | 0
2025 | TVA_2_SOCO | TVA | SOCO | Internal | Summer | B3 | 75 | 500 | 0 | 74.44 | 78.61 | 9 | 0
2025 | TVA_2_SOCO | TVA | SOCO | Internal | Summer | B4 | 100 | 500 | 0 | 74.44 | 77.11 | 9 | 0
2025 | TVA_2_SOCO | TVA | SOCO | Internal | Summer | B5 | 200 | 500 | 0 | 69.37 | 77.11 | 9 | 0
2025 | TVA_2_SOCO | TVA | SOCO | Internal | Summer | B6 | 300 | 500 | 500 | 53.48 | 68.76 | 9 | 6.28
2025 | TVA_2_SOCO | TVA | SOCO | Internal | Summer | B7 | 400 | 500 | 500 | 45.14 | 61.3 | 9 | 7.16
2025 | TVA_2_SOCO | TVA | SOCO | Internal | Summer | B8 | 500 | 500 | 0 | 45.14 | 48.9 | 9 | 0
2025 | TVA_2_SOCO | TVA | SOCO | Internal | Summer | B9 | 800 | 500 | 0 | 45.14 | 45.53 | 9 | 0
2025 | TVA_2_SOCO | TVA | SOCO | Internal | Summer | B10 | 1262 | 500 | 0 | 41.65 | 45.53 | 9 | 0
2025 | TVA_2_SOCO | TVA | SOCO | Internal | Winter | B16 | 25 | 500 | 66.04 | 69.12 | 78.12 | 9 | 0
2025 | TVA_2_SOCO | TVA | SOCO | Internal | Winter | B17 | 100 | 500 | 0 | 51.43 | 51.45 | 9 | 0
2025 | TVA_2_SOCO | TVA | SOCO | Internal | Winter | B18 | 400 | 500 | 0 | 46.86 | 49.67 | 9 | 0
2025 | TVA_2_SOCO | TVA | SOCO | Internal | Winter | B19 | 700 | 500 | 0 | 46.86 | 49.67 | 9 | 0
2025 | TVA_2_SOCO | TVA | SOCO | Internal | Winter | B20 | 935 | 500 | 0 | 46.86 | 49.67 | 9 | 0
2025 | TVA_2_VACAR | TVA | VACAR | Internal | Shoulder | B11 | 25 | 150 | 0 | 64.37 | 69.13 | 9 | 0
2025 | TVA_2_VACAR | TVA | VACAR | Internal | Shoulder | B12 | 200 | 150 | 150 | 48.48 | 60.05 | 9 | 2.57
2025 | TVA_2_VACAR | TVA | VACAR | Internal | Shoulder | B13 | 600 | 150 | 0 | 47.55 | 50.45 | 9 | 0
2025 | TVA_2_VACAR | TVA | VACAR | Internal | Shoulder | B14 | 900 | 150 | 0 | 47.55 | 50.45 | 9 | 0
2025 | TVA_2_VACAR | TVA | VACAR | Internal | Shoulder | B15 | 1203 | 150 | 0 | 46.5 | 46.39 | 9 | 0
2025 | TVA_2_VACAR | TVA | VACAR | Internal | Summer | B1 | 10 | 150 | 149.99 | 81.43 | 92.52 | 9 | 2.1
2025 | TVA_2_VACAR | TVA | VACAR | Internal | Summer | B2 | 25 | 150 | 0 | 79.5 | 80.6 | 9 | 0
2025 | TVA_2_VACAR | TVA | VACAR | Internal | Summer | B3 | 75 | 150 | 0 | 74.44 | 80.6 | 9 | 0
2025 | TVA_2_VACAR | TVA | VACAR | Internal | Summer | B4 | 100 | 150 | 0 | 74.44 | 78.98 | 9 | 0
2025 | TVA_2_VACAR | TVA | VACAR | Internal | Summer | B5 | 200 | 150 | 0 | 69.37 | 70.11 | 9 | 0
2025 | TVA_2_VACAR | TVA | VACAR | Internal | Summer | B6 | 300 | 150 | 0 | 53.48 | 61.76 | 9 | 0
2025 | TVA_2_VACAR | TVA | VACAR | Internal | Summer | B7 | 400 | 150 | 0 | 45.14 | 53.3 | 9 | 0
2025 | TVA_2_VACAR | TVA | VACAR | Internal | Summer | B8 | 500 | 150 | 0 | 45.14 | 48.38 | 9 | 0
2025 | TVA_2_VACAR | TVA | VACAR | Internal | Summer | B9 | 800 | 150 | 0 | 45.14 | 46.34 | 9 | 0
2025 | TVA_2_VACAR | TVA | VACAR | Internal | Summer | B10 | 1262 | 150 | 0 | 41.65 | 44.54 | 9 | 0
2025 | TVA_2_VACAR | TVA | VACAR | Internal | Winter | B16 | 25 | 150 | 150 | 69.12 | 82.12 | 9 | 4
2025 | TVA_2_VACAR | TVA | VACAR | Internal | Winter | B17 | 100 | 150 | 150 | 51.43 | 61.45 | 9 | 1.02
2025 | TVA_2_VACAR | TVA | VACAR | Internal | Winter | B18 | 400 | 150 | 0 | 46.86 | 50.54 | 9 | 0
2025 | TVA_2_VACAR | TVA | VACAR | Internal | Winter | B19 | 700 | 150 | 0 | 46.86 | 50.54 | 9 | 0
2025 | TVA_2_VACAR | TVA | VACAR | Internal | Winter | B20 | 935 | 150 | 0 | 46.86 | 47.57 | 9 | 0
2025 | TVA_Transmission_2_ENT | TVA_Transmission | ENT | Internal | Shoulder | B11 | 25 | 3000 | 0 | 68.28 | 69.7 | 9 | 0
2025 | TVA_Transmission_2_ENT | TVA_Transmission | ENT | Internal | Shoulder | B12 | 200 | 3000 | 0 | 53.51 | 46.83 | 9 | 0
2025 | TVA_Transmission_2_ENT | TVA_Transmission | ENT | Internal | Shoulder | B13 | 600 | 3000 | 0 | 49.8 | 46.83 | 9 | 0
2025 | TVA_Transmission_2_ENT | TVA_Transmission | ENT | Internal | Shoulder | B14 | 900 | 3000 | 0 | 48.71 | 46.6 | 9 | 0
2025 | TVA_Transmission_2_ENT | TVA_Transmission | ENT | Internal | Shoulder | B15 | 1203 | 3000 | 0 | 46.59 | 46.5 | 9 | 0
2025 | TVA_Transmission_2_ENT | TVA_Transmission | ENT | Internal | Summer | B1 | 10 | 3000 | 0 | 83.68 | 81.5 | 9 | 0
2025 | TVA_Transmission_2_ENT | TVA_Transmission | ENT | Internal | Summer | B2 | 25 | 3000 | 0 | 79.49 | 75.69 | 9 | 0
2025 | TVA_Transmission_2_ENT | TVA_Transmission | ENT | Internal | Summer | B3 | 75 | 3000 | 0 | 74.43 | 75.69 | 9 | 0
2025 | TVA_Transmission_2_ENT | TVA_Transmission | ENT | Internal | Summer | B4 | 100 | 3000 | 0 | 74.43 | 75.69 | 9 | 0
2025 | TVA_Transmission_2_ENT | TVA_Transmission | ENT | Internal | Summer | B5 | 200 | 3000 | 0 | 69.35 | 69.11 | 9 | 0
2025 | TVA_Transmission_2_ENT | TVA_Transmission | ENT | Internal | Summer | B6 | 300 | 3000 | 0 | 60.65 | 62.48 | 9 | 0
2025 | TVA_Transmission_2_ENT | TVA_Transmission | ENT | Internal | Summer | B7 | 400 | 3000 | 0 | 52.63 | 53.3 | 9 | 0
2025 | TVA_Transmission_2_ENT | TVA_Transmission | ENT | Internal | Summer | B8 | 500 | 3000 | 0 | 46.37 | 45.36 | 9 | 0
2025 | TVA_Transmission_2_ENT | TVA_Transmission | ENT | Internal | Summer | B9 | 800 | 3000 | 0 | 45.68 | 45.22 | 9 | 0
2025 | TVA_Transmission_2_ENT | TVA_Transmission | ENT | Internal | Summer | B10 | 1262 | 3000 | 0 | 42.47 | 44.26 | 9 | 0
2025 | TVA_Transmission_2_ENT | TVA_Transmission | ENT | Internal | Winter | B16 | 25 | 3000 | 0 | 73.12 | 70.12 | 9 | 0
2025 | TVA_Transmission_2_ENT | TVA_Transmission | ENT | Internal | Winter | B17 | 100 | 3000 | 0 | 55.31 | 49.74 | 9 | 0
2025 | TVA_Transmission_2_ENT | TVA_Transmission | ENT | Internal | Winter | B18 | 400 | 3000 | 0 | 50.85 | 49.74 | 9 | 0
2025 | TVA_Transmission_2_ENT | TVA_Transmission | ENT | Internal | Winter | B19 | 700 | 3000 | 0 | 49.09 | 49.38 | 9 | 0
2025 | TVA_Transmission_2_ENT | TVA_Transmission | ENT | Internal | Winter | B20 | 935 | 3000 | 0 | 46.87 | 47.76 | 9 | 0
2025 | TVA_Transmission_2_MISO_MO-IL | TVA_Transmission | MISO_MO-IL | Internal | Shoulder | B11 | 25 | 4000 | 0 | 68.28 | 65.14 | 9 | 0
2025 | TVA_Transmission_2_MISO_MO-IL | TVA_Transmission | MISO_MO-IL | Internal | Shoulder | B12 | 200 | 4000 | 0 | 53.51 | 52.05 | 9 | 0
2025 | TVA_Transmission_2_MISO_MO-IL | TVA_Transmission | MISO_MO-IL | Internal | Shoulder | B13 | 600 | 4000 | 0 | 49.8 | 45.66 | 9 | 0
2025 | TVA_Transmission_2_MISO_MO-IL | TVA_Transmission | MISO_MO-IL | Internal | Shoulder | B14 | 900 | 4000 | 0 | 48.71 | 43.93 | 9 | 0
2025 | TVA_Transmission_2_MISO_MO-IL | TVA_Transmission | MISO_MO-IL | Internal | Shoulder | B15 | 1203 | 4000 | 0 | 46.59 | 41.31 | 9 | 0
2025 | TVA_Transmission_2_MISO_MO-IL | TVA_Transmission | MISO_MO-IL | Internal | Summer | B1 | 10 | 4000 | 0 | 83.68 | 78.54 | 9 | 0
2025 | TVA_Transmission_2_MISO_MO-IL | TVA_Transmission | MISO_MO-IL | Internal | Summer | B2 | 25 | 4000 | 0 | 79.49 | 71.49 | 9 | 0
2025 | TVA_Transmission_2_MISO_MO-IL | TVA_Transmission | MISO_MO-IL | Internal | Summer | B3 | 75 | 4000 | 0 | 74.43 | 68.9 | 9 | 0
2025 | TVA_Transmission_2_MISO_MO-IL | TVA_Transmission | MISO_MO-IL | Internal | Summer | B4 | 100 | 4000 | 0 | 74.43 | 68.9 | 9 | 0
2025 | TVA_Transmission_2_MISO_MO-IL | TVA_Transmission | MISO_MO-IL | Internal | Summer | B5 | 200 | 4000 | 0 | 69.35 | 65.35 | 9 | 0
2025 | TVA_Transmission_2_MISO_MO-IL | TVA_Transmission | MISO_MO-IL | Internal | Summer | B6 | 300 | 4000 | 0 | 60.65 | 54.48 | 9 | 0
2025 | TVA_Transmission_2_MISO_MO-IL | TVA_Transmission | MISO_MO-IL | Internal | Summer | B7 | 400 | 4000 | 0 | 52.63 | 45.3 | 9 | 0
2025 | TVA_Transmission_2_MISO_MO-IL | TVA_Transmission | MISO_MO-IL | Internal | Summer | B8 | 500 | 4000 | 0 | 46.37 | 40.73 | 9 | 0
2025 | TVA_Transmission_2_MISO_MO-IL | TVA_Transmission | MISO_MO-IL | Internal | Summer | B9 | 800 | 4000 | 0 | 45.68 | 40.5 | 9 | 0
2025 | TVA_Transmission_2_MISO_MO-IL | TVA_Transmission | MISO_MO-IL | Internal | Summer | B10 | 1262 | 4000 | 0 | 42.47 | 37.15 | 9 | 0
2025 | TVA_Transmission_2_MISO_MO-IL | TVA_Transmission | MISO_MO-IL | Internal | Winter | B16 | 25 | 4000 | 0 | 73.12 | 65.12 | 9 | 0
2025 | TVA_Transmission_2_MISO_MO-IL | TVA_Transmission | MISO_MO-IL | Internal | Winter | B17 | 100 | 4000 | 0 | 55.31 | 49.91 | 9 | 0
2025 | TVA_Transmission_2_MISO_MO-IL | TVA_Transmission | MISO_MO-IL | Internal | Winter | B18 | 400 | 4000 | 0 | 50.85 | 47.36 | 9 | 0
2025 | TVA_Transmission_2_MISO_MO-IL | TVA_Transmission | MISO_MO-IL | Internal | Winter | B19 | 700 | 4000 | 0 | 49.09 | 45.3 | 9 | 0
2025 | TVA_Transmission_2_MISO_MO-IL | TVA_Transmission | MISO_MO-IL | Internal | Winter | B20 | 935 | 4000 | 0 | 46.87 | 40.26 | 9 | 0
2025 | TVA_Transmission_2_NonRTO_Midwest | TVA_Transmission | NonRTO_Midwest | Internal | Shoulder | B11 | 25 | 700 | 0 | 68.28 | 73.15 | 9 | 0
2025 | TVA_Transmission_2_NonRTO_Midwest | TVA_Transmission | NonRTO_Midwest | Internal | Shoulder | B12 | 200 | 700 | 0 | 53.51 | 60.06 | 9 | 0
2025 | TVA_Transmission_2_NonRTO_Midwest | TVA_Transmission | NonRTO_Midwest | Internal | Shoulder | B13 | 600 | 700 | 0 | 49.8 | 53.67 | 9 | 0
2025 | TVA_Transmission_2_NonRTO_Midwest | TVA_Transmission | NonRTO_Midwest | Internal | Shoulder | B14 | 900 | 700 | 0 | 48.71 | 45.22 | 9 | 0
2025 | TVA_Transmission_2_NonRTO_Midwest | TVA_Transmission | NonRTO_Midwest | Internal | Shoulder | B15 | 1203 | 700 | 0 | 46.59 | 38.72 | 9 | 0
2025 | TVA_Transmission_2_NonRTO_Midwest | TVA_Transmission | NonRTO_Midwest | Internal | Summer | B1 | 10 | 700 | 0 | 83.68 | 75.82 | 9 | 0
2025 | TVA_Transmission_2_NonRTO_Midwest | TVA_Transmission | NonRTO_Midwest | Internal | Summer | B2 | 25 | 700 | 0 | 79.49 | 75.82 | 9 | 0
2025 | TVA_Transmission_2_NonRTO_Midwest | TVA_Transmission | NonRTO_Midwest | Internal | Summer | B3 | 75 | 700 | 0 | 74.43 | 75.82 | 9 | 0
2025 | TVA_Transmission_2_NonRTO_Midwest | TVA_Transmission | NonRTO_Midwest | Internal | Summer | B4 | 100 | 700 | 0 | 74.43 | 75.82 | 9 | 0
2025 | TVA_Transmission_2_NonRTO_Midwest | TVA_Transmission | NonRTO_Midwest | Internal | Summer | B5 | 200 | 700 | 0 | 69.35 | 73.35 | 9 | 0
2025 | TVA_Transmission_2_NonRTO_Midwest | TVA_Transmission | NonRTO_Midwest | Internal | Summer | B6 | 300 | 700 | 0 | 60.65 | 62.46 | 9 | 0
2025 | TVA_Transmission_2_NonRTO_Midwest | TVA_Transmission | NonRTO_Midwest | Internal | Summer | B7 | 400 | 700 | 0 | 52.63 | 47.84 | 9 | 0
2025 | TVA_Transmission_2_NonRTO_Midwest | TVA_Transmission | NonRTO_Midwest | Internal | Summer | B8 | 500 | 700 | 0 | 46.37 | 44.27 | 9 | 0
2025 | TVA_Transmission_2_NonRTO_Midwest | TVA_Transmission | NonRTO_Midwest | Internal | Summer | B9 | 800 | 700 | 0 | 45.68 | 38.9 | 9 | 0
2025 | TVA_Transmission_2_NonRTO_Midwest | TVA_Transmission | NonRTO_Midwest | Internal | Summer | B10 | 1262 | 700 | 0 | 42.47 | 36.03 | 9 | 0
2025 | TVA_Transmission_2_NonRTO_Midwest | TVA_Transmission | NonRTO_Midwest | Internal | Winter | B16 | 25 | 700 | 0 | 73.12 | 73.13 | 9 | 0
2025 | TVA_Transmission_2_NonRTO_Midwest | TVA_Transmission | NonRTO_Midwest | Internal | Winter | B17 | 100 | 700 | 0 | 55.31 | 61.45 | 9 | 0
2025 | TVA_Transmission_2_NonRTO_Midwest | TVA_Transmission | NonRTO_Midwest | Internal | Winter | B18 | 400 | 700 | 0 | 50.85 | 55.37 | 9 | 0
2025 | TVA_Transmission_2_NonRTO_Midwest | TVA_Transmission | NonRTO_Midwest | Internal | Winter | B19 | 700 | 700 | 0 | 49.09 | 45.52 | 9 | 0
2025 | TVA_Transmission_2_NonRTO_Midwest | TVA_Transmission | NonRTO_Midwest | Internal | Winter | B20 | 935 | 700 | 0 | 46.87 | 38.9 | 9 | 0
2025 | TVA_Transmission_2_PJM_ROR | TVA_Transmission | PJM_ROR | Internal | Shoulder | B11 | 25 | 2000 | 0 | 68.28 | 63.13 | 9 | 0
2025 | TVA_Transmission_2_PJM_ROR | TVA_Transmission | PJM_ROR | Internal | Shoulder | B12 | 200 | 2000 | 0 | 53.51 | 54.05 | 9 | 0
2025 | TVA_Transmission_2_PJM_ROR | TVA_Transmission | PJM_ROR | Internal | Shoulder | B13 | 600 | 2000 | 0 | 49.8 | 47.64 | 9 | 0
2025 | TVA_Transmission_2_PJM_ROR | TVA_Transmission | PJM_ROR | Internal | Shoulder | B14 | 900 | 2000 | 0 | 48.71 | 44.92 | 9 | 0
2025 | TVA_Transmission_2_PJM_ROR | TVA_Transmission | PJM_ROR | Internal | Shoulder | B15 | 1203 | 2000 | 0 | 46.59 | 41.88 | 9 | 0
2025 | TVA_Transmission_2_PJM_ROR | TVA_Transmission | PJM_ROR | Internal | Summer | B1 | 10 | 2000 | 0 | 83.68 | 86.52 | 9 | 0
2025 | TVA_Transmission_2_PJM_ROR | TVA_Transmission | PJM_ROR | Internal | Summer | B2 | 25 | 2000 | 0 | 79.49 | 73.49 | 9 | 0
2025 | TVA_Transmission_2_PJM_ROR | TVA_Transmission | PJM_ROR | Internal | Summer | B3 | 75 | 2000 | 0 | 74.43 | 68.43 | 9 | 0
2025 | TVA_Transmission_2_PJM_ROR | TVA_Transmission | PJM_ROR | Internal | Summer | B4 | 100 | 2000 | 0 | 74.43 | 68.43 | 9 | 0
2025 | TVA_Transmission_2_PJM_ROR | TVA_Transmission | PJM_ROR | Internal | Summer | B5 | 200 | 2000 | 0 | 69.35 | 63.35 | 9 | 0
2025 | TVA_Transmission_2_PJM_ROR | TVA_Transmission | PJM_ROR | Internal | Summer | B6 | 300 | 2000 | 0 | 60.65 | 55.76 | 9 | 0
2025 | TVA_Transmission_2_PJM_ROR | TVA_Transmission | PJM_ROR | Internal | Summer | B7 | 400 | 2000 | 0 | 52.63 | 47.3 | 9 | 0
2025 | TVA_Transmission_2_PJM_ROR | TVA_Transmission | PJM_ROR | Internal | Summer | B8 | 500 | 2000 | 0 | 46.37 | 42.38 | 9 | 0
2025 | TVA_Transmission_2_PJM_ROR | TVA_Transmission | PJM_ROR | Internal | Summer | B9 | 800 | 2000 | 0 | 45.68 | 40.93 | 9 | 0
2025 | TVA_Transmission_2_PJM_ROR | TVA_Transmission | PJM_ROR | Internal | Summer | B10 | 1262 | 2000 | 0 | 42.47 | 38.31 | 9 | 0
2025 | TVA_Transmission_2_PJM_ROR | TVA_Transmission | PJM_ROR | Internal | Winter | B16 | 25 | 2000 | 0 | 73.12 | 67.12 | 9 | 0
2025 | TVA_Transmission_2_PJM_ROR | TVA_Transmission | PJM_ROR | Internal | Winter | B17 | 100 | 2000 | 0 | 55.31 | 55.45 | 9 | 0
2025 | TVA_Transmission_2_PJM_ROR | TVA_Transmission | PJM_ROR | Internal | Winter | B18 | 400 | 2000 | 0 | 50.85 | 49.36 | 9 | 0
2025 | TVA_Transmission_2_PJM_ROR | TVA_Transmission | PJM_ROR | Internal | Winter | B19 | 700 | 2000 | 0 | 49.09 | 47.3 | 9 | 0
2025 | TVA_Transmission_2_PJM_ROR | TVA_Transmission | PJM_ROR | Internal | Winter | B20 | 935 | 2000 | 0 | 46.87 | 41.57 | 9 | 0
2025 | TVA_Transmission_2_SOCO | TVA_Transmission | SOCO | Internal | Shoulder | B11 | 25 | 3200 | 0 | 68.28 | 76.13 | 9 | 0
2025 | TVA_Transmission_2_SOCO | TVA_Transmission | SOCO | Internal | Shoulder | B12 | 200 | 3200 | 0 | 53.51 | 50.05 | 9 | 0
2025 | TVA_Transmission_2_SOCO | TVA_Transmission | SOCO | Internal | Shoulder | B13 | 600 | 3200 | 0 | 49.8 | 46.88 | 9 | 0
2025 | TVA_Transmission_2_SOCO | TVA_Transmission | SOCO | Internal | Shoulder | B14 | 900 | 3200 | 0 | 48.71 | 46.88 | 9 | 0
2025 | TVA_Transmission_2_SOCO | TVA_Transmission | SOCO | Internal | Shoulder | B15 | 1203 | 3200 | 0 | 46.59 | 46.88 | 9 | 0
2025 | TVA_Transmission_2_SOCO | TVA_Transmission | SOCO | Internal | Summer | B1 | 10 | 3200 | 0 | 83.68 | 89.5 | 9 | 0
2025 | TVA_Transmission_2_SOCO | TVA_Transmission | SOCO | Internal | Summer | B2 | 25 | 3200 | 0 | 79.49 | 78.61 | 9 | 0
2025 | TVA_Transmission_2_SOCO | TVA_Transmission | SOCO | Internal | Summer | B3 | 75 | 3200 | 0 | 74.43 | 78.61 | 9 | 0
2025 | TVA_Transmission_2_SOCO | TVA_Transmission | SOCO | Internal | Summer | B4 | 100 | 3200 | 0 | 74.43 | 77.11 | 9 | 0
2025 | TVA_Transmission_2_SOCO | TVA_Transmission | SOCO | Internal | Summer | B5 | 200 | 3200 | 0 | 69.35 | 77.11 | 9 | 0
2025 | TVA_Transmission_2_SOCO | TVA_Transmission | SOCO | Internal | Summer | B6 | 300 | 3200 | 0 | 60.65 | 68.76 | 9 | 0
2025 | TVA_Transmission_2_SOCO | TVA_Transmission | SOCO | Internal | Summer | B7 | 400 | 3200 | 0 | 52.63 | 61.3 | 9 | 0
2025 | TVA_Transmission_2_SOCO | TVA_Transmission | SOCO | Internal | Summer | B8 | 500 | 3200 | 0 | 46.37 | 48.9 | 9 | 0
2025 | TVA_Transmission_2_SOCO | TVA_Transmission | SOCO | Internal | Summer | B9 | 800 | 3200 | 0 | 45.68 | 45.53 | 9 | 0
2025 | TVA_Transmission_2_SOCO | TVA_Transmission | SOCO | Internal | Summer | B10 | 1262 | 3200 | 0 | 42.47 | 45.53 | 9 | 0
2025 | TVA_Transmission_2_SOCO | TVA_Transmission | SOCO | Internal | Winter | B16 | 25 | 3200 | 0 | 73.12 | 78.12 | 9 | 0
2025 | TVA_Transmission_2_SOCO | TVA_Transmission | SOCO | Internal | Winter | B17 | 100 | 3200 | 0 | 55.31 | 51.45 | 9 | 0
2025 | TVA_Transmission_2_SOCO | TVA_Transmission | SOCO | Internal | Winter | B18 | 400 | 3200 | 0 | 50.85 | 49.67 | 9 | 0
2025 | TVA_Transmission_2_SOCO | TVA_Transmission | SOCO | Internal | Winter | B19 | 700 | 3200 | 0 | 49.09 | 49.67 | 9 | 0
2025 | TVA_Transmission_2_SOCO | TVA_Transmission | SOCO | Internal | Winter | B20 | 935 | 3200 | 0 | 46.87 | 49.67 | 9 | 0
2025 | TVA_Transmission_2_TVA | TVA_Transmission | TVA | Internal | Shoulder | B11 | 25 | 99999 | 0 | 68.28 | 64.37 | 0.01 | 0
2025 | TVA_Transmission_2_TVA | TVA_Transmission | TVA | Internal | Shoulder | B12 | 200 | 99999 | 0 | 53.51 | 48.48 | 0.01 | 0
2025 | TVA_Transmission_2_TVA | TVA_Transmission | TVA | Internal | Shoulder | B13 | 600 | 99999 | 0 | 49.8 | 47.55 | 0.01 | 0
2025 | TVA_Transmission_2_TVA | TVA_Transmission | TVA | Internal | Shoulder | B14 | 900 | 99999 | 0 | 48.71 | 47.55 | 0.01 | 0
2025 | TVA_Transmission_2_TVA | TVA_Transmission | TVA | Internal | Shoulder | B15 | 1203 | 99999 | 0 | 46.59 | 46.5 | 0.01 | 0
2025 | TVA_Transmission_2_TVA | TVA_Transmission | TVA | Internal | Summer | B1 | 10 | 99999 | 0 | 83.68 | 81.43 | 0.01 | 0
2025 | TVA_Transmission_2_TVA | TVA_Transmission | TVA | Internal | Summer | B2 | 25 | 99999 | 2604.13 | 79.49 | 79.5 | 0.01 | 0
2025 | TVA_Transmission_2_TVA | TVA_Transmission | TVA | Internal | Summer | B3 | 75 | 99999 | 902.98 | 74.43 | 74.44 | 0.01 | 0
2025 | TVA_Transmission_2_TVA | TVA_Transmission | TVA | Internal | Summer | B4 | 100 | 99999 | 116.91 | 74.43 | 74.44 | 0.01 | 0
2025 | TVA_Transmission_2_TVA | TVA_Transmission | TVA | Internal | Summer | B5 | 200 | 99999 | 88.03 | 69.35 | 69.37 | 0.01 | 0
2025 | TVA_Transmission_2_TVA | TVA_Transmission | TVA | Internal | Summer | B6 | 300 | 99999 | 0 | 60.65 | 53.48 | 0.01 | 0
2025 | TVA_Transmission_2_TVA | TVA_Transmission | TVA | Internal | Summer | B7 | 400 | 99999 | 0 | 52.63 | 45.14 | 0.01 | 0
2025 | TVA_Transmission_2_TVA | TVA_Transmission | TVA | Internal | Summer | B8 | 500 | 99999 | 0 | 46.37 | 45.14 | 0.01 | 0
2025 | TVA_Transmission_2_TVA | TVA_Transmission | TVA | Internal | Summer | B9 | 800 | 99999 | 0 | 45.68 | 45.14 | 0.01 | 0
2025 | TVA_Transmission_2_TVA | TVA_Transmission | TVA | Internal | Summer | B10 | 1262 | 99999 | 0 | 42.47 | 41.65 | 0.01 | 0
2025 | TVA_Transmission_2_TVA | TVA_Transmission | TVA | Internal | Winter | B16 | 25 | 99999 | 0 | 73.12 | 69.12 | 0.01 | 0
2025 | TVA_Transmission_2_TVA | TVA_Transmission | TVA | Internal | Winter | B17 | 100 | 99999 | 0 | 55.31 | 51.43 | 0.01 | 0
2025 | TVA_Transmission_2_TVA | TVA_Transmission | TVA | Internal | Winter | B18 | 400 | 99999 | 0 | 50.85 | 46.86 | 0.01 | 0
2025 | TVA_Transmission_2_TVA | TVA_Transmission | TVA | Internal | Winter | B19 | 700 | 99999 | 0 | 49.09 | 46.86 | 0.01 | 0
2025 | TVA_Transmission_2_TVA | TVA_Transmission | TVA | Internal | Winter | B20 | 935 | 99999 | 0 | 46.87 | 46.86 | 0.01 | 0
2025 | TVA_Transmission_2_VACAR | TVA_Transmission | VACAR | Internal | Shoulder | B11 | 25 | 900 | 0 | 68.28 | 69.13 | 9 | 0
2025 | TVA_Transmission_2_VACAR | TVA_Transmission | VACAR | Internal | Shoulder | B12 | 200 | 900 | 0 | 53.51 | 60.05 | 9 | 0
2025 | TVA_Transmission_2_VACAR | TVA_Transmission | VACAR | Internal | Shoulder | B13 | 600 | 900 | 0 | 49.8 | 50.45 | 9 | 0
2025 | TVA_Transmission_2_VACAR | TVA_Transmission | VACAR | Internal | Shoulder | B14 | 900 | 900 | 0 | 48.71 | 50.45 | 9 | 0
2025 | TVA_Transmission_2_VACAR | TVA_Transmission | VACAR | Internal | Shoulder | B15 | 1203 | 900 | 0 | 46.59 | 46.39 | 9 | 0
2025 | TVA_Transmission_2_VACAR | TVA_Transmission | VACAR | Internal | Summer | B1 | 10 | 900 | 0.12 | 83.68 | 92.52 | 9 | 0
2025 | TVA_Transmission_2_VACAR | TVA_Transmission | VACAR | Internal | Summer | B2 | 25 | 900 | 0 | 79.49 | 80.6 | 9 | 0
2025 | TVA_Transmission_2_VACAR | TVA_Transmission | VACAR | Internal | Summer | B3 | 75 | 900 | 0 | 74.43 | 80.6 | 9 | 0
2025 | TVA_Transmission_2_VACAR | TVA_Transmission | VACAR | Internal | Summer | B4 | 100 | 900 | 0 | 74.43 | 78.98 | 9 | 0
2025 | TVA_Transmission_2_VACAR | TVA_Transmission | VACAR | Internal | Summer | B5 | 200 | 900 | 0 | 69.35 | 70.11 | 9 | 0
2025 | TVA_Transmission_2_VACAR | TVA_Transmission | VACAR | Internal | Summer | B6 | 300 | 900 | 0 | 60.65 | 61.76 | 9 | 0
2025 | TVA_Transmission_2_VACAR | TVA_Transmission | VACAR | Internal | Summer | B7 | 400 | 900 | 0 | 52.63 | 53.3 | 9 | 0
2025 | TVA_Transmission_2_VACAR | TVA_Transmission | VACAR | Internal | Summer | B8 | 500 | 900 | 0 | 46.37 | 48.38 | 9 | 0
2025 | TVA_Transmission_2_VACAR | TVA_Transmission | VACAR | Internal | Summer | B9 | 800 | 900 | 0 | 45.68 | 46.34 | 9 | 0
2025 | TVA_Transmission_2_VACAR | TVA_Transmission | VACAR | Internal | Summer | B10 | 1262 | 900 | 0 | 42.47 | 44.54 | 9 | 0
2025 | TVA_Transmission_2_VACAR | TVA_Transmission | VACAR | Internal | Winter | B16 | 25 | 900 | 8.57 | 73.12 | 82.12 | 9 | 0
2025 | TVA_Transmission_2_VACAR | TVA_Transmission | VACAR | Internal | Winter | B17 | 100 | 900 | 0 | 55.31 | 61.45 | 9 | 0
2025 | TVA_Transmission_2_VACAR | TVA_Transmission | VACAR | Internal | Winter | B18 | 400 | 900 | 0 | 50.85 | 50.54 | 9 | 0
2025 | TVA_Transmission_2_VACAR | TVA_Transmission | VACAR | Internal | Winter | B19 | 700 | 900 | 0 | 49.09 | 50.54 | 9 | 0
2025 | TVA_Transmission_2_VACAR | TVA_Transmission | VACAR | Internal | Winter | B20 | 935 | 900 | 0 | 46.87 | 47.57 | 9 | 0
2025 | VACAR_2_PJM_ROR | VACAR | PJM_ROR | Internal | Shoulder | B11 | 25 | 2000 | 0 | 69.13 | 63.13 | 7 | 0
2025 | VACAR_2_PJM_ROR | VACAR | PJM_ROR | Internal | Shoulder | B12 | 200 | 2000 | 0 | 60.05 | 54.05 | 7 | 0
2025 | VACAR_2_PJM_ROR | VACAR | PJM_ROR | Internal | Shoulder | B13 | 600 | 2000 | 0 | 50.45 | 47.64 | 7 | 0
2025 | VACAR_2_PJM_ROR | VACAR | PJM_ROR | Internal | Shoulder | B14 | 900 | 2000 | 0 | 50.45 | 44.92 | 7 | 0
2025 | VACAR_2_PJM_ROR | VACAR | PJM_ROR | Internal | Shoulder | B15 | 1203 | 2000 | 0 | 46.39 | 41.88 | 7 | 0
2025 | VACAR_2_PJM_ROR | VACAR | PJM_ROR | Internal | Summer | B1 | 10 | 2000 | 0 | 92.52 | 86.52 | 7 | 0
2025 | VACAR_2_PJM_ROR | VACAR | PJM_ROR | Internal | Summer | B2 | 25 | 2000 | 0 | 80.6 | 73.49 | 7 | 0
2025 | VACAR_2_PJM_ROR | VACAR | PJM_ROR | Internal | Summer | B3 | 75 | 2000 | 0 | 80.6 | 68.43 | 7 | 0
2025 | VACAR_2_PJM_ROR | VACAR | PJM_ROR | Internal | Summer | B4 | 100 | 2000 | 0 | 78.98 | 68.43 | 7 | 0
2025 | VACAR_2_PJM_ROR | VACAR | PJM_ROR | Internal | Summer | B5 | 200 | 2000 | 0 | 70.11 | 63.35 | 7 | 0
2025 | VACAR_2_PJM_ROR | VACAR | PJM_ROR | Internal | Summer | B6 | 300 | 2000 | 0 | 61.76 | 55.76 | 7 | 0
2025 | VACAR_2_PJM_ROR | VACAR | PJM_ROR | Internal | Summer | B7 | 400 | 2000 | 0 | 53.3 | 47.3 | 7 | 0
2025 | VACAR_2_PJM_ROR | VACAR | PJM_ROR | Internal | Summer | B8 | 500 | 2000 | 0 | 48.38 | 42.38 | 7 | 0
2025 | VACAR_2_PJM_ROR | VACAR | PJM_ROR | Internal | Summer | B9 | 800 | 2000 | 0 | 46.34 | 40.93 | 7 | 0
2025 | VACAR_2_PJM_ROR | VACAR | PJM_ROR | Internal | Summer | B10 | 1262 | 2000 | 0 | 44.54 | 38.31 | 7 | 0
2025 | VACAR_2_PJM_ROR | VACAR | PJM_ROR | Internal | Winter | B16 | 25 | 2000 | 0 | 82.12 | 67.12 | 7 | 0
2025 | VACAR_2_PJM_ROR | VACAR | PJM_ROR | Internal | Winter | B17 | 100 | 2000 | 0 | 61.45 | 55.45 | 7 | 0
2025 | VACAR_2_PJM_ROR | VACAR | PJM_ROR | Internal | Winter | B18 | 400 | 2000 | 0 | 50.54 | 49.36 | 7 | 0
2025 | VACAR_2_PJM_ROR | VACAR | PJM_ROR | Internal | Winter | B19 | 700 | 2000 | 0 | 50.54 | 47.3 | 7 | 0
2025 | VACAR_2_PJM_ROR | VACAR | PJM_ROR | Internal | Winter | B20 | 935 | 2000 | 0 | 47.57 | 41.57 | 7 | 0
2025 | VACAR_2_SOCO | VACAR | SOCO | Internal | Shoulder | B11 | 25 | 3000 | 2898.24 | 69.13 | 76.13 | 7 | 0
2025 | VACAR_2_SOCO | VACAR | SOCO | Internal | Shoulder | B12 | 200 | 3000 | 0 | 60.05 | 50.05 | 7 | 0
2025 | VACAR_2_SOCO | VACAR | SOCO | Internal | Shoulder | B13 | 600 | 3000 | 0 | 50.45 | 46.88 | 7 | 0
2025 | VACAR_2_SOCO | VACAR | SOCO | Internal | Shoulder | B14 | 900 | 3000 | 0 | 50.45 | 46.88 | 7 | 0
2025 | VACAR_2_SOCO | VACAR | SOCO | Internal | Shoulder | B15 | 1203 | 3000 | 0 | 46.39 | 46.88 | 7 | 0
2025 | VACAR_2_SOCO | VACAR | SOCO | Internal | Summer | B1 | 10 | 3000 | 0 | 92.52 | 89.5 | 7 | 0
2025 | VACAR_2_SOCO | VACAR | SOCO | Internal | Summer | B2 | 25 | 3000 | 0 | 80.6 | 78.61 | 7 | 0
2025 | VACAR_2_SOCO | VACAR | SOCO | Internal | Summer | B3 | 75 | 3000 | 0 | 80.6 | 78.61 | 7 | 0
2025 | VACAR_2_SOCO | VACAR | SOCO | Internal | Summer | B4 | 100 | 3000 | 0 | 78.98 | 77.11 | 7 | 0
2025 | VACAR_2_SOCO | VACAR | SOCO | Internal | Summer | B5 | 200 | 3000 | 1142.55 | 70.11 | 77.11 | 7 | 0
2025 | VACAR_2_SOCO | VACAR | SOCO | Internal | Summer | B6 | 300 | 3000 | 2250.82 | 61.76 | 68.76 | 7 | 0
2025 | VACAR_2_SOCO | VACAR | SOCO | Internal | Summer | B7 | 400 | 3000 | 3000 | 53.3 | 61.3 | 7 | 1
2025 | VACAR_2_SOCO | VACAR | SOCO | Internal | Summer | B8 | 500 | 3000 | 0 | 48.38 | 48.9 | 7 | 0
2025 | VACAR_2_SOCO | VACAR | SOCO | Internal | Summer | B9 | 800 | 3000 | 0 | 46.34 | 45.53 | 7 | 0
2025 | VACAR_2_SOCO | VACAR | SOCO | Internal | Summer | B10 | 1262 | 3000 | 0 | 44.54 | 45.53 | 7 | 0
2025 | VACAR_2_SOCO | VACAR | SOCO | Internal | Winter | B16 | 25 | 3000 | 0 | 82.12 | 78.12 | 7 | 0
2025 | VACAR_2_SOCO | VACAR | SOCO | Internal | Winter | B17 | 100 | 3000 | 0 | 61.45 | 51.45 | 7 | 0
2025 | VACAR_2_SOCO | VACAR | SOCO | Internal | Winter | B18 | 400 | 3000 | 0 | 50.54 | 49.67 | 7 | 0
2025 | VACAR_2_SOCO | VACAR | SOCO | Internal | Winter | B19 | 700 | 3000 | 0 | 50.54 | 49.67 | 7 | 0
2025 | VACAR_2_SOCO | VACAR | SOCO | Internal | Winter | B20 | 935 | 3000 | 0 | 47.57 | 49.67 | 7 | 0
2025 | VACAR_2_TVA_Transmission | VACAR | TVA_Transmission | Internal | Shoulder | B11 | 25 | 900 | 0 | 69.13 | 68.28 | 7 | 0
2025 | VACAR_2_TVA_Transmission | VACAR | TVA_Transmission | Internal | Shoulder | B12 | 200 | 900 | 0 | 60.05 | 53.51 | 7 | 0
2025 | VACAR_2_TVA_Transmission | VACAR | TVA_Transmission | Internal | Shoulder | B13 | 600 | 900 | 0 | 50.45 | 49.8 | 7 | 0
2025 | VACAR_2_TVA_Transmission | VACAR | TVA_Transmission | Internal | Shoulder | B14 | 900 | 900 | 0 | 50.45 | 48.71 | 7 | 0
2025 | VACAR_2_TVA_Transmission | VACAR | TVA_Transmission | Internal | Shoulder | B15 | 1203 | 900 | 0 | 46.39 | 46.59 | 7 | 0
2025 | VACAR_2_TVA_Transmission | VACAR | TVA_Transmission | Internal | Summer | B1 | 10 | 900 | 0 | 92.52 | 83.68 | 7 | 0
2025 | VACAR_2_TVA_Transmission | VACAR | TVA_Transmission | Internal | Summer | B2 | 25 | 900 | 0 | 80.6 | 79.49 | 7 | 0
2025 | VACAR_2_TVA_Transmission | VACAR | TVA_Transmission | Internal | Summer | B3 | 75 | 900 | 0 | 80.6 | 74.43 | 7 | 0
2025 | VACAR_2_TVA_Transmission | VACAR | TVA_Transmission | Internal | Summer | B4 | 100 | 900 | 0 | 78.98 | 74.43 | 7 | 0
2025 | VACAR_2_TVA_Transmission | VACAR | TVA_Transmission | Internal | Summer | B5 | 200 | 900 | 0 | 70.11 | 69.35 | 7 | 0
2025 | VACAR_2_TVA_Transmission | VACAR | TVA_Transmission | Internal | Summer | B6 | 300 | 900 | 0 | 61.76 | 60.65 | 7 | 0
2025 | VACAR_2_TVA_Transmission | VACAR | TVA_Transmission | Internal | Summer | B7 | 400 | 900 | 0 | 53.3 | 52.63 | 7 | 0
2025 | VACAR_2_TVA_Transmission | VACAR | TVA_Transmission | Internal | Summer | B8 | 500 | 900 | 0 | 48.38 | 46.37 | 7 | 0
2025 | VACAR_2_TVA_Transmission | VACAR | TVA_Transmission | Internal | Summer | B9 | 800 | 900 | 0 | 46.34 | 45.68 | 7 | 0
2025 | VACAR_2_TVA_Transmission | VACAR | TVA_Transmission | Internal | Summer | B10 | 1262 | 900 | 0 | 44.54 | 42.47 | 7 | 0
2025 | VACAR_2_TVA_Transmission | VACAR | TVA_Transmission | Internal | Winter | B16 | 25 | 900 | 0 | 82.12 | 73.12 | 7 | 0
2025 | VACAR_2_TVA_Transmission | VACAR | TVA_Transmission | Internal | Winter | B17 | 100 | 900 | 0 | 61.45 | 55.31 | 7 | 0
2025 | VACAR_2_TVA_Transmission | VACAR | TVA_Transmission | Internal | Winter | B18 | 400 | 900 | 0 | 50.54 | 50.85 | 7 | 0
2025 | VACAR_2_TVA_Transmission | VACAR | TVA_Transmission | Internal | Winter | B19 | 700 | 900 | 0 | 50.54 | 49.09 | 7 | 0
2025 | VACAR_2_TVA_Transmission | VACAR | TVA_Transmission | Internal | Winter | B20 | 935 | 900 | 0 | 47.57 | 46.87 | 7 | 0
2030 | ENT_2_MISO_MO-IL | ENT | MISO_MO-IL | Internal | Shoulder | B11 | 25 | 2260 | 0 | 74.41 | 69.08 | 8 | 0
2030 | ENT_2_MISO_MO-IL | ENT | MISO_MO-IL | Internal | Shoulder | B12 | 200 | 2260 | 0 | 50.17 | 55.52 | 8 | 0
2030 | ENT_2_MISO_MO-IL | ENT | MISO_MO-IL | Internal | Shoulder | B13 | 600 | 2260 | 0 | 50.17 | 48.68 | 8 | 0
2030 | ENT_2_MISO_MO-IL | ENT | MISO_MO-IL | Internal | Shoulder | B14 | 900 | 2260 | 0 | 49.81 | 47.85 | 8 | 0
2030 | ENT_2_MISO_MO-IL | ENT | MISO_MO-IL | Internal | Shoulder | B15 | 1203 | 2260 | 0 | 49.01 | 43.54 | 8 | 0
2030 | ENT_2_MISO_MO-IL | ENT | MISO_MO-IL | Internal | Summer | B1 | 10 | 2260 | 1.54 | 82.52 | 90.5 | 8 | 0
2030 | ENT_2_MISO_MO-IL | ENT | MISO_MO-IL | Internal | Summer | B2 | 25 | 2260 | 0 | 80.73 | 77.39 | 8 | 0
2030 | ENT_2_MISO_MO-IL | ENT | MISO_MO-IL | Internal | Summer | B3 | 75 | 2260 | 0 | 80.73 | 75 | 8 | 0
2030 | ENT_2_MISO_MO-IL | ENT | MISO_MO-IL | Internal | Summer | B4 | 100 | 2260 | 0 | 75.38 | 74.36 | 8 | 0
2030 | ENT_2_MISO_MO-IL | ENT | MISO_MO-IL | Internal | Summer | B5 | 200 | 2260 | 0 | 74.07 | 70.68 | 8 | 0
2030 | ENT_2_MISO_MO-IL | ENT | MISO_MO-IL | Internal | Summer | B6 | 300 | 2260 | 0 | 64.57 | 56.57 | 8 | 0
2030 | ENT_2_MISO_MO-IL | ENT | MISO_MO-IL | Internal | Summer | B7 | 400 | 2260 | 0 | 53.39 | 47.06 | 8 | 0
2030 | ENT_2_MISO_MO-IL | ENT | MISO_MO-IL | Internal | Summer | B8 | 500 | 2260 | 0 | 48.58 | 43.98 | 8 | 0
2030 | ENT_2_MISO_MO-IL | ENT | MISO_MO-IL | Internal | Summer | B9 | 800 | 2260 | 0 | 48.23 | 42.66 | 8 | 0
2030 | ENT_2_MISO_MO-IL | ENT | MISO_MO-IL | Internal | Summer | B10 | 1262 | 2260 | 0 | 46.65 | 40.32 | 8 | 0
2030 | ENT_2_MISO_MO-IL | ENT | MISO_MO-IL | Internal | Winter | B16 | 25 | 2260 | 0 | 72.2 | 68.04 | 8 | 0
2030 | ENT_2_MISO_MO-IL | ENT | MISO_MO-IL | Internal | Winter | B17 | 100 | 2260 | 0 | 53.3 | 55.26 | 8 | 0
2030 | ENT_2_MISO_MO-IL | ENT | MISO_MO-IL | Internal | Winter | B18 | 400 | 2260 | 0 | 53.28 | 51.01 | 8 | 0
2030 | ENT_2_MISO_MO-IL | ENT | MISO_MO-IL | Internal | Winter | B19 | 700 | 2260 | 0 | 52.92 | 47.76 | 8 | 0
2030 | ENT_2_MISO_MO-IL | ENT | MISO_MO-IL | Internal | Winter | B20 | 935 | 2260 | 0 | 51.17 | 43.17 | 8 | 0
2030 | ENT_2_SOCO | ENT | SOCO | Internal | Shoulder | B11 | 25 | 2000 | 0 | 74.41 | 79.44 | 8 | 0
2030 | ENT_2_SOCO | ENT | SOCO | Internal | Shoulder | B12 | 200 | 2000 | 0 | 50.17 | 51.1 | 8 | 0
2030 | ENT_2_SOCO | ENT | SOCO | Internal | Shoulder | B13 | 600 | 2000 | 0 | 50.17 | 50.12 | 8 | 0
2030 | ENT_2_SOCO | ENT | SOCO | Internal | Shoulder | B14 | 900 | 2000 | 0 | 49.81 | 50.12 | 8 | 0
2030 | ENT_2_SOCO | ENT | SOCO | Internal | Shoulder | B15 | 1203 | 2000 | 0 | 49.01 | 50.12 | 8 | 0
2030 | ENT_2_SOCO | ENT | SOCO | Internal | Summer | B1 | 10 | 2000 | 1640.95 | 82.52 | 90.52 | 8 | 0
2030 | ENT_2_SOCO | ENT | SOCO | Internal | Summer | B2 | 25 | 2000 | 0 | 80.73 | 83.67 | 8 | 0
2030 | ENT_2_SOCO | ENT | SOCO | Internal | Summer | B3 | 75 | 2000 | 0 | 80.73 | 83.67 | 8 | 0
2030 | ENT_2_SOCO | ENT | SOCO | Internal | Summer | B4 | 100 | 2000 | 0 | 75.38 | 82.07 | 8 | 0
2030 | ENT_2_SOCO | ENT | SOCO | Internal | Summer | B5 | 200 | 2000 | 1733.02 | 74.07 | 82.07 | 8 | 0
2030 | ENT_2_SOCO | ENT | SOCO | Internal | Summer | B6 | 300 | 2000 | 0 | 64.57 | 71.23 | 8 | 0
2030 | ENT_2_SOCO | ENT | SOCO | Internal | Summer | B7 | 400 | 2000 | 443.64 | 53.39 | 61.39 | 8 | 0
2030 | ENT_2_SOCO | ENT | SOCO | Internal | Summer | B8 | 500 | 2000 | 0 | 48.58 | 50.38 | 8 | 0
2030 | ENT_2_SOCO | ENT | SOCO | Internal | Summer | B9 | 800 | 2000 | 0 | 48.23 | 48.64 | 8 | 0
2030 | ENT_2_SOCO | ENT | SOCO | Internal | Summer | B10 | 1262 | 2000 | 0 | 46.65 | 48.64 | 8 | 0
2030 | ENT_2_SOCO | ENT | SOCO | Internal | Winter | B16 | 25 | 2000 | 1667.26 | 72.2 | 80.2 | 8 | 0
2030 | ENT_2_SOCO | ENT | SOCO | Internal | Winter | B17 | 100 | 2000 | 0 | 53.3 | 53.26 | 8 | 0
2030 | ENT_2_SOCO | ENT | SOCO | Internal | Winter | B18 | 400 | 2000 | 0 | 53.28 | 53.17 | 8 | 0
2030 | ENT_2_SOCO | ENT | SOCO | Internal | Winter | B19 | 700 | 2000 | 0 | 52.92 | 53.17 | 8 | 0
2030 | ENT_2_SOCO | ENT | SOCO | Internal | Winter | B20 | 935 | 2000 | 0 | 51.17 | 52.42 | 8 | 0
2030 | ENT_2_SPP_N | ENT | SPP_N | Internal | Shoulder | B11 | 25 | 1300 | 0 | 74.41 | 76.07 | 8 | 0
2030 | ENT_2_SPP_N | ENT | SPP_N | Internal | Shoulder | B12 | 200 | 1300 | 0 | 50.17 | 55.52 | 8 | 0
2030 | ENT_2_SPP_N | ENT | SPP_N | Internal | Shoulder | B13 | 600 | 1300 | 0 | 50.17 | 49.51 | 8 | 0
2030 | ENT_2_SPP_N | ENT | SPP_N | Internal | Shoulder | B14 | 900 | 1300 | 0 | 49.81 | 49.38 | 8 | 0
2030 | ENT_2_SPP_N | ENT | SPP_N | Internal | Shoulder | B15 | 1203 | 1300 | 0 | 49.01 | 47.97 | 8 | 0
2030 | ENT_2_SPP_N | ENT | SPP_N | Internal | Summer | B1 | 10 | 1300 | 0 | 82.52 | 85.5 | 8 | 0
2030 | ENT_2_SPP_N | ENT | SPP_N | Internal | Summer | B2 | 25 | 1300 | 0 | 80.73 | 79.41 | 8 | 0
2030 | ENT_2_SPP_N | ENT | SPP_N | Internal | Summer | B3 | 75 | 1300 | 0 | 80.73 | 79.41 | 8 | 0
2030 | ENT_2_SPP_N | ENT | SPP_N | Internal | Summer | B4 | 100 | 1300 | 0 | 75.38 | 79.41 | 8 | 0
2030 | ENT_2_SPP_N | ENT | SPP_N | Internal | Summer | B5 | 200 | 1300 | 0 | 74.07 | 74.82 | 8 | 0
2030 | ENT_2_SPP_N | ENT | SPP_N | Internal | Summer | B6 | 300 | 1300 | 0 | 64.57 | 64.57 | 8 | 0
2030 | ENT_2_SPP_N | ENT | SPP_N | Internal | Summer | B7 | 400 | 1300 | 0 | 53.39 | 54.07 | 8 | 0
2030 | ENT_2_SPP_N | ENT | SPP_N | Internal | Summer | B8 | 500 | 1300 | 0 | 48.58 | 48.47 | 8 | 0
2030 | ENT_2_SPP_N | ENT | SPP_N | Internal | Summer | B9 | 800 | 1300 | 0 | 48.23 | 46.45 | 8 | 0
2030 | ENT_2_SPP_N | ENT | SPP_N | Internal | Summer | B10 | 1262 | 1300 | 0 | 46.65 | 44.9 | 8 | 0
2030 | ENT_2_SPP_N | ENT | SPP_N | Internal | Winter | B16 | 25 | 1300 | 0 | 72.2 | 68.04 | 8 | 0
2030 | ENT_2_SPP_N | ENT | SPP_N | Internal | Winter | B17 | 100 | 1300 | 0 | 53.3 | 52.67 | 8 | 0
2030 | ENT_2_SPP_N | ENT | SPP_N | Internal | Winter | B18 | 400 | 1300 | 0 | 53.28 | 51.29 | 8 | 0
2030 | ENT_2_SPP_N | ENT | SPP_N | Internal | Winter | B19 | 700 | 1300 | 0 | 52.92 | 51.17 | 8 | 0
2030 | ENT_2_SPP_N | ENT | SPP_N | Internal | Winter | B20 | 935 | 1300 | 0 | 51.17 | 47.74 | 8 | 0
2030 | ENT_2_SPP_S | ENT | SPP_S | Internal | Shoulder | B11 | 25 | 1300 | 0 | 74.41 | 69.41 | 8 | 0
2030 | ENT_2_SPP_S | ENT | SPP_S | Internal | Shoulder | B12 | 200 | 1300 | 0 | 50.17 | 50.29 | 8 | 0
2030 | ENT_2_SPP_S | ENT | SPP_S | Internal | Shoulder | B13 | 600 | 1300 | 0 | 50.17 | 49.5 | 8 | 0
2030 | ENT_2_SPP_S | ENT | SPP_S | Internal | Shoulder | B14 | 900 | 1300 | 0 | 49.81 | 48.09 | 8 | 0
2030 | ENT_2_SPP_S | ENT | SPP_S | Internal | Shoulder | B15 | 1203 | 1300 | 0 | 49.01 | 47.98 | 8 | 0
2030 | ENT_2_SPP_S | ENT | SPP_S | Internal | Summer | B1 | 10 | 1300 | 0 | 82.52 | 77.07 | 8 | 0
2030 | ENT_2_SPP_S | ENT | SPP_S | Internal | Summer | B2 | 25 | 1300 | 0 | 80.73 | 77.07 | 8 | 0
2030 | ENT_2_SPP_S | ENT | SPP_S | Internal | Summer | B3 | 75 | 1300 | 0 | 80.73 | 75.95 | 8 | 0
2030 | ENT_2_SPP_S | ENT | SPP_S | Internal | Summer | B4 | 100 | 1300 | 0 | 75.38 | 70.38 | 8 | 0
2030 | ENT_2_SPP_S | ENT | SPP_S | Internal | Summer | B5 | 200 | 1300 | 0 | 74.07 | 67.58 | 8 | 0
2030 | ENT_2_SPP_S | ENT | SPP_S | Internal | Summer | B6 | 300 | 1300 | 0 | 64.57 | 64.58 | 8 | 0
2030 | ENT_2_SPP_S | ENT | SPP_S | Internal | Summer | B7 | 400 | 1300 | 0 | 53.39 | 54.08 | 8 | 0
2030 | ENT_2_SPP_S | ENT | SPP_S | Internal | Summer | B8 | 500 | 1300 | 0 | 48.58 | 48.48 | 8 | 0
2030 | ENT_2_SPP_S | ENT | SPP_S | Internal | Summer | B9 | 800 | 1300 | 0 | 48.23 | 46.46 | 8 | 0
2030 | ENT_2_SPP_S | ENT | SPP_S | Internal | Summer | B10 | 1262 | 1300 | 0 | 46.65 | 46.36 | 8 | 0
2030 | ENT_2_SPP_S | ENT | SPP_S | Internal | Winter | B16 | 25 | 1300 | 0 | 72.2 | 67.76 | 8 | 0
2030 | ENT_2_SPP_S | ENT | SPP_S | Internal | Winter | B17 | 100 | 1300 | 0 | 53.3 | 52.68 | 8 | 0
2030 | ENT_2_SPP_S | ENT | SPP_S | Internal | Winter | B18 | 400 | 1300 | 0 | 53.28 | 51.3 | 8 | 0
2030 | ENT_2_SPP_S | ENT | SPP_S | Internal | Winter | B19 | 700 | 1300 | 0 | 52.92 | 51.18 | 8 | 0
2030 | ENT_2_SPP_S | ENT | SPP_S | Internal | Winter | B20 | 935 | 1300 | 0 | 51.17 | 47.75 | 8 | 0
2030 | ENT_2_TVA_Transmission | ENT | TVA_Transmission | Internal | Shoulder | B11 | 25 | 2100 | 0 | 74.41 | 71.66 | 8 | 0
2030 | ENT_2_TVA_Transmission | ENT | TVA_Transmission | Internal | Shoulder | B12 | 200 | 2100 | 0 | 50.17 | 56.4 | 8 | 0
2030 | ENT_2_TVA_Transmission | ENT | TVA_Transmission | Internal | Shoulder | B13 | 600 | 2100 | 0 | 50.17 | 52.55 | 8 | 0
2030 | ENT_2_TVA_Transmission | ENT | TVA_Transmission | Internal | Shoulder | B14 | 900 | 2100 | 0 | 49.81 | 50.82 | 8 | 0
2030 | ENT_2_TVA_Transmission | ENT | TVA_Transmission | Internal | Shoulder | B15 | 1203 | 2100 | 0 | 49.01 | 49.54 | 8 | 0
2030 | ENT_2_TVA_Transmission | ENT | TVA_Transmission | Internal | Summer | B1 | 10 | 2100 | 75.41 | 82.52 | 90.51 | 8 | 0
2030 | ENT_2_TVA_Transmission | ENT | TVA_Transmission | Internal | Summer | B2 | 25 | 2100 | 0 | 80.73 | 85.39 | 8 | 0
2030 | ENT_2_TVA_Transmission | ENT | TVA_Transmission | Internal | Summer | B3 | 75 | 2100 | 0 | 80.73 | 79.8 | 8 | 0
2030 | ENT_2_TVA_Transmission | ENT | TVA_Transmission | Internal | Summer | B4 | 100 | 2100 | 0 | 75.38 | 79.19 | 8 | 0
2030 | ENT_2_TVA_Transmission | ENT | TVA_Transmission | Internal | Summer | B5 | 200 | 2100 | 0 | 74.07 | 74.14 | 8 | 0
2030 | ENT_2_TVA_Transmission | ENT | TVA_Transmission | Internal | Summer | B6 | 300 | 2100 | 0 | 64.57 | 62.23 | 8 | 0
2030 | ENT_2_TVA_Transmission | ENT | TVA_Transmission | Internal | Summer | B7 | 400 | 2100 | 0 | 53.39 | 53.26 | 8 | 0
2030 | ENT_2_TVA_Transmission | ENT | TVA_Transmission | Internal | Summer | B8 | 500 | 2100 | 0 | 48.58 | 49.26 | 8 | 0
2030 | ENT_2_TVA_Transmission | ENT | TVA_Transmission | Internal | Summer | B9 | 800 | 2100 | 0 | 48.23 | 46.34 | 8 | 0
2030 | ENT_2_TVA_Transmission | ENT | TVA_Transmission | Internal | Summer | B10 | 1262 | 2100 | 0 | 46.65 | 44.76 | 8 | 0
2030 | ENT_2_TVA_Transmission | ENT | TVA_Transmission | Internal | Winter | B16 | 25 | 2100 | 0 | 72.2 | 74.07 | 8 | 0
2030 | ENT_2_TVA_Transmission | ENT | TVA_Transmission | Internal | Winter | B17 | 100 | 2100 | 0 | 53.3 | 58.29 | 8 | 0
2030 | ENT_2_TVA_Transmission | ENT | TVA_Transmission | Internal | Winter | B18 | 400 | 2100 | 0 | 53.28 | 54.43 | 8 | 0
2030 | ENT_2_TVA_Transmission | ENT | TVA_Transmission | Internal | Winter | B19 | 700 | 2100 | 0 | 52.92 | 52.18 | 8 | 0
2030 | ENT_2_TVA_Transmission | ENT | TVA_Transmission | Internal | Winter | B20 | 935 | 2100 | 0 | 51.17 | 48.21 | 8 | 0
2030 | FRCC_2_SOCO | FRCC | SOCO | Internal | Shoulder | B11 | 25 | 900 | 0 | 89.44 | 79.44 | 8 | 0
2030 | FRCC_2_SOCO | FRCC | SOCO | Internal | Shoulder | B12 | 200 | 900 | 0 | 58.81 | 51.1 | 8 | 0
2030 | FRCC_2_SOCO | FRCC | SOCO | Internal | Shoulder | B13 | 600 | 900 | 0 | 57.72 | 50.12 | 8 | 0
2030 | FRCC_2_SOCO | FRCC | SOCO | Internal | Shoulder | B14 | 900 | 900 | 0 | 55.34 | 50.12 | 8 | 0
2030 | FRCC_2_SOCO | FRCC | SOCO | Internal | Shoulder | B15 | 1203 | 900 | 0 | 55.34 | 50.12 | 8 | 0
2030 | FRCC_2_SOCO | FRCC | SOCO | Internal | Summer | B1 | 10 | 900 | 0 | 100.52 | 90.52 | 8 | 0
2030 | FRCC_2_SOCO | FRCC | SOCO | Internal | Summer | B2 | 25 | 900 | 0 | 89.81 | 83.67 | 8 | 0
2030 | FRCC_2_SOCO | FRCC | SOCO | Internal | Summer | B3 | 75 | 900 | 0 | 89.81 | 83.67 | 8 | 0
2030 | FRCC_2_SOCO | FRCC | SOCO | Internal | Summer | B4 | 100 | 900 | 0 | 89.81 | 82.07 | 8 | 0
2030 | FRCC_2_SOCO | FRCC | SOCO | Internal | Summer | B5 | 200 | 900 | 0 | 89.81 | 82.07 | 8 | 0
2030 | FRCC_2_SOCO | FRCC | SOCO | Internal | Summer | B6 | 300 | 900 | 0 | 77.12 | 71.23 | 8 | 0
2030 | FRCC_2_SOCO | FRCC | SOCO | Internal | Summer | B7 | 400 | 900 | 0 | 71.39 | 61.39 | 8 | 0
2030 | FRCC_2_SOCO | FRCC | SOCO | Internal | Summer | B8 | 500 | 900 | 0 | 56.82 | 50.38 | 8 | 0
2030 | FRCC_2_SOCO | FRCC | SOCO | Internal | Summer | B9 | 800 | 900 | 0 | 54.47 | 48.64 | 8 | 0
2030 | FRCC_2_SOCO | FRCC | SOCO | Internal | Summer | B10 | 1262 | 900 | 0 | 54.47 | 48.64 | 8 | 0
2030 | FRCC_2_SOCO | FRCC | SOCO | Internal | Winter | B16 | 25 | 900 | 0 | 90.2 | 80.2 | 8 | 0
2030 | FRCC_2_SOCO | FRCC | SOCO | Internal | Winter | B17 | 100 | 900 | 0 | 60.39 | 53.26 | 8 | 0
2030 | FRCC_2_SOCO | FRCC | SOCO | Internal | Winter | B18 | 400 | 900 | 0 | 59.27 | 53.17 | 8 | 0
2030 | FRCC_2_SOCO | FRCC | SOCO | Internal | Winter | B19 | 700 | 900 | 0 | 57.89 | 53.17 | 8 | 0
2030 | FRCC_2_SOCO | FRCC | SOCO | Internal | Winter | B20 | 935 | 900 | 0 | 57.89 | 52.42 | 8 | 0
2030 | HQ_NEISO_2_NEISO | HQ_NEISO | NEISO | Internal | Shoulder | B11 | 25 | 99999 | 2920 | 44.15 | 44.17 | 0.01 | 0
2030 | HQ_NEISO_2_NEISO | HQ_NEISO | NEISO | Internal | Shoulder | B12 | 200 | 99999 | 2920 | 44.15 | 44.17 | 0.01 | 0
2030 | HQ_NEISO_2_NEISO | HQ_NEISO | NEISO | Internal | Shoulder | B13 | 600 | 99999 | 2920 | 44.15 | 44.17 | 0.01 | 0
2030 | HQ_NEISO_2_NEISO | HQ_NEISO | NEISO | Internal | Shoulder | B14 | 900 | 99999 | 2920 | 44.15 | 44.17 | 0.01 | 0
2030 | HQ_NEISO_2_NEISO | HQ_NEISO | NEISO | Internal | Shoulder | B15 | 1203 | 99999 | 1143.24 | 44.15 | 44.17 | 0.01 | 0
2030 | HQ_NEISO_2_NEISO | HQ_NEISO | NEISO | Internal | Summer | B1 | 10 | 99999 | 2920.01 | 88.51 | 88.53 | 0.01 | 0
2030 | HQ_NEISO_2_NEISO | HQ_NEISO | NEISO | Internal | Summer | B2 | 25 | 99999 | 2920 | 68.41 | 68.42 | 0.01 | 0
2030 | HQ_NEISO_2_NEISO | HQ_NEISO | NEISO | Internal | Summer | B3 | 75 | 99999 | 2920 | 56.79 | 56.8 | 0.01 | 0
2030 | HQ_NEISO_2_NEISO | HQ_NEISO | NEISO | Internal | Summer | B4 | 100 | 99999 | 2920 | 45.26 | 45.27 | 0.01 | 0
2030 | HQ_NEISO_2_NEISO | HQ_NEISO | NEISO | Internal | Summer | B5 | 200 | 99999 | 2920 | 40.81 | 40.82 | 0.01 | 0
2030 | HQ_NEISO_2_NEISO | HQ_NEISO | NEISO | Internal | Summer | B6 | 300 | 99999 | 2920 | 40.81 | 40.82 | 0.01 | 0
2030 | HQ_NEISO_2_NEISO | HQ_NEISO | NEISO | Internal | Summer | B7 | 400 | 99999 | 2920 | 40.81 | 40.82 | 0.01 | 0
2030 | HQ_NEISO_2_NEISO | HQ_NEISO | NEISO | Internal | Summer | B8 | 500 | 99999 | 2920 | 40.81 | 40.82 | 0.01 | 0
2030 | HQ_NEISO_2_NEISO | HQ_NEISO | NEISO | Internal | Summer | B9 | 800 | 99999 | 2920 | 40.81 | 40.82 | 0.01 | 0
2030 | HQ_NEISO_2_NEISO | HQ_NEISO | NEISO | Internal | Summer | B10 | 1262 | 99999 | 795.94 | 40.81 | 40.82 | 0.01 | 0
2030 | HQ_NEISO_2_NEISO | HQ_NEISO | NEISO | Internal | Winter | B16 | 25 | 99999 | 2920 | 54.5 | 54.51 | 0.01 | 0
2030 | HQ_NEISO_2_NEISO | HQ_NEISO | NEISO | Internal | Winter | B17 | 100 | 99999 | 2920 | 54.5 | 54.51 | 0.01 | 0
2030 | HQ_NEISO_2_NEISO | HQ_NEISO | NEISO | Internal | Winter | B18 | 400 | 99999 | 2920 | 54.01 | 54.02 | 0.01 | 0
2030 | HQ_NEISO_2_NEISO | HQ_NEISO | NEISO | Internal | Winter | B19 | 700 | 99999 | 2920 | 54 | 54.01 | 0.01 | 0
2030 | HQ_NEISO_2_NEISO | HQ_NEISO | NEISO | Internal | Winter | B20 | 935 | 99999 | 1233.58 | 54 | 54.01 | 0.01 | 0
2030 | HQ_NY_2_NYISO_A-F | HQ_NY | NYISO_A-F | Internal | Shoulder | B11 | 25 | 99999 | 1000 | 51.79 | 51.8 | 0.01 | 0
2030 | HQ_NY_2_NYISO_A-F | HQ_NY | NYISO_A-F | Internal | Shoulder | B12 | 200 | 99999 | 1000 | 49.48 | 49.49 | 0.01 | 0
2030 | HQ_NY_2_NYISO_A-F | HQ_NY | NYISO_A-F | Internal | Shoulder | B13 | 600 | 99999 | 1000 | 47.2 | 47.21 | 0.01 | 0
2030 | HQ_NY_2_NYISO_A-F | HQ_NY | NYISO_A-F | Internal | Shoulder | B14 | 900 | 99999 | 1000 | 47.2 | 47.21 | 0.01 | 0
2030 | HQ_NY_2_NYISO_A-F | HQ_NY | NYISO_A-F | Internal | Shoulder | B15 | 1203 | 99999 | 188.69 | 47.2 | 47.21 | 0.01 | 0
2030 | HQ_NY_2_NYISO_A-F | HQ_NY | NYISO_A-F | Internal | Summer | B1 | 10 | 99999 | 1000 | 85.51 | 85.53 | 0.01 | 0
2030 | HQ_NY_2_NYISO_A-F | HQ_NY | NYISO_A-F | Internal | Summer | B2 | 25 | 99999 | 1000 | 71.39 | 71.41 | 0.01 | 0
2030 | HQ_NY_2_NYISO_A-F | HQ_NY | NYISO_A-F | Internal | Summer | B3 | 75 | 99999 | 1000 | 65.78 | 65.79 | 0.01 | 0
2030 | HQ_NY_2_NYISO_A-F | HQ_NY | NYISO_A-F | Internal | Summer | B4 | 100 | 99999 | 1000 | 61.89 | 61.9 | 0.01 | 0
2030 | HQ_NY_2_NYISO_A-F | HQ_NY | NYISO_A-F | Internal | Summer | B5 | 200 | 99999 | 1000 | 54.53 | 54.54 | 0.01 | 0
2030 | HQ_NY_2_NYISO_A-F | HQ_NY | NYISO_A-F | Internal | Summer | B6 | 300 | 99999 | 1000 | 52.15 | 52.17 | 0.01 | 0
2030 | HQ_NY_2_NYISO_A-F | HQ_NY | NYISO_A-F | Internal | Summer | B7 | 400 | 99999 | 1000 | 47.06 | 47.07 | 0.01 | 0
2030 | HQ_NY_2_NYISO_A-F | HQ_NY | NYISO_A-F | Internal | Summer | B8 | 500 | 99999 | 1000 | 45.87 | 45.88 | 0.01 | 0
2030 | HQ_NY_2_NYISO_A-F | HQ_NY | NYISO_A-F | Internal | Summer | B9 | 800 | 99999 | 1000 | 44.63 | 44.64 | 0.01 | 0
2030 | HQ_NY_2_NYISO_A-F | HQ_NY | NYISO_A-F | Internal | Summer | B10 | 1262 | 99999 | 30.11 | 44.63 | 44.64 | 0.01 | 0
2030 | HQ_NY_2_NYISO_A-F | HQ_NY | NYISO_A-F | Internal | Winter | B16 | 25 | 99999 | 1000 | 55.44 | 55.45 | 0.01 | 0
2030 | HQ_NY_2_NYISO_A-F | HQ_NY | NYISO_A-F | Internal | Winter | B17 | 100 | 99999 | 1000 | 54.73 | 54.75 | 0.01 | 0
2030 | HQ_NY_2_NYISO_A-F | HQ_NY | NYISO_A-F | Internal | Winter | B18 | 400 | 99999 | 1000 | 51.01 | 51.02 | 0.01 | 0
2030 | HQ_NY_2_NYISO_A-F | HQ_NY | NYISO_A-F | Internal | Winter | B19 | 700 | 99999 | 1000 | 51 | 51.01 | 0.01 | 0
2030 | HQ_NY_2_NYISO_A-F | HQ_NY | NYISO_A-F | Internal | Winter | B20 | 935 | 99999 | 229.95 | 51 | 51.01 | 0.01 | 0
2030 | HQ_IESO_2_IESO | HQ_IESO | IESO | Internal | Shoulder | B11 | 25 | 99999 | 400 | 42.48 | 42.49 | 0.01 | 0
2030 | HQ_IESO_2_IESO | HQ_IESO | IESO | Internal | Shoulder | B12 | 200 | 99999 | 400 | 42.48 | 42.49 | 0.01 | 0
2030 | HQ_IESO_2_IESO | HQ_IESO | IESO | Internal | Shoulder | B13 | 600 | 99999 | 400 | 40.2 | 40.21 | 0.01 | 0
2030 | HQ_IESO_2_IESO | HQ_IESO | IESO | Internal | Shoulder | B14 | 900 | 99999 | 400 | 40.2 | 40.21 | 0.01 | 0
2030 | HQ_IESO_2_IESO | HQ_IESO | IESO | Internal | Shoulder | B15 | 1203 | 99999 | 75.48 | 40.2 | 40.21 | 0.01 | 0
2030 | HQ_IESO_2_IESO | HQ_IESO | IESO | Internal | Summer | B1 | 10 | 99999 | 400 | 83.51 | 83.53 | 0.01 | 0
2030 | HQ_IESO_2_IESO | HQ_IESO | IESO | Internal | Summer | B2 | 25 | 99999 | 400 | 70.36 | 70.37 | 0.01 | 0
2030 | HQ_IESO_2_IESO | HQ_IESO | IESO | Internal | Summer | B3 | 75 | 99999 | 400 | 58.78 | 58.79 | 0.01 | 0
2030 | HQ_IESO_2_IESO | HQ_IESO | IESO | Internal | Summer | B4 | 100 | 99999 | 400 | 54.89 | 54.9 | 0.01 | 0
2030 | HQ_IESO_2_IESO | HQ_IESO | IESO | Internal | Summer | B5 | 200 | 99999 | 400 | 47.53 | 47.54 | 0.01 | 0
2030 | HQ_IESO_2_IESO | HQ_IESO | IESO | Internal | Summer | B6 | 300 | 99999 | 400 | 45.15 | 45.17 | 0.01 | 0
2030 | HQ_IESO_2_IESO | HQ_IESO | IESO | Internal | Summer | B7 | 400 | 99999 | 400 | 40.06 | 40.07 | 0.01 | 0
2030 | HQ_IESO_2_IESO | HQ_IESO | IESO | Internal | Summer | B8 | 500 | 99999 | 400 | 37.63 | 37.64 | 0.01 | 0
2030 | HQ_IESO_2_IESO | HQ_IESO | IESO | Internal | Summer | B9 | 800 | 99999 | 400 | 37.63 | 37.64 | 0.01 | 0
2030 | HQ_IESO_2_IESO | HQ_IESO | IESO | Internal | Summer | B10 | 1262 | 99999 | 12.04 | 37.63 | 37.64 | 0.01 | 0
2030 | HQ_IESO_2_IESO | HQ_IESO | IESO | Internal | Winter | B16 | 25 | 99999 | 400 | 48.44 | 48.45 | 0.01 | 0
2030 | HQ_IESO_2_IESO | HQ_IESO | IESO | Internal | Winter | B17 | 100 | 99999 | 400 | 47.73 | 47.75 | 0.01 | 0
2030 | HQ_IESO_2_IESO | HQ_IESO | IESO | Internal | Winter | B18 | 400 | 99999 | 400 | 44.01 | 44.02 | 0.01 | 0
2030 | HQ_IESO_2_IESO | HQ_IESO | IESO | Internal | Winter | B19 | 700 | 99999 | 400 | 44 | 44.01 | 0.01 | 0
2030 | HQ_IESO_2_IESO | HQ_IESO | IESO | Internal | Winter | B20 | 935 | 99999 | 91.98 | 44 | 44.01 | 0.01 | 0
2030 | IESO_2_MAPP_CA | IESO | MAPP_CA | Internal | Shoulder | B11 | 25 | 262 | 262 | 42.49 | 52.06 | 7 | 2.57
2030 | IESO_2_MAPP_CA | IESO | MAPP_CA | Internal | Shoulder | B12 | 200 | 262 | 262 | 42.49 | 52.06 | 7 | 2.57
2030 | IESO_2_MAPP_CA | IESO | MAPP_CA | Internal | Shoulder | B13 | 600 | 262 | 262 | 40.21 | 48.66 | 7 | 1.44
2030 | IESO_2_MAPP_CA | IESO | MAPP_CA | Internal | Shoulder | B14 | 900 | 262 | 262 | 40.21 | 47.85 | 7 | 0.63
2030 | IESO_2_MAPP_CA | IESO | MAPP_CA | Internal | Shoulder | B15 | 1203 | 262 | 262 | 40.21 | 47.85 | 7 | 0.63
2030 | IESO_2_MAPP_CA | IESO | MAPP_CA | Internal | Summer | B1 | 10 | 262 | 0 | 83.53 | 76.49 | 7 | 0
2030 | IESO_2_MAPP_CA | IESO | MAPP_CA | Internal | Summer | B2 | 25 | 262 | 103.47 | 70.37 | 77.37 | 7 | 0
2030 | IESO_2_MAPP_CA | IESO | MAPP_CA | Internal | Summer | B3 | 75 | 262 | 164.08 | 58.79 | 65.79 | 7 | 0
2030 | IESO_2_MAPP_CA | IESO | MAPP_CA | Internal | Summer | B4 | 100 | 262 | 262 | 54.9 | 64.44 | 7 | 2.54
2030 | IESO_2_MAPP_CA | IESO | MAPP_CA | Internal | Summer | B5 | 200 | 262 | 262 | 47.54 | 60.8 | 7 | 6.26
2030 | IESO_2_MAPP_CA | IESO | MAPP_CA | Internal | Summer | B6 | 300 | 262 | 0 | 45.17 | 50.56 | 7 | 0
2030 | IESO_2_MAPP_CA | IESO | MAPP_CA | Internal | Summer | B7 | 400 | 262 | 0.05 | 40.07 | 47.06 | 7 | 0
2030 | IESO_2_MAPP_CA | IESO | MAPP_CA | Internal | Summer | B8 | 500 | 262 | 0 | 37.64 | 43.96 | 7 | 0
2030 | IESO_2_MAPP_CA | IESO | MAPP_CA | Internal | Summer | B9 | 800 | 262 | 0 | 37.64 | 42.69 | 7 | 0
2030 | IESO_2_MAPP_CA | IESO | MAPP_CA | Internal | Summer | B10 | 1262 | 262 | 0 | 37.64 | 42.69 | 7 | 0
2030 | IESO_2_MAPP_CA | IESO | MAPP_CA | Internal | Winter | B16 | 25 | 262 | 262 | 48.45 | 68.01 | 7 | 12.56
2030 | IESO_2_MAPP_CA | IESO | MAPP_CA | Internal | Winter | B17 | 100 | 262 | 262 | 47.75 | 55.23 | 7 | 0.49
2030 | IESO_2_MAPP_CA | IESO | MAPP_CA | Internal | Winter | B18 | 400 | 262 | 0.05 | 44.02 | 51.01 | 7 | 0
2030 | IESO_2_MAPP_CA | IESO | MAPP_CA | Internal | Winter | B19 | 700 | 262 | 182.71 | 44.01 | 51.01 | 7 | 0
2030 | IESO_2_MAPP_CA | IESO | MAPP_CA | Internal | Winter | B20 | 935 | 262 | 195.4 | 44.01 | 51.01 | 7 | 0
2030 | IESO_2_MISO_MI | IESO | MISO_MI | Internal | Shoulder | B11 | 25 | 1840 | 1840 | 42.49 | 68.44 | 7 | 18.94
2030 | IESO_2_MISO_MI | IESO | MISO_MI | Internal | Shoulder | B12 | 200 | 1840 | 1840 | 42.49 | 55.54 | 7 | 6.05
2030 | IESO_2_MISO_MI | IESO | MISO_MI | Internal | Shoulder | B13 | 600 | 1840 | 1840 | 40.21 | 48.71 | 7 | 1.49
2030 | IESO_2_MISO_MI | IESO | MISO_MI | Internal | Shoulder | B14 | 900 | 1840 | 1840 | 40.21 | 47.85 | 7 | 0.64
2030 | IESO_2_MISO_MI | IESO | MISO_MI | Internal | Shoulder | B15 | 1203 | 1840 | 0 | 40.21 | 43.57 | 7 | 0
2030 | IESO_2_MISO_MI | IESO | MISO_MI | Internal | Summer | B1 | 10 | 1840 | 1344.24 | 83.53 | 90.53 | 7 | 0
2030 | IESO_2_MISO_MI | IESO | MISO_MI | Internal | Summer | B2 | 25 | 1840 | 923.29 | 70.37 | 77.37 | 7 | 0
2030 | IESO_2_MISO_MI | IESO | MISO_MI | Internal | Summer | B3 | 75 | 1840 | 1840 | 58.79 | 74.97 | 7 | 9.19
2030 | IESO_2_MISO_MI | IESO | MISO_MI | Internal | Summer | B4 | 100 | 1840 | 1840 | 54.9 | 71.8 | 7 | 9.9
2030 | IESO_2_MISO_MI | IESO | MISO_MI | Internal | Summer | B5 | 200 | 1840 | 1840 | 47.54 | 70.66 | 7 | 16.12
2030 | IESO_2_MISO_MI | IESO | MISO_MI | Internal | Summer | B6 | 300 | 1840 | 1840 | 45.17 | 56.54 | 7 | 4.38
2030 | IESO_2_MISO_MI | IESO | MISO_MI | Internal | Summer | B7 | 400 | 1840 | 132.02 | 40.07 | 47.07 | 7 | 0
2030 | IESO_2_MISO_MI | IESO | MISO_MI | Internal | Summer | B8 | 500 | 1840 | 0 | 37.64 | 44.01 | 7 | 0
2030 | IESO_2_MISO_MI | IESO | MISO_MI | Internal | Summer | B9 | 800 | 1840 | 0 | 37.64 | 42.69 | 7 | 0
2030 | IESO_2_MISO_MI | IESO | MISO_MI | Internal | Summer | B10 | 1262 | 1840 | 0 | 37.64 | 40.63 | 7 | 0
2030 | IESO_2_MISO_MI | IESO | MISO_MI | Internal | Winter | B16 | 25 | 1840 | 1840 | 48.45 | 68.04 | 7 | 12.59
2030 | IESO_2_MISO_MI | IESO | MISO_MI | Internal | Winter | B17 | 100 | 1840 | 1840 | 47.75 | 55.28 | 7 | 0.53
2030 | IESO_2_MISO_MI | IESO | MISO_MI | Internal | Winter | B18 | 400 | 1840 | 1016.31 | 44.02 | 51.02 | 7 | 0
2030 | IESO_2_MISO_MI | IESO | MISO_MI | Internal | Winter | B19 | 700 | 1840 | 0 | 44.01 | 47.77 | 7 | 0
2030 | IESO_2_MISO_MI | IESO | MISO_MI | Internal | Winter | B20 | 935 | 1840 | 0 | 44.01 | 43.19 | 7 | 0
2030 | IESO_2_MISO_W | IESO | MISO_W | Internal | Shoulder | B11 | 25 | 140 | 140 | 42.49 | 69.07 | 7 | 19.58
2030 | IESO_2_MISO_W | IESO | MISO_W | Internal | Shoulder | B12 | 200 | 140 | 140 | 42.49 | 55.5 | 7 | 6.01
2030 | IESO_2_MISO_W | IESO | MISO_W | Internal | Shoulder | B13 | 600 | 140 | 140 | 40.21 | 48.67 | 7 | 1.46
2030 | IESO_2_MISO_W | IESO | MISO_W | Internal | Shoulder | B14 | 900 | 140 | 140 | 40.21 | 47.86 | 7 | 0.65
2030 | IESO_2_MISO_W | IESO | MISO_W | Internal | Shoulder | B15 | 1203 | 140 | 0 | 40.21 | 43.53 | 7 | 0
2030 | IESO_2_MISO_W | IESO | MISO_W | Internal | Summer | B1 | 10 | 140 | 0.59 | 83.53 | 90.49 | 7 | 0
2030 | IESO_2_MISO_W | IESO | MISO_W | Internal | Summer | B2 | 25 | 140 | 139.5 | 70.37 | 77.39 | 7 | 0.02
2030 | IESO_2_MISO_W | IESO | MISO_W | Internal | Summer | B3 | 75 | 140 | 140 | 58.79 | 75.99 | 7 | 10.2
2030 | IESO_2_MISO_W | IESO | MISO_W | Internal | Summer | B4 | 100 | 140 | 140 | 54.9 | 75.99 | 7 | 14.09
2030 | IESO_2_MISO_W | IESO | MISO_W | Internal | Summer | B5 | 200 | 140 | 140 | 47.54 | 70.69 | 7 | 16.15
2030 | IESO_2_MISO_W | IESO | MISO_W | Internal | Summer | B6 | 300 | 140 | 140 | 45.17 | 57.57 | 7 | 5.4
2030 | IESO_2_MISO_W | IESO | MISO_W | Internal | Summer | B7 | 400 | 140 | 108.81 | 40.07 | 47.07 | 7 | 0
2030 | IESO_2_MISO_W | IESO | MISO_W | Internal | Summer | B8 | 500 | 140 | 0 | 37.64 | 43.97 | 7 | 0
2030 | IESO_2_MISO_W | IESO | MISO_W | Internal | Summer | B9 | 800 | 140 | 0 | 37.64 | 42.67 | 7 | 0
2030 | IESO_2_MISO_W | IESO | MISO_W | Internal | Summer | B10 | 1262 | 140 | 0 | 37.64 | 40.31 | 7 | 0
2030 | IESO_2_MISO_W | IESO | MISO_W | Internal | Winter | B16 | 25 | 140 | 140 | 48.45 | 68.02 | 7 | 12.58
2030 | IESO_2_MISO_W | IESO | MISO_W | Internal | Winter | B17 | 100 | 140 | 140 | 47.75 | 55.25 | 7 | 0.5
2030 | IESO_2_MISO_W | IESO | MISO_W | Internal | Winter | B18 | 400 | 140 | 80.25 | 44.02 | 51.02 | 7 | 0
2030 | IESO_2_MISO_W | IESO | MISO_W | Internal | Winter | B19 | 700 | 140 | 0 | 44.01 | 48.13 | 7 | 0
2030 | IESO_2_MISO_W | IESO | MISO_W | Internal | Winter | B20 | 935 | 140 | 0 | 44.01 | 43.16 | 7 | 0
2030 | IESO_2_NYISO_A-F | IESO | NYISO_A-F | Internal | Shoulder | B11 | 25 | 1725 | 1725 | 42.49 | 51.8 | 7 | 2.31
2030 | IESO_2_NYISO_A-F | IESO | NYISO_A-F | Internal | Shoulder | B12 | 200 | 1725 | 1443.91 | 42.49 | 49.49 | 7 | 0
2030 | IESO_2_NYISO_A-F | IESO | NYISO_A-F | Internal | Shoulder | B13 | 600 | 1725 | 1540.83 | 40.21 | 47.21 | 7 | 0
2030 | IESO_2_NYISO_A-F | IESO | NYISO_A-F | Internal | Shoulder | B14 | 900 | 1725 | 1141.68 | 40.21 | 47.21 | 7 | 0
2030 | IESO_2_NYISO_A-F | IESO | NYISO_A-F | Internal | Shoulder | B15 | 1203 | 1725 | 637.33 | 40.21 | 47.21 | 7 | 0
2030 | IESO_2_NYISO_A-F | IESO | NYISO_A-F | Internal | Summer | B1 | 10 | 1725 | 0 | 83.53 | 85.53 | 7 | 0
2030 | IESO_2_NYISO_A-F | IESO | NYISO_A-F | Internal | Summer | B2 | 25 | 1725 | 0 | 70.37 | 71.41 | 7 | 0
2030 | IESO_2_NYISO_A-F | IESO | NYISO_A-F | Internal | Summer | B3 | 75 | 1725 | 130.14 | 58.79 | 65.79 | 7 | 0
2030 | IESO_2_NYISO_A-F | IESO | NYISO_A-F | Internal | Summer | B4 | 100 | 1725 | 950.81 | 54.9 | 61.9 | 7 | 0
2030 | IESO_2_NYISO_A-F | IESO | NYISO_A-F | Internal | Summer | B5 | 200 | 1725 | 1544.37 | 47.54 | 54.54 | 7 | 0
2030 | IESO_2_NYISO_A-F | IESO | NYISO_A-F | Internal | Summer | B6 | 300 | 1725 | 415.44 | 45.17 | 52.17 | 7 | 0
2030 | IESO_2_NYISO_A-F | IESO | NYISO_A-F | Internal | Summer | B7 | 400 | 1725 | 1018.23 | 40.07 | 47.07 | 7 | 0
2030 | IESO_2_NYISO_A-F | IESO | NYISO_A-F | Internal | Summer | B8 | 500 | 1725 | 1725 | 37.64 | 45.88 | 7 | 1.24
2030 | IESO_2_NYISO_A-F | IESO | NYISO_A-F | Internal | Summer | B9 | 800 | 1725 | 609.08 | 37.64 | 44.64 | 7 | 0
2030 | IESO_2_NYISO_A-F | IESO | NYISO_A-F | Internal | Summer | B10 | 1262 | 1725 | 216.11 | 37.64 | 44.64 | 7 | 0
2030 | IESO_2_NYISO_A-F | IESO | NYISO_A-F | Internal | Winter | B16 | 25 | 1725 | 1265.45 | 48.45 | 55.45 | 7 | 0
2030 | IESO_2_NYISO_A-F | IESO | NYISO_A-F | Internal | Winter | B17 | 100 | 1725 | 719.47 | 47.75 | 54.75 | 7 | 0
2030 | IESO_2_NYISO_A-F | IESO | NYISO_A-F | Internal | Winter | B18 | 400 | 1725 | 1380.52 | 44.02 | 51.02 | 7 | 0
2030 | IESO_2_NYISO_A-F | IESO | NYISO_A-F | Internal | Winter | B19 | 700 | 1725 | 580.26 | 44.01 | 51.01 | 7 | 0
2030 | IESO_2_NYISO_A-F | IESO | NYISO_A-F | Internal | Winter | B20 | 935 | 1725 | 109.76 | 44.01 | 51.01 | 7 | 0
2030 | MAPP_CA_2_IESO | MAPP_CA | IESO | Internal | Shoulder | B11 | 25 | 330 | 0 | 52.06 | 42.49 | 8 | 0
2030 | MAPP_CA_2_IESO | MAPP_CA | IESO | Internal | Shoulder | B12 | 200 | 330 | 0 | 52.06 | 42.49 | 8 | 0
2030 | MAPP_CA_2_IESO | MAPP_CA | IESO | Internal | Shoulder | B13 | 600 | 330 | 0 | 48.66 | 40.21 | 8 | 0
2030 | MAPP_CA_2_IESO | MAPP_CA | IESO | Internal | Shoulder | B14 | 900 | 330 | 0 | 47.85 | 40.21 | 8 | 0
2030 | MAPP_CA_2_IESO | MAPP_CA | IESO | Internal | Shoulder | B15 | 1203 | 330 | 0 | 47.85 | 40.21 | 8 | 0
2030 | MAPP_CA_2_IESO | MAPP_CA | IESO | Internal | Summer | B1 | 10 | 330 | 0.02 | 76.49 | 83.53 | 8 | 0
2030 | MAPP_CA_2_IESO | MAPP_CA | IESO | Internal | Summer | B2 | 25 | 330 | 0 | 77.37 | 70.37 | 8 | 0
2030 | MAPP_CA_2_IESO | MAPP_CA | IESO | Internal | Summer | B3 | 75 | 330 | 0 | 65.79 | 58.79 | 8 | 0
2030 | MAPP_CA_2_IESO | MAPP_CA | IESO | Internal | Summer | B4 | 100 | 330 | 0 | 64.44 | 54.9 | 8 | 0
2030 | MAPP_CA_2_IESO | MAPP_CA | IESO | Internal | Summer | B5 | 200 | 330 | 0 | 60.8 | 47.54 | 8 | 0
2030 | MAPP_CA_2_IESO | MAPP_CA | IESO | Internal | Summer | B6 | 300 | 330 | 0 | 50.56 | 45.17 | 8 | 0
2030 | MAPP_CA_2_IESO | MAPP_CA | IESO | Internal | Summer | B7 | 400 | 330 | 0 | 47.06 | 40.07 | 8 | 0
2030 | MAPP_CA_2_IESO | MAPP_CA | IESO | Internal | Summer | B8 | 500 | 330 | 0 | 43.96 | 37.64 | 8 | 0
2030 | MAPP_CA_2_IESO | MAPP_CA | IESO | Internal | Summer | B9 | 800 | 330 | 0 | 42.69 | 37.64 | 8 | 0
2030 | MAPP_CA_2_IESO | MAPP_CA | IESO | Internal | Summer | B10 | 1262 | 330 | 0 | 42.69 | 37.64 | 8 | 0
2030 | MAPP_CA_2_IESO | MAPP_CA | IESO | Internal | Winter | B16 | 25 | 330 | 0 | 68.01 | 48.45 | 8 | 0
2030 | MAPP_CA_2_IESO | MAPP_CA | IESO | Internal | Winter | B17 | 100 | 330 | 0 | 55.23 | 47.75 | 8 | 0
2030 | MAPP_CA_2_IESO | MAPP_CA | IESO | Internal | Winter | B18 | 400 | 330 | 0 | 51.01 | 44.02 | 8 | 0
2030 | MAPP_CA_2_IESO | MAPP_CA | IESO | Internal | Winter | B19 | 700 | 330 | 0 | 51.01 | 44.01 | 8 | 0
2030 | MAPP_CA_2_IESO | MAPP_CA | IESO | Internal | Winter | B20 | 935 | 330 | 0 | 51.01 | 44.01 | 8 | 0
2030 | MAPP_CA_2_MAPP_US | MAPP_CA | MAPP_US | Internal | Shoulder | B11 | 25 | 372 | 372 | 52.06 | 66.64 | 7 | 7.57
2030 | MAPP_CA_2_MAPP_US | MAPP_CA | MAPP_US | Internal | Shoulder | B12 | 200 | 372 | 0 | 52.06 | 48.5 | 7 | 0
2030 | MAPP_CA_2_MAPP_US | MAPP_CA | MAPP_US | Internal | Shoulder | B13 | 600 | 372 | 0 | 48.66 | 42.5 | 7 | 0
2030 | MAPP_CA_2_MAPP_US | MAPP_CA | MAPP_US | Internal | Shoulder | B14 | 900 | 372 | 0 | 47.85 | 42.5 | 7 | 0
2030 | MAPP_CA_2_MAPP_US | MAPP_CA | MAPP_US | Internal | Shoulder | B15 | 1203 | 372 | 0 | 47.85 | 42.5 | 7 | 0
2030 | MAPP_CA_2_MAPP_US | MAPP_CA | MAPP_US | Internal | Summer | B1 | 10 | 372 | 8.49 | 76.49 | 83.49 | 7 | 0
2030 | MAPP_CA_2_MAPP_US | MAPP_CA | MAPP_US | Internal | Summer | B2 | 25 | 372 | 0 | 77.37 | 72.4 | 7 | 0
2030 | MAPP_CA_2_MAPP_US | MAPP_CA | MAPP_US | Internal | Summer | B3 | 75 | 372 | 0 | 65.79 | 72.4 | 7 | 0
2030 | MAPP_CA_2_MAPP_US | MAPP_CA | MAPP_US | Internal | Summer | B4 | 100 | 372 | 199.49 | 64.44 | 71.44 | 7 | 0
2030 | MAPP_CA_2_MAPP_US | MAPP_CA | MAPP_US | Internal | Summer | B5 | 200 | 372 | 279.22 | 60.8 | 67.8 | 7 | 0
2030 | MAPP_CA_2_MAPP_US | MAPP_CA | MAPP_US | Internal | Summer | B6 | 300 | 372 | 153.28 | 50.56 | 57.56 | 7 | 0
2030 | MAPP_CA_2_MAPP_US | MAPP_CA | MAPP_US | Internal | Summer | B7 | 400 | 372 | 0 | 47.06 | 45.85 | 7 | 0
2030 | MAPP_CA_2_MAPP_US | MAPP_CA | MAPP_US | Internal | Summer | B8 | 500 | 372 | 0 | 43.96 | 39.44 | 7 | 0
2030 | MAPP_CA_2_MAPP_US | MAPP_CA | MAPP_US | Internal | Summer | B9 | 800 | 372 | 0 | 42.69 | 39.44 | 7 | 0
2030 | MAPP_CA_2_MAPP_US | MAPP_CA | MAPP_US | Internal | Summer | B10 | 1262 | 372 | 0 | 42.69 | 35.69 | 7 | 0
2030 | MAPP_CA_2_MAPP_US | MAPP_CA | MAPP_US | Internal | Winter | B16 | 25 | 372 | 0 | 68.01 | 61.02 | 7 | 0
2030 | MAPP_CA_2_MAPP_US | MAPP_CA | MAPP_US | Internal | Winter | B17 | 100 | 372 | 0 | 55.23 | 48.25 | 7 | 0
2030 | MAPP_CA_2_MAPP_US | MAPP_CA | MAPP_US | Internal | Winter | B18 | 400 | 372 | 0 | 51.01 | 44.28 | 7 | 0
2030 | MAPP_CA_2_MAPP_US | MAPP_CA | MAPP_US | Internal | Winter | B19 | 700 | 372 | 0 | 51.01 | 44.28 | 7 | 0
2030 | MAPP_CA_2_MAPP_US | MAPP_CA | MAPP_US | Internal | Winter | B20 | 935 | 372 | 0 | 51.01 | 40.73 | 7 | 0
2030 | MAPP_CA_2_MISO_W | MAPP_CA | MISO_W | Internal | Shoulder | B11 | 25 | 1970 | 1970 | 52.06 | 69.07 | 0.01 | 16.99
2030 | MAPP_CA_2_MISO_W | MAPP_CA | MISO_W | Internal | Shoulder | B12 | 200 | 1970 | 1970 | 52.06 | 55.5 | 0.01 | 3.43
2030 | MAPP_CA_2_MISO_W | MAPP_CA | MISO_W | Internal | Shoulder | B13 | 600 | 1970 | 1369.68 | 48.66 | 48.67 | 0.01 | 0
2030 | MAPP_CA_2_MISO_W | MAPP_CA | MISO_W | Internal | Shoulder | B14 | 900 | 1970 | 614.96 | 47.85 | 47.86 | 0.01 | 0
2030 | MAPP_CA_2_MISO_W | MAPP_CA | MISO_W | Internal | Shoulder | B15 | 1203 | 1970 | 0 | 47.85 | 43.53 | 0.01 | 0
2030 | MAPP_CA_2_MISO_W | MAPP_CA | MISO_W | Internal | Summer | B1 | 10 | 1970 | 1970 | 76.49 | 90.49 | 0.01 | 13.99
2030 | MAPP_CA_2_MISO_W | MAPP_CA | MISO_W | Internal | Summer | B2 | 25 | 1970 | 1968.44 | 77.37 | 77.39 | 0.01 | 0.01
2030 | MAPP_CA_2_MISO_W | MAPP_CA | MISO_W | Internal | Summer | B3 | 75 | 1970 | 1970 | 65.79 | 75.99 | 0.01 | 10.19
2030 | MAPP_CA_2_MISO_W | MAPP_CA | MISO_W | Internal | Summer | B4 | 100 | 1970 | 1970 | 64.44 | 75.99 | 0.01 | 11.54
2030 | MAPP_CA_2_MISO_W | MAPP_CA | MISO_W | Internal | Summer | B5 | 200 | 1970 | 1970 | 60.8 | 70.69 | 0.01 | 9.88
2030 | MAPP_CA_2_MISO_W | MAPP_CA | MISO_W | Internal | Summer | B6 | 300 | 1970 | 1970 | 50.56 | 57.57 | 0.01 | 7
2030 | MAPP_CA_2_MISO_W | MAPP_CA | MISO_W | Internal | Summer | B7 | 400 | 1970 | 1174.74 | 47.06 | 47.07 | 0.01 | 0
2030 | MAPP_CA_2_MISO_W | MAPP_CA | MISO_W | Internal | Summer | B8 | 500 | 1970 | 1111.16 | 43.96 | 43.97 | 0.01 | 0
2030 | MAPP_CA_2_MISO_W | MAPP_CA | MISO_W | Internal | Summer | B9 | 800 | 1970 | 0.01 | 42.69 | 42.67 | 0.01 | 0
2030 | MAPP_CA_2_MISO_W | MAPP_CA | MISO_W | Internal | Summer | B10 | 1262 | 1970 | 0 | 42.69 | 40.31 | 0.01 | 0
2030 | MAPP_CA_2_MISO_W | MAPP_CA | MISO_W | Internal | Winter | B16 | 25 | 1970 | 1003.88 | 68.01 | 68.02 | 0.01 | 0
2030 | MAPP_CA_2_MISO_W | MAPP_CA | MISO_W | Internal | Winter | B17 | 100 | 1970 | 464.79 | 55.23 | 55.25 | 0.01 | 0
2030 | MAPP_CA_2_MISO_W | MAPP_CA | MISO_W | Internal | Winter | B18 | 400 | 1970 | 45.17 | 51.01 | 51.02 | 0.01 | 0
2030 | MAPP_CA_2_MISO_W | MAPP_CA | MISO_W | Internal | Winter | B19 | 700 | 1970 | 0 | 51.01 | 48.13 | 0.01 | 0
2030 | MAPP_CA_2_MISO_W | MAPP_CA | MISO_W | Internal | Winter | B20 | 935 | 1970 | 0 | 51.01 | 43.16 | 0.01 | 0
2030 | MAPP_US_2_MAPP_CA | MAPP_US | MAPP_CA | Internal | Shoulder | B11 | 25 | 165 | 0 | 66.64 | 52.06 | 7 | 0
2030 | MAPP_US_2_MAPP_CA | MAPP_US | MAPP_CA | Internal | Shoulder | B12 | 200 | 165 | 0 | 48.5 | 52.06 | 7 | 0
2030 | MAPP_US_2_MAPP_CA | MAPP_US | MAPP_CA | Internal | Shoulder | B13 | 600 | 165 | 0 | 42.5 | 48.66 | 7 | 0
2030 | MAPP_US_2_MAPP_CA | MAPP_US | MAPP_CA | Internal | Shoulder | B14 | 900 | 165 | 0 | 42.5 | 47.85 | 7 | 0
2030 | MAPP_US_2_MAPP_CA | MAPP_US | MAPP_CA | Internal | Shoulder | B15 | 1203 | 165 | 0 | 42.5 | 47.85 | 7 | 0
2030 | MAPP_US_2_MAPP_CA | MAPP_US | MAPP_CA | Internal | Summer | B1 | 10 | 165 | 0 | 83.49 | 76.49 | 7 | 0
2030 | MAPP_US_2_MAPP_CA | MAPP_US | MAPP_CA | Internal | Summer | B2 | 25 | 165 | 0 | 72.4 | 77.37 | 7 | 0
2030 | MAPP_US_2_MAPP_CA | MAPP_US | MAPP_CA | Internal | Summer | B3 | 75 | 165 | 0 | 72.4 | 65.79 | 7 | 0
2030 | MAPP_US_2_MAPP_CA | MAPP_US | MAPP_CA | Internal | Summer | B4 | 100 | 165 | 0 | 71.44 | 64.44 | 7 | 0
2030 | MAPP_US_2_MAPP_CA | MAPP_US | MAPP_CA | Internal | Summer | B5 | 200 | 165 | 0 | 67.8 | 60.8 | 7 | 0
2030 | MAPP_US_2_MAPP_CA | MAPP_US | MAPP_CA | Internal | Summer | B6 | 300 | 165 | 0 | 57.56 | 50.56 | 7 | 0
2030 | MAPP_US_2_MAPP_CA | MAPP_US | MAPP_CA | Internal | Summer | B7 | 400 | 165 | 0 | 45.85 | 47.06 | 7 | 0
2030 | MAPP_US_2_MAPP_CA | MAPP_US | MAPP_CA | Internal | Summer | B8 | 500 | 165 | 0 | 39.44 | 43.96 | 7 | 0
2030 | MAPP_US_2_MAPP_CA | MAPP_US | MAPP_CA | Internal | Summer | B9 | 800 | 165 | 0 | 39.44 | 42.69 | 7 | 0
2030 | MAPP_US_2_MAPP_CA | MAPP_US | MAPP_CA | Internal | Summer | B10 | 1262 | 165 | 146.68 | 35.69 | 42.69 | 7 | 0
2030 | MAPP_US_2_MAPP_CA | MAPP_US | MAPP_CA | Internal | Winter | B16 | 25 | 165 | 0.68 | 61.02 | 68.01 | 7 | 0
2030 | MAPP_US_2_MAPP_CA | MAPP_US | MAPP_CA | Internal | Winter | B17 | 100 | 165 | 0.19 | 48.25 | 55.23 | 7 | 0
2030 | MAPP_US_2_MAPP_CA | MAPP_US | MAPP_CA | Internal | Winter | B18 | 400 | 165 | 0 | 44.28 | 51.01 | 7 | 0
2030 | MAPP_US_2_MAPP_CA | MAPP_US | MAPP_CA | Internal | Winter | B19 | 700 | 165 | 0 | 44.28 | 51.01 | 7 | 0
2030 | MAPP_US_2_MAPP_CA | MAPP_US | MAPP_CA | Internal | Winter | B20 | 935 | 165 | 165 | 40.73 | 51.01 | 7 | 3.28
2030 | MAPP_US_2_MISO_W | MAPP_US | MISO_W | Internal | Shoulder | B11 | 25 | 2635 | 0 | 66.64 | 69.07 | 7 | 0
2030 | MAPP_US_2_MISO_W | MAPP_US | MISO_W | Internal | Shoulder | B12 | 200 | 2635 | 895.23 | 48.5 | 55.5 | 7 | 0
2030 | MAPP_US_2_MISO_W | MAPP_US | MISO_W | Internal | Shoulder | B13 | 600 | 2635 | 0 | 42.5 | 48.67 | 7 | 0
2030 | MAPP_US_2_MISO_W | MAPP_US | MISO_W | Internal | Shoulder | B14 | 900 | 2635 | 0 | 42.5 | 47.86 | 7 | 0
2030 | MAPP_US_2_MISO_W | MAPP_US | MISO_W | Internal | Shoulder | B15 | 1203 | 2635 | 0 | 42.5 | 43.53 | 7 | 0
2030 | MAPP_US_2_MISO_W | MAPP_US | MISO_W | Internal | Summer | B1 | 10 | 2635 | 1736.63 | 83.49 | 90.49 | 7 | 0
2030 | MAPP_US_2_MISO_W | MAPP_US | MISO_W | Internal | Summer | B2 | 25 | 2635 | 0 | 72.4 | 77.39 | 7 | 0
2030 | MAPP_US_2_MISO_W | MAPP_US | MISO_W | Internal | Summer | B3 | 75 | 2635 | 0 | 72.4 | 75.99 | 7 | 0
2030 | MAPP_US_2_MISO_W | MAPP_US | MISO_W | Internal | Summer | B4 | 100 | 2635 | 0 | 71.44 | 75.99 | 7 | 0
2030 | MAPP_US_2_MISO_W | MAPP_US | MISO_W | Internal | Summer | B5 | 200 | 2635 | 0 | 67.8 | 70.69 | 7 | 0
2030 | MAPP_US_2_MISO_W | MAPP_US | MISO_W | Internal | Summer | B6 | 300 | 2635 | 0 | 57.56 | 57.57 | 7 | 0
2030 | MAPP_US_2_MISO_W | MAPP_US | MISO_W | Internal | Summer | B7 | 400 | 2635 | 0 | 45.85 | 47.07 | 7 | 0
2030 | MAPP_US_2_MISO_W | MAPP_US | MISO_W | Internal | Summer | B8 | 500 | 2635 | 0 | 39.44 | 43.97 | 7 | 0
2030 | MAPP_US_2_MISO_W | MAPP_US | MISO_W | Internal | Summer | B9 | 800 | 2635 | 0 | 39.44 | 42.67 | 7 | 0
2030 | MAPP_US_2_MISO_W | MAPP_US | MISO_W | Internal | Summer | B10 | 1262 | 2635 | 0 | 35.69 | 40.31 | 7 | 0
2030 | MAPP_US_2_MISO_W | MAPP_US | MISO_W | Internal | Winter | B16 | 25 | 2635 | 1171.29 | 61.02 | 68.02 | 7 | 0
2030 | MAPP_US_2_MISO_W | MAPP_US | MISO_W | Internal | Winter | B17 | 100 | 2635 | 859.02 | 48.25 | 55.25 | 7 | 0
2030 | MAPP_US_2_MISO_W | MAPP_US | MISO_W | Internal | Winter | B18 | 400 | 2635 | 0 | 44.28 | 51.02 | 7 | 0
2030 | MAPP_US_2_MISO_W | MAPP_US | MISO_W | Internal | Winter | B19 | 700 | 2635 | 0 | 44.28 | 48.13 | 7 | 0
2030 | MAPP_US_2_MISO_W | MAPP_US | MISO_W | Internal | Winter | B20 | 935 | 2635 | 0 | 40.73 | 43.16 | 7 | 0
2030 | MAPP_US_2_NE | MAPP_US | NE | Internal | Shoulder | B11 | 25 | 2000 | 1972.56 | 66.64 | 73.64 | 7 | 0
2030 | MAPP_US_2_NE | MAPP_US | NE | Internal | Shoulder | B12 | 200 | 2000 | 306.69 | 48.5 | 55.5 | 7 | 0
2030 | MAPP_US_2_NE | MAPP_US | NE | Internal | Shoulder | B13 | 600 | 2000 | 452.19 | 42.5 | 49.5 | 7 | 0
2030 | MAPP_US_2_NE | MAPP_US | NE | Internal | Shoulder | B14 | 900 | 2000 | 0 | 42.5 | 49.37 | 7 | 0
2030 | MAPP_US_2_NE | MAPP_US | NE | Internal | Shoulder | B15 | 1203 | 2000 | 0 | 42.5 | 47.96 | 7 | 0
2030 | MAPP_US_2_NE | MAPP_US | NE | Internal | Summer | B1 | 10 | 2000 | 0 | 83.49 | 85.49 | 7 | 0
2030 | MAPP_US_2_NE | MAPP_US | NE | Internal | Summer | B2 | 25 | 2000 | 1169.05 | 72.4 | 79.4 | 7 | 0
2030 | MAPP_US_2_NE | MAPP_US | NE | Internal | Summer | B3 | 75 | 2000 | 1127.67 | 72.4 | 79.4 | 7 | 0
2030 | MAPP_US_2_NE | MAPP_US | NE | Internal | Summer | B4 | 100 | 2000 | 1618.79 | 71.44 | 78.44 | 7 | 0
2030 | MAPP_US_2_NE | MAPP_US | NE | Internal | Summer | B5 | 200 | 2000 | 1618.24 | 67.8 | 74.8 | 7 | 0
2030 | MAPP_US_2_NE | MAPP_US | NE | Internal | Summer | B6 | 300 | 2000 | 1408.54 | 57.56 | 64.56 | 7 | 0
2030 | MAPP_US_2_NE | MAPP_US | NE | Internal | Summer | B7 | 400 | 2000 | 1517.08 | 45.85 | 52.85 | 7 | 0
2030 | MAPP_US_2_NE | MAPP_US | NE | Internal | Summer | B8 | 500 | 2000 | 1487.02 | 39.44 | 46.44 | 7 | 0
2030 | MAPP_US_2_NE | MAPP_US | NE | Internal | Summer | B9 | 800 | 2000 | 988.45 | 39.44 | 46.44 | 7 | 0
2030 | MAPP_US_2_NE | MAPP_US | NE | Internal | Summer | B10 | 1262 | 2000 | 729.14 | 35.69 | 42.69 | 7 | 0
2030 | MAPP_US_2_NE | MAPP_US | NE | Internal | Winter | B16 | 25 | 2000 | 201.22 | 61.02 | 68.02 | 7 | 0
2030 | MAPP_US_2_NE | MAPP_US | NE | Internal | Winter | B17 | 100 | 2000 | 0 | 48.25 | 52.66 | 7 | 0
2030 | MAPP_US_2_NE | MAPP_US | NE | Internal | Winter | B18 | 400 | 2000 | 468.04 | 44.28 | 51.28 | 7 | 0
2030 | MAPP_US_2_NE | MAPP_US | NE | Internal | Winter | B19 | 700 | 2000 | 0 | 44.28 | 51.16 | 7 | 0
2030 | MAPP_US_2_NE | MAPP_US | NE | Internal | Winter | B20 | 935 | 2000 | 186.43 | 40.73 | 47.73 | 7 | 0
2030 | MARITIMES_2_NEISO | MARITIMES | NEISO | Internal | Shoulder | B11 | 25 | 99999 | 1400 | 44.15 | 44.17 | 0.01 | 0
2030 | MARITIMES_2_NEISO | MARITIMES | NEISO | Internal | Shoulder | B12 | 200 | 99999 | 1400 | 44.15 | 44.17 | 0.01 | 0
2030 | MARITIMES_2_NEISO | MARITIMES | NEISO | Internal | Shoulder | B13 | 600 | 99999 | 1400 | 44.15 | 44.17 | 0.01 | 0
2030 | MARITIMES_2_NEISO | MARITIMES | NEISO | Internal | Shoulder | B14 | 900 | 99999 | 1400 | 44.15 | 44.17 | 0.01 | 0
2030 | MARITIMES_2_NEISO | MARITIMES | NEISO | Internal | Shoulder | B15 | 1203 | 99999 | 426.43 | 44.15 | 44.17 | 0.01 | 0
2030 | MARITIMES_2_NEISO | MARITIMES | NEISO | Internal | Summer | B1 | 10 | 99999 | 1400.01 | 88.51 | 88.53 | 0.01 | 0
2030 | MARITIMES_2_NEISO | MARITIMES | NEISO | Internal | Summer | B2 | 25 | 99999 | 1400 | 68.41 | 68.42 | 0.01 | 0
2030 | MARITIMES_2_NEISO | MARITIMES | NEISO | Internal | Summer | B3 | 75 | 99999 | 1400 | 56.79 | 56.8 | 0.01 | 0
2030 | MARITIMES_2_NEISO | MARITIMES | NEISO | Internal | Summer | B4 | 100 | 99999 | 1400 | 45.26 | 45.27 | 0.01 | 0
2030 | MARITIMES_2_NEISO | MARITIMES | NEISO | Internal | Summer | B5 | 200 | 99999 | 1400 | 40.81 | 40.82 | 0.01 | 0
2030 | MARITIMES_2_NEISO | MARITIMES | NEISO | Internal | Summer | B6 | 300 | 99999 | 1400 | 40.81 | 40.82 | 0.01 | 0
2030 | MARITIMES_2_NEISO | MARITIMES | NEISO | Internal | Summer | B7 | 400 | 99999 | 1400 | 40.81 | 40.82 | 0.01 | 0
2030 | MARITIMES_2_NEISO | MARITIMES | NEISO | Internal | Summer | B8 | 500 | 99999 | 1400 | 40.81 | 40.82 | 0.01 | 0
2030 | MARITIMES_2_NEISO | MARITIMES | NEISO | Internal | Summer | B9 | 800 | 99999 | 1400 | 40.81 | 40.82 | 0.01 | 0
2030 | MARITIMES_2_NEISO | MARITIMES | NEISO | Internal | Summer | B10 | 1262 | 99999 | 236.13 | 40.81 | 40.82 | 0.01 | 0
2030 | MARITIMES_2_NEISO | MARITIMES | NEISO | Internal | Winter | B16 | 25 | 99999 | 1400 | 54.5 | 54.51 | 0.01 | 0
2030 | MARITIMES_2_NEISO | MARITIMES | NEISO | Internal | Winter | B17 | 100 | 99999 | 1400 | 54.5 | 54.51 | 0.01 | 0
2030 | MARITIMES_2_NEISO | MARITIMES | NEISO | Internal | Winter | B18 | 400 | 99999 | 1400 | 54.01 | 54.02 | 0.01 | 0
2030 | MARITIMES_2_NEISO | MARITIMES | NEISO | Internal | Winter | B19 | 700 | 99999 | 1400 | 54 | 54.01 | 0.01 | 0
2030 | MARITIMES_2_NEISO | MARITIMES | NEISO | Internal | Winter | B20 | 935 | 99999 | 475.94 | 54 | 54.01 | 0.01 | 0
2030 | MISO_IN_2_MISO_MI | MISO_IN | MISO_MI | Internal | Shoulder | B11 | 25 | 5000 | 0.01 | 69.07 | 68.44 | 0.01 | 0
2030 | MISO_IN_2_MISO_MI | MISO_IN | MISO_MI | Internal | Shoulder | B12 | 200 | 5000 | 222.53 | 55.53 | 55.54 | 0.01 | 0
2030 | MISO_IN_2_MISO_MI | MISO_IN | MISO_MI | Internal | Shoulder | B13 | 600 | 5000 | 1308.52 | 48.7 | 48.71 | 0.01 | 0
2030 | MISO_IN_2_MISO_MI | MISO_IN | MISO_MI | Internal | Shoulder | B14 | 900 | 5000 | 1388.35 | 47.84 | 47.85 | 0.01 | 0
2030 | MISO_IN_2_MISO_MI | MISO_IN | MISO_MI | Internal | Shoulder | B15 | 1203 | 5000 | 3057.78 | 43.55 | 43.57 | 0.01 | 0
2030 | MISO_IN_2_MISO_MI | MISO_IN | MISO_MI | Internal | Summer | B1 | 10 | 5000 | 271.82 | 90.51 | 90.53 | 0.01 | 0
2030 | MISO_IN_2_MISO_MI | MISO_IN | MISO_MI | Internal | Summer | B2 | 25 | 5000 | 0.4 | 77.38 | 77.37 | 0.01 | 0
2030 | MISO_IN_2_MISO_MI | MISO_IN | MISO_MI | Internal | Summer | B3 | 75 | 5000 | 0.13 | 74.99 | 74.97 | 0.01 | 0
2030 | MISO_IN_2_MISO_MI | MISO_IN | MISO_MI | Internal | Summer | B4 | 100 | 5000 | 0 | 74.35 | 71.8 | 0.01 | 0
2030 | MISO_IN_2_MISO_MI | MISO_IN | MISO_MI | Internal | Summer | B5 | 200 | 5000 | 0.05 | 70.67 | 70.66 | 0.01 | 0
2030 | MISO_IN_2_MISO_MI | MISO_IN | MISO_MI | Internal | Summer | B6 | 300 | 5000 | 0.03 | 56.56 | 56.54 | 0.01 | 0
2030 | MISO_IN_2_MISO_MI | MISO_IN | MISO_MI | Internal | Summer | B7 | 400 | 5000 | 2796.26 | 47.06 | 47.07 | 0.01 | 0
2030 | MISO_IN_2_MISO_MI | MISO_IN | MISO_MI | Internal | Summer | B8 | 500 | 5000 | 4118.89 | 44 | 44.01 | 0.01 | 0
2030 | MISO_IN_2_MISO_MI | MISO_IN | MISO_MI | Internal | Summer | B9 | 800 | 5000 | 3659.95 | 42.67 | 42.69 | 0.01 | 0
2030 | MISO_IN_2_MISO_MI | MISO_IN | MISO_MI | Internal | Summer | B10 | 1262 | 5000 | 3084.93 | 40.62 | 40.63 | 0.01 | 0
2030 | MISO_IN_2_MISO_MI | MISO_IN | MISO_MI | Internal | Winter | B16 | 25 | 5000 | 0.4 | 68.05 | 68.04 | 0.01 | 0
2030 | MISO_IN_2_MISO_MI | MISO_IN | MISO_MI | Internal | Winter | B17 | 100 | 5000 | 792.78 | 55.27 | 55.28 | 0.01 | 0
2030 | MISO_IN_2_MISO_MI | MISO_IN | MISO_MI | Internal | Winter | B18 | 400 | 5000 | 885.28 | 51.01 | 51.02 | 0.01 | 0
2030 | MISO_IN_2_MISO_MI | MISO_IN | MISO_MI | Internal | Winter | B19 | 700 | 5000 | 1885.3 | 47.76 | 47.77 | 0.01 | 0
2030 | MISO_IN_2_MISO_MI | MISO_IN | MISO_MI | Internal | Winter | B20 | 935 | 5000 | 1079.6 | 43.18 | 43.19 | 0.01 | 0
2030 | MISO_IN_2_MISO_MO-IL | MISO_IN | MISO_MO-IL | Internal | Shoulder | B11 | 25 | 5000 | 1292.81 | 69.07 | 69.08 | 0.01 | 0
2030 | MISO_IN_2_MISO_MO-IL | MISO_IN | MISO_MO-IL | Internal | Shoulder | B12 | 200 | 5000 | 0.05 | 55.53 | 55.52 | 0.01 | 0
2030 | MISO_IN_2_MISO_MO-IL | MISO_IN | MISO_MO-IL | Internal | Shoulder | B13 | 600 | 5000 | 0.02 | 48.7 | 48.68 | 0.01 | 0
2030 | MISO_IN_2_MISO_MO-IL | MISO_IN | MISO_MO-IL | Internal | Shoulder | B14 | 900 | 5000 | 0.13 | 47.84 | 47.85 | 0.01 | 0
2030 | MISO_IN_2_MISO_MO-IL | MISO_IN | MISO_MO-IL | Internal | Shoulder | B15 | 1203 | 5000 | 0 | 43.55 | 43.54 | 0.01 | 0
2030 | MISO_IN_2_MISO_MO-IL | MISO_IN | MISO_MO-IL | Internal | Summer | B1 | 10 | 5000 | 0.98 | 90.51 | 90.5 | 0.01 | 0
2030 | MISO_IN_2_MISO_MO-IL | MISO_IN | MISO_MO-IL | Internal | Summer | B2 | 25 | 5000 | 397.3 | 77.38 | 77.39 | 0.01 | 0
2030 | MISO_IN_2_MISO_MO-IL | MISO_IN | MISO_MO-IL | Internal | Summer | B3 | 75 | 5000 | 680.13 | 74.99 | 75 | 0.01 | 0
2030 | MISO_IN_2_MISO_MO-IL | MISO_IN | MISO_MO-IL | Internal | Summer | B4 | 100 | 5000 | 2232.4 | 74.35 | 74.36 | 0.01 | 0
2030 | MISO_IN_2_MISO_MO-IL | MISO_IN | MISO_MO-IL | Internal | Summer | B5 | 200 | 5000 | 656.62 | 70.67 | 70.68 | 0.01 | 0
2030 | MISO_IN_2_MISO_MO-IL | MISO_IN | MISO_MO-IL | Internal | Summer | B6 | 300 | 5000 | 2292.58 | 56.56 | 56.57 | 0.01 | 0
2030 | MISO_IN_2_MISO_MO-IL | MISO_IN | MISO_MO-IL | Internal | Summer | B7 | 400 | 5000 | 0.05 | 47.06 | 47.06 | 0.01 | 0
2030 | MISO_IN_2_MISO_MO-IL | MISO_IN | MISO_MO-IL | Internal | Summer | B8 | 500 | 5000 | 0.02 | 44 | 43.98 | 0.01 | 0
2030 | MISO_IN_2_MISO_MO-IL | MISO_IN | MISO_MO-IL | Internal | Summer | B9 | 800 | 5000 | 0.01 | 42.67 | 42.66 | 0.01 | 0
2030 | MISO_IN_2_MISO_MO-IL | MISO_IN | MISO_MO-IL | Internal | Summer | B10 | 1262 | 5000 | 0 | 40.62 | 40.32 | 0.01 | 0
2030 | MISO_IN_2_MISO_MO-IL | MISO_IN | MISO_MO-IL | Internal | Winter | B16 | 25 | 5000 | 0.38 | 68.05 | 68.04 | 0.01 | 0
2030 | MISO_IN_2_MISO_MO-IL | MISO_IN | MISO_MO-IL | Internal | Winter | B17 | 100 | 5000 | 0.1 | 55.27 | 55.26 | 0.01 | 0
2030 | MISO_IN_2_MISO_MO-IL | MISO_IN | MISO_MO-IL | Internal | Winter | B18 | 400 | 5000 | 0.05 | 51.01 | 51.01 | 0.01 | 0
2030 | MISO_IN_2_MISO_MO-IL | MISO_IN | MISO_MO-IL | Internal | Winter | B19 | 700 | 5000 | 0.03 | 47.76 | 47.76 | 0.01 | 0
2030 | MISO_IN_2_MISO_MO-IL | MISO_IN | MISO_MO-IL | Internal | Winter | B20 | 935 | 5000 | 0.01 | 43.18 | 43.17 | 0.01 | 0
2030 | MISO_IN_2_NonRTO_Midwest | MISO_IN | NonRTO_Midwest | Internal | Shoulder | B11 | 25 | 4800 | 1270.03 | 69.07 | 77.07 | 8 | 0
2030 | MISO_IN_2_NonRTO_Midwest | MISO_IN | NonRTO_Midwest | Internal | Shoulder | B12 | 200 | 4800 | 689.25 | 55.53 | 63.53 | 8 | 0
2030 | MISO_IN_2_NonRTO_Midwest | MISO_IN | NonRTO_Midwest | Internal | Shoulder | B13 | 600 | 4800 | 165.42 | 48.7 | 56.7 | 8 | 0
2030 | MISO_IN_2_NonRTO_Midwest | MISO_IN | NonRTO_Midwest | Internal | Shoulder | B14 | 900 | 4800 | 0 | 47.84 | 45.69 | 8 | 0
2030 | MISO_IN_2_NonRTO_Midwest | MISO_IN | NonRTO_Midwest | Internal | Shoulder | B15 | 1203 | 4800 | 0 | 43.55 | 41.54 | 8 | 0
2030 | MISO_IN_2_NonRTO_Midwest | MISO_IN | NonRTO_Midwest | Internal | Summer | B1 | 10 | 4800 | 0 | 90.51 | 82.51 | 8 | 0
2030 | MISO_IN_2_NonRTO_Midwest | MISO_IN | NonRTO_Midwest | Internal | Summer | B2 | 25 | 4800 | 0 | 77.38 | 80.48 | 8 | 0
2030 | MISO_IN_2_NonRTO_Midwest | MISO_IN | NonRTO_Midwest | Internal | Summer | B3 | 75 | 4800 | 0 | 74.99 | 80.48 | 8 | 0
2030 | MISO_IN_2_NonRTO_Midwest | MISO_IN | NonRTO_Midwest | Internal | Summer | B4 | 100 | 4800 | 0 | 74.35 | 80.48 | 8 | 0
2030 | MISO_IN_2_NonRTO_Midwest | MISO_IN | NonRTO_Midwest | Internal | Summer | B5 | 200 | 4800 | 898.47 | 70.67 | 78.67 | 8 | 0
2030 | MISO_IN_2_NonRTO_Midwest | MISO_IN | NonRTO_Midwest | Internal | Summer | B6 | 300 | 4800 | 681.87 | 56.56 | 64.56 | 8 | 0
2030 | MISO_IN_2_NonRTO_Midwest | MISO_IN | NonRTO_Midwest | Internal | Summer | B7 | 400 | 4800 | 25.88 | 47.06 | 55.06 | 8 | 0
2030 | MISO_IN_2_NonRTO_Midwest | MISO_IN | NonRTO_Midwest | Internal | Summer | B8 | 500 | 4800 | 0 | 44 | 44.84 | 8 | 0
2030 | MISO_IN_2_NonRTO_Midwest | MISO_IN | NonRTO_Midwest | Internal | Summer | B9 | 800 | 4800 | 0 | 42.67 | 39.59 | 8 | 0
2030 | MISO_IN_2_NonRTO_Midwest | MISO_IN | NonRTO_Midwest | Internal | Summer | B10 | 1262 | 4800 | 0 | 40.62 | 37.33 | 8 | 0
2030 | MISO_IN_2_NonRTO_Midwest | MISO_IN | NonRTO_Midwest | Internal | Winter | B16 | 25 | 4800 | 2446.28 | 68.05 | 76.05 | 8 | 0
2030 | MISO_IN_2_NonRTO_Midwest | MISO_IN | NonRTO_Midwest | Internal | Winter | B17 | 100 | 4800 | 1301.89 | 55.27 | 63.27 | 8 | 0
2030 | MISO_IN_2_NonRTO_Midwest | MISO_IN | NonRTO_Midwest | Internal | Winter | B18 | 400 | 4800 | 332.18 | 51.01 | 59.01 | 8 | 0
2030 | MISO_IN_2_NonRTO_Midwest | MISO_IN | NonRTO_Midwest | Internal | Winter | B19 | 700 | 4800 | 0 | 47.76 | 48.09 | 8 | 0
2030 | MISO_IN_2_NonRTO_Midwest | MISO_IN | NonRTO_Midwest | Internal | Winter | B20 | 935 | 4800 | 0 | 43.18 | 40.21 | 8 | 0
2030 | MISO_IN_2_PJM_ROR | MISO_IN | PJM_ROR | Internal | Shoulder | B11 | 25 | 992 | 0 | 69.07 | 66.44 | 2 | 0
2030 | MISO_IN_2_PJM_ROR | MISO_IN | PJM_ROR | Internal | Shoulder | B12 | 200 | 992 | 0.05 | 55.53 | 57.5 | 2 | 0
2030 | MISO_IN_2_PJM_ROR | MISO_IN | PJM_ROR | Internal | Shoulder | B13 | 600 | 992 | 0.01 | 48.7 | 50.66 | 2 | 0
2030 | MISO_IN_2_PJM_ROR | MISO_IN | PJM_ROR | Internal | Shoulder | B14 | 900 | 992 | 0 | 47.84 | 47.74 | 2 | 0
2030 | MISO_IN_2_PJM_ROR | MISO_IN | PJM_ROR | Internal | Shoulder | B15 | 1203 | 992 | 0 | 43.55 | 43.75 | 2 | 0
2030 | MISO_IN_2_PJM_ROR | MISO_IN | PJM_ROR | Internal | Summer | B1 | 10 | 992 | 991.98 | 90.51 | 93.51 | 2 | 1
2030 | MISO_IN_2_PJM_ROR | MISO_IN | PJM_ROR | Internal | Summer | B2 | 25 | 992 | 991.21 | 77.38 | 79.39 | 2 | 0.01
2030 | MISO_IN_2_PJM_ROR | MISO_IN | PJM_ROR | Internal | Summer | B3 | 75 | 992 | 0 | 74.99 | 73.8 | 2 | 0
2030 | MISO_IN_2_PJM_ROR | MISO_IN | PJM_ROR | Internal | Summer | B4 | 100 | 992 | 0 | 74.35 | 73.8 | 2 | 0
2030 | MISO_IN_2_PJM_ROR | MISO_IN | PJM_ROR | Internal | Summer | B5 | 200 | 992 | 0 | 70.67 | 68.68 | 2 | 0
2030 | MISO_IN_2_PJM_ROR | MISO_IN | PJM_ROR | Internal | Summer | B6 | 300 | 992 | 0 | 56.56 | 56.23 | 2 | 0
2030 | MISO_IN_2_PJM_ROR | MISO_IN | PJM_ROR | Internal | Summer | B7 | 400 | 992 | 0 | 47.06 | 48.39 | 2 | 0
2030 | MISO_IN_2_PJM_ROR | MISO_IN | PJM_ROR | Internal | Summer | B8 | 500 | 992 | 0 | 44 | 45.52 | 2 | 0
2030 | MISO_IN_2_PJM_ROR | MISO_IN | PJM_ROR | Internal | Summer | B9 | 800 | 992 | 0 | 42.67 | 43.74 | 2 | 0
2030 | MISO_IN_2_PJM_ROR | MISO_IN | PJM_ROR | Internal | Summer | B10 | 1262 | 992 | 0 | 40.62 | 40.39 | 2 | 0
2030 | MISO_IN_2_PJM_ROR | MISO_IN | PJM_ROR | Internal | Winter | B16 | 25 | 992 | 0.72 | 68.05 | 70.04 | 2 | 0
2030 | MISO_IN_2_PJM_ROR | MISO_IN | PJM_ROR | Internal | Winter | B17 | 100 | 992 | 0.21 | 55.27 | 57.26 | 2 | 0
2030 | MISO_IN_2_PJM_ROR | MISO_IN | PJM_ROR | Internal | Winter | B18 | 400 | 992 | 579.28 | 51.01 | 53.01 | 2 | 0
2030 | MISO_IN_2_PJM_ROR | MISO_IN | PJM_ROR | Internal | Winter | B19 | 700 | 992 | 126.93 | 47.76 | 49.76 | 2 | 0
2030 | MISO_IN_2_PJM_ROR | MISO_IN | PJM_ROR | Internal | Winter | B20 | 935 | 992 | 0 | 43.18 | 44.97 | 2 | 0
2030 | MISO_MI_2_IESO | MISO_MI | IESO | Internal | Shoulder | B11 | 25 | 1580 | 0 | 68.44 | 42.49 | 8 | 0
2030 | MISO_MI_2_IESO | MISO_MI | IESO | Internal | Shoulder | B12 | 200 | 1580 | 0 | 55.54 | 42.49 | 8 | 0
2030 | MISO_MI_2_IESO | MISO_MI | IESO | Internal | Shoulder | B13 | 600 | 1580 | 0 | 48.71 | 40.21 | 8 | 0
2030 | MISO_MI_2_IESO | MISO_MI | IESO | Internal | Shoulder | B14 | 900 | 1580 | 0 | 47.85 | 40.21 | 8 | 0
2030 | MISO_MI_2_IESO | MISO_MI | IESO | Internal | Shoulder | B15 | 1203 | 1580 | 0 | 43.57 | 40.21 | 8 | 0
2030 | MISO_MI_2_IESO | MISO_MI | IESO | Internal | Summer | B1 | 10 | 1580 | 0 | 90.53 | 83.53 | 8 | 0
2030 | MISO_MI_2_IESO | MISO_MI | IESO | Internal | Summer | B2 | 25 | 1580 | 0 | 77.37 | 70.37 | 8 | 0
2030 | MISO_MI_2_IESO | MISO_MI | IESO | Internal | Summer | B3 | 75 | 1580 | 0 | 74.97 | 58.79 | 8 | 0
2030 | MISO_MI_2_IESO | MISO_MI | IESO | Internal | Summer | B4 | 100 | 1580 | 0 | 71.8 | 54.9 | 8 | 0
2030 | MISO_MI_2_IESO | MISO_MI | IESO | Internal | Summer | B5 | 200 | 1580 | 0 | 70.66 | 47.54 | 8 | 0
2030 | MISO_MI_2_IESO | MISO_MI | IESO | Internal | Summer | B6 | 300 | 1580 | 0 | 56.54 | 45.17 | 8 | 0
2030 | MISO_MI_2_IESO | MISO_MI | IESO | Internal | Summer | B7 | 400 | 1580 | 0 | 47.07 | 40.07 | 8 | 0
2030 | MISO_MI_2_IESO | MISO_MI | IESO | Internal | Summer | B8 | 500 | 1580 | 0 | 44.01 | 37.64 | 8 | 0
2030 | MISO_MI_2_IESO | MISO_MI | IESO | Internal | Summer | B9 | 800 | 1580 | 0 | 42.69 | 37.64 | 8 | 0
2030 | MISO_MI_2_IESO | MISO_MI | IESO | Internal | Summer | B10 | 1262 | 1580 | 0 | 40.63 | 37.64 | 8 | 0
2030 | MISO_MI_2_IESO | MISO_MI | IESO | Internal | Winter | B16 | 25 | 1580 | 0 | 68.04 | 48.45 | 8 | 0
2030 | MISO_MI_2_IESO | MISO_MI | IESO | Internal | Winter | B17 | 100 | 1580 | 0 | 55.28 | 47.75 | 8 | 0
2030 | MISO_MI_2_IESO | MISO_MI | IESO | Internal | Winter | B18 | 400 | 1580 | 0 | 51.02 | 44.02 | 8 | 0
2030 | MISO_MI_2_IESO | MISO_MI | IESO | Internal | Winter | B19 | 700 | 1580 | 0 | 47.77 | 44.01 | 8 | 0
2030 | MISO_MI_2_IESO | MISO_MI | IESO | Internal | Winter | B20 | 935 | 1580 | 0 | 43.19 | 44.01 | 8 | 0
2030 | MISO_MI_2_MISO_IN | MISO_MI | MISO_IN | Internal | Shoulder | B11 | 25 | 2045 | 2044.99 | 68.44 | 69.07 | 0.01 | 0.62
2030 | MISO_MI_2_MISO_IN | MISO_MI | MISO_IN | Internal | Shoulder | B12 | 200 | 2045 | 0.05 | 55.54 | 55.53 | 0.01 | 0
2030 | MISO_MI_2_MISO_IN | MISO_MI | MISO_IN | Internal | Shoulder | B13 | 600 | 2045 | 0.02 | 48.71 | 48.7 | 0.01 | 0
2030 | MISO_MI_2_MISO_IN | MISO_MI | MISO_IN | Internal | Shoulder | B14 | 900 | 2045 | 0.01 | 47.85 | 47.84 | 0.01 | 0
2030 | MISO_MI_2_MISO_IN | MISO_MI | MISO_IN | Internal | Shoulder | B15 | 1203 | 2045 | 0 | 43.57 | 43.55 | 0.01 | 0
2030 | MISO_MI_2_MISO_IN | MISO_MI | MISO_IN | Internal | Summer | B1 | 10 | 2045 | 1.03 | 90.53 | 90.51 | 0.01 | 0
2030 | MISO_MI_2_MISO_IN | MISO_MI | MISO_IN | Internal | Summer | B2 | 25 | 2045 | 519.29 | 77.37 | 77.38 | 0.01 | 0
2030 | MISO_MI_2_MISO_IN | MISO_MI | MISO_IN | Internal | Summer | B3 | 75 | 2045 | 1408.08 | 74.97 | 74.99 | 0.01 | 0
2030 | MISO_MI_2_MISO_IN | MISO_MI | MISO_IN | Internal | Summer | B4 | 100 | 2045 | 2045 | 71.8 | 74.35 | 0.01 | 2.54
2030 | MISO_MI_2_MISO_IN | MISO_MI | MISO_IN | Internal | Summer | B5 | 200 | 2045 | 1024.29 | 70.66 | 70.67 | 0.01 | 0
2030 | MISO_MI_2_MISO_IN | MISO_MI | MISO_IN | Internal | Summer | B6 | 300 | 2045 | 1401.92 | 56.54 | 56.56 | 0.01 | 0
2030 | MISO_MI_2_MISO_IN | MISO_MI | MISO_IN | Internal | Summer | B7 | 400 | 2045 | 0.03 | 47.07 | 47.06 | 0.01 | 0
2030 | MISO_MI_2_MISO_IN | MISO_MI | MISO_IN | Internal | Summer | B8 | 500 | 2045 | 0.02 | 44.01 | 44 | 0.01 | 0
2030 | MISO_MI_2_MISO_IN | MISO_MI | MISO_IN | Internal | Summer | B9 | 800 | 2045 | 0.01 | 42.69 | 42.67 | 0.01 | 0
2030 | MISO_MI_2_MISO_IN | MISO_MI | MISO_IN | Internal | Summer | B10 | 1262 | 2045 | 0 | 40.63 | 40.62 | 0.01 | 0
2030 | MISO_MI_2_MISO_IN | MISO_MI | MISO_IN | Internal | Winter | B16 | 25 | 2045 | 925.07 | 68.04 | 68.05 | 0.01 | 0
2030 | MISO_MI_2_MISO_IN | MISO_MI | MISO_IN | Internal | Winter | B17 | 100 | 2045 | 0.1 | 55.28 | 55.27 | 0.01 | 0
2030 | MISO_MI_2_MISO_IN | MISO_MI | MISO_IN | Internal | Winter | B18 | 400 | 2045 | 0.03 | 51.02 | 51.01 | 0.01 | 0
2030 | MISO_MI_2_MISO_IN | MISO_MI | MISO_IN | Internal | Winter | B19 | 700 | 2045 | 0.01 | 47.77 | 47.76 | 0.01 | 0
2030 | MISO_MI_2_MISO_IN | MISO_MI | MISO_IN | Internal | Winter | B20 | 935 | 2045 | 0.01 | 43.19 | 43.18 | 0.01 | 0
2030 | MISO_MI_2_MISO_WUMS | MISO_MI | MISO_WUMS | Internal | Shoulder | B11 | 25 | 117 | 0 | 68.44 | 64.44 | 0.01 | 0
2030 | MISO_MI_2_MISO_WUMS | MISO_MI | MISO_WUMS | Internal | Shoulder | B12 | 200 | 117 | 0.02 | 55.54 | 55.49 | 0.01 | 0
2030 | MISO_MI_2_MISO_WUMS | MISO_MI | MISO_WUMS | Internal | Shoulder | B13 | 600 | 117 | 0 | 48.71 | 48.66 | 0.01 | 0
2030 | MISO_MI_2_MISO_WUMS | MISO_MI | MISO_WUMS | Internal | Shoulder | B14 | 900 | 117 | 0 | 47.85 | 45.74 | 0.01 | 0
2030 | MISO_MI_2_MISO_WUMS | MISO_MI | MISO_WUMS | Internal | Shoulder | B15 | 1203 | 117 | 0 | 43.57 | 43.52 | 0.01 | 0
2030 | MISO_MI_2_MISO_WUMS | MISO_MI | MISO_WUMS | Internal | Summer | B1 | 10 | 117 | 0 | 90.53 | 71.9 | 0.01 | 0
2030 | MISO_MI_2_MISO_WUMS | MISO_MI | MISO_WUMS | Internal | Summer | B2 | 25 | 117 | 0 | 77.37 | 71.9 | 0.01 | 0
2030 | MISO_MI_2_MISO_WUMS | MISO_MI | MISO_WUMS | Internal | Summer | B3 | 75 | 117 | 0 | 74.97 | 71.9 | 0.01 | 0
2030 | MISO_MI_2_MISO_WUMS | MISO_MI | MISO_WUMS | Internal | Summer | B4 | 100 | 117 | 0.18 | 71.8 | 71.8 | 0.01 | 0
2030 | MISO_MI_2_MISO_WUMS | MISO_MI | MISO_WUMS | Internal | Summer | B5 | 200 | 117 | 0 | 70.66 | 66.68 | 0.01 | 0
2030 | MISO_MI_2_MISO_WUMS | MISO_MI | MISO_WUMS | Internal | Summer | B6 | 300 | 117 | 0 | 56.54 | 54.23 | 0.01 | 0
2030 | MISO_MI_2_MISO_WUMS | MISO_MI | MISO_WUMS | Internal | Summer | B7 | 400 | 117 | 0 | 47.07 | 46.39 | 0.01 | 0
2030 | MISO_MI_2_MISO_WUMS | MISO_MI | MISO_WUMS | Internal | Summer | B8 | 500 | 117 | 0 | 44.01 | 43.66 | 0.01 | 0
2030 | MISO_MI_2_MISO_WUMS | MISO_MI | MISO_WUMS | Internal | Summer | B9 | 800 | 117 | 0 | 42.69 | 42.66 | 0.01 | 0
2030 | MISO_MI_2_MISO_WUMS | MISO_MI | MISO_WUMS | Internal | Summer | B10 | 1262 | 117 | 0 | 40.63 | 40.32 | 0.01 | 0
2030 | MISO_MI_2_MISO_WUMS | MISO_MI | MISO_WUMS | Internal | Winter | B16 | 25 | 117 | 0.62 | 68.04 | 68.04 | 0.01 | 0
2030 | MISO_MI_2_MISO_WUMS | MISO_MI | MISO_WUMS | Internal | Winter | B17 | 100 | 117 | 0.06 | 55.28 | 55.26 | 0.01 | 0
2030 | MISO_MI_2_MISO_WUMS | MISO_MI | MISO_WUMS | Internal | Winter | B18 | 400 | 117 | 0.02 | 51.02 | 51.01 | 0.01 | 0
2030 | MISO_MI_2_MISO_WUMS | MISO_MI | MISO_WUMS | Internal | Winter | B19 | 700 | 117 | 117 | 47.77 | 48.11 | 0.01 | 0.33
2030 | MISO_MI_2_MISO_WUMS | MISO_MI | MISO_WUMS | Internal | Winter | B20 | 935 | 117 | 0 | 43.19 | 43.17 | 0.01 | 0
2030 | MISO_MI_2_PJM_ROR | MISO_MI | PJM_ROR | Internal | Shoulder | B11 | 25 | 1424 | 0 | 68.44 | 66.44 | 2 | 0
2030 | MISO_MI_2_PJM_ROR | MISO_MI | PJM_ROR | Internal | Shoulder | B12 | 200 | 1424 | 0.03 | 55.54 | 57.5 | 2 | 0
2030 | MISO_MI_2_PJM_ROR | MISO_MI | PJM_ROR | Internal | Shoulder | B13 | 600 | 1424 | 0 | 48.71 | 50.66 | 2 | 0
2030 | MISO_MI_2_PJM_ROR | MISO_MI | PJM_ROR | Internal | Shoulder | B14 | 900 | 1424 | 0 | 47.85 | 47.74 | 2 | 0
2030 | MISO_MI_2_PJM_ROR | MISO_MI | PJM_ROR | Internal | Shoulder | B15 | 1203 | 1424 | 0 | 43.57 | 43.75 | 2 | 0
2030 | MISO_MI_2_PJM_ROR | MISO_MI | PJM_ROR | Internal | Summer | B1 | 10 | 1424 | 1423.98 | 90.53 | 93.51 | 2 | 0.99
2030 | MISO_MI_2_PJM_ROR | MISO_MI | PJM_ROR | Internal | Summer | B2 | 25 | 1424 | 1423.6 | 77.37 | 79.39 | 2 | 0.02
2030 | MISO_MI_2_PJM_ROR | MISO_MI | PJM_ROR | Internal | Summer | B3 | 75 | 1424 | 0 | 74.97 | 73.8 | 2 | 0
2030 | MISO_MI_2_PJM_ROR | MISO_MI | PJM_ROR | Internal | Summer | B4 | 100 | 1424 | 495.51 | 71.8 | 73.8 | 2 | 0
2030 | MISO_MI_2_PJM_ROR | MISO_MI | PJM_ROR | Internal | Summer | B5 | 200 | 1424 | 0 | 70.66 | 68.68 | 2 | 0
2030 | MISO_MI_2_PJM_ROR | MISO_MI | PJM_ROR | Internal | Summer | B6 | 300 | 1424 | 0 | 56.54 | 56.23 | 2 | 0
2030 | MISO_MI_2_PJM_ROR | MISO_MI | PJM_ROR | Internal | Summer | B7 | 400 | 1424 | 0 | 47.07 | 48.39 | 2 | 0
2030 | MISO_MI_2_PJM_ROR | MISO_MI | PJM_ROR | Internal | Summer | B8 | 500 | 1424 | 0 | 44.01 | 45.52 | 2 | 0
2030 | MISO_MI_2_PJM_ROR | MISO_MI | PJM_ROR | Internal | Summer | B9 | 800 | 1424 | 0 | 42.69 | 43.74 | 2 | 0
2030 | MISO_MI_2_PJM_ROR | MISO_MI | PJM_ROR | Internal | Summer | B10 | 1262 | 1424 | 0 | 40.63 | 40.39 | 2 | 0
2030 | MISO_MI_2_PJM_ROR | MISO_MI | PJM_ROR | Internal | Winter | B16 | 25 | 1424 | 248.41 | 68.04 | 70.04 | 2 | 0
2030 | MISO_MI_2_PJM_ROR | MISO_MI | PJM_ROR | Internal | Winter | B17 | 100 | 1424 | 0.1 | 55.28 | 57.26 | 2 | 0
2030 | MISO_MI_2_PJM_ROR | MISO_MI | PJM_ROR | Internal | Winter | B18 | 400 | 1424 | 0.05 | 51.02 | 53.01 | 2 | 0
2030 | MISO_MI_2_PJM_ROR | MISO_MI | PJM_ROR | Internal | Winter | B19 | 700 | 1424 | 0.03 | 47.77 | 49.76 | 2 | 0
2030 | MISO_MI_2_PJM_ROR | MISO_MI | PJM_ROR | Internal | Winter | B20 | 935 | 1424 | 0 | 43.19 | 44.97 | 2 | 0
2030 | MISO_MO-IL_2_ENT | MISO_MO-IL | ENT | Internal | Shoulder | B11 | 25 | 2540 | 0 | 69.08 | 74.41 | 8 | 0
2030 | MISO_MO-IL_2_ENT | MISO_MO-IL | ENT | Internal | Shoulder | B12 | 200 | 2540 | 0 | 55.52 | 50.17 | 8 | 0
2030 | MISO_MO-IL_2_ENT | MISO_MO-IL | ENT | Internal | Shoulder | B13 | 600 | 2540 | 0 | 48.68 | 50.17 | 8 | 0
2030 | MISO_MO-IL_2_ENT | MISO_MO-IL | ENT | Internal | Shoulder | B14 | 900 | 2540 | 0 | 47.85 | 49.81 | 8 | 0
2030 | MISO_MO-IL_2_ENT | MISO_MO-IL | ENT | Internal | Shoulder | B15 | 1203 | 2540 | 0 | 43.54 | 49.01 | 8 | 0
2030 | MISO_MO-IL_2_ENT | MISO_MO-IL | ENT | Internal | Summer | B1 | 10 | 2540 | 0 | 90.5 | 82.52 | 8 | 0
2030 | MISO_MO-IL_2_ENT | MISO_MO-IL | ENT | Internal | Summer | B2 | 25 | 2540 | 0 | 77.39 | 80.73 | 8 | 0
2030 | MISO_MO-IL_2_ENT | MISO_MO-IL | ENT | Internal | Summer | B3 | 75 | 2540 | 0 | 75 | 80.73 | 8 | 0
2030 | MISO_MO-IL_2_ENT | MISO_MO-IL | ENT | Internal | Summer | B4 | 100 | 2540 | 0 | 74.36 | 75.38 | 8 | 0
2030 | MISO_MO-IL_2_ENT | MISO_MO-IL | ENT | Internal | Summer | B5 | 200 | 2540 | 0 | 70.68 | 74.07 | 8 | 0
2030 | MISO_MO-IL_2_ENT | MISO_MO-IL | ENT | Internal | Summer | B6 | 300 | 2540 | 72.96 | 56.57 | 64.57 | 8 | 0
2030 | MISO_MO-IL_2_ENT | MISO_MO-IL | ENT | Internal | Summer | B7 | 400 | 2540 | 0 | 47.06 | 53.39 | 8 | 0
2030 | MISO_MO-IL_2_ENT | MISO_MO-IL | ENT | Internal | Summer | B8 | 500 | 2540 | 0 | 43.98 | 48.58 | 8 | 0
2030 | MISO_MO-IL_2_ENT | MISO_MO-IL | ENT | Internal | Summer | B9 | 800 | 2540 | 0 | 42.66 | 48.23 | 8 | 0
2030 | MISO_MO-IL_2_ENT | MISO_MO-IL | ENT | Internal | Summer | B10 | 1262 | 2540 | 0 | 40.32 | 46.65 | 8 | 0
2030 | MISO_MO-IL_2_ENT | MISO_MO-IL | ENT | Internal | Winter | B16 | 25 | 2540 | 0 | 68.04 | 72.2 | 8 | 0
2030 | MISO_MO-IL_2_ENT | MISO_MO-IL | ENT | Internal | Winter | B17 | 100 | 2540 | 0 | 55.26 | 53.3 | 8 | 0
2030 | MISO_MO-IL_2_ENT | MISO_MO-IL | ENT | Internal | Winter | B18 | 400 | 2540 | 0 | 51.01 | 53.28 | 8 | 0
2030 | MISO_MO-IL_2_ENT | MISO_MO-IL | ENT | Internal | Winter | B19 | 700 | 2540 | 0 | 47.76 | 52.92 | 8 | 0
2030 | MISO_MO-IL_2_ENT | MISO_MO-IL | ENT | Internal | Winter | B20 | 935 | 2540 | 2501.46 | 43.17 | 51.17 | 8 | 0
2030 | MISO_MO-IL_2_MISO_IN | MISO_MO-IL | MISO_IN | Internal | Shoulder | B11 | 25 | 2100 | 0.39 | 69.08 | 69.07 | 0.01 | 0
2030 | MISO_MO-IL_2_MISO_IN | MISO_MO-IL | MISO_IN | Internal | Shoulder | B12 | 200 | 2100 | 529.24 | 55.52 | 55.53 | 0.01 | 0
2030 | MISO_MO-IL_2_MISO_IN | MISO_MO-IL | MISO_IN | Internal | Shoulder | B13 | 600 | 2100 | 582.87 | 48.68 | 48.7 | 0.01 | 0
2030 | MISO_MO-IL_2_MISO_IN | MISO_MO-IL | MISO_IN | Internal | Shoulder | B14 | 900 | 2100 | 0.01 | 47.85 | 47.84 | 0.01 | 0
2030 | MISO_MO-IL_2_MISO_IN | MISO_MO-IL | MISO_IN | Internal | Shoulder | B15 | 1203 | 2100 | 1846.71 | 43.54 | 43.55 | 0.01 | 0
2030 | MISO_MO-IL_2_MISO_IN | MISO_MO-IL | MISO_IN | Internal | Summer | B1 | 10 | 2100 | 586.52 | 90.5 | 90.51 | 0.01 | 0
2030 | MISO_MO-IL_2_MISO_IN | MISO_MO-IL | MISO_IN | Internal | Summer | B2 | 25 | 2100 | 0.4 | 77.39 | 77.38 | 0.01 | 0
2030 | MISO_MO-IL_2_MISO_IN | MISO_MO-IL | MISO_IN | Internal | Summer | B3 | 75 | 2100 | 0.14 | 75 | 74.99 | 0.01 | 0
2030 | MISO_MO-IL_2_MISO_IN | MISO_MO-IL | MISO_IN | Internal | Summer | B4 | 100 | 2100 | 0.1 | 74.36 | 74.35 | 0.01 | 0
2030 | MISO_MO-IL_2_MISO_IN | MISO_MO-IL | MISO_IN | Internal | Summer | B5 | 200 | 2100 | 0.05 | 70.68 | 70.67 | 0.01 | 0
2030 | MISO_MO-IL_2_MISO_IN | MISO_MO-IL | MISO_IN | Internal | Summer | B6 | 300 | 2100 | 0.03 | 56.57 | 56.56 | 0.01 | 0
2030 | MISO_MO-IL_2_MISO_IN | MISO_MO-IL | MISO_IN | Internal | Summer | B7 | 400 | 2100 | 0.05 | 47.06 | 47.06 | 0.01 | 0
2030 | MISO_MO-IL_2_MISO_IN | MISO_MO-IL | MISO_IN | Internal | Summer | B8 | 500 | 2100 | 1568.02 | 43.98 | 44 | 0.01 | 0
2030 | MISO_MO-IL_2_MISO_IN | MISO_MO-IL | MISO_IN | Internal | Summer | B9 | 800 | 2100 | 1110.29 | 42.66 | 42.67 | 0.01 | 0
2030 | MISO_MO-IL_2_MISO_IN | MISO_MO-IL | MISO_IN | Internal | Summer | B10 | 1262 | 2100 | 2100 | 40.32 | 40.62 | 0.01 | 0.28
2030 | MISO_MO-IL_2_MISO_IN | MISO_MO-IL | MISO_IN | Internal | Winter | B16 | 25 | 2100 | 1321.95 | 68.04 | 68.05 | 0.01 | 0
2030 | MISO_MO-IL_2_MISO_IN | MISO_MO-IL | MISO_IN | Internal | Winter | B17 | 100 | 2100 | 961.37 | 55.26 | 55.27 | 0.01 | 0
2030 | MISO_MO-IL_2_MISO_IN | MISO_MO-IL | MISO_IN | Internal | Winter | B18 | 400 | 2100 | 0.05 | 51.01 | 51.01 | 0.01 | 0
2030 | MISO_MO-IL_2_MISO_IN | MISO_MO-IL | MISO_IN | Internal | Winter | B19 | 700 | 2100 | 0.04 | 47.76 | 47.76 | 0.01 | 0
2030 | MISO_MO-IL_2_MISO_IN | MISO_MO-IL | MISO_IN | Internal | Winter | B20 | 935 | 2100 | 575.52 | 43.17 | 43.18 | 0.01 | 0
2030 | MISO_MO-IL_2_MISO_W | MISO_MO-IL | MISO_W | Internal | Shoulder | B11 | 25 | 960 | 0.41 | 69.08 | 69.07 | 0.01 | 0
2030 | MISO_MO-IL_2_MISO_W | MISO_MO-IL | MISO_W | Internal | Shoulder | B12 | 200 | 960 | 0.05 | 55.52 | 55.5 | 0.01 | 0
2030 | MISO_MO-IL_2_MISO_W | MISO_MO-IL | MISO_W | Internal | Shoulder | B13 | 600 | 960 | 0.02 | 48.68 | 48.67 | 0.01 | 0
2030 | MISO_MO-IL_2_MISO_W | MISO_MO-IL | MISO_W | Internal | Shoulder | B14 | 900 | 960 | 797.61 | 47.85 | 47.86 | 0.01 | 0
2030 | MISO_MO-IL_2_MISO_W | MISO_MO-IL | MISO_W | Internal | Shoulder | B15 | 1203 | 960 | 0 | 43.54 | 43.53 | 0.01 | 0
2030 | MISO_MO-IL_2_MISO_W | MISO_MO-IL | MISO_W | Internal | Summer | B1 | 10 | 960 | 0.93 | 90.5 | 90.49 | 0.01 | 0
2030 | MISO_MO-IL_2_MISO_W | MISO_MO-IL | MISO_W | Internal | Summer | B2 | 25 | 960 | 0.47 | 77.39 | 77.39 | 0.01 | 0
2030 | MISO_MO-IL_2_MISO_W | MISO_MO-IL | MISO_W | Internal | Summer | B3 | 75 | 960 | 960 | 75 | 75.99 | 0.01 | 0.98
2030 | MISO_MO-IL_2_MISO_W | MISO_MO-IL | MISO_W | Internal | Summer | B4 | 100 | 960 | 960 | 74.36 | 75.99 | 0.01 | 1.62
2030 | MISO_MO-IL_2_MISO_W | MISO_MO-IL | MISO_W | Internal | Summer | B5 | 200 | 960 | 475.79 | 70.68 | 70.69 | 0.01 | 0
2030 | MISO_MO-IL_2_MISO_W | MISO_MO-IL | MISO_W | Internal | Summer | B6 | 300 | 960 | 960 | 56.57 | 57.57 | 0.01 | 0.99
2030 | MISO_MO-IL_2_MISO_W | MISO_MO-IL | MISO_W | Internal | Summer | B7 | 400 | 960 | 448.22 | 47.06 | 47.07 | 0.01 | 0
2030 | MISO_MO-IL_2_MISO_W | MISO_MO-IL | MISO_W | Internal | Summer | B8 | 500 | 960 | 0.02 | 43.98 | 43.97 | 0.01 | 0
2030 | MISO_MO-IL_2_MISO_W | MISO_MO-IL | MISO_W | Internal | Summer | B9 | 800 | 960 | 622.87 | 42.66 | 42.67 | 0.01 | 0
2030 | MISO_MO-IL_2_MISO_W | MISO_MO-IL | MISO_W | Internal | Summer | B10 | 1262 | 960 | 0 | 40.32 | 40.31 | 0.01 | 0
2030 | MISO_MO-IL_2_MISO_W | MISO_MO-IL | MISO_W | Internal | Winter | B16 | 25 | 960 | 0.38 | 68.04 | 68.02 | 0.01 | 0
2030 | MISO_MO-IL_2_MISO_W | MISO_MO-IL | MISO_W | Internal | Winter | B17 | 100 | 960 | 0.1 | 55.26 | 55.25 | 0.01 | 0
2030 | MISO_MO-IL_2_MISO_W | MISO_MO-IL | MISO_W | Internal | Winter | B18 | 400 | 960 | 458.8 | 51.01 | 51.02 | 0.01 | 0
2030 | MISO_MO-IL_2_MISO_W | MISO_MO-IL | MISO_W | Internal | Winter | B19 | 700 | 960 | 960 | 47.76 | 48.13 | 0.01 | 0.36
2030 | MISO_MO-IL_2_MISO_W | MISO_MO-IL | MISO_W | Internal | Winter | B20 | 935 | 960 | 0.01 | 43.17 | 43.16 | 0.01 | 0
2030 | MISO_MO-IL_2_PJM_ROR | MISO_MO-IL | PJM_ROR | Internal | Shoulder | B11 | 25 | 1212 | 0 | 69.08 | 66.44 | 2 | 0
2030 | MISO_MO-IL_2_PJM_ROR | MISO_MO-IL | PJM_ROR | Internal | Shoulder | B12 | 200 | 1212 | 0.1 | 55.52 | 57.5 | 2 | 0
2030 | MISO_MO-IL_2_PJM_ROR | MISO_MO-IL | PJM_ROR | Internal | Shoulder | B13 | 600 | 1212 | 0.02 | 48.68 | 50.66 | 2 | 0
2030 | MISO_MO-IL_2_PJM_ROR | MISO_MO-IL | PJM_ROR | Internal | Shoulder | B14 | 900 | 1212 | 0 | 47.85 | 47.74 | 2 | 0
2030 | MISO_MO-IL_2_PJM_ROR | MISO_MO-IL | PJM_ROR | Internal | Shoulder | B15 | 1203 | 1212 | 0 | 43.54 | 43.75 | 2 | 0
2030 | MISO_MO-IL_2_PJM_ROR | MISO_MO-IL | PJM_ROR | Internal | Summer | B1 | 10 | 1212 | 1211.98 | 90.5 | 93.51 | 2 | 1.01
2030 | MISO_MO-IL_2_PJM_ROR | MISO_MO-IL | PJM_ROR | Internal | Summer | B2 | 25 | 1212 | 314.46 | 77.39 | 79.39 | 2 | 0
2030 | MISO_MO-IL_2_PJM_ROR | MISO_MO-IL | PJM_ROR | Internal | Summer | B3 | 75 | 1212 | 0 | 75 | 73.8 | 2 | 0
2030 | MISO_MO-IL_2_PJM_ROR | MISO_MO-IL | PJM_ROR | Internal | Summer | B4 | 100 | 1212 | 0 | 74.36 | 73.8 | 2 | 0
2030 | MISO_MO-IL_2_PJM_ROR | MISO_MO-IL | PJM_ROR | Internal | Summer | B5 | 200 | 1212 | 0 | 70.68 | 68.68 | 2 | 0
2030 | MISO_MO-IL_2_PJM_ROR | MISO_MO-IL | PJM_ROR | Internal | Summer | B6 | 300 | 1212 | 0 | 56.57 | 56.23 | 2 | 0
2030 | MISO_MO-IL_2_PJM_ROR | MISO_MO-IL | PJM_ROR | Internal | Summer | B7 | 400 | 1212 | 0 | 47.06 | 48.39 | 2 | 0
2030 | MISO_MO-IL_2_PJM_ROR | MISO_MO-IL | PJM_ROR | Internal | Summer | B8 | 500 | 1212 | 0 | 43.98 | 45.52 | 2 | 0
2030 | MISO_MO-IL_2_PJM_ROR | MISO_MO-IL | PJM_ROR | Internal | Summer | B9 | 800 | 1212 | 0 | 42.66 | 43.74 | 2 | 0
2030 | MISO_MO-IL_2_PJM_ROR | MISO_MO-IL | PJM_ROR | Internal | Summer | B10 | 1262 | 1212 | 0 | 40.32 | 40.39 | 2 | 0
2030 | MISO_MO-IL_2_PJM_ROR | MISO_MO-IL | PJM_ROR | Internal | Winter | B16 | 25 | 1212 | 273.73 | 68.04 | 70.04 | 2 | 0
2030 | MISO_MO-IL_2_PJM_ROR | MISO_MO-IL | PJM_ROR | Internal | Winter | B17 | 100 | 1212 | 1085.61 | 55.26 | 57.26 | 2 | 0
2030 | MISO_MO-IL_2_PJM_ROR | MISO_MO-IL | PJM_ROR | Internal | Winter | B18 | 400 | 1212 | 271.44 | 51.01 | 53.01 | 2 | 0
2030 | MISO_MO-IL_2_PJM_ROR | MISO_MO-IL | PJM_ROR | Internal | Winter | B19 | 700 | 1212 | 115.38 | 47.76 | 49.76 | 2 | 0
2030 | MISO_MO-IL_2_PJM_ROR | MISO_MO-IL | PJM_ROR | Internal | Winter | B20 | 935 | 1212 | 0 | 43.17 | 44.97 | 2 | 0
2030 | MISO_MO-IL_2_SPP_N | MISO_MO-IL | SPP_N | Internal | Shoulder | B11 | 25 | 2000 | 0 | 69.08 | 76.07 | 8 | 0
2030 | MISO_MO-IL_2_SPP_N | MISO_MO-IL | SPP_N | Internal | Shoulder | B12 | 200 | 2000 | 0 | 55.52 | 55.52 | 8 | 0
2030 | MISO_MO-IL_2_SPP_N | MISO_MO-IL | SPP_N | Internal | Shoulder | B13 | 600 | 2000 | 0 | 48.68 | 49.51 | 8 | 0
2030 | MISO_MO-IL_2_SPP_N | MISO_MO-IL | SPP_N | Internal | Shoulder | B14 | 900 | 2000 | 0 | 47.85 | 49.38 | 8 | 0
2030 | MISO_MO-IL_2_SPP_N | MISO_MO-IL | SPP_N | Internal | Shoulder | B15 | 1203 | 2000 | 0 | 43.54 | 47.97 | 8 | 0
2030 | MISO_MO-IL_2_SPP_N | MISO_MO-IL | SPP_N | Internal | Summer | B1 | 10 | 2000 | 0 | 90.5 | 85.5 | 8 | 0
2030 | MISO_MO-IL_2_SPP_N | MISO_MO-IL | SPP_N | Internal | Summer | B2 | 25 | 2000 | 0 | 77.39 | 79.41 | 8 | 0
2030 | MISO_MO-IL_2_SPP_N | MISO_MO-IL | SPP_N | Internal | Summer | B3 | 75 | 2000 | 0 | 75 | 79.41 | 8 | 0
2030 | MISO_MO-IL_2_SPP_N | MISO_MO-IL | SPP_N | Internal | Summer | B4 | 100 | 2000 | 0 | 74.36 | 79.41 | 8 | 0
2030 | MISO_MO-IL_2_SPP_N | MISO_MO-IL | SPP_N | Internal | Summer | B5 | 200 | 2000 | 0 | 70.68 | 74.82 | 8 | 0
2030 | MISO_MO-IL_2_SPP_N | MISO_MO-IL | SPP_N | Internal | Summer | B6 | 300 | 2000 | 1539.14 | 56.57 | 64.57 | 8 | 0
2030 | MISO_MO-IL_2_SPP_N | MISO_MO-IL | SPP_N | Internal | Summer | B7 | 400 | 2000 | 0 | 47.06 | 54.07 | 8 | 0
2030 | MISO_MO-IL_2_SPP_N | MISO_MO-IL | SPP_N | Internal | Summer | B8 | 500 | 2000 | 0 | 43.98 | 48.47 | 8 | 0
2030 | MISO_MO-IL_2_SPP_N | MISO_MO-IL | SPP_N | Internal | Summer | B9 | 800 | 2000 | 0 | 42.66 | 46.45 | 8 | 0
2030 | MISO_MO-IL_2_SPP_N | MISO_MO-IL | SPP_N | Internal | Summer | B10 | 1262 | 2000 | 0 | 40.32 | 44.9 | 8 | 0
2030 | MISO_MO-IL_2_SPP_N | MISO_MO-IL | SPP_N | Internal | Winter | B16 | 25 | 2000 | 0 | 68.04 | 68.04 | 8 | 0
2030 | MISO_MO-IL_2_SPP_N | MISO_MO-IL | SPP_N | Internal | Winter | B17 | 100 | 2000 | 0 | 55.26 | 52.67 | 8 | 0
2030 | MISO_MO-IL_2_SPP_N | MISO_MO-IL | SPP_N | Internal | Winter | B18 | 400 | 2000 | 0 | 51.01 | 51.29 | 8 | 0
2030 | MISO_MO-IL_2_SPP_N | MISO_MO-IL | SPP_N | Internal | Winter | B19 | 700 | 2000 | 0 | 47.76 | 51.17 | 8 | 0
2030 | MISO_MO-IL_2_SPP_N | MISO_MO-IL | SPP_N | Internal | Winter | B20 | 935 | 2000 | 0 | 43.17 | 47.74 | 8 | 0
2030 | MISO_MO-IL_2_TVA_Transmission | MISO_MO-IL | TVA_Transmission | Internal | Shoulder | B11 | 25 | 4000 | 0 | 69.08 | 71.66 | 8 | 0
2030 | MISO_MO-IL_2_TVA_Transmission | MISO_MO-IL | TVA_Transmission | Internal | Shoulder | B12 | 200 | 4000 | 0 | 55.52 | 56.4 | 8 | 0
2030 | MISO_MO-IL_2_TVA_Transmission | MISO_MO-IL | TVA_Transmission | Internal | Shoulder | B13 | 600 | 4000 | 0 | 48.68 | 52.55 | 8 | 0
2030 | MISO_MO-IL_2_TVA_Transmission | MISO_MO-IL | TVA_Transmission | Internal | Shoulder | B14 | 900 | 4000 | 0 | 47.85 | 50.82 | 8 | 0
2030 | MISO_MO-IL_2_TVA_Transmission | MISO_MO-IL | TVA_Transmission | Internal | Shoulder | B15 | 1203 | 4000 | 0 | 43.54 | 49.54 | 8 | 0
2030 | MISO_MO-IL_2_TVA_Transmission | MISO_MO-IL | TVA_Transmission | Internal | Summer | B1 | 10 | 4000 | 0 | 90.5 | 90.51 | 8 | 0
2030 | MISO_MO-IL_2_TVA_Transmission | MISO_MO-IL | TVA_Transmission | Internal | Summer | B2 | 25 | 4000 | 720.54 | 77.39 | 85.39 | 8 | 0
2030 | MISO_MO-IL_2_TVA_Transmission | MISO_MO-IL | TVA_Transmission | Internal | Summer | B3 | 75 | 4000 | 0 | 75 | 79.8 | 8 | 0
2030 | MISO_MO-IL_2_TVA_Transmission | MISO_MO-IL | TVA_Transmission | Internal | Summer | B4 | 100 | 4000 | 0 | 74.36 | 79.19 | 8 | 0
2030 | MISO_MO-IL_2_TVA_Transmission | MISO_MO-IL | TVA_Transmission | Internal | Summer | B5 | 200 | 4000 | 0 | 70.68 | 74.14 | 8 | 0
2030 | MISO_MO-IL_2_TVA_Transmission | MISO_MO-IL | TVA_Transmission | Internal | Summer | B6 | 300 | 4000 | 0 | 56.57 | 62.23 | 8 | 0
2030 | MISO_MO-IL_2_TVA_Transmission | MISO_MO-IL | TVA_Transmission | Internal | Summer | B7 | 400 | 4000 | 0 | 47.06 | 53.26 | 8 | 0
2030 | MISO_MO-IL_2_TVA_Transmission | MISO_MO-IL | TVA_Transmission | Internal | Summer | B8 | 500 | 4000 | 0 | 43.98 | 49.26 | 8 | 0
2030 | MISO_MO-IL_2_TVA_Transmission | MISO_MO-IL | TVA_Transmission | Internal | Summer | B9 | 800 | 4000 | 0 | 42.66 | 46.34 | 8 | 0
2030 | MISO_MO-IL_2_TVA_Transmission | MISO_MO-IL | TVA_Transmission | Internal | Summer | B10 | 1262 | 4000 | 0 | 40.32 | 44.76 | 8 | 0
2030 | MISO_MO-IL_2_TVA_Transmission | MISO_MO-IL | TVA_Transmission | Internal | Winter | B16 | 25 | 4000 | 0 | 68.04 | 74.07 | 8 | 0
2030 | MISO_MO-IL_2_TVA_Transmission | MISO_MO-IL | TVA_Transmission | Internal | Winter | B17 | 100 | 4000 | 0 | 55.26 | 58.29 | 8 | 0
2030 | MISO_MO-IL_2_TVA_Transmission | MISO_MO-IL | TVA_Transmission | Internal | Winter | B18 | 400 | 4000 | 0 | 51.01 | 54.43 | 8 | 0
2030 | MISO_MO-IL_2_TVA_Transmission | MISO_MO-IL | TVA_Transmission | Internal | Winter | B19 | 700 | 4000 | 0 | 47.76 | 52.18 | 8 | 0
2030 | MISO_MO-IL_2_TVA_Transmission | MISO_MO-IL | TVA_Transmission | Internal | Winter | B20 | 935 | 4000 | 0 | 43.17 | 48.21 | 8 | 0
2030 | MISO_W_2_IESO | MISO_W | IESO | Internal | Shoulder | B11 | 25 | 90 | 0 | 69.07 | 42.49 | 8 | 0
2030 | MISO_W_2_IESO | MISO_W | IESO | Internal | Shoulder | B12 | 200 | 90 | 0 | 55.5 | 42.49 | 8 | 0
2030 | MISO_W_2_IESO | MISO_W | IESO | Internal | Shoulder | B13 | 600 | 90 | 0 | 48.67 | 40.21 | 8 | 0
2030 | MISO_W_2_IESO | MISO_W | IESO | Internal | Shoulder | B14 | 900 | 90 | 0 | 47.86 | 40.21 | 8 | 0
2030 | MISO_W_2_IESO | MISO_W | IESO | Internal | Shoulder | B15 | 1203 | 90 | 0 | 43.53 | 40.21 | 8 | 0
2030 | MISO_W_2_IESO | MISO_W | IESO | Internal | Summer | B1 | 10 | 90 | 0 | 90.49 | 83.53 | 8 | 0
2030 | MISO_W_2_IESO | MISO_W | IESO | Internal | Summer | B2 | 25 | 90 | 0 | 77.39 | 70.37 | 8 | 0
2030 | MISO_W_2_IESO | MISO_W | IESO | Internal | Summer | B3 | 75 | 90 | 0 | 75.99 | 58.79 | 8 | 0
2030 | MISO_W_2_IESO | MISO_W | IESO | Internal | Summer | B4 | 100 | 90 | 0 | 75.99 | 54.9 | 8 | 0
2030 | MISO_W_2_IESO | MISO_W | IESO | Internal | Summer | B5 | 200 | 90 | 0 | 70.69 | 47.54 | 8 | 0
2030 | MISO_W_2_IESO | MISO_W | IESO | Internal | Summer | B6 | 300 | 90 | 0 | 57.57 | 45.17 | 8 | 0
2030 | MISO_W_2_IESO | MISO_W | IESO | Internal | Summer | B7 | 400 | 90 | 0 | 47.07 | 40.07 | 8 | 0
2030 | MISO_W_2_IESO | MISO_W | IESO | Internal | Summer | B8 | 500 | 90 | 0 | 43.97 | 37.64 | 8 | 0
2030 | MISO_W_2_IESO | MISO_W | IESO | Internal | Summer | B9 | 800 | 90 | 0 | 42.67 | 37.64 | 8 | 0
2030 | MISO_W_2_IESO | MISO_W | IESO | Internal | Summer | B10 | 1262 | 90 | 0 | 40.31 | 37.64 | 8 | 0
2030 | MISO_W_2_IESO | MISO_W | IESO | Internal | Winter | B16 | 25 | 90 | 0 | 68.02 | 48.45 | 8 | 0
2030 | MISO_W_2_IESO | MISO_W | IESO | Internal | Winter | B17 | 100 | 90 | 0 | 55.25 | 47.75 | 8 | 0
2030 | MISO_W_2_IESO | MISO_W | IESO | Internal | Winter | B18 | 400 | 90 | 0 | 51.02 | 44.02 | 8 | 0
2030 | MISO_W_2_IESO | MISO_W | IESO | Internal | Winter | B19 | 700 | 90 | 0 | 48.13 | 44.01 | 8 | 0
2030 | MISO_W_2_IESO | MISO_W | IESO | Internal | Winter | B20 | 935 | 90 | 0 | 43.16 | 44.01 | 8 | 0
2030 | MISO_W_2_MAPP_CA | MISO_W | MAPP_CA | Internal | Shoulder | B11 | 25 | 700 | 0 | 69.07 | 52.06 | 0.01 | 0
2030 | MISO_W_2_MAPP_CA | MISO_W | MAPP_CA | Internal | Shoulder | B12 | 200 | 700 | 0 | 55.5 | 52.06 | 0.01 | 0
2030 | MISO_W_2_MAPP_CA | MISO_W | MAPP_CA | Internal | Shoulder | B13 | 600 | 700 | 0.02 | 48.67 | 48.66 | 0.01 | 0
2030 | MISO_W_2_MAPP_CA | MISO_W | MAPP_CA | Internal | Shoulder | B14 | 900 | 700 | 0.01 | 47.86 | 47.85 | 0.01 | 0
2030 | MISO_W_2_MAPP_CA | MISO_W | MAPP_CA | Internal | Shoulder | B15 | 1203 | 700 | 700 | 43.53 | 47.85 | 0.01 | 4.31
2030 | MISO_W_2_MAPP_CA | MISO_W | MAPP_CA | Internal | Summer | B1 | 10 | 700 | 0 | 90.49 | 76.49 | 0.01 | 0
2030 | MISO_W_2_MAPP_CA | MISO_W | MAPP_CA | Internal | Summer | B2 | 25 | 700 | 0.29 | 77.39 | 77.37 | 0.01 | 0
2030 | MISO_W_2_MAPP_CA | MISO_W | MAPP_CA | Internal | Summer | B3 | 75 | 700 | 0 | 75.99 | 65.79 | 0.01 | 0
2030 | MISO_W_2_MAPP_CA | MISO_W | MAPP_CA | Internal | Summer | B4 | 100 | 700 | 0 | 75.99 | 64.44 | 0.01 | 0
2030 | MISO_W_2_MAPP_CA | MISO_W | MAPP_CA | Internal | Summer | B5 | 200 | 700 | 0 | 70.69 | 60.8 | 0.01 | 0
2030 | MISO_W_2_MAPP_CA | MISO_W | MAPP_CA | Internal | Summer | B6 | 300 | 700 | 0 | 57.57 | 50.56 | 0.01 | 0
2030 | MISO_W_2_MAPP_CA | MISO_W | MAPP_CA | Internal | Summer | B7 | 400 | 700 | 0.03 | 47.07 | 47.06 | 0.01 | 0
2030 | MISO_W_2_MAPP_CA | MISO_W | MAPP_CA | Internal | Summer | B8 | 500 | 700 | 0.02 | 43.97 | 43.96 | 0.01 | 0
2030 | MISO_W_2_MAPP_CA | MISO_W | MAPP_CA | Internal | Summer | B9 | 800 | 700 | 362.17 | 42.67 | 42.69 | 0.01 | 0
2030 | MISO_W_2_MAPP_CA | MISO_W | MAPP_CA | Internal | Summer | B10 | 1262 | 700 | 700 | 40.31 | 42.69 | 0.01 | 2.36
2030 | MISO_W_2_MAPP_CA | MISO_W | MAPP_CA | Internal | Winter | B16 | 25 | 700 | 0.38 | 68.02 | 68.01 | 0.01 | 0
2030 | MISO_W_2_MAPP_CA | MISO_W | MAPP_CA | Internal | Winter | B17 | 100 | 700 | 0.1 | 55.25 | 55.23 | 0.01 | 0
2030 | MISO_W_2_MAPP_CA | MISO_W | MAPP_CA | Internal | Winter | B18 | 400 | 700 | 0.03 | 51.02 | 51.01 | 0.01 | 0
2030 | MISO_W_2_MAPP_CA | MISO_W | MAPP_CA | Internal | Winter | B19 | 700 | 700 | 700 | 48.13 | 51.01 | 0.01 | 2.87
2030 | MISO_W_2_MAPP_CA | MISO_W | MAPP_CA | Internal | Winter | B20 | 935 | 700 | 700 | 43.16 | 51.01 | 0.01 | 7.84
2030 | MISO_W_2_MAPP_US | MISO_W | MAPP_US | Internal | Shoulder | B11 | 25 | 2300 | 0 | 69.07 | 66.64 | 7 | 0
2030 | MISO_W_2_MAPP_US | MISO_W | MAPP_US | Internal | Shoulder | B12 | 200 | 2300 | 0 | 55.5 | 48.5 | 7 | 0
2030 | MISO_W_2_MAPP_US | MISO_W | MAPP_US | Internal | Shoulder | B13 | 600 | 2300 | 0 | 48.67 | 42.5 | 7 | 0
2030 | MISO_W_2_MAPP_US | MISO_W | MAPP_US | Internal | Shoulder | B14 | 900 | 2300 | 0 | 47.86 | 42.5 | 7 | 0
2030 | MISO_W_2_MAPP_US | MISO_W | MAPP_US | Internal | Shoulder | B15 | 1203 | 2300 | 0 | 43.53 | 42.5 | 7 | 0
2030 | MISO_W_2_MAPP_US | MISO_W | MAPP_US | Internal | Summer | B1 | 10 | 2300 | 0 | 90.49 | 83.49 | 7 | 0
2030 | MISO_W_2_MAPP_US | MISO_W | MAPP_US | Internal | Summer | B2 | 25 | 2300 | 0 | 77.39 | 72.4 | 7 | 0
2030 | MISO_W_2_MAPP_US | MISO_W | MAPP_US | Internal | Summer | B3 | 75 | 2300 | 0 | 75.99 | 72.4 | 7 | 0
2030 | MISO_W_2_MAPP_US | MISO_W | MAPP_US | Internal | Summer | B4 | 100 | 2300 | 0 | 75.99 | 71.44 | 7 | 0
2030 | MISO_W_2_MAPP_US | MISO_W | MAPP_US | Internal | Summer | B5 | 200 | 2300 | 0 | 70.69 | 67.8 | 7 | 0
2030 | MISO_W_2_MAPP_US | MISO_W | MAPP_US | Internal | Summer | B6 | 300 | 2300 | 0 | 57.57 | 57.56 | 7 | 0
2030 | MISO_W_2_MAPP_US | MISO_W | MAPP_US | Internal | Summer | B7 | 400 | 2300 | 0 | 47.07 | 45.85 | 7 | 0
2030 | MISO_W_2_MAPP_US | MISO_W | MAPP_US | Internal | Summer | B8 | 500 | 2300 | 0 | 43.97 | 39.44 | 7 | 0
2030 | MISO_W_2_MAPP_US | MISO_W | MAPP_US | Internal | Summer | B9 | 800 | 2300 | 0 | 42.67 | 39.44 | 7 | 0
2030 | MISO_W_2_MAPP_US | MISO_W | MAPP_US | Internal | Summer | B10 | 1262 | 2300 | 0 | 40.31 | 35.69 | 7 | 0
2030 | MISO_W_2_MAPP_US | MISO_W | MAPP_US | Internal | Winter | B16 | 25 | 2300 | 0 | 68.02 | 61.02 | 7 | 0
2030 | MISO_W_2_MAPP_US | MISO_W | MAPP_US | Internal | Winter | B17 | 100 | 2300 | 0 | 55.25 | 48.25 | 7 | 0
2030 | MISO_W_2_MAPP_US | MISO_W | MAPP_US | Internal | Winter | B18 | 400 | 2300 | 0 | 51.02 | 44.28 | 7 | 0
2030 | MISO_W_2_MAPP_US | MISO_W | MAPP_US | Internal | Winter | B19 | 700 | 2300 | 0 | 48.13 | 44.28 | 7 | 0
2030 | MISO_W_2_MAPP_US | MISO_W | MAPP_US | Internal | Winter | B20 | 935 | 2300 | 0 | 43.16 | 40.73 | 7 | 0
2030 | MISO_W_2_MISO_MO-IL | MISO_W | MISO_MO-IL | Internal | Shoulder | B11 | 25 | 3800 | 186.3 | 69.07 | 69.08 | 0.01 | 0
2030 | MISO_W_2_MISO_MO-IL | MISO_W | MISO_MO-IL | Internal | Shoulder | B12 | 200 | 3800 | 843.88 | 55.5 | 55.52 | 0.01 | 0
2030 | MISO_W_2_MISO_MO-IL | MISO_W | MISO_MO-IL | Internal | Shoulder | B13 | 600 | 3800 | 477.89 | 48.67 | 48.68 | 0.01 | 0
2030 | MISO_W_2_MISO_MO-IL | MISO_W | MISO_MO-IL | Internal | Shoulder | B14 | 900 | 3800 | 0.01 | 47.86 | 47.85 | 0.01 | 0
2030 | MISO_W_2_MISO_MO-IL | MISO_W | MISO_MO-IL | Internal | Shoulder | B15 | 1203 | 3800 | 181.96 | 43.53 | 43.54 | 0.01 | 0
2030 | MISO_W_2_MISO_MO-IL | MISO_W | MISO_MO-IL | Internal | Summer | B1 | 10 | 3800 | 1480.82 | 90.49 | 90.5 | 0.01 | 0
2030 | MISO_W_2_MISO_MO-IL | MISO_W | MISO_MO-IL | Internal | Summer | B2 | 25 | 3800 | 1.84 | 77.39 | 77.39 | 0.01 | 0
2030 | MISO_W_2_MISO_MO-IL | MISO_W | MISO_MO-IL | Internal | Summer | B3 | 75 | 3800 | 0 | 75.99 | 75 | 0.01 | 0
2030 | MISO_W_2_MISO_MO-IL | MISO_W | MISO_MO-IL | Internal | Summer | B4 | 100 | 3800 | 0 | 75.99 | 74.36 | 0.01 | 0
2030 | MISO_W_2_MISO_MO-IL | MISO_W | MISO_MO-IL | Internal | Summer | B5 | 200 | 3800 | 0.05 | 70.69 | 70.68 | 0.01 | 0
2030 | MISO_W_2_MISO_MO-IL | MISO_W | MISO_MO-IL | Internal | Summer | B6 | 300 | 3800 | 0 | 57.57 | 56.57 | 0.01 | 0
2030 | MISO_W_2_MISO_MO-IL | MISO_W | MISO_MO-IL | Internal | Summer | B7 | 400 | 3800 | 0.03 | 47.07 | 47.06 | 0.01 | 0
2030 | MISO_W_2_MISO_MO-IL | MISO_W | MISO_MO-IL | Internal | Summer | B8 | 500 | 3800 | 604.03 | 43.97 | 43.98 | 0.01 | 0
2030 | MISO_W_2_MISO_MO-IL | MISO_W | MISO_MO-IL | Internal | Summer | B9 | 800 | 3800 | 0.01 | 42.67 | 42.66 | 0.01 | 0
2030 | MISO_W_2_MISO_MO-IL | MISO_W | MISO_MO-IL | Internal | Summer | B10 | 1262 | 3800 | 561.43 | 40.31 | 40.32 | 0.01 | 0
2030 | MISO_W_2_MISO_MO-IL | MISO_W | MISO_MO-IL | Internal | Winter | B16 | 25 | 3800 | 2180.34 | 68.02 | 68.04 | 0.01 | 0
2030 | MISO_W_2_MISO_MO-IL | MISO_W | MISO_MO-IL | Internal | Winter | B17 | 100 | 3800 | 1876.66 | 55.25 | 55.26 | 0.01 | 0
2030 | MISO_W_2_MISO_MO-IL | MISO_W | MISO_MO-IL | Internal | Winter | B18 | 400 | 3800 | 0.03 | 51.02 | 51.01 | 0.01 | 0
2030 | MISO_W_2_MISO_MO-IL | MISO_W | MISO_MO-IL | Internal | Winter | B19 | 700 | 3800 | 0 | 48.13 | 47.76 | 0.01 | 0
2030 | MISO_W_2_MISO_MO-IL | MISO_W | MISO_MO-IL | Internal | Winter | B20 | 935 | 3800 | 562.34 | 43.16 | 43.17 | 0.01 | 0
2030 | MISO_W_2_MISO_WUMS | MISO_W | MISO_WUMS | Internal | Shoulder | B11 | 25 | 1629 | 0 | 69.07 | 64.44 | 0.01 | 0
2030 | MISO_W_2_MISO_WUMS | MISO_W | MISO_WUMS | Internal | Shoulder | B12 | 200 | 1629 | 0.05 | 55.5 | 55.49 | 0.01 | 0
2030 | MISO_W_2_MISO_WUMS | MISO_W | MISO_WUMS | Internal | Shoulder | B13 | 600 | 1629 | 0.02 | 48.67 | 48.66 | 0.01 | 0
2030 | MISO_W_2_MISO_WUMS | MISO_W | MISO_WUMS | Internal | Shoulder | B14 | 900 | 1629 | 0 | 47.86 | 45.74 | 0.01 | 0
2030 | MISO_W_2_MISO_WUMS | MISO_W | MISO_WUMS | Internal | Shoulder | B15 | 1203 | 1629 | 0 | 43.53 | 43.52 | 0.01 | 0
2030 | MISO_W_2_MISO_WUMS | MISO_W | MISO_WUMS | Internal | Summer | B1 | 10 | 1629 | 0 | 90.49 | 71.9 | 0.01 | 0
2030 | MISO_W_2_MISO_WUMS | MISO_W | MISO_WUMS | Internal | Summer | B2 | 25 | 1629 | 0 | 77.39 | 71.9 | 0.01 | 0
2030 | MISO_W_2_MISO_WUMS | MISO_W | MISO_WUMS | Internal | Summer | B3 | 75 | 1629 | 0 | 75.99 | 71.9 | 0.01 | 0
2030 | MISO_W_2_MISO_WUMS | MISO_W | MISO_WUMS | Internal | Summer | B4 | 100 | 1629 | 0 | 75.99 | 71.8 | 0.01 | 0
2030 | MISO_W_2_MISO_WUMS | MISO_W | MISO_WUMS | Internal | Summer | B5 | 200 | 1629 | 0 | 70.69 | 66.68 | 0.01 | 0
2030 | MISO_W_2_MISO_WUMS | MISO_W | MISO_WUMS | Internal | Summer | B6 | 300 | 1629 | 0 | 57.57 | 54.23 | 0.01 | 0
2030 | MISO_W_2_MISO_WUMS | MISO_W | MISO_WUMS | Internal | Summer | B7 | 400 | 1629 | 0 | 47.07 | 46.39 | 0.01 | 0
2030 | MISO_W_2_MISO_WUMS | MISO_W | MISO_WUMS | Internal | Summer | B8 | 500 | 1629 | 0 | 43.97 | 43.66 | 0.01 | 0
2030 | MISO_W_2_MISO_WUMS | MISO_W | MISO_WUMS | Internal | Summer | B9 | 800 | 1629 | 0.01 | 42.67 | 42.66 | 0.01 | 0
2030 | MISO_W_2_MISO_WUMS | MISO_W | MISO_WUMS | Internal | Summer | B10 | 1262 | 1629 | 1469.07 | 40.31 | 40.32 | 0.01 | 0
2030 | MISO_W_2_MISO_WUMS | MISO_W | MISO_WUMS | Internal | Winter | B16 | 25 | 1629 | 94.34 | 68.02 | 68.04 | 0.01 | 0
2030 | MISO_W_2_MISO_WUMS | MISO_W | MISO_WUMS | Internal | Winter | B17 | 100 | 1629 | 18.01 | 55.25 | 55.26 | 0.01 | 0
2030 | MISO_W_2_MISO_WUMS | MISO_W | MISO_WUMS | Internal | Winter | B18 | 400 | 1629 | 0.02 | 51.02 | 51.01 | 0.01 | 0
2030 | MISO_W_2_MISO_WUMS | MISO_W | MISO_WUMS | Internal | Winter | B19 | 700 | 1629 | 0.01 | 48.13 | 48.11 | 0.01 | 0
2030 | MISO_W_2_MISO_WUMS | MISO_W | MISO_WUMS | Internal | Winter | B20 | 935 | 1629 | 1305.09 | 43.16 | 43.17 | 0.01 | 0
2030 | MISO_W_2_NE | MISO_W | NE | Internal | Shoulder | B11 | 25 | 2800 | 0 | 69.07 | 73.64 | 7 | 0
2030 | MISO_W_2_NE | MISO_W | NE | Internal | Shoulder | B12 | 200 | 2800 | 0 | 55.5 | 55.5 | 7 | 0
2030 | MISO_W_2_NE | MISO_W | NE | Internal | Shoulder | B13 | 600 | 2800 | 0 | 48.67 | 49.5 | 7 | 0
2030 | MISO_W_2_NE | MISO_W | NE | Internal | Shoulder | B14 | 900 | 2800 | 0 | 47.86 | 49.37 | 7 | 0
2030 | MISO_W_2_NE | MISO_W | NE | Internal | Shoulder | B15 | 1203 | 2800 | 0 | 43.53 | 47.96 | 7 | 0
2030 | MISO_W_2_NE | MISO_W | NE | Internal | Summer | B1 | 10 | 2800 | 0 | 90.49 | 85.49 | 7 | 0
2030 | MISO_W_2_NE | MISO_W | NE | Internal | Summer | B2 | 25 | 2800 | 0 | 77.39 | 79.4 | 7 | 0
2030 | MISO_W_2_NE | MISO_W | NE | Internal | Summer | B3 | 75 | 2800 | 0 | 75.99 | 79.4 | 7 | 0
2030 | MISO_W_2_NE | MISO_W | NE | Internal | Summer | B4 | 100 | 2800 | 0 | 75.99 | 78.44 | 7 | 0
2030 | MISO_W_2_NE | MISO_W | NE | Internal | Summer | B5 | 200 | 2800 | 0 | 70.69 | 74.8 | 7 | 0
2030 | MISO_W_2_NE | MISO_W | NE | Internal | Summer | B6 | 300 | 2800 | 0.06 | 57.57 | 64.56 | 7 | 0
2030 | MISO_W_2_NE | MISO_W | NE | Internal | Summer | B7 | 400 | 2800 | 0 | 47.07 | 52.85 | 7 | 0
2030 | MISO_W_2_NE | MISO_W | NE | Internal | Summer | B8 | 500 | 2800 | 0 | 43.97 | 46.44 | 7 | 0
2030 | MISO_W_2_NE | MISO_W | NE | Internal | Summer | B9 | 800 | 2800 | 0 | 42.67 | 46.44 | 7 | 0
2030 | MISO_W_2_NE | MISO_W | NE | Internal | Summer | B10 | 1262 | 2800 | 0 | 40.31 | 42.69 | 7 | 0
2030 | MISO_W_2_NE | MISO_W | NE | Internal | Winter | B16 | 25 | 2800 | 0 | 68.02 | 68.02 | 7 | 0
2030 | MISO_W_2_NE | MISO_W | NE | Internal | Winter | B17 | 100 | 2800 | 0 | 55.25 | 52.66 | 7 | 0
2030 | MISO_W_2_NE | MISO_W | NE | Internal | Winter | B18 | 400 | 2800 | 0 | 51.02 | 51.28 | 7 | 0
2030 | MISO_W_2_NE | MISO_W | NE | Internal | Winter | B19 | 700 | 2800 | 0 | 48.13 | 51.16 | 7 | 0
2030 | MISO_W_2_NE | MISO_W | NE | Internal | Winter | B20 | 935 | 2800 | 0 | 43.16 | 47.73 | 7 | 0
2030 | MISO_W_2_PJM_ROR | MISO_W | PJM_ROR | Internal | Shoulder | B11 | 25 | 773 | 0 | 69.07 | 66.44 | 2 | 0
2030 | MISO_W_2_PJM_ROR | MISO_W | PJM_ROR | Internal | Shoulder | B12 | 200 | 773 | 135.28 | 55.5 | 57.5 | 2 | 0
2030 | MISO_W_2_PJM_ROR | MISO_W | PJM_ROR | Internal | Shoulder | B13 | 600 | 773 | 0.03 | 48.67 | 50.66 | 2 | 0
2030 | MISO_W_2_PJM_ROR | MISO_W | PJM_ROR | Internal | Shoulder | B14 | 900 | 773 | 0 | 47.86 | 47.74 | 2 | 0
2030 | MISO_W_2_PJM_ROR | MISO_W | PJM_ROR | Internal | Shoulder | B15 | 1203 | 773 | 0 | 43.53 | 43.75 | 2 | 0
2030 | MISO_W_2_PJM_ROR | MISO_W | PJM_ROR | Internal | Summer | B1 | 10 | 773 | 772.98 | 90.49 | 93.51 | 2 | 1.02
2030 | MISO_W_2_PJM_ROR | MISO_W | PJM_ROR | Internal | Summer | B2 | 25 | 773 | 771.93 | 77.39 | 79.39 | 2 | 0.01
2030 | MISO_W_2_PJM_ROR | MISO_W | PJM_ROR | Internal | Summer | B3 | 75 | 773 | 0 | 75.99 | 73.8 | 2 | 0
2030 | MISO_W_2_PJM_ROR | MISO_W | PJM_ROR | Internal | Summer | B4 | 100 | 773 | 0 | 75.99 | 73.8 | 2 | 0
2030 | MISO_W_2_PJM_ROR | MISO_W | PJM_ROR | Internal | Summer | B5 | 200 | 773 | 0 | 70.69 | 68.68 | 2 | 0
2030 | MISO_W_2_PJM_ROR | MISO_W | PJM_ROR | Internal | Summer | B6 | 300 | 773 | 0 | 57.57 | 56.23 | 2 | 0
2030 | MISO_W_2_PJM_ROR | MISO_W | PJM_ROR | Internal | Summer | B7 | 400 | 773 | 0 | 47.07 | 48.39 | 2 | 0
2030 | MISO_W_2_PJM_ROR | MISO_W | PJM_ROR | Internal | Summer | B8 | 500 | 773 | 0 | 43.97 | 45.52 | 2 | 0
2030 | MISO_W_2_PJM_ROR | MISO_W | PJM_ROR | Internal | Summer | B9 | 800 | 773 | 0 | 42.67 | 43.74 | 2 | 0
2030 | MISO_W_2_PJM_ROR | MISO_W | PJM_ROR | Internal | Summer | B10 | 1262 | 773 | 0 | 40.31 | 40.39 | 2 | 0
2030 | MISO_W_2_PJM_ROR | MISO_W | PJM_ROR | Internal | Winter | B16 | 25 | 773 | 772.24 | 68.02 | 70.04 | 2 | 0.01
2030 | MISO_W_2_PJM_ROR | MISO_W | PJM_ROR | Internal | Winter | B17 | 100 | 773 | 772.82 | 55.25 | 57.26 | 2 | 0.01
2030 | MISO_W_2_PJM_ROR | MISO_W | PJM_ROR | Internal | Winter | B18 | 400 | 773 | 0.05 | 51.02 | 53.01 | 2 | 0
2030 | MISO_W_2_PJM_ROR | MISO_W | PJM_ROR | Internal | Winter | B19 | 700 | 773 | 0 | 48.13 | 49.76 | 2 | 0
2030 | MISO_W_2_PJM_ROR | MISO_W | PJM_ROR | Internal | Winter | B20 | 935 | 773 | 0 | 43.16 | 44.97 | 2 | 0
2030 | MISO_W_2_SPP_N | MISO_W | SPP_N | Internal | Shoulder | B11 | 25 | 3200 | 21.39 | 69.07 | 76.07 | 7 | 0
2030 | MISO_W_2_SPP_N | MISO_W | SPP_N | Internal | Shoulder | B12 | 200 | 3200 | 0 | 55.5 | 55.52 | 7 | 0
2030 | MISO_W_2_SPP_N | MISO_W | SPP_N | Internal | Shoulder | B13 | 600 | 3200 | 0 | 48.67 | 49.51 | 7 | 0
2030 | MISO_W_2_SPP_N | MISO_W | SPP_N | Internal | Shoulder | B14 | 900 | 3200 | 0 | 47.86 | 49.38 | 7 | 0
2030 | MISO_W_2_SPP_N | MISO_W | SPP_N | Internal | Shoulder | B15 | 1203 | 3200 | 0 | 43.53 | 47.97 | 7 | 0
2030 | MISO_W_2_SPP_N | MISO_W | SPP_N | Internal | Summer | B1 | 10 | 3200 | 0 | 90.49 | 85.5 | 7 | 0
2030 | MISO_W_2_SPP_N | MISO_W | SPP_N | Internal | Summer | B2 | 25 | 3200 | 0 | 77.39 | 79.41 | 7 | 0
2030 | MISO_W_2_SPP_N | MISO_W | SPP_N | Internal | Summer | B3 | 75 | 3200 | 0 | 75.99 | 79.41 | 7 | 0
2030 | MISO_W_2_SPP_N | MISO_W | SPP_N | Internal | Summer | B4 | 100 | 3200 | 0 | 75.99 | 79.41 | 7 | 0
2030 | MISO_W_2_SPP_N | MISO_W | SPP_N | Internal | Summer | B5 | 200 | 3200 | 0 | 70.69 | 74.82 | 7 | 0
2030 | MISO_W_2_SPP_N | MISO_W | SPP_N | Internal | Summer | B6 | 300 | 3200 | 876.26 | 57.57 | 64.57 | 7 | 0
2030 | MISO_W_2_SPP_N | MISO_W | SPP_N | Internal | Summer | B7 | 400 | 3200 | 1367.13 | 47.07 | 54.07 | 7 | 0
2030 | MISO_W_2_SPP_N | MISO_W | SPP_N | Internal | Summer | B8 | 500 | 3200 | 0 | 43.97 | 48.47 | 7 | 0
2030 | MISO_W_2_SPP_N | MISO_W | SPP_N | Internal | Summer | B9 | 800 | 3200 | 0 | 42.67 | 46.45 | 7 | 0
2030 | MISO_W_2_SPP_N | MISO_W | SPP_N | Internal | Summer | B10 | 1262 | 3200 | 0 | 40.31 | 44.9 | 7 | 0
2030 | MISO_W_2_SPP_N | MISO_W | SPP_N | Internal | Winter | B16 | 25 | 3200 | 0 | 68.02 | 68.04 | 7 | 0
2030 | MISO_W_2_SPP_N | MISO_W | SPP_N | Internal | Winter | B17 | 100 | 3200 | 0 | 55.25 | 52.67 | 7 | 0
2030 | MISO_W_2_SPP_N | MISO_W | SPP_N | Internal | Winter | B18 | 400 | 3200 | 0 | 51.02 | 51.29 | 7 | 0
2030 | MISO_W_2_SPP_N | MISO_W | SPP_N | Internal | Winter | B19 | 700 | 3200 | 0 | 48.13 | 51.17 | 7 | 0
2030 | MISO_W_2_SPP_N | MISO_W | SPP_N | Internal | Winter | B20 | 935 | 3200 | 0 | 43.16 | 47.74 | 7 | 0
2030 | MISO_WUMS_2_MISO_MI | MISO_WUMS | MISO_MI | Internal | Shoulder | B11 | 25 | 99 | 99 | 64.44 | 68.44 | 0.01 | 3.99
2030 | MISO_WUMS_2_MISO_MI | MISO_WUMS | MISO_MI | Internal | Shoulder | B12 | 200 | 99 | 98.97 | 55.49 | 55.54 | 0.01 | 0.04
2030 | MISO_WUMS_2_MISO_MI | MISO_WUMS | MISO_MI | Internal | Shoulder | B13 | 600 | 99 | 98.99 | 48.66 | 48.71 | 0.01 | 0.04
2030 | MISO_WUMS_2_MISO_MI | MISO_WUMS | MISO_MI | Internal | Shoulder | B14 | 900 | 99 | 99 | 45.74 | 47.85 | 0.01 | 2.11
2030 | MISO_WUMS_2_MISO_MI | MISO_WUMS | MISO_MI | Internal | Shoulder | B15 | 1203 | 99 | 98.99 | 43.52 | 43.57 | 0.01 | 0.04
2030 | MISO_WUMS_2_MISO_MI | MISO_WUMS | MISO_MI | Internal | Summer | B1 | 10 | 99 | 99 | 71.9 | 90.53 | 0.01 | 18.61
2030 | MISO_WUMS_2_MISO_MI | MISO_WUMS | MISO_MI | Internal | Summer | B2 | 25 | 99 | 99 | 71.9 | 77.37 | 0.01 | 5.46
2030 | MISO_WUMS_2_MISO_MI | MISO_WUMS | MISO_MI | Internal | Summer | B3 | 75 | 99 | 99 | 71.9 | 74.97 | 0.01 | 3.06
2030 | MISO_WUMS_2_MISO_MI | MISO_WUMS | MISO_MI | Internal | Summer | B4 | 100 | 99 | 0.18 | 71.8 | 71.8 | 0.01 | 0
2030 | MISO_WUMS_2_MISO_MI | MISO_WUMS | MISO_MI | Internal | Summer | B5 | 200 | 99 | 99 | 66.68 | 70.66 | 0.01 | 3.96
2030 | MISO_WUMS_2_MISO_MI | MISO_WUMS | MISO_MI | Internal | Summer | B6 | 300 | 99 | 99 | 54.23 | 56.54 | 0.01 | 2.3
2030 | MISO_WUMS_2_MISO_MI | MISO_WUMS | MISO_MI | Internal | Summer | B7 | 400 | 99 | 99 | 46.39 | 47.07 | 0.01 | 0.67
2030 | MISO_WUMS_2_MISO_MI | MISO_WUMS | MISO_MI | Internal | Summer | B8 | 500 | 99 | 99 | 43.66 | 44.01 | 0.01 | 0.33
2030 | MISO_WUMS_2_MISO_MI | MISO_WUMS | MISO_MI | Internal | Summer | B9 | 800 | 99 | 98.98 | 42.66 | 42.69 | 0.01 | 0.01
2030 | MISO_WUMS_2_MISO_MI | MISO_WUMS | MISO_MI | Internal | Summer | B10 | 1262 | 99 | 99 | 40.32 | 40.63 | 0.01 | 0.29
2030 | MISO_WUMS_2_MISO_MI | MISO_WUMS | MISO_MI | Internal | Winter | B16 | 25 | 99 | 0.69 | 68.04 | 68.04 | 0.01 | 0
2030 | MISO_WUMS_2_MISO_MI | MISO_WUMS | MISO_MI | Internal | Winter | B17 | 100 | 99 | 98.84 | 55.26 | 55.28 | 0.01 | 0.01
2030 | MISO_WUMS_2_MISO_MI | MISO_WUMS | MISO_MI | Internal | Winter | B18 | 400 | 99 | 48.06 | 51.01 | 51.02 | 0.01 | 0
2030 | MISO_WUMS_2_MISO_MI | MISO_WUMS | MISO_MI | Internal | Winter | B19 | 700 | 99 | 0 | 48.11 | 47.77 | 0.01 | 0
2030 | MISO_WUMS_2_MISO_MI | MISO_WUMS | MISO_MI | Internal | Winter | B20 | 935 | 99 | 98.98 | 43.17 | 43.19 | 0.01 | 0.01
2030 | MISO_WUMS_2_MISO_W | MISO_WUMS | MISO_W | Internal | Shoulder | B11 | 25 | 1137 | 1137 | 64.44 | 69.07 | 0.01 | 4.62
2030 | MISO_WUMS_2_MISO_W | MISO_WUMS | MISO_W | Internal | Shoulder | B12 | 200 | 1137 | 72.41 | 55.49 | 55.5 | 0.01 | 0
2030 | MISO_WUMS_2_MISO_W | MISO_WUMS | MISO_W | Internal | Shoulder | B13 | 600 | 1137 | 457.32 | 48.66 | 48.67 | 0.01 | 0
2030 | MISO_WUMS_2_MISO_W | MISO_WUMS | MISO_W | Internal | Shoulder | B14 | 900 | 1137 | 1137 | 45.74 | 47.86 | 0.01 | 2.11
2030 | MISO_WUMS_2_MISO_W | MISO_WUMS | MISO_W | Internal | Shoulder | B15 | 1203 | 1137 | 910.06 | 43.52 | 43.53 | 0.01 | 0
2030 | MISO_WUMS_2_MISO_W | MISO_WUMS | MISO_W | Internal | Summer | B1 | 10 | 1137 | 1137 | 71.9 | 90.49 | 0.01 | 18.58
2030 | MISO_WUMS_2_MISO_W | MISO_WUMS | MISO_W | Internal | Summer | B2 | 25 | 1137 | 1137 | 71.9 | 77.39 | 0.01 | 5.48
2030 | MISO_WUMS_2_MISO_W | MISO_WUMS | MISO_W | Internal | Summer | B3 | 75 | 1137 | 1137 | 71.9 | 75.99 | 0.01 | 4.08
2030 | MISO_WUMS_2_MISO_W | MISO_WUMS | MISO_W | Internal | Summer | B4 | 100 | 1137 | 1137 | 71.8 | 75.99 | 0.01 | 4.18
2030 | MISO_WUMS_2_MISO_W | MISO_WUMS | MISO_W | Internal | Summer | B5 | 200 | 1137 | 1137 | 66.68 | 70.69 | 0.01 | 4
2030 | MISO_WUMS_2_MISO_W | MISO_WUMS | MISO_W | Internal | Summer | B6 | 300 | 1137 | 1137 | 54.23 | 57.57 | 0.01 | 3.33
2030 | MISO_WUMS_2_MISO_W | MISO_WUMS | MISO_W | Internal | Summer | B7 | 400 | 1137 | 1137 | 46.39 | 47.07 | 0.01 | 0.67
2030 | MISO_WUMS_2_MISO_W | MISO_WUMS | MISO_W | Internal | Summer | B8 | 500 | 1137 | 1137 | 43.66 | 43.97 | 0.01 | 0.3
2030 | MISO_WUMS_2_MISO_W | MISO_WUMS | MISO_W | Internal | Summer | B9 | 800 | 1137 | 153.83 | 42.66 | 42.67 | 0.01 | 0
2030 | MISO_WUMS_2_MISO_W | MISO_WUMS | MISO_W | Internal | Summer | B10 | 1262 | 1137 | 0 | 40.32 | 40.31 | 0.01 | 0
2030 | MISO_WUMS_2_MISO_W | MISO_WUMS | MISO_W | Internal | Winter | B16 | 25 | 1137 | 0.43 | 68.04 | 68.02 | 0.01 | 0
2030 | MISO_WUMS_2_MISO_W | MISO_WUMS | MISO_W | Internal | Winter | B17 | 100 | 1137 | 0.13 | 55.26 | 55.25 | 0.01 | 0
2030 | MISO_WUMS_2_MISO_W | MISO_WUMS | MISO_W | Internal | Winter | B18 | 400 | 1137 | 869.66 | 51.01 | 51.02 | 0.01 | 0
2030 | MISO_WUMS_2_MISO_W | MISO_WUMS | MISO_W | Internal | Winter | B19 | 700 | 1137 | 720.78 | 48.11 | 48.13 | 0.01 | 0
2030 | MISO_WUMS_2_MISO_W | MISO_WUMS | MISO_W | Internal | Winter | B20 | 935 | 1137 | 0.01 | 43.17 | 43.16 | 0.01 | 0
2030 | MISO_WUMS_2_PJM_ROR | MISO_WUMS | PJM_ROR | Internal | Shoulder | B11 | 25 | 1600 | 421.57 | 64.44 | 66.44 | 2 | 0
2030 | MISO_WUMS_2_PJM_ROR | MISO_WUMS | PJM_ROR | Internal | Shoulder | B12 | 200 | 1600 | 1599.88 | 55.49 | 57.5 | 2 | 0.01
2030 | MISO_WUMS_2_PJM_ROR | MISO_WUMS | PJM_ROR | Internal | Shoulder | B13 | 600 | 1600 | 1312.43 | 48.66 | 50.66 | 2 | 0
2030 | MISO_WUMS_2_PJM_ROR | MISO_WUMS | PJM_ROR | Internal | Shoulder | B14 | 900 | 1600 | 858.74 | 45.74 | 47.74 | 2 | 0
2030 | MISO_WUMS_2_PJM_ROR | MISO_WUMS | PJM_ROR | Internal | Shoulder | B15 | 1203 | 1600 | 0 | 43.52 | 43.75 | 2 | 0
2030 | MISO_WUMS_2_PJM_ROR | MISO_WUMS | PJM_ROR | Internal | Summer | B1 | 10 | 1600 | 1600 | 71.9 | 93.51 | 2 | 19.61
2030 | MISO_WUMS_2_PJM_ROR | MISO_WUMS | PJM_ROR | Internal | Summer | B2 | 25 | 1600 | 1600 | 71.9 | 79.39 | 2 | 5.49
2030 | MISO_WUMS_2_PJM_ROR | MISO_WUMS | PJM_ROR | Internal | Summer | B3 | 75 | 1600 | 0.03 | 71.9 | 73.8 | 2 | 0
2030 | MISO_WUMS_2_PJM_ROR | MISO_WUMS | PJM_ROR | Internal | Summer | B4 | 100 | 1600 | 297.75 | 71.8 | 73.8 | 2 | 0
2030 | MISO_WUMS_2_PJM_ROR | MISO_WUMS | PJM_ROR | Internal | Summer | B5 | 200 | 1600 | 826.42 | 66.68 | 68.68 | 2 | 0
2030 | MISO_WUMS_2_PJM_ROR | MISO_WUMS | PJM_ROR | Internal | Summer | B6 | 300 | 1600 | 1310.58 | 54.23 | 56.23 | 2 | 0
2030 | MISO_WUMS_2_PJM_ROR | MISO_WUMS | PJM_ROR | Internal | Summer | B7 | 400 | 1600 | 1194.85 | 46.39 | 48.39 | 2 | 0
2030 | MISO_WUMS_2_PJM_ROR | MISO_WUMS | PJM_ROR | Internal | Summer | B8 | 500 | 1600 | 0 | 43.66 | 45.52 | 2 | 0
2030 | MISO_WUMS_2_PJM_ROR | MISO_WUMS | PJM_ROR | Internal | Summer | B9 | 800 | 1600 | 0 | 42.66 | 43.74 | 2 | 0
2030 | MISO_WUMS_2_PJM_ROR | MISO_WUMS | PJM_ROR | Internal | Summer | B10 | 1262 | 1600 | 0 | 40.32 | 40.39 | 2 | 0
2030 | MISO_WUMS_2_PJM_ROR | MISO_WUMS | PJM_ROR | Internal | Winter | B16 | 25 | 1600 | 1476.5 | 68.04 | 70.04 | 2 | 0
2030 | MISO_WUMS_2_PJM_ROR | MISO_WUMS | PJM_ROR | Internal | Winter | B17 | 100 | 1600 | 1584.43 | 55.26 | 57.26 | 2 | 0
2030 | MISO_WUMS_2_PJM_ROR | MISO_WUMS | PJM_ROR | Internal | Winter | B18 | 400 | 1600 | 922.67 | 51.01 | 53.01 | 2 | 0
2030 | MISO_WUMS_2_PJM_ROR | MISO_WUMS | PJM_ROR | Internal | Winter | B19 | 700 | 1600 | 0 | 48.11 | 49.76 | 2 | 0
2030 | MISO_WUMS_2_PJM_ROR | MISO_WUMS | PJM_ROR | Internal | Winter | B20 | 935 | 1600 | 0 | 43.17 | 44.97 | 2 | 0
2030 | NE_2_MAPP_US | NE | MAPP_US | Internal | Shoulder | B11 | 25 | 1600 | 0 | 73.64 | 66.64 | 5 | 0
2030 | NE_2_MAPP_US | NE | MAPP_US | Internal | Shoulder | B12 | 200 | 1600 | 0 | 55.5 | 48.5 | 5 | 0
2030 | NE_2_MAPP_US | NE | MAPP_US | Internal | Shoulder | B13 | 600 | 1600 | 0 | 49.5 | 42.5 | 5 | 0
2030 | NE_2_MAPP_US | NE | MAPP_US | Internal | Shoulder | B14 | 900 | 1600 | 0 | 49.37 | 42.5 | 5 | 0
2030 | NE_2_MAPP_US | NE | MAPP_US | Internal | Shoulder | B15 | 1203 | 1600 | 0 | 47.96 | 42.5 | 5 | 0
2030 | NE_2_MAPP_US | NE | MAPP_US | Internal | Summer | B1 | 10 | 1600 | 0 | 85.49 | 83.49 | 5 | 0
2030 | NE_2_MAPP_US | NE | MAPP_US | Internal | Summer | B2 | 25 | 1600 | 0 | 79.4 | 72.4 | 5 | 0
2030 | NE_2_MAPP_US | NE | MAPP_US | Internal | Summer | B3 | 75 | 1600 | 0 | 79.4 | 72.4 | 5 | 0
2030 | NE_2_MAPP_US | NE | MAPP_US | Internal | Summer | B4 | 100 | 1600 | 0 | 78.44 | 71.44 | 5 | 0
2030 | NE_2_MAPP_US | NE | MAPP_US | Internal | Summer | B5 | 200 | 1600 | 0 | 74.8 | 67.8 | 5 | 0
2030 | NE_2_MAPP_US | NE | MAPP_US | Internal | Summer | B6 | 300 | 1600 | 0 | 64.56 | 57.56 | 5 | 0
2030 | NE_2_MAPP_US | NE | MAPP_US | Internal | Summer | B7 | 400 | 1600 | 0 | 52.85 | 45.85 | 5 | 0
2030 | NE_2_MAPP_US | NE | MAPP_US | Internal | Summer | B8 | 500 | 1600 | 0 | 46.44 | 39.44 | 5 | 0
2030 | NE_2_MAPP_US | NE | MAPP_US | Internal | Summer | B9 | 800 | 1600 | 0 | 46.44 | 39.44 | 5 | 0
2030 | NE_2_MAPP_US | NE | MAPP_US | Internal | Summer | B10 | 1262 | 1600 | 0 | 42.69 | 35.69 | 5 | 0
2030 | NE_2_MAPP_US | NE | MAPP_US | Internal | Winter | B16 | 25 | 1600 | 0 | 68.02 | 61.02 | 5 | 0
2030 | NE_2_MAPP_US | NE | MAPP_US | Internal | Winter | B17 | 100 | 1600 | 0 | 52.66 | 48.25 | 5 | 0
2030 | NE_2_MAPP_US | NE | MAPP_US | Internal | Winter | B18 | 400 | 1600 | 0 | 51.28 | 44.28 | 5 | 0
2030 | NE_2_MAPP_US | NE | MAPP_US | Internal | Winter | B19 | 700 | 1600 | 0 | 51.16 | 44.28 | 5 | 0
2030 | NE_2_MAPP_US | NE | MAPP_US | Internal | Winter | B20 | 935 | 1600 | 0 | 47.73 | 40.73 | 5 | 0
2030 | NE_2_MISO_W | NE | MISO_W | Internal | Shoulder | B11 | 25 | 1600 | 0 | 73.64 | 69.07 | 5 | 0
2030 | NE_2_MISO_W | NE | MISO_W | Internal | Shoulder | B12 | 200 | 1600 | 0 | 55.5 | 55.5 | 5 | 0
2030 | NE_2_MISO_W | NE | MISO_W | Internal | Shoulder | B13 | 600 | 1600 | 0 | 49.5 | 48.67 | 5 | 0
2030 | NE_2_MISO_W | NE | MISO_W | Internal | Shoulder | B14 | 900 | 1600 | 0 | 49.37 | 47.86 | 5 | 0
2030 | NE_2_MISO_W | NE | MISO_W | Internal | Shoulder | B15 | 1203 | 1600 | 0 | 47.96 | 43.53 | 5 | 0
2030 | NE_2_MISO_W | NE | MISO_W | Internal | Summer | B1 | 10 | 1600 | 220.51 | 85.49 | 90.49 | 5 | 0
2030 | NE_2_MISO_W | NE | MISO_W | Internal | Summer | B2 | 25 | 1600 | 0 | 79.4 | 77.39 | 5 | 0
2030 | NE_2_MISO_W | NE | MISO_W | Internal | Summer | B3 | 75 | 1600 | 0 | 79.4 | 75.99 | 5 | 0
2030 | NE_2_MISO_W | NE | MISO_W | Internal | Summer | B4 | 100 | 1600 | 0 | 78.44 | 75.99 | 5 | 0
2030 | NE_2_MISO_W | NE | MISO_W | Internal | Summer | B5 | 200 | 1600 | 0 | 74.8 | 70.69 | 5 | 0
2030 | NE_2_MISO_W | NE | MISO_W | Internal | Summer | B6 | 300 | 1600 | 0 | 64.56 | 57.57 | 5 | 0
2030 | NE_2_MISO_W | NE | MISO_W | Internal | Summer | B7 | 400 | 1600 | 0 | 52.85 | 47.07 | 5 | 0
2030 | NE_2_MISO_W | NE | MISO_W | Internal | Summer | B8 | 500 | 1600 | 0 | 46.44 | 43.97 | 5 | 0
2030 | NE_2_MISO_W | NE | MISO_W | Internal | Summer | B9 | 800 | 1600 | 0 | 46.44 | 42.67 | 5 | 0
2030 | NE_2_MISO_W | NE | MISO_W | Internal | Summer | B10 | 1262 | 1600 | 0 | 42.69 | 40.31 | 5 | 0
2030 | NE_2_MISO_W | NE | MISO_W | Internal | Winter | B16 | 25 | 1600 | 0 | 68.02 | 68.02 | 5 | 0
2030 | NE_2_MISO_W | NE | MISO_W | Internal | Winter | B17 | 100 | 1600 | 0 | 52.66 | 55.25 | 5 | 0
2030 | NE_2_MISO_W | NE | MISO_W | Internal | Winter | B18 | 400 | 1600 | 0 | 51.28 | 51.02 | 5 | 0
2030 | NE_2_MISO_W | NE | MISO_W | Internal | Winter | B19 | 700 | 1600 | 0 | 51.16 | 48.13 | 5 | 0
2030 | NE_2_MISO_W | NE | MISO_W | Internal | Winter | B20 | 935 | 1600 | 0 | 47.73 | 43.16 | 5 | 0
2030 | NE_2_SPP_N | NE | SPP_N | Internal | Shoulder | B11 | 25 | 1800 | 1800 | 73.64 | 76.07 | 0.01 | 2.42
2030 | NE_2_SPP_N | NE | SPP_N | Internal | Shoulder | B12 | 200 | 1800 | 292.87 | 55.5 | 55.52 | 0.01 | 0
2030 | NE_2_SPP_N | NE | SPP_N | Internal | Shoulder | B13 | 600 | 1800 | 259.75 | 49.5 | 49.51 | 0.01 | 0
2030 | NE_2_SPP_N | NE | SPP_N | Internal | Shoulder | B14 | 900 | 1800 | 58.1 | 49.37 | 49.38 | 0.01 | 0
2030 | NE_2_SPP_N | NE | SPP_N | Internal | Shoulder | B15 | 1203 | 1800 | 527.86 | 47.96 | 47.97 | 0.01 | 0
2030 | NE_2_SPP_N | NE | SPP_N | Internal | Summer | B1 | 10 | 1800 | 363.68 | 85.49 | 85.5 | 0.01 | 0
2030 | NE_2_SPP_N | NE | SPP_N | Internal | Summer | B2 | 25 | 1800 | 1740.01 | 79.4 | 79.41 | 0.01 | 0
2030 | NE_2_SPP_N | NE | SPP_N | Internal | Summer | B3 | 75 | 1800 | 1731.33 | 79.4 | 79.41 | 0.01 | 0
2030 | NE_2_SPP_N | NE | SPP_N | Internal | Summer | B4 | 100 | 1800 | 1800 | 78.44 | 79.41 | 0.01 | 0.96
2030 | NE_2_SPP_N | NE | SPP_N | Internal | Summer | B5 | 200 | 1800 | 1456.93 | 74.8 | 74.82 | 0.01 | 0
2030 | NE_2_SPP_N | NE | SPP_N | Internal | Summer | B6 | 300 | 1800 | 1716.73 | 64.56 | 64.57 | 0.01 | 0
2030 | NE_2_SPP_N | NE | SPP_N | Internal | Summer | B7 | 400 | 1800 | 1800 | 52.85 | 54.07 | 0.01 | 1.21
2030 | NE_2_SPP_N | NE | SPP_N | Internal | Summer | B8 | 500 | 1800 | 1800 | 46.44 | 48.47 | 0.01 | 2.02
2030 | NE_2_SPP_N | NE | SPP_N | Internal | Summer | B9 | 800 | 1800 | 1732.92 | 46.44 | 46.45 | 0.01 | 0
2030 | NE_2_SPP_N | NE | SPP_N | Internal | Summer | B10 | 1262 | 1800 | 1800 | 42.69 | 44.9 | 0.01 | 2.2
2030 | NE_2_SPP_N | NE | SPP_N | Internal | Winter | B16 | 25 | 1800 | 1025.74 | 68.02 | 68.04 | 0.01 | 0
2030 | NE_2_SPP_N | NE | SPP_N | Internal | Winter | B17 | 100 | 1800 | 864.29 | 52.66 | 52.67 | 0.01 | 0
2030 | NE_2_SPP_N | NE | SPP_N | Internal | Winter | B18 | 400 | 1800 | 1123.25 | 51.28 | 51.29 | 0.01 | 0
2030 | NE_2_SPP_N | NE | SPP_N | Internal | Winter | B19 | 700 | 1800 | 694.69 | 51.16 | 51.17 | 0.01 | 0
2030 | NE_2_SPP_N | NE | SPP_N | Internal | Winter | B20 | 935 | 1800 | 1679.55 | 47.73 | 47.74 | 0.01 | 0
2030 | NEISO_2_NYISO_A-F | NEISO | NYISO_A-F | Internal | Shoulder | B11 | 25 | 600 | 600 | 44.17 | 51.8 | 3 | 4.63
2030 | NEISO_2_NYISO_A-F | NEISO | NYISO_A-F | Internal | Shoulder | B12 | 200 | 600 | 600 | 44.17 | 49.49 | 3 | 2.33
2030 | NEISO_2_NYISO_A-F | NEISO | NYISO_A-F | Internal | Shoulder | B13 | 600 | 600 | 599.99 | 44.17 | 47.21 | 3 | 0.05
2030 | NEISO_2_NYISO_A-F | NEISO | NYISO_A-F | Internal | Shoulder | B14 | 900 | 600 | 599.99 | 44.17 | 47.21 | 3 | 0.05
2030 | NEISO_2_NYISO_A-F | NEISO | NYISO_A-F | Internal | Shoulder | B15 | 1203 | 600 | 600 | 44.17 | 47.21 | 3 | 0.05
2030 | NEISO_2_NYISO_A-F | NEISO | NYISO_A-F | Internal | Summer | B1 | 10 | 600 | 0 | 88.53 | 85.53 | 3 | 0
2030 | NEISO_2_NYISO_A-F | NEISO | NYISO_A-F | Internal | Summer | B2 | 25 | 600 | 0.79 | 68.42 | 71.41 | 3 | 0
2030 | NEISO_2_NYISO_A-F | NEISO | NYISO_A-F | Internal | Summer | B3 | 75 | 600 | 600 | 56.8 | 65.79 | 3 | 5.99
2030 | NEISO_2_NYISO_A-F | NEISO | NYISO_A-F | Internal | Summer | B4 | 100 | 600 | 600 | 45.27 | 61.9 | 3 | 13.62
2030 | NEISO_2_NYISO_A-F | NEISO | NYISO_A-F | Internal | Summer | B5 | 200 | 600 | 600 | 40.82 | 54.54 | 3 | 10.72
2030 | NEISO_2_NYISO_A-F | NEISO | NYISO_A-F | Internal | Summer | B6 | 300 | 600 | 600 | 40.82 | 52.17 | 3 | 8.35
2030 | NEISO_2_NYISO_A-F | NEISO | NYISO_A-F | Internal | Summer | B7 | 400 | 600 | 600 | 40.82 | 47.07 | 3 | 3.25
2030 | NEISO_2_NYISO_A-F | NEISO | NYISO_A-F | Internal | Summer | B8 | 500 | 600 | 600 | 40.82 | 45.88 | 3 | 2.07
2030 | NEISO_2_NYISO_A-F | NEISO | NYISO_A-F | Internal | Summer | B9 | 800 | 600 | 600 | 40.82 | 44.64 | 3 | 0.83
2030 | NEISO_2_NYISO_A-F | NEISO | NYISO_A-F | Internal | Summer | B10 | 1262 | 600 | 600 | 40.82 | 44.64 | 3 | 0.83
2030 | NEISO_2_NYISO_A-F | NEISO | NYISO_A-F | Internal | Winter | B16 | 25 | 600 | 0 | 54.51 | 55.45 | 3 | 0
2030 | NEISO_2_NYISO_A-F | NEISO | NYISO_A-F | Internal | Winter | B17 | 100 | 600 | 0 | 54.51 | 54.75 | 3 | 0
2030 | NEISO_2_NYISO_A-F | NEISO | NYISO_A-F | Internal | Winter | B18 | 400 | 600 | 0 | 54.02 | 51.02 | 3 | 0
2030 | NEISO_2_NYISO_A-F | NEISO | NYISO_A-F | Internal | Winter | B19 | 700 | 600 | 0 | 54.01 | 51.01 | 3 | 0
2030 | NEISO_2_NYISO_A-F | NEISO | NYISO_A-F | Internal | Winter | B20 | 935 | 600 | 0 | 54.01 | 51.01 | 3 | 0
2030 | NEISO_2_NYISO_G-I | NEISO | NYISO_G-I | Internal | Shoulder | B11 | 25 | 600 | 600 | 44.17 | 63.3 | 3 | 16.13
2030 | NEISO_2_NYISO_G-I | NEISO | NYISO_G-I | Internal | Shoulder | B12 | 200 | 600 | 600 | 44.17 | 49.5 | 3 | 2.34
2030 | NEISO_2_NYISO_G-I | NEISO | NYISO_G-I | Internal | Shoulder | B13 | 600 | 600 | 600 | 44.17 | 47.51 | 3 | 0.34
2030 | NEISO_2_NYISO_G-I | NEISO | NYISO_G-I | Internal | Shoulder | B14 | 900 | 600 | 600 | 44.17 | 47.23 | 3 | 0.06
2030 | NEISO_2_NYISO_G-I | NEISO | NYISO_G-I | Internal | Shoulder | B15 | 1203 | 600 | 600 | 44.17 | 47.23 | 3 | 0.06
2030 | NEISO_2_NYISO_G-I | NEISO | NYISO_G-I | Internal | Summer | B1 | 10 | 600 | 404.19 | 88.53 | 91.53 | 3 | 0
2030 | NEISO_2_NYISO_G-I | NEISO | NYISO_G-I | Internal | Summer | B2 | 25 | 600 | 499.55 | 68.42 | 71.42 | 3 | 0
2030 | NEISO_2_NYISO_G-I | NEISO | NYISO_G-I | Internal | Summer | B3 | 75 | 600 | 600 | 56.8 | 65.8 | 3 | 6
2030 | NEISO_2_NYISO_G-I | NEISO | NYISO_G-I | Internal | Summer | B4 | 100 | 600 | 600 | 45.27 | 61.91 | 3 | 13.64
2030 | NEISO_2_NYISO_G-I | NEISO | NYISO_G-I | Internal | Summer | B5 | 200 | 600 | 600 | 40.82 | 58.33 | 3 | 14.51
2030 | NEISO_2_NYISO_G-I | NEISO | NYISO_G-I | Internal | Summer | B6 | 300 | 600 | 600 | 40.82 | 58.33 | 3 | 14.51
2030 | NEISO_2_NYISO_G-I | NEISO | NYISO_G-I | Internal | Summer | B7 | 400 | 600 | 600 | 40.82 | 47.08 | 3 | 3.26
2030 | NEISO_2_NYISO_G-I | NEISO | NYISO_G-I | Internal | Summer | B8 | 500 | 600 | 600 | 40.82 | 45.89 | 3 | 2.08
2030 | NEISO_2_NYISO_G-I | NEISO | NYISO_G-I | Internal | Summer | B9 | 800 | 600 | 600 | 40.82 | 44.65 | 3 | 0.84
2030 | NEISO_2_NYISO_G-I | NEISO | NYISO_G-I | Internal | Summer | B10 | 1262 | 600 | 600 | 40.82 | 44.63 | 3 | 0.81
2030 | NEISO_2_NYISO_G-I | NEISO | NYISO_G-I | Internal | Winter | B16 | 25 | 600 | 600 | 54.51 | 76.06 | 3 | 18.55
2030 | NEISO_2_NYISO_G-I | NEISO | NYISO_G-I | Internal | Winter | B17 | 100 | 600 | 600 | 54.51 | 60.47 | 3 | 2.96
2030 | NEISO_2_NYISO_G-I | NEISO | NYISO_G-I | Internal | Winter | B18 | 400 | 600 | 540.3 | 54.02 | 57.02 | 3 | 0
2030 | NEISO_2_NYISO_G-I | NEISO | NYISO_G-I | Internal | Winter | B19 | 700 | 600 | 0 | 54.01 | 55.78 | 3 | 0
2030 | NEISO_2_NYISO_G-I | NEISO | NYISO_G-I | Internal | Winter | B20 | 935 | 600 | 0 | 54.01 | 54.01 | 3 | 0
2030 | NEISO_2_NYISO_J-K | NEISO | NYISO_J-K | Internal | Shoulder | B11 | 25 | 430 | 430 | 44.17 | 63.31 | 3 | 16.14
2030 | NEISO_2_NYISO_J-K | NEISO | NYISO_J-K | Internal | Shoulder | B12 | 200 | 430 | 430 | 44.17 | 49.52 | 3 | 2.35
2030 | NEISO_2_NYISO_J-K | NEISO | NYISO_J-K | Internal | Shoulder | B13 | 600 | 430 | 430 | 44.17 | 47.52 | 3 | 0.35
2030 | NEISO_2_NYISO_J-K | NEISO | NYISO_J-K | Internal | Shoulder | B14 | 900 | 430 | 430 | 44.17 | 47.24 | 3 | 0.07
2030 | NEISO_2_NYISO_J-K | NEISO | NYISO_J-K | Internal | Shoulder | B15 | 1203 | 430 | 430 | 44.17 | 47.24 | 3 | 0.07
2030 | NEISO_2_NYISO_J-K | NEISO | NYISO_J-K | Internal | Summer | B1 | 10 | 430 | 428.44 | 88.53 | 91.54 | 3 | 0.01
2030 | NEISO_2_NYISO_J-K | NEISO | NYISO_J-K | Internal | Summer | B2 | 25 | 430 | 429.32 | 68.42 | 71.43 | 3 | 0.01
2030 | NEISO_2_NYISO_J-K | NEISO | NYISO_J-K | Internal | Summer | B3 | 75 | 430 | 430 | 56.8 | 65.81 | 3 | 6.01
2030 | NEISO_2_NYISO_J-K | NEISO | NYISO_J-K | Internal | Summer | B4 | 100 | 430 | 430 | 45.27 | 61.92 | 3 | 13.65
2030 | NEISO_2_NYISO_J-K | NEISO | NYISO_J-K | Internal | Summer | B5 | 200 | 430 | 430 | 40.82 | 58.34 | 3 | 14.52
2030 | NEISO_2_NYISO_J-K | NEISO | NYISO_J-K | Internal | Summer | B6 | 300 | 430 | 430 | 40.82 | 58.34 | 3 | 14.52
2030 | NEISO_2_NYISO_J-K | NEISO | NYISO_J-K | Internal | Summer | B7 | 400 | 430 | 430 | 40.82 | 58.34 | 3 | 14.52
2030 | NEISO_2_NYISO_J-K | NEISO | NYISO_J-K | Internal | Summer | B8 | 500 | 430 | 430 | 40.82 | 45.91 | 3 | 2.09
2030 | NEISO_2_NYISO_J-K | NEISO | NYISO_J-K | Internal | Summer | B9 | 800 | 430 | 430 | 40.82 | 44.67 | 3 | 0.85
2030 | NEISO_2_NYISO_J-K | NEISO | NYISO_J-K | Internal | Summer | B10 | 1262 | 430 | 430 | 40.82 | 44.64 | 3 | 0.83
2030 | NEISO_2_NYISO_J-K | NEISO | NYISO_J-K | Internal | Winter | B16 | 25 | 430 | 430 | 54.51 | 80.71 | 3 | 23.2
2030 | NEISO_2_NYISO_J-K | NEISO | NYISO_J-K | Internal | Winter | B17 | 100 | 430 | 430 | 54.51 | 61.2 | 3 | 3.68
2030 | NEISO_2_NYISO_J-K | NEISO | NYISO_J-K | Internal | Winter | B18 | 400 | 430 | 430 | 54.02 | 60.41 | 3 | 3.39
2030 | NEISO_2_NYISO_J-K | NEISO | NYISO_J-K | Internal | Winter | B19 | 700 | 430 | 430 | 54.01 | 60.41 | 3 | 3.4
2030 | NEISO_2_NYISO_J-K | NEISO | NYISO_J-K | Internal | Winter | B20 | 935 | 430 | 0 | 54.01 | 55.11 | 3 | 0
2030 | NonRTO_Midwest_2_MISO_IN | NonRTO_Midwest | MISO_IN | Internal | Shoulder | B11 | 25 | 4450 | 0 | 77.07 | 69.07 | 8 | 0
2030 | NonRTO_Midwest_2_MISO_IN | NonRTO_Midwest | MISO_IN | Internal | Shoulder | B12 | 200 | 4450 | 0 | 63.53 | 55.53 | 8 | 0
2030 | NonRTO_Midwest_2_MISO_IN | NonRTO_Midwest | MISO_IN | Internal | Shoulder | B13 | 600 | 4450 | 0 | 56.7 | 48.7 | 8 | 0
2030 | NonRTO_Midwest_2_MISO_IN | NonRTO_Midwest | MISO_IN | Internal | Shoulder | B14 | 900 | 4450 | 0 | 45.69 | 47.84 | 8 | 0
2030 | NonRTO_Midwest_2_MISO_IN | NonRTO_Midwest | MISO_IN | Internal | Shoulder | B15 | 1203 | 4450 | 0 | 41.54 | 43.55 | 8 | 0
2030 | NonRTO_Midwest_2_MISO_IN | NonRTO_Midwest | MISO_IN | Internal | Summer | B1 | 10 | 4450 | 116.55 | 82.51 | 90.51 | 8 | 0
2030 | NonRTO_Midwest_2_MISO_IN | NonRTO_Midwest | MISO_IN | Internal | Summer | B2 | 25 | 4450 | 0 | 80.48 | 77.38 | 8 | 0
2030 | NonRTO_Midwest_2_MISO_IN | NonRTO_Midwest | MISO_IN | Internal | Summer | B3 | 75 | 4450 | 0 | 80.48 | 74.99 | 8 | 0
2030 | NonRTO_Midwest_2_MISO_IN | NonRTO_Midwest | MISO_IN | Internal | Summer | B4 | 100 | 4450 | 0 | 80.48 | 74.35 | 8 | 0
2030 | NonRTO_Midwest_2_MISO_IN | NonRTO_Midwest | MISO_IN | Internal | Summer | B5 | 200 | 4450 | 0 | 78.67 | 70.67 | 8 | 0
2030 | NonRTO_Midwest_2_MISO_IN | NonRTO_Midwest | MISO_IN | Internal | Summer | B6 | 300 | 4450 | 0 | 64.56 | 56.56 | 8 | 0
2030 | NonRTO_Midwest_2_MISO_IN | NonRTO_Midwest | MISO_IN | Internal | Summer | B7 | 400 | 4450 | 0 | 55.06 | 47.06 | 8 | 0
2030 | NonRTO_Midwest_2_MISO_IN | NonRTO_Midwest | MISO_IN | Internal | Summer | B8 | 500 | 4450 | 0 | 44.84 | 44 | 8 | 0
2030 | NonRTO_Midwest_2_MISO_IN | NonRTO_Midwest | MISO_IN | Internal | Summer | B9 | 800 | 4450 | 0 | 39.59 | 42.67 | 8 | 0
2030 | NonRTO_Midwest_2_MISO_IN | NonRTO_Midwest | MISO_IN | Internal | Summer | B10 | 1262 | 4450 | 0 | 37.33 | 40.62 | 8 | 0
2030 | NonRTO_Midwest_2_MISO_IN | NonRTO_Midwest | MISO_IN | Internal | Winter | B16 | 25 | 4450 | 0 | 76.05 | 68.05 | 8 | 0
2030 | NonRTO_Midwest_2_MISO_IN | NonRTO_Midwest | MISO_IN | Internal | Winter | B17 | 100 | 4450 | 0 | 63.27 | 55.27 | 8 | 0
2030 | NonRTO_Midwest_2_MISO_IN | NonRTO_Midwest | MISO_IN | Internal | Winter | B18 | 400 | 4450 | 0 | 59.01 | 51.01 | 8 | 0
2030 | NonRTO_Midwest_2_MISO_IN | NonRTO_Midwest | MISO_IN | Internal | Winter | B19 | 700 | 4450 | 0 | 48.09 | 47.76 | 8 | 0
2030 | NonRTO_Midwest_2_MISO_IN | NonRTO_Midwest | MISO_IN | Internal | Winter | B20 | 935 | 4450 | 0 | 40.21 | 43.18 | 8 | 0
2030 | NonRTO_Midwest_2_TVA_Transmission | NonRTO_Midwest | TVA_Transmission | Internal | Shoulder | B11 | 25 | 2400 | 0 | 77.07 | 71.66 | 8 | 0
2030 | NonRTO_Midwest_2_TVA_Transmission | NonRTO_Midwest | TVA_Transmission | Internal | Shoulder | B12 | 200 | 2400 | 0 | 63.53 | 56.4 | 8 | 0
2030 | NonRTO_Midwest_2_TVA_Transmission | NonRTO_Midwest | TVA_Transmission | Internal | Shoulder | B13 | 600 | 2400 | 0 | 56.7 | 52.55 | 8 | 0
2030 | NonRTO_Midwest_2_TVA_Transmission | NonRTO_Midwest | TVA_Transmission | Internal | Shoulder | B14 | 900 | 2400 | 0 | 45.69 | 50.82 | 8 | 0
2030 | NonRTO_Midwest_2_TVA_Transmission | NonRTO_Midwest | TVA_Transmission | Internal | Shoulder | B15 | 1203 | 2400 | 244.49 | 41.54 | 49.54 | 8 | 0
2030 | NonRTO_Midwest_2_TVA_Transmission | NonRTO_Midwest | TVA_Transmission | Internal | Summer | B1 | 10 | 2400 | 384 | 82.51 | 90.51 | 8 | 0
2030 | NonRTO_Midwest_2_TVA_Transmission | NonRTO_Midwest | TVA_Transmission | Internal | Summer | B2 | 25 | 2400 | 0 | 80.48 | 85.39 | 8 | 0
2030 | NonRTO_Midwest_2_TVA_Transmission | NonRTO_Midwest | TVA_Transmission | Internal | Summer | B3 | 75 | 2400 | 0 | 80.48 | 79.8 | 8 | 0
2030 | NonRTO_Midwest_2_TVA_Transmission | NonRTO_Midwest | TVA_Transmission | Internal | Summer | B4 | 100 | 2400 | 0 | 80.48 | 79.19 | 8 | 0
2030 | NonRTO_Midwest_2_TVA_Transmission | NonRTO_Midwest | TVA_Transmission | Internal | Summer | B5 | 200 | 2400 | 0 | 78.67 | 74.14 | 8 | 0
2030 | NonRTO_Midwest_2_TVA_Transmission | NonRTO_Midwest | TVA_Transmission | Internal | Summer | B6 | 300 | 2400 | 0 | 64.56 | 62.23 | 8 | 0
2030 | NonRTO_Midwest_2_TVA_Transmission | NonRTO_Midwest | TVA_Transmission | Internal | Summer | B7 | 400 | 2400 | 0 | 55.06 | 53.26 | 8 | 0
2030 | NonRTO_Midwest_2_TVA_Transmission | NonRTO_Midwest | TVA_Transmission | Internal | Summer | B8 | 500 | 2400 | 0 | 44.84 | 49.26 | 8 | 0
2030 | NonRTO_Midwest_2_TVA_Transmission | NonRTO_Midwest | TVA_Transmission | Internal | Summer | B9 | 800 | 2400 | 0 | 39.59 | 46.34 | 8 | 0
2030 | NonRTO_Midwest_2_TVA_Transmission | NonRTO_Midwest | TVA_Transmission | Internal | Summer | B10 | 1262 | 2400 | 0 | 37.33 | 44.76 | 8 | 0
2030 | NonRTO_Midwest_2_TVA_Transmission | NonRTO_Midwest | TVA_Transmission | Internal | Winter | B16 | 25 | 2400 | 0 | 76.05 | 74.07 | 8 | 0
2030 | NonRTO_Midwest_2_TVA_Transmission | NonRTO_Midwest | TVA_Transmission | Internal | Winter | B17 | 100 | 2400 | 0 | 63.27 | 58.29 | 8 | 0
2030 | NonRTO_Midwest_2_TVA_Transmission | NonRTO_Midwest | TVA_Transmission | Internal | Winter | B18 | 400 | 2400 | 0 | 59.01 | 54.43 | 8 | 0
2030 | NonRTO_Midwest_2_TVA_Transmission | NonRTO_Midwest | TVA_Transmission | Internal | Winter | B19 | 700 | 2400 | 0 | 48.09 | 52.18 | 8 | 0
2030 | NonRTO_Midwest_2_TVA_Transmission | NonRTO_Midwest | TVA_Transmission | Internal | Winter | B20 | 935 | 2400 | 366.37 | 40.21 | 48.21 | 8 | 0
2030 | NYISO_A-F_2_IESO | NYISO_A-F | IESO | Internal | Shoulder | B11 | 25 | 1600 | 0 | 51.8 | 42.49 | 7 | 0
2030 | NYISO_A-F_2_IESO | NYISO_A-F | IESO | Internal | Shoulder | B12 | 200 | 1600 | 0 | 49.49 | 42.49 | 7 | 0
2030 | NYISO_A-F_2_IESO | NYISO_A-F | IESO | Internal | Shoulder | B13 | 600 | 1600 | 0 | 47.21 | 40.21 | 7 | 0
2030 | NYISO_A-F_2_IESO | NYISO_A-F | IESO | Internal | Shoulder | B14 | 900 | 1600 | 0 | 47.21 | 40.21 | 7 | 0
2030 | NYISO_A-F_2_IESO | NYISO_A-F | IESO | Internal | Shoulder | B15 | 1203 | 1600 | 0 | 47.21 | 40.21 | 7 | 0
2030 | NYISO_A-F_2_IESO | NYISO_A-F | IESO | Internal | Summer | B1 | 10 | 1600 | 0 | 85.53 | 83.53 | 7 | 0
2030 | NYISO_A-F_2_IESO | NYISO_A-F | IESO | Internal | Summer | B2 | 25 | 1600 | 0 | 71.41 | 70.37 | 7 | 0
2030 | NYISO_A-F_2_IESO | NYISO_A-F | IESO | Internal | Summer | B3 | 75 | 1600 | 0 | 65.79 | 58.79 | 7 | 0
2030 | NYISO_A-F_2_IESO | NYISO_A-F | IESO | Internal | Summer | B4 | 100 | 1600 | 0 | 61.9 | 54.9 | 7 | 0
2030 | NYISO_A-F_2_IESO | NYISO_A-F | IESO | Internal | Summer | B5 | 200 | 1600 | 0 | 54.54 | 47.54 | 7 | 0
2030 | NYISO_A-F_2_IESO | NYISO_A-F | IESO | Internal | Summer | B6 | 300 | 1600 | 0 | 52.17 | 45.17 | 7 | 0
2030 | NYISO_A-F_2_IESO | NYISO_A-F | IESO | Internal | Summer | B7 | 400 | 1600 | 0 | 47.07 | 40.07 | 7 | 0
2030 | NYISO_A-F_2_IESO | NYISO_A-F | IESO | Internal | Summer | B8 | 500 | 1600 | 0 | 45.88 | 37.64 | 7 | 0
2030 | NYISO_A-F_2_IESO | NYISO_A-F | IESO | Internal | Summer | B9 | 800 | 1600 | 0 | 44.64 | 37.64 | 7 | 0
2030 | NYISO_A-F_2_IESO | NYISO_A-F | IESO | Internal | Summer | B10 | 1262 | 1600 | 0 | 44.64 | 37.64 | 7 | 0
2030 | NYISO_A-F_2_IESO | NYISO_A-F | IESO | Internal | Winter | B16 | 25 | 1600 | 0 | 55.45 | 48.45 | 7 | 0
2030 | NYISO_A-F_2_IESO | NYISO_A-F | IESO | Internal | Winter | B17 | 100 | 1600 | 0 | 54.75 | 47.75 | 7 | 0
2030 | NYISO_A-F_2_IESO | NYISO_A-F | IESO | Internal | Winter | B18 | 400 | 1600 | 0 | 51.02 | 44.02 | 7 | 0
2030 | NYISO_A-F_2_IESO | NYISO_A-F | IESO | Internal | Winter | B19 | 700 | 1600 | 0 | 51.01 | 44.01 | 7 | 0
2030 | NYISO_A-F_2_IESO | NYISO_A-F | IESO | Internal | Winter | B20 | 935 | 1600 | 0 | 51.01 | 44.01 | 7 | 0
2030 | NYISO_A-F_2_NEISO | NYISO_A-F | NEISO | Internal | Shoulder | B11 | 25 | 600 | 0 | 51.8 | 44.17 | 3 | 0
2030 | NYISO_A-F_2_NEISO | NYISO_A-F | NEISO | Internal | Shoulder | B12 | 200 | 600 | 0 | 49.49 | 44.17 | 3 | 0
2030 | NYISO_A-F_2_NEISO | NYISO_A-F | NEISO | Internal | Shoulder | B13 | 600 | 600 | 0 | 47.21 | 44.17 | 3 | 0
2030 | NYISO_A-F_2_NEISO | NYISO_A-F | NEISO | Internal | Shoulder | B14 | 900 | 600 | 0 | 47.21 | 44.17 | 3 | 0
2030 | NYISO_A-F_2_NEISO | NYISO_A-F | NEISO | Internal | Shoulder | B15 | 1203 | 600 | 0 | 47.21 | 44.17 | 3 | 0
2030 | NYISO_A-F_2_NEISO | NYISO_A-F | NEISO | Internal | Summer | B1 | 10 | 600 | 289.06 | 85.53 | 88.53 | 3 | 0
2030 | NYISO_A-F_2_NEISO | NYISO_A-F | NEISO | Internal | Summer | B2 | 25 | 600 | 0 | 71.41 | 68.42 | 3 | 0
2030 | NYISO_A-F_2_NEISO | NYISO_A-F | NEISO | Internal | Summer | B3 | 75 | 600 | 0 | 65.79 | 56.8 | 3 | 0
2030 | NYISO_A-F_2_NEISO | NYISO_A-F | NEISO | Internal | Summer | B4 | 100 | 600 | 0 | 61.9 | 45.27 | 3 | 0
2030 | NYISO_A-F_2_NEISO | NYISO_A-F | NEISO | Internal | Summer | B5 | 200 | 600 | 0 | 54.54 | 40.82 | 3 | 0
2030 | NYISO_A-F_2_NEISO | NYISO_A-F | NEISO | Internal | Summer | B6 | 300 | 600 | 0 | 52.17 | 40.82 | 3 | 0
2030 | NYISO_A-F_2_NEISO | NYISO_A-F | NEISO | Internal | Summer | B7 | 400 | 600 | 0 | 47.07 | 40.82 | 3 | 0
2030 | NYISO_A-F_2_NEISO | NYISO_A-F | NEISO | Internal | Summer | B8 | 500 | 600 | 0 | 45.88 | 40.82 | 3 | 0
2030 | NYISO_A-F_2_NEISO | NYISO_A-F | NEISO | Internal | Summer | B9 | 800 | 600 | 0 | 44.64 | 40.82 | 3 | 0
2030 | NYISO_A-F_2_NEISO | NYISO_A-F | NEISO | Internal | Summer | B10 | 1262 | 600 | 0 | 44.64 | 40.82 | 3 | 0
2030 | NYISO_A-F_2_NEISO | NYISO_A-F | NEISO | Internal | Winter | B16 | 25 | 600 | 0 | 55.45 | 54.51 | 3 | 0
2030 | NYISO_A-F_2_NEISO | NYISO_A-F | NEISO | Internal | Winter | B17 | 100 | 600 | 0 | 54.75 | 54.51 | 3 | 0
2030 | NYISO_A-F_2_NEISO | NYISO_A-F | NEISO | Internal | Winter | B18 | 400 | 600 | 504.02 | 51.02 | 54.02 | 3 | 0
2030 | NYISO_A-F_2_NEISO | NYISO_A-F | NEISO | Internal | Winter | B19 | 700 | 600 | 93.44 | 51.01 | 54.01 | 3 | 0
2030 | NYISO_A-F_2_NEISO | NYISO_A-F | NEISO | Internal | Winter | B20 | 935 | 600 | 103.66 | 51.01 | 54.01 | 3 | 0
2030 | NYISO_A-F_2_NYISO_G-I | NYISO_A-F | NYISO_G-I | Internal | Shoulder | B11 | 25 | 4250 | 4250 | 51.8 | 63.3 | 0.01 | 11.49
2030 | NYISO_A-F_2_NYISO_G-I | NYISO_A-F | NYISO_G-I | Internal | Shoulder | B12 | 200 | 4250 | 3706.23 | 49.49 | 49.5 | 0.01 | 0
2030 | NYISO_A-F_2_NYISO_G-I | NYISO_A-F | NYISO_G-I | Internal | Shoulder | B13 | 600 | 4250 | 4250 | 47.21 | 47.51 | 0.01 | 0.28
2030 | NYISO_A-F_2_NYISO_G-I | NYISO_A-F | NYISO_G-I | Internal | Shoulder | B14 | 900 | 4250 | 3577.58 | 47.21 | 47.23 | 0.01 | 0
2030 | NYISO_A-F_2_NYISO_G-I | NYISO_A-F | NYISO_G-I | Internal | Shoulder | B15 | 1203 | 4250 | 1159.3 | 47.21 | 47.23 | 0.01 | 0
2030 | NYISO_A-F_2_NYISO_G-I | NYISO_A-F | NYISO_G-I | Internal | Summer | B1 | 10 | 4250 | 4250 | 85.53 | 91.53 | 0.01 | 5.99
2030 | NYISO_A-F_2_NYISO_G-I | NYISO_A-F | NYISO_G-I | Internal | Summer | B2 | 25 | 4250 | 3746.85 | 71.41 | 71.42 | 0.01 | 0
2030 | NYISO_A-F_2_NYISO_G-I | NYISO_A-F | NYISO_G-I | Internal | Summer | B3 | 75 | 4250 | 3826.58 | 65.79 | 65.8 | 0.01 | 0
2030 | NYISO_A-F_2_NYISO_G-I | NYISO_A-F | NYISO_G-I | Internal | Summer | B4 | 100 | 4250 | 4005.17 | 61.9 | 61.91 | 0.01 | 0
2030 | NYISO_A-F_2_NYISO_G-I | NYISO_A-F | NYISO_G-I | Internal | Summer | B5 | 200 | 4250 | 4250 | 54.54 | 58.33 | 0.01 | 3.78
2030 | NYISO_A-F_2_NYISO_G-I | NYISO_A-F | NYISO_G-I | Internal | Summer | B6 | 300 | 4250 | 4250 | 52.17 | 58.33 | 0.01 | 6.15
2030 | NYISO_A-F_2_NYISO_G-I | NYISO_A-F | NYISO_G-I | Internal | Summer | B7 | 400 | 4250 | 4059.36 | 47.07 | 47.08 | 0.01 | 0
2030 | NYISO_A-F_2_NYISO_G-I | NYISO_A-F | NYISO_G-I | Internal | Summer | B8 | 500 | 4250 | 3744.63 | 45.88 | 45.89 | 0.01 | 0
2030 | NYISO_A-F_2_NYISO_G-I | NYISO_A-F | NYISO_G-I | Internal | Summer | B9 | 800 | 4250 | 2512.99 | 44.64 | 44.65 | 0.01 | 0
2030 | NYISO_A-F_2_NYISO_G-I | NYISO_A-F | NYISO_G-I | Internal | Summer | B10 | 1262 | 4250 | 0 | 44.64 | 44.63 | 0.01 | 0
2030 | NYISO_A-F_2_NYISO_G-I | NYISO_A-F | NYISO_G-I | Internal | Winter | B16 | 25 | 4250 | 4250 | 55.45 | 76.06 | 0.01 | 20.6
2030 | NYISO_A-F_2_NYISO_G-I | NYISO_A-F | NYISO_G-I | Internal | Winter | B17 | 100 | 4250 | 4250 | 54.75 | 60.47 | 0.01 | 5.71
2030 | NYISO_A-F_2_NYISO_G-I | NYISO_A-F | NYISO_G-I | Internal | Winter | B18 | 400 | 4250 | 4250 | 51.02 | 57.02 | 0.01 | 5.99
2030 | NYISO_A-F_2_NYISO_G-I | NYISO_A-F | NYISO_G-I | Internal | Winter | B19 | 700 | 4250 | 4250 | 51.01 | 55.78 | 0.01 | 4.76
2030 | NYISO_A-F_2_NYISO_G-I | NYISO_A-F | NYISO_G-I | Internal | Winter | B20 | 935 | 4250 | 4250 | 51.01 | 54.01 | 0.01 | 2.99
2030 | NYISO_A-F_2_PJM_ROM | NYISO_A-F | PJM_ROM | Internal | Shoulder | B11 | 25 | 1000 | 1000 | 51.8 | 66.42 | 8 | 6.62
2030 | NYISO_A-F_2_PJM_ROM | NYISO_A-F | PJM_ROM | Internal | Shoulder | B12 | 200 | 1000 | 167.71 | 49.49 | 57.49 | 8 | 0
2030 | NYISO_A-F_2_PJM_ROM | NYISO_A-F | PJM_ROM | Internal | Shoulder | B13 | 600 | 1000 | 0 | 47.21 | 50.67 | 8 | 0
2030 | NYISO_A-F_2_PJM_ROM | NYISO_A-F | PJM_ROM | Internal | Shoulder | B14 | 900 | 1000 | 0 | 47.21 | 47.75 | 8 | 0
2030 | NYISO_A-F_2_PJM_ROM | NYISO_A-F | PJM_ROM | Internal | Shoulder | B15 | 1203 | 1000 | 0 | 47.21 | 43.77 | 8 | 0
2030 | NYISO_A-F_2_PJM_ROM | NYISO_A-F | PJM_ROM | Internal | Summer | B1 | 10 | 1000 | 175.82 | 85.53 | 93.53 | 8 | 0
2030 | NYISO_A-F_2_PJM_ROM | NYISO_A-F | PJM_ROM | Internal | Summer | B2 | 25 | 1000 | 380.37 | 71.41 | 79.41 | 8 | 0
2030 | NYISO_A-F_2_PJM_ROM | NYISO_A-F | PJM_ROM | Internal | Summer | B3 | 75 | 1000 | 999.87 | 65.79 | 73.81 | 8 | 0.02
2030 | NYISO_A-F_2_PJM_ROM | NYISO_A-F | PJM_ROM | Internal | Summer | B4 | 100 | 1000 | 1000 | 61.9 | 73.79 | 8 | 3.89
2030 | NYISO_A-F_2_PJM_ROM | NYISO_A-F | PJM_ROM | Internal | Summer | B5 | 200 | 1000 | 1000 | 54.54 | 68.67 | 8 | 6.13
2030 | NYISO_A-F_2_PJM_ROM | NYISO_A-F | PJM_ROM | Internal | Summer | B6 | 300 | 1000 | 0 | 52.17 | 56.24 | 8 | 0
2030 | NYISO_A-F_2_PJM_ROM | NYISO_A-F | PJM_ROM | Internal | Summer | B7 | 400 | 1000 | 0 | 47.07 | 48.4 | 8 | 0
2030 | NYISO_A-F_2_PJM_ROM | NYISO_A-F | PJM_ROM | Internal | Summer | B8 | 500 | 1000 | 0 | 45.88 | 45.53 | 8 | 0
2030 | NYISO_A-F_2_PJM_ROM | NYISO_A-F | PJM_ROM | Internal | Summer | B9 | 800 | 1000 | 0 | 44.64 | 43.75 | 8 | 0
2030 | NYISO_A-F_2_PJM_ROM | NYISO_A-F | PJM_ROM | Internal | Summer | B10 | 1262 | 1000 | 0 | 44.64 | 40.4 | 8 | 0
2030 | NYISO_A-F_2_PJM_ROM | NYISO_A-F | PJM_ROM | Internal | Winter | B16 | 25 | 1000 | 1000 | 55.45 | 70.05 | 8 | 6.6
2030 | NYISO_A-F_2_PJM_ROM | NYISO_A-F | PJM_ROM | Internal | Winter | B17 | 100 | 1000 | 0 | 54.75 | 57.27 | 8 | 0
2030 | NYISO_A-F_2_PJM_ROM | NYISO_A-F | PJM_ROM | Internal | Winter | B18 | 400 | 1000 | 0 | 51.02 | 53.02 | 8 | 0
2030 | NYISO_A-F_2_PJM_ROM | NYISO_A-F | PJM_ROM | Internal | Winter | B19 | 700 | 1000 | 0 | 51.01 | 49.77 | 8 | 0
2030 | NYISO_A-F_2_PJM_ROM | NYISO_A-F | PJM_ROM | Internal | Winter | B20 | 935 | 1000 | 0 | 51.01 | 44.98 | 8 | 0
2030 | NYISO_G-I_2_NEISO | NYISO_G-I | NEISO | Internal | Shoulder | B11 | 25 | 600 | 0 | 63.3 | 44.17 | 3 | 0
2030 | NYISO_G-I_2_NEISO | NYISO_G-I | NEISO | Internal | Shoulder | B12 | 200 | 600 | 0 | 49.5 | 44.17 | 3 | 0
2030 | NYISO_G-I_2_NEISO | NYISO_G-I | NEISO | Internal | Shoulder | B13 | 600 | 600 | 0 | 47.51 | 44.17 | 3 | 0
2030 | NYISO_G-I_2_NEISO | NYISO_G-I | NEISO | Internal | Shoulder | B14 | 900 | 600 | 0 | 47.23 | 44.17 | 3 | 0
2030 | NYISO_G-I_2_NEISO | NYISO_G-I | NEISO | Internal | Shoulder | B15 | 1203 | 600 | 0 | 47.23 | 44.17 | 3 | 0
2030 | NYISO_G-I_2_NEISO | NYISO_G-I | NEISO | Internal | Summer | B1 | 10 | 600 | 0 | 91.53 | 88.53 | 3 | 0
2030 | NYISO_G-I_2_NEISO | NYISO_G-I | NEISO | Internal | Summer | B2 | 25 | 600 | 0 | 71.42 | 68.42 | 3 | 0
2030 | NYISO_G-I_2_NEISO | NYISO_G-I | NEISO | Internal | Summer | B3 | 75 | 600 | 0 | 65.8 | 56.8 | 3 | 0
2030 | NYISO_G-I_2_NEISO | NYISO_G-I | NEISO | Internal | Summer | B4 | 100 | 600 | 0 | 61.91 | 45.27 | 3 | 0
2030 | NYISO_G-I_2_NEISO | NYISO_G-I | NEISO | Internal | Summer | B5 | 200 | 600 | 0 | 58.33 | 40.82 | 3 | 0
2030 | NYISO_G-I_2_NEISO | NYISO_G-I | NEISO | Internal | Summer | B6 | 300 | 600 | 0 | 58.33 | 40.82 | 3 | 0
2030 | NYISO_G-I_2_NEISO | NYISO_G-I | NEISO | Internal | Summer | B7 | 400 | 600 | 0 | 47.08 | 40.82 | 3 | 0
2030 | NYISO_G-I_2_NEISO | NYISO_G-I | NEISO | Internal | Summer | B8 | 500 | 600 | 0 | 45.89 | 40.82 | 3 | 0
2030 | NYISO_G-I_2_NEISO | NYISO_G-I | NEISO | Internal | Summer | B9 | 800 | 600 | 0 | 44.65 | 40.82 | 3 | 0
2030 | NYISO_G-I_2_NEISO | NYISO_G-I | NEISO | Internal | Summer | B10 | 1262 | 600 | 0 | 44.63 | 40.82 | 3 | 0
2030 | NYISO_G-I_2_NEISO | NYISO_G-I | NEISO | Internal | Winter | B16 | 25 | 600 | 0 | 76.06 | 54.51 | 3 | 0
2030 | NYISO_G-I_2_NEISO | NYISO_G-I | NEISO | Internal | Winter | B17 | 100 | 600 | 0 | 60.47 | 54.51 | 3 | 0
2030 | NYISO_G-I_2_NEISO | NYISO_G-I | NEISO | Internal | Winter | B18 | 400 | 600 | 0 | 57.02 | 54.02 | 3 | 0
2030 | NYISO_G-I_2_NEISO | NYISO_G-I | NEISO | Internal | Winter | B19 | 700 | 600 | 0 | 55.78 | 54.01 | 3 | 0
2030 | NYISO_G-I_2_NEISO | NYISO_G-I | NEISO | Internal | Winter | B20 | 935 | 600 | 0 | 54.01 | 54.01 | 3 | 0
2030 | NYISO_G-I_2_NYISO_A-F | NYISO_G-I | NYISO_A-F | Internal | Shoulder | B11 | 25 | 1999 | 0 | 63.3 | 51.8 | 0.01 | 0
2030 | NYISO_G-I_2_NYISO_A-F | NYISO_G-I | NYISO_A-F | Internal | Shoulder | B12 | 200 | 1999 | 0.05 | 49.5 | 49.49 | 0.01 | 0
2030 | NYISO_G-I_2_NYISO_A-F | NYISO_G-I | NYISO_A-F | Internal | Shoulder | B13 | 600 | 1999 | 0 | 47.51 | 47.21 | 0.01 | 0
2030 | NYISO_G-I_2_NYISO_A-F | NYISO_G-I | NYISO_A-F | Internal | Shoulder | B14 | 900 | 1999 | 0.01 | 47.23 | 47.21 | 0.01 | 0
2030 | NYISO_G-I_2_NYISO_A-F | NYISO_G-I | NYISO_A-F | Internal | Shoulder | B15 | 1203 | 1999 | 0 | 47.23 | 47.21 | 0.01 | 0
2030 | NYISO_G-I_2_NYISO_A-F | NYISO_G-I | NYISO_A-F | Internal | Summer | B1 | 10 | 1999 | 0 | 91.53 | 85.53 | 0.01 | 0
2030 | NYISO_G-I_2_NYISO_A-F | NYISO_G-I | NYISO_A-F | Internal | Summer | B2 | 25 | 1999 | 0.38 | 71.42 | 71.41 | 0.01 | 0
2030 | NYISO_G-I_2_NYISO_A-F | NYISO_G-I | NYISO_A-F | Internal | Summer | B3 | 75 | 1999 | 0.13 | 65.8 | 65.79 | 0.01 | 0
2030 | NYISO_G-I_2_NYISO_A-F | NYISO_G-I | NYISO_A-F | Internal | Summer | B4 | 100 | 1999 | 0.1 | 61.91 | 61.9 | 0.01 | 0
2030 | NYISO_G-I_2_NYISO_A-F | NYISO_G-I | NYISO_A-F | Internal | Summer | B5 | 200 | 1999 | 0 | 58.33 | 54.54 | 0.01 | 0
2030 | NYISO_G-I_2_NYISO_A-F | NYISO_G-I | NYISO_A-F | Internal | Summer | B6 | 300 | 1999 | 0 | 58.33 | 52.17 | 0.01 | 0
2030 | NYISO_G-I_2_NYISO_A-F | NYISO_G-I | NYISO_A-F | Internal | Summer | B7 | 400 | 1999 | 0.02 | 47.08 | 47.07 | 0.01 | 0
2030 | NYISO_G-I_2_NYISO_A-F | NYISO_G-I | NYISO_A-F | Internal | Summer | B8 | 500 | 1999 | 0.02 | 45.89 | 45.88 | 0.01 | 0
2030 | NYISO_G-I_2_NYISO_A-F | NYISO_G-I | NYISO_A-F | Internal | Summer | B9 | 800 | 1999 | 0.01 | 44.65 | 44.64 | 0.01 | 0
2030 | NYISO_G-I_2_NYISO_A-F | NYISO_G-I | NYISO_A-F | Internal | Summer | B10 | 1262 | 1999 | 58.03 | 44.63 | 44.64 | 0.01 | 0
2030 | NYISO_G-I_2_NYISO_A-F | NYISO_G-I | NYISO_A-F | Internal | Winter | B16 | 25 | 1999 | 0 | 76.06 | 55.45 | 0.01 | 0
2030 | NYISO_G-I_2_NYISO_A-F | NYISO_G-I | NYISO_A-F | Internal | Winter | B17 | 100 | 1999 | 0 | 60.47 | 54.75 | 0.01 | 0
2030 | NYISO_G-I_2_NYISO_A-F | NYISO_G-I | NYISO_A-F | Internal | Winter | B18 | 400 | 1999 | 0 | 57.02 | 51.02 | 0.01 | 0
2030 | NYISO_G-I_2_NYISO_A-F | NYISO_G-I | NYISO_A-F | Internal | Winter | B19 | 700 | 1999 | 0 | 55.78 | 51.01 | 0.01 | 0
2030 | NYISO_G-I_2_NYISO_A-F | NYISO_G-I | NYISO_A-F | Internal | Winter | B20 | 935 | 1999 | 0 | 54.01 | 51.01 | 0.01 | 0
2030 | NYISO_G-I_2_NYISO_J-K | NYISO_G-I | NYISO_J-K | Internal | Shoulder | B11 | 25 | 6130 | 5772.05 | 63.3 | 63.31 | 0.01 | 0
2030 | NYISO_G-I_2_NYISO_J-K | NYISO_G-I | NYISO_J-K | Internal | Shoulder | B12 | 200 | 6130 | 5286.39 | 49.5 | 49.52 | 0.01 | 0
2030 | NYISO_G-I_2_NYISO_J-K | NYISO_G-I | NYISO_J-K | Internal | Shoulder | B13 | 600 | 6130 | 5970.67 | 47.51 | 47.52 | 0.01 | 0
2030 | NYISO_G-I_2_NYISO_J-K | NYISO_G-I | NYISO_J-K | Internal | Shoulder | B14 | 900 | 6130 | 5473.6 | 47.23 | 47.24 | 0.01 | 0
2030 | NYISO_G-I_2_NYISO_J-K | NYISO_G-I | NYISO_J-K | Internal | Shoulder | B15 | 1203 | 6130 | 3544.05 | 47.23 | 47.24 | 0.01 | 0
2030 | NYISO_G-I_2_NYISO_J-K | NYISO_G-I | NYISO_J-K | Internal | Summer | B1 | 10 | 6130 | 4601.09 | 91.53 | 91.54 | 0.01 | 0
2030 | NYISO_G-I_2_NYISO_J-K | NYISO_G-I | NYISO_J-K | Internal | Summer | B2 | 25 | 6130 | 4081.34 | 71.42 | 71.43 | 0.01 | 0
2030 | NYISO_G-I_2_NYISO_J-K | NYISO_G-I | NYISO_J-K | Internal | Summer | B3 | 75 | 6130 | 3876.77 | 65.8 | 65.81 | 0.01 | 0
2030 | NYISO_G-I_2_NYISO_J-K | NYISO_G-I | NYISO_J-K | Internal | Summer | B4 | 100 | 6130 | 3988.34 | 61.91 | 61.92 | 0.01 | 0
2030 | NYISO_G-I_2_NYISO_J-K | NYISO_G-I | NYISO_J-K | Internal | Summer | B5 | 200 | 6130 | 4387.38 | 58.33 | 58.34 | 0.01 | 0
2030 | NYISO_G-I_2_NYISO_J-K | NYISO_G-I | NYISO_J-K | Internal | Summer | B6 | 300 | 6130 | 6107.17 | 58.33 | 58.34 | 0.01 | 0
2030 | NYISO_G-I_2_NYISO_J-K | NYISO_G-I | NYISO_J-K | Internal | Summer | B7 | 400 | 6130 | 6130 | 47.08 | 58.34 | 0.01 | 11.25
2030 | NYISO_G-I_2_NYISO_J-K | NYISO_G-I | NYISO_J-K | Internal | Summer | B8 | 500 | 6130 | 5970.37 | 45.89 | 45.91 | 0.01 | 0
2030 | NYISO_G-I_2_NYISO_J-K | NYISO_G-I | NYISO_J-K | Internal | Summer | B9 | 800 | 6130 | 4974.98 | 44.65 | 44.67 | 0.01 | 0
2030 | NYISO_G-I_2_NYISO_J-K | NYISO_G-I | NYISO_J-K | Internal | Summer | B10 | 1262 | 6130 | 2916.82 | 44.63 | 44.64 | 0.01 | 0
2030 | NYISO_G-I_2_NYISO_J-K | NYISO_G-I | NYISO_J-K | Internal | Winter | B16 | 25 | 6130 | 6130 | 76.06 | 80.71 | 0.01 | 4.64
2030 | NYISO_G-I_2_NYISO_J-K | NYISO_G-I | NYISO_J-K | Internal | Winter | B17 | 100 | 6130 | 6130 | 60.47 | 61.2 | 0.01 | 0.72
2030 | NYISO_G-I_2_NYISO_J-K | NYISO_G-I | NYISO_J-K | Internal | Winter | B18 | 400 | 6130 | 6130 | 57.02 | 60.41 | 0.01 | 3.38
2030 | NYISO_G-I_2_NYISO_J-K | NYISO_G-I | NYISO_J-K | Internal | Winter | B19 | 700 | 6130 | 6130 | 55.78 | 60.41 | 0.01 | 4.62
2030 | NYISO_G-I_2_NYISO_J-K | NYISO_G-I | NYISO_J-K | Internal | Winter | B20 | 935 | 6130 | 6130 | 54.01 | 55.11 | 0.01 | 1.09
2030 | NYISO_G-I_2_PJM_E | NYISO_G-I | PJM_E | Internal | Shoulder | B11 | 25 | 1500 | 0 | 63.3 | 66.41 | 8 | 0
2030 | NYISO_G-I_2_PJM_E | NYISO_G-I | PJM_E | Internal | Shoulder | B12 | 200 | 1500 | 0.05 | 49.5 | 57.48 | 8 | 0
2030 | NYISO_G-I_2_PJM_E | NYISO_G-I | PJM_E | Internal | Shoulder | B13 | 600 | 1500 | 0 | 47.51 | 50.66 | 8 | 0
2030 | NYISO_G-I_2_PJM_E | NYISO_G-I | PJM_E | Internal | Shoulder | B14 | 900 | 1500 | 0 | 47.23 | 47.74 | 8 | 0
2030 | NYISO_G-I_2_PJM_E | NYISO_G-I | PJM_E | Internal | Shoulder | B15 | 1203 | 1500 | 0 | 47.23 | 43.78 | 8 | 0
2030 | NYISO_G-I_2_PJM_E | NYISO_G-I | PJM_E | Internal | Summer | B1 | 10 | 1500 | 0 | 91.53 | 93.54 | 8 | 0
2030 | NYISO_G-I_2_PJM_E | NYISO_G-I | PJM_E | Internal | Summer | B2 | 25 | 1500 | 290.48 | 71.42 | 79.42 | 8 | 0
2030 | NYISO_G-I_2_PJM_E | NYISO_G-I | PJM_E | Internal | Summer | B3 | 75 | 1500 | 1133.01 | 65.8 | 73.8 | 8 | 0
2030 | NYISO_G-I_2_PJM_E | NYISO_G-I | PJM_E | Internal | Summer | B4 | 100 | 1500 | 1500 | 61.91 | 73.78 | 8 | 3.87
2030 | NYISO_G-I_2_PJM_E | NYISO_G-I | PJM_E | Internal | Summer | B5 | 200 | 1500 | 1500 | 58.33 | 68.66 | 8 | 2.33
2030 | NYISO_G-I_2_PJM_E | NYISO_G-I | PJM_E | Internal | Summer | B6 | 300 | 1500 | 0 | 58.33 | 56.25 | 8 | 0
2030 | NYISO_G-I_2_PJM_E | NYISO_G-I | PJM_E | Internal | Summer | B7 | 400 | 1500 | 0 | 47.08 | 48.39 | 8 | 0
2030 | NYISO_G-I_2_PJM_E | NYISO_G-I | PJM_E | Internal | Summer | B8 | 500 | 1500 | 0 | 45.89 | 45.55 | 8 | 0
2030 | NYISO_G-I_2_PJM_E | NYISO_G-I | PJM_E | Internal | Summer | B9 | 800 | 1500 | 0 | 44.65 | 43.76 | 8 | 0
2030 | NYISO_G-I_2_PJM_E | NYISO_G-I | PJM_E | Internal | Summer | B10 | 1262 | 1500 | 0 | 44.63 | 40.41 | 8 | 0
2030 | NYISO_G-I_2_PJM_E | NYISO_G-I | PJM_E | Internal | Winter | B16 | 25 | 1500 | 0 | 76.06 | 70.06 | 8 | 0
2030 | NYISO_G-I_2_PJM_E | NYISO_G-I | PJM_E | Internal | Winter | B17 | 100 | 1500 | 0 | 60.47 | 57.28 | 8 | 0
2030 | NYISO_G-I_2_PJM_E | NYISO_G-I | PJM_E | Internal | Winter | B18 | 400 | 1500 | 0 | 57.02 | 53.04 | 8 | 0
2030 | NYISO_G-I_2_PJM_E | NYISO_G-I | PJM_E | Internal | Winter | B19 | 700 | 1500 | 0 | 55.78 | 49.78 | 8 | 0
2030 | NYISO_G-I_2_PJM_E | NYISO_G-I | PJM_E | Internal | Winter | B20 | 935 | 1500 | 0 | 54.01 | 45 | 8 | 0
2030 | NYISO_J-K_2_NEISO | NYISO_J-K | NEISO | Internal | Shoulder | B11 | 25 | 0.01 | 0 | 63.31 | 44.17 | 3 | 0.82
2030 | NYISO_J-K_2_NEISO | NYISO_J-K | NEISO | Internal | Shoulder | B12 | 200 | 0.01 | 0 | 49.52 | 44.17 | 3 | 0.12
2030 | NYISO_J-K_2_NEISO | NYISO_J-K | NEISO | Internal | Shoulder | B13 | 600 | 0.01 | 0 | 47.52 | 44.17 | 3 | 0.04
2030 | NYISO_J-K_2_NEISO | NYISO_J-K | NEISO | Internal | Shoulder | B14 | 900 | 0.01 | 0 | 47.24 | 44.17 | 3 | 0.03
2030 | NYISO_J-K_2_NEISO | NYISO_J-K | NEISO | Internal | Shoulder | B15 | 1203 | 0.01 | 0 | 47.24 | 44.17 | 3 | 0.02
2030 | NYISO_J-K_2_NEISO | NYISO_J-K | NEISO | Internal | Summer | B1 | 10 | 0.01 | 0 | 91.54 | 88.53 | 3 | 2.1
2030 | NYISO_J-K_2_NEISO | NYISO_J-K | NEISO | Internal | Summer | B2 | 25 | 0.01 | 0 | 71.43 | 68.42 | 3 | 0.89
2030 | NYISO_J-K_2_NEISO | NYISO_J-K | NEISO | Internal | Summer | B3 | 75 | 0.01 | 0 | 65.81 | 56.8 | 3 | 0.31
2030 | NYISO_J-K_2_NEISO | NYISO_J-K | NEISO | Internal | Summer | B4 | 100 | 0.01 | 0 | 61.92 | 45.27 | 3 | 0.23
2030 | NYISO_J-K_2_NEISO | NYISO_J-K | NEISO | Internal | Summer | B5 | 200 | 0.01 | 0 | 58.34 | 40.82 | 3 | 0.12
2030 | NYISO_J-K_2_NEISO | NYISO_J-K | NEISO | Internal | Summer | B6 | 300 | 0.01 | 0 | 58.34 | 40.82 | 3 | 0.08
2030 | NYISO_J-K_2_NEISO | NYISO_J-K | NEISO | Internal | Summer | B7 | 400 | 0.01 | 0 | 58.34 | 40.82 | 3 | 0.06
2030 | NYISO_J-K_2_NEISO | NYISO_J-K | NEISO | Internal | Summer | B8 | 500 | 0.01 | 0 | 45.91 | 40.82 | 3 | 0.05
2030 | NYISO_J-K_2_NEISO | NYISO_J-K | NEISO | Internal | Summer | B9 | 800 | 0.01 | 0 | 44.67 | 40.82 | 3 | 0.03
2030 | NYISO_J-K_2_NEISO | NYISO_J-K | NEISO | Internal | Summer | B10 | 1262 | 0.01 | 0 | 44.64 | 40.82 | 3 | 0.02
2030 | NYISO_J-K_2_NEISO | NYISO_J-K | NEISO | Internal | Winter | B16 | 25 | 0.01 | 0 | 80.71 | 54.51 | 3 | 0.8
2030 | NYISO_J-K_2_NEISO | NYISO_J-K | NEISO | Internal | Winter | B17 | 100 | 0.01 | 0 | 61.2 | 54.51 | 3 | 0.24
2030 | NYISO_J-K_2_NEISO | NYISO_J-K | NEISO | Internal | Winter | B18 | 400 | 0.01 | 0 | 60.41 | 54.02 | 3 | 0.06
2030 | NYISO_J-K_2_NEISO | NYISO_J-K | NEISO | Internal | Winter | B19 | 700 | 0.01 | 0 | 60.41 | 54.01 | 3 | 0.04
2030 | NYISO_J-K_2_NEISO | NYISO_J-K | NEISO | Internal | Winter | B20 | 935 | 0.01 | 0 | 55.11 | 54.01 | 3 | 0.03
2030 | NYISO_J-K_2_NYISO_G-I | NYISO_J-K | NYISO_G-I | Internal | Shoulder | B11 | 25 | 1999 | 0.37 | 63.31 | 63.3 | 0.01 | 0
2030 | NYISO_J-K_2_NYISO_G-I | NYISO_J-K | NYISO_G-I | Internal | Shoulder | B12 | 200 | 1999 | 0.05 | 49.52 | 49.5 | 0.01 | 0
2030 | NYISO_J-K_2_NYISO_G-I | NYISO_J-K | NYISO_G-I | Internal | Shoulder | B13 | 600 | 1999 | 0.02 | 47.52 | 47.51 | 0.01 | 0
2030 | NYISO_J-K_2_NYISO_G-I | NYISO_J-K | NYISO_G-I | Internal | Shoulder | B14 | 900 | 1999 | 0.01 | 47.24 | 47.23 | 0.01 | 0
2030 | NYISO_J-K_2_NYISO_G-I | NYISO_J-K | NYISO_G-I | Internal | Shoulder | B15 | 1203 | 1999 | 0 | 47.24 | 47.23 | 0.01 | 0
2030 | NYISO_J-K_2_NYISO_G-I | NYISO_J-K | NYISO_G-I | Internal | Summer | B1 | 10 | 1999 | 0.93 | 91.54 | 91.53 | 0.01 | 0
2030 | NYISO_J-K_2_NYISO_G-I | NYISO_J-K | NYISO_G-I | Internal | Summer | B2 | 25 | 1999 | 0.39 | 71.43 | 71.42 | 0.01 | 0
2030 | NYISO_J-K_2_NYISO_G-I | NYISO_J-K | NYISO_G-I | Internal | Summer | B3 | 75 | 1999 | 0.13 | 65.81 | 65.8 | 0.01 | 0
2030 | NYISO_J-K_2_NYISO_G-I | NYISO_J-K | NYISO_G-I | Internal | Summer | B4 | 100 | 1999 | 0.1 | 61.92 | 61.91 | 0.01 | 0
2030 | NYISO_J-K_2_NYISO_G-I | NYISO_J-K | NYISO_G-I | Internal | Summer | B5 | 200 | 1999 | 0.05 | 58.34 | 58.33 | 0.01 | 0
2030 | NYISO_J-K_2_NYISO_G-I | NYISO_J-K | NYISO_G-I | Internal | Summer | B6 | 300 | 1999 | 0.03 | 58.34 | 58.33 | 0.01 | 0
2030 | NYISO_J-K_2_NYISO_G-I | NYISO_J-K | NYISO_G-I | Internal | Summer | B7 | 400 | 1999 | 0 | 58.34 | 47.08 | 0.01 | 0
2030 | NYISO_J-K_2_NYISO_G-I | NYISO_J-K | NYISO_G-I | Internal | Summer | B8 | 500 | 1999 | 0.02 | 45.91 | 45.89 | 0.01 | 0
2030 | NYISO_J-K_2_NYISO_G-I | NYISO_J-K | NYISO_G-I | Internal | Summer | B9 | 800 | 1999 | 0.01 | 44.67 | 44.65 | 0.01 | 0
2030 | NYISO_J-K_2_NYISO_G-I | NYISO_J-K | NYISO_G-I | Internal | Summer | B10 | 1262 | 1999 | 0 | 44.64 | 44.63 | 0.01 | 0
2030 | NYISO_J-K_2_NYISO_G-I | NYISO_J-K | NYISO_G-I | Internal | Winter | B16 | 25 | 1999 | 0 | 80.71 | 76.06 | 0.01 | 0
2030 | NYISO_J-K_2_NYISO_G-I | NYISO_J-K | NYISO_G-I | Internal | Winter | B17 | 100 | 1999 | 0 | 61.2 | 60.47 | 0.01 | 0
2030 | NYISO_J-K_2_NYISO_G-I | NYISO_J-K | NYISO_G-I | Internal | Winter | B18 | 400 | 1999 | 0 | 60.41 | 57.02 | 0.01 | 0
2030 | NYISO_J-K_2_NYISO_G-I | NYISO_J-K | NYISO_G-I | Internal | Winter | B19 | 700 | 1999 | 0 | 60.41 | 55.78 | 0.01 | 0
2030 | NYISO_J-K_2_NYISO_G-I | NYISO_J-K | NYISO_G-I | Internal | Winter | B20 | 935 | 1999 | 0 | 55.11 | 54.01 | 0.01 | 0
2030 | NYISO_J-K_2_PJM_E | NYISO_J-K | PJM_E | Internal | Shoulder | B11 | 25 | 0.01 | 0 | 63.31 | 66.41 | 8 | 0.9
2030 | NYISO_J-K_2_PJM_E | NYISO_J-K | PJM_E | Internal | Shoulder | B12 | 200 | 0.01 | 0 | 49.52 | 57.48 | 8 | 0.2
2030 | NYISO_J-K_2_PJM_E | NYISO_J-K | PJM_E | Internal | Shoulder | B13 | 600 | 0.01 | 0 | 47.52 | 50.66 | 8 | 0.04
2030 | NYISO_J-K_2_PJM_E | NYISO_J-K | PJM_E | Internal | Shoulder | B14 | 900 | 0.01 | 0 | 47.24 | 47.74 | 8 | 0.03
2030 | NYISO_J-K_2_PJM_E | NYISO_J-K | PJM_E | Internal | Shoulder | B15 | 1203 | 0.01 | 0 | 47.24 | 43.78 | 8 | 0.02
2030 | NYISO_J-K_2_PJM_E | NYISO_J-K | PJM_E | Internal | Summer | B1 | 10 | 0.01 | 0 | 91.54 | 93.54 | 8 | 2.1
2030 | NYISO_J-K_2_PJM_E | NYISO_J-K | PJM_E | Internal | Summer | B2 | 25 | 0.01 | 0 | 71.43 | 79.42 | 8 | 1.43
2030 | NYISO_J-K_2_PJM_E | NYISO_J-K | PJM_E | Internal | Summer | B3 | 75 | 0.01 | 0 | 65.81 | 73.8 | 8 | 0.52
2030 | NYISO_J-K_2_PJM_E | NYISO_J-K | PJM_E | Internal | Summer | B4 | 100 | 0.01 | 0 | 61.92 | 73.78 | 8 | 4.11
2030 | NYISO_J-K_2_PJM_E | NYISO_J-K | PJM_E | Internal | Summer | B5 | 200 | 0.01 | 0 | 58.34 | 68.66 | 8 | 2.45
2030 | NYISO_J-K_2_PJM_E | NYISO_J-K | PJM_E | Internal | Summer | B6 | 300 | 0.01 | 0 | 58.34 | 56.25 | 8 | 0.08
2030 | NYISO_J-K_2_PJM_E | NYISO_J-K | PJM_E | Internal | Summer | B7 | 400 | 0.01 | 0 | 58.34 | 48.39 | 8 | 0.06
2030 | NYISO_J-K_2_PJM_E | NYISO_J-K | PJM_E | Internal | Summer | B8 | 500 | 0.01 | 0 | 45.91 | 45.55 | 8 | 0.05
2030 | NYISO_J-K_2_PJM_E | NYISO_J-K | PJM_E | Internal | Summer | B9 | 800 | 0.01 | 0 | 44.67 | 43.76 | 8 | 0.03
2030 | NYISO_J-K_2_PJM_E | NYISO_J-K | PJM_E | Internal | Summer | B10 | 1262 | 0.01 | 0 | 44.64 | 40.41 | 8 | 0.02
2030 | NYISO_J-K_2_PJM_E | NYISO_J-K | PJM_E | Internal | Winter | B16 | 25 | 0.01 | 0 | 80.71 | 70.06 | 8 | 0.83
2030 | NYISO_J-K_2_PJM_E | NYISO_J-K | PJM_E | Internal | Winter | B17 | 100 | 0.01 | 0 | 61.2 | 57.28 | 8 | 0.23
2030 | NYISO_J-K_2_PJM_E | NYISO_J-K | PJM_E | Internal | Winter | B18 | 400 | 0.01 | 0 | 60.41 | 53.04 | 8 | 0.06
2030 | NYISO_J-K_2_PJM_E | NYISO_J-K | PJM_E | Internal | Winter | B19 | 700 | 0.01 | 0 | 60.41 | 49.78 | 8 | 0.03
2030 | NYISO_J-K_2_PJM_E | NYISO_J-K | PJM_E | Internal | Winter | B20 | 935 | 0.01 | 0 | 55.11 | 45 | 8 | 0.03
2030 | PJM_E_2_NYISO_G-I | PJM_E | NYISO_G-I | Internal | Shoulder | B11 | 25 | 500 | 0 | 66.41 | 63.3 | 6 | 0
2030 | PJM_E_2_NYISO_G-I | PJM_E | NYISO_G-I | Internal | Shoulder | B12 | 200 | 500 | 0 | 57.48 | 49.5 | 6 | 0
2030 | PJM_E_2_NYISO_G-I | PJM_E | NYISO_G-I | Internal | Shoulder | B13 | 600 | 500 | 0 | 50.66 | 47.51 | 6 | 0
2030 | PJM_E_2_NYISO_G-I | PJM_E | NYISO_G-I | Internal | Shoulder | B14 | 900 | 500 | 0 | 47.74 | 47.23 | 6 | 0
2030 | PJM_E_2_NYISO_G-I | PJM_E | NYISO_G-I | Internal | Shoulder | B15 | 1203 | 500 | 0 | 43.78 | 47.23 | 6 | 0
2030 | PJM_E_2_NYISO_G-I | PJM_E | NYISO_G-I | Internal | Summer | B1 | 10 | 500 | 0 | 93.54 | 91.53 | 6 | 0
2030 | PJM_E_2_NYISO_G-I | PJM_E | NYISO_G-I | Internal | Summer | B2 | 25 | 500 | 0 | 79.42 | 71.42 | 6 | 0
2030 | PJM_E_2_NYISO_G-I | PJM_E | NYISO_G-I | Internal | Summer | B3 | 75 | 500 | 0 | 73.8 | 65.8 | 6 | 0
2030 | PJM_E_2_NYISO_G-I | PJM_E | NYISO_G-I | Internal | Summer | B4 | 100 | 500 | 0 | 73.78 | 61.91 | 6 | 0
2030 | PJM_E_2_NYISO_G-I | PJM_E | NYISO_G-I | Internal | Summer | B5 | 200 | 500 | 0 | 68.66 | 58.33 | 6 | 0
2030 | PJM_E_2_NYISO_G-I | PJM_E | NYISO_G-I | Internal | Summer | B6 | 300 | 500 | 0 | 56.25 | 58.33 | 6 | 0
2030 | PJM_E_2_NYISO_G-I | PJM_E | NYISO_G-I | Internal | Summer | B7 | 400 | 500 | 0 | 48.39 | 47.08 | 6 | 0
2030 | PJM_E_2_NYISO_G-I | PJM_E | NYISO_G-I | Internal | Summer | B8 | 500 | 500 | 0 | 45.55 | 45.89 | 6 | 0
2030 | PJM_E_2_NYISO_G-I | PJM_E | NYISO_G-I | Internal | Summer | B9 | 800 | 500 | 0 | 43.76 | 44.65 | 6 | 0
2030 | PJM_E_2_NYISO_G-I | PJM_E | NYISO_G-I | Internal | Summer | B10 | 1262 | 500 | 0 | 40.41 | 44.63 | 6 | 0
2030 | PJM_E_2_NYISO_G-I | PJM_E | NYISO_G-I | Internal | Winter | B16 | 25 | 500 | 144.92 | 70.06 | 76.06 | 6 | 0
2030 | PJM_E_2_NYISO_G-I | PJM_E | NYISO_G-I | Internal | Winter | B17 | 100 | 500 | 0 | 57.28 | 60.47 | 6 | 0
2030 | PJM_E_2_NYISO_G-I | PJM_E | NYISO_G-I | Internal | Winter | B18 | 400 | 500 | 0 | 53.04 | 57.02 | 6 | 0
2030 | PJM_E_2_NYISO_G-I | PJM_E | NYISO_G-I | Internal | Winter | B19 | 700 | 500 | 344.33 | 49.78 | 55.78 | 6 | 0
2030 | PJM_E_2_NYISO_G-I | PJM_E | NYISO_G-I | Internal | Winter | B20 | 935 | 500 | 500 | 45 | 54.01 | 6 | 3.01
2030 | PJM_E_2_NYISO_J-K | PJM_E | NYISO_J-K | Internal | Shoulder | B11 | 25 | 330 | 0 | 66.41 | 63.31 | 6 | 0
2030 | PJM_E_2_NYISO_J-K | PJM_E | NYISO_J-K | Internal | Shoulder | B12 | 200 | 330 | 0 | 57.48 | 49.52 | 6 | 0
2030 | PJM_E_2_NYISO_J-K | PJM_E | NYISO_J-K | Internal | Shoulder | B13 | 600 | 330 | 0 | 50.66 | 47.52 | 6 | 0
2030 | PJM_E_2_NYISO_J-K | PJM_E | NYISO_J-K | Internal | Shoulder | B14 | 900 | 330 | 0 | 47.74 | 47.24 | 6 | 0
2030 | PJM_E_2_NYISO_J-K | PJM_E | NYISO_J-K | Internal | Shoulder | B15 | 1203 | 330 | 0 | 43.78 | 47.24 | 6 | 0
2030 | PJM_E_2_NYISO_J-K | PJM_E | NYISO_J-K | Internal | Summer | B1 | 10 | 330 | 0 | 93.54 | 91.54 | 6 | 0
2030 | PJM_E_2_NYISO_J-K | PJM_E | NYISO_J-K | Internal | Summer | B2 | 25 | 330 | 0 | 79.42 | 71.43 | 6 | 0
2030 | PJM_E_2_NYISO_J-K | PJM_E | NYISO_J-K | Internal | Summer | B3 | 75 | 330 | 0 | 73.8 | 65.81 | 6 | 0
2030 | PJM_E_2_NYISO_J-K | PJM_E | NYISO_J-K | Internal | Summer | B4 | 100 | 330 | 0 | 73.78 | 61.92 | 6 | 0
2030 | PJM_E_2_NYISO_J-K | PJM_E | NYISO_J-K | Internal | Summer | B5 | 200 | 330 | 0 | 68.66 | 58.34 | 6 | 0
2030 | PJM_E_2_NYISO_J-K | PJM_E | NYISO_J-K | Internal | Summer | B6 | 300 | 330 | 0 | 56.25 | 58.34 | 6 | 0
2030 | PJM_E_2_NYISO_J-K | PJM_E | NYISO_J-K | Internal | Summer | B7 | 400 | 330 | 330 | 48.39 | 58.34 | 6 | 3.96
2030 | PJM_E_2_NYISO_J-K | PJM_E | NYISO_J-K | Internal | Summer | B8 | 500 | 330 | 0 | 45.55 | 45.91 | 6 | 0
2030 | PJM_E_2_NYISO_J-K | PJM_E | NYISO_J-K | Internal | Summer | B9 | 800 | 330 | 0 | 43.76 | 44.67 | 6 | 0
2030 | PJM_E_2_NYISO_J-K | PJM_E | NYISO_J-K | Internal | Summer | B10 | 1262 | 330 | 0 | 40.41 | 44.64 | 6 | 0
2030 | PJM_E_2_NYISO_J-K | PJM_E | NYISO_J-K | Internal | Winter | B16 | 25 | 330 | 330 | 70.06 | 80.71 | 6 | 4.66
2030 | PJM_E_2_NYISO_J-K | PJM_E | NYISO_J-K | Internal | Winter | B17 | 100 | 330 | 0 | 57.28 | 61.2 | 6 | 0
2030 | PJM_E_2_NYISO_J-K | PJM_E | NYISO_J-K | Internal | Winter | B18 | 400 | 330 | 330 | 53.04 | 60.41 | 6 | 1.38
2030 | PJM_E_2_NYISO_J-K | PJM_E | NYISO_J-K | Internal | Winter | B19 | 700 | 330 | 330 | 49.78 | 60.41 | 6 | 4.63
2030 | PJM_E_2_NYISO_J-K | PJM_E | NYISO_J-K | Internal | Winter | B20 | 935 | 330 | 330 | 45 | 55.11 | 6 | 4.11
2030 | PJM_E_2_PJM_ROM | PJM_E | PJM_ROM | Internal | Shoulder | B11 | 25 | 8000 | 2510.82 | 66.41 | 66.42 | 0.01 | 0
2030 | PJM_E_2_PJM_ROM | PJM_E | PJM_ROM | Internal | Shoulder | B12 | 200 | 8000 | 2167.61 | 57.48 | 57.49 | 0.01 | 0
2030 | PJM_E_2_PJM_ROM | PJM_E | PJM_ROM | Internal | Shoulder | B13 | 600 | 8000 | 935.84 | 50.66 | 50.67 | 0.01 | 0
2030 | PJM_E_2_PJM_ROM | PJM_E | PJM_ROM | Internal | Shoulder | B14 | 900 | 8000 | 223.73 | 47.74 | 47.75 | 0.01 | 0
2030 | PJM_E_2_PJM_ROM | PJM_E | PJM_ROM | Internal | Shoulder | B15 | 1203 | 8000 | 0 | 43.78 | 43.77 | 0.01 | 0
2030 | PJM_E_2_PJM_ROM | PJM_E | PJM_ROM | Internal | Summer | B1 | 10 | 8000 | 0.98 | 93.54 | 93.53 | 0.01 | 0
2030 | PJM_E_2_PJM_ROM | PJM_E | PJM_ROM | Internal | Summer | B2 | 25 | 8000 | 0.4 | 79.42 | 79.41 | 0.01 | 0
2030 | PJM_E_2_PJM_ROM | PJM_E | PJM_ROM | Internal | Summer | B3 | 75 | 8000 | 921.71 | 73.8 | 73.81 | 0.01 | 0
2030 | PJM_E_2_PJM_ROM | PJM_E | PJM_ROM | Internal | Summer | B4 | 100 | 8000 | 3358.38 | 73.78 | 73.79 | 0.01 | 0
2030 | PJM_E_2_PJM_ROM | PJM_E | PJM_ROM | Internal | Summer | B5 | 200 | 8000 | 1383.12 | 68.66 | 68.67 | 0.01 | 0
2030 | PJM_E_2_PJM_ROM | PJM_E | PJM_ROM | Internal | Summer | B6 | 300 | 8000 | 0.03 | 56.25 | 56.24 | 0.01 | 0
2030 | PJM_E_2_PJM_ROM | PJM_E | PJM_ROM | Internal | Summer | B7 | 400 | 8000 | 543.42 | 48.39 | 48.4 | 0.01 | 0
2030 | PJM_E_2_PJM_ROM | PJM_E | PJM_ROM | Internal | Summer | B8 | 500 | 8000 | 0.02 | 45.55 | 45.53 | 0.01 | 0
2030 | PJM_E_2_PJM_ROM | PJM_E | PJM_ROM | Internal | Summer | B9 | 800 | 8000 | 0.01 | 43.76 | 43.75 | 0.01 | 0
2030 | PJM_E_2_PJM_ROM | PJM_E | PJM_ROM | Internal | Summer | B10 | 1262 | 8000 | 0 | 40.41 | 40.4 | 0.01 | 0
2030 | PJM_E_2_PJM_ROM | PJM_E | PJM_ROM | Internal | Winter | B16 | 25 | 8000 | 0.41 | 70.06 | 70.05 | 0.01 | 0
2030 | PJM_E_2_PJM_ROM | PJM_E | PJM_ROM | Internal | Winter | B17 | 100 | 8000 | 0.1 | 57.28 | 57.27 | 0.01 | 0
2030 | PJM_E_2_PJM_ROM | PJM_E | PJM_ROM | Internal | Winter | B18 | 400 | 8000 | 0.03 | 53.04 | 53.02 | 0.01 | 0
2030 | PJM_E_2_PJM_ROM | PJM_E | PJM_ROM | Internal | Winter | B19 | 700 | 8000 | 0.01 | 49.78 | 49.77 | 0.01 | 0
2030 | PJM_E_2_PJM_ROM | PJM_E | PJM_ROM | Internal | Winter | B20 | 935 | 8000 | 0.01 | 45 | 44.98 | 0.01 | 0
2030 | PJM_ROR_2_MISO_IN | PJM_ROR | MISO_IN | Internal | Shoulder | B11 | 25 | 909 | 908.99 | 66.44 | 69.07 | 2 | 0.63
2030 | PJM_ROR_2_MISO_IN | PJM_ROR | MISO_IN | Internal | Shoulder | B12 | 200 | 909 | 0 | 57.5 | 55.53 | 2 | 0
2030 | PJM_ROR_2_MISO_IN | PJM_ROR | MISO_IN | Internal | Shoulder | B13 | 600 | 909 | 0 | 50.66 | 48.7 | 2 | 0
2030 | PJM_ROR_2_MISO_IN | PJM_ROR | MISO_IN | Internal | Shoulder | B14 | 900 | 909 | 0 | 47.74 | 47.84 | 2 | 0
2030 | PJM_ROR_2_MISO_IN | PJM_ROR | MISO_IN | Internal | Shoulder | B15 | 1203 | 909 | 0 | 43.75 | 43.55 | 2 | 0
2030 | PJM_ROR_2_MISO_IN | PJM_ROR | MISO_IN | Internal | Summer | B1 | 10 | 909 | 0 | 93.51 | 90.51 | 2 | 0
2030 | PJM_ROR_2_MISO_IN | PJM_ROR | MISO_IN | Internal | Summer | B2 | 25 | 909 | 0 | 79.39 | 77.38 | 2 | 0
2030 | PJM_ROR_2_MISO_IN | PJM_ROR | MISO_IN | Internal | Summer | B3 | 75 | 909 | 0 | 73.8 | 74.99 | 2 | 0
2030 | PJM_ROR_2_MISO_IN | PJM_ROR | MISO_IN | Internal | Summer | B4 | 100 | 909 | 0 | 73.8 | 74.35 | 2 | 0
2030 | PJM_ROR_2_MISO_IN | PJM_ROR | MISO_IN | Internal | Summer | B5 | 200 | 909 | 0.1 | 68.68 | 70.67 | 2 | 0
2030 | PJM_ROR_2_MISO_IN | PJM_ROR | MISO_IN | Internal | Summer | B6 | 300 | 909 | 0 | 56.23 | 56.56 | 2 | 0
2030 | PJM_ROR_2_MISO_IN | PJM_ROR | MISO_IN | Internal | Summer | B7 | 400 | 909 | 0 | 48.39 | 47.06 | 2 | 0
2030 | PJM_ROR_2_MISO_IN | PJM_ROR | MISO_IN | Internal | Summer | B8 | 500 | 909 | 0 | 45.52 | 44 | 2 | 0
2030 | PJM_ROR_2_MISO_IN | PJM_ROR | MISO_IN | Internal | Summer | B9 | 800 | 909 | 0 | 43.74 | 42.67 | 2 | 0
2030 | PJM_ROR_2_MISO_IN | PJM_ROR | MISO_IN | Internal | Summer | B10 | 1262 | 909 | 0 | 40.39 | 40.62 | 2 | 0
2030 | PJM_ROR_2_MISO_IN | PJM_ROR | MISO_IN | Internal | Winter | B16 | 25 | 909 | 0 | 70.04 | 68.05 | 2 | 0
2030 | PJM_ROR_2_MISO_IN | PJM_ROR | MISO_IN | Internal | Winter | B17 | 100 | 909 | 0 | 57.26 | 55.27 | 2 | 0
2030 | PJM_ROR_2_MISO_IN | PJM_ROR | MISO_IN | Internal | Winter | B18 | 400 | 909 | 0 | 53.01 | 51.01 | 2 | 0
2030 | PJM_ROR_2_MISO_IN | PJM_ROR | MISO_IN | Internal | Winter | B19 | 700 | 909 | 0 | 49.76 | 47.76 | 2 | 0
2030 | PJM_ROR_2_MISO_IN | PJM_ROR | MISO_IN | Internal | Winter | B20 | 935 | 909 | 0 | 44.97 | 43.18 | 2 | 0
2030 | PJM_ROR_2_MISO_MI | PJM_ROR | MISO_MI | Internal | Shoulder | B11 | 25 | 1305 | 401.51 | 66.44 | 68.44 | 2 | 0
2030 | PJM_ROR_2_MISO_MI | PJM_ROR | MISO_MI | Internal | Shoulder | B12 | 200 | 1305 | 0 | 57.5 | 55.54 | 2 | 0
2030 | PJM_ROR_2_MISO_MI | PJM_ROR | MISO_MI | Internal | Shoulder | B13 | 600 | 1305 | 0 | 50.66 | 48.71 | 2 | 0
2030 | PJM_ROR_2_MISO_MI | PJM_ROR | MISO_MI | Internal | Shoulder | B14 | 900 | 1305 | 0 | 47.74 | 47.85 | 2 | 0
2030 | PJM_ROR_2_MISO_MI | PJM_ROR | MISO_MI | Internal | Shoulder | B15 | 1203 | 1305 | 0 | 43.75 | 43.57 | 2 | 0
2030 | PJM_ROR_2_MISO_MI | PJM_ROR | MISO_MI | Internal | Summer | B1 | 10 | 1305 | 0 | 93.51 | 90.53 | 2 | 0
2030 | PJM_ROR_2_MISO_MI | PJM_ROR | MISO_MI | Internal | Summer | B2 | 25 | 1305 | 0 | 79.39 | 77.37 | 2 | 0
2030 | PJM_ROR_2_MISO_MI | PJM_ROR | MISO_MI | Internal | Summer | B3 | 75 | 1305 | 0 | 73.8 | 74.97 | 2 | 0
2030 | PJM_ROR_2_MISO_MI | PJM_ROR | MISO_MI | Internal | Summer | B4 | 100 | 1305 | 0 | 73.8 | 71.8 | 2 | 0
2030 | PJM_ROR_2_MISO_MI | PJM_ROR | MISO_MI | Internal | Summer | B5 | 200 | 1305 | 0.05 | 68.68 | 70.66 | 2 | 0
2030 | PJM_ROR_2_MISO_MI | PJM_ROR | MISO_MI | Internal | Summer | B6 | 300 | 1305 | 0 | 56.23 | 56.54 | 2 | 0
2030 | PJM_ROR_2_MISO_MI | PJM_ROR | MISO_MI | Internal | Summer | B7 | 400 | 1305 | 0 | 48.39 | 47.07 | 2 | 0
2030 | PJM_ROR_2_MISO_MI | PJM_ROR | MISO_MI | Internal | Summer | B8 | 500 | 1305 | 0 | 45.52 | 44.01 | 2 | 0
2030 | PJM_ROR_2_MISO_MI | PJM_ROR | MISO_MI | Internal | Summer | B9 | 800 | 1305 | 0 | 43.74 | 42.69 | 2 | 0
2030 | PJM_ROR_2_MISO_MI | PJM_ROR | MISO_MI | Internal | Summer | B10 | 1262 | 1305 | 0 | 40.39 | 40.63 | 2 | 0
2030 | PJM_ROR_2_MISO_MI | PJM_ROR | MISO_MI | Internal | Winter | B16 | 25 | 1305 | 0 | 70.04 | 68.04 | 2 | 0
2030 | PJM_ROR_2_MISO_MI | PJM_ROR | MISO_MI | Internal | Winter | B17 | 100 | 1305 | 0 | 57.26 | 55.28 | 2 | 0
2030 | PJM_ROR_2_MISO_MI | PJM_ROR | MISO_MI | Internal | Winter | B18 | 400 | 1305 | 0 | 53.01 | 51.02 | 2 | 0
2030 | PJM_ROR_2_MISO_MI | PJM_ROR | MISO_MI | Internal | Winter | B19 | 700 | 1305 | 0 | 49.76 | 47.77 | 2 | 0
2030 | PJM_ROR_2_MISO_MI | PJM_ROR | MISO_MI | Internal | Winter | B20 | 935 | 1305 | 0 | 44.97 | 43.19 | 2 | 0
2030 | PJM_ROR_2_MISO_MO-IL | PJM_ROR | MISO_MO-IL | Internal | Shoulder | B11 | 25 | 1111 | 1110.99 | 66.44 | 69.08 | 2 | 0.65
2030 | PJM_ROR_2_MISO_MO-IL | PJM_ROR | MISO_MO-IL | Internal | Shoulder | B12 | 200 | 1111 | 0 | 57.5 | 55.52 | 2 | 0
2030 | PJM_ROR_2_MISO_MO-IL | PJM_ROR | MISO_MO-IL | Internal | Shoulder | B13 | 600 | 1111 | 0 | 50.66 | 48.68 | 2 | 0
2030 | PJM_ROR_2_MISO_MO-IL | PJM_ROR | MISO_MO-IL | Internal | Shoulder | B14 | 900 | 1111 | 0 | 47.74 | 47.85 | 2 | 0
2030 | PJM_ROR_2_MISO_MO-IL | PJM_ROR | MISO_MO-IL | Internal | Shoulder | B15 | 1203 | 1111 | 0 | 43.75 | 43.54 | 2 | 0
2030 | PJM_ROR_2_MISO_MO-IL | PJM_ROR | MISO_MO-IL | Internal | Summer | B1 | 10 | 1111 | 0 | 93.51 | 90.5 | 2 | 0
2030 | PJM_ROR_2_MISO_MO-IL | PJM_ROR | MISO_MO-IL | Internal | Summer | B2 | 25 | 1111 | 0 | 79.39 | 77.39 | 2 | 0
2030 | PJM_ROR_2_MISO_MO-IL | PJM_ROR | MISO_MO-IL | Internal | Summer | B3 | 75 | 1111 | 0 | 73.8 | 75 | 2 | 0
2030 | PJM_ROR_2_MISO_MO-IL | PJM_ROR | MISO_MO-IL | Internal | Summer | B4 | 100 | 1111 | 0 | 73.8 | 74.36 | 2 | 0
2030 | PJM_ROR_2_MISO_MO-IL | PJM_ROR | MISO_MO-IL | Internal | Summer | B5 | 200 | 1111 | 707.81 | 68.68 | 70.68 | 2 | 0
2030 | PJM_ROR_2_MISO_MO-IL | PJM_ROR | MISO_MO-IL | Internal | Summer | B6 | 300 | 1111 | 0 | 56.23 | 56.57 | 2 | 0
2030 | PJM_ROR_2_MISO_MO-IL | PJM_ROR | MISO_MO-IL | Internal | Summer | B7 | 400 | 1111 | 0 | 48.39 | 47.06 | 2 | 0
2030 | PJM_ROR_2_MISO_MO-IL | PJM_ROR | MISO_MO-IL | Internal | Summer | B8 | 500 | 1111 | 0 | 45.52 | 43.98 | 2 | 0
2030 | PJM_ROR_2_MISO_MO-IL | PJM_ROR | MISO_MO-IL | Internal | Summer | B9 | 800 | 1111 | 0 | 43.74 | 42.66 | 2 | 0
2030 | PJM_ROR_2_MISO_MO-IL | PJM_ROR | MISO_MO-IL | Internal | Summer | B10 | 1262 | 1111 | 0 | 40.39 | 40.32 | 2 | 0
2030 | PJM_ROR_2_MISO_MO-IL | PJM_ROR | MISO_MO-IL | Internal | Winter | B16 | 25 | 1111 | 0 | 70.04 | 68.04 | 2 | 0
2030 | PJM_ROR_2_MISO_MO-IL | PJM_ROR | MISO_MO-IL | Internal | Winter | B17 | 100 | 1111 | 0 | 57.26 | 55.26 | 2 | 0
2030 | PJM_ROR_2_MISO_MO-IL | PJM_ROR | MISO_MO-IL | Internal | Winter | B18 | 400 | 1111 | 0 | 53.01 | 51.01 | 2 | 0
2030 | PJM_ROR_2_MISO_MO-IL | PJM_ROR | MISO_MO-IL | Internal | Winter | B19 | 700 | 1111 | 0 | 49.76 | 47.76 | 2 | 0
2030 | PJM_ROR_2_MISO_MO-IL | PJM_ROR | MISO_MO-IL | Internal | Winter | B20 | 935 | 1111 | 0 | 44.97 | 43.17 | 2 | 0
2030 | PJM_ROR_2_MISO_W | PJM_ROR | MISO_W | Internal | Shoulder | B11 | 25 | 709 | 708.99 | 66.44 | 69.07 | 2 | 0.63
2030 | PJM_ROR_2_MISO_W | PJM_ROR | MISO_W | Internal | Shoulder | B12 | 200 | 709 | 0 | 57.5 | 55.5 | 2 | 0
2030 | PJM_ROR_2_MISO_W | PJM_ROR | MISO_W | Internal | Shoulder | B13 | 600 | 709 | 0 | 50.66 | 48.67 | 2 | 0
2030 | PJM_ROR_2_MISO_W | PJM_ROR | MISO_W | Internal | Shoulder | B14 | 900 | 709 | 0 | 47.74 | 47.86 | 2 | 0
2030 | PJM_ROR_2_MISO_W | PJM_ROR | MISO_W | Internal | Shoulder | B15 | 1203 | 709 | 0 | 43.75 | 43.53 | 2 | 0
2030 | PJM_ROR_2_MISO_W | PJM_ROR | MISO_W | Internal | Summer | B1 | 10 | 709 | 0 | 93.51 | 90.49 | 2 | 0
2030 | PJM_ROR_2_MISO_W | PJM_ROR | MISO_W | Internal | Summer | B2 | 25 | 709 | 0 | 79.39 | 77.39 | 2 | 0
2030 | PJM_ROR_2_MISO_W | PJM_ROR | MISO_W | Internal | Summer | B3 | 75 | 709 | 708.98 | 73.8 | 75.99 | 2 | 0.19
2030 | PJM_ROR_2_MISO_W | PJM_ROR | MISO_W | Internal | Summer | B4 | 100 | 709 | 708.99 | 73.8 | 75.99 | 2 | 0.19
2030 | PJM_ROR_2_MISO_W | PJM_ROR | MISO_W | Internal | Summer | B5 | 200 | 709 | 708.9 | 68.68 | 70.69 | 2 | 0.01
2030 | PJM_ROR_2_MISO_W | PJM_ROR | MISO_W | Internal | Summer | B6 | 300 | 709 | 0 | 56.23 | 57.57 | 2 | 0
2030 | PJM_ROR_2_MISO_W | PJM_ROR | MISO_W | Internal | Summer | B7 | 400 | 709 | 0 | 48.39 | 47.07 | 2 | 0
2030 | PJM_ROR_2_MISO_W | PJM_ROR | MISO_W | Internal | Summer | B8 | 500 | 709 | 0 | 45.52 | 43.97 | 2 | 0
2030 | PJM_ROR_2_MISO_W | PJM_ROR | MISO_W | Internal | Summer | B9 | 800 | 709 | 0 | 43.74 | 42.67 | 2 | 0
2030 | PJM_ROR_2_MISO_W | PJM_ROR | MISO_W | Internal | Summer | B10 | 1262 | 709 | 0 | 40.39 | 40.31 | 2 | 0
2030 | PJM_ROR_2_MISO_W | PJM_ROR | MISO_W | Internal | Winter | B16 | 25 | 709 | 0 | 70.04 | 68.02 | 2 | 0
2030 | PJM_ROR_2_MISO_W | PJM_ROR | MISO_W | Internal | Winter | B17 | 100 | 709 | 0 | 57.26 | 55.25 | 2 | 0
2030 | PJM_ROR_2_MISO_W | PJM_ROR | MISO_W | Internal | Winter | B18 | 400 | 709 | 0 | 53.01 | 51.02 | 2 | 0
2030 | PJM_ROR_2_MISO_W | PJM_ROR | MISO_W | Internal | Winter | B19 | 700 | 709 | 0 | 49.76 | 48.13 | 2 | 0
2030 | PJM_ROR_2_MISO_W | PJM_ROR | MISO_W | Internal | Winter | B20 | 935 | 709 | 0 | 44.97 | 43.16 | 2 | 0
2030 | PJM_ROR_2_MISO_WUMS | PJM_ROR | MISO_WUMS | Internal | Shoulder | B11 | 25 | 1467 | 0 | 66.44 | 64.44 | 2 | 0
2030 | PJM_ROR_2_MISO_WUMS | PJM_ROR | MISO_WUMS | Internal | Shoulder | B12 | 200 | 1467 | 0 | 57.5 | 55.49 | 2 | 0
2030 | PJM_ROR_2_MISO_WUMS | PJM_ROR | MISO_WUMS | Internal | Shoulder | B13 | 600 | 1467 | 0 | 50.66 | 48.66 | 2 | 0
2030 | PJM_ROR_2_MISO_WUMS | PJM_ROR | MISO_WUMS | Internal | Shoulder | B14 | 900 | 1467 | 0 | 47.74 | 45.74 | 2 | 0
2030 | PJM_ROR_2_MISO_WUMS | PJM_ROR | MISO_WUMS | Internal | Shoulder | B15 | 1203 | 1467 | 0 | 43.75 | 43.52 | 2 | 0
2030 | PJM_ROR_2_MISO_WUMS | PJM_ROR | MISO_WUMS | Internal | Summer | B1 | 10 | 1467 | 0 | 93.51 | 71.9 | 2 | 0
2030 | PJM_ROR_2_MISO_WUMS | PJM_ROR | MISO_WUMS | Internal | Summer | B2 | 25 | 1467 | 0 | 79.39 | 71.9 | 2 | 0
2030 | PJM_ROR_2_MISO_WUMS | PJM_ROR | MISO_WUMS | Internal | Summer | B3 | 75 | 1467 | 0 | 73.8 | 71.9 | 2 | 0
2030 | PJM_ROR_2_MISO_WUMS | PJM_ROR | MISO_WUMS | Internal | Summer | B4 | 100 | 1467 | 0 | 73.8 | 71.8 | 2 | 0
2030 | PJM_ROR_2_MISO_WUMS | PJM_ROR | MISO_WUMS | Internal | Summer | B5 | 200 | 1467 | 0 | 68.68 | 66.68 | 2 | 0
2030 | PJM_ROR_2_MISO_WUMS | PJM_ROR | MISO_WUMS | Internal | Summer | B6 | 300 | 1467 | 0 | 56.23 | 54.23 | 2 | 0
2030 | PJM_ROR_2_MISO_WUMS | PJM_ROR | MISO_WUMS | Internal | Summer | B7 | 400 | 1467 | 0 | 48.39 | 46.39 | 2 | 0
2030 | PJM_ROR_2_MISO_WUMS | PJM_ROR | MISO_WUMS | Internal | Summer | B8 | 500 | 1467 | 0 | 45.52 | 43.66 | 2 | 0
2030 | PJM_ROR_2_MISO_WUMS | PJM_ROR | MISO_WUMS | Internal | Summer | B9 | 800 | 1467 | 0 | 43.74 | 42.66 | 2 | 0
2030 | PJM_ROR_2_MISO_WUMS | PJM_ROR | MISO_WUMS | Internal | Summer | B10 | 1262 | 1467 | 0 | 40.39 | 40.32 | 2 | 0
2030 | PJM_ROR_2_MISO_WUMS | PJM_ROR | MISO_WUMS | Internal | Winter | B16 | 25 | 1467 | 0 | 70.04 | 68.04 | 2 | 0
2030 | PJM_ROR_2_MISO_WUMS | PJM_ROR | MISO_WUMS | Internal | Winter | B17 | 100 | 1467 | 0 | 57.26 | 55.26 | 2 | 0
2030 | PJM_ROR_2_MISO_WUMS | PJM_ROR | MISO_WUMS | Internal | Winter | B18 | 400 | 1467 | 0 | 53.01 | 51.01 | 2 | 0
2030 | PJM_ROR_2_MISO_WUMS | PJM_ROR | MISO_WUMS | Internal | Winter | B19 | 700 | 1467 | 0 | 49.76 | 48.11 | 2 | 0
2030 | PJM_ROR_2_MISO_WUMS | PJM_ROR | MISO_WUMS | Internal | Winter | B20 | 935 | 1467 | 0 | 44.97 | 43.17 | 2 | 0
2030 | PJM_ROR_2_PJM_ROM | PJM_ROR | PJM_ROM | Internal | Shoulder | B11 | 25 | 8000 | 0.4 | 66.44 | 66.42 | 0.01 | 0
2030 | PJM_ROR_2_PJM_ROM | PJM_ROR | PJM_ROM | Internal | Shoulder | B12 | 200 | 8000 | 0.05 | 57.5 | 57.49 | 0.01 | 0
2030 | PJM_ROR_2_PJM_ROM | PJM_ROR | PJM_ROM | Internal | Shoulder | B13 | 600 | 8000 | 5.98 | 50.66 | 50.67 | 0.01 | 0
2030 | PJM_ROR_2_PJM_ROM | PJM_ROR | PJM_ROM | Internal | Shoulder | B14 | 900 | 8000 | 354.3 | 47.74 | 47.75 | 0.01 | 0
2030 | PJM_ROR_2_PJM_ROM | PJM_ROR | PJM_ROM | Internal | Shoulder | B15 | 1203 | 8000 | 840.27 | 43.75 | 43.77 | 0.01 | 0
2030 | PJM_ROR_2_PJM_ROM | PJM_ROR | PJM_ROM | Internal | Summer | B1 | 10 | 8000 | 7621.11 | 93.51 | 93.53 | 0.01 | 0
2030 | PJM_ROR_2_PJM_ROM | PJM_ROR | PJM_ROM | Internal | Summer | B2 | 25 | 8000 | 5715.24 | 79.39 | 79.41 | 0.01 | 0
2030 | PJM_ROR_2_PJM_ROM | PJM_ROR | PJM_ROM | Internal | Summer | B3 | 75 | 8000 | 909.6 | 73.8 | 73.81 | 0.01 | 0
2030 | PJM_ROR_2_PJM_ROM | PJM_ROR | PJM_ROM | Internal | Summer | B4 | 100 | 8000 | 0.1 | 73.8 | 73.79 | 0.01 | 0
2030 | PJM_ROR_2_PJM_ROM | PJM_ROR | PJM_ROM | Internal | Summer | B5 | 200 | 8000 | 0.05 | 68.68 | 68.67 | 0.01 | 0
2030 | PJM_ROR_2_PJM_ROM | PJM_ROR | PJM_ROM | Internal | Summer | B6 | 300 | 8000 | 2877.27 | 56.23 | 56.24 | 0.01 | 0
2030 | PJM_ROR_2_PJM_ROM | PJM_ROR | PJM_ROM | Internal | Summer | B7 | 400 | 8000 | 3135.88 | 48.39 | 48.4 | 0.01 | 0
2030 | PJM_ROR_2_PJM_ROM | PJM_ROR | PJM_ROM | Internal | Summer | B8 | 500 | 8000 | 4149.34 | 45.52 | 45.53 | 0.01 | 0
2030 | PJM_ROR_2_PJM_ROM | PJM_ROR | PJM_ROM | Internal | Summer | B9 | 800 | 8000 | 6650.45 | 43.74 | 43.75 | 0.01 | 0
2030 | PJM_ROR_2_PJM_ROM | PJM_ROR | PJM_ROM | Internal | Summer | B10 | 1262 | 8000 | 7321.53 | 40.39 | 40.4 | 0.01 | 0
2030 | PJM_ROR_2_PJM_ROM | PJM_ROR | PJM_ROM | Internal | Winter | B16 | 25 | 8000 | 888.59 | 70.04 | 70.05 | 0.01 | 0
2030 | PJM_ROR_2_PJM_ROM | PJM_ROR | PJM_ROM | Internal | Winter | B17 | 100 | 8000 | 2450.6 | 57.26 | 57.27 | 0.01 | 0
2030 | PJM_ROR_2_PJM_ROM | PJM_ROR | PJM_ROM | Internal | Winter | B18 | 400 | 8000 | 6071.14 | 53.01 | 53.02 | 0.01 | 0
2030 | PJM_ROR_2_PJM_ROM | PJM_ROR | PJM_ROM | Internal | Winter | B19 | 700 | 8000 | 6067.25 | 49.76 | 49.77 | 0.01 | 0
2030 | PJM_ROR_2_PJM_ROM | PJM_ROR | PJM_ROM | Internal | Winter | B20 | 935 | 8000 | 7096.69 | 44.97 | 44.98 | 0.01 | 0
2030 | PJM_ROR_2_TVA_Transmission | PJM_ROR | TVA_Transmission | Internal | Shoulder | B11 | 25 | 2500 | 0.01 | 66.44 | 71.66 | 6 | 0
2030 | PJM_ROR_2_TVA_Transmission | PJM_ROR | TVA_Transmission | Internal | Shoulder | B12 | 200 | 2500 | 0 | 57.5 | 56.4 | 6 | 0
2030 | PJM_ROR_2_TVA_Transmission | PJM_ROR | TVA_Transmission | Internal | Shoulder | B13 | 600 | 2500 | 0 | 50.66 | 52.55 | 6 | 0
2030 | PJM_ROR_2_TVA_Transmission | PJM_ROR | TVA_Transmission | Internal | Shoulder | B14 | 900 | 2500 | 0 | 47.74 | 50.82 | 6 | 0
2030 | PJM_ROR_2_TVA_Transmission | PJM_ROR | TVA_Transmission | Internal | Shoulder | B15 | 1203 | 2500 | 0 | 43.75 | 49.54 | 6 | 0
2030 | PJM_ROR_2_TVA_Transmission | PJM_ROR | TVA_Transmission | Internal | Summer | B1 | 10 | 2500 | 0 | 93.51 | 90.51 | 6 | 0
2030 | PJM_ROR_2_TVA_Transmission | PJM_ROR | TVA_Transmission | Internal | Summer | B2 | 25 | 2500 | 1813.39 | 79.39 | 85.39 | 6 | 0
2030 | PJM_ROR_2_TVA_Transmission | PJM_ROR | TVA_Transmission | Internal | Summer | B3 | 75 | 2500 | 795.23 | 73.8 | 79.8 | 6 | 0
2030 | PJM_ROR_2_TVA_Transmission | PJM_ROR | TVA_Transmission | Internal | Summer | B4 | 100 | 2500 | 0 | 73.8 | 79.19 | 6 | 0
2030 | PJM_ROR_2_TVA_Transmission | PJM_ROR | TVA_Transmission | Internal | Summer | B5 | 200 | 2500 | 0 | 68.68 | 74.14 | 6 | 0
2030 | PJM_ROR_2_TVA_Transmission | PJM_ROR | TVA_Transmission | Internal | Summer | B6 | 300 | 2500 | 47.7 | 56.23 | 62.23 | 6 | 0
2030 | PJM_ROR_2_TVA_Transmission | PJM_ROR | TVA_Transmission | Internal | Summer | B7 | 400 | 2500 | 0 | 48.39 | 53.26 | 6 | 0
2030 | PJM_ROR_2_TVA_Transmission | PJM_ROR | TVA_Transmission | Internal | Summer | B8 | 500 | 2500 | 0 | 45.52 | 49.26 | 6 | 0
2030 | PJM_ROR_2_TVA_Transmission | PJM_ROR | TVA_Transmission | Internal | Summer | B9 | 800 | 2500 | 0 | 43.74 | 46.34 | 6 | 0
2030 | PJM_ROR_2_TVA_Transmission | PJM_ROR | TVA_Transmission | Internal | Summer | B10 | 1262 | 2500 | 0 | 40.39 | 44.76 | 6 | 0
2030 | PJM_ROR_2_TVA_Transmission | PJM_ROR | TVA_Transmission | Internal | Winter | B16 | 25 | 2500 | 0 | 70.04 | 74.07 | 6 | 0
2030 | PJM_ROR_2_TVA_Transmission | PJM_ROR | TVA_Transmission | Internal | Winter | B17 | 100 | 2500 | 0 | 57.26 | 58.29 | 6 | 0
2030 | PJM_ROR_2_TVA_Transmission | PJM_ROR | TVA_Transmission | Internal | Winter | B18 | 400 | 2500 | 0 | 53.01 | 54.43 | 6 | 0
2030 | PJM_ROR_2_TVA_Transmission | PJM_ROR | TVA_Transmission | Internal | Winter | B19 | 700 | 2500 | 0 | 49.76 | 52.18 | 6 | 0
2030 | PJM_ROR_2_TVA_Transmission | PJM_ROR | TVA_Transmission | Internal | Winter | B20 | 935 | 2500 | 0 | 44.97 | 48.21 | 6 | 0
2030 | PJM_ROR_2_VACAR | PJM_ROR | VACAR | Internal | Shoulder | B11 | 25 | 3000 | 2372.39 | 66.44 | 72.44 | 6 | 0
2030 | PJM_ROR_2_VACAR | PJM_ROR | VACAR | Internal | Shoulder | B12 | 200 | 3000 | 0 | 57.5 | 58.17 | 6 | 0
2030 | PJM_ROR_2_VACAR | PJM_ROR | VACAR | Internal | Shoulder | B13 | 600 | 3000 | 0 | 50.66 | 53.88 | 6 | 0
2030 | PJM_ROR_2_VACAR | PJM_ROR | VACAR | Internal | Shoulder | B14 | 900 | 3000 | 0 | 47.74 | 50.09 | 6 | 0
2030 | PJM_ROR_2_VACAR | PJM_ROR | VACAR | Internal | Shoulder | B15 | 1203 | 3000 | 0 | 43.75 | 49.45 | 6 | 0
2030 | PJM_ROR_2_VACAR | PJM_ROR | VACAR | Internal | Summer | B1 | 10 | 3000 | 1021.22 | 93.51 | 99.51 | 6 | 0
2030 | PJM_ROR_2_VACAR | PJM_ROR | VACAR | Internal | Summer | B2 | 25 | 3000 | 2999.96 | 79.39 | 85.75 | 6 | 0.35
2030 | PJM_ROR_2_VACAR | PJM_ROR | VACAR | Internal | Summer | B3 | 75 | 3000 | 3000 | 73.8 | 85.75 | 6 | 5.95
2030 | PJM_ROR_2_VACAR | PJM_ROR | VACAR | Internal | Summer | B4 | 100 | 3000 | 3000 | 73.8 | 83.9 | 6 | 4.1
2030 | PJM_ROR_2_VACAR | PJM_ROR | VACAR | Internal | Summer | B5 | 200 | 3000 | 3000 | 68.68 | 75.07 | 6 | 0.39
2030 | PJM_ROR_2_VACAR | PJM_ROR | VACAR | Internal | Summer | B6 | 300 | 3000 | 3000 | 56.23 | 64.23 | 6 | 2
2030 | PJM_ROR_2_VACAR | PJM_ROR | VACAR | Internal | Summer | B7 | 400 | 3000 | 2558.4 | 48.39 | 54.39 | 6 | 0
2030 | PJM_ROR_2_VACAR | PJM_ROR | VACAR | Internal | Summer | B8 | 500 | 3000 | 0 | 45.52 | 50.09 | 6 | 0
2030 | PJM_ROR_2_VACAR | PJM_ROR | VACAR | Internal | Summer | B9 | 800 | 3000 | 0 | 43.74 | 47.46 | 6 | 0
2030 | PJM_ROR_2_VACAR | PJM_ROR | VACAR | Internal | Summer | B10 | 1262 | 3000 | 3000 | 40.39 | 47.26 | 6 | 0.87
2030 | PJM_ROR_2_VACAR | PJM_ROR | VACAR | Internal | Winter | B16 | 25 | 3000 | 3000 | 70.04 | 80.2 | 6 | 4.17
2030 | PJM_ROR_2_VACAR | PJM_ROR | VACAR | Internal | Winter | B17 | 100 | 3000 | 355.29 | 57.26 | 63.26 | 6 | 0
2030 | PJM_ROR_2_VACAR | PJM_ROR | VACAR | Internal | Winter | B18 | 400 | 3000 | 0 | 53.01 | 53.9 | 6 | 0
2030 | PJM_ROR_2_VACAR | PJM_ROR | VACAR | Internal | Winter | B19 | 700 | 3000 | 0 | 49.76 | 53.9 | 6 | 0
2030 | PJM_ROR_2_VACAR | PJM_ROR | VACAR | Internal | Winter | B20 | 935 | 3000 | 0 | 44.97 | 50.09 | 6 | 0
2030 | PJM_ROM_2_NYISO_A-F | PJM_ROM | NYISO_A-F | Internal | Shoulder | B11 | 25 | 2000 | 0 | 66.42 | 51.8 | 6 | 0
2030 | PJM_ROM_2_NYISO_A-F | PJM_ROM | NYISO_A-F | Internal | Shoulder | B12 | 200 | 2000 | 0 | 57.49 | 49.49 | 6 | 0
2030 | PJM_ROM_2_NYISO_A-F | PJM_ROM | NYISO_A-F | Internal | Shoulder | B13 | 600 | 2000 | 0 | 50.67 | 47.21 | 6 | 0
2030 | PJM_ROM_2_NYISO_A-F | PJM_ROM | NYISO_A-F | Internal | Shoulder | B14 | 900 | 2000 | 0 | 47.75 | 47.21 | 6 | 0
2030 | PJM_ROM_2_NYISO_A-F | PJM_ROM | NYISO_A-F | Internal | Shoulder | B15 | 1203 | 2000 | 0 | 43.77 | 47.21 | 6 | 0
2030 | PJM_ROM_2_NYISO_A-F | PJM_ROM | NYISO_A-F | Internal | Summer | B1 | 10 | 2000 | 0 | 93.53 | 85.53 | 6 | 0
2030 | PJM_ROM_2_NYISO_A-F | PJM_ROM | NYISO_A-F | Internal | Summer | B2 | 25 | 2000 | 0 | 79.41 | 71.41 | 6 | 0
2030 | PJM_ROM_2_NYISO_A-F | PJM_ROM | NYISO_A-F | Internal | Summer | B3 | 75 | 2000 | 0 | 73.81 | 65.79 | 6 | 0
2030 | PJM_ROM_2_NYISO_A-F | PJM_ROM | NYISO_A-F | Internal | Summer | B4 | 100 | 2000 | 0 | 73.79 | 61.9 | 6 | 0
2030 | PJM_ROM_2_NYISO_A-F | PJM_ROM | NYISO_A-F | Internal | Summer | B5 | 200 | 2000 | 0 | 68.67 | 54.54 | 6 | 0
2030 | PJM_ROM_2_NYISO_A-F | PJM_ROM | NYISO_A-F | Internal | Summer | B6 | 300 | 2000 | 0 | 56.24 | 52.17 | 6 | 0
2030 | PJM_ROM_2_NYISO_A-F | PJM_ROM | NYISO_A-F | Internal | Summer | B7 | 400 | 2000 | 0 | 48.4 | 47.07 | 6 | 0
2030 | PJM_ROM_2_NYISO_A-F | PJM_ROM | NYISO_A-F | Internal | Summer | B8 | 500 | 2000 | 0 | 45.53 | 45.88 | 6 | 0
2030 | PJM_ROM_2_NYISO_A-F | PJM_ROM | NYISO_A-F | Internal | Summer | B9 | 800 | 2000 | 0 | 43.75 | 44.64 | 6 | 0
2030 | PJM_ROM_2_NYISO_A-F | PJM_ROM | NYISO_A-F | Internal | Summer | B10 | 1262 | 2000 | 0 | 40.4 | 44.64 | 6 | 0
2030 | PJM_ROM_2_NYISO_A-F | PJM_ROM | NYISO_A-F | Internal | Winter | B16 | 25 | 2000 | 0 | 70.05 | 55.45 | 6 | 0
2030 | PJM_ROM_2_NYISO_A-F | PJM_ROM | NYISO_A-F | Internal | Winter | B17 | 100 | 2000 | 0 | 57.27 | 54.75 | 6 | 0
2030 | PJM_ROM_2_NYISO_A-F | PJM_ROM | NYISO_A-F | Internal | Winter | B18 | 400 | 2000 | 0 | 53.02 | 51.02 | 6 | 0
2030 | PJM_ROM_2_NYISO_A-F | PJM_ROM | NYISO_A-F | Internal | Winter | B19 | 700 | 2000 | 0 | 49.77 | 51.01 | 6 | 0
2030 | PJM_ROM_2_NYISO_A-F | PJM_ROM | NYISO_A-F | Internal | Winter | B20 | 935 | 2000 | 1999.99 | 44.98 | 51.01 | 6 | 0.03
2030 | PJM_ROM_2_PJM_E | PJM_ROM | PJM_E | Internal | Shoulder | B11 | 25 | 8000 | 0.4 | 66.42 | 66.41 | 0.01 | 0
2030 | PJM_ROM_2_PJM_E | PJM_ROM | PJM_E | Internal | Shoulder | B12 | 200 | 8000 | 0.05 | 57.49 | 57.48 | 0.01 | 0
2030 | PJM_ROM_2_PJM_E | PJM_ROM | PJM_E | Internal | Shoulder | B13 | 600 | 8000 | 0.02 | 50.67 | 50.66 | 0.01 | 0
2030 | PJM_ROM_2_PJM_E | PJM_ROM | PJM_E | Internal | Shoulder | B14 | 900 | 8000 | 0.01 | 47.75 | 47.74 | 0.01 | 0
2030 | PJM_ROM_2_PJM_E | PJM_ROM | PJM_E | Internal | Shoulder | B15 | 1203 | 8000 | 648.54 | 43.77 | 43.78 | 0.01 | 0
2030 | PJM_ROM_2_PJM_E | PJM_ROM | PJM_E | Internal | Summer | B1 | 10 | 8000 | 4044.99 | 93.53 | 93.54 | 0.01 | 0
2030 | PJM_ROM_2_PJM_E | PJM_ROM | PJM_E | Internal | Summer | B2 | 25 | 8000 | 2888.16 | 79.41 | 79.42 | 0.01 | 0
2030 | PJM_ROM_2_PJM_E | PJM_ROM | PJM_E | Internal | Summer | B3 | 75 | 8000 | 0.14 | 73.81 | 73.8 | 0.01 | 0
2030 | PJM_ROM_2_PJM_E | PJM_ROM | PJM_E | Internal | Summer | B4 | 100 | 8000 | 0.1 | 73.79 | 73.78 | 0.01 | 0
2030 | PJM_ROM_2_PJM_E | PJM_ROM | PJM_E | Internal | Summer | B5 | 200 | 8000 | 0.05 | 68.67 | 68.66 | 0.01 | 0
2030 | PJM_ROM_2_PJM_E | PJM_ROM | PJM_E | Internal | Summer | B6 | 300 | 8000 | 783.2 | 56.24 | 56.25 | 0.01 | 0
2030 | PJM_ROM_2_PJM_E | PJM_ROM | PJM_E | Internal | Summer | B7 | 400 | 8000 | 0.03 | 48.4 | 48.39 | 0.01 | 0
2030 | PJM_ROM_2_PJM_E | PJM_ROM | PJM_E | Internal | Summer | B8 | 500 | 8000 | 985.57 | 45.53 | 45.55 | 0.01 | 0
2030 | PJM_ROM_2_PJM_E | PJM_ROM | PJM_E | Internal | Summer | B9 | 800 | 8000 | 2794.79 | 43.75 | 43.76 | 0.01 | 0
2030 | PJM_ROM_2_PJM_E | PJM_ROM | PJM_E | Internal | Summer | B10 | 1262 | 8000 | 4069.06 | 40.4 | 40.41 | 0.01 | 0
2030 | PJM_ROM_2_PJM_E | PJM_ROM | PJM_E | Internal | Winter | B16 | 25 | 8000 | 1563.39 | 70.05 | 70.06 | 0.01 | 0
2030 | PJM_ROM_2_PJM_E | PJM_ROM | PJM_E | Internal | Winter | B17 | 100 | 8000 | 1235.98 | 57.27 | 57.28 | 0.01 | 0
2030 | PJM_ROM_2_PJM_E | PJM_ROM | PJM_E | Internal | Winter | B18 | 400 | 8000 | 5146.95 | 53.02 | 53.04 | 0.01 | 0
2030 | PJM_ROM_2_PJM_E | PJM_ROM | PJM_E | Internal | Winter | B19 | 700 | 8000 | 4155.68 | 49.77 | 49.78 | 0.01 | 0
2030 | PJM_ROM_2_PJM_E | PJM_ROM | PJM_E | Internal | Winter | B20 | 935 | 8000 | 4527.16 | 44.98 | 45 | 0.01 | 0
2030 | PJM_ROM_2_PJM_ROR | PJM_ROM | PJM_ROR | Internal | Shoulder | B11 | 25 | 8000 | 4145.53 | 66.42 | 66.44 | 0.01 | 0
2030 | PJM_ROM_2_PJM_ROR | PJM_ROM | PJM_ROR | Internal | Shoulder | B12 | 200 | 8000 | 1509.62 | 57.49 | 57.5 | 0.01 | 0
2030 | PJM_ROM_2_PJM_ROR | PJM_ROM | PJM_ROR | Internal | Shoulder | B13 | 600 | 8000 | 0.02 | 50.67 | 50.66 | 0.01 | 0
2030 | PJM_ROM_2_PJM_ROR | PJM_ROM | PJM_ROR | Internal | Shoulder | B14 | 900 | 8000 | 0.01 | 47.75 | 47.74 | 0.01 | 0
2030 | PJM_ROM_2_PJM_ROR | PJM_ROM | PJM_ROR | Internal | Shoulder | B15 | 1203 | 8000 | 0 | 43.77 | 43.75 | 0.01 | 0
2030 | PJM_ROM_2_PJM_ROR | PJM_ROM | PJM_ROR | Internal | Summer | B1 | 10 | 8000 | 0.93 | 93.53 | 93.51 | 0.01 | 0
2030 | PJM_ROM_2_PJM_ROR | PJM_ROM | PJM_ROR | Internal | Summer | B2 | 25 | 8000 | 0.4 | 79.41 | 79.39 | 0.01 | 0
2030 | PJM_ROM_2_PJM_ROR | PJM_ROM | PJM_ROR | Internal | Summer | B3 | 75 | 8000 | 0.15 | 73.81 | 73.8 | 0.01 | 0
2030 | PJM_ROM_2_PJM_ROR | PJM_ROM | PJM_ROR | Internal | Summer | B4 | 100 | 8000 | 2634.03 | 73.79 | 73.8 | 0.01 | 0
2030 | PJM_ROM_2_PJM_ROR | PJM_ROM | PJM_ROR | Internal | Summer | B5 | 200 | 8000 | 1409.87 | 68.67 | 68.68 | 0.01 | 0
2030 | PJM_ROM_2_PJM_ROR | PJM_ROM | PJM_ROR | Internal | Summer | B6 | 300 | 8000 | 0.03 | 56.24 | 56.23 | 0.01 | 0
2030 | PJM_ROM_2_PJM_ROR | PJM_ROM | PJM_ROR | Internal | Summer | B7 | 400 | 8000 | 0.03 | 48.4 | 48.39 | 0.01 | 0
2030 | PJM_ROM_2_PJM_ROR | PJM_ROM | PJM_ROR | Internal | Summer | B8 | 500 | 8000 | 0.02 | 45.53 | 45.52 | 0.01 | 0
2030 | PJM_ROM_2_PJM_ROR | PJM_ROM | PJM_ROR | Internal | Summer | B9 | 800 | 8000 | 0.01 | 43.75 | 43.74 | 0.01 | 0
2030 | PJM_ROM_2_PJM_ROR | PJM_ROM | PJM_ROR | Internal | Summer | B10 | 1262 | 8000 | 0 | 40.4 | 40.39 | 0.01 | 0
2030 | PJM_ROM_2_PJM_ROR | PJM_ROM | PJM_ROR | Internal | Winter | B16 | 25 | 8000 | 0.41 | 70.05 | 70.04 | 0.01 | 0
2030 | PJM_ROM_2_PJM_ROR | PJM_ROM | PJM_ROR | Internal | Winter | B17 | 100 | 8000 | 0.1 | 57.27 | 57.26 | 0.01 | 0
2030 | PJM_ROM_2_PJM_ROR | PJM_ROM | PJM_ROR | Internal | Winter | B18 | 400 | 8000 | 0.03 | 53.02 | 53.01 | 0.01 | 0
2030 | PJM_ROM_2_PJM_ROR | PJM_ROM | PJM_ROR | Internal | Winter | B19 | 700 | 8000 | 0.01 | 49.77 | 49.76 | 0.01 | 0
2030 | PJM_ROM_2_PJM_ROR | PJM_ROM | PJM_ROR | Internal | Winter | B20 | 935 | 8000 | 0.01 | 44.98 | 44.97 | 0.01 | 0
2030 | SOCO_2_ENT | SOCO | ENT | Internal | Shoulder | B11 | 25 | 2400 | 0 | 79.44 | 74.41 | 10 | 0
2030 | SOCO_2_ENT | SOCO | ENT | Internal | Shoulder | B12 | 200 | 2400 | 0 | 51.1 | 50.17 | 10 | 0
2030 | SOCO_2_ENT | SOCO | ENT | Internal | Shoulder | B13 | 600 | 2400 | 0 | 50.12 | 50.17 | 10 | 0
2030 | SOCO_2_ENT | SOCO | ENT | Internal | Shoulder | B14 | 900 | 2400 | 0 | 50.12 | 49.81 | 10 | 0
2030 | SOCO_2_ENT | SOCO | ENT | Internal | Shoulder | B15 | 1203 | 2400 | 0 | 50.12 | 49.01 | 10 | 0
2030 | SOCO_2_ENT | SOCO | ENT | Internal | Summer | B1 | 10 | 2400 | 0 | 90.52 | 82.52 | 10 | 0
2030 | SOCO_2_ENT | SOCO | ENT | Internal | Summer | B2 | 25 | 2400 | 0 | 83.67 | 80.73 | 10 | 0
2030 | SOCO_2_ENT | SOCO | ENT | Internal | Summer | B3 | 75 | 2400 | 0 | 83.67 | 80.73 | 10 | 0
2030 | SOCO_2_ENT | SOCO | ENT | Internal | Summer | B4 | 100 | 2400 | 0 | 82.07 | 75.38 | 10 | 0
2030 | SOCO_2_ENT | SOCO | ENT | Internal | Summer | B5 | 200 | 2400 | 0 | 82.07 | 74.07 | 10 | 0
2030 | SOCO_2_ENT | SOCO | ENT | Internal | Summer | B6 | 300 | 2400 | 0 | 71.23 | 64.57 | 10 | 0
2030 | SOCO_2_ENT | SOCO | ENT | Internal | Summer | B7 | 400 | 2400 | 0 | 61.39 | 53.39 | 10 | 0
2030 | SOCO_2_ENT | SOCO | ENT | Internal | Summer | B8 | 500 | 2400 | 0 | 50.38 | 48.58 | 10 | 0
2030 | SOCO_2_ENT | SOCO | ENT | Internal | Summer | B9 | 800 | 2400 | 0 | 48.64 | 48.23 | 10 | 0
2030 | SOCO_2_ENT | SOCO | ENT | Internal | Summer | B10 | 1262 | 2400 | 0 | 48.64 | 46.65 | 10 | 0
2030 | SOCO_2_ENT | SOCO | ENT | Internal | Winter | B16 | 25 | 2400 | 0 | 80.2 | 72.2 | 10 | 0
2030 | SOCO_2_ENT | SOCO | ENT | Internal | Winter | B17 | 100 | 2400 | 0 | 53.26 | 53.3 | 10 | 0
2030 | SOCO_2_ENT | SOCO | ENT | Internal | Winter | B18 | 400 | 2400 | 0 | 53.17 | 53.28 | 10 | 0
2030 | SOCO_2_ENT | SOCO | ENT | Internal | Winter | B19 | 700 | 2400 | 0 | 53.17 | 52.92 | 10 | 0
2030 | SOCO_2_ENT | SOCO | ENT | Internal | Winter | B20 | 935 | 2400 | 0 | 52.42 | 51.17 | 10 | 0
2030 | SOCO_2_FRCC | SOCO | FRCC | Internal | Shoulder | B11 | 25 | 3700 | 750.16 | 79.44 | 89.44 | 10 | 0
2030 | SOCO_2_FRCC | SOCO | FRCC | Internal | Shoulder | B12 | 200 | 3700 | 0 | 51.1 | 58.81 | 10 | 0
2030 | SOCO_2_FRCC | SOCO | FRCC | Internal | Shoulder | B13 | 600 | 3700 | 0 | 50.12 | 57.72 | 10 | 0
2030 | SOCO_2_FRCC | SOCO | FRCC | Internal | Shoulder | B14 | 900 | 3700 | 0 | 50.12 | 55.34 | 10 | 0
2030 | SOCO_2_FRCC | SOCO | FRCC | Internal | Shoulder | B15 | 1203 | 3700 | 0 | 50.12 | 55.34 | 10 | 0
2030 | SOCO_2_FRCC | SOCO | FRCC | Internal | Summer | B1 | 10 | 3700 | 902.38 | 90.52 | 100.52 | 10 | 0
2030 | SOCO_2_FRCC | SOCO | FRCC | Internal | Summer | B2 | 25 | 3700 | 0 | 83.67 | 89.81 | 10 | 0
2030 | SOCO_2_FRCC | SOCO | FRCC | Internal | Summer | B3 | 75 | 3700 | 0 | 83.67 | 89.81 | 10 | 0
2030 | SOCO_2_FRCC | SOCO | FRCC | Internal | Summer | B4 | 100 | 3700 | 0 | 82.07 | 89.81 | 10 | 0
2030 | SOCO_2_FRCC | SOCO | FRCC | Internal | Summer | B5 | 200 | 3700 | 0 | 82.07 | 89.81 | 10 | 0
2030 | SOCO_2_FRCC | SOCO | FRCC | Internal | Summer | B6 | 300 | 3700 | 0 | 71.23 | 77.12 | 10 | 0
2030 | SOCO_2_FRCC | SOCO | FRCC | Internal | Summer | B7 | 400 | 3700 | 939.81 | 61.39 | 71.39 | 10 | 0
2030 | SOCO_2_FRCC | SOCO | FRCC | Internal | Summer | B8 | 500 | 3700 | 0 | 50.38 | 56.82 | 10 | 0
2030 | SOCO_2_FRCC | SOCO | FRCC | Internal | Summer | B9 | 800 | 3700 | 0 | 48.64 | 54.47 | 10 | 0
2030 | SOCO_2_FRCC | SOCO | FRCC | Internal | Summer | B10 | 1262 | 3700 | 0 | 48.64 | 54.47 | 10 | 0
2030 | SOCO_2_FRCC | SOCO | FRCC | Internal | Winter | B16 | 25 | 3700 | 649.41 | 80.2 | 90.2 | 10 | 0
2030 | SOCO_2_FRCC | SOCO | FRCC | Internal | Winter | B17 | 100 | 3700 | 0 | 53.26 | 60.39 | 10 | 0
2030 | SOCO_2_FRCC | SOCO | FRCC | Internal | Winter | B18 | 400 | 3700 | 0 | 53.17 | 59.27 | 10 | 0
2030 | SOCO_2_FRCC | SOCO | FRCC | Internal | Winter | B19 | 700 | 3700 | 0 | 53.17 | 57.89 | 10 | 0
2030 | SOCO_2_FRCC | SOCO | FRCC | Internal | Winter | B20 | 935 | 3700 | 0 | 52.42 | 57.89 | 10 | 0
2030 | SOCO_2_TVA_Transmission | SOCO | TVA_Transmission | Internal | Shoulder | B11 | 25 | 2600 | 0 | 79.44 | 71.66 | 10 | 0
2030 | SOCO_2_TVA_Transmission | SOCO | TVA_Transmission | Internal | Shoulder | B12 | 200 | 2600 | 0 | 51.1 | 56.4 | 10 | 0
2030 | SOCO_2_TVA_Transmission | SOCO | TVA_Transmission | Internal | Shoulder | B13 | 600 | 2600 | 0 | 50.12 | 52.55 | 10 | 0
2030 | SOCO_2_TVA_Transmission | SOCO | TVA_Transmission | Internal | Shoulder | B14 | 900 | 2600 | 0 | 50.12 | 50.82 | 10 | 0
2030 | SOCO_2_TVA_Transmission | SOCO | TVA_Transmission | Internal | Shoulder | B15 | 1203 | 2600 | 0 | 50.12 | 49.54 | 10 | 0
2030 | SOCO_2_TVA_Transmission | SOCO | TVA_Transmission | Internal | Summer | B1 | 10 | 2600 | 0 | 90.52 | 90.51 | 10 | 0
2030 | SOCO_2_TVA_Transmission | SOCO | TVA_Transmission | Internal | Summer | B2 | 25 | 2600 | 0 | 83.67 | 85.39 | 10 | 0
2030 | SOCO_2_TVA_Transmission | SOCO | TVA_Transmission | Internal | Summer | B3 | 75 | 2600 | 0 | 83.67 | 79.8 | 10 | 0
2030 | SOCO_2_TVA_Transmission | SOCO | TVA_Transmission | Internal | Summer | B4 | 100 | 2600 | 0 | 82.07 | 79.19 | 10 | 0
2030 | SOCO_2_TVA_Transmission | SOCO | TVA_Transmission | Internal | Summer | B5 | 200 | 2600 | 0 | 82.07 | 74.14 | 10 | 0
2030 | SOCO_2_TVA_Transmission | SOCO | TVA_Transmission | Internal | Summer | B6 | 300 | 2600 | 0 | 71.23 | 62.23 | 10 | 0
2030 | SOCO_2_TVA_Transmission | SOCO | TVA_Transmission | Internal | Summer | B7 | 400 | 2600 | 0 | 61.39 | 53.26 | 10 | 0
2030 | SOCO_2_TVA_Transmission | SOCO | TVA_Transmission | Internal | Summer | B8 | 500 | 2600 | 0 | 50.38 | 49.26 | 10 | 0
2030 | SOCO_2_TVA_Transmission | SOCO | TVA_Transmission | Internal | Summer | B9 | 800 | 2600 | 0 | 48.64 | 46.34 | 10 | 0
2030 | SOCO_2_TVA_Transmission | SOCO | TVA_Transmission | Internal | Summer | B10 | 1262 | 2600 | 0 | 48.64 | 44.76 | 10 | 0
2030 | SOCO_2_TVA_Transmission | SOCO | TVA_Transmission | Internal | Winter | B16 | 25 | 2600 | 0 | 80.2 | 74.07 | 10 | 0
2030 | SOCO_2_TVA_Transmission | SOCO | TVA_Transmission | Internal | Winter | B17 | 100 | 2600 | 0 | 53.26 | 58.29 | 10 | 0
2030 | SOCO_2_TVA_Transmission | SOCO | TVA_Transmission | Internal | Winter | B18 | 400 | 2600 | 0 | 53.17 | 54.43 | 10 | 0
2030 | SOCO_2_TVA_Transmission | SOCO | TVA_Transmission | Internal | Winter | B19 | 700 | 2600 | 0 | 53.17 | 52.18 | 10 | 0
2030 | SOCO_2_TVA_Transmission | SOCO | TVA_Transmission | Internal | Winter | B20 | 935 | 2600 | 0 | 52.42 | 48.21 | 10 | 0
2030 | SOCO_2_VACAR | SOCO | VACAR | Internal | Shoulder | B11 | 25 | 2000 | 0 | 79.44 | 72.44 | 10 | 0
2030 | SOCO_2_VACAR | SOCO | VACAR | Internal | Shoulder | B12 | 200 | 2000 | 0 | 51.1 | 58.17 | 10 | 0
2030 | SOCO_2_VACAR | SOCO | VACAR | Internal | Shoulder | B13 | 600 | 2000 | 0 | 50.12 | 53.88 | 10 | 0
2030 | SOCO_2_VACAR | SOCO | VACAR | Internal | Shoulder | B14 | 900 | 2000 | 0 | 50.12 | 50.09 | 10 | 0
2030 | SOCO_2_VACAR | SOCO | VACAR | Internal | Shoulder | B15 | 1203 | 2000 | 0 | 50.12 | 49.45 | 10 | 0
2030 | SOCO_2_VACAR | SOCO | VACAR | Internal | Summer | B1 | 10 | 2000 | 0.02 | 90.52 | 99.51 | 10 | 0
2030 | SOCO_2_VACAR | SOCO | VACAR | Internal | Summer | B2 | 25 | 2000 | 0 | 83.67 | 85.75 | 10 | 0
2030 | SOCO_2_VACAR | SOCO | VACAR | Internal | Summer | B3 | 75 | 2000 | 0 | 83.67 | 85.75 | 10 | 0
2030 | SOCO_2_VACAR | SOCO | VACAR | Internal | Summer | B4 | 100 | 2000 | 0 | 82.07 | 83.9 | 10 | 0
2030 | SOCO_2_VACAR | SOCO | VACAR | Internal | Summer | B5 | 200 | 2000 | 0 | 82.07 | 75.07 | 10 | 0
2030 | SOCO_2_VACAR | SOCO | VACAR | Internal | Summer | B6 | 300 | 2000 | 0 | 71.23 | 64.23 | 10 | 0
2030 | SOCO_2_VACAR | SOCO | VACAR | Internal | Summer | B7 | 400 | 2000 | 0 | 61.39 | 54.39 | 10 | 0
2030 | SOCO_2_VACAR | SOCO | VACAR | Internal | Summer | B8 | 500 | 2000 | 0 | 50.38 | 50.09 | 10 | 0
2030 | SOCO_2_VACAR | SOCO | VACAR | Internal | Summer | B9 | 800 | 2000 | 0 | 48.64 | 47.46 | 10 | 0
2030 | SOCO_2_VACAR | SOCO | VACAR | Internal | Summer | B10 | 1262 | 2000 | 0 | 48.64 | 47.26 | 10 | 0
2030 | SOCO_2_VACAR | SOCO | VACAR | Internal | Winter | B16 | 25 | 2000 | 0 | 80.2 | 80.2 | 10 | 0
2030 | SOCO_2_VACAR | SOCO | VACAR | Internal | Winter | B17 | 100 | 2000 | 145.49 | 53.26 | 63.26 | 10 | 0
2030 | SOCO_2_VACAR | SOCO | VACAR | Internal | Winter | B18 | 400 | 2000 | 0 | 53.17 | 53.9 | 10 | 0
2030 | SOCO_2_VACAR | SOCO | VACAR | Internal | Winter | B19 | 700 | 2000 | 0 | 53.17 | 53.9 | 10 | 0
2030 | SOCO_2_VACAR | SOCO | VACAR | Internal | Winter | B20 | 935 | 2000 | 0 | 52.42 | 50.09 | 10 | 0
2030 | SPP_N_2_ENT | SPP_N | ENT | Internal | Shoulder | B11 | 25 | 1800 | 0 | 76.07 | 74.41 | 5 | 0
2030 | SPP_N_2_ENT | SPP_N | ENT | Internal | Shoulder | B12 | 200 | 1800 | 0 | 55.52 | 50.17 | 5 | 0
2030 | SPP_N_2_ENT | SPP_N | ENT | Internal | Shoulder | B13 | 600 | 1800 | 0 | 49.51 | 50.17 | 5 | 0
2030 | SPP_N_2_ENT | SPP_N | ENT | Internal | Shoulder | B14 | 900 | 1800 | 0 | 49.38 | 49.81 | 5 | 0
2030 | SPP_N_2_ENT | SPP_N | ENT | Internal | Shoulder | B15 | 1203 | 1800 | 0 | 47.97 | 49.01 | 5 | 0
2030 | SPP_N_2_ENT | SPP_N | ENT | Internal | Summer | B1 | 10 | 1800 | 0 | 85.5 | 82.52 | 5 | 0
2030 | SPP_N_2_ENT | SPP_N | ENT | Internal | Summer | B2 | 25 | 1800 | 0 | 79.41 | 80.73 | 5 | 0
2030 | SPP_N_2_ENT | SPP_N | ENT | Internal | Summer | B3 | 75 | 1800 | 0 | 79.41 | 80.73 | 5 | 0
2030 | SPP_N_2_ENT | SPP_N | ENT | Internal | Summer | B4 | 100 | 1800 | 0 | 79.41 | 75.38 | 5 | 0
2030 | SPP_N_2_ENT | SPP_N | ENT | Internal | Summer | B5 | 200 | 1800 | 0 | 74.82 | 74.07 | 5 | 0
2030 | SPP_N_2_ENT | SPP_N | ENT | Internal | Summer | B6 | 300 | 1800 | 0 | 64.57 | 64.57 | 5 | 0
2030 | SPP_N_2_ENT | SPP_N | ENT | Internal | Summer | B7 | 400 | 1800 | 0 | 54.07 | 53.39 | 5 | 0
2030 | SPP_N_2_ENT | SPP_N | ENT | Internal | Summer | B8 | 500 | 1800 | 0 | 48.47 | 48.58 | 5 | 0
2030 | SPP_N_2_ENT | SPP_N | ENT | Internal | Summer | B9 | 800 | 1800 | 0 | 46.45 | 48.23 | 5 | 0
2030 | SPP_N_2_ENT | SPP_N | ENT | Internal | Summer | B10 | 1262 | 1800 | 0 | 44.9 | 46.65 | 5 | 0
2030 | SPP_N_2_ENT | SPP_N | ENT | Internal | Winter | B16 | 25 | 1800 | 0.01 | 68.04 | 72.2 | 5 | 0
2030 | SPP_N_2_ENT | SPP_N | ENT | Internal | Winter | B17 | 100 | 1800 | 0 | 52.67 | 53.3 | 5 | 0
2030 | SPP_N_2_ENT | SPP_N | ENT | Internal | Winter | B18 | 400 | 1800 | 0 | 51.29 | 53.28 | 5 | 0
2030 | SPP_N_2_ENT | SPP_N | ENT | Internal | Winter | B19 | 700 | 1800 | 0 | 51.17 | 52.92 | 5 | 0
2030 | SPP_N_2_ENT | SPP_N | ENT | Internal | Winter | B20 | 935 | 1800 | 0 | 47.74 | 51.17 | 5 | 0
2030 | SPP_N_2_MISO_MO-IL | SPP_N | MISO_MO-IL | Internal | Shoulder | B11 | 25 | 2000 | 0 | 76.07 | 69.08 | 5 | 0
2030 | SPP_N_2_MISO_MO-IL | SPP_N | MISO_MO-IL | Internal | Shoulder | B12 | 200 | 2000 | 0 | 55.52 | 55.52 | 5 | 0
2030 | SPP_N_2_MISO_MO-IL | SPP_N | MISO_MO-IL | Internal | Shoulder | B13 | 600 | 2000 | 0 | 49.51 | 48.68 | 5 | 0
2030 | SPP_N_2_MISO_MO-IL | SPP_N | MISO_MO-IL | Internal | Shoulder | B14 | 900 | 2000 | 0 | 49.38 | 47.85 | 5 | 0
2030 | SPP_N_2_MISO_MO-IL | SPP_N | MISO_MO-IL | Internal | Shoulder | B15 | 1203 | 2000 | 0 | 47.97 | 43.54 | 5 | 0
2030 | SPP_N_2_MISO_MO-IL | SPP_N | MISO_MO-IL | Internal | Summer | B1 | 10 | 2000 | 372.29 | 85.5 | 90.5 | 5 | 0
2030 | SPP_N_2_MISO_MO-IL | SPP_N | MISO_MO-IL | Internal | Summer | B2 | 25 | 2000 | 0 | 79.41 | 77.39 | 5 | 0
2030 | SPP_N_2_MISO_MO-IL | SPP_N | MISO_MO-IL | Internal | Summer | B3 | 75 | 2000 | 0 | 79.41 | 75 | 5 | 0
2030 | SPP_N_2_MISO_MO-IL | SPP_N | MISO_MO-IL | Internal | Summer | B4 | 100 | 2000 | 0 | 79.41 | 74.36 | 5 | 0
2030 | SPP_N_2_MISO_MO-IL | SPP_N | MISO_MO-IL | Internal | Summer | B5 | 200 | 2000 | 0 | 74.82 | 70.68 | 5 | 0
2030 | SPP_N_2_MISO_MO-IL | SPP_N | MISO_MO-IL | Internal | Summer | B6 | 300 | 2000 | 0 | 64.57 | 56.57 | 5 | 0
2030 | SPP_N_2_MISO_MO-IL | SPP_N | MISO_MO-IL | Internal | Summer | B7 | 400 | 2000 | 0 | 54.07 | 47.06 | 5 | 0
2030 | SPP_N_2_MISO_MO-IL | SPP_N | MISO_MO-IL | Internal | Summer | B8 | 500 | 2000 | 0 | 48.47 | 43.98 | 5 | 0
2030 | SPP_N_2_MISO_MO-IL | SPP_N | MISO_MO-IL | Internal | Summer | B9 | 800 | 2000 | 0 | 46.45 | 42.66 | 5 | 0
2030 | SPP_N_2_MISO_MO-IL | SPP_N | MISO_MO-IL | Internal | Summer | B10 | 1262 | 2000 | 0 | 44.9 | 40.32 | 5 | 0
2030 | SPP_N_2_MISO_MO-IL | SPP_N | MISO_MO-IL | Internal | Winter | B16 | 25 | 2000 | 0 | 68.04 | 68.04 | 5 | 0
2030 | SPP_N_2_MISO_MO-IL | SPP_N | MISO_MO-IL | Internal | Winter | B17 | 100 | 2000 | 0 | 52.67 | 55.26 | 5 | 0
2030 | SPP_N_2_MISO_MO-IL | SPP_N | MISO_MO-IL | Internal | Winter | B18 | 400 | 2000 | 0 | 51.29 | 51.01 | 5 | 0
2030 | SPP_N_2_MISO_MO-IL | SPP_N | MISO_MO-IL | Internal | Winter | B19 | 700 | 2000 | 0 | 51.17 | 47.76 | 5 | 0
2030 | SPP_N_2_MISO_MO-IL | SPP_N | MISO_MO-IL | Internal | Winter | B20 | 935 | 2000 | 0 | 47.74 | 43.17 | 5 | 0
2030 | SPP_N_2_MISO_W | SPP_N | MISO_W | Internal | Shoulder | B11 | 25 | 750 | 0 | 76.07 | 69.07 | 5 | 0
2030 | SPP_N_2_MISO_W | SPP_N | MISO_W | Internal | Shoulder | B12 | 200 | 750 | 0 | 55.52 | 55.5 | 5 | 0
2030 | SPP_N_2_MISO_W | SPP_N | MISO_W | Internal | Shoulder | B13 | 600 | 750 | 0 | 49.51 | 48.67 | 5 | 0
2030 | SPP_N_2_MISO_W | SPP_N | MISO_W | Internal | Shoulder | B14 | 900 | 750 | 0 | 49.38 | 47.86 | 5 | 0
2030 | SPP_N_2_MISO_W | SPP_N | MISO_W | Internal | Shoulder | B15 | 1203 | 750 | 0 | 47.97 | 43.53 | 5 | 0
2030 | SPP_N_2_MISO_W | SPP_N | MISO_W | Internal | Summer | B1 | 10 | 750 | 1.67 | 85.5 | 90.49 | 5 | 0
2030 | SPP_N_2_MISO_W | SPP_N | MISO_W | Internal | Summer | B2 | 25 | 750 | 0 | 79.41 | 77.39 | 5 | 0
2030 | SPP_N_2_MISO_W | SPP_N | MISO_W | Internal | Summer | B3 | 75 | 750 | 0 | 79.41 | 75.99 | 5 | 0
2030 | SPP_N_2_MISO_W | SPP_N | MISO_W | Internal | Summer | B4 | 100 | 750 | 0 | 79.41 | 75.99 | 5 | 0
2030 | SPP_N_2_MISO_W | SPP_N | MISO_W | Internal | Summer | B5 | 200 | 750 | 0 | 74.82 | 70.69 | 5 | 0
2030 | SPP_N_2_MISO_W | SPP_N | MISO_W | Internal | Summer | B6 | 300 | 750 | 0 | 64.57 | 57.57 | 5 | 0
2030 | SPP_N_2_MISO_W | SPP_N | MISO_W | Internal | Summer | B7 | 400 | 750 | 0 | 54.07 | 47.07 | 5 | 0
2030 | SPP_N_2_MISO_W | SPP_N | MISO_W | Internal | Summer | B8 | 500 | 750 | 0 | 48.47 | 43.97 | 5 | 0
2030 | SPP_N_2_MISO_W | SPP_N | MISO_W | Internal | Summer | B9 | 800 | 750 | 0 | 46.45 | 42.67 | 5 | 0
2030 | SPP_N_2_MISO_W | SPP_N | MISO_W | Internal | Summer | B10 | 1262 | 750 | 0 | 44.9 | 40.31 | 5 | 0
2030 | SPP_N_2_MISO_W | SPP_N | MISO_W | Internal | Winter | B16 | 25 | 750 | 0 | 68.04 | 68.02 | 5 | 0
2030 | SPP_N_2_MISO_W | SPP_N | MISO_W | Internal | Winter | B17 | 100 | 750 | 0 | 52.67 | 55.25 | 5 | 0
2030 | SPP_N_2_MISO_W | SPP_N | MISO_W | Internal | Winter | B18 | 400 | 750 | 0 | 51.29 | 51.02 | 5 | 0
2030 | SPP_N_2_MISO_W | SPP_N | MISO_W | Internal | Winter | B19 | 700 | 750 | 0 | 51.17 | 48.13 | 5 | 0
2030 | SPP_N_2_MISO_W | SPP_N | MISO_W | Internal | Winter | B20 | 935 | 750 | 0 | 47.74 | 43.16 | 5 | 0
2030 | SPP_N_2_NE | SPP_N | NE | Internal | Shoulder | B11 | 25 | 330 | 0 | 76.07 | 73.64 | 0.01 | 0
2030 | SPP_N_2_NE | SPP_N | NE | Internal | Shoulder | B12 | 200 | 330 | 0.05 | 55.52 | 55.5 | 0.01 | 0
2030 | SPP_N_2_NE | SPP_N | NE | Internal | Shoulder | B13 | 600 | 330 | 0.02 | 49.51 | 49.5 | 0.01 | 0
2030 | SPP_N_2_NE | SPP_N | NE | Internal | Shoulder | B14 | 900 | 330 | 0.01 | 49.38 | 49.37 | 0.01 | 0
2030 | SPP_N_2_NE | SPP_N | NE | Internal | Shoulder | B15 | 1203 | 330 | 0 | 47.97 | 47.96 | 0.01 | 0
2030 | SPP_N_2_NE | SPP_N | NE | Internal | Summer | B1 | 10 | 330 | 0.9 | 85.5 | 85.49 | 0.01 | 0
2030 | SPP_N_2_NE | SPP_N | NE | Internal | Summer | B2 | 25 | 330 | 0.32 | 79.41 | 79.4 | 0.01 | 0
2030 | SPP_N_2_NE | SPP_N | NE | Internal | Summer | B3 | 75 | 330 | 0.12 | 79.41 | 79.4 | 0.01 | 0
2030 | SPP_N_2_NE | SPP_N | NE | Internal | Summer | B4 | 100 | 330 | 0 | 79.41 | 78.44 | 0.01 | 0
2030 | SPP_N_2_NE | SPP_N | NE | Internal | Summer | B5 | 200 | 330 | 0.05 | 74.82 | 74.8 | 0.01 | 0
2030 | SPP_N_2_NE | SPP_N | NE | Internal | Summer | B6 | 300 | 330 | 0.03 | 64.57 | 64.56 | 0.01 | 0
2030 | SPP_N_2_NE | SPP_N | NE | Internal | Summer | B7 | 400 | 330 | 0 | 54.07 | 52.85 | 0.01 | 0
2030 | SPP_N_2_NE | SPP_N | NE | Internal | Summer | B8 | 500 | 330 | 0 | 48.47 | 46.44 | 0.01 | 0
2030 | SPP_N_2_NE | SPP_N | NE | Internal | Summer | B9 | 800 | 330 | 0.01 | 46.45 | 46.44 | 0.01 | 0
2030 | SPP_N_2_NE | SPP_N | NE | Internal | Summer | B10 | 1262 | 330 | 0 | 44.9 | 42.69 | 0.01 | 0
2030 | SPP_N_2_NE | SPP_N | NE | Internal | Winter | B16 | 25 | 330 | 0.37 | 68.04 | 68.02 | 0.01 | 0
2030 | SPP_N_2_NE | SPP_N | NE | Internal | Winter | B17 | 100 | 330 | 0.1 | 52.67 | 52.66 | 0.01 | 0
2030 | SPP_N_2_NE | SPP_N | NE | Internal | Winter | B18 | 400 | 330 | 0.02 | 51.29 | 51.28 | 0.01 | 0
2030 | SPP_N_2_NE | SPP_N | NE | Internal | Winter | B19 | 700 | 330 | 0.01 | 51.17 | 51.16 | 0.01 | 0
2030 | SPP_N_2_NE | SPP_N | NE | Internal | Winter | B20 | 935 | 330 | 0.01 | 47.74 | 47.73 | 0.01 | 0
2030 | SPP_N_2_SPP_S | SPP_N | SPP_S | Internal | Shoulder | B11 | 25 | 4000 | 0 | 76.07 | 69.41 | 0.01 | 0
2030 | SPP_N_2_SPP_S | SPP_N | SPP_S | Internal | Shoulder | B12 | 200 | 4000 | 0 | 55.52 | 50.29 | 0.01 | 0
2030 | SPP_N_2_SPP_S | SPP_N | SPP_S | Internal | Shoulder | B13 | 600 | 4000 | 0.02 | 49.51 | 49.5 | 0.01 | 0
2030 | SPP_N_2_SPP_S | SPP_N | SPP_S | Internal | Shoulder | B14 | 900 | 4000 | 0 | 49.38 | 48.09 | 0.01 | 0
2030 | SPP_N_2_SPP_S | SPP_N | SPP_S | Internal | Shoulder | B15 | 1203 | 4000 | 1260.72 | 47.97 | 47.98 | 0.01 | 0
2030 | SPP_N_2_SPP_S | SPP_N | SPP_S | Internal | Summer | B1 | 10 | 4000 | 0 | 85.5 | 77.07 | 0.01 | 0
2030 | SPP_N_2_SPP_S | SPP_N | SPP_S | Internal | Summer | B2 | 25 | 4000 | 0 | 79.41 | 77.07 | 0.01 | 0
2030 | SPP_N_2_SPP_S | SPP_N | SPP_S | Internal | Summer | B3 | 75 | 4000 | 0 | 79.41 | 75.95 | 0.01 | 0
2030 | SPP_N_2_SPP_S | SPP_N | SPP_S | Internal | Summer | B4 | 100 | 4000 | 0 | 79.41 | 70.38 | 0.01 | 0
2030 | SPP_N_2_SPP_S | SPP_N | SPP_S | Internal | Summer | B5 | 200 | 4000 | 0 | 74.82 | 67.58 | 0.01 | 0
2030 | SPP_N_2_SPP_S | SPP_N | SPP_S | Internal | Summer | B6 | 300 | 4000 | 1780.95 | 64.57 | 64.58 | 0.01 | 0
2030 | SPP_N_2_SPP_S | SPP_N | SPP_S | Internal | Summer | B7 | 400 | 4000 | 1669.35 | 54.07 | 54.08 | 0.01 | 0
2030 | SPP_N_2_SPP_S | SPP_N | SPP_S | Internal | Summer | B8 | 500 | 4000 | 1096.22 | 48.47 | 48.48 | 0.01 | 0
2030 | SPP_N_2_SPP_S | SPP_N | SPP_S | Internal | Summer | B9 | 800 | 4000 | 1883.36 | 46.45 | 46.46 | 0.01 | 0
2030 | SPP_N_2_SPP_S | SPP_N | SPP_S | Internal | Summer | B10 | 1262 | 4000 | 4000 | 44.9 | 46.36 | 0.01 | 1.45
2030 | SPP_N_2_SPP_S | SPP_N | SPP_S | Internal | Winter | B16 | 25 | 4000 | 0.03 | 68.04 | 67.76 | 0.01 | 0
2030 | SPP_N_2_SPP_S | SPP_N | SPP_S | Internal | Winter | B17 | 100 | 4000 | 414.42 | 52.67 | 52.68 | 0.01 | 0
2030 | SPP_N_2_SPP_S | SPP_N | SPP_S | Internal | Winter | B18 | 400 | 4000 | 533.29 | 51.29 | 51.3 | 0.01 | 0
2030 | SPP_N_2_SPP_S | SPP_N | SPP_S | Internal | Winter | B19 | 700 | 4000 | 781.51 | 51.17 | 51.18 | 0.01 | 0
2030 | SPP_N_2_SPP_S | SPP_N | SPP_S | Internal | Winter | B20 | 935 | 4000 | 2454.12 | 47.74 | 47.75 | 0.01 | 0
2030 | SPP_S_2_ENT | SPP_S | ENT | Internal | Shoulder | B11 | 25 | 850 | 407.41 | 69.41 | 74.41 | 5 | 0
2030 | SPP_S_2_ENT | SPP_S | ENT | Internal | Shoulder | B12 | 200 | 850 | 0 | 50.29 | 50.17 | 5 | 0
2030 | SPP_S_2_ENT | SPP_S | ENT | Internal | Shoulder | B13 | 600 | 850 | 0 | 49.5 | 50.17 | 5 | 0
2030 | SPP_S_2_ENT | SPP_S | ENT | Internal | Shoulder | B14 | 900 | 850 | 0 | 48.09 | 49.81 | 5 | 0
2030 | SPP_S_2_ENT | SPP_S | ENT | Internal | Shoulder | B15 | 1203 | 850 | 0 | 47.98 | 49.01 | 5 | 0
2030 | SPP_S_2_ENT | SPP_S | ENT | Internal | Summer | B1 | 10 | 850 | 849.95 | 77.07 | 82.52 | 5 | 0.44
2030 | SPP_S_2_ENT | SPP_S | ENT | Internal | Summer | B2 | 25 | 850 | 0 | 77.07 | 80.73 | 5 | 0
2030 | SPP_S_2_ENT | SPP_S | ENT | Internal | Summer | B3 | 75 | 850 | 0.01 | 75.95 | 80.73 | 5 | 0
2030 | SPP_S_2_ENT | SPP_S | ENT | Internal | Summer | B4 | 100 | 850 | 225.24 | 70.38 | 75.38 | 5 | 0
2030 | SPP_S_2_ENT | SPP_S | ENT | Internal | Summer | B5 | 200 | 850 | 850 | 67.58 | 74.07 | 5 | 1.48
2030 | SPP_S_2_ENT | SPP_S | ENT | Internal | Summer | B6 | 300 | 850 | 0 | 64.58 | 64.57 | 5 | 0
2030 | SPP_S_2_ENT | SPP_S | ENT | Internal | Summer | B7 | 400 | 850 | 0 | 54.08 | 53.39 | 5 | 0
2030 | SPP_S_2_ENT | SPP_S | ENT | Internal | Summer | B8 | 500 | 850 | 0 | 48.48 | 48.58 | 5 | 0
2030 | SPP_S_2_ENT | SPP_S | ENT | Internal | Summer | B9 | 800 | 850 | 0 | 46.46 | 48.23 | 5 | 0
2030 | SPP_S_2_ENT | SPP_S | ENT | Internal | Summer | B10 | 1262 | 850 | 0 | 46.36 | 46.65 | 5 | 0
2030 | SPP_S_2_ENT | SPP_S | ENT | Internal | Winter | B16 | 25 | 850 | 0.02 | 67.76 | 72.2 | 5 | 0
2030 | SPP_S_2_ENT | SPP_S | ENT | Internal | Winter | B17 | 100 | 850 | 0 | 52.68 | 53.3 | 5 | 0
2030 | SPP_S_2_ENT | SPP_S | ENT | Internal | Winter | B18 | 400 | 850 | 0 | 51.3 | 53.28 | 5 | 0
2030 | SPP_S_2_ENT | SPP_S | ENT | Internal | Winter | B19 | 700 | 850 | 0 | 51.18 | 52.92 | 5 | 0
2030 | SPP_S_2_ENT | SPP_S | ENT | Internal | Winter | B20 | 935 | 850 | 0 | 47.75 | 51.17 | 5 | 0
2030 | SPP_S_2_SPP_N | SPP_S | SPP_N | Internal | Shoulder | B11 | 25 | 640 | 640 | 69.41 | 76.07 | 0.01 | 6.65
2030 | SPP_S_2_SPP_N | SPP_S | SPP_N | Internal | Shoulder | B12 | 200 | 640 | 640 | 50.29 | 55.52 | 0.01 | 5.22
2030 | SPP_S_2_SPP_N | SPP_S | SPP_N | Internal | Shoulder | B13 | 600 | 640 | 617.57 | 49.5 | 49.51 | 0.01 | 0
2030 | SPP_S_2_SPP_N | SPP_S | SPP_N | Internal | Shoulder | B14 | 900 | 640 | 640 | 48.09 | 49.38 | 0.01 | 1.28
2030 | SPP_S_2_SPP_N | SPP_S | SPP_N | Internal | Shoulder | B15 | 1203 | 640 | 0 | 47.98 | 47.97 | 0.01 | 0
2030 | SPP_S_2_SPP_N | SPP_S | SPP_N | Internal | Summer | B1 | 10 | 640 | 640 | 77.07 | 85.5 | 0.01 | 8.42
2030 | SPP_S_2_SPP_N | SPP_S | SPP_N | Internal | Summer | B2 | 25 | 640 | 640 | 77.07 | 79.41 | 0.01 | 2.33
2030 | SPP_S_2_SPP_N | SPP_S | SPP_N | Internal | Summer | B3 | 75 | 640 | 640 | 75.95 | 79.41 | 0.01 | 3.45
2030 | SPP_S_2_SPP_N | SPP_S | SPP_N | Internal | Summer | B4 | 100 | 640 | 640 | 70.38 | 79.41 | 0.01 | 9.02
2030 | SPP_S_2_SPP_N | SPP_S | SPP_N | Internal | Summer | B5 | 200 | 640 | 640 | 67.58 | 74.82 | 0.01 | 7.22
2030 | SPP_S_2_SPP_N | SPP_S | SPP_N | Internal | Summer | B6 | 300 | 640 | 0.03 | 64.58 | 64.57 | 0.01 | 0
2030 | SPP_S_2_SPP_N | SPP_S | SPP_N | Internal | Summer | B7 | 400 | 640 | 0.03 | 54.08 | 54.07 | 0.01 | 0
2030 | SPP_S_2_SPP_N | SPP_S | SPP_N | Internal | Summer | B8 | 500 | 640 | 0.02 | 48.48 | 48.47 | 0.01 | 0
2030 | SPP_S_2_SPP_N | SPP_S | SPP_N | Internal | Summer | B9 | 800 | 640 | 0.01 | 46.46 | 46.45 | 0.01 | 0
2030 | SPP_S_2_SPP_N | SPP_S | SPP_N | Internal | Summer | B10 | 1262 | 640 | 0 | 46.36 | 44.9 | 0.01 | 0
2030 | SPP_S_2_SPP_N | SPP_S | SPP_N | Internal | Winter | B16 | 25 | 640 | 639.96 | 67.76 | 68.04 | 0.01 | 0.26
2030 | SPP_S_2_SPP_N | SPP_S | SPP_N | Internal | Winter | B17 | 100 | 640 | 0.1 | 52.68 | 52.67 | 0.01 | 0
2030 | SPP_S_2_SPP_N | SPP_S | SPP_N | Internal | Winter | B18 | 400 | 640 | 0.03 | 51.3 | 51.29 | 0.01 | 0
2030 | SPP_S_2_SPP_N | SPP_S | SPP_N | Internal | Winter | B19 | 700 | 640 | 0.01 | 51.18 | 51.17 | 0.01 | 0
2030 | SPP_S_2_SPP_N | SPP_S | SPP_N | Internal | Winter | B20 | 935 | 640 | 0.01 | 47.75 | 47.74 | 0.01 | 0
2030 | TVA_2_ENT | TVA | ENT | Internal | Shoulder | B11 | 25 | 500 | 0 | 68.44 | 74.41 | 9 | 0
2030 | TVA_2_ENT | TVA | ENT | Internal | Shoulder | B12 | 200 | 500 | 0 | 51.68 | 50.17 | 9 | 0
2030 | TVA_2_ENT | TVA | ENT | Internal | Shoulder | B13 | 600 | 500 | 0 | 49.55 | 50.17 | 9 | 0
2030 | TVA_2_ENT | TVA | ENT | Internal | Shoulder | B14 | 900 | 500 | 0 | 49.55 | 49.81 | 9 | 0
2030 | TVA_2_ENT | TVA | ENT | Internal | Shoulder | B15 | 1203 | 500 | 0 | 49.55 | 49.01 | 9 | 0
2030 | TVA_2_ENT | TVA | ENT | Internal | Summer | B1 | 10 | 500 | 0 | 86.55 | 82.52 | 9 | 0
2030 | TVA_2_ENT | TVA | ENT | Internal | Summer | B2 | 25 | 500 | 0 | 85.41 | 80.73 | 9 | 0
2030 | TVA_2_ENT | TVA | ENT | Internal | Summer | B3 | 75 | 500 | 0 | 79.81 | 80.73 | 9 | 0
2030 | TVA_2_ENT | TVA | ENT | Internal | Summer | B4 | 100 | 500 | 0 | 78.63 | 75.38 | 9 | 0
2030 | TVA_2_ENT | TVA | ENT | Internal | Summer | B5 | 200 | 500 | 0 | 73.07 | 74.07 | 9 | 0
2030 | TVA_2_ENT | TVA | ENT | Internal | Summer | B6 | 300 | 500 | 454.06 | 55.57 | 64.57 | 9 | 0
2030 | TVA_2_ENT | TVA | ENT | Internal | Summer | B7 | 400 | 500 | 0 | 48.14 | 53.39 | 9 | 0
2030 | TVA_2_ENT | TVA | ENT | Internal | Summer | B8 | 500 | 500 | 0 | 48.14 | 48.58 | 9 | 0
2030 | TVA_2_ENT | TVA | ENT | Internal | Summer | B9 | 800 | 500 | 0 | 45.36 | 48.23 | 9 | 0
2030 | TVA_2_ENT | TVA | ENT | Internal | Summer | B10 | 1262 | 500 | 0 | 44.33 | 46.65 | 9 | 0
2030 | TVA_2_ENT | TVA | ENT | Internal | Winter | B16 | 25 | 500 | 0 | 71.2 | 72.2 | 9 | 0
2030 | TVA_2_ENT | TVA | ENT | Internal | Winter | B17 | 100 | 500 | 0 | 54.75 | 53.3 | 9 | 0
2030 | TVA_2_ENT | TVA | ENT | Internal | Winter | B18 | 400 | 500 | 0 | 50.32 | 53.28 | 9 | 0
2030 | TVA_2_ENT | TVA | ENT | Internal | Winter | B19 | 700 | 500 | 0 | 50.32 | 52.92 | 9 | 0
2030 | TVA_2_ENT | TVA | ENT | Internal | Winter | B20 | 935 | 500 | 0 | 48.22 | 51.17 | 9 | 0
2030 | TVA_2_MISO_MO-IL | TVA | MISO_MO-IL | Internal | Shoulder | B11 | 25 | 50 | 0 | 68.44 | 69.08 | 9 | 0
2030 | TVA_2_MISO_MO-IL | TVA | MISO_MO-IL | Internal | Shoulder | B12 | 200 | 50 | 0 | 51.68 | 55.52 | 9 | 0
2030 | TVA_2_MISO_MO-IL | TVA | MISO_MO-IL | Internal | Shoulder | B13 | 600 | 50 | 0 | 49.55 | 48.68 | 9 | 0
2030 | TVA_2_MISO_MO-IL | TVA | MISO_MO-IL | Internal | Shoulder | B14 | 900 | 50 | 0 | 49.55 | 47.85 | 9 | 0
2030 | TVA_2_MISO_MO-IL | TVA | MISO_MO-IL | Internal | Shoulder | B15 | 1203 | 50 | 0 | 49.55 | 43.54 | 9 | 0
2030 | TVA_2_MISO_MO-IL | TVA | MISO_MO-IL | Internal | Summer | B1 | 10 | 50 | 0 | 86.55 | 90.5 | 9 | 0
2030 | TVA_2_MISO_MO-IL | TVA | MISO_MO-IL | Internal | Summer | B2 | 25 | 50 | 0 | 85.41 | 77.39 | 9 | 0
2030 | TVA_2_MISO_MO-IL | TVA | MISO_MO-IL | Internal | Summer | B3 | 75 | 50 | 0 | 79.81 | 75 | 9 | 0
2030 | TVA_2_MISO_MO-IL | TVA | MISO_MO-IL | Internal | Summer | B4 | 100 | 50 | 0 | 78.63 | 74.36 | 9 | 0
2030 | TVA_2_MISO_MO-IL | TVA | MISO_MO-IL | Internal | Summer | B5 | 200 | 50 | 0 | 73.07 | 70.68 | 9 | 0
2030 | TVA_2_MISO_MO-IL | TVA | MISO_MO-IL | Internal | Summer | B6 | 300 | 50 | 0 | 55.57 | 56.57 | 9 | 0
2030 | TVA_2_MISO_MO-IL | TVA | MISO_MO-IL | Internal | Summer | B7 | 400 | 50 | 0 | 48.14 | 47.06 | 9 | 0
2030 | TVA_2_MISO_MO-IL | TVA | MISO_MO-IL | Internal | Summer | B8 | 500 | 50 | 0 | 48.14 | 43.98 | 9 | 0
2030 | TVA_2_MISO_MO-IL | TVA | MISO_MO-IL | Internal | Summer | B9 | 800 | 50 | 0 | 45.36 | 42.66 | 9 | 0
2030 | TVA_2_MISO_MO-IL | TVA | MISO_MO-IL | Internal | Summer | B10 | 1262 | 50 | 0 | 44.33 | 40.32 | 9 | 0
2030 | TVA_2_MISO_MO-IL | TVA | MISO_MO-IL | Internal | Winter | B16 | 25 | 50 | 0 | 71.2 | 68.04 | 9 | 0
2030 | TVA_2_MISO_MO-IL | TVA | MISO_MO-IL | Internal | Winter | B17 | 100 | 50 | 0 | 54.75 | 55.26 | 9 | 0
2030 | TVA_2_MISO_MO-IL | TVA | MISO_MO-IL | Internal | Winter | B18 | 400 | 50 | 0 | 50.32 | 51.01 | 9 | 0
2030 | TVA_2_MISO_MO-IL | TVA | MISO_MO-IL | Internal | Winter | B19 | 700 | 50 | 0 | 50.32 | 47.76 | 9 | 0
2030 | TVA_2_MISO_MO-IL | TVA | MISO_MO-IL | Internal | Winter | B20 | 935 | 50 | 0 | 48.22 | 43.17 | 9 | 0
2030 | TVA_2_NonRTO_Midwest | TVA | NonRTO_Midwest | Internal | Shoulder | B11 | 25 | 100 | 0.04 | 68.44 | 77.07 | 9 | 0
2030 | TVA_2_NonRTO_Midwest | TVA | NonRTO_Midwest | Internal | Shoulder | B12 | 200 | 100 | 100 | 51.68 | 63.53 | 9 | 2.85
2030 | TVA_2_NonRTO_Midwest | TVA | NonRTO_Midwest | Internal | Shoulder | B13 | 600 | 100 | 0 | 49.55 | 56.7 | 9 | 0
2030 | TVA_2_NonRTO_Midwest | TVA | NonRTO_Midwest | Internal | Shoulder | B14 | 900 | 100 | 0 | 49.55 | 45.69 | 9 | 0
2030 | TVA_2_NonRTO_Midwest | TVA | NonRTO_Midwest | Internal | Shoulder | B15 | 1203 | 100 | 0 | 49.55 | 41.54 | 9 | 0
2030 | TVA_2_NonRTO_Midwest | TVA | NonRTO_Midwest | Internal | Summer | B1 | 10 | 100 | 0 | 86.55 | 82.51 | 9 | 0
2030 | TVA_2_NonRTO_Midwest | TVA | NonRTO_Midwest | Internal | Summer | B2 | 25 | 100 | 0 | 85.41 | 80.48 | 9 | 0
2030 | TVA_2_NonRTO_Midwest | TVA | NonRTO_Midwest | Internal | Summer | B3 | 75 | 100 | 0 | 79.81 | 80.48 | 9 | 0
2030 | TVA_2_NonRTO_Midwest | TVA | NonRTO_Midwest | Internal | Summer | B4 | 100 | 100 | 0 | 78.63 | 80.48 | 9 | 0
2030 | TVA_2_NonRTO_Midwest | TVA | NonRTO_Midwest | Internal | Summer | B5 | 200 | 100 | 0 | 73.07 | 78.67 | 9 | 0
2030 | TVA_2_NonRTO_Midwest | TVA | NonRTO_Midwest | Internal | Summer | B6 | 300 | 100 | 0.07 | 55.57 | 64.56 | 9 | 0
2030 | TVA_2_NonRTO_Midwest | TVA | NonRTO_Midwest | Internal | Summer | B7 | 400 | 100 | 0 | 48.14 | 55.06 | 9 | 0
2030 | TVA_2_NonRTO_Midwest | TVA | NonRTO_Midwest | Internal | Summer | B8 | 500 | 100 | 0 | 48.14 | 44.84 | 9 | 0
2030 | TVA_2_NonRTO_Midwest | TVA | NonRTO_Midwest | Internal | Summer | B9 | 800 | 100 | 0 | 45.36 | 39.59 | 9 | 0
2030 | TVA_2_NonRTO_Midwest | TVA | NonRTO_Midwest | Internal | Summer | B10 | 1262 | 100 | 0 | 44.33 | 37.33 | 9 | 0
2030 | TVA_2_NonRTO_Midwest | TVA | NonRTO_Midwest | Internal | Winter | B16 | 25 | 100 | 0 | 71.2 | 76.05 | 9 | 0
2030 | TVA_2_NonRTO_Midwest | TVA | NonRTO_Midwest | Internal | Winter | B17 | 100 | 100 | 0 | 54.75 | 63.27 | 9 | 0
2030 | TVA_2_NonRTO_Midwest | TVA | NonRTO_Midwest | Internal | Winter | B18 | 400 | 100 | 0 | 50.32 | 59.01 | 9 | 0
2030 | TVA_2_NonRTO_Midwest | TVA | NonRTO_Midwest | Internal | Winter | B19 | 700 | 100 | 0 | 50.32 | 48.09 | 9 | 0
2030 | TVA_2_NonRTO_Midwest | TVA | NonRTO_Midwest | Internal | Winter | B20 | 935 | 100 | 0 | 48.22 | 40.21 | 9 | 0
2030 | TVA_2_PJM_ROR | TVA | PJM_ROR | Internal | Shoulder | B11 | 25 | 500 | 0 | 68.44 | 66.44 | 9 | 0
2030 | TVA_2_PJM_ROR | TVA | PJM_ROR | Internal | Shoulder | B12 | 200 | 500 | 0 | 51.68 | 57.5 | 9 | 0
2030 | TVA_2_PJM_ROR | TVA | PJM_ROR | Internal | Shoulder | B13 | 600 | 500 | 0 | 49.55 | 50.66 | 9 | 0
2030 | TVA_2_PJM_ROR | TVA | PJM_ROR | Internal | Shoulder | B14 | 900 | 500 | 0 | 49.55 | 47.74 | 9 | 0
2030 | TVA_2_PJM_ROR | TVA | PJM_ROR | Internal | Shoulder | B15 | 1203 | 500 | 0 | 49.55 | 43.75 | 9 | 0
2030 | TVA_2_PJM_ROR | TVA | PJM_ROR | Internal | Summer | B1 | 10 | 500 | 0.01 | 86.55 | 93.51 | 9 | 0
2030 | TVA_2_PJM_ROR | TVA | PJM_ROR | Internal | Summer | B2 | 25 | 500 | 0 | 85.41 | 79.39 | 9 | 0
2030 | TVA_2_PJM_ROR | TVA | PJM_ROR | Internal | Summer | B3 | 75 | 500 | 0 | 79.81 | 73.8 | 9 | 0
2030 | TVA_2_PJM_ROR | TVA | PJM_ROR | Internal | Summer | B4 | 100 | 500 | 0 | 78.63 | 73.8 | 9 | 0
2030 | TVA_2_PJM_ROR | TVA | PJM_ROR | Internal | Summer | B5 | 200 | 500 | 0 | 73.07 | 68.68 | 9 | 0
2030 | TVA_2_PJM_ROR | TVA | PJM_ROR | Internal | Summer | B6 | 300 | 500 | 0 | 55.57 | 56.23 | 9 | 0
2030 | TVA_2_PJM_ROR | TVA | PJM_ROR | Internal | Summer | B7 | 400 | 500 | 0 | 48.14 | 48.39 | 9 | 0
2030 | TVA_2_PJM_ROR | TVA | PJM_ROR | Internal | Summer | B8 | 500 | 500 | 0 | 48.14 | 45.52 | 9 | 0
2030 | TVA_2_PJM_ROR | TVA | PJM_ROR | Internal | Summer | B9 | 800 | 500 | 0 | 45.36 | 43.74 | 9 | 0
2030 | TVA_2_PJM_ROR | TVA | PJM_ROR | Internal | Summer | B10 | 1262 | 500 | 0 | 44.33 | 40.39 | 9 | 0
2030 | TVA_2_PJM_ROR | TVA | PJM_ROR | Internal | Winter | B16 | 25 | 500 | 0 | 71.2 | 70.04 | 9 | 0
2030 | TVA_2_PJM_ROR | TVA | PJM_ROR | Internal | Winter | B17 | 100 | 500 | 0 | 54.75 | 57.26 | 9 | 0
2030 | TVA_2_PJM_ROR | TVA | PJM_ROR | Internal | Winter | B18 | 400 | 500 | 0 | 50.32 | 53.01 | 9 | 0
2030 | TVA_2_PJM_ROR | TVA | PJM_ROR | Internal | Winter | B19 | 700 | 500 | 0 | 50.32 | 49.76 | 9 | 0
2030 | TVA_2_PJM_ROR | TVA | PJM_ROR | Internal | Winter | B20 | 935 | 500 | 0 | 48.22 | 44.97 | 9 | 0
2030 | TVA_2_SOCO | TVA | SOCO | Internal | Shoulder | B11 | 25 | 500 | 500 | 68.44 | 79.44 | 9 | 1.99
2030 | TVA_2_SOCO | TVA | SOCO | Internal | Shoulder | B12 | 200 | 500 | 0 | 51.68 | 51.1 | 9 | 0
2030 | TVA_2_SOCO | TVA | SOCO | Internal | Shoulder | B13 | 600 | 500 | 0 | 49.55 | 50.12 | 9 | 0
2030 | TVA_2_SOCO | TVA | SOCO | Internal | Shoulder | B14 | 900 | 500 | 0 | 49.55 | 50.12 | 9 | 0
2030 | TVA_2_SOCO | TVA | SOCO | Internal | Shoulder | B15 | 1203 | 500 | 0 | 49.55 | 50.12 | 9 | 0
2030 | TVA_2_SOCO | TVA | SOCO | Internal | Summer | B1 | 10 | 500 | 0 | 86.55 | 90.52 | 9 | 0
2030 | TVA_2_SOCO | TVA | SOCO | Internal | Summer | B2 | 25 | 500 | 0 | 85.41 | 83.67 | 9 | 0
2030 | TVA_2_SOCO | TVA | SOCO | Internal | Summer | B3 | 75 | 500 | 0 | 79.81 | 83.67 | 9 | 0
2030 | TVA_2_SOCO | TVA | SOCO | Internal | Summer | B4 | 100 | 500 | 0 | 78.63 | 82.07 | 9 | 0
2030 | TVA_2_SOCO | TVA | SOCO | Internal | Summer | B5 | 200 | 500 | 83.75 | 73.07 | 82.07 | 9 | 0
2030 | TVA_2_SOCO | TVA | SOCO | Internal | Summer | B6 | 300 | 500 | 500 | 55.57 | 71.23 | 9 | 6.66
2030 | TVA_2_SOCO | TVA | SOCO | Internal | Summer | B7 | 400 | 500 | 500 | 48.14 | 61.39 | 9 | 4.24
2030 | TVA_2_SOCO | TVA | SOCO | Internal | Summer | B8 | 500 | 500 | 0 | 48.14 | 50.38 | 9 | 0
2030 | TVA_2_SOCO | TVA | SOCO | Internal | Summer | B9 | 800 | 500 | 0 | 45.36 | 48.64 | 9 | 0
2030 | TVA_2_SOCO | TVA | SOCO | Internal | Summer | B10 | 1262 | 500 | 0 | 44.33 | 48.64 | 9 | 0
2030 | TVA_2_SOCO | TVA | SOCO | Internal | Winter | B16 | 25 | 500 | 417 | 71.2 | 80.2 | 9 | 0
2030 | TVA_2_SOCO | TVA | SOCO | Internal | Winter | B17 | 100 | 500 | 0 | 54.75 | 53.26 | 9 | 0
2030 | TVA_2_SOCO | TVA | SOCO | Internal | Winter | B18 | 400 | 500 | 0 | 50.32 | 53.17 | 9 | 0
2030 | TVA_2_SOCO | TVA | SOCO | Internal | Winter | B19 | 700 | 500 | 0 | 50.32 | 53.17 | 9 | 0
2030 | TVA_2_SOCO | TVA | SOCO | Internal | Winter | B20 | 935 | 500 | 0 | 48.22 | 52.42 | 9 | 0
2030 | TVA_2_VACAR | TVA | VACAR | Internal | Shoulder | B11 | 25 | 150 | 0 | 68.44 | 72.44 | 9 | 0
2030 | TVA_2_VACAR | TVA | VACAR | Internal | Shoulder | B12 | 200 | 150 | 0 | 51.68 | 58.17 | 9 | 0
2030 | TVA_2_VACAR | TVA | VACAR | Internal | Shoulder | B13 | 600 | 150 | 0 | 49.55 | 53.88 | 9 | 0
2030 | TVA_2_VACAR | TVA | VACAR | Internal | Shoulder | B14 | 900 | 150 | 0 | 49.55 | 50.09 | 9 | 0
2030 | TVA_2_VACAR | TVA | VACAR | Internal | Shoulder | B15 | 1203 | 150 | 0 | 49.55 | 49.45 | 9 | 0
2030 | TVA_2_VACAR | TVA | VACAR | Internal | Summer | B1 | 10 | 150 | 149.99 | 86.55 | 99.51 | 9 | 3.96
2030 | TVA_2_VACAR | TVA | VACAR | Internal | Summer | B2 | 25 | 150 | 0 | 85.41 | 85.75 | 9 | 0
2030 | TVA_2_VACAR | TVA | VACAR | Internal | Summer | B3 | 75 | 150 | 0 | 79.81 | 85.75 | 9 | 0
2030 | TVA_2_VACAR | TVA | VACAR | Internal | Summer | B4 | 100 | 150 | 0 | 78.63 | 83.9 | 9 | 0
2030 | TVA_2_VACAR | TVA | VACAR | Internal | Summer | B5 | 200 | 150 | 0 | 73.07 | 75.07 | 9 | 0
2030 | TVA_2_VACAR | TVA | VACAR | Internal | Summer | B6 | 300 | 150 | 0 | 55.57 | 64.23 | 9 | 0
2030 | TVA_2_VACAR | TVA | VACAR | Internal | Summer | B7 | 400 | 150 | 0 | 48.14 | 54.39 | 9 | 0
2030 | TVA_2_VACAR | TVA | VACAR | Internal | Summer | B8 | 500 | 150 | 0 | 48.14 | 50.09 | 9 | 0
2030 | TVA_2_VACAR | TVA | VACAR | Internal | Summer | B9 | 800 | 150 | 0 | 45.36 | 47.46 | 9 | 0
2030 | TVA_2_VACAR | TVA | VACAR | Internal | Summer | B10 | 1262 | 150 | 0 | 44.33 | 47.26 | 9 | 0
2030 | TVA_2_VACAR | TVA | VACAR | Internal | Winter | B16 | 25 | 150 | 108.27 | 71.2 | 80.2 | 9 | 0
2030 | TVA_2_VACAR | TVA | VACAR | Internal | Winter | B17 | 100 | 150 | 0 | 54.75 | 63.26 | 9 | 0
2030 | TVA_2_VACAR | TVA | VACAR | Internal | Winter | B18 | 400 | 150 | 0 | 50.32 | 53.9 | 9 | 0
2030 | TVA_2_VACAR | TVA | VACAR | Internal | Winter | B19 | 700 | 150 | 0 | 50.32 | 53.9 | 9 | 0
2030 | TVA_2_VACAR | TVA | VACAR | Internal | Winter | B20 | 935 | 150 | 0 | 48.22 | 50.09 | 9 | 0
2030 | TVA_Transmission_2_ENT | TVA_Transmission | ENT | Internal | Shoulder | B11 | 25 | 3000 | 0 | 71.66 | 74.41 | 9 | 0
2030 | TVA_Transmission_2_ENT | TVA_Transmission | ENT | Internal | Shoulder | B12 | 200 | 3000 | 0 | 56.4 | 50.17 | 9 | 0
2030 | TVA_Transmission_2_ENT | TVA_Transmission | ENT | Internal | Shoulder | B13 | 600 | 3000 | 0 | 52.55 | 50.17 | 9 | 0
2030 | TVA_Transmission_2_ENT | TVA_Transmission | ENT | Internal | Shoulder | B14 | 900 | 3000 | 0 | 50.82 | 49.81 | 9 | 0
2030 | TVA_Transmission_2_ENT | TVA_Transmission | ENT | Internal | Shoulder | B15 | 1203 | 3000 | 0 | 49.54 | 49.01 | 9 | 0
2030 | TVA_Transmission_2_ENT | TVA_Transmission | ENT | Internal | Summer | B1 | 10 | 3000 | 0 | 90.51 | 82.52 | 9 | 0
2030 | TVA_Transmission_2_ENT | TVA_Transmission | ENT | Internal | Summer | B2 | 25 | 3000 | 0 | 85.39 | 80.73 | 9 | 0
2030 | TVA_Transmission_2_ENT | TVA_Transmission | ENT | Internal | Summer | B3 | 75 | 3000 | 0 | 79.8 | 80.73 | 9 | 0
2030 | TVA_Transmission_2_ENT | TVA_Transmission | ENT | Internal | Summer | B4 | 100 | 3000 | 0 | 79.19 | 75.38 | 9 | 0
2030 | TVA_Transmission_2_ENT | TVA_Transmission | ENT | Internal | Summer | B5 | 200 | 3000 | 0 | 74.14 | 74.07 | 9 | 0
2030 | TVA_Transmission_2_ENT | TVA_Transmission | ENT | Internal | Summer | B6 | 300 | 3000 | 0 | 62.23 | 64.57 | 9 | 0
2030 | TVA_Transmission_2_ENT | TVA_Transmission | ENT | Internal | Summer | B7 | 400 | 3000 | 0 | 53.26 | 53.39 | 9 | 0
2030 | TVA_Transmission_2_ENT | TVA_Transmission | ENT | Internal | Summer | B8 | 500 | 3000 | 0 | 49.26 | 48.58 | 9 | 0
2030 | TVA_Transmission_2_ENT | TVA_Transmission | ENT | Internal | Summer | B9 | 800 | 3000 | 0 | 46.34 | 48.23 | 9 | 0
2030 | TVA_Transmission_2_ENT | TVA_Transmission | ENT | Internal | Summer | B10 | 1262 | 3000 | 0 | 44.76 | 46.65 | 9 | 0
2030 | TVA_Transmission_2_ENT | TVA_Transmission | ENT | Internal | Winter | B16 | 25 | 3000 | 0 | 74.07 | 72.2 | 9 | 0
2030 | TVA_Transmission_2_ENT | TVA_Transmission | ENT | Internal | Winter | B17 | 100 | 3000 | 0 | 58.29 | 53.3 | 9 | 0
2030 | TVA_Transmission_2_ENT | TVA_Transmission | ENT | Internal | Winter | B18 | 400 | 3000 | 0 | 54.43 | 53.28 | 9 | 0
2030 | TVA_Transmission_2_ENT | TVA_Transmission | ENT | Internal | Winter | B19 | 700 | 3000 | 0 | 52.18 | 52.92 | 9 | 0
2030 | TVA_Transmission_2_ENT | TVA_Transmission | ENT | Internal | Winter | B20 | 935 | 3000 | 0 | 48.21 | 51.17 | 9 | 0
2030 | TVA_Transmission_2_MISO_MO-IL | TVA_Transmission | MISO_MO-IL | Internal | Shoulder | B11 | 25 | 4000 | 0 | 71.66 | 69.08 | 9 | 0
2030 | TVA_Transmission_2_MISO_MO-IL | TVA_Transmission | MISO_MO-IL | Internal | Shoulder | B12 | 200 | 4000 | 0 | 56.4 | 55.52 | 9 | 0
2030 | TVA_Transmission_2_MISO_MO-IL | TVA_Transmission | MISO_MO-IL | Internal | Shoulder | B13 | 600 | 4000 | 0 | 52.55 | 48.68 | 9 | 0
2030 | TVA_Transmission_2_MISO_MO-IL | TVA_Transmission | MISO_MO-IL | Internal | Shoulder | B14 | 900 | 4000 | 0 | 50.82 | 47.85 | 9 | 0
2030 | TVA_Transmission_2_MISO_MO-IL | TVA_Transmission | MISO_MO-IL | Internal | Shoulder | B15 | 1203 | 4000 | 0 | 49.54 | 43.54 | 9 | 0
2030 | TVA_Transmission_2_MISO_MO-IL | TVA_Transmission | MISO_MO-IL | Internal | Summer | B1 | 10 | 4000 | 0 | 90.51 | 90.5 | 9 | 0
2030 | TVA_Transmission_2_MISO_MO-IL | TVA_Transmission | MISO_MO-IL | Internal | Summer | B2 | 25 | 4000 | 0 | 85.39 | 77.39 | 9 | 0
2030 | TVA_Transmission_2_MISO_MO-IL | TVA_Transmission | MISO_MO-IL | Internal | Summer | B3 | 75 | 4000 | 0 | 79.8 | 75 | 9 | 0
2030 | TVA_Transmission_2_MISO_MO-IL | TVA_Transmission | MISO_MO-IL | Internal | Summer | B4 | 100 | 4000 | 0 | 79.19 | 74.36 | 9 | 0
2030 | TVA_Transmission_2_MISO_MO-IL | TVA_Transmission | MISO_MO-IL | Internal | Summer | B5 | 200 | 4000 | 0 | 74.14 | 70.68 | 9 | 0
2030 | TVA_Transmission_2_MISO_MO-IL | TVA_Transmission | MISO_MO-IL | Internal | Summer | B6 | 300 | 4000 | 0 | 62.23 | 56.57 | 9 | 0
2030 | TVA_Transmission_2_MISO_MO-IL | TVA_Transmission | MISO_MO-IL | Internal | Summer | B7 | 400 | 4000 | 0 | 53.26 | 47.06 | 9 | 0
2030 | TVA_Transmission_2_MISO_MO-IL | TVA_Transmission | MISO_MO-IL | Internal | Summer | B8 | 500 | 4000 | 0 | 49.26 | 43.98 | 9 | 0
2030 | TVA_Transmission_2_MISO_MO-IL | TVA_Transmission | MISO_MO-IL | Internal | Summer | B9 | 800 | 4000 | 0 | 46.34 | 42.66 | 9 | 0
2030 | TVA_Transmission_2_MISO_MO-IL | TVA_Transmission | MISO_MO-IL | Internal | Summer | B10 | 1262 | 4000 | 0 | 44.76 | 40.32 | 9 | 0
2030 | TVA_Transmission_2_MISO_MO-IL | TVA_Transmission | MISO_MO-IL | Internal | Winter | B16 | 25 | 4000 | 0 | 74.07 | 68.04 | 9 | 0
2030 | TVA_Transmission_2_MISO_MO-IL | TVA_Transmission | MISO_MO-IL | Internal | Winter | B17 | 100 | 4000 | 0 | 58.29 | 55.26 | 9 | 0
2030 | TVA_Transmission_2_MISO_MO-IL | TVA_Transmission | MISO_MO-IL | Internal | Winter | B18 | 400 | 4000 | 0 | 54.43 | 51.01 | 9 | 0
2030 | TVA_Transmission_2_MISO_MO-IL | TVA_Transmission | MISO_MO-IL | Internal | Winter | B19 | 700 | 4000 | 0 | 52.18 | 47.76 | 9 | 0
2030 | TVA_Transmission_2_MISO_MO-IL | TVA_Transmission | MISO_MO-IL | Internal | Winter | B20 | 935 | 4000 | 0 | 48.21 | 43.17 | 9 | 0
2030 | TVA_Transmission_2_NonRTO_Midwest | TVA_Transmission | NonRTO_Midwest | Internal | Shoulder | B11 | 25 | 700 | 0 | 71.66 | 77.07 | 9 | 0
2030 | TVA_Transmission_2_NonRTO_Midwest | TVA_Transmission | NonRTO_Midwest | Internal | Shoulder | B12 | 200 | 700 | 0 | 56.4 | 63.53 | 9 | 0
2030 | TVA_Transmission_2_NonRTO_Midwest | TVA_Transmission | NonRTO_Midwest | Internal | Shoulder | B13 | 600 | 700 | 0 | 52.55 | 56.7 | 9 | 0
2030 | TVA_Transmission_2_NonRTO_Midwest | TVA_Transmission | NonRTO_Midwest | Internal | Shoulder | B14 | 900 | 700 | 0 | 50.82 | 45.69 | 9 | 0
2030 | TVA_Transmission_2_NonRTO_Midwest | TVA_Transmission | NonRTO_Midwest | Internal | Shoulder | B15 | 1203 | 700 | 0 | 49.54 | 41.54 | 9 | 0
2030 | TVA_Transmission_2_NonRTO_Midwest | TVA_Transmission | NonRTO_Midwest | Internal | Summer | B1 | 10 | 700 | 0 | 90.51 | 82.51 | 9 | 0
2030 | TVA_Transmission_2_NonRTO_Midwest | TVA_Transmission | NonRTO_Midwest | Internal | Summer | B2 | 25 | 700 | 0 | 85.39 | 80.48 | 9 | 0
2030 | TVA_Transmission_2_NonRTO_Midwest | TVA_Transmission | NonRTO_Midwest | Internal | Summer | B3 | 75 | 700 | 0 | 79.8 | 80.48 | 9 | 0
2030 | TVA_Transmission_2_NonRTO_Midwest | TVA_Transmission | NonRTO_Midwest | Internal | Summer | B4 | 100 | 700 | 0 | 79.19 | 80.48 | 9 | 0
2030 | TVA_Transmission_2_NonRTO_Midwest | TVA_Transmission | NonRTO_Midwest | Internal | Summer | B5 | 200 | 700 | 0 | 74.14 | 78.67 | 9 | 0
2030 | TVA_Transmission_2_NonRTO_Midwest | TVA_Transmission | NonRTO_Midwest | Internal | Summer | B6 | 300 | 700 | 0 | 62.23 | 64.56 | 9 | 0
2030 | TVA_Transmission_2_NonRTO_Midwest | TVA_Transmission | NonRTO_Midwest | Internal | Summer | B7 | 400 | 700 | 0 | 53.26 | 55.06 | 9 | 0
2030 | TVA_Transmission_2_NonRTO_Midwest | TVA_Transmission | NonRTO_Midwest | Internal | Summer | B8 | 500 | 700 | 0 | 49.26 | 44.84 | 9 | 0
2030 | TVA_Transmission_2_NonRTO_Midwest | TVA_Transmission | NonRTO_Midwest | Internal | Summer | B9 | 800 | 700 | 0 | 46.34 | 39.59 | 9 | 0
2030 | TVA_Transmission_2_NonRTO_Midwest | TVA_Transmission | NonRTO_Midwest | Internal | Summer | B10 | 1262 | 700 | 0 | 44.76 | 37.33 | 9 | 0
2030 | TVA_Transmission_2_NonRTO_Midwest | TVA_Transmission | NonRTO_Midwest | Internal | Winter | B16 | 25 | 700 | 0 | 74.07 | 76.05 | 9 | 0
2030 | TVA_Transmission_2_NonRTO_Midwest | TVA_Transmission | NonRTO_Midwest | Internal | Winter | B17 | 100 | 700 | 0 | 58.29 | 63.27 | 9 | 0
2030 | TVA_Transmission_2_NonRTO_Midwest | TVA_Transmission | NonRTO_Midwest | Internal | Winter | B18 | 400 | 700 | 0 | 54.43 | 59.01 | 9 | 0
2030 | TVA_Transmission_2_NonRTO_Midwest | TVA_Transmission | NonRTO_Midwest | Internal | Winter | B19 | 700 | 700 | 0 | 52.18 | 48.09 | 9 | 0
2030 | TVA_Transmission_2_NonRTO_Midwest | TVA_Transmission | NonRTO_Midwest | Internal | Winter | B20 | 935 | 700 | 0 | 48.21 | 40.21 | 9 | 0
2030 | TVA_Transmission_2_PJM_ROR | TVA_Transmission | PJM_ROR | Internal | Shoulder | B11 | 25 | 2000 | 0 | 71.66 | 66.44 | 9 | 0
2030 | TVA_Transmission_2_PJM_ROR | TVA_Transmission | PJM_ROR | Internal | Shoulder | B12 | 200 | 2000 | 0 | 56.4 | 57.5 | 9 | 0
2030 | TVA_Transmission_2_PJM_ROR | TVA_Transmission | PJM_ROR | Internal | Shoulder | B13 | 600 | 2000 | 0 | 52.55 | 50.66 | 9 | 0
2030 | TVA_Transmission_2_PJM_ROR | TVA_Transmission | PJM_ROR | Internal | Shoulder | B14 | 900 | 2000 | 0 | 50.82 | 47.74 | 9 | 0
2030 | TVA_Transmission_2_PJM_ROR | TVA_Transmission | PJM_ROR | Internal | Shoulder | B15 | 1203 | 2000 | 0 | 49.54 | 43.75 | 9 | 0
2030 | TVA_Transmission_2_PJM_ROR | TVA_Transmission | PJM_ROR | Internal | Summer | B1 | 10 | 2000 | 0 | 90.51 | 93.51 | 9 | 0
2030 | TVA_Transmission_2_PJM_ROR | TVA_Transmission | PJM_ROR | Internal | Summer | B2 | 25 | 2000 | 0 | 85.39 | 79.39 | 9 | 0
2030 | TVA_Transmission_2_PJM_ROR | TVA_Transmission | PJM_ROR | Internal | Summer | B3 | 75 | 2000 | 0 | 79.8 | 73.8 | 9 | 0
2030 | TVA_Transmission_2_PJM_ROR | TVA_Transmission | PJM_ROR | Internal | Summer | B4 | 100 | 2000 | 0 | 79.19 | 73.8 | 9 | 0
2030 | TVA_Transmission_2_PJM_ROR | TVA_Transmission | PJM_ROR | Internal | Summer | B5 | 200 | 2000 | 0 | 74.14 | 68.68 | 9 | 0
2030 | TVA_Transmission_2_PJM_ROR | TVA_Transmission | PJM_ROR | Internal | Summer | B6 | 300 | 2000 | 0 | 62.23 | 56.23 | 9 | 0
2030 | TVA_Transmission_2_PJM_ROR | TVA_Transmission | PJM_ROR | Internal | Summer | B7 | 400 | 2000 | 0 | 53.26 | 48.39 | 9 | 0
2030 | TVA_Transmission_2_PJM_ROR | TVA_Transmission | PJM_ROR | Internal | Summer | B8 | 500 | 2000 | 0 | 49.26 | 45.52 | 9 | 0
2030 | TVA_Transmission_2_PJM_ROR | TVA_Transmission | PJM_ROR | Internal | Summer | B9 | 800 | 2000 | 0 | 46.34 | 43.74 | 9 | 0
2030 | TVA_Transmission_2_PJM_ROR | TVA_Transmission | PJM_ROR | Internal | Summer | B10 | 1262 | 2000 | 0 | 44.76 | 40.39 | 9 | 0
2030 | TVA_Transmission_2_PJM_ROR | TVA_Transmission | PJM_ROR | Internal | Winter | B16 | 25 | 2000 | 0 | 74.07 | 70.04 | 9 | 0
2030 | TVA_Transmission_2_PJM_ROR | TVA_Transmission | PJM_ROR | Internal | Winter | B17 | 100 | 2000 | 0 | 58.29 | 57.26 | 9 | 0
2030 | TVA_Transmission_2_PJM_ROR | TVA_Transmission | PJM_ROR | Internal | Winter | B18 | 400 | 2000 | 0 | 54.43 | 53.01 | 9 | 0
2030 | TVA_Transmission_2_PJM_ROR | TVA_Transmission | PJM_ROR | Internal | Winter | B19 | 700 | 2000 | 0 | 52.18 | 49.76 | 9 | 0
2030 | TVA_Transmission_2_PJM_ROR | TVA_Transmission | PJM_ROR | Internal | Winter | B20 | 935 | 2000 | 0 | 48.21 | 44.97 | 9 | 0
2030 | TVA_Transmission_2_SOCO | TVA_Transmission | SOCO | Internal | Shoulder | B11 | 25 | 3200 | 0 | 71.66 | 79.44 | 9 | 0
2030 | TVA_Transmission_2_SOCO | TVA_Transmission | SOCO | Internal | Shoulder | B12 | 200 | 3200 | 0 | 56.4 | 51.1 | 9 | 0
2030 | TVA_Transmission_2_SOCO | TVA_Transmission | SOCO | Internal | Shoulder | B13 | 600 | 3200 | 0 | 52.55 | 50.12 | 9 | 0
2030 | TVA_Transmission_2_SOCO | TVA_Transmission | SOCO | Internal | Shoulder | B14 | 900 | 3200 | 0 | 50.82 | 50.12 | 9 | 0
2030 | TVA_Transmission_2_SOCO | TVA_Transmission | SOCO | Internal | Shoulder | B15 | 1203 | 3200 | 0 | 49.54 | 50.12 | 9 | 0
2030 | TVA_Transmission_2_SOCO | TVA_Transmission | SOCO | Internal | Summer | B1 | 10 | 3200 | 0 | 90.51 | 90.52 | 9 | 0
2030 | TVA_Transmission_2_SOCO | TVA_Transmission | SOCO | Internal | Summer | B2 | 25 | 3200 | 0 | 85.39 | 83.67 | 9 | 0
2030 | TVA_Transmission_2_SOCO | TVA_Transmission | SOCO | Internal | Summer | B3 | 75 | 3200 | 0 | 79.8 | 83.67 | 9 | 0
2030 | TVA_Transmission_2_SOCO | TVA_Transmission | SOCO | Internal | Summer | B4 | 100 | 3200 | 0 | 79.19 | 82.07 | 9 | 0
2030 | TVA_Transmission_2_SOCO | TVA_Transmission | SOCO | Internal | Summer | B5 | 200 | 3200 | 0 | 74.14 | 82.07 | 9 | 0
2030 | TVA_Transmission_2_SOCO | TVA_Transmission | SOCO | Internal | Summer | B6 | 300 | 3200 | 47.7 | 62.23 | 71.23 | 9 | 0
2030 | TVA_Transmission_2_SOCO | TVA_Transmission | SOCO | Internal | Summer | B7 | 400 | 3200 | 0 | 53.26 | 61.39 | 9 | 0
2030 | TVA_Transmission_2_SOCO | TVA_Transmission | SOCO | Internal | Summer | B8 | 500 | 3200 | 0 | 49.26 | 50.38 | 9 | 0
2030 | TVA_Transmission_2_SOCO | TVA_Transmission | SOCO | Internal | Summer | B9 | 800 | 3200 | 0 | 46.34 | 48.64 | 9 | 0
2030 | TVA_Transmission_2_SOCO | TVA_Transmission | SOCO | Internal | Summer | B10 | 1262 | 3200 | 0 | 44.76 | 48.64 | 9 | 0
2030 | TVA_Transmission_2_SOCO | TVA_Transmission | SOCO | Internal | Winter | B16 | 25 | 3200 | 0 | 74.07 | 80.2 | 9 | 0
2030 | TVA_Transmission_2_SOCO | TVA_Transmission | SOCO | Internal | Winter | B17 | 100 | 3200 | 0 | 58.29 | 53.26 | 9 | 0
2030 | TVA_Transmission_2_SOCO | TVA_Transmission | SOCO | Internal | Winter | B18 | 400 | 3200 | 0 | 54.43 | 53.17 | 9 | 0
2030 | TVA_Transmission_2_SOCO | TVA_Transmission | SOCO | Internal | Winter | B19 | 700 | 3200 | 0 | 52.18 | 53.17 | 9 | 0
2030 | TVA_Transmission_2_SOCO | TVA_Transmission | SOCO | Internal | Winter | B20 | 935 | 3200 | 0 | 48.21 | 52.42 | 9 | 0
2030 | TVA_Transmission_2_TVA | TVA_Transmission | TVA | Internal | Shoulder | B11 | 25 | 99999 | 0 | 71.66 | 68.44 | 0.01 | 0
2030 | TVA_Transmission_2_TVA | TVA_Transmission | TVA | Internal | Shoulder | B12 | 200 | 99999 | 0 | 56.4 | 51.68 | 0.01 | 0
2030 | TVA_Transmission_2_TVA | TVA_Transmission | TVA | Internal | Shoulder | B13 | 600 | 99999 | 0 | 52.55 | 49.55 | 0.01 | 0
2030 | TVA_Transmission_2_TVA | TVA_Transmission | TVA | Internal | Shoulder | B14 | 900 | 99999 | 0 | 50.82 | 49.55 | 0.01 | 0
2030 | TVA_Transmission_2_TVA | TVA_Transmission | TVA | Internal | Shoulder | B15 | 1203 | 99999 | 244.49 | 49.54 | 49.55 | 0.01 | 0
2030 | TVA_Transmission_2_TVA | TVA_Transmission | TVA | Internal | Summer | B1 | 10 | 99999 | 0 | 90.51 | 86.55 | 0.01 | 0
2030 | TVA_Transmission_2_TVA | TVA_Transmission | TVA | Internal | Summer | B2 | 25 | 99999 | 2533.94 | 85.39 | 85.41 | 0.01 | 0
2030 | TVA_Transmission_2_TVA | TVA_Transmission | TVA | Internal | Summer | B3 | 75 | 99999 | 795.23 | 79.8 | 79.81 | 0.01 | 0
2030 | TVA_Transmission_2_TVA | TVA_Transmission | TVA | Internal | Summer | B4 | 100 | 99999 | 0 | 79.19 | 78.63 | 0.01 | 0
2030 | TVA_Transmission_2_TVA | TVA_Transmission | TVA | Internal | Summer | B5 | 200 | 99999 | 0 | 74.14 | 73.07 | 0.01 | 0
2030 | TVA_Transmission_2_TVA | TVA_Transmission | TVA | Internal | Summer | B6 | 300 | 99999 | 0 | 62.23 | 55.57 | 0.01 | 0
2030 | TVA_Transmission_2_TVA | TVA_Transmission | TVA | Internal | Summer | B7 | 400 | 99999 | 0 | 53.26 | 48.14 | 0.01 | 0
2030 | TVA_Transmission_2_TVA | TVA_Transmission | TVA | Internal | Summer | B8 | 500 | 99999 | 0 | 49.26 | 48.14 | 0.01 | 0
2030 | TVA_Transmission_2_TVA | TVA_Transmission | TVA | Internal | Summer | B9 | 800 | 99999 | 0 | 46.34 | 45.36 | 0.01 | 0
2030 | TVA_Transmission_2_TVA | TVA_Transmission | TVA | Internal | Summer | B10 | 1262 | 99999 | 0 | 44.76 | 44.33 | 0.01 | 0
2030 | TVA_Transmission_2_TVA | TVA_Transmission | TVA | Internal | Winter | B16 | 25 | 99999 | 0 | 74.07 | 71.2 | 0.01 | 0
2030 | TVA_Transmission_2_TVA | TVA_Transmission | TVA | Internal | Winter | B17 | 100 | 99999 | 0 | 58.29 | 54.75 | 0.01 | 0
2030 | TVA_Transmission_2_TVA | TVA_Transmission | TVA | Internal | Winter | B18 | 400 | 99999 | 0 | 54.43 | 50.32 | 0.01 | 0
2030 | TVA_Transmission_2_TVA | TVA_Transmission | TVA | Internal | Winter | B19 | 700 | 99999 | 0 | 52.18 | 50.32 | 0.01 | 0
2030 | TVA_Transmission_2_TVA | TVA_Transmission | TVA | Internal | Winter | B20 | 935 | 99999 | 366.37 | 48.21 | 48.22 | 0.01 | 0
2030 | TVA_Transmission_2_VACAR | TVA_Transmission | VACAR | Internal | Shoulder | B11 | 25 | 900 | 0 | 71.66 | 72.44 | 9 | 0
2030 | TVA_Transmission_2_VACAR | TVA_Transmission | VACAR | Internal | Shoulder | B12 | 200 | 900 | 0 | 56.4 | 58.17 | 9 | 0
2030 | TVA_Transmission_2_VACAR | TVA_Transmission | VACAR | Internal | Shoulder | B13 | 600 | 900 | 0 | 52.55 | 53.88 | 9 | 0
2030 | TVA_Transmission_2_VACAR | TVA_Transmission | VACAR | Internal | Shoulder | B14 | 900 | 900 | 0 | 50.82 | 50.09 | 9 | 0
2030 | TVA_Transmission_2_VACAR | TVA_Transmission | VACAR | Internal | Shoulder | B15 | 1203 | 900 | 0 | 49.54 | 49.45 | 9 | 0
2030 | TVA_Transmission_2_VACAR | TVA_Transmission | VACAR | Internal | Summer | B1 | 10 | 900 | 459.4 | 90.51 | 99.51 | 9 | 0
2030 | TVA_Transmission_2_VACAR | TVA_Transmission | VACAR | Internal | Summer | B2 | 25 | 900 | 0 | 85.39 | 85.75 | 9 | 0
2030 | TVA_Transmission_2_VACAR | TVA_Transmission | VACAR | Internal | Summer | B3 | 75 | 900 | 0 | 79.8 | 85.75 | 9 | 0
2030 | TVA_Transmission_2_VACAR | TVA_Transmission | VACAR | Internal | Summer | B4 | 100 | 900 | 0 | 79.19 | 83.9 | 9 | 0
2030 | TVA_Transmission_2_VACAR | TVA_Transmission | VACAR | Internal | Summer | B5 | 200 | 900 | 0 | 74.14 | 75.07 | 9 | 0
2030 | TVA_Transmission_2_VACAR | TVA_Transmission | VACAR | Internal | Summer | B6 | 300 | 900 | 0 | 62.23 | 64.23 | 9 | 0
2030 | TVA_Transmission_2_VACAR | TVA_Transmission | VACAR | Internal | Summer | B7 | 400 | 900 | 0 | 53.26 | 54.39 | 9 | 0
2030 | TVA_Transmission_2_VACAR | TVA_Transmission | VACAR | Internal | Summer | B8 | 500 | 900 | 0 | 49.26 | 50.09 | 9 | 0
2030 | TVA_Transmission_2_VACAR | TVA_Transmission | VACAR | Internal | Summer | B9 | 800 | 900 | 0 | 46.34 | 47.46 | 9 | 0
2030 | TVA_Transmission_2_VACAR | TVA_Transmission | VACAR | Internal | Summer | B10 | 1262 | 900 | 0 | 44.76 | 47.26 | 9 | 0
2030 | TVA_Transmission_2_VACAR | TVA_Transmission | VACAR | Internal | Winter | B16 | 25 | 900 | 0 | 74.07 | 80.2 | 9 | 0
2030 | TVA_Transmission_2_VACAR | TVA_Transmission | VACAR | Internal | Winter | B17 | 100 | 900 | 0 | 58.29 | 63.26 | 9 | 0
2030 | TVA_Transmission_2_VACAR | TVA_Transmission | VACAR | Internal | Winter | B18 | 400 | 900 | 0 | 54.43 | 53.9 | 9 | 0
2030 | TVA_Transmission_2_VACAR | TVA_Transmission | VACAR | Internal | Winter | B19 | 700 | 900 | 0 | 52.18 | 53.9 | 9 | 0
2030 | TVA_Transmission_2_VACAR | TVA_Transmission | VACAR | Internal | Winter | B20 | 935 | 900 | 0 | 48.21 | 50.09 | 9 | 0
2030 | VACAR_2_PJM_ROR | VACAR | PJM_ROR | Internal | Shoulder | B11 | 25 | 2000 | 0 | 72.44 | 66.44 | 7 | 0
2030 | VACAR_2_PJM_ROR | VACAR | PJM_ROR | Internal | Shoulder | B12 | 200 | 2000 | 0 | 58.17 | 57.5 | 7 | 0
2030 | VACAR_2_PJM_ROR | VACAR | PJM_ROR | Internal | Shoulder | B13 | 600 | 2000 | 0 | 53.88 | 50.66 | 7 | 0
2030 | VACAR_2_PJM_ROR | VACAR | PJM_ROR | Internal | Shoulder | B14 | 900 | 2000 | 0 | 50.09 | 47.74 | 7 | 0
2030 | VACAR_2_PJM_ROR | VACAR | PJM_ROR | Internal | Shoulder | B15 | 1203 | 2000 | 0 | 49.45 | 43.75 | 7 | 0
2030 | VACAR_2_PJM_ROR | VACAR | PJM_ROR | Internal | Summer | B1 | 10 | 2000 | 0 | 99.51 | 93.51 | 7 | 0
2030 | VACAR_2_PJM_ROR | VACAR | PJM_ROR | Internal | Summer | B2 | 25 | 2000 | 0 | 85.75 | 79.39 | 7 | 0
2030 | VACAR_2_PJM_ROR | VACAR | PJM_ROR | Internal | Summer | B3 | 75 | 2000 | 0 | 85.75 | 73.8 | 7 | 0
2030 | VACAR_2_PJM_ROR | VACAR | PJM_ROR | Internal | Summer | B4 | 100 | 2000 | 0 | 83.9 | 73.8 | 7 | 0
2030 | VACAR_2_PJM_ROR | VACAR | PJM_ROR | Internal | Summer | B5 | 200 | 2000 | 0 | 75.07 | 68.68 | 7 | 0
2030 | VACAR_2_PJM_ROR | VACAR | PJM_ROR | Internal | Summer | B6 | 300 | 2000 | 0 | 64.23 | 56.23 | 7 | 0
2030 | VACAR_2_PJM_ROR | VACAR | PJM_ROR | Internal | Summer | B7 | 400 | 2000 | 0 | 54.39 | 48.39 | 7 | 0
2030 | VACAR_2_PJM_ROR | VACAR | PJM_ROR | Internal | Summer | B8 | 500 | 2000 | 0 | 50.09 | 45.52 | 7 | 0
2030 | VACAR_2_PJM_ROR | VACAR | PJM_ROR | Internal | Summer | B9 | 800 | 2000 | 0 | 47.46 | 43.74 | 7 | 0
2030 | VACAR_2_PJM_ROR | VACAR | PJM_ROR | Internal | Summer | B10 | 1262 | 2000 | 0 | 47.26 | 40.39 | 7 | 0
2030 | VACAR_2_PJM_ROR | VACAR | PJM_ROR | Internal | Winter | B16 | 25 | 2000 | 0 | 80.2 | 70.04 | 7 | 0
2030 | VACAR_2_PJM_ROR | VACAR | PJM_ROR | Internal | Winter | B17 | 100 | 2000 | 0 | 63.26 | 57.26 | 7 | 0
2030 | VACAR_2_PJM_ROR | VACAR | PJM_ROR | Internal | Winter | B18 | 400 | 2000 | 0 | 53.9 | 53.01 | 7 | 0
2030 | VACAR_2_PJM_ROR | VACAR | PJM_ROR | Internal | Winter | B19 | 700 | 2000 | 0 | 53.9 | 49.76 | 7 | 0
2030 | VACAR_2_PJM_ROR | VACAR | PJM_ROR | Internal | Winter | B20 | 935 | 2000 | 0 | 50.09 | 44.97 | 7 | 0
2030 | VACAR_2_SOCO | VACAR | SOCO | Internal | Shoulder | B11 | 25 | 3000 | 2823.47 | 72.44 | 79.44 | 7 | 0
2030 | VACAR_2_SOCO | VACAR | SOCO | Internal | Shoulder | B12 | 200 | 3000 | 0 | 58.17 | 51.1 | 7 | 0
2030 | VACAR_2_SOCO | VACAR | SOCO | Internal | Shoulder | B13 | 600 | 3000 | 0 | 53.88 | 50.12 | 7 | 0
2030 | VACAR_2_SOCO | VACAR | SOCO | Internal | Shoulder | B14 | 900 | 3000 | 0 | 50.09 | 50.12 | 7 | 0
2030 | VACAR_2_SOCO | VACAR | SOCO | Internal | Shoulder | B15 | 1203 | 3000 | 0 | 49.45 | 50.12 | 7 | 0
2030 | VACAR_2_SOCO | VACAR | SOCO | Internal | Summer | B1 | 10 | 3000 | 0 | 99.51 | 90.52 | 7 | 0
2030 | VACAR_2_SOCO | VACAR | SOCO | Internal | Summer | B2 | 25 | 3000 | 0 | 85.75 | 83.67 | 7 | 0
2030 | VACAR_2_SOCO | VACAR | SOCO | Internal | Summer | B3 | 75 | 3000 | 0 | 85.75 | 83.67 | 7 | 0
2030 | VACAR_2_SOCO | VACAR | SOCO | Internal | Summer | B4 | 100 | 3000 | 0 | 83.9 | 82.07 | 7 | 0
2030 | VACAR_2_SOCO | VACAR | SOCO | Internal | Summer | B5 | 200 | 3000 | 1496.94 | 75.07 | 82.07 | 7 | 0
2030 | VACAR_2_SOCO | VACAR | SOCO | Internal | Summer | B6 | 300 | 3000 | 1317.7 | 64.23 | 71.23 | 7 | 0
2030 | VACAR_2_SOCO | VACAR | SOCO | Internal | Summer | B7 | 400 | 3000 | 2333.9 | 54.39 | 61.39 | 7 | 0
2030 | VACAR_2_SOCO | VACAR | SOCO | Internal | Summer | B8 | 500 | 3000 | 0 | 50.09 | 50.38 | 7 | 0
2030 | VACAR_2_SOCO | VACAR | SOCO | Internal | Summer | B9 | 800 | 3000 | 0 | 47.46 | 48.64 | 7 | 0
2030 | VACAR_2_SOCO | VACAR | SOCO | Internal | Summer | B10 | 1262 | 3000 | 0 | 47.26 | 48.64 | 7 | 0
2030 | VACAR_2_SOCO | VACAR | SOCO | Internal | Winter | B16 | 25 | 3000 | 0 | 80.2 | 80.2 | 7 | 0
2030 | VACAR_2_SOCO | VACAR | SOCO | Internal | Winter | B17 | 100 | 3000 | 0 | 63.26 | 53.26 | 7 | 0
2030 | VACAR_2_SOCO | VACAR | SOCO | Internal | Winter | B18 | 400 | 3000 | 0 | 53.9 | 53.17 | 7 | 0
2030 | VACAR_2_SOCO | VACAR | SOCO | Internal | Winter | B19 | 700 | 3000 | 0 | 53.9 | 53.17 | 7 | 0
2030 | VACAR_2_SOCO | VACAR | SOCO | Internal | Winter | B20 | 935 | 3000 | 0 | 50.09 | 52.42 | 7 | 0
2030 | VACAR_2_TVA_Transmission | VACAR | TVA_Transmission | Internal | Shoulder | B11 | 25 | 900 | 0 | 72.44 | 71.66 | 7 | 0
2030 | VACAR_2_TVA_Transmission | VACAR | TVA_Transmission | Internal | Shoulder | B12 | 200 | 900 | 0 | 58.17 | 56.4 | 7 | 0
2030 | VACAR_2_TVA_Transmission | VACAR | TVA_Transmission | Internal | Shoulder | B13 | 600 | 900 | 0 | 53.88 | 52.55 | 7 | 0
2030 | VACAR_2_TVA_Transmission | VACAR | TVA_Transmission | Internal | Shoulder | B14 | 900 | 900 | 0 | 50.09 | 50.82 | 7 | 0
2030 | VACAR_2_TVA_Transmission | VACAR | TVA_Transmission | Internal | Shoulder | B15 | 1203 | 900 | 0 | 49.45 | 49.54 | 7 | 0
2030 | VACAR_2_TVA_Transmission | VACAR | TVA_Transmission | Internal | Summer | B1 | 10 | 900 | 0 | 99.51 | 90.51 | 7 | 0
2030 | VACAR_2_TVA_Transmission | VACAR | TVA_Transmission | Internal | Summer | B2 | 25 | 900 | 0 | 85.75 | 85.39 | 7 | 0
2030 | VACAR_2_TVA_Transmission | VACAR | TVA_Transmission | Internal | Summer | B3 | 75 | 900 | 0 | 85.75 | 79.8 | 7 | 0
2030 | VACAR_2_TVA_Transmission | VACAR | TVA_Transmission | Internal | Summer | B4 | 100 | 900 | 0 | 83.9 | 79.19 | 7 | 0
2030 | VACAR_2_TVA_Transmission | VACAR | TVA_Transmission | Internal | Summer | B5 | 200 | 900 | 0 | 75.07 | 74.14 | 7 | 0
2030 | VACAR_2_TVA_Transmission | VACAR | TVA_Transmission | Internal | Summer | B6 | 300 | 900 | 0 | 64.23 | 62.23 | 7 | 0
2030 | VACAR_2_TVA_Transmission | VACAR | TVA_Transmission | Internal | Summer | B7 | 400 | 900 | 0 | 54.39 | 53.26 | 7 | 0
2030 | VACAR_2_TVA_Transmission | VACAR | TVA_Transmission | Internal | Summer | B8 | 500 | 900 | 0 | 50.09 | 49.26 | 7 | 0
2030 | VACAR_2_TVA_Transmission | VACAR | TVA_Transmission | Internal | Summer | B9 | 800 | 900 | 0 | 47.46 | 46.34 | 7 | 0
2030 | VACAR_2_TVA_Transmission | VACAR | TVA_Transmission | Internal | Summer | B10 | 1262 | 900 | 0 | 47.26 | 44.76 | 7 | 0
2030 | VACAR_2_TVA_Transmission | VACAR | TVA_Transmission | Internal | Winter | B16 | 25 | 900 | 0 | 80.2 | 74.07 | 7 | 0
2030 | VACAR_2_TVA_Transmission | VACAR | TVA_Transmission | Internal | Winter | B17 | 100 | 900 | 0 | 63.26 | 58.29 | 7 | 0
2030 | VACAR_2_TVA_Transmission | VACAR | TVA_Transmission | Internal | Winter | B18 | 400 | 900 | 0 | 53.9 | 54.43 | 7 | 0
2030 | VACAR_2_TVA_Transmission | VACAR | TVA_Transmission | Internal | Winter | B19 | 700 | 900 | 0 | 53.9 | 52.18 | 7 | 0
2030 | VACAR_2_TVA_Transmission | VACAR | TVA_Transmission | Internal | Winter | B20 | 935 | 900 | 0 | 50.09 | 48.21 | 7 | 0
2035 | ENT_2_MISO_MO-IL | ENT | MISO_MO-IL | Internal | Shoulder | B11 | 25 | 2260 | 0 | 80.81 | 77.16 | 8 | 0
2035 | ENT_2_MISO_MO-IL | ENT | MISO_MO-IL | Internal | Shoulder | B12 | 200 | 2260 | 0 | 55.85 | 62.17 | 8 | 0
2035 | ENT_2_MISO_MO-IL | ENT | MISO_MO-IL | Internal | Shoulder | B13 | 600 | 2260 | 0 | 55.85 | 53.95 | 8 | 0
2035 | ENT_2_MISO_MO-IL | ENT | MISO_MO-IL | Internal | Shoulder | B14 | 900 | 2260 | 0 | 55.45 | 53.7 | 8 | 0
2035 | ENT_2_MISO_MO-IL | ENT | MISO_MO-IL | Internal | Shoulder | B15 | 1203 | 2260 | 0 | 53.61 | 46.62 | 8 | 0
2035 | ENT_2_MISO_MO-IL | ENT | MISO_MO-IL | Internal | Summer | B1 | 10 | 2260 | 436.61 | 93.42 | 101.42 | 8 | 0
2035 | ENT_2_MISO_MO-IL | ENT | MISO_MO-IL | Internal | Summer | B2 | 25 | 2260 | 0 | 88.02 | 86.12 | 8 | 0
2035 | ENT_2_MISO_MO-IL | ENT | MISO_MO-IL | Internal | Summer | B3 | 75 | 2260 | 0 | 84.69 | 83.8 | 8 | 0
2035 | ENT_2_MISO_MO-IL | ENT | MISO_MO-IL | Internal | Summer | B4 | 100 | 2260 | 0 | 82.9 | 82.78 | 8 | 0
2035 | ENT_2_MISO_MO-IL | ENT | MISO_MO-IL | Internal | Summer | B5 | 200 | 2260 | 0 | 82.9 | 77.97 | 8 | 0
2035 | ENT_2_MISO_MO-IL | ENT | MISO_MO-IL | Internal | Summer | B6 | 300 | 2260 | 0 | 70.92 | 62.92 | 8 | 0
2035 | ENT_2_MISO_MO-IL | ENT | MISO_MO-IL | Internal | Summer | B7 | 400 | 2260 | 0 | 55.86 | 52.05 | 8 | 0
2035 | ENT_2_MISO_MO-IL | ENT | MISO_MO-IL | Internal | Summer | B8 | 500 | 2260 | 0 | 54.07 | 49.17 | 8 | 0
2035 | ENT_2_MISO_MO-IL | ENT | MISO_MO-IL | Internal | Summer | B9 | 800 | 2260 | 0 | 53.67 | 45.67 | 8 | 0
2035 | ENT_2_MISO_MO-IL | ENT | MISO_MO-IL | Internal | Summer | B10 | 1262 | 2260 | 0 | 51.9 | 43.9 | 8 | 0
2035 | ENT_2_MISO_MO-IL | ENT | MISO_MO-IL | Internal | Winter | B16 | 25 | 2260 | 0 | 77.83 | 77.83 | 8 | 0
2035 | ENT_2_MISO_MO-IL | ENT | MISO_MO-IL | Internal | Winter | B17 | 100 | 2260 | 0 | 59.42 | 63.71 | 8 | 0
2035 | ENT_2_MISO_MO-IL | ENT | MISO_MO-IL | Internal | Winter | B18 | 400 | 2260 | 0 | 59.42 | 56.85 | 8 | 0
2035 | ENT_2_MISO_MO-IL | ENT | MISO_MO-IL | Internal | Winter | B19 | 700 | 2260 | 0 | 58.26 | 53.27 | 8 | 0
2035 | ENT_2_MISO_MO-IL | ENT | MISO_MO-IL | Internal | Winter | B20 | 935 | 2260 | 0 | 56.69 | 48.69 | 8 | 0
2035 | ENT_2_SOCO | ENT | SOCO | Internal | Shoulder | B11 | 25 | 2000 | 0.02 | 80.81 | 87.93 | 8 | 0
2035 | ENT_2_SOCO | ENT | SOCO | Internal | Shoulder | B12 | 200 | 2000 | 0 | 55.85 | 57.67 | 8 | 0
2035 | ENT_2_SOCO | ENT | SOCO | Internal | Shoulder | B13 | 600 | 2000 | 0 | 55.85 | 55.72 | 8 | 0
2035 | ENT_2_SOCO | ENT | SOCO | Internal | Shoulder | B14 | 900 | 2000 | 0 | 55.45 | 55.72 | 8 | 0
2035 | ENT_2_SOCO | ENT | SOCO | Internal | Shoulder | B15 | 1203 | 2000 | 0 | 53.61 | 55.72 | 8 | 0
2035 | ENT_2_SOCO | ENT | SOCO | Internal | Summer | B1 | 10 | 2000 | 1476.07 | 93.42 | 101.42 | 8 | 0
2035 | ENT_2_SOCO | ENT | SOCO | Internal | Summer | B2 | 25 | 2000 | 0 | 88.02 | 92.69 | 8 | 0
2035 | ENT_2_SOCO | ENT | SOCO | Internal | Summer | B3 | 75 | 2000 | 728.89 | 84.69 | 92.69 | 8 | 0
2035 | ENT_2_SOCO | ENT | SOCO | Internal | Summer | B4 | 100 | 2000 | 687.86 | 82.9 | 90.9 | 8 | 0
2035 | ENT_2_SOCO | ENT | SOCO | Internal | Summer | B5 | 200 | 2000 | 1825.81 | 82.9 | 90.9 | 8 | 0
2035 | ENT_2_SOCO | ENT | SOCO | Internal | Summer | B6 | 300 | 2000 | 0 | 70.92 | 77.25 | 8 | 0
2035 | ENT_2_SOCO | ENT | SOCO | Internal | Summer | B7 | 400 | 2000 | 611.91 | 55.86 | 63.86 | 8 | 0
2035 | ENT_2_SOCO | ENT | SOCO | Internal | Summer | B8 | 500 | 2000 | 0 | 54.07 | 56.13 | 8 | 0
2035 | ENT_2_SOCO | ENT | SOCO | Internal | Summer | B9 | 800 | 2000 | 0 | 53.67 | 54.18 | 8 | 0
2035 | ENT_2_SOCO | ENT | SOCO | Internal | Summer | B10 | 1262 | 2000 | 0 | 51.9 | 54.18 | 8 | 0
2035 | ENT_2_SOCO | ENT | SOCO | Internal | Winter | B16 | 25 | 2000 | 1319.34 | 77.83 | 85.83 | 8 | 0
2035 | ENT_2_SOCO | ENT | SOCO | Internal | Winter | B17 | 100 | 2000 | 0 | 59.42 | 61.21 | 8 | 0
2035 | ENT_2_SOCO | ENT | SOCO | Internal | Winter | B18 | 400 | 2000 | 0 | 59.42 | 59.07 | 8 | 0
2035 | ENT_2_SOCO | ENT | SOCO | Internal | Winter | B19 | 700 | 2000 | 0 | 58.26 | 59.07 | 8 | 0
2035 | ENT_2_SOCO | ENT | SOCO | Internal | Winter | B20 | 935 | 2000 | 0 | 56.69 | 58.25 | 8 | 0
2035 | ENT_2_SPP_N | ENT | SPP_N | Internal | Shoulder | B11 | 25 | 1300 | 0 | 80.81 | 85.16 | 8 | 0
2035 | ENT_2_SPP_N | ENT | SPP_N | Internal | Shoulder | B12 | 200 | 1300 | 0 | 55.85 | 58.17 | 8 | 0
2035 | ENT_2_SPP_N | ENT | SPP_N | Internal | Shoulder | B13 | 600 | 1300 | 0 | 55.85 | 53.97 | 8 | 0
2035 | ENT_2_SPP_N | ENT | SPP_N | Internal | Shoulder | B14 | 900 | 1300 | 0 | 55.45 | 53.41 | 8 | 0
2035 | ENT_2_SPP_N | ENT | SPP_N | Internal | Shoulder | B15 | 1203 | 1300 | 0 | 53.61 | 49.03 | 8 | 0
2035 | ENT_2_SPP_N | ENT | SPP_N | Internal | Summer | B1 | 10 | 1300 | 0 | 93.42 | 96.42 | 8 | 0
2035 | ENT_2_SPP_N | ENT | SPP_N | Internal | Summer | B2 | 25 | 1300 | 0 | 88.02 | 88.32 | 8 | 0
2035 | ENT_2_SPP_N | ENT | SPP_N | Internal | Summer | B3 | 75 | 1300 | 0 | 84.69 | 88.32 | 8 | 0
2035 | ENT_2_SPP_N | ENT | SPP_N | Internal | Summer | B4 | 100 | 1300 | 0 | 82.9 | 87.55 | 8 | 0
2035 | ENT_2_SPP_N | ENT | SPP_N | Internal | Summer | B5 | 200 | 1300 | 0 | 82.9 | 85.45 | 8 | 0
2035 | ENT_2_SPP_N | ENT | SPP_N | Internal | Summer | B6 | 300 | 1300 | 0 | 70.92 | 70.92 | 8 | 0
2035 | ENT_2_SPP_N | ENT | SPP_N | Internal | Summer | B7 | 400 | 1300 | 0 | 55.86 | 58.24 | 8 | 0
2035 | ENT_2_SPP_N | ENT | SPP_N | Internal | Summer | B8 | 500 | 1300 | 0 | 54.07 | 51.74 | 8 | 0
2035 | ENT_2_SPP_N | ENT | SPP_N | Internal | Summer | B9 | 800 | 1300 | 0 | 53.67 | 51.6 | 8 | 0
2035 | ENT_2_SPP_N | ENT | SPP_N | Internal | Summer | B10 | 1262 | 1300 | 0 | 51.9 | 47.41 | 8 | 0
2035 | ENT_2_SPP_N | ENT | SPP_N | Internal | Winter | B16 | 25 | 1300 | 0 | 77.83 | 77.83 | 8 | 0
2035 | ENT_2_SPP_N | ENT | SPP_N | Internal | Winter | B17 | 100 | 1300 | 0 | 59.42 | 58.71 | 8 | 0
2035 | ENT_2_SPP_N | ENT | SPP_N | Internal | Winter | B18 | 400 | 1300 | 0 | 59.42 | 56.99 | 8 | 0
2035 | ENT_2_SPP_N | ENT | SPP_N | Internal | Winter | B19 | 700 | 1300 | 0 | 58.26 | 53.26 | 8 | 0
2035 | ENT_2_SPP_N | ENT | SPP_N | Internal | Winter | B20 | 935 | 1300 | 0 | 56.69 | 51.69 | 8 | 0
2035 | ENT_2_SPP_S | ENT | SPP_S | Internal | Shoulder | B11 | 25 | 1300 | 0 | 80.81 | 77.37 | 8 | 0
2035 | ENT_2_SPP_S | ENT | SPP_S | Internal | Shoulder | B12 | 200 | 1300 | 0 | 55.85 | 53.52 | 8 | 0
2035 | ENT_2_SPP_S | ENT | SPP_S | Internal | Shoulder | B13 | 600 | 1300 | 0 | 55.85 | 53.52 | 8 | 0
2035 | ENT_2_SPP_S | ENT | SPP_S | Internal | Shoulder | B14 | 900 | 1300 | 0 | 55.45 | 53.4 | 8 | 0
2035 | ENT_2_SPP_S | ENT | SPP_S | Internal | Shoulder | B15 | 1203 | 1300 | 0 | 53.61 | 49.02 | 8 | 0
2035 | ENT_2_SPP_S | ENT | SPP_S | Internal | Summer | B1 | 10 | 1300 | 0 | 93.42 | 74.74 | 8 | 0
2035 | ENT_2_SPP_S | ENT | SPP_S | Internal | Summer | B2 | 25 | 1300 | 0 | 88.02 | 75.37 | 8 | 0
2035 | ENT_2_SPP_S | ENT | SPP_S | Internal | Summer | B3 | 75 | 1300 | 0 | 84.69 | 79.69 | 8 | 0
2035 | ENT_2_SPP_S | ENT | SPP_S | Internal | Summer | B4 | 100 | 1300 | 0 | 82.9 | 74.74 | 8 | 0
2035 | ENT_2_SPP_S | ENT | SPP_S | Internal | Summer | B5 | 200 | 1300 | 0 | 82.9 | 74.74 | 8 | 0
2035 | ENT_2_SPP_S | ENT | SPP_S | Internal | Summer | B6 | 300 | 1300 | 0 | 70.92 | 70.93 | 8 | 0
2035 | ENT_2_SPP_S | ENT | SPP_S | Internal | Summer | B7 | 400 | 1300 | 0 | 55.86 | 58.23 | 8 | 0
2035 | ENT_2_SPP_S | ENT | SPP_S | Internal | Summer | B8 | 500 | 1300 | 0 | 54.07 | 51.73 | 8 | 0
2035 | ENT_2_SPP_S | ENT | SPP_S | Internal | Summer | B9 | 800 | 1300 | 0 | 53.67 | 51.61 | 8 | 0
2035 | ENT_2_SPP_S | ENT | SPP_S | Internal | Summer | B10 | 1262 | 1300 | 0 | 51.9 | 47.43 | 8 | 0
2035 | ENT_2_SPP_S | ENT | SPP_S | Internal | Winter | B16 | 25 | 1300 | 0 | 77.83 | 59.76 | 8 | 0
2035 | ENT_2_SPP_S | ENT | SPP_S | Internal | Winter | B17 | 100 | 1300 | 0 | 59.42 | 57.13 | 8 | 0
2035 | ENT_2_SPP_S | ENT | SPP_S | Internal | Winter | B18 | 400 | 1300 | 0 | 59.42 | 57 | 8 | 0
2035 | ENT_2_SPP_S | ENT | SPP_S | Internal | Winter | B19 | 700 | 1300 | 0 | 58.26 | 53.26 | 8 | 0
2035 | ENT_2_SPP_S | ENT | SPP_S | Internal | Winter | B20 | 935 | 1300 | 0 | 56.69 | 51.7 | 8 | 0
2035 | ENT_2_TVA_Transmission | ENT | TVA_Transmission | Internal | Shoulder | B11 | 25 | 2100 | 0 | 80.81 | 78.93 | 8 | 0
2035 | ENT_2_TVA_Transmission | ENT | TVA_Transmission | Internal | Shoulder | B12 | 200 | 2100 | 0 | 55.85 | 62.49 | 8 | 0
2035 | ENT_2_TVA_Transmission | ENT | TVA_Transmission | Internal | Shoulder | B13 | 600 | 2100 | 0 | 55.85 | 56.94 | 8 | 0
2035 | ENT_2_TVA_Transmission | ENT | TVA_Transmission | Internal | Shoulder | B14 | 900 | 2100 | 0 | 55.45 | 56.04 | 8 | 0
2035 | ENT_2_TVA_Transmission | ENT | TVA_Transmission | Internal | Shoulder | B15 | 1203 | 2100 | 0 | 53.61 | 53.49 | 8 | 0
2035 | ENT_2_TVA_Transmission | ENT | TVA_Transmission | Internal | Summer | B1 | 10 | 2100 | 0.05 | 93.42 | 100.78 | 8 | 0
2035 | ENT_2_TVA_Transmission | ENT | TVA_Transmission | Internal | Summer | B2 | 25 | 2100 | 0 | 88.02 | 94.12 | 8 | 0
2035 | ENT_2_TVA_Transmission | ENT | TVA_Transmission | Internal | Summer | B3 | 75 | 2100 | 0 | 84.69 | 87.8 | 8 | 0
2035 | ENT_2_TVA_Transmission | ENT | TVA_Transmission | Internal | Summer | B4 | 100 | 2100 | 0 | 82.9 | 86.78 | 8 | 0
2035 | ENT_2_TVA_Transmission | ENT | TVA_Transmission | Internal | Summer | B5 | 200 | 2100 | 0 | 82.9 | 81.95 | 8 | 0
2035 | ENT_2_TVA_Transmission | ENT | TVA_Transmission | Internal | Summer | B6 | 300 | 2100 | 0 | 70.92 | 68.25 | 8 | 0
2035 | ENT_2_TVA_Transmission | ENT | TVA_Transmission | Internal | Summer | B7 | 400 | 2100 | 0 | 55.86 | 56.03 | 8 | 0
2035 | ENT_2_TVA_Transmission | ENT | TVA_Transmission | Internal | Summer | B8 | 500 | 2100 | 0 | 54.07 | 54.08 | 8 | 0
2035 | ENT_2_TVA_Transmission | ENT | TVA_Transmission | Internal | Summer | B9 | 800 | 2100 | 0 | 53.67 | 50.51 | 8 | 0
2035 | ENT_2_TVA_Transmission | ENT | TVA_Transmission | Internal | Summer | B10 | 1262 | 2100 | 0 | 51.9 | 46.95 | 8 | 0
2035 | ENT_2_TVA_Transmission | ENT | TVA_Transmission | Internal | Winter | B16 | 25 | 2100 | 822.72 | 77.83 | 85.83 | 8 | 0
2035 | ENT_2_TVA_Transmission | ENT | TVA_Transmission | Internal | Winter | B17 | 100 | 2100 | 0 | 59.42 | 65.65 | 8 | 0
2035 | ENT_2_TVA_Transmission | ENT | TVA_Transmission | Internal | Winter | B18 | 400 | 2100 | 0 | 59.42 | 59.94 | 8 | 0
2035 | ENT_2_TVA_Transmission | ENT | TVA_Transmission | Internal | Winter | B19 | 700 | 2100 | 0 | 58.26 | 56.45 | 8 | 0
2035 | ENT_2_TVA_Transmission | ENT | TVA_Transmission | Internal | Winter | B20 | 935 | 2100 | 0 | 56.69 | 53.32 | 8 | 0
2035 | FRCC_2_SOCO | FRCC | SOCO | Internal | Shoulder | B11 | 25 | 900 | 0 | 97.93 | 87.93 | 8 | 0
2035 | FRCC_2_SOCO | FRCC | SOCO | Internal | Shoulder | B12 | 200 | 900 | 0 | 63.63 | 57.67 | 8 | 0
2035 | FRCC_2_SOCO | FRCC | SOCO | Internal | Shoulder | B13 | 600 | 900 | 0 | 62.25 | 55.72 | 8 | 0
2035 | FRCC_2_SOCO | FRCC | SOCO | Internal | Shoulder | B14 | 900 | 900 | 0 | 60.99 | 55.72 | 8 | 0
2035 | FRCC_2_SOCO | FRCC | SOCO | Internal | Shoulder | B15 | 1203 | 900 | 0 | 60.99 | 55.72 | 8 | 0
2035 | FRCC_2_SOCO | FRCC | SOCO | Internal | Summer | B1 | 10 | 900 | 0 | 111.42 | 101.42 | 8 | 0
2035 | FRCC_2_SOCO | FRCC | SOCO | Internal | Summer | B2 | 25 | 900 | 0 | 98.45 | 92.69 | 8 | 0
2035 | FRCC_2_SOCO | FRCC | SOCO | Internal | Summer | B3 | 75 | 900 | 0 | 98.45 | 92.69 | 8 | 0
2035 | FRCC_2_SOCO | FRCC | SOCO | Internal | Summer | B4 | 100 | 900 | 0 | 98.45 | 90.9 | 8 | 0
2035 | FRCC_2_SOCO | FRCC | SOCO | Internal | Summer | B5 | 200 | 900 | 0 | 96.43 | 90.9 | 8 | 0
2035 | FRCC_2_SOCO | FRCC | SOCO | Internal | Summer | B6 | 300 | 900 | 0 | 85.04 | 77.25 | 8 | 0
2035 | FRCC_2_SOCO | FRCC | SOCO | Internal | Summer | B7 | 400 | 900 | 0 | 73.86 | 63.86 | 8 | 0
2035 | FRCC_2_SOCO | FRCC | SOCO | Internal | Summer | B8 | 500 | 900 | 0 | 62.59 | 56.13 | 8 | 0
2035 | FRCC_2_SOCO | FRCC | SOCO | Internal | Summer | B9 | 800 | 900 | 0 | 59.99 | 54.18 | 8 | 0
2035 | FRCC_2_SOCO | FRCC | SOCO | Internal | Summer | B10 | 1262 | 900 | 0 | 59.99 | 54.18 | 8 | 0
2035 | FRCC_2_SOCO | FRCC | SOCO | Internal | Winter | B16 | 25 | 900 | 0 | 91.88 | 85.83 | 8 | 0
2035 | FRCC_2_SOCO | FRCC | SOCO | Internal | Winter | B17 | 100 | 900 | 0 | 66.58 | 61.21 | 8 | 0
2035 | FRCC_2_SOCO | FRCC | SOCO | Internal | Winter | B18 | 400 | 900 | 0 | 63.81 | 59.07 | 8 | 0
2035 | FRCC_2_SOCO | FRCC | SOCO | Internal | Winter | B19 | 700 | 900 | 0 | 63.81 | 59.07 | 8 | 0
2035 | FRCC_2_SOCO | FRCC | SOCO | Internal | Winter | B20 | 935 | 900 | 0 | 63.81 | 58.25 | 8 | 0
2035 | HQ_NEISO_2_NEISO | HQ_NEISO | NEISO | Internal | Shoulder | B11 | 25 | 99999 | 2920 | 46.3 | 46.31 | 0.01 | 0
2035 | HQ_NEISO_2_NEISO | HQ_NEISO | NEISO | Internal | Shoulder | B12 | 200 | 99999 | 2920 | 46.3 | 46.31 | 0.01 | 0
2035 | HQ_NEISO_2_NEISO | HQ_NEISO | NEISO | Internal | Shoulder | B13 | 600 | 99999 | 2920 | 46.3 | 46.31 | 0.01 | 0
2035 | HQ_NEISO_2_NEISO | HQ_NEISO | NEISO | Internal | Shoulder | B14 | 900 | 99999 | 2920 | 46.3 | 46.31 | 0.01 | 0
2035 | HQ_NEISO_2_NEISO | HQ_NEISO | NEISO | Internal | Shoulder | B15 | 1203 | 99999 | 1143.24 | 46.3 | 46.31 | 0.01 | 0
2035 | HQ_NEISO_2_NEISO | HQ_NEISO | NEISO | Internal | Summer | B1 | 10 | 99999 | 2920.09 | 99.61 | 99.62 | 0.01 | 0
2035 | HQ_NEISO_2_NEISO | HQ_NEISO | NEISO | Internal | Summer | B2 | 25 | 99999 | 2920 | 77.13 | 77.14 | 0.01 | 0
2035 | HQ_NEISO_2_NEISO | HQ_NEISO | NEISO | Internal | Summer | B3 | 75 | 99999 | 2920 | 68.37 | 68.39 | 0.01 | 0
2035 | HQ_NEISO_2_NEISO | HQ_NEISO | NEISO | Internal | Summer | B4 | 100 | 99999 | 2920 | 59.39 | 59.4 | 0.01 | 0
2035 | HQ_NEISO_2_NEISO | HQ_NEISO | NEISO | Internal | Summer | B5 | 200 | 99999 | 2920 | 46.3 | 46.31 | 0.01 | 0
2035 | HQ_NEISO_2_NEISO | HQ_NEISO | NEISO | Internal | Summer | B6 | 300 | 99999 | 2920 | 42.76 | 42.77 | 0.01 | 0
2035 | HQ_NEISO_2_NEISO | HQ_NEISO | NEISO | Internal | Summer | B7 | 400 | 99999 | 2920 | 42.76 | 42.77 | 0.01 | 0
2035 | HQ_NEISO_2_NEISO | HQ_NEISO | NEISO | Internal | Summer | B8 | 500 | 99999 | 2920 | 42.76 | 42.77 | 0.01 | 0
2035 | HQ_NEISO_2_NEISO | HQ_NEISO | NEISO | Internal | Summer | B9 | 800 | 99999 | 2920 | 42.76 | 42.77 | 0.01 | 0
2035 | HQ_NEISO_2_NEISO | HQ_NEISO | NEISO | Internal | Summer | B10 | 1262 | 99999 | 795.94 | 42.76 | 42.77 | 0.01 | 0
2035 | HQ_NEISO_2_NEISO | HQ_NEISO | NEISO | Internal | Winter | B16 | 25 | 99999 | 2920 | 57.21 | 57.22 | 0.01 | 0
2035 | HQ_NEISO_2_NEISO | HQ_NEISO | NEISO | Internal | Winter | B17 | 100 | 99999 | 2920 | 57.21 | 57.22 | 0.01 | 0
2035 | HQ_NEISO_2_NEISO | HQ_NEISO | NEISO | Internal | Winter | B18 | 400 | 99999 | 2920 | 57.21 | 57.22 | 0.01 | 0
2035 | HQ_NEISO_2_NEISO | HQ_NEISO | NEISO | Internal | Winter | B19 | 700 | 99999 | 2920 | 57.21 | 57.22 | 0.01 | 0
2035 | HQ_NEISO_2_NEISO | HQ_NEISO | NEISO | Internal | Winter | B20 | 935 | 99999 | 1233.58 | 57.21 | 57.22 | 0.01 | 0
2035 | HQ_NY_2_NYISO_A-F | HQ_NY | NYISO_A-F | Internal | Shoulder | B11 | 25 | 99999 | 1000 | 59.05 | 59.06 | 0.01 | 0
2035 | HQ_NY_2_NYISO_A-F | HQ_NY | NYISO_A-F | Internal | Shoulder | B12 | 200 | 99999 | 1000 | 55.5 | 55.51 | 0.01 | 0
2035 | HQ_NY_2_NYISO_A-F | HQ_NY | NYISO_A-F | Internal | Shoulder | B13 | 600 | 99999 | 1000 | 49.97 | 49.99 | 0.01 | 0
2035 | HQ_NY_2_NYISO_A-F | HQ_NY | NYISO_A-F | Internal | Shoulder | B14 | 900 | 99999 | 1000 | 49.64 | 49.65 | 0.01 | 0
2035 | HQ_NY_2_NYISO_A-F | HQ_NY | NYISO_A-F | Internal | Shoulder | B15 | 1203 | 99999 | 188.69 | 49.31 | 49.32 | 0.01 | 0
2035 | HQ_NY_2_NYISO_A-F | HQ_NY | NYISO_A-F | Internal | Summer | B1 | 10 | 99999 | 1000.09 | 96.61 | 96.62 | 0.01 | 0
2035 | HQ_NY_2_NYISO_A-F | HQ_NY | NYISO_A-F | Internal | Summer | B2 | 25 | 99999 | 1000 | 80.11 | 80.12 | 0.01 | 0
2035 | HQ_NY_2_NYISO_A-F | HQ_NY | NYISO_A-F | Internal | Summer | B3 | 75 | 99999 | 1000 | 71.37 | 71.39 | 0.01 | 0
2035 | HQ_NY_2_NYISO_A-F | HQ_NY | NYISO_A-F | Internal | Summer | B4 | 100 | 99999 | 1000 | 64.79 | 64.8 | 0.01 | 0
2035 | HQ_NY_2_NYISO_A-F | HQ_NY | NYISO_A-F | Internal | Summer | B5 | 200 | 99999 | 1000 | 63.83 | 63.85 | 0.01 | 0
2035 | HQ_NY_2_NYISO_A-F | HQ_NY | NYISO_A-F | Internal | Summer | B6 | 300 | 99999 | 1000 | 54.25 | 54.26 | 0.01 | 0
2035 | HQ_NY_2_NYISO_A-F | HQ_NY | NYISO_A-F | Internal | Summer | B7 | 400 | 99999 | 1000 | 52.04 | 52.05 | 0.01 | 0
2035 | HQ_NY_2_NYISO_A-F | HQ_NY | NYISO_A-F | Internal | Summer | B8 | 500 | 99999 | 1000 | 48.34 | 48.35 | 0.01 | 0
2035 | HQ_NY_2_NYISO_A-F | HQ_NY | NYISO_A-F | Internal | Summer | B9 | 800 | 99999 | 1000 | 46.09 | 46.1 | 0.01 | 0
2035 | HQ_NY_2_NYISO_A-F | HQ_NY | NYISO_A-F | Internal | Summer | B10 | 1262 | 99999 | 30.11 | 46.09 | 46.1 | 0.01 | 0
2035 | HQ_NY_2_NYISO_A-F | HQ_NY | NYISO_A-F | Internal | Winter | B16 | 25 | 99999 | 1000 | 71.83 | 71.85 | 0.01 | 0
2035 | HQ_NY_2_NYISO_A-F | HQ_NY | NYISO_A-F | Internal | Winter | B17 | 100 | 99999 | 1000 | 57.87 | 57.89 | 0.01 | 0
2035 | HQ_NY_2_NYISO_A-F | HQ_NY | NYISO_A-F | Internal | Winter | B18 | 400 | 99999 | 1000 | 57.87 | 57.89 | 0.01 | 0
2035 | HQ_NY_2_NYISO_A-F | HQ_NY | NYISO_A-F | Internal | Winter | B19 | 700 | 99999 | 1000 | 57.46 | 57.47 | 0.01 | 0
2035 | HQ_NY_2_NYISO_A-F | HQ_NY | NYISO_A-F | Internal | Winter | B20 | 935 | 99999 | 229.95 | 57.46 | 57.47 | 0.01 | 0
2035 | HQ_IESO_2_IESO | HQ_IESO | IESO | Internal | Shoulder | B11 | 25 | 99999 | 400 | 48.5 | 48.51 | 0.01 | 0
2035 | HQ_IESO_2_IESO | HQ_IESO | IESO | Internal | Shoulder | B12 | 200 | 99999 | 400 | 48.5 | 48.51 | 0.01 | 0
2035 | HQ_IESO_2_IESO | HQ_IESO | IESO | Internal | Shoulder | B13 | 600 | 99999 | 400 | 46.76 | 46.77 | 0.01 | 0
2035 | HQ_IESO_2_IESO | HQ_IESO | IESO | Internal | Shoulder | B14 | 900 | 99999 | 400 | 46.7 | 46.71 | 0.01 | 0
2035 | HQ_IESO_2_IESO | HQ_IESO | IESO | Internal | Shoulder | B15 | 1203 | 99999 | 75.48 | 46.7 | 46.71 | 0.01 | 0
2035 | HQ_IESO_2_IESO | HQ_IESO | IESO | Internal | Summer | B1 | 10 | 99999 | 400.09 | 94.41 | 94.42 | 0.01 | 0
2035 | HQ_IESO_2_IESO | HQ_IESO | IESO | Internal | Summer | B2 | 25 | 99999 | 400 | 79.11 | 79.12 | 0.01 | 0
2035 | HQ_IESO_2_IESO | HQ_IESO | IESO | Internal | Summer | B3 | 75 | 99999 | 400 | 76.79 | 76.8 | 0.01 | 0
2035 | HQ_IESO_2_IESO | HQ_IESO | IESO | Internal | Summer | B4 | 100 | 99999 | 400 | 71.79 | 71.8 | 0.01 | 0
2035 | HQ_IESO_2_IESO | HQ_IESO | IESO | Internal | Summer | B5 | 200 | 99999 | 400 | 56.83 | 56.85 | 0.01 | 0
2035 | HQ_IESO_2_IESO | HQ_IESO | IESO | Internal | Summer | B6 | 300 | 99999 | 400 | 47.67 | 47.68 | 0.01 | 0
2035 | HQ_IESO_2_IESO | HQ_IESO | IESO | Internal | Summer | B7 | 400 | 99999 | 400 | 45.04 | 45.05 | 0.01 | 0
2035 | HQ_IESO_2_IESO | HQ_IESO | IESO | Internal | Summer | B8 | 500 | 99999 | 400 | 43.9 | 43.92 | 0.01 | 0
2035 | HQ_IESO_2_IESO | HQ_IESO | IESO | Internal | Summer | B9 | 800 | 99999 | 400 | 43.9 | 43.92 | 0.01 | 0
2035 | HQ_IESO_2_IESO | HQ_IESO | IESO | Internal | Summer | B10 | 1262 | 99999 | 12.04 | 43.9 | 43.92 | 0.01 | 0
2035 | HQ_IESO_2_IESO | HQ_IESO | IESO | Internal | Winter | B16 | 25 | 99999 | 400 | 64.83 | 64.85 | 0.01 | 0
2035 | HQ_IESO_2_IESO | HQ_IESO | IESO | Internal | Winter | B17 | 100 | 99999 | 400 | 50.87 | 50.89 | 0.01 | 0
2035 | HQ_IESO_2_IESO | HQ_IESO | IESO | Internal | Winter | B18 | 400 | 99999 | 400 | 50.87 | 50.89 | 0.01 | 0
2035 | HQ_IESO_2_IESO | HQ_IESO | IESO | Internal | Winter | B19 | 700 | 99999 | 400 | 50.87 | 50.89 | 0.01 | 0
2035 | HQ_IESO_2_IESO | HQ_IESO | IESO | Internal | Winter | B20 | 935 | 99999 | 91.98 | 50.87 | 50.89 | 0.01 | 0
2035 | IESO_2_MAPP_CA | IESO | MAPP_CA | Internal | Shoulder | B11 | 25 | 262 | 262 | 48.51 | 58.35 | 7 | 2.84
2035 | IESO_2_MAPP_CA | IESO | MAPP_CA | Internal | Shoulder | B12 | 200 | 262 | 262 | 48.51 | 60.51 | 7 | 5
2035 | IESO_2_MAPP_CA | IESO | MAPP_CA | Internal | Shoulder | B13 | 600 | 262 | 262 | 46.77 | 53.95 | 7 | 0.18
2035 | IESO_2_MAPP_CA | IESO | MAPP_CA | Internal | Shoulder | B14 | 900 | 262 | 0.03 | 46.71 | 53.7 | 7 | 0
2035 | IESO_2_MAPP_CA | IESO | MAPP_CA | Internal | Shoulder | B15 | 1203 | 262 | 0.02 | 46.71 | 53.7 | 7 | 0
2035 | IESO_2_MAPP_CA | IESO | MAPP_CA | Internal | Summer | B1 | 10 | 262 | 0 | 94.42 | 86.42 | 7 | 0
2035 | IESO_2_MAPP_CA | IESO | MAPP_CA | Internal | Summer | B2 | 25 | 262 | 20.01 | 79.12 | 86.12 | 7 | 0
2035 | IESO_2_MAPP_CA | IESO | MAPP_CA | Internal | Summer | B3 | 75 | 262 | 94.24 | 76.8 | 83.8 | 7 | 0
2035 | IESO_2_MAPP_CA | IESO | MAPP_CA | Internal | Summer | B4 | 100 | 262 | 0 | 71.8 | 73.53 | 7 | 0
2035 | IESO_2_MAPP_CA | IESO | MAPP_CA | Internal | Summer | B5 | 200 | 262 | 262 | 56.85 | 70.55 | 7 | 6.71
2035 | IESO_2_MAPP_CA | IESO | MAPP_CA | Internal | Summer | B6 | 300 | 262 | 262 | 47.68 | 55.6 | 7 | 0.92
2035 | IESO_2_MAPP_CA | IESO | MAPP_CA | Internal | Summer | B7 | 400 | 262 | 0.03 | 45.05 | 52.03 | 7 | 0
2035 | IESO_2_MAPP_CA | IESO | MAPP_CA | Internal | Summer | B8 | 500 | 262 | 0 | 43.92 | 49.17 | 7 | 0
2035 | IESO_2_MAPP_CA | IESO | MAPP_CA | Internal | Summer | B9 | 800 | 262 | 0 | 43.92 | 48.18 | 7 | 0
2035 | IESO_2_MAPP_CA | IESO | MAPP_CA | Internal | Summer | B10 | 1262 | 262 | 0 | 43.92 | 48.18 | 7 | 0
2035 | IESO_2_MAPP_CA | IESO | MAPP_CA | Internal | Winter | B16 | 25 | 262 | 262 | 64.85 | 77.81 | 7 | 5.96
2035 | IESO_2_MAPP_CA | IESO | MAPP_CA | Internal | Winter | B17 | 100 | 262 | 262 | 50.89 | 63.69 | 7 | 5.8
2035 | IESO_2_MAPP_CA | IESO | MAPP_CA | Internal | Winter | B18 | 400 | 262 | 0 | 50.89 | 57.62 | 7 | 0
2035 | IESO_2_MAPP_CA | IESO | MAPP_CA | Internal | Winter | B19 | 700 | 262 | 0 | 50.89 | 57.5 | 7 | 0
2035 | IESO_2_MAPP_CA | IESO | MAPP_CA | Internal | Winter | B20 | 935 | 262 | 0 | 50.89 | 57.5 | 7 | 0
2035 | IESO_2_MISO_MI | IESO | MISO_MI | Internal | Shoulder | B11 | 25 | 1840 | 1840 | 48.51 | 77.14 | 7 | 21.62
2035 | IESO_2_MISO_MI | IESO | MISO_MI | Internal | Shoulder | B12 | 200 | 1840 | 1840 | 48.51 | 62.17 | 7 | 6.65
2035 | IESO_2_MISO_MI | IESO | MISO_MI | Internal | Shoulder | B13 | 600 | 1840 | 1840 | 46.77 | 53.95 | 7 | 0.18
2035 | IESO_2_MISO_MI | IESO | MISO_MI | Internal | Shoulder | B14 | 900 | 1840 | 343.74 | 46.71 | 53.71 | 7 | 0
2035 | IESO_2_MISO_MI | IESO | MISO_MI | Internal | Shoulder | B15 | 1203 | 1840 | 0 | 46.71 | 46.64 | 7 | 0
2035 | IESO_2_MISO_MI | IESO | MISO_MI | Internal | Summer | B1 | 10 | 1840 | 331.55 | 94.42 | 101.42 | 7 | 0
2035 | IESO_2_MISO_MI | IESO | MISO_MI | Internal | Summer | B2 | 25 | 1840 | 235.13 | 79.12 | 86.12 | 7 | 0
2035 | IESO_2_MISO_MI | IESO | MISO_MI | Internal | Summer | B3 | 75 | 1840 | 423.96 | 76.8 | 83.8 | 7 | 0
2035 | IESO_2_MISO_MI | IESO | MISO_MI | Internal | Summer | B4 | 100 | 1840 | 1840 | 71.8 | 82.76 | 7 | 3.96
2035 | IESO_2_MISO_MI | IESO | MISO_MI | Internal | Summer | B5 | 200 | 1840 | 1840 | 56.85 | 77.95 | 7 | 14.11
2035 | IESO_2_MISO_MI | IESO | MISO_MI | Internal | Summer | B6 | 300 | 1840 | 1840 | 47.68 | 62.9 | 7 | 8.21
2035 | IESO_2_MISO_MI | IESO | MISO_MI | Internal | Summer | B7 | 400 | 1840 | 679.06 | 45.05 | 52.05 | 7 | 0
2035 | IESO_2_MISO_MI | IESO | MISO_MI | Internal | Summer | B8 | 500 | 1840 | 0 | 43.92 | 49.36 | 7 | 0
2035 | IESO_2_MISO_MI | IESO | MISO_MI | Internal | Summer | B9 | 800 | 1840 | 0 | 43.92 | 45.67 | 7 | 0
2035 | IESO_2_MISO_MI | IESO | MISO_MI | Internal | Summer | B10 | 1262 | 1840 | 0 | 43.92 | 45.17 | 7 | 0
2035 | IESO_2_MISO_MI | IESO | MISO_MI | Internal | Winter | B16 | 25 | 1840 | 1840 | 64.85 | 77.83 | 7 | 5.99
2035 | IESO_2_MISO_MI | IESO | MISO_MI | Internal | Winter | B17 | 100 | 1840 | 1840 | 50.89 | 63.74 | 7 | 5.85
2035 | IESO_2_MISO_MI | IESO | MISO_MI | Internal | Winter | B18 | 400 | 1840 | 0 | 50.89 | 56.87 | 7 | 0
2035 | IESO_2_MISO_MI | IESO | MISO_MI | Internal | Winter | B19 | 700 | 1840 | 0 | 50.89 | 53.28 | 7 | 0
2035 | IESO_2_MISO_MI | IESO | MISO_MI | Internal | Winter | B20 | 935 | 1840 | 0 | 50.89 | 48.72 | 7 | 0
2035 | IESO_2_MISO_W | IESO | MISO_W | Internal | Shoulder | B11 | 25 | 140 | 140 | 48.51 | 78.16 | 7 | 22.65
2035 | IESO_2_MISO_W | IESO | MISO_W | Internal | Shoulder | B12 | 200 | 140 | 140 | 48.51 | 62.15 | 7 | 6.64
2035 | IESO_2_MISO_W | IESO | MISO_W | Internal | Shoulder | B13 | 600 | 140 | 140 | 46.77 | 53.96 | 7 | 0.19
2035 | IESO_2_MISO_W | IESO | MISO_W | Internal | Shoulder | B14 | 900 | 140 | 3.21 | 46.71 | 53.71 | 7 | 0
2035 | IESO_2_MISO_W | IESO | MISO_W | Internal | Shoulder | B15 | 1203 | 140 | 0 | 46.71 | 48.63 | 7 | 0
2035 | IESO_2_MISO_W | IESO | MISO_W | Internal | Summer | B1 | 10 | 140 | 1.87 | 94.42 | 101.41 | 7 | 0
2035 | IESO_2_MISO_W | IESO | MISO_W | Internal | Summer | B2 | 25 | 140 | 139.29 | 79.12 | 86.13 | 7 | 0.01
2035 | IESO_2_MISO_W | IESO | MISO_W | Internal | Summer | B3 | 75 | 140 | 140 | 76.8 | 86.13 | 7 | 2.33
2035 | IESO_2_MISO_W | IESO | MISO_W | Internal | Summer | B4 | 100 | 140 | 140 | 71.8 | 84.55 | 7 | 5.75
2035 | IESO_2_MISO_W | IESO | MISO_W | Internal | Summer | B5 | 200 | 140 | 140 | 56.85 | 84.55 | 7 | 20.71
2035 | IESO_2_MISO_W | IESO | MISO_W | Internal | Summer | B6 | 300 | 140 | 140 | 47.68 | 69.6 | 7 | 14.92
2035 | IESO_2_MISO_W | IESO | MISO_W | Internal | Summer | B7 | 400 | 140 | 0.06 | 45.05 | 52.04 | 7 | 0
2035 | IESO_2_MISO_W | IESO | MISO_W | Internal | Summer | B8 | 500 | 140 | 0 | 43.92 | 49.18 | 7 | 0
2035 | IESO_2_MISO_W | IESO | MISO_W | Internal | Summer | B9 | 800 | 140 | 0 | 43.92 | 48.19 | 7 | 0
2035 | IESO_2_MISO_W | IESO | MISO_W | Internal | Summer | B10 | 1262 | 140 | 0 | 43.92 | 43.91 | 7 | 0
2035 | IESO_2_MISO_W | IESO | MISO_W | Internal | Winter | B16 | 25 | 140 | 140 | 64.85 | 77.82 | 7 | 5.98
2035 | IESO_2_MISO_W | IESO | MISO_W | Internal | Winter | B17 | 100 | 140 | 140 | 50.89 | 63.7 | 7 | 5.81
2035 | IESO_2_MISO_W | IESO | MISO_W | Internal | Winter | B18 | 400 | 140 | 0 | 50.89 | 57.63 | 7 | 0
2035 | IESO_2_MISO_W | IESO | MISO_W | Internal | Winter | B19 | 700 | 140 | 0 | 50.89 | 57.49 | 7 | 0
2035 | IESO_2_MISO_W | IESO | MISO_W | Internal | Winter | B20 | 935 | 140 | 0 | 50.89 | 49.43 | 7 | 0
2035 | IESO_2_NYISO_A-F | IESO | NYISO_A-F | Internal | Shoulder | B11 | 25 | 1725 | 1725 | 48.51 | 59.06 | 7 | 3.55
2035 | IESO_2_NYISO_A-F | IESO | NYISO_A-F | Internal | Shoulder | B12 | 200 | 1725 | 1446.87 | 48.51 | 55.51 | 7 | 0
2035 | IESO_2_NYISO_A-F | IESO | NYISO_A-F | Internal | Shoulder | B13 | 600 | 1725 | 0 | 46.77 | 49.99 | 7 | 0
2035 | IESO_2_NYISO_A-F | IESO | NYISO_A-F | Internal | Shoulder | B14 | 900 | 1725 | 0 | 46.71 | 49.65 | 7 | 0
2035 | IESO_2_NYISO_A-F | IESO | NYISO_A-F | Internal | Shoulder | B15 | 1203 | 1725 | 0 | 46.71 | 49.32 | 7 | 0
2035 | IESO_2_NYISO_A-F | IESO | NYISO_A-F | Internal | Summer | B1 | 10 | 1725 | 0 | 94.42 | 96.62 | 7 | 0
2035 | IESO_2_NYISO_A-F | IESO | NYISO_A-F | Internal | Summer | B2 | 25 | 1725 | 0 | 79.12 | 80.12 | 7 | 0
2035 | IESO_2_NYISO_A-F | IESO | NYISO_A-F | Internal | Summer | B3 | 75 | 1725 | 0 | 76.8 | 71.39 | 7 | 0
2035 | IESO_2_NYISO_A-F | IESO | NYISO_A-F | Internal | Summer | B4 | 100 | 1725 | 0 | 71.8 | 64.8 | 7 | 0
2035 | IESO_2_NYISO_A-F | IESO | NYISO_A-F | Internal | Summer | B5 | 200 | 1725 | 6.06 | 56.85 | 63.85 | 7 | 0
2035 | IESO_2_NYISO_A-F | IESO | NYISO_A-F | Internal | Summer | B6 | 300 | 1725 | 0 | 47.68 | 54.26 | 7 | 0
2035 | IESO_2_NYISO_A-F | IESO | NYISO_A-F | Internal | Summer | B7 | 400 | 1725 | 272.49 | 45.05 | 52.05 | 7 | 0
2035 | IESO_2_NYISO_A-F | IESO | NYISO_A-F | Internal | Summer | B8 | 500 | 1725 | 0 | 43.92 | 48.35 | 7 | 0
2035 | IESO_2_NYISO_A-F | IESO | NYISO_A-F | Internal | Summer | B9 | 800 | 1725 | 0 | 43.92 | 46.1 | 7 | 0
2035 | IESO_2_NYISO_A-F | IESO | NYISO_A-F | Internal | Summer | B10 | 1262 | 1725 | 0 | 43.92 | 46.1 | 7 | 0
2035 | IESO_2_NYISO_A-F | IESO | NYISO_A-F | Internal | Winter | B16 | 25 | 1725 | 335.47 | 64.85 | 71.85 | 7 | 0
2035 | IESO_2_NYISO_A-F | IESO | NYISO_A-F | Internal | Winter | B17 | 100 | 1725 | 576.56 | 50.89 | 57.89 | 7 | 0
2035 | IESO_2_NYISO_A-F | IESO | NYISO_A-F | Internal | Winter | B18 | 400 | 1725 | 273.22 | 50.89 | 57.89 | 7 | 0
2035 | IESO_2_NYISO_A-F | IESO | NYISO_A-F | Internal | Winter | B19 | 700 | 1725 | 0 | 50.89 | 57.47 | 7 | 0
2035 | IESO_2_NYISO_A-F | IESO | NYISO_A-F | Internal | Winter | B20 | 935 | 1725 | 0 | 50.89 | 57.47 | 7 | 0
2035 | MAPP_CA_2_IESO | MAPP_CA | IESO | Internal | Shoulder | B11 | 25 | 330 | 0 | 58.35 | 48.51 | 8 | 0
2035 | MAPP_CA_2_IESO | MAPP_CA | IESO | Internal | Shoulder | B12 | 200 | 330 | 0 | 60.51 | 48.51 | 8 | 0
2035 | MAPP_CA_2_IESO | MAPP_CA | IESO | Internal | Shoulder | B13 | 600 | 330 | 0 | 53.95 | 46.77 | 8 | 0
2035 | MAPP_CA_2_IESO | MAPP_CA | IESO | Internal | Shoulder | B14 | 900 | 330 | 0 | 53.7 | 46.71 | 8 | 0
2035 | MAPP_CA_2_IESO | MAPP_CA | IESO | Internal | Shoulder | B15 | 1203 | 330 | 0 | 53.7 | 46.71 | 8 | 0
2035 | MAPP_CA_2_IESO | MAPP_CA | IESO | Internal | Summer | B1 | 10 | 330 | 112.12 | 86.42 | 94.42 | 8 | 0
2035 | MAPP_CA_2_IESO | MAPP_CA | IESO | Internal | Summer | B2 | 25 | 330 | 0 | 86.12 | 79.12 | 8 | 0
2035 | MAPP_CA_2_IESO | MAPP_CA | IESO | Internal | Summer | B3 | 75 | 330 | 0 | 83.8 | 76.8 | 8 | 0
2035 | MAPP_CA_2_IESO | MAPP_CA | IESO | Internal | Summer | B4 | 100 | 330 | 0 | 73.53 | 71.8 | 8 | 0
2035 | MAPP_CA_2_IESO | MAPP_CA | IESO | Internal | Summer | B5 | 200 | 330 | 0 | 70.55 | 56.85 | 8 | 0
2035 | MAPP_CA_2_IESO | MAPP_CA | IESO | Internal | Summer | B6 | 300 | 330 | 0 | 55.6 | 47.68 | 8 | 0
2035 | MAPP_CA_2_IESO | MAPP_CA | IESO | Internal | Summer | B7 | 400 | 330 | 0 | 52.03 | 45.05 | 8 | 0
2035 | MAPP_CA_2_IESO | MAPP_CA | IESO | Internal | Summer | B8 | 500 | 330 | 0 | 49.17 | 43.92 | 8 | 0
2035 | MAPP_CA_2_IESO | MAPP_CA | IESO | Internal | Summer | B9 | 800 | 330 | 0 | 48.18 | 43.92 | 8 | 0
2035 | MAPP_CA_2_IESO | MAPP_CA | IESO | Internal | Summer | B10 | 1262 | 330 | 0 | 48.18 | 43.92 | 8 | 0
2035 | MAPP_CA_2_IESO | MAPP_CA | IESO | Internal | Winter | B16 | 25 | 330 | 0 | 77.81 | 64.85 | 8 | 0
2035 | MAPP_CA_2_IESO | MAPP_CA | IESO | Internal | Winter | B17 | 100 | 330 | 0 | 63.69 | 50.89 | 8 | 0
2035 | MAPP_CA_2_IESO | MAPP_CA | IESO | Internal | Winter | B18 | 400 | 330 | 0 | 57.62 | 50.89 | 8 | 0
2035 | MAPP_CA_2_IESO | MAPP_CA | IESO | Internal | Winter | B19 | 700 | 330 | 0 | 57.5 | 50.89 | 8 | 0
2035 | MAPP_CA_2_IESO | MAPP_CA | IESO | Internal | Winter | B20 | 935 | 330 | 0 | 57.5 | 50.89 | 8 | 0
2035 | MAPP_CA_2_MAPP_US | MAPP_CA | MAPP_US | Internal | Shoulder | B11 | 25 | 372 | 372 | 58.35 | 71.16 | 7 | 5.81
2035 | MAPP_CA_2_MAPP_US | MAPP_CA | MAPP_US | Internal | Shoulder | B12 | 200 | 372 | 0 | 60.51 | 55.15 | 7 | 0
2035 | MAPP_CA_2_MAPP_US | MAPP_CA | MAPP_US | Internal | Shoulder | B13 | 600 | 372 | 0 | 53.95 | 46.96 | 7 | 0
2035 | MAPP_CA_2_MAPP_US | MAPP_CA | MAPP_US | Internal | Shoulder | B14 | 900 | 372 | 0 | 53.7 | 46.96 | 7 | 0
2035 | MAPP_CA_2_MAPP_US | MAPP_CA | MAPP_US | Internal | Shoulder | B15 | 1203 | 372 | 0 | 53.7 | 46.02 | 7 | 0
2035 | MAPP_CA_2_MAPP_US | MAPP_CA | MAPP_US | Internal | Summer | B1 | 10 | 372 | 371.97 | 86.42 | 94.41 | 7 | 0.99
2035 | MAPP_CA_2_MAPP_US | MAPP_CA | MAPP_US | Internal | Summer | B2 | 25 | 372 | 0 | 86.12 | 80.53 | 7 | 0
2035 | MAPP_CA_2_MAPP_US | MAPP_CA | MAPP_US | Internal | Summer | B3 | 75 | 372 | 0 | 83.8 | 80.53 | 7 | 0
2035 | MAPP_CA_2_MAPP_US | MAPP_CA | MAPP_US | Internal | Summer | B4 | 100 | 372 | 11.56 | 73.53 | 80.53 | 7 | 0
2035 | MAPP_CA_2_MAPP_US | MAPP_CA | MAPP_US | Internal | Summer | B5 | 200 | 372 | 356.45 | 70.55 | 77.55 | 7 | 0
2035 | MAPP_CA_2_MAPP_US | MAPP_CA | MAPP_US | Internal | Summer | B6 | 300 | 372 | 90.67 | 55.6 | 62.6 | 7 | 0
2035 | MAPP_CA_2_MAPP_US | MAPP_CA | MAPP_US | Internal | Summer | B7 | 400 | 372 | 0 | 52.03 | 49.06 | 7 | 0
2035 | MAPP_CA_2_MAPP_US | MAPP_CA | MAPP_US | Internal | Summer | B8 | 500 | 372 | 0 | 49.17 | 43.3 | 7 | 0
2035 | MAPP_CA_2_MAPP_US | MAPP_CA | MAPP_US | Internal | Summer | B9 | 800 | 372 | 0 | 48.18 | 43.3 | 7 | 0
2035 | MAPP_CA_2_MAPP_US | MAPP_CA | MAPP_US | Internal | Summer | B10 | 1262 | 372 | 0 | 48.18 | 36.91 | 7 | 0
2035 | MAPP_CA_2_MAPP_US | MAPP_CA | MAPP_US | Internal | Winter | B16 | 25 | 372 | 0 | 77.81 | 70.82 | 7 | 0
2035 | MAPP_CA_2_MAPP_US | MAPP_CA | MAPP_US | Internal | Winter | B17 | 100 | 372 | 0 | 63.69 | 56.7 | 7 | 0
2035 | MAPP_CA_2_MAPP_US | MAPP_CA | MAPP_US | Internal | Winter | B18 | 400 | 372 | 0 | 57.62 | 50.63 | 7 | 0
2035 | MAPP_CA_2_MAPP_US | MAPP_CA | MAPP_US | Internal | Winter | B19 | 700 | 372 | 0 | 57.5 | 50.63 | 7 | 0
2035 | MAPP_CA_2_MAPP_US | MAPP_CA | MAPP_US | Internal | Winter | B20 | 935 | 372 | 0 | 57.5 | 42.43 | 7 | 0
2035 | MAPP_CA_2_MISO_W | MAPP_CA | MISO_W | Internal | Shoulder | B11 | 25 | 1970 | 1970 | 58.35 | 78.16 | 0.01 | 19.8
2035 | MAPP_CA_2_MISO_W | MAPP_CA | MISO_W | Internal | Shoulder | B12 | 200 | 1970 | 1970 | 60.51 | 62.15 | 0.01 | 1.63
2035 | MAPP_CA_2_MISO_W | MAPP_CA | MISO_W | Internal | Shoulder | B13 | 600 | 1970 | 1764.28 | 53.95 | 53.96 | 0.01 | 0
2035 | MAPP_CA_2_MISO_W | MAPP_CA | MISO_W | Internal | Shoulder | B14 | 900 | 1970 | 1272.8 | 53.7 | 53.71 | 0.01 | 0
2035 | MAPP_CA_2_MISO_W | MAPP_CA | MISO_W | Internal | Shoulder | B15 | 1203 | 1970 | 0 | 53.7 | 48.63 | 0.01 | 0
2035 | MAPP_CA_2_MISO_W | MAPP_CA | MISO_W | Internal | Summer | B1 | 10 | 1970 | 1970 | 86.42 | 101.41 | 0.01 | 14.98
2035 | MAPP_CA_2_MISO_W | MAPP_CA | MISO_W | Internal | Summer | B2 | 25 | 1970 | 1954.71 | 86.12 | 86.13 | 0.01 | 0
2035 | MAPP_CA_2_MISO_W | MAPP_CA | MISO_W | Internal | Summer | B3 | 75 | 1970 | 1970 | 83.8 | 86.13 | 0.01 | 2.31
2035 | MAPP_CA_2_MISO_W | MAPP_CA | MISO_W | Internal | Summer | B4 | 100 | 1970 | 1970 | 73.53 | 84.55 | 0.01 | 11.01
2035 | MAPP_CA_2_MISO_W | MAPP_CA | MISO_W | Internal | Summer | B5 | 200 | 1970 | 1970 | 70.55 | 84.55 | 0.01 | 13.99
2035 | MAPP_CA_2_MISO_W | MAPP_CA | MISO_W | Internal | Summer | B6 | 300 | 1970 | 1970 | 55.6 | 69.6 | 0.01 | 13.99
2035 | MAPP_CA_2_MISO_W | MAPP_CA | MISO_W | Internal | Summer | B7 | 400 | 1970 | 1950.89 | 52.03 | 52.04 | 0.01 | 0
2035 | MAPP_CA_2_MISO_W | MAPP_CA | MISO_W | Internal | Summer | B8 | 500 | 1970 | 1208.13 | 49.17 | 49.18 | 0.01 | 0
2035 | MAPP_CA_2_MISO_W | MAPP_CA | MISO_W | Internal | Summer | B9 | 800 | 1970 | 1.65 | 48.18 | 48.19 | 0.01 | 0
2035 | MAPP_CA_2_MISO_W | MAPP_CA | MISO_W | Internal | Summer | B10 | 1262 | 1970 | 0 | 48.18 | 43.91 | 0.01 | 0
2035 | MAPP_CA_2_MISO_W | MAPP_CA | MISO_W | Internal | Winter | B16 | 25 | 1970 | 1302.33 | 77.81 | 77.82 | 0.01 | 0
2035 | MAPP_CA_2_MISO_W | MAPP_CA | MISO_W | Internal | Winter | B17 | 100 | 1970 | 1165.86 | 63.69 | 63.7 | 0.01 | 0
2035 | MAPP_CA_2_MISO_W | MAPP_CA | MISO_W | Internal | Winter | B18 | 400 | 1970 | 425.77 | 57.62 | 57.63 | 0.01 | 0
2035 | MAPP_CA_2_MISO_W | MAPP_CA | MISO_W | Internal | Winter | B19 | 700 | 1970 | 0.02 | 57.5 | 57.49 | 0.01 | 0
2035 | MAPP_CA_2_MISO_W | MAPP_CA | MISO_W | Internal | Winter | B20 | 935 | 1970 | 0 | 57.5 | 49.43 | 0.01 | 0
2035 | MAPP_US_2_MAPP_CA | MAPP_US | MAPP_CA | Internal | Shoulder | B11 | 25 | 165 | 0 | 71.16 | 58.35 | 7 | 0
2035 | MAPP_US_2_MAPP_CA | MAPP_US | MAPP_CA | Internal | Shoulder | B12 | 200 | 165 | 0 | 55.15 | 60.51 | 7 | 0
2035 | MAPP_US_2_MAPP_CA | MAPP_US | MAPP_CA | Internal | Shoulder | B13 | 600 | 165 | 0.04 | 46.96 | 53.95 | 7 | 0
2035 | MAPP_US_2_MAPP_CA | MAPP_US | MAPP_CA | Internal | Shoulder | B14 | 900 | 165 | 0 | 46.96 | 53.7 | 7 | 0
2035 | MAPP_US_2_MAPP_CA | MAPP_US | MAPP_CA | Internal | Shoulder | B15 | 1203 | 165 | 165 | 46.02 | 53.7 | 7 | 0.68
2035 | MAPP_US_2_MAPP_CA | MAPP_US | MAPP_CA | Internal | Summer | B1 | 10 | 165 | 0 | 94.41 | 86.42 | 7 | 0
2035 | MAPP_US_2_MAPP_CA | MAPP_US | MAPP_CA | Internal | Summer | B2 | 25 | 165 | 0 | 80.53 | 86.12 | 7 | 0
2035 | MAPP_US_2_MAPP_CA | MAPP_US | MAPP_CA | Internal | Summer | B3 | 75 | 165 | 0 | 80.53 | 83.8 | 7 | 0
2035 | MAPP_US_2_MAPP_CA | MAPP_US | MAPP_CA | Internal | Summer | B4 | 100 | 165 | 0 | 80.53 | 73.53 | 7 | 0
2035 | MAPP_US_2_MAPP_CA | MAPP_US | MAPP_CA | Internal | Summer | B5 | 200 | 165 | 0 | 77.55 | 70.55 | 7 | 0
2035 | MAPP_US_2_MAPP_CA | MAPP_US | MAPP_CA | Internal | Summer | B6 | 300 | 165 | 0 | 62.6 | 55.6 | 7 | 0
2035 | MAPP_US_2_MAPP_CA | MAPP_US | MAPP_CA | Internal | Summer | B7 | 400 | 165 | 0 | 49.06 | 52.03 | 7 | 0
2035 | MAPP_US_2_MAPP_CA | MAPP_US | MAPP_CA | Internal | Summer | B8 | 500 | 165 | 0 | 43.3 | 49.17 | 7 | 0
2035 | MAPP_US_2_MAPP_CA | MAPP_US | MAPP_CA | Internal | Summer | B9 | 800 | 165 | 0 | 43.3 | 48.18 | 7 | 0
2035 | MAPP_US_2_MAPP_CA | MAPP_US | MAPP_CA | Internal | Summer | B10 | 1262 | 165 | 165 | 36.91 | 48.18 | 7 | 4.27
2035 | MAPP_US_2_MAPP_CA | MAPP_US | MAPP_CA | Internal | Winter | B16 | 25 | 165 | 0.84 | 70.82 | 77.81 | 7 | 0
2035 | MAPP_US_2_MAPP_CA | MAPP_US | MAPP_CA | Internal | Winter | B17 | 100 | 165 | 0.23 | 56.7 | 63.69 | 7 | 0
2035 | MAPP_US_2_MAPP_CA | MAPP_US | MAPP_CA | Internal | Winter | B18 | 400 | 165 | 0.06 | 50.63 | 57.62 | 7 | 0
2035 | MAPP_US_2_MAPP_CA | MAPP_US | MAPP_CA | Internal | Winter | B19 | 700 | 165 | 0 | 50.63 | 57.5 | 7 | 0
2035 | MAPP_US_2_MAPP_CA | MAPP_US | MAPP_CA | Internal | Winter | B20 | 935 | 165 | 165 | 42.43 | 57.5 | 7 | 8.07
2035 | MAPP_US_2_MISO_W | MAPP_US | MISO_W | Internal | Shoulder | B11 | 25 | 2635 | 684.1 | 71.16 | 78.16 | 7 | 0
2035 | MAPP_US_2_MISO_W | MAPP_US | MISO_W | Internal | Shoulder | B12 | 200 | 2635 | 1301.36 | 55.15 | 62.15 | 7 | 0
2035 | MAPP_US_2_MISO_W | MAPP_US | MISO_W | Internal | Shoulder | B13 | 600 | 2635 | 155.53 | 46.96 | 53.96 | 7 | 0
2035 | MAPP_US_2_MISO_W | MAPP_US | MISO_W | Internal | Shoulder | B14 | 900 | 2635 | 0 | 46.96 | 53.71 | 7 | 0
2035 | MAPP_US_2_MISO_W | MAPP_US | MISO_W | Internal | Shoulder | B15 | 1203 | 2635 | 0 | 46.02 | 48.63 | 7 | 0
2035 | MAPP_US_2_MISO_W | MAPP_US | MISO_W | Internal | Summer | B1 | 10 | 2635 | 1929.93 | 94.41 | 101.41 | 7 | 0
2035 | MAPP_US_2_MISO_W | MAPP_US | MISO_W | Internal | Summer | B2 | 25 | 2635 | 0.02 | 80.53 | 86.13 | 7 | 0
2035 | MAPP_US_2_MISO_W | MAPP_US | MISO_W | Internal | Summer | B3 | 75 | 2635 | 0 | 80.53 | 86.13 | 7 | 0
2035 | MAPP_US_2_MISO_W | MAPP_US | MISO_W | Internal | Summer | B4 | 100 | 2635 | 0 | 80.53 | 84.55 | 7 | 0
2035 | MAPP_US_2_MISO_W | MAPP_US | MISO_W | Internal | Summer | B5 | 200 | 2635 | 445.09 | 77.55 | 84.55 | 7 | 0
2035 | MAPP_US_2_MISO_W | MAPP_US | MISO_W | Internal | Summer | B6 | 300 | 2635 | 22.35 | 62.6 | 69.6 | 7 | 0
2035 | MAPP_US_2_MISO_W | MAPP_US | MISO_W | Internal | Summer | B7 | 400 | 2635 | 0 | 49.06 | 52.04 | 7 | 0
2035 | MAPP_US_2_MISO_W | MAPP_US | MISO_W | Internal | Summer | B8 | 500 | 2635 | 0 | 43.3 | 49.18 | 7 | 0
2035 | MAPP_US_2_MISO_W | MAPP_US | MISO_W | Internal | Summer | B9 | 800 | 2635 | 0 | 43.3 | 48.19 | 7 | 0
2035 | MAPP_US_2_MISO_W | MAPP_US | MISO_W | Internal | Summer | B10 | 1262 | 2635 | 393.84 | 36.91 | 43.91 | 7 | 0
2035 | MAPP_US_2_MISO_W | MAPP_US | MISO_W | Internal | Winter | B16 | 25 | 2635 | 1255.73 | 70.82 | 77.82 | 7 | 0
2035 | MAPP_US_2_MISO_W | MAPP_US | MISO_W | Internal | Winter | B17 | 100 | 2635 | 994.34 | 56.7 | 63.7 | 7 | 0
2035 | MAPP_US_2_MISO_W | MAPP_US | MISO_W | Internal | Winter | B18 | 400 | 2635 | 295.13 | 50.63 | 57.63 | 7 | 0
2035 | MAPP_US_2_MISO_W | MAPP_US | MISO_W | Internal | Winter | B19 | 700 | 2635 | 0 | 50.63 | 57.49 | 7 | 0
2035 | MAPP_US_2_MISO_W | MAPP_US | MISO_W | Internal | Winter | B20 | 935 | 2635 | 48.14 | 42.43 | 49.43 | 7 | 0
2035 | MAPP_US_2_NE | MAPP_US | NE | Internal | Shoulder | B11 | 25 | 2000 | 1310.26 | 71.16 | 78.16 | 7 | 0
2035 | MAPP_US_2_NE | MAPP_US | NE | Internal | Shoulder | B12 | 200 | 2000 | 0 | 55.15 | 58.15 | 7 | 0
2035 | MAPP_US_2_NE | MAPP_US | NE | Internal | Shoulder | B13 | 600 | 2000 | 710.95 | 46.96 | 53.96 | 7 | 0
2035 | MAPP_US_2_NE | MAPP_US | NE | Internal | Shoulder | B14 | 900 | 2000 | 0 | 46.96 | 53.4 | 7 | 0
2035 | MAPP_US_2_NE | MAPP_US | NE | Internal | Shoulder | B15 | 1203 | 2000 | 0 | 46.02 | 49.02 | 7 | 0
2035 | MAPP_US_2_NE | MAPP_US | NE | Internal | Summer | B1 | 10 | 2000 | 0 | 94.41 | 96.41 | 7 | 0
2035 | MAPP_US_2_NE | MAPP_US | NE | Internal | Summer | B2 | 25 | 2000 | 757.47 | 80.53 | 87.53 | 7 | 0
2035 | MAPP_US_2_NE | MAPP_US | NE | Internal | Summer | B3 | 75 | 2000 | 714.45 | 80.53 | 87.53 | 7 | 0
2035 | MAPP_US_2_NE | MAPP_US | NE | Internal | Summer | B4 | 100 | 2000 | 1029.22 | 80.53 | 87.53 | 7 | 0
2035 | MAPP_US_2_NE | MAPP_US | NE | Internal | Summer | B5 | 200 | 2000 | 1073.4 | 77.55 | 84.55 | 7 | 0
2035 | MAPP_US_2_NE | MAPP_US | NE | Internal | Summer | B6 | 300 | 2000 | 938.37 | 62.6 | 69.6 | 7 | 0
2035 | MAPP_US_2_NE | MAPP_US | NE | Internal | Summer | B7 | 400 | 2000 | 1020.48 | 49.06 | 56.06 | 7 | 0
2035 | MAPP_US_2_NE | MAPP_US | NE | Internal | Summer | B8 | 500 | 2000 | 1116.43 | 43.3 | 50.3 | 7 | 0
2035 | MAPP_US_2_NE | MAPP_US | NE | Internal | Summer | B9 | 800 | 2000 | 660.84 | 43.3 | 50.3 | 7 | 0
2035 | MAPP_US_2_NE | MAPP_US | NE | Internal | Summer | B10 | 1262 | 2000 | 0 | 36.91 | 43.42 | 7 | 0
2035 | MAPP_US_2_NE | MAPP_US | NE | Internal | Winter | B16 | 25 | 2000 | 264.87 | 70.82 | 77.82 | 7 | 0
2035 | MAPP_US_2_NE | MAPP_US | NE | Internal | Winter | B17 | 100 | 2000 | 0 | 56.7 | 58.7 | 7 | 0
2035 | MAPP_US_2_NE | MAPP_US | NE | Internal | Winter | B18 | 400 | 2000 | 0 | 50.63 | 56.98 | 7 | 0
2035 | MAPP_US_2_NE | MAPP_US | NE | Internal | Winter | B19 | 700 | 2000 | 0 | 50.63 | 53.25 | 7 | 0
2035 | MAPP_US_2_NE | MAPP_US | NE | Internal | Winter | B20 | 935 | 2000 | 0 | 42.43 | 48.11 | 7 | 0
2035 | MARITIMES_2_NEISO | MARITIMES | NEISO | Internal | Shoulder | B11 | 25 | 99999 | 1400 | 46.3 | 46.31 | 0.01 | 0
2035 | MARITIMES_2_NEISO | MARITIMES | NEISO | Internal | Shoulder | B12 | 200 | 99999 | 1400 | 46.3 | 46.31 | 0.01 | 0
2035 | MARITIMES_2_NEISO | MARITIMES | NEISO | Internal | Shoulder | B13 | 600 | 99999 | 1400 | 46.3 | 46.31 | 0.01 | 0
2035 | MARITIMES_2_NEISO | MARITIMES | NEISO | Internal | Shoulder | B14 | 900 | 99999 | 1400 | 46.3 | 46.31 | 0.01 | 0
2035 | MARITIMES_2_NEISO | MARITIMES | NEISO | Internal | Shoulder | B15 | 1203 | 99999 | 426.43 | 46.3 | 46.31 | 0.01 | 0
2035 | MARITIMES_2_NEISO | MARITIMES | NEISO | Internal | Summer | B1 | 10 | 99999 | 1400.09 | 99.61 | 99.62 | 0.01 | 0
2035 | MARITIMES_2_NEISO | MARITIMES | NEISO | Internal | Summer | B2 | 25 | 99999 | 1400 | 77.13 | 77.14 | 0.01 | 0
2035 | MARITIMES_2_NEISO | MARITIMES | NEISO | Internal | Summer | B3 | 75 | 99999 | 1400 | 68.37 | 68.39 | 0.01 | 0
2035 | MARITIMES_2_NEISO | MARITIMES | NEISO | Internal | Summer | B4 | 100 | 99999 | 1400 | 59.39 | 59.4 | 0.01 | 0
2035 | MARITIMES_2_NEISO | MARITIMES | NEISO | Internal | Summer | B5 | 200 | 99999 | 1400 | 46.3 | 46.31 | 0.01 | 0
2035 | MARITIMES_2_NEISO | MARITIMES | NEISO | Internal | Summer | B6 | 300 | 99999 | 1400 | 42.76 | 42.77 | 0.01 | 0
2035 | MARITIMES_2_NEISO | MARITIMES | NEISO | Internal | Summer | B7 | 400 | 99999 | 1400 | 42.76 | 42.77 | 0.01 | 0
2035 | MARITIMES_2_NEISO | MARITIMES | NEISO | Internal | Summer | B8 | 500 | 99999 | 1400 | 42.76 | 42.77 | 0.01 | 0
2035 | MARITIMES_2_NEISO | MARITIMES | NEISO | Internal | Summer | B9 | 800 | 99999 | 1400 | 42.76 | 42.77 | 0.01 | 0
2035 | MARITIMES_2_NEISO | MARITIMES | NEISO | Internal | Summer | B10 | 1262 | 99999 | 236.13 | 42.76 | 42.77 | 0.01 | 0
2035 | MARITIMES_2_NEISO | MARITIMES | NEISO | Internal | Winter | B16 | 25 | 99999 | 1400 | 57.21 | 57.22 | 0.01 | 0
2035 | MARITIMES_2_NEISO | MARITIMES | NEISO | Internal | Winter | B17 | 100 | 99999 | 1400 | 57.21 | 57.22 | 0.01 | 0
2035 | MARITIMES_2_NEISO | MARITIMES | NEISO | Internal | Winter | B18 | 400 | 99999 | 1400 | 57.21 | 57.22 | 0.01 | 0
2035 | MARITIMES_2_NEISO | MARITIMES | NEISO | Internal | Winter | B19 | 700 | 99999 | 1400 | 57.21 | 57.22 | 0.01 | 0
2035 | MARITIMES_2_NEISO | MARITIMES | NEISO | Internal | Winter | B20 | 935 | 99999 | 475.94 | 57.21 | 57.22 | 0.01 | 0
2035 | MISO_IN_2_MISO_MI | MISO_IN | MISO_MI | Internal | Shoulder | B11 | 25 | 5000 | 0.48 | 77.15 | 77.14 | 0.01 | 0
2035 | MISO_IN_2_MISO_MI | MISO_IN | MISO_MI | Internal | Shoulder | B12 | 200 | 5000 | 2049.32 | 62.15 | 62.17 | 0.01 | 0
2035 | MISO_IN_2_MISO_MI | MISO_IN | MISO_MI | Internal | Shoulder | B13 | 600 | 5000 | 2459.96 | 53.93 | 53.95 | 0.01 | 0
2035 | MISO_IN_2_MISO_MI | MISO_IN | MISO_MI | Internal | Shoulder | B14 | 900 | 5000 | 3893.32 | 53.7 | 53.71 | 0.01 | 0
2035 | MISO_IN_2_MISO_MI | MISO_IN | MISO_MI | Internal | Shoulder | B15 | 1203 | 5000 | 4020.18 | 46.63 | 46.64 | 0.01 | 0
2035 | MISO_IN_2_MISO_MI | MISO_IN | MISO_MI | Internal | Summer | B1 | 10 | 5000 | 1904.25 | 101.41 | 101.42 | 0.01 | 0
2035 | MISO_IN_2_MISO_MI | MISO_IN | MISO_MI | Internal | Summer | B2 | 25 | 5000 | 260.58 | 86.11 | 86.12 | 0.01 | 0
2035 | MISO_IN_2_MISO_MI | MISO_IN | MISO_MI | Internal | Summer | B3 | 75 | 5000 | 1244.61 | 83.79 | 83.8 | 0.01 | 0
2035 | MISO_IN_2_MISO_MI | MISO_IN | MISO_MI | Internal | Summer | B4 | 100 | 5000 | 0.13 | 82.77 | 82.76 | 0.01 | 0
2035 | MISO_IN_2_MISO_MI | MISO_IN | MISO_MI | Internal | Summer | B5 | 200 | 5000 | 0.12 | 77.95 | 77.95 | 0.01 | 0
2035 | MISO_IN_2_MISO_MI | MISO_IN | MISO_MI | Internal | Summer | B6 | 300 | 5000 | 0.04 | 62.91 | 62.9 | 0.01 | 0
2035 | MISO_IN_2_MISO_MI | MISO_IN | MISO_MI | Internal | Summer | B7 | 400 | 5000 | 4040.71 | 52.04 | 52.05 | 0.01 | 0
2035 | MISO_IN_2_MISO_MI | MISO_IN | MISO_MI | Internal | Summer | B8 | 500 | 5000 | 5000 | 49.15 | 49.36 | 0.01 | 0.19
2035 | MISO_IN_2_MISO_MI | MISO_IN | MISO_MI | Internal | Summer | B9 | 800 | 5000 | 4703.01 | 45.66 | 45.67 | 0.01 | 0
2035 | MISO_IN_2_MISO_MI | MISO_IN | MISO_MI | Internal | Summer | B10 | 1262 | 5000 | 3989.42 | 45.16 | 45.17 | 0.01 | 0
2035 | MISO_IN_2_MISO_MI | MISO_IN | MISO_MI | Internal | Winter | B16 | 25 | 5000 | 0.59 | 77.85 | 77.83 | 0.01 | 0
2035 | MISO_IN_2_MISO_MI | MISO_IN | MISO_MI | Internal | Winter | B17 | 100 | 5000 | 2064.15 | 63.72 | 63.74 | 0.01 | 0
2035 | MISO_IN_2_MISO_MI | MISO_IN | MISO_MI | Internal | Winter | B18 | 400 | 5000 | 3951.45 | 56.86 | 56.87 | 0.01 | 0
2035 | MISO_IN_2_MISO_MI | MISO_IN | MISO_MI | Internal | Winter | B19 | 700 | 5000 | 3593.72 | 53.27 | 53.28 | 0.01 | 0
2035 | MISO_IN_2_MISO_MI | MISO_IN | MISO_MI | Internal | Winter | B20 | 935 | 5000 | 1906.43 | 48.7 | 48.72 | 0.01 | 0
2035 | MISO_IN_2_MISO_MO-IL | MISO_IN | MISO_MO-IL | Internal | Shoulder | B11 | 25 | 5000 | 3485.21 | 77.15 | 77.16 | 0.01 | 0
2035 | MISO_IN_2_MISO_MO-IL | MISO_IN | MISO_MO-IL | Internal | Shoulder | B12 | 200 | 5000 | 258.11 | 62.15 | 62.17 | 0.01 | 0
2035 | MISO_IN_2_MISO_MO-IL | MISO_IN | MISO_MO-IL | Internal | Shoulder | B13 | 600 | 5000 | 911.3 | 53.93 | 53.95 | 0.01 | 0
2035 | MISO_IN_2_MISO_MO-IL | MISO_IN | MISO_MO-IL | Internal | Shoulder | B14 | 900 | 5000 | 0.03 | 53.7 | 53.7 | 0.01 | 0
2035 | MISO_IN_2_MISO_MO-IL | MISO_IN | MISO_MO-IL | Internal | Shoulder | B15 | 1203 | 5000 | 0.01 | 46.63 | 46.62 | 0.01 | 0
2035 | MISO_IN_2_MISO_MO-IL | MISO_IN | MISO_MO-IL | Internal | Summer | B1 | 10 | 5000 | 396.49 | 101.41 | 101.42 | 0.01 | 0
2035 | MISO_IN_2_MISO_MO-IL | MISO_IN | MISO_MO-IL | Internal | Summer | B2 | 25 | 5000 | 2400.49 | 86.11 | 86.12 | 0.01 | 0
2035 | MISO_IN_2_MISO_MO-IL | MISO_IN | MISO_MO-IL | Internal | Summer | B3 | 75 | 5000 | 426.82 | 83.79 | 83.8 | 0.01 | 0
2035 | MISO_IN_2_MISO_MO-IL | MISO_IN | MISO_MO-IL | Internal | Summer | B4 | 100 | 5000 | 3835.07 | 82.77 | 82.78 | 0.01 | 0
2035 | MISO_IN_2_MISO_MO-IL | MISO_IN | MISO_MO-IL | Internal | Summer | B5 | 200 | 5000 | 2363.69 | 77.95 | 77.97 | 0.01 | 0
2035 | MISO_IN_2_MISO_MO-IL | MISO_IN | MISO_MO-IL | Internal | Summer | B6 | 300 | 5000 | 3708.38 | 62.91 | 62.92 | 0.01 | 0
2035 | MISO_IN_2_MISO_MO-IL | MISO_IN | MISO_MO-IL | Internal | Summer | B7 | 400 | 5000 | 1035.25 | 52.04 | 52.05 | 0.01 | 0
2035 | MISO_IN_2_MISO_MO-IL | MISO_IN | MISO_MO-IL | Internal | Summer | B8 | 500 | 5000 | 1255.81 | 49.15 | 49.17 | 0.01 | 0
2035 | MISO_IN_2_MISO_MO-IL | MISO_IN | MISO_MO-IL | Internal | Summer | B9 | 800 | 5000 | 1526.01 | 45.66 | 45.67 | 0.01 | 0
2035 | MISO_IN_2_MISO_MO-IL | MISO_IN | MISO_MO-IL | Internal | Summer | B10 | 1262 | 5000 | 0 | 45.16 | 43.9 | 0.01 | 0
2035 | MISO_IN_2_MISO_MO-IL | MISO_IN | MISO_MO-IL | Internal | Winter | B16 | 25 | 5000 | 0.53 | 77.85 | 77.83 | 0.01 | 0
2035 | MISO_IN_2_MISO_MO-IL | MISO_IN | MISO_MO-IL | Internal | Winter | B17 | 100 | 5000 | 0.13 | 63.72 | 63.71 | 0.01 | 0
2035 | MISO_IN_2_MISO_MO-IL | MISO_IN | MISO_MO-IL | Internal | Winter | B18 | 400 | 5000 | 0.03 | 56.86 | 56.85 | 0.01 | 0
2035 | MISO_IN_2_MISO_MO-IL | MISO_IN | MISO_MO-IL | Internal | Winter | B19 | 700 | 5000 | 0.04 | 53.27 | 53.27 | 0.01 | 0
2035 | MISO_IN_2_MISO_MO-IL | MISO_IN | MISO_MO-IL | Internal | Winter | B20 | 935 | 5000 | 0.01 | 48.7 | 48.69 | 0.01 | 0
2035 | MISO_IN_2_NonRTO_Midwest | MISO_IN | NonRTO_Midwest | Internal | Shoulder | B11 | 25 | 4800 | 1031.82 | 77.15 | 85.15 | 8 | 0
2035 | MISO_IN_2_NonRTO_Midwest | MISO_IN | NonRTO_Midwest | Internal | Shoulder | B12 | 200 | 4800 | 539.24 | 62.15 | 70.15 | 8 | 0
2035 | MISO_IN_2_NonRTO_Midwest | MISO_IN | NonRTO_Midwest | Internal | Shoulder | B13 | 600 | 4800 | 0 | 53.93 | 61.66 | 8 | 0
2035 | MISO_IN_2_NonRTO_Midwest | MISO_IN | NonRTO_Midwest | Internal | Shoulder | B14 | 900 | 4800 | 0 | 53.7 | 50.47 | 8 | 0
2035 | MISO_IN_2_NonRTO_Midwest | MISO_IN | NonRTO_Midwest | Internal | Shoulder | B15 | 1203 | 4800 | 0 | 46.63 | 45.49 | 8 | 0
2035 | MISO_IN_2_NonRTO_Midwest | MISO_IN | NonRTO_Midwest | Internal | Summer | B1 | 10 | 4800 | 0 | 101.41 | 93.41 | 8 | 0
2035 | MISO_IN_2_NonRTO_Midwest | MISO_IN | NonRTO_Midwest | Internal | Summer | B2 | 25 | 4800 | 0 | 86.11 | 88.93 | 8 | 0
2035 | MISO_IN_2_NonRTO_Midwest | MISO_IN | NonRTO_Midwest | Internal | Summer | B3 | 75 | 4800 | 0 | 83.79 | 88.93 | 8 | 0
2035 | MISO_IN_2_NonRTO_Midwest | MISO_IN | NonRTO_Midwest | Internal | Summer | B4 | 100 | 4800 | 0 | 82.77 | 88.93 | 8 | 0
2035 | MISO_IN_2_NonRTO_Midwest | MISO_IN | NonRTO_Midwest | Internal | Summer | B5 | 200 | 4800 | 1316.31 | 77.95 | 85.95 | 8 | 0
2035 | MISO_IN_2_NonRTO_Midwest | MISO_IN | NonRTO_Midwest | Internal | Summer | B6 | 300 | 4800 | 759.08 | 62.91 | 70.91 | 8 | 0
2035 | MISO_IN_2_NonRTO_Midwest | MISO_IN | NonRTO_Midwest | Internal | Summer | B7 | 400 | 4800 | 86.89 | 52.04 | 60.04 | 8 | 0
2035 | MISO_IN_2_NonRTO_Midwest | MISO_IN | NonRTO_Midwest | Internal | Summer | B8 | 500 | 4800 | 0 | 49.15 | 48.9 | 8 | 0
2035 | MISO_IN_2_NonRTO_Midwest | MISO_IN | NonRTO_Midwest | Internal | Summer | B9 | 800 | 4800 | 0 | 45.66 | 46.81 | 8 | 0
2035 | MISO_IN_2_NonRTO_Midwest | MISO_IN | NonRTO_Midwest | Internal | Summer | B10 | 1262 | 4800 | 0 | 45.16 | 38.95 | 8 | 0
2035 | MISO_IN_2_NonRTO_Midwest | MISO_IN | NonRTO_Midwest | Internal | Winter | B16 | 25 | 4800 | 2187.69 | 77.85 | 85.85 | 8 | 0
2035 | MISO_IN_2_NonRTO_Midwest | MISO_IN | NonRTO_Midwest | Internal | Winter | B17 | 100 | 4800 | 1014.16 | 63.72 | 71.72 | 8 | 0
2035 | MISO_IN_2_NonRTO_Midwest | MISO_IN | NonRTO_Midwest | Internal | Winter | B18 | 400 | 4800 | 20.52 | 56.86 | 64.86 | 8 | 0
2035 | MISO_IN_2_NonRTO_Midwest | MISO_IN | NonRTO_Midwest | Internal | Winter | B19 | 700 | 4800 | 0 | 53.27 | 50.64 | 8 | 0
2035 | MISO_IN_2_NonRTO_Midwest | MISO_IN | NonRTO_Midwest | Internal | Winter | B20 | 935 | 4800 | 0 | 48.7 | 45.32 | 8 | 0
2035 | MISO_IN_2_PJM_ROR | MISO_IN | PJM_ROR | Internal | Shoulder | B11 | 25 | 992 | 0 | 77.15 | 72.93 | 2 | 0
2035 | MISO_IN_2_PJM_ROR | MISO_IN | PJM_ROR | Internal | Shoulder | B12 | 200 | 992 | 0 | 62.15 | 63.55 | 2 | 0
2035 | MISO_IN_2_PJM_ROR | MISO_IN | PJM_ROR | Internal | Shoulder | B13 | 600 | 992 | 0 | 53.93 | 53.23 | 2 | 0
2035 | MISO_IN_2_PJM_ROR | MISO_IN | PJM_ROR | Internal | Shoulder | B14 | 900 | 992 | 0 | 53.7 | 52.33 | 2 | 0
2035 | MISO_IN_2_PJM_ROR | MISO_IN | PJM_ROR | Internal | Shoulder | B15 | 1203 | 992 | 0 | 46.63 | 47.49 | 2 | 0
2035 | MISO_IN_2_PJM_ROR | MISO_IN | PJM_ROR | Internal | Summer | B1 | 10 | 992 | 989.72 | 101.41 | 103.42 | 2 | 0.01
2035 | MISO_IN_2_PJM_ROR | MISO_IN | PJM_ROR | Internal | Summer | B2 | 25 | 992 | 576.86 | 86.11 | 88.11 | 2 | 0
2035 | MISO_IN_2_PJM_ROR | MISO_IN | PJM_ROR | Internal | Summer | B3 | 75 | 992 | 0 | 83.79 | 81.8 | 2 | 0
2035 | MISO_IN_2_PJM_ROR | MISO_IN | PJM_ROR | Internal | Summer | B4 | 100 | 992 | 0 | 82.77 | 80.78 | 2 | 0
2035 | MISO_IN_2_PJM_ROR | MISO_IN | PJM_ROR | Internal | Summer | B5 | 200 | 992 | 0 | 77.95 | 75.95 | 2 | 0
2035 | MISO_IN_2_PJM_ROR | MISO_IN | PJM_ROR | Internal | Summer | B6 | 300 | 992 | 0 | 62.91 | 62.25 | 2 | 0
2035 | MISO_IN_2_PJM_ROR | MISO_IN | PJM_ROR | Internal | Summer | B7 | 400 | 992 | 0 | 52.04 | 50.86 | 2 | 0
2035 | MISO_IN_2_PJM_ROR | MISO_IN | PJM_ROR | Internal | Summer | B8 | 500 | 992 | 0 | 49.15 | 48.79 | 2 | 0
2035 | MISO_IN_2_PJM_ROR | MISO_IN | PJM_ROR | Internal | Summer | B9 | 800 | 992 | 0 | 45.66 | 46.18 | 2 | 0
2035 | MISO_IN_2_PJM_ROR | MISO_IN | PJM_ROR | Internal | Summer | B10 | 1262 | 992 | 0 | 45.16 | 44.9 | 2 | 0
2035 | MISO_IN_2_PJM_ROR | MISO_IN | PJM_ROR | Internal | Winter | B16 | 25 | 992 | 1.08 | 77.85 | 79.83 | 2 | 0
2035 | MISO_IN_2_PJM_ROR | MISO_IN | PJM_ROR | Internal | Winter | B17 | 100 | 992 | 0.36 | 63.72 | 65.71 | 2 | 0
2035 | MISO_IN_2_PJM_ROR | MISO_IN | PJM_ROR | Internal | Winter | B18 | 400 | 992 | 0.06 | 56.86 | 58.85 | 2 | 0
2035 | MISO_IN_2_PJM_ROR | MISO_IN | PJM_ROR | Internal | Winter | B19 | 700 | 992 | 386.25 | 53.27 | 55.27 | 2 | 0
2035 | MISO_IN_2_PJM_ROR | MISO_IN | PJM_ROR | Internal | Winter | B20 | 935 | 992 | 0 | 48.7 | 50.07 | 2 | 0
2035 | MISO_MI_2_IESO | MISO_MI | IESO | Internal | Shoulder | B11 | 25 | 1580 | 0 | 77.14 | 48.51 | 8 | 0
2035 | MISO_MI_2_IESO | MISO_MI | IESO | Internal | Shoulder | B12 | 200 | 1580 | 0 | 62.17 | 48.51 | 8 | 0
2035 | MISO_MI_2_IESO | MISO_MI | IESO | Internal | Shoulder | B13 | 600 | 1580 | 0 | 53.95 | 46.77 | 8 | 0
2035 | MISO_MI_2_IESO | MISO_MI | IESO | Internal | Shoulder | B14 | 900 | 1580 | 0 | 53.71 | 46.71 | 8 | 0
2035 | MISO_MI_2_IESO | MISO_MI | IESO | Internal | Shoulder | B15 | 1203 | 1580 | 0 | 46.64 | 46.71 | 8 | 0
2035 | MISO_MI_2_IESO | MISO_MI | IESO | Internal | Summer | B1 | 10 | 1580 | 0 | 101.42 | 94.42 | 8 | 0
2035 | MISO_MI_2_IESO | MISO_MI | IESO | Internal | Summer | B2 | 25 | 1580 | 0 | 86.12 | 79.12 | 8 | 0
2035 | MISO_MI_2_IESO | MISO_MI | IESO | Internal | Summer | B3 | 75 | 1580 | 0 | 83.8 | 76.8 | 8 | 0
2035 | MISO_MI_2_IESO | MISO_MI | IESO | Internal | Summer | B4 | 100 | 1580 | 0 | 82.76 | 71.8 | 8 | 0
2035 | MISO_MI_2_IESO | MISO_MI | IESO | Internal | Summer | B5 | 200 | 1580 | 0 | 77.95 | 56.85 | 8 | 0
2035 | MISO_MI_2_IESO | MISO_MI | IESO | Internal | Summer | B6 | 300 | 1580 | 0 | 62.9 | 47.68 | 8 | 0
2035 | MISO_MI_2_IESO | MISO_MI | IESO | Internal | Summer | B7 | 400 | 1580 | 0 | 52.05 | 45.05 | 8 | 0
2035 | MISO_MI_2_IESO | MISO_MI | IESO | Internal | Summer | B8 | 500 | 1580 | 0 | 49.36 | 43.92 | 8 | 0
2035 | MISO_MI_2_IESO | MISO_MI | IESO | Internal | Summer | B9 | 800 | 1580 | 0 | 45.67 | 43.92 | 8 | 0
2035 | MISO_MI_2_IESO | MISO_MI | IESO | Internal | Summer | B10 | 1262 | 1580 | 0 | 45.17 | 43.92 | 8 | 0
2035 | MISO_MI_2_IESO | MISO_MI | IESO | Internal | Winter | B16 | 25 | 1580 | 0 | 77.83 | 64.85 | 8 | 0
2035 | MISO_MI_2_IESO | MISO_MI | IESO | Internal | Winter | B17 | 100 | 1580 | 0 | 63.74 | 50.89 | 8 | 0
2035 | MISO_MI_2_IESO | MISO_MI | IESO | Internal | Winter | B18 | 400 | 1580 | 0 | 56.87 | 50.89 | 8 | 0
2035 | MISO_MI_2_IESO | MISO_MI | IESO | Internal | Winter | B19 | 700 | 1580 | 0 | 53.28 | 50.89 | 8 | 0
2035 | MISO_MI_2_IESO | MISO_MI | IESO | Internal | Winter | B20 | 935 | 1580 | 0 | 48.72 | 50.89 | 8 | 0
2035 | MISO_MI_2_MISO_IN | MISO_MI | MISO_IN | Internal | Shoulder | B11 | 25 | 2045 | 1560.64 | 77.14 | 77.15 | 0.01 | 0
2035 | MISO_MI_2_MISO_IN | MISO_MI | MISO_IN | Internal | Shoulder | B12 | 200 | 2045 | 0.06 | 62.17 | 62.15 | 0.01 | 0
2035 | MISO_MI_2_MISO_IN | MISO_MI | MISO_IN | Internal | Shoulder | B13 | 600 | 2045 | 0.02 | 53.95 | 53.93 | 0.01 | 0
2035 | MISO_MI_2_MISO_IN | MISO_MI | MISO_IN | Internal | Shoulder | B14 | 900 | 2045 | 0.01 | 53.71 | 53.7 | 0.01 | 0
2035 | MISO_MI_2_MISO_IN | MISO_MI | MISO_IN | Internal | Shoulder | B15 | 1203 | 2045 | 0.01 | 46.64 | 46.63 | 0.01 | 0
2035 | MISO_MI_2_MISO_IN | MISO_MI | MISO_IN | Internal | Summer | B1 | 10 | 2045 | 1.21 | 101.42 | 101.41 | 0.01 | 0
2035 | MISO_MI_2_MISO_IN | MISO_MI | MISO_IN | Internal | Summer | B2 | 25 | 2045 | 0.53 | 86.12 | 86.11 | 0.01 | 0
2035 | MISO_MI_2_MISO_IN | MISO_MI | MISO_IN | Internal | Summer | B3 | 75 | 2045 | 0.17 | 83.8 | 83.79 | 0.01 | 0
2035 | MISO_MI_2_MISO_IN | MISO_MI | MISO_IN | Internal | Summer | B4 | 100 | 2045 | 1219.39 | 82.76 | 82.77 | 0.01 | 0
2035 | MISO_MI_2_MISO_IN | MISO_MI | MISO_IN | Internal | Summer | B5 | 200 | 2045 | 0.14 | 77.95 | 77.95 | 0.01 | 0
2035 | MISO_MI_2_MISO_IN | MISO_MI | MISO_IN | Internal | Summer | B6 | 300 | 2045 | 416.32 | 62.9 | 62.91 | 0.01 | 0
2035 | MISO_MI_2_MISO_IN | MISO_MI | MISO_IN | Internal | Summer | B7 | 400 | 2045 | 0.03 | 52.05 | 52.04 | 0.01 | 0
2035 | MISO_MI_2_MISO_IN | MISO_MI | MISO_IN | Internal | Summer | B8 | 500 | 2045 | 0 | 49.36 | 49.15 | 0.01 | 0
2035 | MISO_MI_2_MISO_IN | MISO_MI | MISO_IN | Internal | Summer | B9 | 800 | 2045 | 0.02 | 45.67 | 45.66 | 0.01 | 0
2035 | MISO_MI_2_MISO_IN | MISO_MI | MISO_IN | Internal | Summer | B10 | 1262 | 2045 | 0.01 | 45.17 | 45.16 | 0.01 | 0
2035 | MISO_MI_2_MISO_IN | MISO_MI | MISO_IN | Internal | Winter | B16 | 25 | 2045 | 48.91 | 77.83 | 77.85 | 0.01 | 0
2035 | MISO_MI_2_MISO_IN | MISO_MI | MISO_IN | Internal | Winter | B17 | 100 | 2045 | 0.13 | 63.74 | 63.72 | 0.01 | 0
2035 | MISO_MI_2_MISO_IN | MISO_MI | MISO_IN | Internal | Winter | B18 | 400 | 2045 | 0.03 | 56.87 | 56.86 | 0.01 | 0
2035 | MISO_MI_2_MISO_IN | MISO_MI | MISO_IN | Internal | Winter | B19 | 700 | 2045 | 0.02 | 53.28 | 53.27 | 0.01 | 0
2035 | MISO_MI_2_MISO_IN | MISO_MI | MISO_IN | Internal | Winter | B20 | 935 | 2045 | 0.01 | 48.72 | 48.7 | 0.01 | 0
2035 | MISO_MI_2_MISO_WUMS | MISO_MI | MISO_WUMS | Internal | Shoulder | B11 | 25 | 117 | 0 | 77.14 | 74.93 | 0.01 | 0
2035 | MISO_MI_2_MISO_WUMS | MISO_MI | MISO_WUMS | Internal | Shoulder | B12 | 200 | 117 | 0.04 | 62.17 | 62.14 | 0.01 | 0
2035 | MISO_MI_2_MISO_WUMS | MISO_MI | MISO_WUMS | Internal | Shoulder | B13 | 600 | 117 | 0.04 | 53.95 | 53.95 | 0.01 | 0
2035 | MISO_MI_2_MISO_WUMS | MISO_MI | MISO_WUMS | Internal | Shoulder | B14 | 900 | 117 | 0 | 53.71 | 51.64 | 0.01 | 0
2035 | MISO_MI_2_MISO_WUMS | MISO_MI | MISO_WUMS | Internal | Shoulder | B15 | 1203 | 117 | 117 | 46.64 | 48.62 | 0.01 | 1.97
2035 | MISO_MI_2_MISO_WUMS | MISO_MI | MISO_WUMS | Internal | Summer | B1 | 10 | 117 | 0 | 101.42 | 79.65 | 0.01 | 0
2035 | MISO_MI_2_MISO_WUMS | MISO_MI | MISO_WUMS | Internal | Summer | B2 | 25 | 117 | 0 | 86.12 | 79.65 | 0.01 | 0
2035 | MISO_MI_2_MISO_WUMS | MISO_MI | MISO_WUMS | Internal | Summer | B3 | 75 | 117 | 0 | 83.8 | 79.65 | 0.01 | 0
2035 | MISO_MI_2_MISO_WUMS | MISO_MI | MISO_WUMS | Internal | Summer | B4 | 100 | 117 | 0 | 82.76 | 79.65 | 0.01 | 0
2035 | MISO_MI_2_MISO_WUMS | MISO_MI | MISO_WUMS | Internal | Summer | B5 | 200 | 117 | 0.12 | 77.95 | 77.95 | 0.01 | 0
2035 | MISO_MI_2_MISO_WUMS | MISO_MI | MISO_WUMS | Internal | Summer | B6 | 300 | 117 | 18.56 | 62.9 | 62.91 | 0.01 | 0
2035 | MISO_MI_2_MISO_WUMS | MISO_MI | MISO_WUMS | Internal | Summer | B7 | 400 | 117 | 0 | 52.05 | 48.86 | 0.01 | 0
2035 | MISO_MI_2_MISO_WUMS | MISO_MI | MISO_WUMS | Internal | Summer | B8 | 500 | 117 | 0 | 49.36 | 48.82 | 0.01 | 0
2035 | MISO_MI_2_MISO_WUMS | MISO_MI | MISO_WUMS | Internal | Summer | B9 | 800 | 117 | 117 | 45.67 | 48.18 | 0.01 | 2.49
2035 | MISO_MI_2_MISO_WUMS | MISO_MI | MISO_WUMS | Internal | Summer | B10 | 1262 | 117 | 0 | 45.17 | 44.93 | 0.01 | 0
2035 | MISO_MI_2_MISO_WUMS | MISO_MI | MISO_WUMS | Internal | Winter | B16 | 25 | 117 | 0.81 | 77.83 | 77.83 | 0.01 | 0
2035 | MISO_MI_2_MISO_WUMS | MISO_MI | MISO_WUMS | Internal | Winter | B17 | 100 | 117 | 0.08 | 63.74 | 63.71 | 0.01 | 0
2035 | MISO_MI_2_MISO_WUMS | MISO_MI | MISO_WUMS | Internal | Winter | B18 | 400 | 117 | 117 | 56.87 | 57.62 | 0.01 | 0.74
2035 | MISO_MI_2_MISO_WUMS | MISO_MI | MISO_WUMS | Internal | Winter | B19 | 700 | 117 | 117 | 53.28 | 55.73 | 0.01 | 2.44
2035 | MISO_MI_2_MISO_WUMS | MISO_MI | MISO_WUMS | Internal | Winter | B20 | 935 | 117 | 117 | 48.72 | 49.46 | 0.01 | 0.73
2035 | MISO_MI_2_PJM_ROR | MISO_MI | PJM_ROR | Internal | Shoulder | B11 | 25 | 1424 | 0 | 77.14 | 72.93 | 2 | 0
2035 | MISO_MI_2_PJM_ROR | MISO_MI | PJM_ROR | Internal | Shoulder | B12 | 200 | 1424 | 0 | 62.17 | 63.55 | 2 | 0
2035 | MISO_MI_2_PJM_ROR | MISO_MI | PJM_ROR | Internal | Shoulder | B13 | 600 | 1424 | 0 | 53.95 | 53.23 | 2 | 0
2035 | MISO_MI_2_PJM_ROR | MISO_MI | PJM_ROR | Internal | Shoulder | B14 | 900 | 1424 | 0 | 53.71 | 52.33 | 2 | 0
2035 | MISO_MI_2_PJM_ROR | MISO_MI | PJM_ROR | Internal | Shoulder | B15 | 1203 | 1424 | 0 | 46.64 | 47.49 | 2 | 0
2035 | MISO_MI_2_PJM_ROR | MISO_MI | PJM_ROR | Internal | Summer | B1 | 10 | 1424 | 491.74 | 101.42 | 103.42 | 2 | 0
2035 | MISO_MI_2_PJM_ROR | MISO_MI | PJM_ROR | Internal | Summer | B2 | 25 | 1424 | 0.96 | 86.12 | 88.11 | 2 | 0
2035 | MISO_MI_2_PJM_ROR | MISO_MI | PJM_ROR | Internal | Summer | B3 | 75 | 1424 | 0 | 83.8 | 81.8 | 2 | 0
2035 | MISO_MI_2_PJM_ROR | MISO_MI | PJM_ROR | Internal | Summer | B4 | 100 | 1424 | 0 | 82.76 | 80.78 | 2 | 0
2035 | MISO_MI_2_PJM_ROR | MISO_MI | PJM_ROR | Internal | Summer | B5 | 200 | 1424 | 0 | 77.95 | 75.95 | 2 | 0
2035 | MISO_MI_2_PJM_ROR | MISO_MI | PJM_ROR | Internal | Summer | B6 | 300 | 1424 | 0 | 62.9 | 62.25 | 2 | 0
2035 | MISO_MI_2_PJM_ROR | MISO_MI | PJM_ROR | Internal | Summer | B7 | 400 | 1424 | 0 | 52.05 | 50.86 | 2 | 0
2035 | MISO_MI_2_PJM_ROR | MISO_MI | PJM_ROR | Internal | Summer | B8 | 500 | 1424 | 0 | 49.36 | 48.79 | 2 | 0
2035 | MISO_MI_2_PJM_ROR | MISO_MI | PJM_ROR | Internal | Summer | B9 | 800 | 1424 | 0 | 45.67 | 46.18 | 2 | 0
2035 | MISO_MI_2_PJM_ROR | MISO_MI | PJM_ROR | Internal | Summer | B10 | 1262 | 1424 | 0 | 45.17 | 44.9 | 2 | 0
2035 | MISO_MI_2_PJM_ROR | MISO_MI | PJM_ROR | Internal | Winter | B16 | 25 | 1424 | 266.12 | 77.83 | 79.83 | 2 | 0
2035 | MISO_MI_2_PJM_ROR | MISO_MI | PJM_ROR | Internal | Winter | B17 | 100 | 1424 | 0.15 | 63.74 | 65.71 | 2 | 0
2035 | MISO_MI_2_PJM_ROR | MISO_MI | PJM_ROR | Internal | Winter | B18 | 400 | 1424 | 0.03 | 56.87 | 58.85 | 2 | 0
2035 | MISO_MI_2_PJM_ROR | MISO_MI | PJM_ROR | Internal | Winter | B19 | 700 | 1424 | 0.04 | 53.28 | 55.27 | 2 | 0
2035 | MISO_MI_2_PJM_ROR | MISO_MI | PJM_ROR | Internal | Winter | B20 | 935 | 1424 | 0 | 48.72 | 50.07 | 2 | 0
2035 | MISO_MO-IL_2_ENT | MISO_MO-IL | ENT | Internal | Shoulder | B11 | 25 | 2540 | 0 | 77.16 | 80.81 | 8 | 0
2035 | MISO_MO-IL_2_ENT | MISO_MO-IL | ENT | Internal | Shoulder | B12 | 200 | 2540 | 0 | 62.17 | 55.85 | 8 | 0
2035 | MISO_MO-IL_2_ENT | MISO_MO-IL | ENT | Internal | Shoulder | B13 | 600 | 2540 | 0 | 53.95 | 55.85 | 8 | 0
2035 | MISO_MO-IL_2_ENT | MISO_MO-IL | ENT | Internal | Shoulder | B14 | 900 | 2540 | 0 | 53.7 | 55.45 | 8 | 0
2035 | MISO_MO-IL_2_ENT | MISO_MO-IL | ENT | Internal | Shoulder | B15 | 1203 | 2540 | 0 | 46.62 | 53.61 | 8 | 0
2035 | MISO_MO-IL_2_ENT | MISO_MO-IL | ENT | Internal | Summer | B1 | 10 | 2540 | 0 | 101.42 | 93.42 | 8 | 0
2035 | MISO_MO-IL_2_ENT | MISO_MO-IL | ENT | Internal | Summer | B2 | 25 | 2540 | 0 | 86.12 | 88.02 | 8 | 0
2035 | MISO_MO-IL_2_ENT | MISO_MO-IL | ENT | Internal | Summer | B3 | 75 | 2540 | 0 | 83.8 | 84.69 | 8 | 0
2035 | MISO_MO-IL_2_ENT | MISO_MO-IL | ENT | Internal | Summer | B4 | 100 | 2540 | 0 | 82.78 | 82.9 | 8 | 0
2035 | MISO_MO-IL_2_ENT | MISO_MO-IL | ENT | Internal | Summer | B5 | 200 | 2540 | 0 | 77.97 | 82.9 | 8 | 0
2035 | MISO_MO-IL_2_ENT | MISO_MO-IL | ENT | Internal | Summer | B6 | 300 | 2540 | 133.68 | 62.92 | 70.92 | 8 | 0
2035 | MISO_MO-IL_2_ENT | MISO_MO-IL | ENT | Internal | Summer | B7 | 400 | 2540 | 0 | 52.05 | 55.86 | 8 | 0
2035 | MISO_MO-IL_2_ENT | MISO_MO-IL | ENT | Internal | Summer | B8 | 500 | 2540 | 0 | 49.17 | 54.07 | 8 | 0
2035 | MISO_MO-IL_2_ENT | MISO_MO-IL | ENT | Internal | Summer | B9 | 800 | 2540 | 1405.63 | 45.67 | 53.67 | 8 | 0
2035 | MISO_MO-IL_2_ENT | MISO_MO-IL | ENT | Internal | Summer | B10 | 1262 | 2540 | 304.21 | 43.9 | 51.9 | 8 | 0
2035 | MISO_MO-IL_2_ENT | MISO_MO-IL | ENT | Internal | Winter | B16 | 25 | 2540 | 0 | 77.83 | 77.83 | 8 | 0
2035 | MISO_MO-IL_2_ENT | MISO_MO-IL | ENT | Internal | Winter | B17 | 100 | 2540 | 0 | 63.71 | 59.42 | 8 | 0
2035 | MISO_MO-IL_2_ENT | MISO_MO-IL | ENT | Internal | Winter | B18 | 400 | 2540 | 0 | 56.85 | 59.42 | 8 | 0
2035 | MISO_MO-IL_2_ENT | MISO_MO-IL | ENT | Internal | Winter | B19 | 700 | 2540 | 0 | 53.27 | 58.26 | 8 | 0
2035 | MISO_MO-IL_2_ENT | MISO_MO-IL | ENT | Internal | Winter | B20 | 935 | 2540 | 1753.6 | 48.69 | 56.69 | 8 | 0
2035 | MISO_MO-IL_2_MISO_IN | MISO_MO-IL | MISO_IN | Internal | Shoulder | B11 | 25 | 2100 | 0.49 | 77.16 | 77.15 | 0.01 | 0
2035 | MISO_MO-IL_2_MISO_IN | MISO_MO-IL | MISO_IN | Internal | Shoulder | B12 | 200 | 2100 | 0.07 | 62.17 | 62.15 | 0.01 | 0
2035 | MISO_MO-IL_2_MISO_IN | MISO_MO-IL | MISO_IN | Internal | Shoulder | B13 | 600 | 2100 | 0.02 | 53.95 | 53.93 | 0.01 | 0
2035 | MISO_MO-IL_2_MISO_IN | MISO_MO-IL | MISO_IN | Internal | Shoulder | B14 | 900 | 2100 | 0.03 | 53.7 | 53.7 | 0.01 | 0
2035 | MISO_MO-IL_2_MISO_IN | MISO_MO-IL | MISO_IN | Internal | Shoulder | B15 | 1203 | 2100 | 422.36 | 46.62 | 46.63 | 0.01 | 0
2035 | MISO_MO-IL_2_MISO_IN | MISO_MO-IL | MISO_IN | Internal | Summer | B1 | 10 | 2100 | 1.32 | 101.42 | 101.41 | 0.01 | 0
2035 | MISO_MO-IL_2_MISO_IN | MISO_MO-IL | MISO_IN | Internal | Summer | B2 | 25 | 2100 | 0.49 | 86.12 | 86.11 | 0.01 | 0
2035 | MISO_MO-IL_2_MISO_IN | MISO_MO-IL | MISO_IN | Internal | Summer | B3 | 75 | 2100 | 0.17 | 83.8 | 83.79 | 0.01 | 0
2035 | MISO_MO-IL_2_MISO_IN | MISO_MO-IL | MISO_IN | Internal | Summer | B4 | 100 | 2100 | 0.13 | 82.78 | 82.77 | 0.01 | 0
2035 | MISO_MO-IL_2_MISO_IN | MISO_MO-IL | MISO_IN | Internal | Summer | B5 | 200 | 2100 | 0.06 | 77.97 | 77.95 | 0.01 | 0
2035 | MISO_MO-IL_2_MISO_IN | MISO_MO-IL | MISO_IN | Internal | Summer | B6 | 300 | 2100 | 0.04 | 62.92 | 62.91 | 0.01 | 0
2035 | MISO_MO-IL_2_MISO_IN | MISO_MO-IL | MISO_IN | Internal | Summer | B7 | 400 | 2100 | 0.03 | 52.05 | 52.04 | 0.01 | 0
2035 | MISO_MO-IL_2_MISO_IN | MISO_MO-IL | MISO_IN | Internal | Summer | B8 | 500 | 2100 | 0.03 | 49.17 | 49.15 | 0.01 | 0
2035 | MISO_MO-IL_2_MISO_IN | MISO_MO-IL | MISO_IN | Internal | Summer | B9 | 800 | 2100 | 0.02 | 45.67 | 45.66 | 0.01 | 0
2035 | MISO_MO-IL_2_MISO_IN | MISO_MO-IL | MISO_IN | Internal | Summer | B10 | 1262 | 2100 | 2100 | 43.9 | 45.16 | 0.01 | 1.25
2035 | MISO_MO-IL_2_MISO_IN | MISO_MO-IL | MISO_IN | Internal | Winter | B16 | 25 | 2100 | 59.86 | 77.83 | 77.85 | 0.01 | 0
2035 | MISO_MO-IL_2_MISO_IN | MISO_MO-IL | MISO_IN | Internal | Winter | B17 | 100 | 2100 | 32.69 | 63.71 | 63.72 | 0.01 | 0
2035 | MISO_MO-IL_2_MISO_IN | MISO_MO-IL | MISO_IN | Internal | Winter | B18 | 400 | 2100 | 236.14 | 56.85 | 56.86 | 0.01 | 0
2035 | MISO_MO-IL_2_MISO_IN | MISO_MO-IL | MISO_IN | Internal | Winter | B19 | 700 | 2100 | 0.04 | 53.27 | 53.27 | 0.01 | 0
2035 | MISO_MO-IL_2_MISO_IN | MISO_MO-IL | MISO_IN | Internal | Winter | B20 | 935 | 2100 | 604.85 | 48.69 | 48.7 | 0.01 | 0
2035 | MISO_MO-IL_2_MISO_W | MISO_MO-IL | MISO_W | Internal | Shoulder | B11 | 25 | 960 | 959.99 | 77.16 | 78.16 | 0.01 | 0.99
2035 | MISO_MO-IL_2_MISO_W | MISO_MO-IL | MISO_W | Internal | Shoulder | B12 | 200 | 960 | 0.06 | 62.17 | 62.15 | 0.01 | 0
2035 | MISO_MO-IL_2_MISO_W | MISO_MO-IL | MISO_W | Internal | Shoulder | B13 | 600 | 960 | 628.56 | 53.95 | 53.96 | 0.01 | 0
2035 | MISO_MO-IL_2_MISO_W | MISO_MO-IL | MISO_W | Internal | Shoulder | B14 | 900 | 960 | 443.97 | 53.7 | 53.71 | 0.01 | 0
2035 | MISO_MO-IL_2_MISO_W | MISO_MO-IL | MISO_W | Internal | Shoulder | B15 | 1203 | 960 | 960 | 46.62 | 48.63 | 0.01 | 2
2035 | MISO_MO-IL_2_MISO_W | MISO_MO-IL | MISO_W | Internal | Summer | B1 | 10 | 960 | 1.19 | 101.42 | 101.41 | 0.01 | 0
2035 | MISO_MO-IL_2_MISO_W | MISO_MO-IL | MISO_W | Internal | Summer | B2 | 25 | 960 | 910.67 | 86.12 | 86.13 | 0.01 | 0
2035 | MISO_MO-IL_2_MISO_W | MISO_MO-IL | MISO_W | Internal | Summer | B3 | 75 | 960 | 960 | 83.8 | 86.13 | 0.01 | 2.31
2035 | MISO_MO-IL_2_MISO_W | MISO_MO-IL | MISO_W | Internal | Summer | B4 | 100 | 960 | 960 | 82.78 | 84.55 | 0.01 | 1.75
2035 | MISO_MO-IL_2_MISO_W | MISO_MO-IL | MISO_W | Internal | Summer | B5 | 200 | 960 | 960 | 77.97 | 84.55 | 0.01 | 6.57
2035 | MISO_MO-IL_2_MISO_W | MISO_MO-IL | MISO_W | Internal | Summer | B6 | 300 | 960 | 960 | 62.92 | 69.6 | 0.01 | 6.67
2035 | MISO_MO-IL_2_MISO_W | MISO_MO-IL | MISO_W | Internal | Summer | B7 | 400 | 960 | 0.03 | 52.05 | 52.04 | 0.01 | 0
2035 | MISO_MO-IL_2_MISO_W | MISO_MO-IL | MISO_W | Internal | Summer | B8 | 500 | 960 | 729.49 | 49.17 | 49.18 | 0.01 | 0
2035 | MISO_MO-IL_2_MISO_W | MISO_MO-IL | MISO_W | Internal | Summer | B9 | 800 | 960 | 960 | 45.67 | 48.19 | 0.01 | 2.51
2035 | MISO_MO-IL_2_MISO_W | MISO_MO-IL | MISO_W | Internal | Summer | B10 | 1262 | 960 | 189.91 | 43.9 | 43.91 | 0.01 | 0
2035 | MISO_MO-IL_2_MISO_W | MISO_MO-IL | MISO_W | Internal | Winter | B16 | 25 | 960 | 0.49 | 77.83 | 77.82 | 0.01 | 0
2035 | MISO_MO-IL_2_MISO_W | MISO_MO-IL | MISO_W | Internal | Winter | B17 | 100 | 960 | 0.13 | 63.71 | 63.7 | 0.01 | 0
2035 | MISO_MO-IL_2_MISO_W | MISO_MO-IL | MISO_W | Internal | Winter | B18 | 400 | 960 | 960 | 56.85 | 57.63 | 0.01 | 0.77
2035 | MISO_MO-IL_2_MISO_W | MISO_MO-IL | MISO_W | Internal | Winter | B19 | 700 | 960 | 960 | 53.27 | 57.49 | 0.01 | 4.21
2035 | MISO_MO-IL_2_MISO_W | MISO_MO-IL | MISO_W | Internal | Winter | B20 | 935 | 960 | 960 | 48.69 | 49.43 | 0.01 | 0.72
2035 | MISO_MO-IL_2_PJM_ROR | MISO_MO-IL | PJM_ROR | Internal | Shoulder | B11 | 25 | 1212 | 0 | 77.16 | 72.93 | 2 | 0
2035 | MISO_MO-IL_2_PJM_ROR | MISO_MO-IL | PJM_ROR | Internal | Shoulder | B12 | 200 | 1212 | 0 | 62.17 | 63.55 | 2 | 0
2035 | MISO_MO-IL_2_PJM_ROR | MISO_MO-IL | PJM_ROR | Internal | Shoulder | B13 | 600 | 1212 | 0 | 53.95 | 53.23 | 2 | 0
2035 | MISO_MO-IL_2_PJM_ROR | MISO_MO-IL | PJM_ROR | Internal | Shoulder | B14 | 900 | 1212 | 0 | 53.7 | 52.33 | 2 | 0
2035 | MISO_MO-IL_2_PJM_ROR | MISO_MO-IL | PJM_ROR | Internal | Shoulder | B15 | 1203 | 1212 | 0 | 46.62 | 47.49 | 2 | 0
2035 | MISO_MO-IL_2_PJM_ROR | MISO_MO-IL | PJM_ROR | Internal | Summer | B1 | 10 | 1212 | 791.28 | 101.42 | 103.42 | 2 | 0
2035 | MISO_MO-IL_2_PJM_ROR | MISO_MO-IL | PJM_ROR | Internal | Summer | B2 | 25 | 1212 | 0.91 | 86.12 | 88.11 | 2 | 0
2035 | MISO_MO-IL_2_PJM_ROR | MISO_MO-IL | PJM_ROR | Internal | Summer | B3 | 75 | 1212 | 0 | 83.8 | 81.8 | 2 | 0
2035 | MISO_MO-IL_2_PJM_ROR | MISO_MO-IL | PJM_ROR | Internal | Summer | B4 | 100 | 1212 | 0 | 82.78 | 80.78 | 2 | 0
2035 | MISO_MO-IL_2_PJM_ROR | MISO_MO-IL | PJM_ROR | Internal | Summer | B5 | 200 | 1212 | 0 | 77.97 | 75.95 | 2 | 0
2035 | MISO_MO-IL_2_PJM_ROR | MISO_MO-IL | PJM_ROR | Internal | Summer | B6 | 300 | 1212 | 0 | 62.92 | 62.25 | 2 | 0
2035 | MISO_MO-IL_2_PJM_ROR | MISO_MO-IL | PJM_ROR | Internal | Summer | B7 | 400 | 1212 | 0 | 52.05 | 50.86 | 2 | 0
2035 | MISO_MO-IL_2_PJM_ROR | MISO_MO-IL | PJM_ROR | Internal | Summer | B8 | 500 | 1212 | 0 | 49.17 | 48.79 | 2 | 0
2035 | MISO_MO-IL_2_PJM_ROR | MISO_MO-IL | PJM_ROR | Internal | Summer | B9 | 800 | 1212 | 0 | 45.67 | 46.18 | 2 | 0
2035 | MISO_MO-IL_2_PJM_ROR | MISO_MO-IL | PJM_ROR | Internal | Summer | B10 | 1262 | 1212 | 0 | 43.9 | 44.9 | 2 | 0
2035 | MISO_MO-IL_2_PJM_ROR | MISO_MO-IL | PJM_ROR | Internal | Winter | B16 | 25 | 1212 | 655.5 | 77.83 | 79.83 | 2 | 0
2035 | MISO_MO-IL_2_PJM_ROR | MISO_MO-IL | PJM_ROR | Internal | Winter | B17 | 100 | 1212 | 1187.56 | 63.71 | 65.71 | 2 | 0
2035 | MISO_MO-IL_2_PJM_ROR | MISO_MO-IL | PJM_ROR | Internal | Winter | B18 | 400 | 1212 | 231.61 | 56.85 | 58.85 | 2 | 0
2035 | MISO_MO-IL_2_PJM_ROR | MISO_MO-IL | PJM_ROR | Internal | Winter | B19 | 700 | 1212 | 852.66 | 53.27 | 55.27 | 2 | 0
2035 | MISO_MO-IL_2_PJM_ROR | MISO_MO-IL | PJM_ROR | Internal | Winter | B20 | 935 | 1212 | 0 | 48.69 | 50.07 | 2 | 0
2035 | MISO_MO-IL_2_SPP_N | MISO_MO-IL | SPP_N | Internal | Shoulder | B11 | 25 | 2000 | 509.17 | 77.16 | 85.16 | 8 | 0
2035 | MISO_MO-IL_2_SPP_N | MISO_MO-IL | SPP_N | Internal | Shoulder | B12 | 200 | 2000 | 0 | 62.17 | 58.17 | 8 | 0
2035 | MISO_MO-IL_2_SPP_N | MISO_MO-IL | SPP_N | Internal | Shoulder | B13 | 600 | 2000 | 0 | 53.95 | 53.97 | 8 | 0
2035 | MISO_MO-IL_2_SPP_N | MISO_MO-IL | SPP_N | Internal | Shoulder | B14 | 900 | 2000 | 0 | 53.7 | 53.41 | 8 | 0
2035 | MISO_MO-IL_2_SPP_N | MISO_MO-IL | SPP_N | Internal | Shoulder | B15 | 1203 | 2000 | 0 | 46.62 | 49.03 | 8 | 0
2035 | MISO_MO-IL_2_SPP_N | MISO_MO-IL | SPP_N | Internal | Summer | B1 | 10 | 2000 | 0 | 101.42 | 96.42 | 8 | 0
2035 | MISO_MO-IL_2_SPP_N | MISO_MO-IL | SPP_N | Internal | Summer | B2 | 25 | 2000 | 0 | 86.12 | 88.32 | 8 | 0
2035 | MISO_MO-IL_2_SPP_N | MISO_MO-IL | SPP_N | Internal | Summer | B3 | 75 | 2000 | 0 | 83.8 | 88.32 | 8 | 0
2035 | MISO_MO-IL_2_SPP_N | MISO_MO-IL | SPP_N | Internal | Summer | B4 | 100 | 2000 | 0 | 82.78 | 87.55 | 8 | 0
2035 | MISO_MO-IL_2_SPP_N | MISO_MO-IL | SPP_N | Internal | Summer | B5 | 200 | 2000 | 0 | 77.97 | 85.45 | 8 | 0
2035 | MISO_MO-IL_2_SPP_N | MISO_MO-IL | SPP_N | Internal | Summer | B6 | 300 | 2000 | 1316.47 | 62.92 | 70.92 | 8 | 0
2035 | MISO_MO-IL_2_SPP_N | MISO_MO-IL | SPP_N | Internal | Summer | B7 | 400 | 2000 | 0 | 52.05 | 58.24 | 8 | 0
2035 | MISO_MO-IL_2_SPP_N | MISO_MO-IL | SPP_N | Internal | Summer | B8 | 500 | 2000 | 0 | 49.17 | 51.74 | 8 | 0
2035 | MISO_MO-IL_2_SPP_N | MISO_MO-IL | SPP_N | Internal | Summer | B9 | 800 | 2000 | 0 | 45.67 | 51.6 | 8 | 0
2035 | MISO_MO-IL_2_SPP_N | MISO_MO-IL | SPP_N | Internal | Summer | B10 | 1262 | 2000 | 0 | 43.9 | 47.41 | 8 | 0
2035 | MISO_MO-IL_2_SPP_N | MISO_MO-IL | SPP_N | Internal | Winter | B16 | 25 | 2000 | 0 | 77.83 | 77.83 | 8 | 0
2035 | MISO_MO-IL_2_SPP_N | MISO_MO-IL | SPP_N | Internal | Winter | B17 | 100 | 2000 | 0 | 63.71 | 58.71 | 8 | 0
2035 | MISO_MO-IL_2_SPP_N | MISO_MO-IL | SPP_N | Internal | Winter | B18 | 400 | 2000 | 0 | 56.85 | 56.99 | 8 | 0
2035 | MISO_MO-IL_2_SPP_N | MISO_MO-IL | SPP_N | Internal | Winter | B19 | 700 | 2000 | 0 | 53.27 | 53.26 | 8 | 0
2035 | MISO_MO-IL_2_SPP_N | MISO_MO-IL | SPP_N | Internal | Winter | B20 | 935 | 2000 | 0 | 48.69 | 51.69 | 8 | 0
2035 | MISO_MO-IL_2_TVA_Transmission | MISO_MO-IL | TVA_Transmission | Internal | Shoulder | B11 | 25 | 4000 | 0 | 77.16 | 78.93 | 8 | 0
2035 | MISO_MO-IL_2_TVA_Transmission | MISO_MO-IL | TVA_Transmission | Internal | Shoulder | B12 | 200 | 4000 | 0 | 62.17 | 62.49 | 8 | 0
2035 | MISO_MO-IL_2_TVA_Transmission | MISO_MO-IL | TVA_Transmission | Internal | Shoulder | B13 | 600 | 4000 | 0 | 53.95 | 56.94 | 8 | 0
2035 | MISO_MO-IL_2_TVA_Transmission | MISO_MO-IL | TVA_Transmission | Internal | Shoulder | B14 | 900 | 4000 | 0 | 53.7 | 56.04 | 8 | 0
2035 | MISO_MO-IL_2_TVA_Transmission | MISO_MO-IL | TVA_Transmission | Internal | Shoulder | B15 | 1203 | 4000 | 0 | 46.62 | 53.49 | 8 | 0
2035 | MISO_MO-IL_2_TVA_Transmission | MISO_MO-IL | TVA_Transmission | Internal | Summer | B1 | 10 | 4000 | 0 | 101.42 | 100.78 | 8 | 0
2035 | MISO_MO-IL_2_TVA_Transmission | MISO_MO-IL | TVA_Transmission | Internal | Summer | B2 | 25 | 4000 | 370.6 | 86.12 | 94.12 | 8 | 0
2035 | MISO_MO-IL_2_TVA_Transmission | MISO_MO-IL | TVA_Transmission | Internal | Summer | B3 | 75 | 4000 | 0 | 83.8 | 87.8 | 8 | 0
2035 | MISO_MO-IL_2_TVA_Transmission | MISO_MO-IL | TVA_Transmission | Internal | Summer | B4 | 100 | 4000 | 0 | 82.78 | 86.78 | 8 | 0
2035 | MISO_MO-IL_2_TVA_Transmission | MISO_MO-IL | TVA_Transmission | Internal | Summer | B5 | 200 | 4000 | 0 | 77.97 | 81.95 | 8 | 0
2035 | MISO_MO-IL_2_TVA_Transmission | MISO_MO-IL | TVA_Transmission | Internal | Summer | B6 | 300 | 4000 | 0 | 62.92 | 68.25 | 8 | 0
2035 | MISO_MO-IL_2_TVA_Transmission | MISO_MO-IL | TVA_Transmission | Internal | Summer | B7 | 400 | 4000 | 0 | 52.05 | 56.03 | 8 | 0
2035 | MISO_MO-IL_2_TVA_Transmission | MISO_MO-IL | TVA_Transmission | Internal | Summer | B8 | 500 | 4000 | 0 | 49.17 | 54.08 | 8 | 0
2035 | MISO_MO-IL_2_TVA_Transmission | MISO_MO-IL | TVA_Transmission | Internal | Summer | B9 | 800 | 4000 | 0 | 45.67 | 50.51 | 8 | 0
2035 | MISO_MO-IL_2_TVA_Transmission | MISO_MO-IL | TVA_Transmission | Internal | Summer | B10 | 1262 | 4000 | 0 | 43.9 | 46.95 | 8 | 0
2035 | MISO_MO-IL_2_TVA_Transmission | MISO_MO-IL | TVA_Transmission | Internal | Winter | B16 | 25 | 4000 | 38.91 | 77.83 | 85.83 | 8 | 0
2035 | MISO_MO-IL_2_TVA_Transmission | MISO_MO-IL | TVA_Transmission | Internal | Winter | B17 | 100 | 4000 | 0 | 63.71 | 65.65 | 8 | 0
2035 | MISO_MO-IL_2_TVA_Transmission | MISO_MO-IL | TVA_Transmission | Internal | Winter | B18 | 400 | 4000 | 0 | 56.85 | 59.94 | 8 | 0
2035 | MISO_MO-IL_2_TVA_Transmission | MISO_MO-IL | TVA_Transmission | Internal | Winter | B19 | 700 | 4000 | 0 | 53.27 | 56.45 | 8 | 0
2035 | MISO_MO-IL_2_TVA_Transmission | MISO_MO-IL | TVA_Transmission | Internal | Winter | B20 | 935 | 4000 | 0 | 48.69 | 53.32 | 8 | 0
2035 | MISO_W_2_IESO | MISO_W | IESO | Internal | Shoulder | B11 | 25 | 90 | 0 | 78.16 | 48.51 | 8 | 0
2035 | MISO_W_2_IESO | MISO_W | IESO | Internal | Shoulder | B12 | 200 | 90 | 0 | 62.15 | 48.51 | 8 | 0
2035 | MISO_W_2_IESO | MISO_W | IESO | Internal | Shoulder | B13 | 600 | 90 | 0 | 53.96 | 46.77 | 8 | 0
2035 | MISO_W_2_IESO | MISO_W | IESO | Internal | Shoulder | B14 | 900 | 90 | 0 | 53.71 | 46.71 | 8 | 0
2035 | MISO_W_2_IESO | MISO_W | IESO | Internal | Shoulder | B15 | 1203 | 90 | 0 | 48.63 | 46.71 | 8 | 0
2035 | MISO_W_2_IESO | MISO_W | IESO | Internal | Summer | B1 | 10 | 90 | 0 | 101.41 | 94.42 | 8 | 0
2035 | MISO_W_2_IESO | MISO_W | IESO | Internal | Summer | B2 | 25 | 90 | 0 | 86.13 | 79.12 | 8 | 0
2035 | MISO_W_2_IESO | MISO_W | IESO | Internal | Summer | B3 | 75 | 90 | 0 | 86.13 | 76.8 | 8 | 0
2035 | MISO_W_2_IESO | MISO_W | IESO | Internal | Summer | B4 | 100 | 90 | 0 | 84.55 | 71.8 | 8 | 0
2035 | MISO_W_2_IESO | MISO_W | IESO | Internal | Summer | B5 | 200 | 90 | 0 | 84.55 | 56.85 | 8 | 0
2035 | MISO_W_2_IESO | MISO_W | IESO | Internal | Summer | B6 | 300 | 90 | 0 | 69.6 | 47.68 | 8 | 0
2035 | MISO_W_2_IESO | MISO_W | IESO | Internal | Summer | B7 | 400 | 90 | 0 | 52.04 | 45.05 | 8 | 0
2035 | MISO_W_2_IESO | MISO_W | IESO | Internal | Summer | B8 | 500 | 90 | 0 | 49.18 | 43.92 | 8 | 0
2035 | MISO_W_2_IESO | MISO_W | IESO | Internal | Summer | B9 | 800 | 90 | 0 | 48.19 | 43.92 | 8 | 0
2035 | MISO_W_2_IESO | MISO_W | IESO | Internal | Summer | B10 | 1262 | 90 | 0 | 43.91 | 43.92 | 8 | 0
2035 | MISO_W_2_IESO | MISO_W | IESO | Internal | Winter | B16 | 25 | 90 | 0 | 77.82 | 64.85 | 8 | 0
2035 | MISO_W_2_IESO | MISO_W | IESO | Internal | Winter | B17 | 100 | 90 | 0 | 63.7 | 50.89 | 8 | 0
2035 | MISO_W_2_IESO | MISO_W | IESO | Internal | Winter | B18 | 400 | 90 | 0 | 57.63 | 50.89 | 8 | 0
2035 | MISO_W_2_IESO | MISO_W | IESO | Internal | Winter | B19 | 700 | 90 | 0 | 57.49 | 50.89 | 8 | 0
2035 | MISO_W_2_IESO | MISO_W | IESO | Internal | Winter | B20 | 935 | 90 | 0 | 49.43 | 50.89 | 8 | 0
2035 | MISO_W_2_MAPP_CA | MISO_W | MAPP_CA | Internal | Shoulder | B11 | 25 | 700 | 0 | 78.16 | 58.35 | 0.01 | 0
2035 | MISO_W_2_MAPP_CA | MISO_W | MAPP_CA | Internal | Shoulder | B12 | 200 | 700 | 0 | 62.15 | 60.51 | 0.01 | 0
2035 | MISO_W_2_MAPP_CA | MISO_W | MAPP_CA | Internal | Shoulder | B13 | 600 | 700 | 0.02 | 53.96 | 53.95 | 0.01 | 0
2035 | MISO_W_2_MAPP_CA | MISO_W | MAPP_CA | Internal | Shoulder | B14 | 900 | 700 | 0.01 | 53.71 | 53.7 | 0.01 | 0
2035 | MISO_W_2_MAPP_CA | MISO_W | MAPP_CA | Internal | Shoulder | B15 | 1203 | 700 | 700 | 48.63 | 53.7 | 0.01 | 5.06
2035 | MISO_W_2_MAPP_CA | MISO_W | MAPP_CA | Internal | Summer | B1 | 10 | 700 | 0 | 101.41 | 86.42 | 0.01 | 0
2035 | MISO_W_2_MAPP_CA | MISO_W | MAPP_CA | Internal | Summer | B2 | 25 | 700 | 0.38 | 86.13 | 86.12 | 0.01 | 0
2035 | MISO_W_2_MAPP_CA | MISO_W | MAPP_CA | Internal | Summer | B3 | 75 | 700 | 0 | 86.13 | 83.8 | 0.01 | 0
2035 | MISO_W_2_MAPP_CA | MISO_W | MAPP_CA | Internal | Summer | B4 | 100 | 700 | 0 | 84.55 | 73.53 | 0.01 | 0
2035 | MISO_W_2_MAPP_CA | MISO_W | MAPP_CA | Internal | Summer | B5 | 200 | 700 | 0 | 84.55 | 70.55 | 0.01 | 0
2035 | MISO_W_2_MAPP_CA | MISO_W | MAPP_CA | Internal | Summer | B6 | 300 | 700 | 0 | 69.6 | 55.6 | 0.01 | 0
2035 | MISO_W_2_MAPP_CA | MISO_W | MAPP_CA | Internal | Summer | B7 | 400 | 700 | 0.03 | 52.04 | 52.03 | 0.01 | 0
2035 | MISO_W_2_MAPP_CA | MISO_W | MAPP_CA | Internal | Summer | B8 | 500 | 700 | 0.03 | 49.18 | 49.17 | 0.01 | 0
2035 | MISO_W_2_MAPP_CA | MISO_W | MAPP_CA | Internal | Summer | B9 | 800 | 700 | 0.02 | 48.19 | 48.18 | 0.01 | 0
2035 | MISO_W_2_MAPP_CA | MISO_W | MAPP_CA | Internal | Summer | B10 | 1262 | 700 | 700 | 43.91 | 48.18 | 0.01 | 4.26
2035 | MISO_W_2_MAPP_CA | MISO_W | MAPP_CA | Internal | Winter | B16 | 25 | 700 | 0.47 | 77.82 | 77.81 | 0.01 | 0
2035 | MISO_W_2_MAPP_CA | MISO_W | MAPP_CA | Internal | Winter | B17 | 100 | 700 | 0.12 | 63.7 | 63.69 | 0.01 | 0
2035 | MISO_W_2_MAPP_CA | MISO_W | MAPP_CA | Internal | Winter | B18 | 400 | 700 | 0.03 | 57.63 | 57.62 | 0.01 | 0
2035 | MISO_W_2_MAPP_CA | MISO_W | MAPP_CA | Internal | Winter | B19 | 700 | 700 | 434.11 | 57.49 | 57.5 | 0.01 | 0
2035 | MISO_W_2_MAPP_CA | MISO_W | MAPP_CA | Internal | Winter | B20 | 935 | 700 | 700 | 49.43 | 57.5 | 0.01 | 8.06
2035 | MISO_W_2_MAPP_US | MISO_W | MAPP_US | Internal | Shoulder | B11 | 25 | 2300 | 0 | 78.16 | 71.16 | 7 | 0
2035 | MISO_W_2_MAPP_US | MISO_W | MAPP_US | Internal | Shoulder | B12 | 200 | 2300 | 0 | 62.15 | 55.15 | 7 | 0
2035 | MISO_W_2_MAPP_US | MISO_W | MAPP_US | Internal | Shoulder | B13 | 600 | 2300 | 0 | 53.96 | 46.96 | 7 | 0
2035 | MISO_W_2_MAPP_US | MISO_W | MAPP_US | Internal | Shoulder | B14 | 900 | 2300 | 0 | 53.71 | 46.96 | 7 | 0
2035 | MISO_W_2_MAPP_US | MISO_W | MAPP_US | Internal | Shoulder | B15 | 1203 | 2300 | 0 | 48.63 | 46.02 | 7 | 0
2035 | MISO_W_2_MAPP_US | MISO_W | MAPP_US | Internal | Summer | B1 | 10 | 2300 | 0 | 101.41 | 94.41 | 7 | 0
2035 | MISO_W_2_MAPP_US | MISO_W | MAPP_US | Internal | Summer | B2 | 25 | 2300 | 0 | 86.13 | 80.53 | 7 | 0
2035 | MISO_W_2_MAPP_US | MISO_W | MAPP_US | Internal | Summer | B3 | 75 | 2300 | 0 | 86.13 | 80.53 | 7 | 0
2035 | MISO_W_2_MAPP_US | MISO_W | MAPP_US | Internal | Summer | B4 | 100 | 2300 | 0 | 84.55 | 80.53 | 7 | 0
2035 | MISO_W_2_MAPP_US | MISO_W | MAPP_US | Internal | Summer | B5 | 200 | 2300 | 0 | 84.55 | 77.55 | 7 | 0
2035 | MISO_W_2_MAPP_US | MISO_W | MAPP_US | Internal | Summer | B6 | 300 | 2300 | 0 | 69.6 | 62.6 | 7 | 0
2035 | MISO_W_2_MAPP_US | MISO_W | MAPP_US | Internal | Summer | B7 | 400 | 2300 | 0 | 52.04 | 49.06 | 7 | 0
2035 | MISO_W_2_MAPP_US | MISO_W | MAPP_US | Internal | Summer | B8 | 500 | 2300 | 0 | 49.18 | 43.3 | 7 | 0
2035 | MISO_W_2_MAPP_US | MISO_W | MAPP_US | Internal | Summer | B9 | 800 | 2300 | 0 | 48.19 | 43.3 | 7 | 0
2035 | MISO_W_2_MAPP_US | MISO_W | MAPP_US | Internal | Summer | B10 | 1262 | 2300 | 0 | 43.91 | 36.91 | 7 | 0
2035 | MISO_W_2_MAPP_US | MISO_W | MAPP_US | Internal | Winter | B16 | 25 | 2300 | 0 | 77.82 | 70.82 | 7 | 0
2035 | MISO_W_2_MAPP_US | MISO_W | MAPP_US | Internal | Winter | B17 | 100 | 2300 | 0 | 63.7 | 56.7 | 7 | 0
2035 | MISO_W_2_MAPP_US | MISO_W | MAPP_US | Internal | Winter | B18 | 400 | 2300 | 0 | 57.63 | 50.63 | 7 | 0
2035 | MISO_W_2_MAPP_US | MISO_W | MAPP_US | Internal | Winter | B19 | 700 | 2300 | 0 | 57.49 | 50.63 | 7 | 0
2035 | MISO_W_2_MAPP_US | MISO_W | MAPP_US | Internal | Winter | B20 | 935 | 2300 | 0 | 49.43 | 42.43 | 7 | 0
2035 | MISO_W_2_MISO_MO-IL | MISO_W | MISO_MO-IL | Internal | Shoulder | B11 | 25 | 3800 | 0.01 | 78.16 | 77.16 | 0.01 | 0
2035 | MISO_W_2_MISO_MO-IL | MISO_W | MISO_MO-IL | Internal | Shoulder | B12 | 200 | 3800 | 477.04 | 62.15 | 62.17 | 0.01 | 0
2035 | MISO_W_2_MISO_MO-IL | MISO_W | MISO_MO-IL | Internal | Shoulder | B13 | 600 | 3800 | 0.02 | 53.96 | 53.95 | 0.01 | 0
2035 | MISO_W_2_MISO_MO-IL | MISO_W | MISO_MO-IL | Internal | Shoulder | B14 | 900 | 3800 | 0.01 | 53.71 | 53.7 | 0.01 | 0
2035 | MISO_W_2_MISO_MO-IL | MISO_W | MISO_MO-IL | Internal | Shoulder | B15 | 1203 | 3800 | 0 | 48.63 | 46.62 | 0.01 | 0
2035 | MISO_W_2_MISO_MO-IL | MISO_W | MISO_MO-IL | Internal | Summer | B1 | 10 | 3800 | 663.54 | 101.41 | 101.42 | 0.01 | 0
2035 | MISO_W_2_MISO_MO-IL | MISO_W | MISO_MO-IL | Internal | Summer | B2 | 25 | 3800 | 0.38 | 86.13 | 86.12 | 0.01 | 0
2035 | MISO_W_2_MISO_MO-IL | MISO_W | MISO_MO-IL | Internal | Summer | B3 | 75 | 3800 | 0 | 86.13 | 83.8 | 0.01 | 0
2035 | MISO_W_2_MISO_MO-IL | MISO_W | MISO_MO-IL | Internal | Summer | B4 | 100 | 3800 | 0 | 84.55 | 82.78 | 0.01 | 0
2035 | MISO_W_2_MISO_MO-IL | MISO_W | MISO_MO-IL | Internal | Summer | B5 | 200 | 3800 | 0 | 84.55 | 77.97 | 0.01 | 0
2035 | MISO_W_2_MISO_MO-IL | MISO_W | MISO_MO-IL | Internal | Summer | B6 | 300 | 3800 | 0 | 69.6 | 62.92 | 0.01 | 0
2035 | MISO_W_2_MISO_MO-IL | MISO_W | MISO_MO-IL | Internal | Summer | B7 | 400 | 3800 | 55.15 | 52.04 | 52.05 | 0.01 | 0
2035 | MISO_W_2_MISO_MO-IL | MISO_W | MISO_MO-IL | Internal | Summer | B8 | 500 | 3800 | 0.03 | 49.18 | 49.17 | 0.01 | 0
2035 | MISO_W_2_MISO_MO-IL | MISO_W | MISO_MO-IL | Internal | Summer | B9 | 800 | 3800 | 0 | 48.19 | 45.67 | 0.01 | 0
2035 | MISO_W_2_MISO_MO-IL | MISO_W | MISO_MO-IL | Internal | Summer | B10 | 1262 | 3800 | 0.01 | 43.91 | 43.9 | 0.01 | 0
2035 | MISO_W_2_MISO_MO-IL | MISO_W | MISO_MO-IL | Internal | Winter | B16 | 25 | 3800 | 729.32 | 77.82 | 77.83 | 0.01 | 0
2035 | MISO_W_2_MISO_MO-IL | MISO_W | MISO_MO-IL | Internal | Winter | B17 | 100 | 3800 | 267.98 | 63.7 | 63.71 | 0.01 | 0
2035 | MISO_W_2_MISO_MO-IL | MISO_W | MISO_MO-IL | Internal | Winter | B18 | 400 | 3800 | 0 | 57.63 | 56.85 | 0.01 | 0
2035 | MISO_W_2_MISO_MO-IL | MISO_W | MISO_MO-IL | Internal | Winter | B19 | 700 | 3800 | 0 | 57.49 | 53.27 | 0.01 | 0
2035 | MISO_W_2_MISO_MO-IL | MISO_W | MISO_MO-IL | Internal | Winter | B20 | 935 | 3800 | 0 | 49.43 | 48.69 | 0.01 | 0
2035 | MISO_W_2_MISO_WUMS | MISO_W | MISO_WUMS | Internal | Shoulder | B11 | 25 | 1629 | 0 | 78.16 | 74.93 | 0.01 | 0
2035 | MISO_W_2_MISO_WUMS | MISO_W | MISO_WUMS | Internal | Shoulder | B12 | 200 | 1629 | 0.06 | 62.15 | 62.14 | 0.01 | 0
2035 | MISO_W_2_MISO_WUMS | MISO_W | MISO_WUMS | Internal | Shoulder | B13 | 600 | 1629 | 0.02 | 53.96 | 53.95 | 0.01 | 0
2035 | MISO_W_2_MISO_WUMS | MISO_W | MISO_WUMS | Internal | Shoulder | B14 | 900 | 1629 | 0 | 53.71 | 51.64 | 0.01 | 0
2035 | MISO_W_2_MISO_WUMS | MISO_W | MISO_WUMS | Internal | Shoulder | B15 | 1203 | 1629 | 0.01 | 48.63 | 48.62 | 0.01 | 0
2035 | MISO_W_2_MISO_WUMS | MISO_W | MISO_WUMS | Internal | Summer | B1 | 10 | 1629 | 0 | 101.41 | 79.65 | 0.01 | 0
2035 | MISO_W_2_MISO_WUMS | MISO_W | MISO_WUMS | Internal | Summer | B2 | 25 | 1629 | 0 | 86.13 | 79.65 | 0.01 | 0
2035 | MISO_W_2_MISO_WUMS | MISO_W | MISO_WUMS | Internal | Summer | B3 | 75 | 1629 | 0 | 86.13 | 79.65 | 0.01 | 0
2035 | MISO_W_2_MISO_WUMS | MISO_W | MISO_WUMS | Internal | Summer | B4 | 100 | 1629 | 0 | 84.55 | 79.65 | 0.01 | 0
2035 | MISO_W_2_MISO_WUMS | MISO_W | MISO_WUMS | Internal | Summer | B5 | 200 | 1629 | 0 | 84.55 | 77.95 | 0.01 | 0
2035 | MISO_W_2_MISO_WUMS | MISO_W | MISO_WUMS | Internal | Summer | B6 | 300 | 1629 | 0 | 69.6 | 62.91 | 0.01 | 0
2035 | MISO_W_2_MISO_WUMS | MISO_W | MISO_WUMS | Internal | Summer | B7 | 400 | 1629 | 0 | 52.04 | 48.86 | 0.01 | 0
2035 | MISO_W_2_MISO_WUMS | MISO_W | MISO_WUMS | Internal | Summer | B8 | 500 | 1629 | 0 | 49.18 | 48.82 | 0.01 | 0
2035 | MISO_W_2_MISO_WUMS | MISO_W | MISO_WUMS | Internal | Summer | B9 | 800 | 1629 | 0.02 | 48.19 | 48.18 | 0.01 | 0
2035 | MISO_W_2_MISO_WUMS | MISO_W | MISO_WUMS | Internal | Summer | B10 | 1262 | 1629 | 1629 | 43.91 | 44.93 | 0.01 | 1.01
2035 | MISO_W_2_MISO_WUMS | MISO_W | MISO_WUMS | Internal | Winter | B16 | 25 | 1629 | 628.4 | 77.82 | 77.83 | 0.01 | 0
2035 | MISO_W_2_MISO_WUMS | MISO_W | MISO_WUMS | Internal | Winter | B17 | 100 | 1629 | 1242.71 | 63.7 | 63.71 | 0.01 | 0
2035 | MISO_W_2_MISO_WUMS | MISO_W | MISO_WUMS | Internal | Winter | B18 | 400 | 1629 | 0.03 | 57.63 | 57.62 | 0.01 | 0
2035 | MISO_W_2_MISO_WUMS | MISO_W | MISO_WUMS | Internal | Winter | B19 | 700 | 1629 | 0 | 57.49 | 55.73 | 0.01 | 0
2035 | MISO_W_2_MISO_WUMS | MISO_W | MISO_WUMS | Internal | Winter | B20 | 935 | 1629 | 1628.99 | 49.43 | 49.46 | 0.01 | 0.02
2035 | MISO_W_2_NE | MISO_W | NE | Internal | Shoulder | B11 | 25 | 2800 | 0 | 78.16 | 78.16 | 7 | 0
2035 | MISO_W_2_NE | MISO_W | NE | Internal | Shoulder | B12 | 200 | 2800 | 0 | 62.15 | 58.15 | 7 | 0
2035 | MISO_W_2_NE | MISO_W | NE | Internal | Shoulder | B13 | 600 | 2800 | 0 | 53.96 | 53.96 | 7 | 0
2035 | MISO_W_2_NE | MISO_W | NE | Internal | Shoulder | B14 | 900 | 2800 | 0 | 53.71 | 53.4 | 7 | 0
2035 | MISO_W_2_NE | MISO_W | NE | Internal | Shoulder | B15 | 1203 | 2800 | 0 | 48.63 | 49.02 | 7 | 0
2035 | MISO_W_2_NE | MISO_W | NE | Internal | Summer | B1 | 10 | 2800 | 0 | 101.41 | 96.41 | 7 | 0
2035 | MISO_W_2_NE | MISO_W | NE | Internal | Summer | B2 | 25 | 2800 | 0 | 86.13 | 87.53 | 7 | 0
2035 | MISO_W_2_NE | MISO_W | NE | Internal | Summer | B3 | 75 | 2800 | 0 | 86.13 | 87.53 | 7 | 0
2035 | MISO_W_2_NE | MISO_W | NE | Internal | Summer | B4 | 100 | 2800 | 0 | 84.55 | 87.53 | 7 | 0
2035 | MISO_W_2_NE | MISO_W | NE | Internal | Summer | B5 | 200 | 2800 | 0 | 84.55 | 84.55 | 7 | 0
2035 | MISO_W_2_NE | MISO_W | NE | Internal | Summer | B6 | 300 | 2800 | 0 | 69.6 | 69.6 | 7 | 0
2035 | MISO_W_2_NE | MISO_W | NE | Internal | Summer | B7 | 400 | 2800 | 0 | 52.04 | 56.06 | 7 | 0
2035 | MISO_W_2_NE | MISO_W | NE | Internal | Summer | B8 | 500 | 2800 | 0 | 49.18 | 50.3 | 7 | 0
2035 | MISO_W_2_NE | MISO_W | NE | Internal | Summer | B9 | 800 | 2800 | 0 | 48.19 | 50.3 | 7 | 0
2035 | MISO_W_2_NE | MISO_W | NE | Internal | Summer | B10 | 1262 | 2800 | 0 | 43.91 | 43.42 | 7 | 0
2035 | MISO_W_2_NE | MISO_W | NE | Internal | Winter | B16 | 25 | 2800 | 0 | 77.82 | 77.82 | 7 | 0
2035 | MISO_W_2_NE | MISO_W | NE | Internal | Winter | B17 | 100 | 2800 | 0 | 63.7 | 58.7 | 7 | 0
2035 | MISO_W_2_NE | MISO_W | NE | Internal | Winter | B18 | 400 | 2800 | 0 | 57.63 | 56.98 | 7 | 0
2035 | MISO_W_2_NE | MISO_W | NE | Internal | Winter | B19 | 700 | 2800 | 0 | 57.49 | 53.25 | 7 | 0
2035 | MISO_W_2_NE | MISO_W | NE | Internal | Winter | B20 | 935 | 2800 | 0 | 49.43 | 48.11 | 7 | 0
2035 | MISO_W_2_PJM_ROR | MISO_W | PJM_ROR | Internal | Shoulder | B11 | 25 | 773 | 0 | 78.16 | 72.93 | 2 | 0
2035 | MISO_W_2_PJM_ROR | MISO_W | PJM_ROR | Internal | Shoulder | B12 | 200 | 773 | 0 | 62.15 | 63.55 | 2 | 0
2035 | MISO_W_2_PJM_ROR | MISO_W | PJM_ROR | Internal | Shoulder | B13 | 600 | 773 | 0 | 53.96 | 53.23 | 2 | 0
2035 | MISO_W_2_PJM_ROR | MISO_W | PJM_ROR | Internal | Shoulder | B14 | 900 | 773 | 0 | 53.71 | 52.33 | 2 | 0
2035 | MISO_W_2_PJM_ROR | MISO_W | PJM_ROR | Internal | Shoulder | B15 | 1203 | 773 | 0 | 48.63 | 47.49 | 2 | 0
2035 | MISO_W_2_PJM_ROR | MISO_W | PJM_ROR | Internal | Summer | B1 | 10 | 773 | 770.84 | 101.41 | 103.42 | 2 | 0.01
2035 | MISO_W_2_PJM_ROR | MISO_W | PJM_ROR | Internal | Summer | B2 | 25 | 773 | 0.38 | 86.13 | 88.11 | 2 | 0
2035 | MISO_W_2_PJM_ROR | MISO_W | PJM_ROR | Internal | Summer | B3 | 75 | 773 | 0 | 86.13 | 81.8 | 2 | 0
2035 | MISO_W_2_PJM_ROR | MISO_W | PJM_ROR | Internal | Summer | B4 | 100 | 773 | 0 | 84.55 | 80.78 | 2 | 0
2035 | MISO_W_2_PJM_ROR | MISO_W | PJM_ROR | Internal | Summer | B5 | 200 | 773 | 0 | 84.55 | 75.95 | 2 | 0
2035 | MISO_W_2_PJM_ROR | MISO_W | PJM_ROR | Internal | Summer | B6 | 300 | 773 | 0 | 69.6 | 62.25 | 2 | 0
2035 | MISO_W_2_PJM_ROR | MISO_W | PJM_ROR | Internal | Summer | B7 | 400 | 773 | 0 | 52.04 | 50.86 | 2 | 0
2035 | MISO_W_2_PJM_ROR | MISO_W | PJM_ROR | Internal | Summer | B8 | 500 | 773 | 0 | 49.18 | 48.79 | 2 | 0
2035 | MISO_W_2_PJM_ROR | MISO_W | PJM_ROR | Internal | Summer | B9 | 800 | 773 | 0 | 48.19 | 46.18 | 2 | 0
2035 | MISO_W_2_PJM_ROR | MISO_W | PJM_ROR | Internal | Summer | B10 | 1262 | 773 | 0 | 43.91 | 44.9 | 2 | 0
2035 | MISO_W_2_PJM_ROR | MISO_W | PJM_ROR | Internal | Winter | B16 | 25 | 773 | 772.05 | 77.82 | 79.83 | 2 | 0.01
2035 | MISO_W_2_PJM_ROR | MISO_W | PJM_ROR | Internal | Winter | B17 | 100 | 773 | 772.78 | 63.7 | 65.71 | 2 | 0.01
2035 | MISO_W_2_PJM_ROR | MISO_W | PJM_ROR | Internal | Winter | B18 | 400 | 773 | 0 | 57.63 | 58.85 | 2 | 0
2035 | MISO_W_2_PJM_ROR | MISO_W | PJM_ROR | Internal | Winter | B19 | 700 | 773 | 0 | 57.49 | 55.27 | 2 | 0
2035 | MISO_W_2_PJM_ROR | MISO_W | PJM_ROR | Internal | Winter | B20 | 935 | 773 | 0 | 49.43 | 50.07 | 2 | 0
2035 | MISO_W_2_SPP_N | MISO_W | SPP_N | Internal | Shoulder | B11 | 25 | 3200 | 421.97 | 78.16 | 85.16 | 7 | 0
2035 | MISO_W_2_SPP_N | MISO_W | SPP_N | Internal | Shoulder | B12 | 200 | 3200 | 0 | 62.15 | 58.17 | 7 | 0
2035 | MISO_W_2_SPP_N | MISO_W | SPP_N | Internal | Shoulder | B13 | 600 | 3200 | 0 | 53.96 | 53.97 | 7 | 0
2035 | MISO_W_2_SPP_N | MISO_W | SPP_N | Internal | Shoulder | B14 | 900 | 3200 | 0 | 53.71 | 53.41 | 7 | 0
2035 | MISO_W_2_SPP_N | MISO_W | SPP_N | Internal | Shoulder | B15 | 1203 | 3200 | 0 | 48.63 | 49.03 | 7 | 0
2035 | MISO_W_2_SPP_N | MISO_W | SPP_N | Internal | Summer | B1 | 10 | 3200 | 0 | 101.41 | 96.42 | 7 | 0
2035 | MISO_W_2_SPP_N | MISO_W | SPP_N | Internal | Summer | B2 | 25 | 3200 | 0 | 86.13 | 88.32 | 7 | 0
2035 | MISO_W_2_SPP_N | MISO_W | SPP_N | Internal | Summer | B3 | 75 | 3200 | 0 | 86.13 | 88.32 | 7 | 0
2035 | MISO_W_2_SPP_N | MISO_W | SPP_N | Internal | Summer | B4 | 100 | 3200 | 0 | 84.55 | 87.55 | 7 | 0
2035 | MISO_W_2_SPP_N | MISO_W | SPP_N | Internal | Summer | B5 | 200 | 3200 | 0 | 84.55 | 85.45 | 7 | 0
2035 | MISO_W_2_SPP_N | MISO_W | SPP_N | Internal | Summer | B6 | 300 | 3200 | 0 | 69.6 | 70.92 | 7 | 0
2035 | MISO_W_2_SPP_N | MISO_W | SPP_N | Internal | Summer | B7 | 400 | 3200 | 0 | 52.04 | 58.24 | 7 | 0
2035 | MISO_W_2_SPP_N | MISO_W | SPP_N | Internal | Summer | B8 | 500 | 3200 | 0 | 49.18 | 51.74 | 7 | 0
2035 | MISO_W_2_SPP_N | MISO_W | SPP_N | Internal | Summer | B9 | 800 | 3200 | 0 | 48.19 | 51.6 | 7 | 0
2035 | MISO_W_2_SPP_N | MISO_W | SPP_N | Internal | Summer | B10 | 1262 | 3200 | 0 | 43.91 | 47.41 | 7 | 0
2035 | MISO_W_2_SPP_N | MISO_W | SPP_N | Internal | Winter | B16 | 25 | 3200 | 0 | 77.82 | 77.83 | 7 | 0
2035 | MISO_W_2_SPP_N | MISO_W | SPP_N | Internal | Winter | B17 | 100 | 3200 | 0 | 63.7 | 58.71 | 7 | 0
2035 | MISO_W_2_SPP_N | MISO_W | SPP_N | Internal | Winter | B18 | 400 | 3200 | 0 | 57.63 | 56.99 | 7 | 0
2035 | MISO_W_2_SPP_N | MISO_W | SPP_N | Internal | Winter | B19 | 700 | 3200 | 0 | 57.49 | 53.26 | 7 | 0
2035 | MISO_W_2_SPP_N | MISO_W | SPP_N | Internal | Winter | B20 | 935 | 3200 | 0 | 49.43 | 51.69 | 7 | 0
2035 | MISO_WUMS_2_MISO_MI | MISO_WUMS | MISO_MI | Internal | Shoulder | B11 | 25 | 99 | 98.99 | 74.93 | 77.14 | 0.01 | 2.2
2035 | MISO_WUMS_2_MISO_MI | MISO_WUMS | MISO_MI | Internal | Shoulder | B12 | 200 | 99 | 98.88 | 62.14 | 62.17 | 0.01 | 0.01
2035 | MISO_WUMS_2_MISO_MI | MISO_WUMS | MISO_MI | Internal | Shoulder | B13 | 600 | 99 | 0.04 | 53.95 | 53.95 | 0.01 | 0
2035 | MISO_WUMS_2_MISO_MI | MISO_WUMS | MISO_MI | Internal | Shoulder | B14 | 900 | 99 | 99 | 51.64 | 53.71 | 0.01 | 2.06
2035 | MISO_WUMS_2_MISO_MI | MISO_WUMS | MISO_MI | Internal | Shoulder | B15 | 1203 | 99 | 0 | 48.62 | 46.64 | 0.01 | 0
2035 | MISO_WUMS_2_MISO_MI | MISO_WUMS | MISO_MI | Internal | Summer | B1 | 10 | 99 | 99 | 79.65 | 101.42 | 0.01 | 21.76
2035 | MISO_WUMS_2_MISO_MI | MISO_WUMS | MISO_MI | Internal | Summer | B2 | 25 | 99 | 99 | 79.65 | 86.12 | 0.01 | 6.46
2035 | MISO_WUMS_2_MISO_MI | MISO_WUMS | MISO_MI | Internal | Summer | B3 | 75 | 99 | 99 | 79.65 | 83.8 | 0.01 | 4.14
2035 | MISO_WUMS_2_MISO_MI | MISO_WUMS | MISO_MI | Internal | Summer | B4 | 100 | 99 | 99 | 79.65 | 82.76 | 0.01 | 3.1
2035 | MISO_WUMS_2_MISO_MI | MISO_WUMS | MISO_MI | Internal | Summer | B5 | 200 | 99 | 0.12 | 77.95 | 77.95 | 0.01 | 0
2035 | MISO_WUMS_2_MISO_MI | MISO_WUMS | MISO_MI | Internal | Summer | B6 | 300 | 99 | 0.04 | 62.91 | 62.9 | 0.01 | 0
2035 | MISO_WUMS_2_MISO_MI | MISO_WUMS | MISO_MI | Internal | Summer | B7 | 400 | 99 | 99 | 48.86 | 52.05 | 0.01 | 3.18
2035 | MISO_WUMS_2_MISO_MI | MISO_WUMS | MISO_MI | Internal | Summer | B8 | 500 | 99 | 99 | 48.82 | 49.36 | 0.01 | 0.52
2035 | MISO_WUMS_2_MISO_MI | MISO_WUMS | MISO_MI | Internal | Summer | B9 | 800 | 99 | 0 | 48.18 | 45.67 | 0.01 | 0
2035 | MISO_WUMS_2_MISO_MI | MISO_WUMS | MISO_MI | Internal | Summer | B10 | 1262 | 99 | 99 | 44.93 | 45.17 | 0.01 | 0.23
2035 | MISO_WUMS_2_MISO_MI | MISO_WUMS | MISO_MI | Internal | Winter | B16 | 25 | 99 | 0.83 | 77.83 | 77.83 | 0.01 | 0
2035 | MISO_WUMS_2_MISO_MI | MISO_WUMS | MISO_MI | Internal | Winter | B17 | 100 | 99 | 98.76 | 63.71 | 63.74 | 0.01 | 0.01
2035 | MISO_WUMS_2_MISO_MI | MISO_WUMS | MISO_MI | Internal | Winter | B18 | 400 | 99 | 0 | 57.62 | 56.87 | 0.01 | 0
2035 | MISO_WUMS_2_MISO_MI | MISO_WUMS | MISO_MI | Internal | Winter | B19 | 700 | 99 | 0 | 55.73 | 53.28 | 0.01 | 0
2035 | MISO_WUMS_2_MISO_MI | MISO_WUMS | MISO_MI | Internal | Winter | B20 | 935 | 99 | 0 | 49.46 | 48.72 | 0.01 | 0
2035 | MISO_WUMS_2_MISO_W | MISO_WUMS | MISO_W | Internal | Shoulder | B11 | 25 | 1137 | 1137 | 74.93 | 78.16 | 0.01 | 3.22
2035 | MISO_WUMS_2_MISO_W | MISO_WUMS | MISO_W | Internal | Shoulder | B12 | 200 | 1137 | 423.72 | 62.14 | 62.15 | 0.01 | 0
2035 | MISO_WUMS_2_MISO_W | MISO_WUMS | MISO_W | Internal | Shoulder | B13 | 600 | 1137 | 629.76 | 53.95 | 53.96 | 0.01 | 0
2035 | MISO_WUMS_2_MISO_W | MISO_WUMS | MISO_W | Internal | Shoulder | B14 | 900 | 1137 | 1137 | 51.64 | 53.71 | 0.01 | 2.06
2035 | MISO_WUMS_2_MISO_W | MISO_WUMS | MISO_W | Internal | Shoulder | B15 | 1203 | 1137 | 817.65 | 48.62 | 48.63 | 0.01 | 0
2035 | MISO_WUMS_2_MISO_W | MISO_WUMS | MISO_W | Internal | Summer | B1 | 10 | 1137 | 1137 | 79.65 | 101.41 | 0.01 | 21.75
2035 | MISO_WUMS_2_MISO_W | MISO_WUMS | MISO_W | Internal | Summer | B2 | 25 | 1137 | 1137 | 79.65 | 86.13 | 0.01 | 6.47
2035 | MISO_WUMS_2_MISO_W | MISO_WUMS | MISO_W | Internal | Summer | B3 | 75 | 1137 | 1137 | 79.65 | 86.13 | 0.01 | 6.47
2035 | MISO_WUMS_2_MISO_W | MISO_WUMS | MISO_W | Internal | Summer | B4 | 100 | 1137 | 1137 | 79.65 | 84.55 | 0.01 | 4.89
2035 | MISO_WUMS_2_MISO_W | MISO_WUMS | MISO_W | Internal | Summer | B5 | 200 | 1137 | 1137 | 77.95 | 84.55 | 0.01 | 6.59
2035 | MISO_WUMS_2_MISO_W | MISO_WUMS | MISO_W | Internal | Summer | B6 | 300 | 1137 | 1137 | 62.91 | 69.6 | 0.01 | 6.68
2035 | MISO_WUMS_2_MISO_W | MISO_WUMS | MISO_W | Internal | Summer | B7 | 400 | 1137 | 1137 | 48.86 | 52.04 | 0.01 | 3.17
2035 | MISO_WUMS_2_MISO_W | MISO_WUMS | MISO_W | Internal | Summer | B8 | 500 | 1137 | 1137 | 48.82 | 49.18 | 0.01 | 0.34
2035 | MISO_WUMS_2_MISO_W | MISO_WUMS | MISO_W | Internal | Summer | B9 | 800 | 1137 | 107.32 | 48.18 | 48.19 | 0.01 | 0
2035 | MISO_WUMS_2_MISO_W | MISO_WUMS | MISO_W | Internal | Summer | B10 | 1262 | 1137 | 0 | 44.93 | 43.91 | 0.01 | 0
2035 | MISO_WUMS_2_MISO_W | MISO_WUMS | MISO_W | Internal | Winter | B16 | 25 | 1137 | 0.49 | 77.83 | 77.82 | 0.01 | 0
2035 | MISO_WUMS_2_MISO_W | MISO_WUMS | MISO_W | Internal | Winter | B17 | 100 | 1137 | 0.12 | 63.71 | 63.7 | 0.01 | 0
2035 | MISO_WUMS_2_MISO_W | MISO_WUMS | MISO_W | Internal | Winter | B18 | 400 | 1137 | 731.92 | 57.62 | 57.63 | 0.01 | 0
2035 | MISO_WUMS_2_MISO_W | MISO_WUMS | MISO_W | Internal | Winter | B19 | 700 | 1137 | 1137 | 55.73 | 57.49 | 0.01 | 1.75
2035 | MISO_WUMS_2_MISO_W | MISO_WUMS | MISO_W | Internal | Winter | B20 | 935 | 1137 | 0 | 49.46 | 49.43 | 0.01 | 0
2035 | MISO_WUMS_2_PJM_ROR | MISO_WUMS | PJM_ROR | Internal | Shoulder | B11 | 25 | 1600 | 0 | 74.93 | 72.93 | 2 | 0
2035 | MISO_WUMS_2_PJM_ROR | MISO_WUMS | PJM_ROR | Internal | Shoulder | B12 | 200 | 1600 | 0 | 62.14 | 63.55 | 2 | 0
2035 | MISO_WUMS_2_PJM_ROR | MISO_WUMS | PJM_ROR | Internal | Shoulder | B13 | 600 | 1600 | 0 | 53.95 | 53.23 | 2 | 0
2035 | MISO_WUMS_2_PJM_ROR | MISO_WUMS | PJM_ROR | Internal | Shoulder | B14 | 900 | 1600 | 0 | 51.64 | 52.33 | 2 | 0
2035 | MISO_WUMS_2_PJM_ROR | MISO_WUMS | PJM_ROR | Internal | Shoulder | B15 | 1203 | 1600 | 0 | 48.62 | 47.49 | 2 | 0
2035 | MISO_WUMS_2_PJM_ROR | MISO_WUMS | PJM_ROR | Internal | Summer | B1 | 10 | 1600 | 1600 | 79.65 | 103.42 | 2 | 21.77
2035 | MISO_WUMS_2_PJM_ROR | MISO_WUMS | PJM_ROR | Internal | Summer | B2 | 25 | 1600 | 1600 | 79.65 | 88.11 | 2 | 6.46
2035 | MISO_WUMS_2_PJM_ROR | MISO_WUMS | PJM_ROR | Internal | Summer | B3 | 75 | 1600 | 1599.97 | 79.65 | 81.8 | 2 | 0.15
2035 | MISO_WUMS_2_PJM_ROR | MISO_WUMS | PJM_ROR | Internal | Summer | B4 | 100 | 1600 | 0 | 79.65 | 80.78 | 2 | 0
2035 | MISO_WUMS_2_PJM_ROR | MISO_WUMS | PJM_ROR | Internal | Summer | B5 | 200 | 1600 | 0 | 77.95 | 75.95 | 2 | 0
2035 | MISO_WUMS_2_PJM_ROR | MISO_WUMS | PJM_ROR | Internal | Summer | B6 | 300 | 1600 | 0 | 62.91 | 62.25 | 2 | 0
2035 | MISO_WUMS_2_PJM_ROR | MISO_WUMS | PJM_ROR | Internal | Summer | B7 | 400 | 1600 | 299.28 | 48.86 | 50.86 | 2 | 0
2035 | MISO_WUMS_2_PJM_ROR | MISO_WUMS | PJM_ROR | Internal | Summer | B8 | 500 | 1600 | 0 | 48.82 | 48.79 | 2 | 0
2035 | MISO_WUMS_2_PJM_ROR | MISO_WUMS | PJM_ROR | Internal | Summer | B9 | 800 | 1600 | 0 | 48.18 | 46.18 | 2 | 0
2035 | MISO_WUMS_2_PJM_ROR | MISO_WUMS | PJM_ROR | Internal | Summer | B10 | 1262 | 1600 | 0 | 44.93 | 44.9 | 2 | 0
2035 | MISO_WUMS_2_PJM_ROR | MISO_WUMS | PJM_ROR | Internal | Winter | B16 | 25 | 1600 | 750.22 | 77.83 | 79.83 | 2 | 0
2035 | MISO_WUMS_2_PJM_ROR | MISO_WUMS | PJM_ROR | Internal | Winter | B17 | 100 | 1600 | 1571.52 | 63.71 | 65.71 | 2 | 0
2035 | MISO_WUMS_2_PJM_ROR | MISO_WUMS | PJM_ROR | Internal | Winter | B18 | 400 | 1600 | 0 | 57.62 | 58.85 | 2 | 0
2035 | MISO_WUMS_2_PJM_ROR | MISO_WUMS | PJM_ROR | Internal | Winter | B19 | 700 | 1600 | 0 | 55.73 | 55.27 | 2 | 0
2035 | MISO_WUMS_2_PJM_ROR | MISO_WUMS | PJM_ROR | Internal | Winter | B20 | 935 | 1600 | 0 | 49.46 | 50.07 | 2 | 0
2035 | NE_2_MAPP_US | NE | MAPP_US | Internal | Shoulder | B11 | 25 | 1600 | 0 | 78.16 | 71.16 | 5 | 0
2035 | NE_2_MAPP_US | NE | MAPP_US | Internal | Shoulder | B12 | 200 | 1600 | 0 | 58.15 | 55.15 | 5 | 0
2035 | NE_2_MAPP_US | NE | MAPP_US | Internal | Shoulder | B13 | 600 | 1600 | 0 | 53.96 | 46.96 | 5 | 0
2035 | NE_2_MAPP_US | NE | MAPP_US | Internal | Shoulder | B14 | 900 | 1600 | 0 | 53.4 | 46.96 | 5 | 0
2035 | NE_2_MAPP_US | NE | MAPP_US | Internal | Shoulder | B15 | 1203 | 1600 | 0 | 49.02 | 46.02 | 5 | 0
2035 | NE_2_MAPP_US | NE | MAPP_US | Internal | Summer | B1 | 10 | 1600 | 0 | 96.41 | 94.41 | 5 | 0
2035 | NE_2_MAPP_US | NE | MAPP_US | Internal | Summer | B2 | 25 | 1600 | 0 | 87.53 | 80.53 | 5 | 0
2035 | NE_2_MAPP_US | NE | MAPP_US | Internal | Summer | B3 | 75 | 1600 | 0 | 87.53 | 80.53 | 5 | 0
2035 | NE_2_MAPP_US | NE | MAPP_US | Internal | Summer | B4 | 100 | 1600 | 0 | 87.53 | 80.53 | 5 | 0
2035 | NE_2_MAPP_US | NE | MAPP_US | Internal | Summer | B5 | 200 | 1600 | 0 | 84.55 | 77.55 | 5 | 0
2035 | NE_2_MAPP_US | NE | MAPP_US | Internal | Summer | B6 | 300 | 1600 | 0 | 69.6 | 62.6 | 5 | 0
2035 | NE_2_MAPP_US | NE | MAPP_US | Internal | Summer | B7 | 400 | 1600 | 0 | 56.06 | 49.06 | 5 | 0
2035 | NE_2_MAPP_US | NE | MAPP_US | Internal | Summer | B8 | 500 | 1600 | 0 | 50.3 | 43.3 | 5 | 0
2035 | NE_2_MAPP_US | NE | MAPP_US | Internal | Summer | B9 | 800 | 1600 | 0 | 50.3 | 43.3 | 5 | 0
2035 | NE_2_MAPP_US | NE | MAPP_US | Internal | Summer | B10 | 1262 | 1600 | 0 | 43.42 | 36.91 | 5 | 0
2035 | NE_2_MAPP_US | NE | MAPP_US | Internal | Winter | B16 | 25 | 1600 | 0 | 77.82 | 70.82 | 5 | 0
2035 | NE_2_MAPP_US | NE | MAPP_US | Internal | Winter | B17 | 100 | 1600 | 0 | 58.7 | 56.7 | 5 | 0
2035 | NE_2_MAPP_US | NE | MAPP_US | Internal | Winter | B18 | 400 | 1600 | 0 | 56.98 | 50.63 | 5 | 0
2035 | NE_2_MAPP_US | NE | MAPP_US | Internal | Winter | B19 | 700 | 1600 | 0 | 53.25 | 50.63 | 5 | 0
2035 | NE_2_MAPP_US | NE | MAPP_US | Internal | Winter | B20 | 935 | 1600 | 0 | 48.11 | 42.43 | 5 | 0
2035 | NE_2_MISO_W | NE | MISO_W | Internal | Shoulder | B11 | 25 | 1600 | 0 | 78.16 | 78.16 | 5 | 0
2035 | NE_2_MISO_W | NE | MISO_W | Internal | Shoulder | B12 | 200 | 1600 | 0 | 58.15 | 62.15 | 5 | 0
2035 | NE_2_MISO_W | NE | MISO_W | Internal | Shoulder | B13 | 600 | 1600 | 0 | 53.96 | 53.96 | 5 | 0
2035 | NE_2_MISO_W | NE | MISO_W | Internal | Shoulder | B14 | 900 | 1600 | 0 | 53.4 | 53.71 | 5 | 0
2035 | NE_2_MISO_W | NE | MISO_W | Internal | Shoulder | B15 | 1203 | 1600 | 0 | 49.02 | 48.63 | 5 | 0
2035 | NE_2_MISO_W | NE | MISO_W | Internal | Summer | B1 | 10 | 1600 | 956.24 | 96.41 | 101.41 | 5 | 0
2035 | NE_2_MISO_W | NE | MISO_W | Internal | Summer | B2 | 25 | 1600 | 0 | 87.53 | 86.13 | 5 | 0
2035 | NE_2_MISO_W | NE | MISO_W | Internal | Summer | B3 | 75 | 1600 | 0 | 87.53 | 86.13 | 5 | 0
2035 | NE_2_MISO_W | NE | MISO_W | Internal | Summer | B4 | 100 | 1600 | 0 | 87.53 | 84.55 | 5 | 0
2035 | NE_2_MISO_W | NE | MISO_W | Internal | Summer | B5 | 200 | 1600 | 0 | 84.55 | 84.55 | 5 | 0
2035 | NE_2_MISO_W | NE | MISO_W | Internal | Summer | B6 | 300 | 1600 | 0 | 69.6 | 69.6 | 5 | 0
2035 | NE_2_MISO_W | NE | MISO_W | Internal | Summer | B7 | 400 | 1600 | 0 | 56.06 | 52.04 | 5 | 0
2035 | NE_2_MISO_W | NE | MISO_W | Internal | Summer | B8 | 500 | 1600 | 0 | 50.3 | 49.18 | 5 | 0
2035 | NE_2_MISO_W | NE | MISO_W | Internal | Summer | B9 | 800 | 1600 | 0 | 50.3 | 48.19 | 5 | 0
2035 | NE_2_MISO_W | NE | MISO_W | Internal | Summer | B10 | 1262 | 1600 | 0 | 43.42 | 43.91 | 5 | 0
2035 | NE_2_MISO_W | NE | MISO_W | Internal | Winter | B16 | 25 | 1600 | 0 | 77.82 | 77.82 | 5 | 0
2035 | NE_2_MISO_W | NE | MISO_W | Internal | Winter | B17 | 100 | 1600 | 176.02 | 58.7 | 63.7 | 5 | 0
2035 | NE_2_MISO_W | NE | MISO_W | Internal | Winter | B18 | 400 | 1600 | 0 | 56.98 | 57.63 | 5 | 0
2035 | NE_2_MISO_W | NE | MISO_W | Internal | Winter | B19 | 700 | 1600 | 0 | 53.25 | 57.49 | 5 | 0
2035 | NE_2_MISO_W | NE | MISO_W | Internal | Winter | B20 | 935 | 1600 | 0 | 48.11 | 49.43 | 5 | 0
2035 | NE_2_SPP_N | NE | SPP_N | Internal | Shoulder | B11 | 25 | 1800 | 1800 | 78.16 | 85.16 | 0.01 | 6.99
2035 | NE_2_SPP_N | NE | SPP_N | Internal | Shoulder | B12 | 200 | 1800 | 642.31 | 58.15 | 58.17 | 0.01 | 0
2035 | NE_2_SPP_N | NE | SPP_N | Internal | Shoulder | B13 | 600 | 1800 | 1276.46 | 53.96 | 53.97 | 0.01 | 0
2035 | NE_2_SPP_N | NE | SPP_N | Internal | Shoulder | B14 | 900 | 1800 | 704.26 | 53.4 | 53.41 | 0.01 | 0
2035 | NE_2_SPP_N | NE | SPP_N | Internal | Shoulder | B15 | 1203 | 1800 | 1120.07 | 49.02 | 49.03 | 0.01 | 0
2035 | NE_2_SPP_N | NE | SPP_N | Internal | Summer | B1 | 10 | 1800 | 571.25 | 96.41 | 96.42 | 0.01 | 0
2035 | NE_2_SPP_N | NE | SPP_N | Internal | Summer | B2 | 25 | 1800 | 1799.98 | 87.53 | 88.32 | 0.01 | 0.78
2035 | NE_2_SPP_N | NE | SPP_N | Internal | Summer | B3 | 75 | 1800 | 1799.99 | 87.53 | 88.32 | 0.01 | 0.78
2035 | NE_2_SPP_N | NE | SPP_N | Internal | Summer | B4 | 100 | 1800 | 1559.76 | 87.53 | 87.55 | 0.01 | 0
2035 | NE_2_SPP_N | NE | SPP_N | Internal | Summer | B5 | 200 | 1800 | 1800 | 84.55 | 85.45 | 0.01 | 0.88
2035 | NE_2_SPP_N | NE | SPP_N | Internal | Summer | B6 | 300 | 1800 | 1800 | 69.6 | 70.92 | 0.01 | 1.31
2035 | NE_2_SPP_N | NE | SPP_N | Internal | Summer | B7 | 400 | 1800 | 1800 | 56.06 | 58.24 | 0.01 | 2.17
2035 | NE_2_SPP_N | NE | SPP_N | Internal | Summer | B8 | 500 | 1800 | 1800 | 50.3 | 51.74 | 0.01 | 1.43
2035 | NE_2_SPP_N | NE | SPP_N | Internal | Summer | B9 | 800 | 1800 | 1800 | 50.3 | 51.6 | 0.01 | 1.29
2035 | NE_2_SPP_N | NE | SPP_N | Internal | Summer | B10 | 1262 | 1800 | 1800 | 43.42 | 47.41 | 0.01 | 3.98
2035 | NE_2_SPP_N | NE | SPP_N | Internal | Winter | B16 | 25 | 1800 | 1450.95 | 77.82 | 77.83 | 0.01 | 0
2035 | NE_2_SPP_N | NE | SPP_N | Internal | Winter | B17 | 100 | 1800 | 710.69 | 58.7 | 58.71 | 0.01 | 0
2035 | NE_2_SPP_N | NE | SPP_N | Internal | Winter | B18 | 400 | 1800 | 1009.49 | 56.98 | 56.99 | 0.01 | 0
2035 | NE_2_SPP_N | NE | SPP_N | Internal | Winter | B19 | 700 | 1800 | 981.98 | 53.25 | 53.26 | 0.01 | 0
2035 | NE_2_SPP_N | NE | SPP_N | Internal | Winter | B20 | 935 | 1800 | 1800 | 48.11 | 51.69 | 0.01 | 3.57
2035 | NEISO_2_NYISO_A-F | NEISO | NYISO_A-F | Internal | Shoulder | B11 | 25 | 600 | 600 | 46.31 | 59.06 | 3 | 9.75
2035 | NEISO_2_NYISO_A-F | NEISO | NYISO_A-F | Internal | Shoulder | B12 | 200 | 600 | 600 | 46.31 | 55.51 | 3 | 6.2
2035 | NEISO_2_NYISO_A-F | NEISO | NYISO_A-F | Internal | Shoulder | B13 | 600 | 600 | 600 | 46.31 | 49.99 | 3 | 0.67
2035 | NEISO_2_NYISO_A-F | NEISO | NYISO_A-F | Internal | Shoulder | B14 | 900 | 600 | 600 | 46.31 | 49.65 | 3 | 0.34
2035 | NEISO_2_NYISO_A-F | NEISO | NYISO_A-F | Internal | Shoulder | B15 | 1203 | 600 | 599.98 | 46.31 | 49.32 | 3 | 0.01
2035 | NEISO_2_NYISO_A-F | NEISO | NYISO_A-F | Internal | Summer | B1 | 10 | 600 | 0 | 99.62 | 96.62 | 3 | 0
2035 | NEISO_2_NYISO_A-F | NEISO | NYISO_A-F | Internal | Summer | B2 | 25 | 600 | 0.45 | 77.14 | 80.12 | 3 | 0
2035 | NEISO_2_NYISO_A-F | NEISO | NYISO_A-F | Internal | Summer | B3 | 75 | 600 | 510.15 | 68.39 | 71.39 | 3 | 0
2035 | NEISO_2_NYISO_A-F | NEISO | NYISO_A-F | Internal | Summer | B4 | 100 | 600 | 600 | 59.4 | 64.8 | 3 | 2.39
2035 | NEISO_2_NYISO_A-F | NEISO | NYISO_A-F | Internal | Summer | B5 | 200 | 600 | 600 | 46.31 | 63.85 | 3 | 14.53
2035 | NEISO_2_NYISO_A-F | NEISO | NYISO_A-F | Internal | Summer | B6 | 300 | 600 | 600 | 42.77 | 54.26 | 3 | 8.49
2035 | NEISO_2_NYISO_A-F | NEISO | NYISO_A-F | Internal | Summer | B7 | 400 | 600 | 600 | 42.77 | 52.05 | 3 | 6.28
2035 | NEISO_2_NYISO_A-F | NEISO | NYISO_A-F | Internal | Summer | B8 | 500 | 600 | 600 | 42.77 | 48.35 | 3 | 2.58
2035 | NEISO_2_NYISO_A-F | NEISO | NYISO_A-F | Internal | Summer | B9 | 800 | 600 | 600 | 42.77 | 46.1 | 3 | 0.33
2035 | NEISO_2_NYISO_A-F | NEISO | NYISO_A-F | Internal | Summer | B10 | 1262 | 600 | 600 | 42.77 | 46.1 | 3 | 0.33
2035 | NEISO_2_NYISO_A-F | NEISO | NYISO_A-F | Internal | Winter | B16 | 25 | 600 | 600 | 57.22 | 71.85 | 3 | 11.62
2035 | NEISO_2_NYISO_A-F | NEISO | NYISO_A-F | Internal | Winter | B17 | 100 | 600 | 0 | 57.22 | 57.89 | 3 | 0
2035 | NEISO_2_NYISO_A-F | NEISO | NYISO_A-F | Internal | Winter | B18 | 400 | 600 | 0 | 57.22 | 57.89 | 3 | 0
2035 | NEISO_2_NYISO_A-F | NEISO | NYISO_A-F | Internal | Winter | B19 | 700 | 600 | 0 | 57.22 | 57.47 | 3 | 0
2035 | NEISO_2_NYISO_A-F | NEISO | NYISO_A-F | Internal | Winter | B20 | 935 | 600 | 0 | 57.22 | 57.47 | 3 | 0
2035 | NEISO_2_NYISO_G-I | NEISO | NYISO_G-I | Internal | Shoulder | B11 | 25 | 600 | 600 | 46.31 | 61.4 | 3 | 12.09
2035 | NEISO_2_NYISO_G-I | NEISO | NYISO_G-I | Internal | Shoulder | B12 | 200 | 600 | 600 | 46.31 | 55.53 | 3 | 6.21
2035 | NEISO_2_NYISO_G-I | NEISO | NYISO_G-I | Internal | Shoulder | B13 | 600 | 600 | 600 | 46.31 | 50 | 3 | 0.69
2035 | NEISO_2_NYISO_G-I | NEISO | NYISO_G-I | Internal | Shoulder | B14 | 900 | 600 | 600 | 46.31 | 49.67 | 3 | 0.35
2035 | NEISO_2_NYISO_G-I | NEISO | NYISO_G-I | Internal | Shoulder | B15 | 1203 | 600 | 352.33 | 46.31 | 49.31 | 3 | 0
2035 | NEISO_2_NYISO_G-I | NEISO | NYISO_G-I | Internal | Summer | B1 | 10 | 600 | 0 | 99.62 | 96.63 | 3 | 0
2035 | NEISO_2_NYISO_G-I | NEISO | NYISO_G-I | Internal | Summer | B2 | 25 | 600 | 0.89 | 77.14 | 80.13 | 3 | 0
2035 | NEISO_2_NYISO_G-I | NEISO | NYISO_G-I | Internal | Summer | B3 | 75 | 600 | 599.71 | 68.39 | 71.4 | 3 | 0.01
2035 | NEISO_2_NYISO_G-I | NEISO | NYISO_G-I | Internal | Summer | B4 | 100 | 600 | 600 | 59.4 | 64.81 | 3 | 2.41
2035 | NEISO_2_NYISO_G-I | NEISO | NYISO_G-I | Internal | Summer | B5 | 200 | 600 | 600 | 46.31 | 63.86 | 3 | 14.54
2035 | NEISO_2_NYISO_G-I | NEISO | NYISO_G-I | Internal | Summer | B6 | 300 | 600 | 600 | 42.77 | 54.27 | 3 | 8.5
2035 | NEISO_2_NYISO_G-I | NEISO | NYISO_G-I | Internal | Summer | B7 | 400 | 600 | 600 | 42.77 | 52.07 | 3 | 6.29
2035 | NEISO_2_NYISO_G-I | NEISO | NYISO_G-I | Internal | Summer | B8 | 500 | 600 | 600 | 42.77 | 48.36 | 3 | 2.59
2035 | NEISO_2_NYISO_G-I | NEISO | NYISO_G-I | Internal | Summer | B9 | 800 | 600 | 600 | 42.77 | 46.12 | 3 | 0.34
2035 | NEISO_2_NYISO_G-I | NEISO | NYISO_G-I | Internal | Summer | B10 | 1262 | 600 | 600 | 42.77 | 46.09 | 3 | 0.32
2035 | NEISO_2_NYISO_G-I | NEISO | NYISO_G-I | Internal | Winter | B16 | 25 | 600 | 600 | 57.22 | 71.86 | 3 | 11.64
2035 | NEISO_2_NYISO_G-I | NEISO | NYISO_G-I | Internal | Winter | B17 | 100 | 600 | 81.02 | 57.22 | 60.22 | 3 | 0
2035 | NEISO_2_NYISO_G-I | NEISO | NYISO_G-I | Internal | Winter | B18 | 400 | 600 | 0 | 57.22 | 58.07 | 3 | 0
2035 | NEISO_2_NYISO_G-I | NEISO | NYISO_G-I | Internal | Winter | B19 | 700 | 600 | 0 | 57.22 | 57.48 | 3 | 0
2035 | NEISO_2_NYISO_G-I | NEISO | NYISO_G-I | Internal | Winter | B20 | 935 | 600 | 0 | 57.22 | 57.48 | 3 | 0
2035 | NEISO_2_NYISO_J-K | NEISO | NYISO_J-K | Internal | Shoulder | B11 | 25 | 430 | 430 | 46.31 | 66.67 | 3 | 17.36
2035 | NEISO_2_NYISO_J-K | NEISO | NYISO_J-K | Internal | Shoulder | B12 | 200 | 430 | 430 | 46.31 | 55.54 | 3 | 6.23
2035 | NEISO_2_NYISO_J-K | NEISO | NYISO_J-K | Internal | Shoulder | B13 | 600 | 430 | 430 | 46.31 | 50.01 | 3 | 0.7
2035 | NEISO_2_NYISO_J-K | NEISO | NYISO_J-K | Internal | Shoulder | B14 | 900 | 430 | 430 | 46.31 | 49.68 | 3 | 0.37
2035 | NEISO_2_NYISO_J-K | NEISO | NYISO_J-K | Internal | Shoulder | B15 | 1203 | 430 | 429.98 | 46.31 | 49.32 | 3 | 0.01
2035 | NEISO_2_NYISO_J-K | NEISO | NYISO_J-K | Internal | Summer | B1 | 10 | 430 | 0 | 99.62 | 96.65 | 3 | 0
2035 | NEISO_2_NYISO_J-K | NEISO | NYISO_J-K | Internal | Summer | B2 | 25 | 430 | 250.92 | 77.14 | 80.14 | 3 | 0
2035 | NEISO_2_NYISO_J-K | NEISO | NYISO_J-K | Internal | Summer | B3 | 75 | 430 | 429.85 | 68.39 | 71.41 | 3 | 0.02
2035 | NEISO_2_NYISO_J-K | NEISO | NYISO_J-K | Internal | Summer | B4 | 100 | 430 | 430 | 59.4 | 64.82 | 3 | 2.42
2035 | NEISO_2_NYISO_J-K | NEISO | NYISO_J-K | Internal | Summer | B5 | 200 | 430 | 430 | 46.31 | 63.87 | 3 | 14.56
2035 | NEISO_2_NYISO_J-K | NEISO | NYISO_J-K | Internal | Summer | B6 | 300 | 430 | 430 | 42.77 | 61.37 | 3 | 15.6
2035 | NEISO_2_NYISO_J-K | NEISO | NYISO_J-K | Internal | Summer | B7 | 400 | 430 | 430 | 42.77 | 61.37 | 3 | 15.6
2035 | NEISO_2_NYISO_J-K | NEISO | NYISO_J-K | Internal | Summer | B8 | 500 | 430 | 430 | 42.77 | 61.37 | 3 | 15.6
2035 | NEISO_2_NYISO_J-K | NEISO | NYISO_J-K | Internal | Summer | B9 | 800 | 430 | 430 | 42.77 | 46.13 | 3 | 0.36
2035 | NEISO_2_NYISO_J-K | NEISO | NYISO_J-K | Internal | Summer | B10 | 1262 | 430 | 430 | 42.77 | 46.1 | 3 | 0.33
2035 | NEISO_2_NYISO_J-K | NEISO | NYISO_J-K | Internal | Winter | B16 | 25 | 430 | 430 | 57.22 | 85.06 | 3 | 24.84
2035 | NEISO_2_NYISO_J-K | NEISO | NYISO_J-K | Internal | Winter | B17 | 100 | 430 | 430 | 57.22 | 69.5 | 3 | 9.28
2035 | NEISO_2_NYISO_J-K | NEISO | NYISO_J-K | Internal | Winter | B18 | 400 | 430 | 430 | 57.22 | 63.63 | 3 | 3.41
2035 | NEISO_2_NYISO_J-K | NEISO | NYISO_J-K | Internal | Winter | B19 | 700 | 430 | 430 | 57.22 | 63.63 | 3 | 3.41
2035 | NEISO_2_NYISO_J-K | NEISO | NYISO_J-K | Internal | Winter | B20 | 935 | 430 | 0 | 57.22 | 59.79 | 3 | 0
2035 | NonRTO_Midwest_2_MISO_IN | NonRTO_Midwest | MISO_IN | Internal | Shoulder | B11 | 25 | 4450 | 0 | 85.15 | 77.15 | 8 | 0
2035 | NonRTO_Midwest_2_MISO_IN | NonRTO_Midwest | MISO_IN | Internal | Shoulder | B12 | 200 | 4450 | 0 | 70.15 | 62.15 | 8 | 0
2035 | NonRTO_Midwest_2_MISO_IN | NonRTO_Midwest | MISO_IN | Internal | Shoulder | B13 | 600 | 4450 | 0 | 61.66 | 53.93 | 8 | 0
2035 | NonRTO_Midwest_2_MISO_IN | NonRTO_Midwest | MISO_IN | Internal | Shoulder | B14 | 900 | 4450 | 0 | 50.47 | 53.7 | 8 | 0
2035 | NonRTO_Midwest_2_MISO_IN | NonRTO_Midwest | MISO_IN | Internal | Shoulder | B15 | 1203 | 4450 | 0 | 45.49 | 46.63 | 8 | 0
2035 | NonRTO_Midwest_2_MISO_IN | NonRTO_Midwest | MISO_IN | Internal | Summer | B1 | 10 | 4450 | 370.84 | 93.41 | 101.41 | 8 | 0
2035 | NonRTO_Midwest_2_MISO_IN | NonRTO_Midwest | MISO_IN | Internal | Summer | B2 | 25 | 4450 | 0 | 88.93 | 86.11 | 8 | 0
2035 | NonRTO_Midwest_2_MISO_IN | NonRTO_Midwest | MISO_IN | Internal | Summer | B3 | 75 | 4450 | 0 | 88.93 | 83.79 | 8 | 0
2035 | NonRTO_Midwest_2_MISO_IN | NonRTO_Midwest | MISO_IN | Internal | Summer | B4 | 100 | 4450 | 0 | 88.93 | 82.77 | 8 | 0
2035 | NonRTO_Midwest_2_MISO_IN | NonRTO_Midwest | MISO_IN | Internal | Summer | B5 | 200 | 4450 | 0 | 85.95 | 77.95 | 8 | 0
2035 | NonRTO_Midwest_2_MISO_IN | NonRTO_Midwest | MISO_IN | Internal | Summer | B6 | 300 | 4450 | 0 | 70.91 | 62.91 | 8 | 0
2035 | NonRTO_Midwest_2_MISO_IN | NonRTO_Midwest | MISO_IN | Internal | Summer | B7 | 400 | 4450 | 0 | 60.04 | 52.04 | 8 | 0
2035 | NonRTO_Midwest_2_MISO_IN | NonRTO_Midwest | MISO_IN | Internal | Summer | B8 | 500 | 4450 | 0 | 48.9 | 49.15 | 8 | 0
2035 | NonRTO_Midwest_2_MISO_IN | NonRTO_Midwest | MISO_IN | Internal | Summer | B9 | 800 | 4450 | 0 | 46.81 | 45.66 | 8 | 0
2035 | NonRTO_Midwest_2_MISO_IN | NonRTO_Midwest | MISO_IN | Internal | Summer | B10 | 1262 | 4450 | 0 | 38.95 | 45.16 | 8 | 0
2035 | NonRTO_Midwest_2_MISO_IN | NonRTO_Midwest | MISO_IN | Internal | Winter | B16 | 25 | 4450 | 0 | 85.85 | 77.85 | 8 | 0
2035 | NonRTO_Midwest_2_MISO_IN | NonRTO_Midwest | MISO_IN | Internal | Winter | B17 | 100 | 4450 | 0 | 71.72 | 63.72 | 8 | 0
2035 | NonRTO_Midwest_2_MISO_IN | NonRTO_Midwest | MISO_IN | Internal | Winter | B18 | 400 | 4450 | 0 | 64.86 | 56.86 | 8 | 0
2035 | NonRTO_Midwest_2_MISO_IN | NonRTO_Midwest | MISO_IN | Internal | Winter | B19 | 700 | 4450 | 0 | 50.64 | 53.27 | 8 | 0
2035 | NonRTO_Midwest_2_MISO_IN | NonRTO_Midwest | MISO_IN | Internal | Winter | B20 | 935 | 4450 | 0 | 45.32 | 48.7 | 8 | 0
2035 | NonRTO_Midwest_2_TVA_Transmission | NonRTO_Midwest | TVA_Transmission | Internal | Shoulder | B11 | 25 | 2400 | 0 | 85.15 | 78.93 | 8 | 0
2035 | NonRTO_Midwest_2_TVA_Transmission | NonRTO_Midwest | TVA_Transmission | Internal | Shoulder | B12 | 200 | 2400 | 0 | 70.15 | 62.49 | 8 | 0
2035 | NonRTO_Midwest_2_TVA_Transmission | NonRTO_Midwest | TVA_Transmission | Internal | Shoulder | B13 | 600 | 2400 | 0 | 61.66 | 56.94 | 8 | 0
2035 | NonRTO_Midwest_2_TVA_Transmission | NonRTO_Midwest | TVA_Transmission | Internal | Shoulder | B14 | 900 | 2400 | 0 | 50.47 | 56.04 | 8 | 0
2035 | NonRTO_Midwest_2_TVA_Transmission | NonRTO_Midwest | TVA_Transmission | Internal | Shoulder | B15 | 1203 | 2400 | 120.27 | 45.49 | 53.49 | 8 | 0
2035 | NonRTO_Midwest_2_TVA_Transmission | NonRTO_Midwest | TVA_Transmission | Internal | Summer | B1 | 10 | 2400 | 0.05 | 93.41 | 100.78 | 8 | 0
2035 | NonRTO_Midwest_2_TVA_Transmission | NonRTO_Midwest | TVA_Transmission | Internal | Summer | B2 | 25 | 2400 | 0 | 88.93 | 94.12 | 8 | 0
2035 | NonRTO_Midwest_2_TVA_Transmission | NonRTO_Midwest | TVA_Transmission | Internal | Summer | B3 | 75 | 2400 | 0 | 88.93 | 87.8 | 8 | 0
2035 | NonRTO_Midwest_2_TVA_Transmission | NonRTO_Midwest | TVA_Transmission | Internal | Summer | B4 | 100 | 2400 | 0 | 88.93 | 86.78 | 8 | 0
2035 | NonRTO_Midwest_2_TVA_Transmission | NonRTO_Midwest | TVA_Transmission | Internal | Summer | B5 | 200 | 2400 | 0 | 85.95 | 81.95 | 8 | 0
2035 | NonRTO_Midwest_2_TVA_Transmission | NonRTO_Midwest | TVA_Transmission | Internal | Summer | B6 | 300 | 2400 | 0 | 70.91 | 68.25 | 8 | 0
2035 | NonRTO_Midwest_2_TVA_Transmission | NonRTO_Midwest | TVA_Transmission | Internal | Summer | B7 | 400 | 2400 | 0 | 60.04 | 56.03 | 8 | 0
2035 | NonRTO_Midwest_2_TVA_Transmission | NonRTO_Midwest | TVA_Transmission | Internal | Summer | B8 | 500 | 2400 | 0 | 48.9 | 54.08 | 8 | 0
2035 | NonRTO_Midwest_2_TVA_Transmission | NonRTO_Midwest | TVA_Transmission | Internal | Summer | B9 | 800 | 2400 | 0 | 46.81 | 50.51 | 8 | 0
2035 | NonRTO_Midwest_2_TVA_Transmission | NonRTO_Midwest | TVA_Transmission | Internal | Summer | B10 | 1262 | 2400 | 326.83 | 38.95 | 46.95 | 8 | 0
2035 | NonRTO_Midwest_2_TVA_Transmission | NonRTO_Midwest | TVA_Transmission | Internal | Winter | B16 | 25 | 2400 | 0 | 85.85 | 85.83 | 8 | 0
2035 | NonRTO_Midwest_2_TVA_Transmission | NonRTO_Midwest | TVA_Transmission | Internal | Winter | B17 | 100 | 2400 | 0 | 71.72 | 65.65 | 8 | 0
2035 | NonRTO_Midwest_2_TVA_Transmission | NonRTO_Midwest | TVA_Transmission | Internal | Winter | B18 | 400 | 2400 | 0 | 64.86 | 59.94 | 8 | 0
2035 | NonRTO_Midwest_2_TVA_Transmission | NonRTO_Midwest | TVA_Transmission | Internal | Winter | B19 | 700 | 2400 | 0 | 50.64 | 56.45 | 8 | 0
2035 | NonRTO_Midwest_2_TVA_Transmission | NonRTO_Midwest | TVA_Transmission | Internal | Winter | B20 | 935 | 2400 | 392.14 | 45.32 | 53.32 | 8 | 0
2035 | NYISO_A-F_2_IESO | NYISO_A-F | IESO | Internal | Shoulder | B11 | 25 | 1600 | 0 | 59.06 | 48.51 | 7 | 0
2035 | NYISO_A-F_2_IESO | NYISO_A-F | IESO | Internal | Shoulder | B12 | 200 | 1600 | 0 | 55.51 | 48.51 | 7 | 0
2035 | NYISO_A-F_2_IESO | NYISO_A-F | IESO | Internal | Shoulder | B13 | 600 | 1600 | 0 | 49.99 | 46.77 | 7 | 0
2035 | NYISO_A-F_2_IESO | NYISO_A-F | IESO | Internal | Shoulder | B14 | 900 | 1600 | 0 | 49.65 | 46.71 | 7 | 0
2035 | NYISO_A-F_2_IESO | NYISO_A-F | IESO | Internal | Shoulder | B15 | 1203 | 1600 | 0 | 49.32 | 46.71 | 7 | 0
2035 | NYISO_A-F_2_IESO | NYISO_A-F | IESO | Internal | Summer | B1 | 10 | 1600 | 0 | 96.62 | 94.42 | 7 | 0
2035 | NYISO_A-F_2_IESO | NYISO_A-F | IESO | Internal | Summer | B2 | 25 | 1600 | 0 | 80.12 | 79.12 | 7 | 0
2035 | NYISO_A-F_2_IESO | NYISO_A-F | IESO | Internal | Summer | B3 | 75 | 1600 | 0 | 71.39 | 76.8 | 7 | 0
2035 | NYISO_A-F_2_IESO | NYISO_A-F | IESO | Internal | Summer | B4 | 100 | 1600 | 349.83 | 64.8 | 71.8 | 7 | 0
2035 | NYISO_A-F_2_IESO | NYISO_A-F | IESO | Internal | Summer | B5 | 200 | 1600 | 0 | 63.85 | 56.85 | 7 | 0
2035 | NYISO_A-F_2_IESO | NYISO_A-F | IESO | Internal | Summer | B6 | 300 | 1600 | 0 | 54.26 | 47.68 | 7 | 0
2035 | NYISO_A-F_2_IESO | NYISO_A-F | IESO | Internal | Summer | B7 | 400 | 1600 | 0 | 52.05 | 45.05 | 7 | 0
2035 | NYISO_A-F_2_IESO | NYISO_A-F | IESO | Internal | Summer | B8 | 500 | 1600 | 0 | 48.35 | 43.92 | 7 | 0
2035 | NYISO_A-F_2_IESO | NYISO_A-F | IESO | Internal | Summer | B9 | 800 | 1600 | 0 | 46.1 | 43.92 | 7 | 0
2035 | NYISO_A-F_2_IESO | NYISO_A-F | IESO | Internal | Summer | B10 | 1262 | 1600 | 0 | 46.1 | 43.92 | 7 | 0
2035 | NYISO_A-F_2_IESO | NYISO_A-F | IESO | Internal | Winter | B16 | 25 | 1600 | 0 | 71.85 | 64.85 | 7 | 0
2035 | NYISO_A-F_2_IESO | NYISO_A-F | IESO | Internal | Winter | B17 | 100 | 1600 | 0 | 57.89 | 50.89 | 7 | 0
2035 | NYISO_A-F_2_IESO | NYISO_A-F | IESO | Internal | Winter | B18 | 400 | 1600 | 0 | 57.89 | 50.89 | 7 | 0
2035 | NYISO_A-F_2_IESO | NYISO_A-F | IESO | Internal | Winter | B19 | 700 | 1600 | 0 | 57.47 | 50.89 | 7 | 0
2035 | NYISO_A-F_2_IESO | NYISO_A-F | IESO | Internal | Winter | B20 | 935 | 1600 | 0 | 57.47 | 50.89 | 7 | 0
2035 | NYISO_A-F_2_NEISO | NYISO_A-F | NEISO | Internal | Shoulder | B11 | 25 | 600 | 0 | 59.06 | 46.31 | 3 | 0
2035 | NYISO_A-F_2_NEISO | NYISO_A-F | NEISO | Internal | Shoulder | B12 | 200 | 600 | 0 | 55.51 | 46.31 | 3 | 0
2035 | NYISO_A-F_2_NEISO | NYISO_A-F | NEISO | Internal | Shoulder | B13 | 600 | 600 | 0 | 49.99 | 46.31 | 3 | 0
2035 | NYISO_A-F_2_NEISO | NYISO_A-F | NEISO | Internal | Shoulder | B14 | 900 | 600 | 0 | 49.65 | 46.31 | 3 | 0
2035 | NYISO_A-F_2_NEISO | NYISO_A-F | NEISO | Internal | Shoulder | B15 | 1203 | 600 | 0 | 49.32 | 46.31 | 3 | 0
2035 | NYISO_A-F_2_NEISO | NYISO_A-F | NEISO | Internal | Summer | B1 | 10 | 600 | 202.16 | 96.62 | 99.62 | 3 | 0
2035 | NYISO_A-F_2_NEISO | NYISO_A-F | NEISO | Internal | Summer | B2 | 25 | 600 | 0 | 80.12 | 77.14 | 3 | 0
2035 | NYISO_A-F_2_NEISO | NYISO_A-F | NEISO | Internal | Summer | B3 | 75 | 600 | 0 | 71.39 | 68.39 | 3 | 0
2035 | NYISO_A-F_2_NEISO | NYISO_A-F | NEISO | Internal | Summer | B4 | 100 | 600 | 0 | 64.8 | 59.4 | 3 | 0
2035 | NYISO_A-F_2_NEISO | NYISO_A-F | NEISO | Internal | Summer | B5 | 200 | 600 | 0 | 63.85 | 46.31 | 3 | 0
2035 | NYISO_A-F_2_NEISO | NYISO_A-F | NEISO | Internal | Summer | B6 | 300 | 600 | 0 | 54.26 | 42.77 | 3 | 0
2035 | NYISO_A-F_2_NEISO | NYISO_A-F | NEISO | Internal | Summer | B7 | 400 | 600 | 0 | 52.05 | 42.77 | 3 | 0
2035 | NYISO_A-F_2_NEISO | NYISO_A-F | NEISO | Internal | Summer | B8 | 500 | 600 | 0 | 48.35 | 42.77 | 3 | 0
2035 | NYISO_A-F_2_NEISO | NYISO_A-F | NEISO | Internal | Summer | B9 | 800 | 600 | 0 | 46.1 | 42.77 | 3 | 0
2035 | NYISO_A-F_2_NEISO | NYISO_A-F | NEISO | Internal | Summer | B10 | 1262 | 600 | 0 | 46.1 | 42.77 | 3 | 0
2035 | NYISO_A-F_2_NEISO | NYISO_A-F | NEISO | Internal | Winter | B16 | 25 | 600 | 0 | 71.85 | 57.22 | 3 | 0
2035 | NYISO_A-F_2_NEISO | NYISO_A-F | NEISO | Internal | Winter | B17 | 100 | 600 | 0 | 57.89 | 57.22 | 3 | 0
2035 | NYISO_A-F_2_NEISO | NYISO_A-F | NEISO | Internal | Winter | B18 | 400 | 600 | 0 | 57.89 | 57.22 | 3 | 0
2035 | NYISO_A-F_2_NEISO | NYISO_A-F | NEISO | Internal | Winter | B19 | 700 | 600 | 0 | 57.47 | 57.22 | 3 | 0
2035 | NYISO_A-F_2_NEISO | NYISO_A-F | NEISO | Internal | Winter | B20 | 935 | 600 | 0 | 57.47 | 57.22 | 3 | 0
2035 | NYISO_A-F_2_NYISO_G-I | NYISO_A-F | NYISO_G-I | Internal | Shoulder | B11 | 25 | 4250 | 4250 | 59.06 | 61.4 | 0.01 | 2.33
2035 | NYISO_A-F_2_NYISO_G-I | NYISO_A-F | NYISO_G-I | Internal | Shoulder | B12 | 200 | 4250 | 3275.8 | 55.51 | 55.53 | 0.01 | 0
2035 | NYISO_A-F_2_NYISO_G-I | NYISO_A-F | NYISO_G-I | Internal | Shoulder | B13 | 600 | 4250 | 2489.96 | 49.99 | 50 | 0.01 | 0
2035 | NYISO_A-F_2_NYISO_G-I | NYISO_A-F | NYISO_G-I | Internal | Shoulder | B14 | 900 | 4250 | 2176.64 | 49.65 | 49.67 | 0.01 | 0
2035 | NYISO_A-F_2_NYISO_G-I | NYISO_A-F | NYISO_G-I | Internal | Shoulder | B15 | 1203 | 4250 | 0.01 | 49.32 | 49.31 | 0.01 | 0
2035 | NYISO_A-F_2_NYISO_G-I | NYISO_A-F | NYISO_G-I | Internal | Summer | B1 | 10 | 4250 | 3665.92 | 96.62 | 96.63 | 0.01 | 0
2035 | NYISO_A-F_2_NYISO_G-I | NYISO_A-F | NYISO_G-I | Internal | Summer | B2 | 25 | 4250 | 3437.14 | 80.12 | 80.13 | 0.01 | 0
2035 | NYISO_A-F_2_NYISO_G-I | NYISO_A-F | NYISO_G-I | Internal | Summer | B3 | 75 | 4250 | 2933.27 | 71.39 | 71.4 | 0.01 | 0
2035 | NYISO_A-F_2_NYISO_G-I | NYISO_A-F | NYISO_G-I | Internal | Summer | B4 | 100 | 4250 | 3073.24 | 64.8 | 64.81 | 0.01 | 0
2035 | NYISO_A-F_2_NYISO_G-I | NYISO_A-F | NYISO_G-I | Internal | Summer | B5 | 200 | 4250 | 2598.76 | 63.85 | 63.86 | 0.01 | 0
2035 | NYISO_A-F_2_NYISO_G-I | NYISO_A-F | NYISO_G-I | Internal | Summer | B6 | 300 | 4250 | 3011.67 | 54.26 | 54.27 | 0.01 | 0
2035 | NYISO_A-F_2_NYISO_G-I | NYISO_A-F | NYISO_G-I | Internal | Summer | B7 | 400 | 4250 | 2635.93 | 52.05 | 52.07 | 0.01 | 0
2035 | NYISO_A-F_2_NYISO_G-I | NYISO_A-F | NYISO_G-I | Internal | Summer | B8 | 500 | 4250 | 2473.37 | 48.35 | 48.36 | 0.01 | 0
2035 | NYISO_A-F_2_NYISO_G-I | NYISO_A-F | NYISO_G-I | Internal | Summer | B9 | 800 | 4250 | 1533.95 | 46.1 | 46.12 | 0.01 | 0
2035 | NYISO_A-F_2_NYISO_G-I | NYISO_A-F | NYISO_G-I | Internal | Summer | B10 | 1262 | 4250 | 0.01 | 46.1 | 46.09 | 0.01 | 0
2035 | NYISO_A-F_2_NYISO_G-I | NYISO_A-F | NYISO_G-I | Internal | Winter | B16 | 25 | 4250 | 4172 | 71.85 | 71.86 | 0.01 | 0
2035 | NYISO_A-F_2_NYISO_G-I | NYISO_A-F | NYISO_G-I | Internal | Winter | B17 | 100 | 4250 | 4250 | 57.89 | 60.22 | 0.01 | 2.32
2035 | NYISO_A-F_2_NYISO_G-I | NYISO_A-F | NYISO_G-I | Internal | Winter | B18 | 400 | 4250 | 4250 | 57.89 | 58.07 | 0.01 | 0.17
2035 | NYISO_A-F_2_NYISO_G-I | NYISO_A-F | NYISO_G-I | Internal | Winter | B19 | 700 | 4250 | 4045.49 | 57.47 | 57.48 | 0.01 | 0
2035 | NYISO_A-F_2_NYISO_G-I | NYISO_A-F | NYISO_G-I | Internal | Winter | B20 | 935 | 4250 | 3269.93 | 57.47 | 57.48 | 0.01 | 0
2035 | NYISO_A-F_2_PJM_ROM | NYISO_A-F | PJM_ROM | Internal | Shoulder | B11 | 25 | 1000 | 1000 | 59.06 | 72.92 | 8 | 5.86
2035 | NYISO_A-F_2_PJM_ROM | NYISO_A-F | PJM_ROM | Internal | Shoulder | B12 | 200 | 1000 | 999.94 | 55.51 | 63.54 | 8 | 0.02
2035 | NYISO_A-F_2_PJM_ROM | NYISO_A-F | PJM_ROM | Internal | Shoulder | B13 | 600 | 1000 | 0 | 49.99 | 53.24 | 8 | 0
2035 | NYISO_A-F_2_PJM_ROM | NYISO_A-F | PJM_ROM | Internal | Shoulder | B14 | 900 | 1000 | 0 | 49.65 | 52.35 | 8 | 0
2035 | NYISO_A-F_2_PJM_ROM | NYISO_A-F | PJM_ROM | Internal | Shoulder | B15 | 1203 | 1000 | 0 | 49.32 | 47.5 | 8 | 0
2035 | NYISO_A-F_2_PJM_ROM | NYISO_A-F | PJM_ROM | Internal | Summer | B1 | 10 | 1000 | 333.23 | 96.62 | 104.62 | 8 | 0
2035 | NYISO_A-F_2_PJM_ROM | NYISO_A-F | PJM_ROM | Internal | Summer | B2 | 25 | 1000 | 62.15 | 80.12 | 88.12 | 8 | 0
2035 | NYISO_A-F_2_PJM_ROM | NYISO_A-F | PJM_ROM | Internal | Summer | B3 | 75 | 1000 | 1000 | 71.39 | 81.81 | 8 | 2.43
2035 | NYISO_A-F_2_PJM_ROM | NYISO_A-F | PJM_ROM | Internal | Summer | B4 | 100 | 1000 | 1000 | 64.8 | 80.77 | 8 | 7.97
2035 | NYISO_A-F_2_PJM_ROM | NYISO_A-F | PJM_ROM | Internal | Summer | B5 | 200 | 1000 | 1000 | 63.85 | 75.94 | 8 | 4.1
2035 | NYISO_A-F_2_PJM_ROM | NYISO_A-F | PJM_ROM | Internal | Summer | B6 | 300 | 1000 | 153.85 | 54.26 | 62.26 | 8 | 0
2035 | NYISO_A-F_2_PJM_ROM | NYISO_A-F | PJM_ROM | Internal | Summer | B7 | 400 | 1000 | 0 | 52.05 | 50.88 | 8 | 0
2035 | NYISO_A-F_2_PJM_ROM | NYISO_A-F | PJM_ROM | Internal | Summer | B8 | 500 | 1000 | 0 | 48.35 | 48.8 | 8 | 0
2035 | NYISO_A-F_2_PJM_ROM | NYISO_A-F | PJM_ROM | Internal | Summer | B9 | 800 | 1000 | 0 | 46.1 | 46.19 | 8 | 0
2035 | NYISO_A-F_2_PJM_ROM | NYISO_A-F | PJM_ROM | Internal | Summer | B10 | 1262 | 1000 | 0 | 46.1 | 44.92 | 8 | 0
2035 | NYISO_A-F_2_PJM_ROM | NYISO_A-F | PJM_ROM | Internal | Winter | B16 | 25 | 1000 | 912.36 | 71.85 | 79.85 | 8 | 0
2035 | NYISO_A-F_2_PJM_ROM | NYISO_A-F | PJM_ROM | Internal | Winter | B17 | 100 | 1000 | 0.02 | 57.89 | 65.72 | 8 | 0
2035 | NYISO_A-F_2_PJM_ROM | NYISO_A-F | PJM_ROM | Internal | Winter | B18 | 400 | 1000 | 0 | 57.89 | 58.86 | 8 | 0
2035 | NYISO_A-F_2_PJM_ROM | NYISO_A-F | PJM_ROM | Internal | Winter | B19 | 700 | 1000 | 0 | 57.47 | 55.28 | 8 | 0
2035 | NYISO_A-F_2_PJM_ROM | NYISO_A-F | PJM_ROM | Internal | Winter | B20 | 935 | 1000 | 0 | 57.47 | 51.47 | 8 | 0
2035 | NYISO_G-I_2_NEISO | NYISO_G-I | NEISO | Internal | Shoulder | B11 | 25 | 600 | 0 | 61.4 | 46.31 | 3 | 0
2035 | NYISO_G-I_2_NEISO | NYISO_G-I | NEISO | Internal | Shoulder | B12 | 200 | 600 | 0 | 55.53 | 46.31 | 3 | 0
2035 | NYISO_G-I_2_NEISO | NYISO_G-I | NEISO | Internal | Shoulder | B13 | 600 | 600 | 0 | 50 | 46.31 | 3 | 0
2035 | NYISO_G-I_2_NEISO | NYISO_G-I | NEISO | Internal | Shoulder | B14 | 900 | 600 | 0 | 49.67 | 46.31 | 3 | 0
2035 | NYISO_G-I_2_NEISO | NYISO_G-I | NEISO | Internal | Shoulder | B15 | 1203 | 600 | 0 | 49.31 | 46.31 | 3 | 0
2035 | NYISO_G-I_2_NEISO | NYISO_G-I | NEISO | Internal | Summer | B1 | 10 | 600 | 1.94 | 96.63 | 99.62 | 3 | 0
2035 | NYISO_G-I_2_NEISO | NYISO_G-I | NEISO | Internal | Summer | B2 | 25 | 600 | 0 | 80.13 | 77.14 | 3 | 0
2035 | NYISO_G-I_2_NEISO | NYISO_G-I | NEISO | Internal | Summer | B3 | 75 | 600 | 0 | 71.4 | 68.39 | 3 | 0
2035 | NYISO_G-I_2_NEISO | NYISO_G-I | NEISO | Internal | Summer | B4 | 100 | 600 | 0 | 64.81 | 59.4 | 3 | 0
2035 | NYISO_G-I_2_NEISO | NYISO_G-I | NEISO | Internal | Summer | B5 | 200 | 600 | 0 | 63.86 | 46.31 | 3 | 0
2035 | NYISO_G-I_2_NEISO | NYISO_G-I | NEISO | Internal | Summer | B6 | 300 | 600 | 0 | 54.27 | 42.77 | 3 | 0
2035 | NYISO_G-I_2_NEISO | NYISO_G-I | NEISO | Internal | Summer | B7 | 400 | 600 | 0 | 52.07 | 42.77 | 3 | 0
2035 | NYISO_G-I_2_NEISO | NYISO_G-I | NEISO | Internal | Summer | B8 | 500 | 600 | 0 | 48.36 | 42.77 | 3 | 0
2035 | NYISO_G-I_2_NEISO | NYISO_G-I | NEISO | Internal | Summer | B9 | 800 | 600 | 0 | 46.12 | 42.77 | 3 | 0
2035 | NYISO_G-I_2_NEISO | NYISO_G-I | NEISO | Internal | Summer | B10 | 1262 | 600 | 0 | 46.09 | 42.77 | 3 | 0
2035 | NYISO_G-I_2_NEISO | NYISO_G-I | NEISO | Internal | Winter | B16 | 25 | 600 | 0 | 71.86 | 57.22 | 3 | 0
2035 | NYISO_G-I_2_NEISO | NYISO_G-I | NEISO | Internal | Winter | B17 | 100 | 600 | 0 | 60.22 | 57.22 | 3 | 0
2035 | NYISO_G-I_2_NEISO | NYISO_G-I | NEISO | Internal | Winter | B18 | 400 | 600 | 0 | 58.07 | 57.22 | 3 | 0
2035 | NYISO_G-I_2_NEISO | NYISO_G-I | NEISO | Internal | Winter | B19 | 700 | 600 | 0 | 57.48 | 57.22 | 3 | 0
2035 | NYISO_G-I_2_NEISO | NYISO_G-I | NEISO | Internal | Winter | B20 | 935 | 600 | 0 | 57.48 | 57.22 | 3 | 0
2035 | NYISO_G-I_2_NYISO_A-F | NYISO_G-I | NYISO_A-F | Internal | Shoulder | B11 | 25 | 1999 | 0 | 61.4 | 59.06 | 0.01 | 0
2035 | NYISO_G-I_2_NYISO_A-F | NYISO_G-I | NYISO_A-F | Internal | Shoulder | B12 | 200 | 1999 | 0.06 | 55.53 | 55.51 | 0.01 | 0
2035 | NYISO_G-I_2_NYISO_A-F | NYISO_G-I | NYISO_A-F | Internal | Shoulder | B13 | 600 | 1999 | 0.02 | 50 | 49.99 | 0.01 | 0
2035 | NYISO_G-I_2_NYISO_A-F | NYISO_G-I | NYISO_A-F | Internal | Shoulder | B14 | 900 | 1999 | 0.01 | 49.67 | 49.65 | 0.01 | 0
2035 | NYISO_G-I_2_NYISO_A-F | NYISO_G-I | NYISO_A-F | Internal | Shoulder | B15 | 1203 | 1999 | 101.55 | 49.31 | 49.32 | 0.01 | 0
2035 | NYISO_G-I_2_NYISO_A-F | NYISO_G-I | NYISO_A-F | Internal | Summer | B1 | 10 | 1999 | 1.14 | 96.63 | 96.62 | 0.01 | 0
2035 | NYISO_G-I_2_NYISO_A-F | NYISO_G-I | NYISO_A-F | Internal | Summer | B2 | 25 | 1999 | 0.48 | 80.13 | 80.12 | 0.01 | 0
2035 | NYISO_G-I_2_NYISO_A-F | NYISO_G-I | NYISO_A-F | Internal | Summer | B3 | 75 | 1999 | 0.17 | 71.4 | 71.39 | 0.01 | 0
2035 | NYISO_G-I_2_NYISO_A-F | NYISO_G-I | NYISO_A-F | Internal | Summer | B4 | 100 | 1999 | 0.13 | 64.81 | 64.8 | 0.01 | 0
2035 | NYISO_G-I_2_NYISO_A-F | NYISO_G-I | NYISO_A-F | Internal | Summer | B5 | 200 | 1999 | 0.06 | 63.86 | 63.85 | 0.01 | 0
2035 | NYISO_G-I_2_NYISO_A-F | NYISO_G-I | NYISO_A-F | Internal | Summer | B6 | 300 | 1999 | 0.04 | 54.27 | 54.26 | 0.01 | 0
2035 | NYISO_G-I_2_NYISO_A-F | NYISO_G-I | NYISO_A-F | Internal | Summer | B7 | 400 | 1999 | 0.03 | 52.07 | 52.05 | 0.01 | 0
2035 | NYISO_G-I_2_NYISO_A-F | NYISO_G-I | NYISO_A-F | Internal | Summer | B8 | 500 | 1999 | 0.03 | 48.36 | 48.35 | 0.01 | 0
2035 | NYISO_G-I_2_NYISO_A-F | NYISO_G-I | NYISO_A-F | Internal | Summer | B9 | 800 | 1999 | 0.02 | 46.12 | 46.1 | 0.01 | 0
2035 | NYISO_G-I_2_NYISO_A-F | NYISO_G-I | NYISO_A-F | Internal | Summer | B10 | 1262 | 1999 | 1151.49 | 46.09 | 46.1 | 0.01 | 0
2035 | NYISO_G-I_2_NYISO_A-F | NYISO_G-I | NYISO_A-F | Internal | Winter | B16 | 25 | 1999 | 0.42 | 71.86 | 71.85 | 0.01 | 0
2035 | NYISO_G-I_2_NYISO_A-F | NYISO_G-I | NYISO_A-F | Internal | Winter | B17 | 100 | 1999 | 0 | 60.22 | 57.89 | 0.01 | 0
2035 | NYISO_G-I_2_NYISO_A-F | NYISO_G-I | NYISO_A-F | Internal | Winter | B18 | 400 | 1999 | 0 | 58.07 | 57.89 | 0.01 | 0
2035 | NYISO_G-I_2_NYISO_A-F | NYISO_G-I | NYISO_A-F | Internal | Winter | B19 | 700 | 1999 | 0.02 | 57.48 | 57.47 | 0.01 | 0
2035 | NYISO_G-I_2_NYISO_A-F | NYISO_G-I | NYISO_A-F | Internal | Winter | B20 | 935 | 1999 | 0.01 | 57.48 | 57.47 | 0.01 | 0
2035 | NYISO_G-I_2_NYISO_J-K | NYISO_G-I | NYISO_J-K | Internal | Shoulder | B11 | 25 | 6130 | 6130 | 61.4 | 66.67 | 0.01 | 5.26
2035 | NYISO_G-I_2_NYISO_J-K | NYISO_G-I | NYISO_J-K | Internal | Shoulder | B12 | 200 | 6130 | 6090.31 | 55.53 | 55.54 | 0.01 | 0
2035 | NYISO_G-I_2_NYISO_J-K | NYISO_G-I | NYISO_J-K | Internal | Shoulder | B13 | 600 | 6130 | 6074.62 | 50 | 50.01 | 0.01 | 0
2035 | NYISO_G-I_2_NYISO_J-K | NYISO_G-I | NYISO_J-K | Internal | Shoulder | B14 | 900 | 6130 | 5944.29 | 49.67 | 49.68 | 0.01 | 0
2035 | NYISO_G-I_2_NYISO_J-K | NYISO_G-I | NYISO_J-K | Internal | Shoulder | B15 | 1203 | 6130 | 3928.35 | 49.31 | 49.32 | 0.01 | 0
2035 | NYISO_G-I_2_NYISO_J-K | NYISO_G-I | NYISO_J-K | Internal | Summer | B1 | 10 | 6130 | 4638.6 | 96.63 | 96.65 | 0.01 | 0
2035 | NYISO_G-I_2_NYISO_J-K | NYISO_G-I | NYISO_J-K | Internal | Summer | B2 | 25 | 6130 | 4869.15 | 80.13 | 80.14 | 0.01 | 0
2035 | NYISO_G-I_2_NYISO_J-K | NYISO_G-I | NYISO_J-K | Internal | Summer | B3 | 75 | 6130 | 4000.99 | 71.4 | 71.41 | 0.01 | 0
2035 | NYISO_G-I_2_NYISO_J-K | NYISO_G-I | NYISO_J-K | Internal | Summer | B4 | 100 | 6130 | 4454.35 | 64.81 | 64.82 | 0.01 | 0
2035 | NYISO_G-I_2_NYISO_J-K | NYISO_G-I | NYISO_J-K | Internal | Summer | B5 | 200 | 6130 | 4140.64 | 63.86 | 63.87 | 0.01 | 0
2035 | NYISO_G-I_2_NYISO_J-K | NYISO_G-I | NYISO_J-K | Internal | Summer | B6 | 300 | 6130 | 6130 | 54.27 | 61.37 | 0.01 | 7.08
2035 | NYISO_G-I_2_NYISO_J-K | NYISO_G-I | NYISO_J-K | Internal | Summer | B7 | 400 | 6130 | 6130 | 52.07 | 61.37 | 0.01 | 9.29
2035 | NYISO_G-I_2_NYISO_J-K | NYISO_G-I | NYISO_J-K | Internal | Summer | B8 | 500 | 6130 | 6130 | 48.36 | 61.37 | 0.01 | 12.99
2035 | NYISO_G-I_2_NYISO_J-K | NYISO_G-I | NYISO_J-K | Internal | Summer | B9 | 800 | 6130 | 5436.98 | 46.12 | 46.13 | 0.01 | 0
2035 | NYISO_G-I_2_NYISO_J-K | NYISO_G-I | NYISO_J-K | Internal | Summer | B10 | 1262 | 6130 | 3286.66 | 46.09 | 46.1 | 0.01 | 0
2035 | NYISO_G-I_2_NYISO_J-K | NYISO_G-I | NYISO_J-K | Internal | Winter | B16 | 25 | 6130 | 6130 | 71.86 | 85.06 | 0.01 | 13.19
2035 | NYISO_G-I_2_NYISO_J-K | NYISO_G-I | NYISO_J-K | Internal | Winter | B17 | 100 | 6130 | 6130 | 60.22 | 69.5 | 0.01 | 9.27
2035 | NYISO_G-I_2_NYISO_J-K | NYISO_G-I | NYISO_J-K | Internal | Winter | B18 | 400 | 6130 | 6130 | 58.07 | 63.63 | 0.01 | 5.55
2035 | NYISO_G-I_2_NYISO_J-K | NYISO_G-I | NYISO_J-K | Internal | Winter | B19 | 700 | 6130 | 6130 | 57.48 | 63.63 | 0.01 | 6.14
2035 | NYISO_G-I_2_NYISO_J-K | NYISO_G-I | NYISO_J-K | Internal | Winter | B20 | 935 | 6130 | 6130 | 57.48 | 59.79 | 0.01 | 2.29
2035 | NYISO_G-I_2_PJM_E | NYISO_G-I | PJM_E | Internal | Shoulder | B11 | 25 | 1500 | 1500 | 61.4 | 72.91 | 8 | 3.5
2035 | NYISO_G-I_2_PJM_E | NYISO_G-I | PJM_E | Internal | Shoulder | B12 | 200 | 1500 | 641.44 | 55.53 | 63.53 | 8 | 0
2035 | NYISO_G-I_2_PJM_E | NYISO_G-I | PJM_E | Internal | Shoulder | B13 | 600 | 1500 | 0 | 50 | 53.23 | 8 | 0
2035 | NYISO_G-I_2_PJM_E | NYISO_G-I | PJM_E | Internal | Shoulder | B14 | 900 | 1500 | 0 | 49.67 | 52.36 | 8 | 0
2035 | NYISO_G-I_2_PJM_E | NYISO_G-I | PJM_E | Internal | Shoulder | B15 | 1203 | 1500 | 0 | 49.31 | 47.51 | 8 | 0
2035 | NYISO_G-I_2_PJM_E | NYISO_G-I | PJM_E | Internal | Summer | B1 | 10 | 1500 | 328.24 | 96.63 | 104.63 | 8 | 0
2035 | NYISO_G-I_2_PJM_E | NYISO_G-I | PJM_E | Internal | Summer | B2 | 25 | 1500 | 59.16 | 80.13 | 88.13 | 8 | 0
2035 | NYISO_G-I_2_PJM_E | NYISO_G-I | PJM_E | Internal | Summer | B3 | 75 | 1500 | 1500 | 71.4 | 81.83 | 8 | 2.43
2035 | NYISO_G-I_2_PJM_E | NYISO_G-I | PJM_E | Internal | Summer | B4 | 100 | 1500 | 1500 | 64.81 | 80.76 | 8 | 7.95
2035 | NYISO_G-I_2_PJM_E | NYISO_G-I | PJM_E | Internal | Summer | B5 | 200 | 1500 | 1500 | 63.86 | 75.95 | 8 | 4.1
2035 | NYISO_G-I_2_PJM_E | NYISO_G-I | PJM_E | Internal | Summer | B6 | 300 | 1500 | 152.8 | 54.27 | 62.27 | 8 | 0
2035 | NYISO_G-I_2_PJM_E | NYISO_G-I | PJM_E | Internal | Summer | B7 | 400 | 1500 | 0 | 52.07 | 50.89 | 8 | 0
2035 | NYISO_G-I_2_PJM_E | NYISO_G-I | PJM_E | Internal | Summer | B8 | 500 | 1500 | 0 | 48.36 | 48.81 | 8 | 0
2035 | NYISO_G-I_2_PJM_E | NYISO_G-I | PJM_E | Internal | Summer | B9 | 800 | 1500 | 0 | 46.12 | 46.2 | 8 | 0
2035 | NYISO_G-I_2_PJM_E | NYISO_G-I | PJM_E | Internal | Summer | B10 | 1262 | 1500 | 0 | 46.09 | 44.93 | 8 | 0
2035 | NYISO_G-I_2_PJM_E | NYISO_G-I | PJM_E | Internal | Winter | B16 | 25 | 1500 | 301.91 | 71.86 | 79.86 | 8 | 0
2035 | NYISO_G-I_2_PJM_E | NYISO_G-I | PJM_E | Internal | Winter | B17 | 100 | 1500 | 0 | 60.22 | 65.74 | 8 | 0
2035 | NYISO_G-I_2_PJM_E | NYISO_G-I | PJM_E | Internal | Winter | B18 | 400 | 1500 | 0 | 58.07 | 58.87 | 8 | 0
2035 | NYISO_G-I_2_PJM_E | NYISO_G-I | PJM_E | Internal | Winter | B19 | 700 | 1500 | 0 | 57.48 | 55.29 | 8 | 0
2035 | NYISO_G-I_2_PJM_E | NYISO_G-I | PJM_E | Internal | Winter | B20 | 935 | 1500 | 0 | 57.48 | 51.48 | 8 | 0
2035 | NYISO_J-K_2_NEISO | NYISO_J-K | NEISO | Internal | Shoulder | B11 | 25 | 0.01 | 0 | 66.67 | 46.31 | 3 | 1.06
2035 | NYISO_J-K_2_NEISO | NYISO_J-K | NEISO | Internal | Shoulder | B12 | 200 | 0.01 | 0 | 55.54 | 46.31 | 3 | 0.16
2035 | NYISO_J-K_2_NEISO | NYISO_J-K | NEISO | Internal | Shoulder | B13 | 600 | 0.01 | 0 | 50.01 | 46.31 | 3 | 0.05
2035 | NYISO_J-K_2_NEISO | NYISO_J-K | NEISO | Internal | Shoulder | B14 | 900 | 0.01 | 0 | 49.68 | 46.31 | 3 | 0.04
2035 | NYISO_J-K_2_NEISO | NYISO_J-K | NEISO | Internal | Shoulder | B15 | 1203 | 0.01 | 0 | 49.32 | 46.31 | 3 | 0.03
2035 | NYISO_J-K_2_NEISO | NYISO_J-K | NEISO | Internal | Summer | B1 | 10 | 0.01 | 0 | 96.65 | 99.62 | 3 | 4.22
2035 | NYISO_J-K_2_NEISO | NYISO_J-K | NEISO | Internal | Summer | B2 | 25 | 0.01 | 0 | 80.14 | 77.14 | 3 | 1.15
2035 | NYISO_J-K_2_NEISO | NYISO_J-K | NEISO | Internal | Summer | B3 | 75 | 0.01 | 0 | 71.41 | 68.39 | 3 | 0.42
2035 | NYISO_J-K_2_NEISO | NYISO_J-K | NEISO | Internal | Summer | B4 | 100 | 0.01 | 0 | 64.82 | 59.4 | 3 | 0.31
2035 | NYISO_J-K_2_NEISO | NYISO_J-K | NEISO | Internal | Summer | B5 | 200 | 0.01 | 0 | 63.87 | 46.31 | 3 | 0.15
2035 | NYISO_J-K_2_NEISO | NYISO_J-K | NEISO | Internal | Summer | B6 | 300 | 0.01 | 0 | 61.37 | 42.77 | 3 | 0.1
2035 | NYISO_J-K_2_NEISO | NYISO_J-K | NEISO | Internal | Summer | B7 | 400 | 0.01 | 0 | 61.37 | 42.77 | 3 | 0.08
2035 | NYISO_J-K_2_NEISO | NYISO_J-K | NEISO | Internal | Summer | B8 | 500 | 0.01 | 0 | 61.37 | 42.77 | 3 | 0.06
2035 | NYISO_J-K_2_NEISO | NYISO_J-K | NEISO | Internal | Summer | B9 | 800 | 0.01 | 0 | 46.13 | 42.77 | 3 | 0.04
2035 | NYISO_J-K_2_NEISO | NYISO_J-K | NEISO | Internal | Summer | B10 | 1262 | 0.01 | 0 | 46.1 | 42.77 | 3 | 0.03
2035 | NYISO_J-K_2_NEISO | NYISO_J-K | NEISO | Internal | Winter | B16 | 25 | 0.01 | 0 | 85.06 | 57.22 | 3 | 1.03
2035 | NYISO_J-K_2_NEISO | NYISO_J-K | NEISO | Internal | Winter | B17 | 100 | 0.01 | 0 | 69.5 | 57.22 | 3 | 0.3
2035 | NYISO_J-K_2_NEISO | NYISO_J-K | NEISO | Internal | Winter | B18 | 400 | 0.01 | 0 | 63.63 | 57.22 | 3 | 0.08
2035 | NYISO_J-K_2_NEISO | NYISO_J-K | NEISO | Internal | Winter | B19 | 700 | 0.01 | 0 | 63.63 | 57.22 | 3 | 0.05
2035 | NYISO_J-K_2_NEISO | NYISO_J-K | NEISO | Internal | Winter | B20 | 935 | 0.01 | 0 | 59.79 | 57.22 | 3 | 0.04
2035 | NYISO_J-K_2_NYISO_G-I | NYISO_J-K | NYISO_G-I | Internal | Shoulder | B11 | 25 | 1999 | 0 | 66.67 | 61.4 | 0.01 | 0
2035 | NYISO_J-K_2_NYISO_G-I | NYISO_J-K | NYISO_G-I | Internal | Shoulder | B12 | 200 | 1999 | 0.06 | 55.54 | 55.53 | 0.01 | 0
2035 | NYISO_J-K_2_NYISO_G-I | NYISO_J-K | NYISO_G-I | Internal | Shoulder | B13 | 600 | 1999 | 0.02 | 50.01 | 50 | 0.01 | 0
2035 | NYISO_J-K_2_NYISO_G-I | NYISO_J-K | NYISO_G-I | Internal | Shoulder | B14 | 900 | 1999 | 0.01 | 49.68 | 49.67 | 0.01 | 0
2035 | NYISO_J-K_2_NYISO_G-I | NYISO_J-K | NYISO_G-I | Internal | Shoulder | B15 | 1203 | 1999 | 0.01 | 49.32 | 49.31 | 0.01 | 0
2035 | NYISO_J-K_2_NYISO_G-I | NYISO_J-K | NYISO_G-I | Internal | Summer | B1 | 10 | 1999 | 1.18 | 96.65 | 96.63 | 0.01 | 0
2035 | NYISO_J-K_2_NYISO_G-I | NYISO_J-K | NYISO_G-I | Internal | Summer | B2 | 25 | 1999 | 0.49 | 80.14 | 80.13 | 0.01 | 0
2035 | NYISO_J-K_2_NYISO_G-I | NYISO_J-K | NYISO_G-I | Internal | Summer | B3 | 75 | 1999 | 0.17 | 71.41 | 71.4 | 0.01 | 0
2035 | NYISO_J-K_2_NYISO_G-I | NYISO_J-K | NYISO_G-I | Internal | Summer | B4 | 100 | 1999 | 0.13 | 64.82 | 64.81 | 0.01 | 0
2035 | NYISO_J-K_2_NYISO_G-I | NYISO_J-K | NYISO_G-I | Internal | Summer | B5 | 200 | 1999 | 0.06 | 63.87 | 63.86 | 0.01 | 0
2035 | NYISO_J-K_2_NYISO_G-I | NYISO_J-K | NYISO_G-I | Internal | Summer | B6 | 300 | 1999 | 0 | 61.37 | 54.27 | 0.01 | 0
2035 | NYISO_J-K_2_NYISO_G-I | NYISO_J-K | NYISO_G-I | Internal | Summer | B7 | 400 | 1999 | 0 | 61.37 | 52.07 | 0.01 | 0
2035 | NYISO_J-K_2_NYISO_G-I | NYISO_J-K | NYISO_G-I | Internal | Summer | B8 | 500 | 1999 | 0 | 61.37 | 48.36 | 0.01 | 0
2035 | NYISO_J-K_2_NYISO_G-I | NYISO_J-K | NYISO_G-I | Internal | Summer | B9 | 800 | 1999 | 0.02 | 46.13 | 46.12 | 0.01 | 0
2035 | NYISO_J-K_2_NYISO_G-I | NYISO_J-K | NYISO_G-I | Internal | Summer | B10 | 1262 | 1999 | 0.01 | 46.1 | 46.09 | 0.01 | 0
2035 | NYISO_J-K_2_NYISO_G-I | NYISO_J-K | NYISO_G-I | Internal | Winter | B16 | 25 | 1999 | 0 | 85.06 | 71.86 | 0.01 | 0
2035 | NYISO_J-K_2_NYISO_G-I | NYISO_J-K | NYISO_G-I | Internal | Winter | B17 | 100 | 1999 | 0 | 69.5 | 60.22 | 0.01 | 0
2035 | NYISO_J-K_2_NYISO_G-I | NYISO_J-K | NYISO_G-I | Internal | Winter | B18 | 400 | 1999 | 0 | 63.63 | 58.07 | 0.01 | 0
2035 | NYISO_J-K_2_NYISO_G-I | NYISO_J-K | NYISO_G-I | Internal | Winter | B19 | 700 | 1999 | 0 | 63.63 | 57.48 | 0.01 | 0
2035 | NYISO_J-K_2_NYISO_G-I | NYISO_J-K | NYISO_G-I | Internal | Winter | B20 | 935 | 1999 | 0 | 59.79 | 57.48 | 0.01 | 0
2035 | NYISO_J-K_2_PJM_E | NYISO_J-K | PJM_E | Internal | Shoulder | B11 | 25 | 0.01 | 0 | 66.67 | 72.91 | 8 | 1.33
2035 | NYISO_J-K_2_PJM_E | NYISO_J-K | PJM_E | Internal | Shoulder | B12 | 200 | 0.01 | 0 | 55.54 | 63.53 | 8 | 0.26
2035 | NYISO_J-K_2_PJM_E | NYISO_J-K | PJM_E | Internal | Shoulder | B13 | 600 | 0.01 | 0 | 50.01 | 53.23 | 8 | 0.06
2035 | NYISO_J-K_2_PJM_E | NYISO_J-K | PJM_E | Internal | Shoulder | B14 | 900 | 0.01 | 0 | 49.68 | 52.36 | 8 | 0.04
2035 | NYISO_J-K_2_PJM_E | NYISO_J-K | PJM_E | Internal | Shoulder | B15 | 1203 | 0.01 | 0 | 49.32 | 47.51 | 8 | 0.03
2035 | NYISO_J-K_2_PJM_E | NYISO_J-K | PJM_E | Internal | Summer | B1 | 10 | 0.01 | 0 | 96.65 | 104.63 | 8 | 4.22
2035 | NYISO_J-K_2_PJM_E | NYISO_J-K | PJM_E | Internal | Summer | B2 | 25 | 0.01 | 0 | 80.14 | 88.13 | 8 | 1.82
2035 | NYISO_J-K_2_PJM_E | NYISO_J-K | PJM_E | Internal | Summer | B3 | 75 | 0.01 | 0 | 71.41 | 81.83 | 8 | 2.86
2035 | NYISO_J-K_2_PJM_E | NYISO_J-K | PJM_E | Internal | Summer | B4 | 100 | 0.01 | 0 | 64.82 | 80.76 | 8 | 8.26
2035 | NYISO_J-K_2_PJM_E | NYISO_J-K | PJM_E | Internal | Summer | B5 | 200 | 0.01 | 0 | 63.87 | 75.95 | 8 | 4.25
2035 | NYISO_J-K_2_PJM_E | NYISO_J-K | PJM_E | Internal | Summer | B6 | 300 | 0.01 | 0 | 61.37 | 62.27 | 8 | 0.11
2035 | NYISO_J-K_2_PJM_E | NYISO_J-K | PJM_E | Internal | Summer | B7 | 400 | 0.01 | 0 | 61.37 | 50.89 | 8 | 0.08
2035 | NYISO_J-K_2_PJM_E | NYISO_J-K | PJM_E | Internal | Summer | B8 | 500 | 0.01 | 0 | 61.37 | 48.81 | 8 | 0.06
2035 | NYISO_J-K_2_PJM_E | NYISO_J-K | PJM_E | Internal | Summer | B9 | 800 | 0.01 | 0 | 46.13 | 46.2 | 8 | 0.04
2035 | NYISO_J-K_2_PJM_E | NYISO_J-K | PJM_E | Internal | Summer | B10 | 1262 | 0.01 | 0 | 46.1 | 44.93 | 8 | 0.03
2035 | NYISO_J-K_2_PJM_E | NYISO_J-K | PJM_E | Internal | Winter | B16 | 25 | 0.01 | 0 | 85.06 | 79.86 | 8 | 1.11
2035 | NYISO_J-K_2_PJM_E | NYISO_J-K | PJM_E | Internal | Winter | B17 | 100 | 0.01 | 0 | 69.5 | 65.74 | 8 | 0.31
2035 | NYISO_J-K_2_PJM_E | NYISO_J-K | PJM_E | Internal | Winter | B18 | 400 | 0.01 | 0 | 63.63 | 58.87 | 8 | 0.08
2035 | NYISO_J-K_2_PJM_E | NYISO_J-K | PJM_E | Internal | Winter | B19 | 700 | 0.01 | 0 | 63.63 | 55.29 | 8 | 0.04
2035 | NYISO_J-K_2_PJM_E | NYISO_J-K | PJM_E | Internal | Winter | B20 | 935 | 0.01 | 0 | 59.79 | 51.48 | 8 | 0.03
2035 | PJM_E_2_NYISO_G-I | PJM_E | NYISO_G-I | Internal | Shoulder | B11 | 25 | 500 | 0 | 72.91 | 61.4 | 6 | 0
2035 | PJM_E_2_NYISO_G-I | PJM_E | NYISO_G-I | Internal | Shoulder | B12 | 200 | 500 | 0 | 63.53 | 55.53 | 6 | 0
2035 | PJM_E_2_NYISO_G-I | PJM_E | NYISO_G-I | Internal | Shoulder | B13 | 600 | 500 | 0 | 53.23 | 50 | 6 | 0
2035 | PJM_E_2_NYISO_G-I | PJM_E | NYISO_G-I | Internal | Shoulder | B14 | 900 | 500 | 0 | 52.36 | 49.67 | 6 | 0
2035 | PJM_E_2_NYISO_G-I | PJM_E | NYISO_G-I | Internal | Shoulder | B15 | 1203 | 500 | 0 | 47.51 | 49.31 | 6 | 0
2035 | PJM_E_2_NYISO_G-I | PJM_E | NYISO_G-I | Internal | Summer | B1 | 10 | 500 | 0 | 104.63 | 96.63 | 6 | 0
2035 | PJM_E_2_NYISO_G-I | PJM_E | NYISO_G-I | Internal | Summer | B2 | 25 | 500 | 0 | 88.13 | 80.13 | 6 | 0
2035 | PJM_E_2_NYISO_G-I | PJM_E | NYISO_G-I | Internal | Summer | B3 | 75 | 500 | 0 | 81.83 | 71.4 | 6 | 0
2035 | PJM_E_2_NYISO_G-I | PJM_E | NYISO_G-I | Internal | Summer | B4 | 100 | 500 | 0 | 80.76 | 64.81 | 6 | 0
2035 | PJM_E_2_NYISO_G-I | PJM_E | NYISO_G-I | Internal | Summer | B5 | 200 | 500 | 0 | 75.95 | 63.86 | 6 | 0
2035 | PJM_E_2_NYISO_G-I | PJM_E | NYISO_G-I | Internal | Summer | B6 | 300 | 500 | 0 | 62.27 | 54.27 | 6 | 0
2035 | PJM_E_2_NYISO_G-I | PJM_E | NYISO_G-I | Internal | Summer | B7 | 400 | 500 | 0 | 50.89 | 52.07 | 6 | 0
2035 | PJM_E_2_NYISO_G-I | PJM_E | NYISO_G-I | Internal | Summer | B8 | 500 | 500 | 0 | 48.81 | 48.36 | 6 | 0
2035 | PJM_E_2_NYISO_G-I | PJM_E | NYISO_G-I | Internal | Summer | B9 | 800 | 500 | 0 | 46.2 | 46.12 | 6 | 0
2035 | PJM_E_2_NYISO_G-I | PJM_E | NYISO_G-I | Internal | Summer | B10 | 1262 | 500 | 0 | 44.93 | 46.09 | 6 | 0
2035 | PJM_E_2_NYISO_G-I | PJM_E | NYISO_G-I | Internal | Winter | B16 | 25 | 500 | 0 | 79.86 | 71.86 | 6 | 0
2035 | PJM_E_2_NYISO_G-I | PJM_E | NYISO_G-I | Internal | Winter | B17 | 100 | 500 | 0 | 65.74 | 60.22 | 6 | 0
2035 | PJM_E_2_NYISO_G-I | PJM_E | NYISO_G-I | Internal | Winter | B18 | 400 | 500 | 0 | 58.87 | 58.07 | 6 | 0
2035 | PJM_E_2_NYISO_G-I | PJM_E | NYISO_G-I | Internal | Winter | B19 | 700 | 500 | 0 | 55.29 | 57.48 | 6 | 0
2035 | PJM_E_2_NYISO_G-I | PJM_E | NYISO_G-I | Internal | Winter | B20 | 935 | 500 | 286.65 | 51.48 | 57.48 | 6 | 0
2035 | PJM_E_2_NYISO_J-K | PJM_E | NYISO_J-K | Internal | Shoulder | B11 | 25 | 330 | 0 | 72.91 | 66.67 | 6 | 0
2035 | PJM_E_2_NYISO_J-K | PJM_E | NYISO_J-K | Internal | Shoulder | B12 | 200 | 330 | 0 | 63.53 | 55.54 | 6 | 0
2035 | PJM_E_2_NYISO_J-K | PJM_E | NYISO_J-K | Internal | Shoulder | B13 | 600 | 330 | 0 | 53.23 | 50.01 | 6 | 0
2035 | PJM_E_2_NYISO_J-K | PJM_E | NYISO_J-K | Internal | Shoulder | B14 | 900 | 330 | 0 | 52.36 | 49.68 | 6 | 0
2035 | PJM_E_2_NYISO_J-K | PJM_E | NYISO_J-K | Internal | Shoulder | B15 | 1203 | 330 | 0 | 47.51 | 49.32 | 6 | 0
2035 | PJM_E_2_NYISO_J-K | PJM_E | NYISO_J-K | Internal | Summer | B1 | 10 | 330 | 0 | 104.63 | 96.65 | 6 | 0
2035 | PJM_E_2_NYISO_J-K | PJM_E | NYISO_J-K | Internal | Summer | B2 | 25 | 330 | 0 | 88.13 | 80.14 | 6 | 0
2035 | PJM_E_2_NYISO_J-K | PJM_E | NYISO_J-K | Internal | Summer | B3 | 75 | 330 | 0 | 81.83 | 71.41 | 6 | 0
2035 | PJM_E_2_NYISO_J-K | PJM_E | NYISO_J-K | Internal | Summer | B4 | 100 | 330 | 0 | 80.76 | 64.82 | 6 | 0
2035 | PJM_E_2_NYISO_J-K | PJM_E | NYISO_J-K | Internal | Summer | B5 | 200 | 330 | 0 | 75.95 | 63.87 | 6 | 0
2035 | PJM_E_2_NYISO_J-K | PJM_E | NYISO_J-K | Internal | Summer | B6 | 300 | 330 | 0 | 62.27 | 61.37 | 6 | 0
2035 | PJM_E_2_NYISO_J-K | PJM_E | NYISO_J-K | Internal | Summer | B7 | 400 | 330 | 330 | 50.89 | 61.37 | 6 | 4.48
2035 | PJM_E_2_NYISO_J-K | PJM_E | NYISO_J-K | Internal | Summer | B8 | 500 | 330 | 330 | 48.81 | 61.37 | 6 | 6.56
2035 | PJM_E_2_NYISO_J-K | PJM_E | NYISO_J-K | Internal | Summer | B9 | 800 | 330 | 0 | 46.2 | 46.13 | 6 | 0
2035 | PJM_E_2_NYISO_J-K | PJM_E | NYISO_J-K | Internal | Summer | B10 | 1262 | 330 | 0 | 44.93 | 46.1 | 6 | 0
2035 | PJM_E_2_NYISO_J-K | PJM_E | NYISO_J-K | Internal | Winter | B16 | 25 | 330 | 0.02 | 79.86 | 85.06 | 6 | 0
2035 | PJM_E_2_NYISO_J-K | PJM_E | NYISO_J-K | Internal | Winter | B17 | 100 | 330 | 0 | 65.74 | 69.5 | 6 | 0
2035 | PJM_E_2_NYISO_J-K | PJM_E | NYISO_J-K | Internal | Winter | B18 | 400 | 330 | 0 | 58.87 | 63.63 | 6 | 0
2035 | PJM_E_2_NYISO_J-K | PJM_E | NYISO_J-K | Internal | Winter | B19 | 700 | 330 | 330 | 55.29 | 63.63 | 6 | 2.34
2035 | PJM_E_2_NYISO_J-K | PJM_E | NYISO_J-K | Internal | Winter | B20 | 935 | 330 | 330 | 51.48 | 59.79 | 6 | 2.3
2035 | PJM_E_2_PJM_ROM | PJM_E | PJM_ROM | Internal | Shoulder | B11 | 25 | 8000 | 1803.76 | 72.91 | 72.92 | 0.01 | 0
2035 | PJM_E_2_PJM_ROM | PJM_E | PJM_ROM | Internal | Shoulder | B12 | 200 | 8000 | 630.18 | 63.53 | 63.54 | 0.01 | 0
2035 | PJM_E_2_PJM_ROM | PJM_E | PJM_ROM | Internal | Shoulder | B13 | 600 | 8000 | 372.6 | 53.23 | 53.24 | 0.01 | 0
2035 | PJM_E_2_PJM_ROM | PJM_E | PJM_ROM | Internal | Shoulder | B14 | 900 | 8000 | 0.01 | 52.36 | 52.35 | 0.01 | 0
2035 | PJM_E_2_PJM_ROM | PJM_E | PJM_ROM | Internal | Shoulder | B15 | 1203 | 8000 | 0.01 | 47.51 | 47.5 | 0.01 | 0
2035 | PJM_E_2_PJM_ROM | PJM_E | PJM_ROM | Internal | Summer | B1 | 10 | 8000 | 1.19 | 104.63 | 104.62 | 0.01 | 0
2035 | PJM_E_2_PJM_ROM | PJM_E | PJM_ROM | Internal | Summer | B2 | 25 | 8000 | 0.5 | 88.13 | 88.12 | 0.01 | 0
2035 | PJM_E_2_PJM_ROM | PJM_E | PJM_ROM | Internal | Summer | B3 | 75 | 8000 | 0.17 | 81.83 | 81.81 | 0.01 | 0
2035 | PJM_E_2_PJM_ROM | PJM_E | PJM_ROM | Internal | Summer | B4 | 100 | 8000 | 675.26 | 80.76 | 80.77 | 0.01 | 0
2035 | PJM_E_2_PJM_ROM | PJM_E | PJM_ROM | Internal | Summer | B5 | 200 | 8000 | 0.07 | 75.95 | 75.94 | 0.01 | 0
2035 | PJM_E_2_PJM_ROM | PJM_E | PJM_ROM | Internal | Summer | B6 | 300 | 8000 | 0.04 | 62.27 | 62.26 | 0.01 | 0
2035 | PJM_E_2_PJM_ROM | PJM_E | PJM_ROM | Internal | Summer | B7 | 400 | 8000 | 0.03 | 50.89 | 50.88 | 0.01 | 0
2035 | PJM_E_2_PJM_ROM | PJM_E | PJM_ROM | Internal | Summer | B8 | 500 | 8000 | 0.03 | 48.81 | 48.8 | 0.01 | 0
2035 | PJM_E_2_PJM_ROM | PJM_E | PJM_ROM | Internal | Summer | B9 | 800 | 8000 | 0.02 | 46.2 | 46.19 | 0.01 | 0
2035 | PJM_E_2_PJM_ROM | PJM_E | PJM_ROM | Internal | Summer | B10 | 1262 | 8000 | 0.01 | 44.93 | 44.92 | 0.01 | 0
2035 | PJM_E_2_PJM_ROM | PJM_E | PJM_ROM | Internal | Winter | B16 | 25 | 8000 | 0.51 | 79.86 | 79.85 | 0.01 | 0
2035 | PJM_E_2_PJM_ROM | PJM_E | PJM_ROM | Internal | Winter | B17 | 100 | 8000 | 0.13 | 65.74 | 65.72 | 0.01 | 0
2035 | PJM_E_2_PJM_ROM | PJM_E | PJM_ROM | Internal | Winter | B18 | 400 | 8000 | 0.03 | 58.87 | 58.86 | 0.01 | 0
2035 | PJM_E_2_PJM_ROM | PJM_E | PJM_ROM | Internal | Winter | B19 | 700 | 8000 | 0.02 | 55.29 | 55.28 | 0.01 | 0
2035 | PJM_E_2_PJM_ROM | PJM_E | PJM_ROM | Internal | Winter | B20 | 935 | 8000 | 0.01 | 51.48 | 51.47 | 0.01 | 0
2035 | PJM_ROR_2_MISO_IN | PJM_ROR | MISO_IN | Internal | Shoulder | B11 | 25 | 909 | 908.99 | 72.93 | 77.15 | 2 | 2.22
2035 | PJM_ROR_2_MISO_IN | PJM_ROR | MISO_IN | Internal | Shoulder | B12 | 200 | 909 | 0 | 63.55 | 62.15 | 2 | 0
2035 | PJM_ROR_2_MISO_IN | PJM_ROR | MISO_IN | Internal | Shoulder | B13 | 600 | 909 | 0 | 53.23 | 53.93 | 2 | 0
2035 | PJM_ROR_2_MISO_IN | PJM_ROR | MISO_IN | Internal | Shoulder | B14 | 900 | 909 | 0 | 52.33 | 53.7 | 2 | 0
2035 | PJM_ROR_2_MISO_IN | PJM_ROR | MISO_IN | Internal | Shoulder | B15 | 1203 | 909 | 0 | 47.49 | 46.63 | 2 | 0
2035 | PJM_ROR_2_MISO_IN | PJM_ROR | MISO_IN | Internal | Summer | B1 | 10 | 909 | 0 | 103.42 | 101.41 | 2 | 0
2035 | PJM_ROR_2_MISO_IN | PJM_ROR | MISO_IN | Internal | Summer | B2 | 25 | 909 | 0 | 88.11 | 86.11 | 2 | 0
2035 | PJM_ROR_2_MISO_IN | PJM_ROR | MISO_IN | Internal | Summer | B3 | 75 | 909 | 0.31 | 81.8 | 83.79 | 2 | 0
2035 | PJM_ROR_2_MISO_IN | PJM_ROR | MISO_IN | Internal | Summer | B4 | 100 | 909 | 0.23 | 80.78 | 82.77 | 2 | 0
2035 | PJM_ROR_2_MISO_IN | PJM_ROR | MISO_IN | Internal | Summer | B5 | 200 | 909 | 702.78 | 75.95 | 77.95 | 2 | 0
2035 | PJM_ROR_2_MISO_IN | PJM_ROR | MISO_IN | Internal | Summer | B6 | 300 | 909 | 0 | 62.25 | 62.91 | 2 | 0
2035 | PJM_ROR_2_MISO_IN | PJM_ROR | MISO_IN | Internal | Summer | B7 | 400 | 909 | 0 | 50.86 | 52.04 | 2 | 0
2035 | PJM_ROR_2_MISO_IN | PJM_ROR | MISO_IN | Internal | Summer | B8 | 500 | 909 | 0 | 48.79 | 49.15 | 2 | 0
2035 | PJM_ROR_2_MISO_IN | PJM_ROR | MISO_IN | Internal | Summer | B9 | 800 | 909 | 0 | 46.18 | 45.66 | 2 | 0
2035 | PJM_ROR_2_MISO_IN | PJM_ROR | MISO_IN | Internal | Summer | B10 | 1262 | 909 | 0 | 44.9 | 45.16 | 2 | 0
2035 | PJM_ROR_2_MISO_IN | PJM_ROR | MISO_IN | Internal | Winter | B16 | 25 | 909 | 0 | 79.83 | 77.85 | 2 | 0
2035 | PJM_ROR_2_MISO_IN | PJM_ROR | MISO_IN | Internal | Winter | B17 | 100 | 909 | 0 | 65.71 | 63.72 | 2 | 0
2035 | PJM_ROR_2_MISO_IN | PJM_ROR | MISO_IN | Internal | Winter | B18 | 400 | 909 | 0 | 58.85 | 56.86 | 2 | 0
2035 | PJM_ROR_2_MISO_IN | PJM_ROR | MISO_IN | Internal | Winter | B19 | 700 | 909 | 0 | 55.27 | 53.27 | 2 | 0
2035 | PJM_ROR_2_MISO_IN | PJM_ROR | MISO_IN | Internal | Winter | B20 | 935 | 909 | 0 | 50.07 | 48.7 | 2 | 0
2035 | PJM_ROR_2_MISO_MI | PJM_ROR | MISO_MI | Internal | Shoulder | B11 | 25 | 1305 | 1304.99 | 72.93 | 77.14 | 2 | 2.21
2035 | PJM_ROR_2_MISO_MI | PJM_ROR | MISO_MI | Internal | Shoulder | B12 | 200 | 1305 | 0 | 63.55 | 62.17 | 2 | 0
2035 | PJM_ROR_2_MISO_MI | PJM_ROR | MISO_MI | Internal | Shoulder | B13 | 600 | 1305 | 0 | 53.23 | 53.95 | 2 | 0
2035 | PJM_ROR_2_MISO_MI | PJM_ROR | MISO_MI | Internal | Shoulder | B14 | 900 | 1305 | 0 | 52.33 | 53.71 | 2 | 0
2035 | PJM_ROR_2_MISO_MI | PJM_ROR | MISO_MI | Internal | Shoulder | B15 | 1203 | 1305 | 0 | 47.49 | 46.64 | 2 | 0
2035 | PJM_ROR_2_MISO_MI | PJM_ROR | MISO_MI | Internal | Summer | B1 | 10 | 1305 | 0 | 103.42 | 101.42 | 2 | 0
2035 | PJM_ROR_2_MISO_MI | PJM_ROR | MISO_MI | Internal | Summer | B2 | 25 | 1305 | 0 | 88.11 | 86.12 | 2 | 0
2035 | PJM_ROR_2_MISO_MI | PJM_ROR | MISO_MI | Internal | Summer | B3 | 75 | 1305 | 230.83 | 81.8 | 83.8 | 2 | 0
2035 | PJM_ROR_2_MISO_MI | PJM_ROR | MISO_MI | Internal | Summer | B4 | 100 | 1305 | 0.12 | 80.78 | 82.76 | 2 | 0
2035 | PJM_ROR_2_MISO_MI | PJM_ROR | MISO_MI | Internal | Summer | B5 | 200 | 1305 | 456.75 | 75.95 | 77.95 | 2 | 0
2035 | PJM_ROR_2_MISO_MI | PJM_ROR | MISO_MI | Internal | Summer | B6 | 300 | 1305 | 0 | 62.25 | 62.9 | 2 | 0
2035 | PJM_ROR_2_MISO_MI | PJM_ROR | MISO_MI | Internal | Summer | B7 | 400 | 1305 | 0 | 50.86 | 52.05 | 2 | 0
2035 | PJM_ROR_2_MISO_MI | PJM_ROR | MISO_MI | Internal | Summer | B8 | 500 | 1305 | 0 | 48.79 | 49.36 | 2 | 0
2035 | PJM_ROR_2_MISO_MI | PJM_ROR | MISO_MI | Internal | Summer | B9 | 800 | 1305 | 0 | 46.18 | 45.67 | 2 | 0
2035 | PJM_ROR_2_MISO_MI | PJM_ROR | MISO_MI | Internal | Summer | B10 | 1262 | 1305 | 0 | 44.9 | 45.17 | 2 | 0
2035 | PJM_ROR_2_MISO_MI | PJM_ROR | MISO_MI | Internal | Winter | B16 | 25 | 1305 | 0 | 79.83 | 77.83 | 2 | 0
2035 | PJM_ROR_2_MISO_MI | PJM_ROR | MISO_MI | Internal | Winter | B17 | 100 | 1305 | 0 | 65.71 | 63.74 | 2 | 0
2035 | PJM_ROR_2_MISO_MI | PJM_ROR | MISO_MI | Internal | Winter | B18 | 400 | 1305 | 0 | 58.85 | 56.87 | 2 | 0
2035 | PJM_ROR_2_MISO_MI | PJM_ROR | MISO_MI | Internal | Winter | B19 | 700 | 1305 | 0 | 55.27 | 53.28 | 2 | 0
2035 | PJM_ROR_2_MISO_MI | PJM_ROR | MISO_MI | Internal | Winter | B20 | 935 | 1305 | 0 | 50.07 | 48.72 | 2 | 0
2035 | PJM_ROR_2_MISO_MO-IL | PJM_ROR | MISO_MO-IL | Internal | Shoulder | B11 | 25 | 1111 | 1110.99 | 72.93 | 77.16 | 2 | 2.23
2035 | PJM_ROR_2_MISO_MO-IL | PJM_ROR | MISO_MO-IL | Internal | Shoulder | B12 | 200 | 1111 | 0 | 63.55 | 62.17 | 2 | 0
2035 | PJM_ROR_2_MISO_MO-IL | PJM_ROR | MISO_MO-IL | Internal | Shoulder | B13 | 600 | 1111 | 0 | 53.23 | 53.95 | 2 | 0
2035 | PJM_ROR_2_MISO_MO-IL | PJM_ROR | MISO_MO-IL | Internal | Shoulder | B14 | 900 | 1111 | 0 | 52.33 | 53.7 | 2 | 0
2035 | PJM_ROR_2_MISO_MO-IL | PJM_ROR | MISO_MO-IL | Internal | Shoulder | B15 | 1203 | 1111 | 0 | 47.49 | 46.62 | 2 | 0
2035 | PJM_ROR_2_MISO_MO-IL | PJM_ROR | MISO_MO-IL | Internal | Summer | B1 | 10 | 1111 | 0 | 103.42 | 101.42 | 2 | 0
2035 | PJM_ROR_2_MISO_MO-IL | PJM_ROR | MISO_MO-IL | Internal | Summer | B2 | 25 | 1111 | 0 | 88.11 | 86.12 | 2 | 0
2035 | PJM_ROR_2_MISO_MO-IL | PJM_ROR | MISO_MO-IL | Internal | Summer | B3 | 75 | 1111 | 168.82 | 81.8 | 83.8 | 2 | 0
2035 | PJM_ROR_2_MISO_MO-IL | PJM_ROR | MISO_MO-IL | Internal | Summer | B4 | 100 | 1111 | 159.12 | 80.78 | 82.78 | 2 | 0
2035 | PJM_ROR_2_MISO_MO-IL | PJM_ROR | MISO_MO-IL | Internal | Summer | B5 | 200 | 1111 | 1110.88 | 75.95 | 77.97 | 2 | 0.01
2035 | PJM_ROR_2_MISO_MO-IL | PJM_ROR | MISO_MO-IL | Internal | Summer | B6 | 300 | 1111 | 0 | 62.25 | 62.92 | 2 | 0
2035 | PJM_ROR_2_MISO_MO-IL | PJM_ROR | MISO_MO-IL | Internal | Summer | B7 | 400 | 1111 | 0 | 50.86 | 52.05 | 2 | 0
2035 | PJM_ROR_2_MISO_MO-IL | PJM_ROR | MISO_MO-IL | Internal | Summer | B8 | 500 | 1111 | 0 | 48.79 | 49.17 | 2 | 0
2035 | PJM_ROR_2_MISO_MO-IL | PJM_ROR | MISO_MO-IL | Internal | Summer | B9 | 800 | 1111 | 0 | 46.18 | 45.67 | 2 | 0
2035 | PJM_ROR_2_MISO_MO-IL | PJM_ROR | MISO_MO-IL | Internal | Summer | B10 | 1262 | 1111 | 0 | 44.9 | 43.9 | 2 | 0
2035 | PJM_ROR_2_MISO_MO-IL | PJM_ROR | MISO_MO-IL | Internal | Winter | B16 | 25 | 1111 | 0 | 79.83 | 77.83 | 2 | 0
2035 | PJM_ROR_2_MISO_MO-IL | PJM_ROR | MISO_MO-IL | Internal | Winter | B17 | 100 | 1111 | 0 | 65.71 | 63.71 | 2 | 0
2035 | PJM_ROR_2_MISO_MO-IL | PJM_ROR | MISO_MO-IL | Internal | Winter | B18 | 400 | 1111 | 0 | 58.85 | 56.85 | 2 | 0
2035 | PJM_ROR_2_MISO_MO-IL | PJM_ROR | MISO_MO-IL | Internal | Winter | B19 | 700 | 1111 | 0 | 55.27 | 53.27 | 2 | 0
2035 | PJM_ROR_2_MISO_MO-IL | PJM_ROR | MISO_MO-IL | Internal | Winter | B20 | 935 | 1111 | 0 | 50.07 | 48.69 | 2 | 0
2035 | PJM_ROR_2_MISO_W | PJM_ROR | MISO_W | Internal | Shoulder | B11 | 25 | 709 | 709 | 72.93 | 78.16 | 2 | 3.23
2035 | PJM_ROR_2_MISO_W | PJM_ROR | MISO_W | Internal | Shoulder | B12 | 200 | 709 | 0 | 63.55 | 62.15 | 2 | 0
2035 | PJM_ROR_2_MISO_W | PJM_ROR | MISO_W | Internal | Shoulder | B13 | 600 | 709 | 0 | 53.23 | 53.96 | 2 | 0
2035 | PJM_ROR_2_MISO_W | PJM_ROR | MISO_W | Internal | Shoulder | B14 | 900 | 709 | 0 | 52.33 | 53.71 | 2 | 0
2035 | PJM_ROR_2_MISO_W | PJM_ROR | MISO_W | Internal | Shoulder | B15 | 1203 | 709 | 0 | 47.49 | 48.63 | 2 | 0
2035 | PJM_ROR_2_MISO_W | PJM_ROR | MISO_W | Internal | Summer | B1 | 10 | 709 | 0 | 103.42 | 101.41 | 2 | 0
2035 | PJM_ROR_2_MISO_W | PJM_ROR | MISO_W | Internal | Summer | B2 | 25 | 709 | 0 | 88.11 | 86.13 | 2 | 0
2035 | PJM_ROR_2_MISO_W | PJM_ROR | MISO_W | Internal | Summer | B3 | 75 | 709 | 709 | 81.8 | 86.13 | 2 | 2.33
2035 | PJM_ROR_2_MISO_W | PJM_ROR | MISO_W | Internal | Summer | B4 | 100 | 709 | 709 | 80.78 | 84.55 | 2 | 1.77
2035 | PJM_ROR_2_MISO_W | PJM_ROR | MISO_W | Internal | Summer | B5 | 200 | 709 | 709 | 75.95 | 84.55 | 2 | 6.6
2035 | PJM_ROR_2_MISO_W | PJM_ROR | MISO_W | Internal | Summer | B6 | 300 | 709 | 709 | 62.25 | 69.6 | 2 | 5.35
2035 | PJM_ROR_2_MISO_W | PJM_ROR | MISO_W | Internal | Summer | B7 | 400 | 709 | 0 | 50.86 | 52.04 | 2 | 0
2035 | PJM_ROR_2_MISO_W | PJM_ROR | MISO_W | Internal | Summer | B8 | 500 | 709 | 0 | 48.79 | 49.18 | 2 | 0
2035 | PJM_ROR_2_MISO_W | PJM_ROR | MISO_W | Internal | Summer | B9 | 800 | 709 | 708.97 | 46.18 | 48.19 | 2 | 0.01
2035 | PJM_ROR_2_MISO_W | PJM_ROR | MISO_W | Internal | Summer | B10 | 1262 | 709 | 0 | 44.9 | 43.91 | 2 | 0
2035 | PJM_ROR_2_MISO_W | PJM_ROR | MISO_W | Internal | Winter | B16 | 25 | 709 | 0 | 79.83 | 77.82 | 2 | 0
2035 | PJM_ROR_2_MISO_W | PJM_ROR | MISO_W | Internal | Winter | B17 | 100 | 709 | 0 | 65.71 | 63.7 | 2 | 0
2035 | PJM_ROR_2_MISO_W | PJM_ROR | MISO_W | Internal | Winter | B18 | 400 | 709 | 0 | 58.85 | 57.63 | 2 | 0
2035 | PJM_ROR_2_MISO_W | PJM_ROR | MISO_W | Internal | Winter | B19 | 700 | 709 | 709 | 55.27 | 57.49 | 2 | 0.22
2035 | PJM_ROR_2_MISO_W | PJM_ROR | MISO_W | Internal | Winter | B20 | 935 | 709 | 0 | 50.07 | 49.43 | 2 | 0
2035 | PJM_ROR_2_MISO_WUMS | PJM_ROR | MISO_WUMS | Internal | Shoulder | B11 | 25 | 1467 | 832.47 | 72.93 | 74.93 | 2 | 0
2035 | PJM_ROR_2_MISO_WUMS | PJM_ROR | MISO_WUMS | Internal | Shoulder | B12 | 200 | 1467 | 0 | 63.55 | 62.14 | 2 | 0
2035 | PJM_ROR_2_MISO_WUMS | PJM_ROR | MISO_WUMS | Internal | Shoulder | B13 | 600 | 1467 | 0 | 53.23 | 53.95 | 2 | 0
2035 | PJM_ROR_2_MISO_WUMS | PJM_ROR | MISO_WUMS | Internal | Shoulder | B14 | 900 | 1467 | 0 | 52.33 | 51.64 | 2 | 0
2035 | PJM_ROR_2_MISO_WUMS | PJM_ROR | MISO_WUMS | Internal | Shoulder | B15 | 1203 | 1467 | 0 | 47.49 | 48.62 | 2 | 0
2035 | PJM_ROR_2_MISO_WUMS | PJM_ROR | MISO_WUMS | Internal | Summer | B1 | 10 | 1467 | 0 | 103.42 | 79.65 | 2 | 0
2035 | PJM_ROR_2_MISO_WUMS | PJM_ROR | MISO_WUMS | Internal | Summer | B2 | 25 | 1467 | 0 | 88.11 | 79.65 | 2 | 0
2035 | PJM_ROR_2_MISO_WUMS | PJM_ROR | MISO_WUMS | Internal | Summer | B3 | 75 | 1467 | 0 | 81.8 | 79.65 | 2 | 0
2035 | PJM_ROR_2_MISO_WUMS | PJM_ROR | MISO_WUMS | Internal | Summer | B4 | 100 | 1467 | 0 | 80.78 | 79.65 | 2 | 0
2035 | PJM_ROR_2_MISO_WUMS | PJM_ROR | MISO_WUMS | Internal | Summer | B5 | 200 | 1467 | 521.52 | 75.95 | 77.95 | 2 | 0
2035 | PJM_ROR_2_MISO_WUMS | PJM_ROR | MISO_WUMS | Internal | Summer | B6 | 300 | 1467 | 0 | 62.25 | 62.91 | 2 | 0
2035 | PJM_ROR_2_MISO_WUMS | PJM_ROR | MISO_WUMS | Internal | Summer | B7 | 400 | 1467 | 0 | 50.86 | 48.86 | 2 | 0
2035 | PJM_ROR_2_MISO_WUMS | PJM_ROR | MISO_WUMS | Internal | Summer | B8 | 500 | 1467 | 0 | 48.79 | 48.82 | 2 | 0
2035 | PJM_ROR_2_MISO_WUMS | PJM_ROR | MISO_WUMS | Internal | Summer | B9 | 800 | 1467 | 358.7 | 46.18 | 48.18 | 2 | 0
2035 | PJM_ROR_2_MISO_WUMS | PJM_ROR | MISO_WUMS | Internal | Summer | B10 | 1262 | 1467 | 0 | 44.9 | 44.93 | 2 | 0
2035 | PJM_ROR_2_MISO_WUMS | PJM_ROR | MISO_WUMS | Internal | Winter | B16 | 25 | 1467 | 0 | 79.83 | 77.83 | 2 | 0
2035 | PJM_ROR_2_MISO_WUMS | PJM_ROR | MISO_WUMS | Internal | Winter | B17 | 100 | 1467 | 0 | 65.71 | 63.71 | 2 | 0
2035 | PJM_ROR_2_MISO_WUMS | PJM_ROR | MISO_WUMS | Internal | Winter | B18 | 400 | 1467 | 0 | 58.85 | 57.62 | 2 | 0
2035 | PJM_ROR_2_MISO_WUMS | PJM_ROR | MISO_WUMS | Internal | Winter | B19 | 700 | 1467 | 0 | 55.27 | 55.73 | 2 | 0
2035 | PJM_ROR_2_MISO_WUMS | PJM_ROR | MISO_WUMS | Internal | Winter | B20 | 935 | 1467 | 0 | 50.07 | 49.46 | 2 | 0
2035 | PJM_ROR_2_PJM_ROM | PJM_ROR | PJM_ROM | Internal | Shoulder | B11 | 25 | 8000 | 0.5 | 72.93 | 72.92 | 0.01 | 0
2035 | PJM_ROR_2_PJM_ROM | PJM_ROR | PJM_ROM | Internal | Shoulder | B12 | 200 | 8000 | 0.07 | 63.55 | 63.54 | 0.01 | 0
2035 | PJM_ROR_2_PJM_ROM | PJM_ROR | PJM_ROM | Internal | Shoulder | B13 | 600 | 8000 | 1325.22 | 53.23 | 53.24 | 0.01 | 0
2035 | PJM_ROR_2_PJM_ROM | PJM_ROR | PJM_ROM | Internal | Shoulder | B14 | 900 | 8000 | 2598.63 | 52.33 | 52.35 | 0.01 | 0
2035 | PJM_ROR_2_PJM_ROM | PJM_ROR | PJM_ROM | Internal | Shoulder | B15 | 1203 | 8000 | 3471.71 | 47.49 | 47.5 | 0.01 | 0
2035 | PJM_ROR_2_PJM_ROM | PJM_ROR | PJM_ROM | Internal | Summer | B1 | 10 | 8000 | 7999.97 | 103.42 | 104.62 | 0.01 | 1.19
2035 | PJM_ROR_2_PJM_ROM | PJM_ROR | PJM_ROM | Internal | Summer | B2 | 25 | 8000 | 7384.01 | 88.11 | 88.12 | 0.01 | 0
2035 | PJM_ROR_2_PJM_ROM | PJM_ROR | PJM_ROM | Internal | Summer | B3 | 75 | 8000 | 113.75 | 81.8 | 81.81 | 0.01 | 0
2035 | PJM_ROR_2_PJM_ROM | PJM_ROR | PJM_ROM | Internal | Summer | B4 | 100 | 8000 | 0.13 | 80.78 | 80.77 | 0.01 | 0
2035 | PJM_ROR_2_PJM_ROM | PJM_ROR | PJM_ROM | Internal | Summer | B5 | 200 | 8000 | 0.07 | 75.95 | 75.94 | 0.01 | 0
2035 | PJM_ROR_2_PJM_ROM | PJM_ROR | PJM_ROM | Internal | Summer | B6 | 300 | 8000 | 3664.28 | 62.25 | 62.26 | 0.01 | 0
2035 | PJM_ROR_2_PJM_ROM | PJM_ROR | PJM_ROM | Internal | Summer | B7 | 400 | 8000 | 3576.07 | 50.86 | 50.88 | 0.01 | 0
2035 | PJM_ROR_2_PJM_ROM | PJM_ROR | PJM_ROM | Internal | Summer | B8 | 500 | 8000 | 4632.97 | 48.79 | 48.8 | 0.01 | 0
2035 | PJM_ROR_2_PJM_ROM | PJM_ROR | PJM_ROM | Internal | Summer | B9 | 800 | 8000 | 7280.08 | 46.18 | 46.19 | 0.01 | 0
2035 | PJM_ROR_2_PJM_ROM | PJM_ROR | PJM_ROM | Internal | Summer | B10 | 1262 | 8000 | 2351.59 | 44.9 | 44.92 | 0.01 | 0
2035 | PJM_ROR_2_PJM_ROM | PJM_ROR | PJM_ROM | Internal | Winter | B16 | 25 | 8000 | 2462.5 | 79.83 | 79.85 | 0.01 | 0
2035 | PJM_ROR_2_PJM_ROM | PJM_ROR | PJM_ROM | Internal | Winter | B17 | 100 | 8000 | 4929.98 | 65.71 | 65.72 | 0.01 | 0
2035 | PJM_ROR_2_PJM_ROM | PJM_ROR | PJM_ROM | Internal | Winter | B18 | 400 | 8000 | 5947.97 | 58.85 | 58.86 | 0.01 | 0
2035 | PJM_ROR_2_PJM_ROM | PJM_ROR | PJM_ROM | Internal | Winter | B19 | 700 | 8000 | 6939.28 | 55.27 | 55.28 | 0.01 | 0
2035 | PJM_ROR_2_PJM_ROM | PJM_ROR | PJM_ROM | Internal | Winter | B20 | 935 | 8000 | 8000 | 50.07 | 51.47 | 0.01 | 1.39
2035 | PJM_ROR_2_TVA_Transmission | PJM_ROR | TVA_Transmission | Internal | Shoulder | B11 | 25 | 2500 | 883.96 | 72.93 | 78.93 | 6 | 0
2035 | PJM_ROR_2_TVA_Transmission | PJM_ROR | TVA_Transmission | Internal | Shoulder | B12 | 200 | 2500 | 0 | 63.55 | 62.49 | 6 | 0
2035 | PJM_ROR_2_TVA_Transmission | PJM_ROR | TVA_Transmission | Internal | Shoulder | B13 | 600 | 2500 | 0 | 53.23 | 56.94 | 6 | 0
2035 | PJM_ROR_2_TVA_Transmission | PJM_ROR | TVA_Transmission | Internal | Shoulder | B14 | 900 | 2500 | 0 | 52.33 | 56.04 | 6 | 0
2035 | PJM_ROR_2_TVA_Transmission | PJM_ROR | TVA_Transmission | Internal | Shoulder | B15 | 1203 | 2500 | 154.08 | 47.49 | 53.49 | 6 | 0
2035 | PJM_ROR_2_TVA_Transmission | PJM_ROR | TVA_Transmission | Internal | Summer | B1 | 10 | 2500 | 0 | 103.42 | 100.78 | 6 | 0
2035 | PJM_ROR_2_TVA_Transmission | PJM_ROR | TVA_Transmission | Internal | Summer | B2 | 25 | 2500 | 2499.05 | 88.11 | 94.12 | 6 | 0.01
2035 | PJM_ROR_2_TVA_Transmission | PJM_ROR | TVA_Transmission | Internal | Summer | B3 | 75 | 2500 | 1083.36 | 81.8 | 87.8 | 6 | 0
2035 | PJM_ROR_2_TVA_Transmission | PJM_ROR | TVA_Transmission | Internal | Summer | B4 | 100 | 2500 | 1417.42 | 80.78 | 86.78 | 6 | 0
2035 | PJM_ROR_2_TVA_Transmission | PJM_ROR | TVA_Transmission | Internal | Summer | B5 | 200 | 2500 | 138.8 | 75.95 | 81.95 | 6 | 0
2035 | PJM_ROR_2_TVA_Transmission | PJM_ROR | TVA_Transmission | Internal | Summer | B6 | 300 | 2500 | 641.11 | 62.25 | 68.25 | 6 | 0
2035 | PJM_ROR_2_TVA_Transmission | PJM_ROR | TVA_Transmission | Internal | Summer | B7 | 400 | 2500 | 0 | 50.86 | 56.03 | 6 | 0
2035 | PJM_ROR_2_TVA_Transmission | PJM_ROR | TVA_Transmission | Internal | Summer | B8 | 500 | 2500 | 0 | 48.79 | 54.08 | 6 | 0
2035 | PJM_ROR_2_TVA_Transmission | PJM_ROR | TVA_Transmission | Internal | Summer | B9 | 800 | 2500 | 0 | 46.18 | 50.51 | 6 | 0
2035 | PJM_ROR_2_TVA_Transmission | PJM_ROR | TVA_Transmission | Internal | Summer | B10 | 1262 | 2500 | 0 | 44.9 | 46.95 | 6 | 0
2035 | PJM_ROR_2_TVA_Transmission | PJM_ROR | TVA_Transmission | Internal | Winter | B16 | 25 | 2500 | 38.36 | 79.83 | 85.83 | 6 | 0
2035 | PJM_ROR_2_TVA_Transmission | PJM_ROR | TVA_Transmission | Internal | Winter | B17 | 100 | 2500 | 0 | 65.71 | 65.65 | 6 | 0
2035 | PJM_ROR_2_TVA_Transmission | PJM_ROR | TVA_Transmission | Internal | Winter | B18 | 400 | 2500 | 0 | 58.85 | 59.94 | 6 | 0
2035 | PJM_ROR_2_TVA_Transmission | PJM_ROR | TVA_Transmission | Internal | Winter | B19 | 700 | 2500 | 0 | 55.27 | 56.45 | 6 | 0
2035 | PJM_ROR_2_TVA_Transmission | PJM_ROR | TVA_Transmission | Internal | Winter | B20 | 935 | 2500 | 0 | 50.07 | 53.32 | 6 | 0
2035 | PJM_ROR_2_VACAR | PJM_ROR | VACAR | Internal | Shoulder | B11 | 25 | 3000 | 2742.97 | 72.93 | 78.93 | 6 | 0
2035 | PJM_ROR_2_VACAR | PJM_ROR | VACAR | Internal | Shoulder | B12 | 200 | 3000 | 0 | 63.55 | 64.04 | 6 | 0
2035 | PJM_ROR_2_VACAR | PJM_ROR | VACAR | Internal | Shoulder | B13 | 600 | 3000 | 0 | 53.23 | 54.36 | 6 | 0
2035 | PJM_ROR_2_VACAR | PJM_ROR | VACAR | Internal | Shoulder | B14 | 900 | 3000 | 0 | 52.33 | 53.49 | 6 | 0
2035 | PJM_ROR_2_VACAR | PJM_ROR | VACAR | Internal | Shoulder | B15 | 1203 | 3000 | 2778.51 | 47.49 | 53.49 | 6 | 0
2035 | PJM_ROR_2_VACAR | PJM_ROR | VACAR | Internal | Summer | B1 | 10 | 3000 | 1592.22 | 103.42 | 109.42 | 6 | 0
2035 | PJM_ROR_2_VACAR | PJM_ROR | VACAR | Internal | Summer | B2 | 25 | 3000 | 525.14 | 88.11 | 94.11 | 6 | 0
2035 | PJM_ROR_2_VACAR | PJM_ROR | VACAR | Internal | Summer | B3 | 75 | 3000 | 3000 | 81.8 | 92.52 | 6 | 4.72
2035 | PJM_ROR_2_VACAR | PJM_ROR | VACAR | Internal | Summer | B4 | 100 | 3000 | 3000 | 80.78 | 90.38 | 6 | 3.6
2035 | PJM_ROR_2_VACAR | PJM_ROR | VACAR | Internal | Summer | B5 | 200 | 3000 | 3000 | 75.95 | 83.9 | 6 | 1.94
2035 | PJM_ROR_2_VACAR | PJM_ROR | VACAR | Internal | Summer | B6 | 300 | 3000 | 3000 | 62.25 | 70.25 | 6 | 2
2035 | PJM_ROR_2_VACAR | PJM_ROR | VACAR | Internal | Summer | B7 | 400 | 3000 | 1945.83 | 50.86 | 56.86 | 6 | 0
2035 | PJM_ROR_2_VACAR | PJM_ROR | VACAR | Internal | Summer | B8 | 500 | 3000 | 0 | 48.79 | 52.57 | 6 | 0
2035 | PJM_ROR_2_VACAR | PJM_ROR | VACAR | Internal | Summer | B9 | 800 | 3000 | 0 | 46.18 | 51.32 | 6 | 0
2035 | PJM_ROR_2_VACAR | PJM_ROR | VACAR | Internal | Summer | B10 | 1262 | 3000 | 3000 | 44.9 | 51.32 | 6 | 0.41
2035 | PJM_ROR_2_VACAR | PJM_ROR | VACAR | Internal | Winter | B16 | 25 | 3000 | 3000 | 79.83 | 95.83 | 6 | 10
2035 | PJM_ROR_2_VACAR | PJM_ROR | VACAR | Internal | Winter | B17 | 100 | 3000 | 98.71 | 65.71 | 71.71 | 6 | 0
2035 | PJM_ROR_2_VACAR | PJM_ROR | VACAR | Internal | Winter | B18 | 400 | 3000 | 0 | 58.85 | 58.72 | 6 | 0
2035 | PJM_ROR_2_VACAR | PJM_ROR | VACAR | Internal | Winter | B19 | 700 | 3000 | 0 | 55.27 | 58.37 | 6 | 0
2035 | PJM_ROR_2_VACAR | PJM_ROR | VACAR | Internal | Winter | B20 | 935 | 3000 | 3000 | 50.07 | 58.37 | 6 | 2.3
2035 | PJM_ROM_2_NYISO_A-F | PJM_ROM | NYISO_A-F | Internal | Shoulder | B11 | 25 | 2000 | 0 | 72.92 | 59.06 | 6 | 0
2035 | PJM_ROM_2_NYISO_A-F | PJM_ROM | NYISO_A-F | Internal | Shoulder | B12 | 200 | 2000 | 0 | 63.54 | 55.51 | 6 | 0
2035 | PJM_ROM_2_NYISO_A-F | PJM_ROM | NYISO_A-F | Internal | Shoulder | B13 | 600 | 2000 | 0 | 53.24 | 49.99 | 6 | 0
2035 | PJM_ROM_2_NYISO_A-F | PJM_ROM | NYISO_A-F | Internal | Shoulder | B14 | 900 | 2000 | 0 | 52.35 | 49.65 | 6 | 0
2035 | PJM_ROM_2_NYISO_A-F | PJM_ROM | NYISO_A-F | Internal | Shoulder | B15 | 1203 | 2000 | 0 | 47.5 | 49.32 | 6 | 0
2035 | PJM_ROM_2_NYISO_A-F | PJM_ROM | NYISO_A-F | Internal | Summer | B1 | 10 | 2000 | 0 | 104.62 | 96.62 | 6 | 0
2035 | PJM_ROM_2_NYISO_A-F | PJM_ROM | NYISO_A-F | Internal | Summer | B2 | 25 | 2000 | 0 | 88.12 | 80.12 | 6 | 0
2035 | PJM_ROM_2_NYISO_A-F | PJM_ROM | NYISO_A-F | Internal | Summer | B3 | 75 | 2000 | 0 | 81.81 | 71.39 | 6 | 0
2035 | PJM_ROM_2_NYISO_A-F | PJM_ROM | NYISO_A-F | Internal | Summer | B4 | 100 | 2000 | 0 | 80.77 | 64.8 | 6 | 0
2035 | PJM_ROM_2_NYISO_A-F | PJM_ROM | NYISO_A-F | Internal | Summer | B5 | 200 | 2000 | 0 | 75.94 | 63.85 | 6 | 0
2035 | PJM_ROM_2_NYISO_A-F | PJM_ROM | NYISO_A-F | Internal | Summer | B6 | 300 | 2000 | 0 | 62.26 | 54.26 | 6 | 0
2035 | PJM_ROM_2_NYISO_A-F | PJM_ROM | NYISO_A-F | Internal | Summer | B7 | 400 | 2000 | 0 | 50.88 | 52.05 | 6 | 0
2035 | PJM_ROM_2_NYISO_A-F | PJM_ROM | NYISO_A-F | Internal | Summer | B8 | 500 | 2000 | 0 | 48.8 | 48.35 | 6 | 0
2035 | PJM_ROM_2_NYISO_A-F | PJM_ROM | NYISO_A-F | Internal | Summer | B9 | 800 | 2000 | 0 | 46.19 | 46.1 | 6 | 0
2035 | PJM_ROM_2_NYISO_A-F | PJM_ROM | NYISO_A-F | Internal | Summer | B10 | 1262 | 2000 | 0 | 44.92 | 46.1 | 6 | 0
2035 | PJM_ROM_2_NYISO_A-F | PJM_ROM | NYISO_A-F | Internal | Winter | B16 | 25 | 2000 | 0 | 79.85 | 71.85 | 6 | 0
2035 | PJM_ROM_2_NYISO_A-F | PJM_ROM | NYISO_A-F | Internal | Winter | B17 | 100 | 2000 | 0 | 65.72 | 57.89 | 6 | 0
2035 | PJM_ROM_2_NYISO_A-F | PJM_ROM | NYISO_A-F | Internal | Winter | B18 | 400 | 2000 | 0 | 58.86 | 57.89 | 6 | 0
2035 | PJM_ROM_2_NYISO_A-F | PJM_ROM | NYISO_A-F | Internal | Winter | B19 | 700 | 2000 | 0 | 55.28 | 57.47 | 6 | 0
2035 | PJM_ROM_2_NYISO_A-F | PJM_ROM | NYISO_A-F | Internal | Winter | B20 | 935 | 2000 | 1485.26 | 51.47 | 57.47 | 6 | 0
2035 | PJM_ROM_2_PJM_E | PJM_ROM | PJM_E | Internal | Shoulder | B11 | 25 | 8000 | 0.52 | 72.92 | 72.91 | 0.01 | 0
2035 | PJM_ROM_2_PJM_E | PJM_ROM | PJM_E | Internal | Shoulder | B12 | 200 | 8000 | 0.07 | 63.54 | 63.53 | 0.01 | 0
2035 | PJM_ROM_2_PJM_E | PJM_ROM | PJM_E | Internal | Shoulder | B13 | 600 | 8000 | 0.02 | 53.24 | 53.23 | 0.01 | 0
2035 | PJM_ROM_2_PJM_E | PJM_ROM | PJM_E | Internal | Shoulder | B14 | 900 | 8000 | 1310.72 | 52.35 | 52.36 | 0.01 | 0
2035 | PJM_ROM_2_PJM_E | PJM_ROM | PJM_E | Internal | Shoulder | B15 | 1203 | 8000 | 2675.72 | 47.5 | 47.51 | 0.01 | 0
2035 | PJM_ROM_2_PJM_E | PJM_ROM | PJM_E | Internal | Summer | B1 | 10 | 8000 | 6605.59 | 104.62 | 104.63 | 0.01 | 0
2035 | PJM_ROM_2_PJM_E | PJM_ROM | PJM_E | Internal | Summer | B2 | 25 | 8000 | 5975.05 | 88.12 | 88.13 | 0.01 | 0
2035 | PJM_ROM_2_PJM_E | PJM_ROM | PJM_E | Internal | Summer | B3 | 75 | 8000 | 1465.05 | 81.81 | 81.83 | 0.01 | 0
2035 | PJM_ROM_2_PJM_E | PJM_ROM | PJM_E | Internal | Summer | B4 | 100 | 8000 | 0.13 | 80.77 | 80.76 | 0.01 | 0
2035 | PJM_ROM_2_PJM_E | PJM_ROM | PJM_E | Internal | Summer | B5 | 200 | 8000 | 701.67 | 75.94 | 75.95 | 0.01 | 0
2035 | PJM_ROM_2_PJM_E | PJM_ROM | PJM_E | Internal | Summer | B6 | 300 | 8000 | 3495.95 | 62.26 | 62.27 | 0.01 | 0
2035 | PJM_ROM_2_PJM_E | PJM_ROM | PJM_E | Internal | Summer | B7 | 400 | 8000 | 2249.91 | 50.88 | 50.89 | 0.01 | 0
2035 | PJM_ROM_2_PJM_E | PJM_ROM | PJM_E | Internal | Summer | B8 | 500 | 8000 | 3473.13 | 48.8 | 48.81 | 0.01 | 0
2035 | PJM_ROM_2_PJM_E | PJM_ROM | PJM_E | Internal | Summer | B9 | 800 | 8000 | 5476.85 | 46.19 | 46.2 | 0.01 | 0
2035 | PJM_ROM_2_PJM_E | PJM_ROM | PJM_E | Internal | Summer | B10 | 1262 | 8000 | 2880.81 | 44.92 | 44.93 | 0.01 | 0
2035 | PJM_ROM_2_PJM_E | PJM_ROM | PJM_E | Internal | Winter | B16 | 25 | 8000 | 3235.29 | 79.85 | 79.86 | 0.01 | 0
2035 | PJM_ROM_2_PJM_E | PJM_ROM | PJM_E | Internal | Winter | B17 | 100 | 8000 | 3509.96 | 65.72 | 65.74 | 0.01 | 0
2035 | PJM_ROM_2_PJM_E | PJM_ROM | PJM_E | Internal | Winter | B18 | 400 | 8000 | 4715.74 | 58.86 | 58.87 | 0.01 | 0
2035 | PJM_ROM_2_PJM_E | PJM_ROM | PJM_E | Internal | Winter | B19 | 700 | 8000 | 6492.58 | 55.28 | 55.29 | 0.01 | 0
2035 | PJM_ROM_2_PJM_E | PJM_ROM | PJM_E | Internal | Winter | B20 | 935 | 8000 | 6908.75 | 51.47 | 51.48 | 0.01 | 0
2035 | PJM_ROM_2_PJM_ROR | PJM_ROM | PJM_ROR | Internal | Shoulder | B11 | 25 | 8000 | 4925.54 | 72.92 | 72.93 | 0.01 | 0
2035 | PJM_ROM_2_PJM_ROR | PJM_ROM | PJM_ROR | Internal | Shoulder | B12 | 200 | 8000 | 16.42 | 63.54 | 63.55 | 0.01 | 0
2035 | PJM_ROM_2_PJM_ROR | PJM_ROM | PJM_ROR | Internal | Shoulder | B13 | 600 | 8000 | 0.02 | 53.24 | 53.23 | 0.01 | 0
2035 | PJM_ROM_2_PJM_ROR | PJM_ROM | PJM_ROR | Internal | Shoulder | B14 | 900 | 8000 | 0.01 | 52.35 | 52.33 | 0.01 | 0
2035 | PJM_ROM_2_PJM_ROR | PJM_ROM | PJM_ROR | Internal | Shoulder | B15 | 1203 | 8000 | 0.01 | 47.5 | 47.49 | 0.01 | 0
2035 | PJM_ROM_2_PJM_ROR | PJM_ROM | PJM_ROR | Internal | Summer | B1 | 10 | 8000 | 0.03 | 104.62 | 103.42 | 0.01 | 0
2035 | PJM_ROM_2_PJM_ROR | PJM_ROM | PJM_ROR | Internal | Summer | B2 | 25 | 8000 | 0.53 | 88.12 | 88.11 | 0.01 | 0
2035 | PJM_ROM_2_PJM_ROR | PJM_ROM | PJM_ROR | Internal | Summer | B3 | 75 | 8000 | 0.19 | 81.81 | 81.8 | 0.01 | 0
2035 | PJM_ROM_2_PJM_ROR | PJM_ROM | PJM_ROR | Internal | Summer | B4 | 100 | 8000 | 3179.27 | 80.77 | 80.78 | 0.01 | 0
2035 | PJM_ROM_2_PJM_ROR | PJM_ROM | PJM_ROR | Internal | Summer | B5 | 200 | 8000 | 1190.95 | 75.94 | 75.95 | 0.01 | 0
2035 | PJM_ROM_2_PJM_ROR | PJM_ROM | PJM_ROR | Internal | Summer | B6 | 300 | 8000 | 0.04 | 62.26 | 62.25 | 0.01 | 0
2035 | PJM_ROM_2_PJM_ROR | PJM_ROM | PJM_ROR | Internal | Summer | B7 | 400 | 8000 | 0.03 | 50.88 | 50.86 | 0.01 | 0
2035 | PJM_ROM_2_PJM_ROR | PJM_ROM | PJM_ROR | Internal | Summer | B8 | 500 | 8000 | 0.03 | 48.8 | 48.79 | 0.01 | 0
2035 | PJM_ROM_2_PJM_ROR | PJM_ROM | PJM_ROR | Internal | Summer | B9 | 800 | 8000 | 0.02 | 46.19 | 46.18 | 0.01 | 0
2035 | PJM_ROM_2_PJM_ROR | PJM_ROM | PJM_ROR | Internal | Summer | B10 | 1262 | 8000 | 0.01 | 44.92 | 44.9 | 0.01 | 0
2035 | PJM_ROM_2_PJM_ROR | PJM_ROM | PJM_ROR | Internal | Winter | B16 | 25 | 8000 | 0.51 | 79.85 | 79.83 | 0.01 | 0
2035 | PJM_ROM_2_PJM_ROR | PJM_ROM | PJM_ROR | Internal | Winter | B17 | 100 | 8000 | 0.13 | 65.72 | 65.71 | 0.01 | 0
2035 | PJM_ROM_2_PJM_ROR | PJM_ROM | PJM_ROR | Internal | Winter | B18 | 400 | 8000 | 0.03 | 58.86 | 58.85 | 0.01 | 0
2035 | PJM_ROM_2_PJM_ROR | PJM_ROM | PJM_ROR | Internal | Winter | B19 | 700 | 8000 | 0.02 | 55.28 | 55.27 | 0.01 | 0
2035 | PJM_ROM_2_PJM_ROR | PJM_ROM | PJM_ROR | Internal | Winter | B20 | 935 | 8000 | 0 | 51.47 | 50.07 | 0.01 | 0
2035 | SOCO_2_ENT | SOCO | ENT | Internal | Shoulder | B11 | 25 | 2400 | 0 | 87.93 | 80.81 | 10 | 0
2035 | SOCO_2_ENT | SOCO | ENT | Internal | Shoulder | B12 | 200 | 2400 | 0 | 57.67 | 55.85 | 10 | 0
2035 | SOCO_2_ENT | SOCO | ENT | Internal | Shoulder | B13 | 600 | 2400 | 0 | 55.72 | 55.85 | 10 | 0
2035 | SOCO_2_ENT | SOCO | ENT | Internal | Shoulder | B14 | 900 | 2400 | 0 | 55.72 | 55.45 | 10 | 0
2035 | SOCO_2_ENT | SOCO | ENT | Internal | Shoulder | B15 | 1203 | 2400 | 0 | 55.72 | 53.61 | 10 | 0
2035 | SOCO_2_ENT | SOCO | ENT | Internal | Summer | B1 | 10 | 2400 | 0 | 101.42 | 93.42 | 10 | 0
2035 | SOCO_2_ENT | SOCO | ENT | Internal | Summer | B2 | 25 | 2400 | 0 | 92.69 | 88.02 | 10 | 0
2035 | SOCO_2_ENT | SOCO | ENT | Internal | Summer | B3 | 75 | 2400 | 0 | 92.69 | 84.69 | 10 | 0
2035 | SOCO_2_ENT | SOCO | ENT | Internal | Summer | B4 | 100 | 2400 | 0 | 90.9 | 82.9 | 10 | 0
2035 | SOCO_2_ENT | SOCO | ENT | Internal | Summer | B5 | 200 | 2400 | 0 | 90.9 | 82.9 | 10 | 0
2035 | SOCO_2_ENT | SOCO | ENT | Internal | Summer | B6 | 300 | 2400 | 0 | 77.25 | 70.92 | 10 | 0
2035 | SOCO_2_ENT | SOCO | ENT | Internal | Summer | B7 | 400 | 2400 | 0 | 63.86 | 55.86 | 10 | 0
2035 | SOCO_2_ENT | SOCO | ENT | Internal | Summer | B8 | 500 | 2400 | 0 | 56.13 | 54.07 | 10 | 0
2035 | SOCO_2_ENT | SOCO | ENT | Internal | Summer | B9 | 800 | 2400 | 0 | 54.18 | 53.67 | 10 | 0
2035 | SOCO_2_ENT | SOCO | ENT | Internal | Summer | B10 | 1262 | 2400 | 0 | 54.18 | 51.9 | 10 | 0
2035 | SOCO_2_ENT | SOCO | ENT | Internal | Winter | B16 | 25 | 2400 | 0 | 85.83 | 77.83 | 10 | 0
2035 | SOCO_2_ENT | SOCO | ENT | Internal | Winter | B17 | 100 | 2400 | 0 | 61.21 | 59.42 | 10 | 0
2035 | SOCO_2_ENT | SOCO | ENT | Internal | Winter | B18 | 400 | 2400 | 0 | 59.07 | 59.42 | 10 | 0
2035 | SOCO_2_ENT | SOCO | ENT | Internal | Winter | B19 | 700 | 2400 | 0 | 59.07 | 58.26 | 10 | 0
2035 | SOCO_2_ENT | SOCO | ENT | Internal | Winter | B20 | 935 | 2400 | 0 | 58.25 | 56.69 | 10 | 0
2035 | SOCO_2_FRCC | SOCO | FRCC | Internal | Shoulder | B11 | 25 | 3700 | 1598.86 | 87.93 | 97.93 | 10 | 0
2035 | SOCO_2_FRCC | SOCO | FRCC | Internal | Shoulder | B12 | 200 | 3700 | 0 | 57.67 | 63.63 | 10 | 0
2035 | SOCO_2_FRCC | SOCO | FRCC | Internal | Shoulder | B13 | 600 | 3700 | 0 | 55.72 | 62.25 | 10 | 0
2035 | SOCO_2_FRCC | SOCO | FRCC | Internal | Shoulder | B14 | 900 | 3700 | 0 | 55.72 | 60.99 | 10 | 0
2035 | SOCO_2_FRCC | SOCO | FRCC | Internal | Shoulder | B15 | 1203 | 3700 | 0 | 55.72 | 60.99 | 10 | 0
2035 | SOCO_2_FRCC | SOCO | FRCC | Internal | Summer | B1 | 10 | 3700 | 778.48 | 101.42 | 111.42 | 10 | 0
2035 | SOCO_2_FRCC | SOCO | FRCC | Internal | Summer | B2 | 25 | 3700 | 0 | 92.69 | 98.45 | 10 | 0
2035 | SOCO_2_FRCC | SOCO | FRCC | Internal | Summer | B3 | 75 | 3700 | 0 | 92.69 | 98.45 | 10 | 0
2035 | SOCO_2_FRCC | SOCO | FRCC | Internal | Summer | B4 | 100 | 3700 | 0 | 90.9 | 98.45 | 10 | 0
2035 | SOCO_2_FRCC | SOCO | FRCC | Internal | Summer | B5 | 200 | 3700 | 0 | 90.9 | 96.43 | 10 | 0
2035 | SOCO_2_FRCC | SOCO | FRCC | Internal | Summer | B6 | 300 | 3700 | 0 | 77.25 | 85.04 | 10 | 0
2035 | SOCO_2_FRCC | SOCO | FRCC | Internal | Summer | B7 | 400 | 3700 | 38.1 | 63.86 | 73.86 | 10 | 0
2035 | SOCO_2_FRCC | SOCO | FRCC | Internal | Summer | B8 | 500 | 3700 | 0 | 56.13 | 62.59 | 10 | 0
2035 | SOCO_2_FRCC | SOCO | FRCC | Internal | Summer | B9 | 800 | 3700 | 0 | 54.18 | 59.99 | 10 | 0
2035 | SOCO_2_FRCC | SOCO | FRCC | Internal | Summer | B10 | 1262 | 3700 | 0 | 54.18 | 59.99 | 10 | 0
2035 | SOCO_2_FRCC | SOCO | FRCC | Internal | Winter | B16 | 25 | 3700 | 0 | 85.83 | 91.88 | 10 | 0
2035 | SOCO_2_FRCC | SOCO | FRCC | Internal | Winter | B17 | 100 | 3700 | 0 | 61.21 | 66.58 | 10 | 0
2035 | SOCO_2_FRCC | SOCO | FRCC | Internal | Winter | B18 | 400 | 3700 | 0 | 59.07 | 63.81 | 10 | 0
2035 | SOCO_2_FRCC | SOCO | FRCC | Internal | Winter | B19 | 700 | 3700 | 0 | 59.07 | 63.81 | 10 | 0
2035 | SOCO_2_FRCC | SOCO | FRCC | Internal | Winter | B20 | 935 | 3700 | 0 | 58.25 | 63.81 | 10 | 0
2035 | SOCO_2_TVA_Transmission | SOCO | TVA_Transmission | Internal | Shoulder | B11 | 25 | 2600 | 0 | 87.93 | 78.93 | 10 | 0
2035 | SOCO_2_TVA_Transmission | SOCO | TVA_Transmission | Internal | Shoulder | B12 | 200 | 2600 | 0 | 57.67 | 62.49 | 10 | 0
2035 | SOCO_2_TVA_Transmission | SOCO | TVA_Transmission | Internal | Shoulder | B13 | 600 | 2600 | 0 | 55.72 | 56.94 | 10 | 0
2035 | SOCO_2_TVA_Transmission | SOCO | TVA_Transmission | Internal | Shoulder | B14 | 900 | 2600 | 0 | 55.72 | 56.04 | 10 | 0
2035 | SOCO_2_TVA_Transmission | SOCO | TVA_Transmission | Internal | Shoulder | B15 | 1203 | 2600 | 0 | 55.72 | 53.49 | 10 | 0
2035 | SOCO_2_TVA_Transmission | SOCO | TVA_Transmission | Internal | Summer | B1 | 10 | 2600 | 0 | 101.42 | 100.78 | 10 | 0
2035 | SOCO_2_TVA_Transmission | SOCO | TVA_Transmission | Internal | Summer | B2 | 25 | 2600 | 0 | 92.69 | 94.12 | 10 | 0
2035 | SOCO_2_TVA_Transmission | SOCO | TVA_Transmission | Internal | Summer | B3 | 75 | 2600 | 0 | 92.69 | 87.8 | 10 | 0
2035 | SOCO_2_TVA_Transmission | SOCO | TVA_Transmission | Internal | Summer | B4 | 100 | 2600 | 0 | 90.9 | 86.78 | 10 | 0
2035 | SOCO_2_TVA_Transmission | SOCO | TVA_Transmission | Internal | Summer | B5 | 200 | 2600 | 0 | 90.9 | 81.95 | 10 | 0
2035 | SOCO_2_TVA_Transmission | SOCO | TVA_Transmission | Internal | Summer | B6 | 300 | 2600 | 0 | 77.25 | 68.25 | 10 | 0
2035 | SOCO_2_TVA_Transmission | SOCO | TVA_Transmission | Internal | Summer | B7 | 400 | 2600 | 0 | 63.86 | 56.03 | 10 | 0
2035 | SOCO_2_TVA_Transmission | SOCO | TVA_Transmission | Internal | Summer | B8 | 500 | 2600 | 0 | 56.13 | 54.08 | 10 | 0
2035 | SOCO_2_TVA_Transmission | SOCO | TVA_Transmission | Internal | Summer | B9 | 800 | 2600 | 0 | 54.18 | 50.51 | 10 | 0
2035 | SOCO_2_TVA_Transmission | SOCO | TVA_Transmission | Internal | Summer | B10 | 1262 | 2600 | 0 | 54.18 | 46.95 | 10 | 0
2035 | SOCO_2_TVA_Transmission | SOCO | TVA_Transmission | Internal | Winter | B16 | 25 | 2600 | 0 | 85.83 | 85.83 | 10 | 0
2035 | SOCO_2_TVA_Transmission | SOCO | TVA_Transmission | Internal | Winter | B17 | 100 | 2600 | 0 | 61.21 | 65.65 | 10 | 0
2035 | SOCO_2_TVA_Transmission | SOCO | TVA_Transmission | Internal | Winter | B18 | 400 | 2600 | 0 | 59.07 | 59.94 | 10 | 0
2035 | SOCO_2_TVA_Transmission | SOCO | TVA_Transmission | Internal | Winter | B19 | 700 | 2600 | 0 | 59.07 | 56.45 | 10 | 0
2035 | SOCO_2_TVA_Transmission | SOCO | TVA_Transmission | Internal | Winter | B20 | 935 | 2600 | 0 | 58.25 | 53.32 | 10 | 0
2035 | SOCO_2_VACAR | SOCO | VACAR | Internal | Shoulder | B11 | 25 | 2000 | 0 | 87.93 | 78.93 | 10 | 0
2035 | SOCO_2_VACAR | SOCO | VACAR | Internal | Shoulder | B12 | 200 | 2000 | 0 | 57.67 | 64.04 | 10 | 0
2035 | SOCO_2_VACAR | SOCO | VACAR | Internal | Shoulder | B13 | 600 | 2000 | 0 | 55.72 | 54.36 | 10 | 0
2035 | SOCO_2_VACAR | SOCO | VACAR | Internal | Shoulder | B14 | 900 | 2000 | 0 | 55.72 | 53.49 | 10 | 0
2035 | SOCO_2_VACAR | SOCO | VACAR | Internal | Shoulder | B15 | 1203 | 2000 | 0 | 55.72 | 53.49 | 10 | 0
2035 | SOCO_2_VACAR | SOCO | VACAR | Internal | Summer | B1 | 10 | 2000 | 0.02 | 101.42 | 109.42 | 10 | 0
2035 | SOCO_2_VACAR | SOCO | VACAR | Internal | Summer | B2 | 25 | 2000 | 0 | 92.69 | 94.11 | 10 | 0
2035 | SOCO_2_VACAR | SOCO | VACAR | Internal | Summer | B3 | 75 | 2000 | 0 | 92.69 | 92.52 | 10 | 0
2035 | SOCO_2_VACAR | SOCO | VACAR | Internal | Summer | B4 | 100 | 2000 | 0 | 90.9 | 90.38 | 10 | 0
2035 | SOCO_2_VACAR | SOCO | VACAR | Internal | Summer | B5 | 200 | 2000 | 0 | 90.9 | 83.9 | 10 | 0
2035 | SOCO_2_VACAR | SOCO | VACAR | Internal | Summer | B6 | 300 | 2000 | 0 | 77.25 | 70.25 | 10 | 0
2035 | SOCO_2_VACAR | SOCO | VACAR | Internal | Summer | B7 | 400 | 2000 | 0 | 63.86 | 56.86 | 10 | 0
2035 | SOCO_2_VACAR | SOCO | VACAR | Internal | Summer | B8 | 500 | 2000 | 0 | 56.13 | 52.57 | 10 | 0
2035 | SOCO_2_VACAR | SOCO | VACAR | Internal | Summer | B9 | 800 | 2000 | 0 | 54.18 | 51.32 | 10 | 0
2035 | SOCO_2_VACAR | SOCO | VACAR | Internal | Summer | B10 | 1262 | 2000 | 0 | 54.18 | 51.32 | 10 | 0
2035 | SOCO_2_VACAR | SOCO | VACAR | Internal | Winter | B16 | 25 | 2000 | 898.71 | 85.83 | 95.83 | 10 | 0
2035 | SOCO_2_VACAR | SOCO | VACAR | Internal | Winter | B17 | 100 | 2000 | 1999.99 | 61.21 | 71.71 | 10 | 0.51
2035 | SOCO_2_VACAR | SOCO | VACAR | Internal | Winter | B18 | 400 | 2000 | 0 | 59.07 | 58.72 | 10 | 0
2035 | SOCO_2_VACAR | SOCO | VACAR | Internal | Winter | B19 | 700 | 2000 | 0 | 59.07 | 58.37 | 10 | 0
2035 | SOCO_2_VACAR | SOCO | VACAR | Internal | Winter | B20 | 935 | 2000 | 0 | 58.25 | 58.37 | 10 | 0
2035 | SPP_N_2_ENT | SPP_N | ENT | Internal | Shoulder | B11 | 25 | 1800 | 0 | 85.16 | 80.81 | 5 | 0
2035 | SPP_N_2_ENT | SPP_N | ENT | Internal | Shoulder | B12 | 200 | 1800 | 0 | 58.17 | 55.85 | 5 | 0
2035 | SPP_N_2_ENT | SPP_N | ENT | Internal | Shoulder | B13 | 600 | 1800 | 0 | 53.97 | 55.85 | 5 | 0
2035 | SPP_N_2_ENT | SPP_N | ENT | Internal | Shoulder | B14 | 900 | 1800 | 0 | 53.41 | 55.45 | 5 | 0
2035 | SPP_N_2_ENT | SPP_N | ENT | Internal | Shoulder | B15 | 1203 | 1800 | 0 | 49.03 | 53.61 | 5 | 0
2035 | SPP_N_2_ENT | SPP_N | ENT | Internal | Summer | B1 | 10 | 1800 | 0 | 96.42 | 93.42 | 5 | 0
2035 | SPP_N_2_ENT | SPP_N | ENT | Internal | Summer | B2 | 25 | 1800 | 0 | 88.32 | 88.02 | 5 | 0
2035 | SPP_N_2_ENT | SPP_N | ENT | Internal | Summer | B3 | 75 | 1800 | 0 | 88.32 | 84.69 | 5 | 0
2035 | SPP_N_2_ENT | SPP_N | ENT | Internal | Summer | B4 | 100 | 1800 | 0 | 87.55 | 82.9 | 5 | 0
2035 | SPP_N_2_ENT | SPP_N | ENT | Internal | Summer | B5 | 200 | 1800 | 0 | 85.45 | 82.9 | 5 | 0
2035 | SPP_N_2_ENT | SPP_N | ENT | Internal | Summer | B6 | 300 | 1800 | 0 | 70.92 | 70.92 | 5 | 0
2035 | SPP_N_2_ENT | SPP_N | ENT | Internal | Summer | B7 | 400 | 1800 | 0 | 58.24 | 55.86 | 5 | 0
2035 | SPP_N_2_ENT | SPP_N | ENT | Internal | Summer | B8 | 500 | 1800 | 0 | 51.74 | 54.07 | 5 | 0
2035 | SPP_N_2_ENT | SPP_N | ENT | Internal | Summer | B9 | 800 | 1800 | 0 | 51.6 | 53.67 | 5 | 0
2035 | SPP_N_2_ENT | SPP_N | ENT | Internal | Summer | B10 | 1262 | 1800 | 0 | 47.41 | 51.9 | 5 | 0
2035 | SPP_N_2_ENT | SPP_N | ENT | Internal | Winter | B16 | 25 | 1800 | 0 | 77.83 | 77.83 | 5 | 0
2035 | SPP_N_2_ENT | SPP_N | ENT | Internal | Winter | B17 | 100 | 1800 | 0 | 58.71 | 59.42 | 5 | 0
2035 | SPP_N_2_ENT | SPP_N | ENT | Internal | Winter | B18 | 400 | 1800 | 0 | 56.99 | 59.42 | 5 | 0
2035 | SPP_N_2_ENT | SPP_N | ENT | Internal | Winter | B19 | 700 | 1800 | 521.53 | 53.26 | 58.26 | 5 | 0
2035 | SPP_N_2_ENT | SPP_N | ENT | Internal | Winter | B20 | 935 | 1800 | 1653.22 | 51.69 | 56.69 | 5 | 0
2035 | SPP_N_2_MISO_MO-IL | SPP_N | MISO_MO-IL | Internal | Shoulder | B11 | 25 | 2000 | 0 | 85.16 | 77.16 | 5 | 0
2035 | SPP_N_2_MISO_MO-IL | SPP_N | MISO_MO-IL | Internal | Shoulder | B12 | 200 | 2000 | 0 | 58.17 | 62.17 | 5 | 0
2035 | SPP_N_2_MISO_MO-IL | SPP_N | MISO_MO-IL | Internal | Shoulder | B13 | 600 | 2000 | 0 | 53.97 | 53.95 | 5 | 0
2035 | SPP_N_2_MISO_MO-IL | SPP_N | MISO_MO-IL | Internal | Shoulder | B14 | 900 | 2000 | 0 | 53.41 | 53.7 | 5 | 0
2035 | SPP_N_2_MISO_MO-IL | SPP_N | MISO_MO-IL | Internal | Shoulder | B15 | 1203 | 2000 | 0 | 49.03 | 46.62 | 5 | 0
2035 | SPP_N_2_MISO_MO-IL | SPP_N | MISO_MO-IL | Internal | Summer | B1 | 10 | 2000 | 1139.68 | 96.42 | 101.42 | 5 | 0
2035 | SPP_N_2_MISO_MO-IL | SPP_N | MISO_MO-IL | Internal | Summer | B2 | 25 | 2000 | 0 | 88.32 | 86.12 | 5 | 0
2035 | SPP_N_2_MISO_MO-IL | SPP_N | MISO_MO-IL | Internal | Summer | B3 | 75 | 2000 | 0 | 88.32 | 83.8 | 5 | 0
2035 | SPP_N_2_MISO_MO-IL | SPP_N | MISO_MO-IL | Internal | Summer | B4 | 100 | 2000 | 0 | 87.55 | 82.78 | 5 | 0
2035 | SPP_N_2_MISO_MO-IL | SPP_N | MISO_MO-IL | Internal | Summer | B5 | 200 | 2000 | 0 | 85.45 | 77.97 | 5 | 0
2035 | SPP_N_2_MISO_MO-IL | SPP_N | MISO_MO-IL | Internal | Summer | B6 | 300 | 2000 | 0 | 70.92 | 62.92 | 5 | 0
2035 | SPP_N_2_MISO_MO-IL | SPP_N | MISO_MO-IL | Internal | Summer | B7 | 400 | 2000 | 0 | 58.24 | 52.05 | 5 | 0
2035 | SPP_N_2_MISO_MO-IL | SPP_N | MISO_MO-IL | Internal | Summer | B8 | 500 | 2000 | 0 | 51.74 | 49.17 | 5 | 0
2035 | SPP_N_2_MISO_MO-IL | SPP_N | MISO_MO-IL | Internal | Summer | B9 | 800 | 2000 | 0 | 51.6 | 45.67 | 5 | 0
2035 | SPP_N_2_MISO_MO-IL | SPP_N | MISO_MO-IL | Internal | Summer | B10 | 1262 | 2000 | 0 | 47.41 | 43.9 | 5 | 0
2035 | SPP_N_2_MISO_MO-IL | SPP_N | MISO_MO-IL | Internal | Winter | B16 | 25 | 2000 | 0 | 77.83 | 77.83 | 5 | 0
2035 | SPP_N_2_MISO_MO-IL | SPP_N | MISO_MO-IL | Internal | Winter | B17 | 100 | 2000 | 118.34 | 58.71 | 63.71 | 5 | 0
2035 | SPP_N_2_MISO_MO-IL | SPP_N | MISO_MO-IL | Internal | Winter | B18 | 400 | 2000 | 0 | 56.99 | 56.85 | 5 | 0
2035 | SPP_N_2_MISO_MO-IL | SPP_N | MISO_MO-IL | Internal | Winter | B19 | 700 | 2000 | 0 | 53.26 | 53.27 | 5 | 0
2035 | SPP_N_2_MISO_MO-IL | SPP_N | MISO_MO-IL | Internal | Winter | B20 | 935 | 2000 | 0 | 51.69 | 48.69 | 5 | 0
2035 | SPP_N_2_MISO_W | SPP_N | MISO_W | Internal | Shoulder | B11 | 25 | 750 | 0 | 85.16 | 78.16 | 5 | 0
2035 | SPP_N_2_MISO_W | SPP_N | MISO_W | Internal | Shoulder | B12 | 200 | 750 | 0 | 58.17 | 62.15 | 5 | 0
2035 | SPP_N_2_MISO_W | SPP_N | MISO_W | Internal | Shoulder | B13 | 600 | 750 | 0 | 53.97 | 53.96 | 5 | 0
2035 | SPP_N_2_MISO_W | SPP_N | MISO_W | Internal | Shoulder | B14 | 900 | 750 | 0 | 53.41 | 53.71 | 5 | 0
2035 | SPP_N_2_MISO_W | SPP_N | MISO_W | Internal | Shoulder | B15 | 1203 | 750 | 0 | 49.03 | 48.63 | 5 | 0
2035 | SPP_N_2_MISO_W | SPP_N | MISO_W | Internal | Summer | B1 | 10 | 750 | 2.29 | 96.42 | 101.41 | 5 | 0
2035 | SPP_N_2_MISO_W | SPP_N | MISO_W | Internal | Summer | B2 | 25 | 750 | 0 | 88.32 | 86.13 | 5 | 0
2035 | SPP_N_2_MISO_W | SPP_N | MISO_W | Internal | Summer | B3 | 75 | 750 | 0 | 88.32 | 86.13 | 5 | 0
2035 | SPP_N_2_MISO_W | SPP_N | MISO_W | Internal | Summer | B4 | 100 | 750 | 0 | 87.55 | 84.55 | 5 | 0
2035 | SPP_N_2_MISO_W | SPP_N | MISO_W | Internal | Summer | B5 | 200 | 750 | 0 | 85.45 | 84.55 | 5 | 0
2035 | SPP_N_2_MISO_W | SPP_N | MISO_W | Internal | Summer | B6 | 300 | 750 | 0 | 70.92 | 69.6 | 5 | 0
2035 | SPP_N_2_MISO_W | SPP_N | MISO_W | Internal | Summer | B7 | 400 | 750 | 0 | 58.24 | 52.04 | 5 | 0
2035 | SPP_N_2_MISO_W | SPP_N | MISO_W | Internal | Summer | B8 | 500 | 750 | 0 | 51.74 | 49.18 | 5 | 0
2035 | SPP_N_2_MISO_W | SPP_N | MISO_W | Internal | Summer | B9 | 800 | 750 | 0 | 51.6 | 48.19 | 5 | 0
2035 | SPP_N_2_MISO_W | SPP_N | MISO_W | Internal | Summer | B10 | 1262 | 750 | 0 | 47.41 | 43.91 | 5 | 0
2035 | SPP_N_2_MISO_W | SPP_N | MISO_W | Internal | Winter | B16 | 25 | 750 | 0 | 77.83 | 77.82 | 5 | 0
2035 | SPP_N_2_MISO_W | SPP_N | MISO_W | Internal | Winter | B17 | 100 | 750 | 0.23 | 58.71 | 63.7 | 5 | 0
2035 | SPP_N_2_MISO_W | SPP_N | MISO_W | Internal | Winter | B18 | 400 | 750 | 0 | 56.99 | 57.63 | 5 | 0
2035 | SPP_N_2_MISO_W | SPP_N | MISO_W | Internal | Winter | B19 | 700 | 750 | 0 | 53.26 | 57.49 | 5 | 0
2035 | SPP_N_2_MISO_W | SPP_N | MISO_W | Internal | Winter | B20 | 935 | 750 | 0 | 51.69 | 49.43 | 5 | 0
2035 | SPP_N_2_NE | SPP_N | NE | Internal | Shoulder | B11 | 25 | 330 | 0 | 85.16 | 78.16 | 0.01 | 0
2035 | SPP_N_2_NE | SPP_N | NE | Internal | Shoulder | B12 | 200 | 330 | 0.06 | 58.17 | 58.15 | 0.01 | 0
2035 | SPP_N_2_NE | SPP_N | NE | Internal | Shoulder | B13 | 600 | 330 | 0.02 | 53.97 | 53.96 | 0.01 | 0
2035 | SPP_N_2_NE | SPP_N | NE | Internal | Shoulder | B14 | 900 | 330 | 0.01 | 53.41 | 53.4 | 0.01 | 0
2035 | SPP_N_2_NE | SPP_N | NE | Internal | Shoulder | B15 | 1203 | 330 | 0.01 | 49.03 | 49.02 | 0.01 | 0
2035 | SPP_N_2_NE | SPP_N | NE | Internal | Summer | B1 | 10 | 330 | 1.11 | 96.42 | 96.41 | 0.01 | 0
2035 | SPP_N_2_NE | SPP_N | NE | Internal | Summer | B2 | 25 | 330 | 0.02 | 88.32 | 87.53 | 0.01 | 0
2035 | SPP_N_2_NE | SPP_N | NE | Internal | Summer | B3 | 75 | 330 | 0 | 88.32 | 87.53 | 0.01 | 0
2035 | SPP_N_2_NE | SPP_N | NE | Internal | Summer | B4 | 100 | 330 | 0.12 | 87.55 | 87.53 | 0.01 | 0
2035 | SPP_N_2_NE | SPP_N | NE | Internal | Summer | B5 | 200 | 330 | 0 | 85.45 | 84.55 | 0.01 | 0
2035 | SPP_N_2_NE | SPP_N | NE | Internal | Summer | B6 | 300 | 330 | 0 | 70.92 | 69.6 | 0.01 | 0
2035 | SPP_N_2_NE | SPP_N | NE | Internal | Summer | B7 | 400 | 330 | 0 | 58.24 | 56.06 | 0.01 | 0
2035 | SPP_N_2_NE | SPP_N | NE | Internal | Summer | B8 | 500 | 330 | 0 | 51.74 | 50.3 | 0.01 | 0
2035 | SPP_N_2_NE | SPP_N | NE | Internal | Summer | B9 | 800 | 330 | 0 | 51.6 | 50.3 | 0.01 | 0
2035 | SPP_N_2_NE | SPP_N | NE | Internal | Summer | B10 | 1262 | 330 | 0 | 47.41 | 43.42 | 0.01 | 0
2035 | SPP_N_2_NE | SPP_N | NE | Internal | Winter | B16 | 25 | 330 | 0.45 | 77.83 | 77.82 | 0.01 | 0
2035 | SPP_N_2_NE | SPP_N | NE | Internal | Winter | B17 | 100 | 330 | 0.12 | 58.71 | 58.7 | 0.01 | 0
2035 | SPP_N_2_NE | SPP_N | NE | Internal | Winter | B18 | 400 | 330 | 0.03 | 56.99 | 56.98 | 0.01 | 0
2035 | SPP_N_2_NE | SPP_N | NE | Internal | Winter | B19 | 700 | 330 | 0.02 | 53.26 | 53.25 | 0.01 | 0
2035 | SPP_N_2_NE | SPP_N | NE | Internal | Winter | B20 | 935 | 330 | 0 | 51.69 | 48.11 | 0.01 | 0
2035 | SPP_N_2_SPP_S | SPP_N | SPP_S | Internal | Shoulder | B11 | 25 | 4000 | 0 | 85.16 | 77.37 | 0.01 | 0
2035 | SPP_N_2_SPP_S | SPP_N | SPP_S | Internal | Shoulder | B12 | 200 | 4000 | 0 | 58.17 | 53.52 | 0.01 | 0
2035 | SPP_N_2_SPP_S | SPP_N | SPP_S | Internal | Shoulder | B13 | 600 | 4000 | 0 | 53.97 | 53.52 | 0.01 | 0
2035 | SPP_N_2_SPP_S | SPP_N | SPP_S | Internal | Shoulder | B14 | 900 | 4000 | 0.01 | 53.41 | 53.4 | 0.01 | 0
2035 | SPP_N_2_SPP_S | SPP_N | SPP_S | Internal | Shoulder | B15 | 1203 | 4000 | 0.01 | 49.03 | 49.02 | 0.01 | 0
2035 | SPP_N_2_SPP_S | SPP_N | SPP_S | Internal | Summer | B1 | 10 | 4000 | 0 | 96.42 | 74.74 | 0.01 | 0
2035 | SPP_N_2_SPP_S | SPP_N | SPP_S | Internal | Summer | B2 | 25 | 4000 | 0 | 88.32 | 75.37 | 0.01 | 0
2035 | SPP_N_2_SPP_S | SPP_N | SPP_S | Internal | Summer | B3 | 75 | 4000 | 0 | 88.32 | 79.69 | 0.01 | 0
2035 | SPP_N_2_SPP_S | SPP_N | SPP_S | Internal | Summer | B4 | 100 | 4000 | 0 | 87.55 | 74.74 | 0.01 | 0
2035 | SPP_N_2_SPP_S | SPP_N | SPP_S | Internal | Summer | B5 | 200 | 4000 | 0 | 85.45 | 74.74 | 0.01 | 0
2035 | SPP_N_2_SPP_S | SPP_N | SPP_S | Internal | Summer | B6 | 300 | 4000 | 193.5 | 70.92 | 70.93 | 0.01 | 0
2035 | SPP_N_2_SPP_S | SPP_N | SPP_S | Internal | Summer | B7 | 400 | 4000 | 0.03 | 58.24 | 58.23 | 0.01 | 0
2035 | SPP_N_2_SPP_S | SPP_N | SPP_S | Internal | Summer | B8 | 500 | 4000 | 0.03 | 51.74 | 51.73 | 0.01 | 0
2035 | SPP_N_2_SPP_S | SPP_N | SPP_S | Internal | Summer | B9 | 800 | 4000 | 1580.26 | 51.6 | 51.61 | 0.01 | 0
2035 | SPP_N_2_SPP_S | SPP_N | SPP_S | Internal | Summer | B10 | 1262 | 4000 | 1943.73 | 47.41 | 47.43 | 0.01 | 0
2035 | SPP_N_2_SPP_S | SPP_N | SPP_S | Internal | Winter | B16 | 25 | 4000 | 0 | 77.83 | 59.76 | 0.01 | 0
2035 | SPP_N_2_SPP_S | SPP_N | SPP_S | Internal | Winter | B17 | 100 | 4000 | 0 | 58.71 | 57.13 | 0.01 | 0
2035 | SPP_N_2_SPP_S | SPP_N | SPP_S | Internal | Winter | B18 | 400 | 4000 | 273.06 | 56.99 | 57 | 0.01 | 0
2035 | SPP_N_2_SPP_S | SPP_N | SPP_S | Internal | Winter | B19 | 700 | 4000 | 0.04 | 53.26 | 53.26 | 0.01 | 0
2035 | SPP_N_2_SPP_S | SPP_N | SPP_S | Internal | Winter | B20 | 935 | 4000 | 457.16 | 51.69 | 51.7 | 0.01 | 0
2035 | SPP_S_2_ENT | SPP_S | ENT | Internal | Shoulder | B11 | 25 | 850 | 0 | 77.37 | 80.81 | 5 | 0
2035 | SPP_S_2_ENT | SPP_S | ENT | Internal | Shoulder | B12 | 200 | 850 | 0 | 53.52 | 55.85 | 5 | 0
2035 | SPP_S_2_ENT | SPP_S | ENT | Internal | Shoulder | B13 | 600 | 850 | 0 | 53.52 | 55.85 | 5 | 0
2035 | SPP_S_2_ENT | SPP_S | ENT | Internal | Shoulder | B14 | 900 | 850 | 0 | 53.4 | 55.45 | 5 | 0
2035 | SPP_S_2_ENT | SPP_S | ENT | Internal | Shoulder | B15 | 1203 | 850 | 0 | 49.02 | 53.61 | 5 | 0
2035 | SPP_S_2_ENT | SPP_S | ENT | Internal | Summer | B1 | 10 | 850 | 850 | 74.74 | 93.42 | 5 | 13.68
2035 | SPP_S_2_ENT | SPP_S | ENT | Internal | Summer | B2 | 25 | 850 | 850 | 75.37 | 88.02 | 5 | 7.64
2035 | SPP_S_2_ENT | SPP_S | ENT | Internal | Summer | B3 | 75 | 850 | 775.49 | 79.69 | 84.69 | 5 | 0
2035 | SPP_S_2_ENT | SPP_S | ENT | Internal | Summer | B4 | 100 | 850 | 850 | 74.74 | 82.9 | 5 | 3.15
2035 | SPP_S_2_ENT | SPP_S | ENT | Internal | Summer | B5 | 200 | 850 | 850 | 74.74 | 82.9 | 5 | 3.15
2035 | SPP_S_2_ENT | SPP_S | ENT | Internal | Summer | B6 | 300 | 850 | 0 | 70.93 | 70.92 | 5 | 0
2035 | SPP_S_2_ENT | SPP_S | ENT | Internal | Summer | B7 | 400 | 850 | 0 | 58.23 | 55.86 | 5 | 0
2035 | SPP_S_2_ENT | SPP_S | ENT | Internal | Summer | B8 | 500 | 850 | 0 | 51.73 | 54.07 | 5 | 0
2035 | SPP_S_2_ENT | SPP_S | ENT | Internal | Summer | B9 | 800 | 850 | 0 | 51.61 | 53.67 | 5 | 0
2035 | SPP_S_2_ENT | SPP_S | ENT | Internal | Summer | B10 | 1262 | 850 | 0 | 47.43 | 51.9 | 5 | 0
2035 | SPP_S_2_ENT | SPP_S | ENT | Internal | Winter | B16 | 25 | 850 | 850 | 59.76 | 77.83 | 5 | 13.07
2035 | SPP_S_2_ENT | SPP_S | ENT | Internal | Winter | B17 | 100 | 850 | 0 | 57.13 | 59.42 | 5 | 0
2035 | SPP_S_2_ENT | SPP_S | ENT | Internal | Winter | B18 | 400 | 850 | 0 | 57 | 59.42 | 5 | 0
2035 | SPP_S_2_ENT | SPP_S | ENT | Internal | Winter | B19 | 700 | 850 | 87.34 | 53.26 | 58.26 | 5 | 0
2035 | SPP_S_2_ENT | SPP_S | ENT | Internal | Winter | B20 | 935 | 850 | 0.03 | 51.7 | 56.69 | 5 | 0
2035 | SPP_S_2_SPP_N | SPP_S | SPP_N | Internal | Shoulder | B11 | 25 | 640 | 640 | 77.37 | 85.16 | 0.01 | 7.78
2035 | SPP_S_2_SPP_N | SPP_S | SPP_N | Internal | Shoulder | B12 | 200 | 640 | 640 | 53.52 | 58.17 | 0.01 | 4.64
2035 | SPP_S_2_SPP_N | SPP_S | SPP_N | Internal | Shoulder | B13 | 600 | 640 | 640 | 53.52 | 53.97 | 0.01 | 0.44
2035 | SPP_S_2_SPP_N | SPP_S | SPP_N | Internal | Shoulder | B14 | 900 | 640 | 412.65 | 53.4 | 53.41 | 0.01 | 0
2035 | SPP_S_2_SPP_N | SPP_S | SPP_N | Internal | Shoulder | B15 | 1203 | 640 | 124.35 | 49.02 | 49.03 | 0.01 | 0
2035 | SPP_S_2_SPP_N | SPP_S | SPP_N | Internal | Summer | B1 | 10 | 640 | 640 | 74.74 | 96.42 | 0.01 | 21.67
2035 | SPP_S_2_SPP_N | SPP_S | SPP_N | Internal | Summer | B2 | 25 | 640 | 640 | 75.37 | 88.32 | 0.01 | 12.94
2035 | SPP_S_2_SPP_N | SPP_S | SPP_N | Internal | Summer | B3 | 75 | 640 | 640 | 79.69 | 88.32 | 0.01 | 8.62
2035 | SPP_S_2_SPP_N | SPP_S | SPP_N | Internal | Summer | B4 | 100 | 640 | 640 | 74.74 | 87.55 | 0.01 | 12.79
2035 | SPP_S_2_SPP_N | SPP_S | SPP_N | Internal | Summer | B5 | 200 | 640 | 640 | 74.74 | 85.45 | 0.01 | 10.69
2035 | SPP_S_2_SPP_N | SPP_S | SPP_N | Internal | Summer | B6 | 300 | 640 | 0.04 | 70.93 | 70.92 | 0.01 | 0
2035 | SPP_S_2_SPP_N | SPP_S | SPP_N | Internal | Summer | B7 | 400 | 640 | 213.03 | 58.23 | 58.24 | 0.01 | 0
2035 | SPP_S_2_SPP_N | SPP_S | SPP_N | Internal | Summer | B8 | 500 | 640 | 276.41 | 51.73 | 51.74 | 0.01 | 0
2035 | SPP_S_2_SPP_N | SPP_S | SPP_N | Internal | Summer | B9 | 800 | 640 | 0.02 | 51.61 | 51.6 | 0.01 | 0
2035 | SPP_S_2_SPP_N | SPP_S | SPP_N | Internal | Summer | B10 | 1262 | 640 | 0.01 | 47.43 | 47.41 | 0.01 | 0
2035 | SPP_S_2_SPP_N | SPP_S | SPP_N | Internal | Winter | B16 | 25 | 640 | 640 | 59.76 | 77.83 | 0.01 | 18.06
2035 | SPP_S_2_SPP_N | SPP_S | SPP_N | Internal | Winter | B17 | 100 | 640 | 640 | 57.13 | 58.71 | 0.01 | 1.57
2035 | SPP_S_2_SPP_N | SPP_S | SPP_N | Internal | Winter | B18 | 400 | 640 | 0.03 | 57 | 56.99 | 0.01 | 0
2035 | SPP_S_2_SPP_N | SPP_S | SPP_N | Internal | Winter | B19 | 700 | 640 | 0.04 | 53.26 | 53.26 | 0.01 | 0
2035 | SPP_S_2_SPP_N | SPP_S | SPP_N | Internal | Winter | B20 | 935 | 640 | 0.01 | 51.7 | 51.69 | 0.01 | 0
2035 | TVA_2_ENT | TVA | ENT | Internal | Shoulder | B11 | 25 | 500 | 0 | 73.71 | 80.81 | 9 | 0
2035 | TVA_2_ENT | TVA | ENT | Internal | Shoulder | B12 | 200 | 500 | 0 | 55.04 | 55.85 | 9 | 0
2035 | TVA_2_ENT | TVA | ENT | Internal | Shoulder | B13 | 600 | 500 | 0 | 55.04 | 55.85 | 9 | 0
2035 | TVA_2_ENT | TVA | ENT | Internal | Shoulder | B14 | 900 | 500 | 0 | 55.04 | 55.45 | 9 | 0
2035 | TVA_2_ENT | TVA | ENT | Internal | Shoulder | B15 | 1203 | 500 | 0 | 53.5 | 53.61 | 9 | 0
2035 | TVA_2_ENT | TVA | ENT | Internal | Summer | B1 | 10 | 500 | 0 | 95.85 | 93.42 | 9 | 0
2035 | TVA_2_ENT | TVA | ENT | Internal | Summer | B2 | 25 | 500 | 0 | 94.13 | 88.02 | 9 | 0
2035 | TVA_2_ENT | TVA | ENT | Internal | Summer | B3 | 75 | 500 | 0 | 87.81 | 84.69 | 9 | 0
2035 | TVA_2_ENT | TVA | ENT | Internal | Summer | B4 | 100 | 500 | 0 | 86.8 | 82.9 | 9 | 0
2035 | TVA_2_ENT | TVA | ENT | Internal | Summer | B5 | 200 | 500 | 0 | 81.97 | 82.9 | 9 | 0
2035 | TVA_2_ENT | TVA | ENT | Internal | Summer | B6 | 300 | 500 | 291.7 | 61.92 | 70.92 | 9 | 0
2035 | TVA_2_ENT | TVA | ENT | Internal | Summer | B7 | 400 | 500 | 0 | 53.58 | 55.86 | 9 | 0
2035 | TVA_2_ENT | TVA | ENT | Internal | Summer | B8 | 500 | 500 | 0 | 53.58 | 54.07 | 9 | 0
2035 | TVA_2_ENT | TVA | ENT | Internal | Summer | B9 | 800 | 500 | 0 | 49.18 | 53.67 | 9 | 0
2035 | TVA_2_ENT | TVA | ENT | Internal | Summer | B10 | 1262 | 500 | 0 | 46.96 | 51.9 | 9 | 0
2035 | TVA_2_ENT | TVA | ENT | Internal | Winter | B16 | 25 | 500 | 0 | 76.83 | 77.83 | 9 | 0
2035 | TVA_2_ENT | TVA | ENT | Internal | Winter | B17 | 100 | 500 | 0 | 60.74 | 59.42 | 9 | 0
2035 | TVA_2_ENT | TVA | ENT | Internal | Winter | B18 | 400 | 500 | 0 | 54.55 | 59.42 | 9 | 0
2035 | TVA_2_ENT | TVA | ENT | Internal | Winter | B19 | 700 | 500 | 0 | 54.55 | 58.26 | 9 | 0
2035 | TVA_2_ENT | TVA | ENT | Internal | Winter | B20 | 935 | 500 | 0 | 53.34 | 56.69 | 9 | 0
2035 | TVA_2_MISO_MO-IL | TVA | MISO_MO-IL | Internal | Shoulder | B11 | 25 | 50 | 0 | 73.71 | 77.16 | 9 | 0
2035 | TVA_2_MISO_MO-IL | TVA | MISO_MO-IL | Internal | Shoulder | B12 | 200 | 50 | 0 | 55.04 | 62.17 | 9 | 0
2035 | TVA_2_MISO_MO-IL | TVA | MISO_MO-IL | Internal | Shoulder | B13 | 600 | 50 | 0 | 55.04 | 53.95 | 9 | 0
2035 | TVA_2_MISO_MO-IL | TVA | MISO_MO-IL | Internal | Shoulder | B14 | 900 | 50 | 0 | 55.04 | 53.7 | 9 | 0
2035 | TVA_2_MISO_MO-IL | TVA | MISO_MO-IL | Internal | Shoulder | B15 | 1203 | 50 | 0 | 53.5 | 46.62 | 9 | 0
2035 | TVA_2_MISO_MO-IL | TVA | MISO_MO-IL | Internal | Summer | B1 | 10 | 50 | 0 | 95.85 | 101.42 | 9 | 0
2035 | TVA_2_MISO_MO-IL | TVA | MISO_MO-IL | Internal | Summer | B2 | 25 | 50 | 0 | 94.13 | 86.12 | 9 | 0
2035 | TVA_2_MISO_MO-IL | TVA | MISO_MO-IL | Internal | Summer | B3 | 75 | 50 | 0 | 87.81 | 83.8 | 9 | 0
2035 | TVA_2_MISO_MO-IL | TVA | MISO_MO-IL | Internal | Summer | B4 | 100 | 50 | 0 | 86.8 | 82.78 | 9 | 0
2035 | TVA_2_MISO_MO-IL | TVA | MISO_MO-IL | Internal | Summer | B5 | 200 | 50 | 0 | 81.97 | 77.97 | 9 | 0
2035 | TVA_2_MISO_MO-IL | TVA | MISO_MO-IL | Internal | Summer | B6 | 300 | 50 | 0 | 61.92 | 62.92 | 9 | 0
2035 | TVA_2_MISO_MO-IL | TVA | MISO_MO-IL | Internal | Summer | B7 | 400 | 50 | 0 | 53.58 | 52.05 | 9 | 0
2035 | TVA_2_MISO_MO-IL | TVA | MISO_MO-IL | Internal | Summer | B8 | 500 | 50 | 0 | 53.58 | 49.17 | 9 | 0
2035 | TVA_2_MISO_MO-IL | TVA | MISO_MO-IL | Internal | Summer | B9 | 800 | 50 | 0 | 49.18 | 45.67 | 9 | 0
2035 | TVA_2_MISO_MO-IL | TVA | MISO_MO-IL | Internal | Summer | B10 | 1262 | 50 | 0 | 46.96 | 43.9 | 9 | 0
2035 | TVA_2_MISO_MO-IL | TVA | MISO_MO-IL | Internal | Winter | B16 | 25 | 50 | 0 | 76.83 | 77.83 | 9 | 0
2035 | TVA_2_MISO_MO-IL | TVA | MISO_MO-IL | Internal | Winter | B17 | 100 | 50 | 0 | 60.74 | 63.71 | 9 | 0
2035 | TVA_2_MISO_MO-IL | TVA | MISO_MO-IL | Internal | Winter | B18 | 400 | 50 | 0 | 54.55 | 56.85 | 9 | 0
2035 | TVA_2_MISO_MO-IL | TVA | MISO_MO-IL | Internal | Winter | B19 | 700 | 50 | 0 | 54.55 | 53.27 | 9 | 0
2035 | TVA_2_MISO_MO-IL | TVA | MISO_MO-IL | Internal | Winter | B20 | 935 | 50 | 0 | 53.34 | 48.69 | 9 | 0
2035 | TVA_2_NonRTO_Midwest | TVA | NonRTO_Midwest | Internal | Shoulder | B11 | 25 | 100 | 100 | 73.71 | 85.15 | 9 | 2.44
2035 | TVA_2_NonRTO_Midwest | TVA | NonRTO_Midwest | Internal | Shoulder | B12 | 200 | 100 | 100 | 55.04 | 70.15 | 9 | 6.11
2035 | TVA_2_NonRTO_Midwest | TVA | NonRTO_Midwest | Internal | Shoulder | B13 | 600 | 100 | 0 | 55.04 | 61.66 | 9 | 0
2035 | TVA_2_NonRTO_Midwest | TVA | NonRTO_Midwest | Internal | Shoulder | B14 | 900 | 100 | 0 | 55.04 | 50.47 | 9 | 0
2035 | TVA_2_NonRTO_Midwest | TVA | NonRTO_Midwest | Internal | Shoulder | B15 | 1203 | 100 | 0 | 53.5 | 45.49 | 9 | 0
2035 | TVA_2_NonRTO_Midwest | TVA | NonRTO_Midwest | Internal | Summer | B1 | 10 | 100 | 0 | 95.85 | 93.41 | 9 | 0
2035 | TVA_2_NonRTO_Midwest | TVA | NonRTO_Midwest | Internal | Summer | B2 | 25 | 100 | 0 | 94.13 | 88.93 | 9 | 0
2035 | TVA_2_NonRTO_Midwest | TVA | NonRTO_Midwest | Internal | Summer | B3 | 75 | 100 | 0 | 87.81 | 88.93 | 9 | 0
2035 | TVA_2_NonRTO_Midwest | TVA | NonRTO_Midwest | Internal | Summer | B4 | 100 | 100 | 0 | 86.8 | 88.93 | 9 | 0
2035 | TVA_2_NonRTO_Midwest | TVA | NonRTO_Midwest | Internal | Summer | B5 | 200 | 100 | 0 | 81.97 | 85.95 | 9 | 0
2035 | TVA_2_NonRTO_Midwest | TVA | NonRTO_Midwest | Internal | Summer | B6 | 300 | 100 | 0.08 | 61.92 | 70.91 | 9 | 0
2035 | TVA_2_NonRTO_Midwest | TVA | NonRTO_Midwest | Internal | Summer | B7 | 400 | 100 | 0 | 53.58 | 60.04 | 9 | 0
2035 | TVA_2_NonRTO_Midwest | TVA | NonRTO_Midwest | Internal | Summer | B8 | 500 | 100 | 0 | 53.58 | 48.9 | 9 | 0
2035 | TVA_2_NonRTO_Midwest | TVA | NonRTO_Midwest | Internal | Summer | B9 | 800 | 100 | 0 | 49.18 | 46.81 | 9 | 0
2035 | TVA_2_NonRTO_Midwest | TVA | NonRTO_Midwest | Internal | Summer | B10 | 1262 | 100 | 0 | 46.96 | 38.95 | 9 | 0
2035 | TVA_2_NonRTO_Midwest | TVA | NonRTO_Midwest | Internal | Winter | B16 | 25 | 100 | 99.25 | 76.83 | 85.85 | 9 | 0.01
2035 | TVA_2_NonRTO_Midwest | TVA | NonRTO_Midwest | Internal | Winter | B17 | 100 | 100 | 100 | 60.74 | 71.72 | 9 | 1.98
2035 | TVA_2_NonRTO_Midwest | TVA | NonRTO_Midwest | Internal | Winter | B18 | 400 | 100 | 100 | 54.55 | 64.86 | 9 | 1.31
2035 | TVA_2_NonRTO_Midwest | TVA | NonRTO_Midwest | Internal | Winter | B19 | 700 | 100 | 0 | 54.55 | 50.64 | 9 | 0
2035 | TVA_2_NonRTO_Midwest | TVA | NonRTO_Midwest | Internal | Winter | B20 | 935 | 100 | 0 | 53.34 | 45.32 | 9 | 0
2035 | TVA_2_PJM_ROR | TVA | PJM_ROR | Internal | Shoulder | B11 | 25 | 500 | 0 | 73.71 | 72.93 | 9 | 0
2035 | TVA_2_PJM_ROR | TVA | PJM_ROR | Internal | Shoulder | B12 | 200 | 500 | 0 | 55.04 | 63.55 | 9 | 0
2035 | TVA_2_PJM_ROR | TVA | PJM_ROR | Internal | Shoulder | B13 | 600 | 500 | 0 | 55.04 | 53.23 | 9 | 0
2035 | TVA_2_PJM_ROR | TVA | PJM_ROR | Internal | Shoulder | B14 | 900 | 500 | 0 | 55.04 | 52.33 | 9 | 0
2035 | TVA_2_PJM_ROR | TVA | PJM_ROR | Internal | Shoulder | B15 | 1203 | 500 | 0 | 53.5 | 47.49 | 9 | 0
2035 | TVA_2_PJM_ROR | TVA | PJM_ROR | Internal | Summer | B1 | 10 | 500 | 0.02 | 95.85 | 103.42 | 9 | 0
2035 | TVA_2_PJM_ROR | TVA | PJM_ROR | Internal | Summer | B2 | 25 | 500 | 0 | 94.13 | 88.11 | 9 | 0
2035 | TVA_2_PJM_ROR | TVA | PJM_ROR | Internal | Summer | B3 | 75 | 500 | 0 | 87.81 | 81.8 | 9 | 0
2035 | TVA_2_PJM_ROR | TVA | PJM_ROR | Internal | Summer | B4 | 100 | 500 | 0 | 86.8 | 80.78 | 9 | 0
2035 | TVA_2_PJM_ROR | TVA | PJM_ROR | Internal | Summer | B5 | 200 | 500 | 0 | 81.97 | 75.95 | 9 | 0
2035 | TVA_2_PJM_ROR | TVA | PJM_ROR | Internal | Summer | B6 | 300 | 500 | 0 | 61.92 | 62.25 | 9 | 0
2035 | TVA_2_PJM_ROR | TVA | PJM_ROR | Internal | Summer | B7 | 400 | 500 | 0 | 53.58 | 50.86 | 9 | 0
2035 | TVA_2_PJM_ROR | TVA | PJM_ROR | Internal | Summer | B8 | 500 | 500 | 0 | 53.58 | 48.79 | 9 | 0
2035 | TVA_2_PJM_ROR | TVA | PJM_ROR | Internal | Summer | B9 | 800 | 500 | 0 | 49.18 | 46.18 | 9 | 0
2035 | TVA_2_PJM_ROR | TVA | PJM_ROR | Internal | Summer | B10 | 1262 | 500 | 0 | 46.96 | 44.9 | 9 | 0
2035 | TVA_2_PJM_ROR | TVA | PJM_ROR | Internal | Winter | B16 | 25 | 500 | 0 | 76.83 | 79.83 | 9 | 0
2035 | TVA_2_PJM_ROR | TVA | PJM_ROR | Internal | Winter | B17 | 100 | 500 | 0 | 60.74 | 65.71 | 9 | 0
2035 | TVA_2_PJM_ROR | TVA | PJM_ROR | Internal | Winter | B18 | 400 | 500 | 0 | 54.55 | 58.85 | 9 | 0
2035 | TVA_2_PJM_ROR | TVA | PJM_ROR | Internal | Winter | B19 | 700 | 500 | 0 | 54.55 | 55.27 | 9 | 0
2035 | TVA_2_PJM_ROR | TVA | PJM_ROR | Internal | Winter | B20 | 935 | 500 | 0 | 53.34 | 50.07 | 9 | 0
2035 | TVA_2_SOCO | TVA | SOCO | Internal | Shoulder | B11 | 25 | 500 | 500 | 73.71 | 87.93 | 9 | 5.22
2035 | TVA_2_SOCO | TVA | SOCO | Internal | Shoulder | B12 | 200 | 500 | 0 | 55.04 | 57.67 | 9 | 0
2035 | TVA_2_SOCO | TVA | SOCO | Internal | Shoulder | B13 | 600 | 500 | 0 | 55.04 | 55.72 | 9 | 0
2035 | TVA_2_SOCO | TVA | SOCO | Internal | Shoulder | B14 | 900 | 500 | 0 | 55.04 | 55.72 | 9 | 0
2035 | TVA_2_SOCO | TVA | SOCO | Internal | Shoulder | B15 | 1203 | 500 | 0 | 53.5 | 55.72 | 9 | 0
2035 | TVA_2_SOCO | TVA | SOCO | Internal | Summer | B1 | 10 | 500 | 0.01 | 95.85 | 101.42 | 9 | 0
2035 | TVA_2_SOCO | TVA | SOCO | Internal | Summer | B2 | 25 | 500 | 0 | 94.13 | 92.69 | 9 | 0
2035 | TVA_2_SOCO | TVA | SOCO | Internal | Summer | B3 | 75 | 500 | 0 | 87.81 | 92.69 | 9 | 0
2035 | TVA_2_SOCO | TVA | SOCO | Internal | Summer | B4 | 100 | 500 | 0 | 86.8 | 90.9 | 9 | 0
2035 | TVA_2_SOCO | TVA | SOCO | Internal | Summer | B5 | 200 | 500 | 0.02 | 81.97 | 90.9 | 9 | 0
2035 | TVA_2_SOCO | TVA | SOCO | Internal | Summer | B6 | 300 | 500 | 500 | 61.92 | 77.25 | 9 | 6.33
2035 | TVA_2_SOCO | TVA | SOCO | Internal | Summer | B7 | 400 | 500 | 500 | 53.58 | 63.86 | 9 | 1.29
2035 | TVA_2_SOCO | TVA | SOCO | Internal | Summer | B8 | 500 | 500 | 0 | 53.58 | 56.13 | 9 | 0
2035 | TVA_2_SOCO | TVA | SOCO | Internal | Summer | B9 | 800 | 500 | 0 | 49.18 | 54.18 | 9 | 0
2035 | TVA_2_SOCO | TVA | SOCO | Internal | Summer | B10 | 1262 | 500 | 0 | 46.96 | 54.18 | 9 | 0
2035 | TVA_2_SOCO | TVA | SOCO | Internal | Winter | B16 | 25 | 500 | 132.55 | 76.83 | 85.83 | 9 | 0
2035 | TVA_2_SOCO | TVA | SOCO | Internal | Winter | B17 | 100 | 500 | 0 | 60.74 | 61.21 | 9 | 0
2035 | TVA_2_SOCO | TVA | SOCO | Internal | Winter | B18 | 400 | 500 | 0 | 54.55 | 59.07 | 9 | 0
2035 | TVA_2_SOCO | TVA | SOCO | Internal | Winter | B19 | 700 | 500 | 0 | 54.55 | 59.07 | 9 | 0
2035 | TVA_2_SOCO | TVA | SOCO | Internal | Winter | B20 | 935 | 500 | 0 | 53.34 | 58.25 | 9 | 0
2035 | TVA_2_VACAR | TVA | VACAR | Internal | Shoulder | B11 | 25 | 150 | 0 | 73.71 | 78.93 | 9 | 0
2035 | TVA_2_VACAR | TVA | VACAR | Internal | Shoulder | B12 | 200 | 150 | 107.99 | 55.04 | 64.04 | 9 | 0
2035 | TVA_2_VACAR | TVA | VACAR | Internal | Shoulder | B13 | 600 | 150 | 0 | 55.04 | 54.36 | 9 | 0
2035 | TVA_2_VACAR | TVA | VACAR | Internal | Shoulder | B14 | 900 | 150 | 0 | 55.04 | 53.49 | 9 | 0
2035 | TVA_2_VACAR | TVA | VACAR | Internal | Shoulder | B15 | 1203 | 150 | 0 | 53.5 | 53.49 | 9 | 0
2035 | TVA_2_VACAR | TVA | VACAR | Internal | Summer | B1 | 10 | 150 | 149.99 | 95.85 | 109.42 | 9 | 4.58
2035 | TVA_2_VACAR | TVA | VACAR | Internal | Summer | B2 | 25 | 150 | 0 | 94.13 | 94.11 | 9 | 0
2035 | TVA_2_VACAR | TVA | VACAR | Internal | Summer | B3 | 75 | 150 | 0 | 87.81 | 92.52 | 9 | 0
2035 | TVA_2_VACAR | TVA | VACAR | Internal | Summer | B4 | 100 | 150 | 0 | 86.8 | 90.38 | 9 | 0
2035 | TVA_2_VACAR | TVA | VACAR | Internal | Summer | B5 | 200 | 150 | 0 | 81.97 | 83.9 | 9 | 0
2035 | TVA_2_VACAR | TVA | VACAR | Internal | Summer | B6 | 300 | 150 | 0 | 61.92 | 70.25 | 9 | 0
2035 | TVA_2_VACAR | TVA | VACAR | Internal | Summer | B7 | 400 | 150 | 0 | 53.58 | 56.86 | 9 | 0
2035 | TVA_2_VACAR | TVA | VACAR | Internal | Summer | B8 | 500 | 150 | 0 | 53.58 | 52.57 | 9 | 0
2035 | TVA_2_VACAR | TVA | VACAR | Internal | Summer | B9 | 800 | 150 | 0 | 49.18 | 51.32 | 9 | 0
2035 | TVA_2_VACAR | TVA | VACAR | Internal | Summer | B10 | 1262 | 150 | 0 | 46.96 | 51.32 | 9 | 0
2035 | TVA_2_VACAR | TVA | VACAR | Internal | Winter | B16 | 25 | 150 | 150 | 76.83 | 95.83 | 9 | 10
2035 | TVA_2_VACAR | TVA | VACAR | Internal | Winter | B17 | 100 | 150 | 150 | 60.74 | 71.71 | 9 | 1.97
2035 | TVA_2_VACAR | TVA | VACAR | Internal | Winter | B18 | 400 | 150 | 0 | 54.55 | 58.72 | 9 | 0
2035 | TVA_2_VACAR | TVA | VACAR | Internal | Winter | B19 | 700 | 150 | 0 | 54.55 | 58.37 | 9 | 0
2035 | TVA_2_VACAR | TVA | VACAR | Internal | Winter | B20 | 935 | 150 | 0 | 53.34 | 58.37 | 9 | 0
2035 | TVA_Transmission_2_ENT | TVA_Transmission | ENT | Internal | Shoulder | B11 | 25 | 3000 | 0 | 78.93 | 80.81 | 9 | 0
2035 | TVA_Transmission_2_ENT | TVA_Transmission | ENT | Internal | Shoulder | B12 | 200 | 3000 | 0 | 62.49 | 55.85 | 9 | 0
2035 | TVA_Transmission_2_ENT | TVA_Transmission | ENT | Internal | Shoulder | B13 | 600 | 3000 | 0 | 56.94 | 55.85 | 9 | 0
2035 | TVA_Transmission_2_ENT | TVA_Transmission | ENT | Internal | Shoulder | B14 | 900 | 3000 | 0 | 56.04 | 55.45 | 9 | 0
2035 | TVA_Transmission_2_ENT | TVA_Transmission | ENT | Internal | Shoulder | B15 | 1203 | 3000 | 0 | 53.49 | 53.61 | 9 | 0
2035 | TVA_Transmission_2_ENT | TVA_Transmission | ENT | Internal | Summer | B1 | 10 | 3000 | 0 | 100.78 | 93.42 | 9 | 0
2035 | TVA_Transmission_2_ENT | TVA_Transmission | ENT | Internal | Summer | B2 | 25 | 3000 | 0 | 94.12 | 88.02 | 9 | 0
2035 | TVA_Transmission_2_ENT | TVA_Transmission | ENT | Internal | Summer | B3 | 75 | 3000 | 0 | 87.8 | 84.69 | 9 | 0
2035 | TVA_Transmission_2_ENT | TVA_Transmission | ENT | Internal | Summer | B4 | 100 | 3000 | 0 | 86.78 | 82.9 | 9 | 0
2035 | TVA_Transmission_2_ENT | TVA_Transmission | ENT | Internal | Summer | B5 | 200 | 3000 | 0 | 81.95 | 82.9 | 9 | 0
2035 | TVA_Transmission_2_ENT | TVA_Transmission | ENT | Internal | Summer | B6 | 300 | 3000 | 0 | 68.25 | 70.92 | 9 | 0
2035 | TVA_Transmission_2_ENT | TVA_Transmission | ENT | Internal | Summer | B7 | 400 | 3000 | 0 | 56.03 | 55.86 | 9 | 0
2035 | TVA_Transmission_2_ENT | TVA_Transmission | ENT | Internal | Summer | B8 | 500 | 3000 | 0 | 54.08 | 54.07 | 9 | 0
2035 | TVA_Transmission_2_ENT | TVA_Transmission | ENT | Internal | Summer | B9 | 800 | 3000 | 0 | 50.51 | 53.67 | 9 | 0
2035 | TVA_Transmission_2_ENT | TVA_Transmission | ENT | Internal | Summer | B10 | 1262 | 3000 | 0 | 46.95 | 51.9 | 9 | 0
2035 | TVA_Transmission_2_ENT | TVA_Transmission | ENT | Internal | Winter | B16 | 25 | 3000 | 0 | 85.83 | 77.83 | 9 | 0
2035 | TVA_Transmission_2_ENT | TVA_Transmission | ENT | Internal | Winter | B17 | 100 | 3000 | 0 | 65.65 | 59.42 | 9 | 0
2035 | TVA_Transmission_2_ENT | TVA_Transmission | ENT | Internal | Winter | B18 | 400 | 3000 | 0 | 59.94 | 59.42 | 9 | 0
2035 | TVA_Transmission_2_ENT | TVA_Transmission | ENT | Internal | Winter | B19 | 700 | 3000 | 0 | 56.45 | 58.26 | 9 | 0
2035 | TVA_Transmission_2_ENT | TVA_Transmission | ENT | Internal | Winter | B20 | 935 | 3000 | 0 | 53.32 | 56.69 | 9 | 0
2035 | TVA_Transmission_2_MISO_MO-IL | TVA_Transmission | MISO_MO-IL | Internal | Shoulder | B11 | 25 | 4000 | 0 | 78.93 | 77.16 | 9 | 0
2035 | TVA_Transmission_2_MISO_MO-IL | TVA_Transmission | MISO_MO-IL | Internal | Shoulder | B12 | 200 | 4000 | 0 | 62.49 | 62.17 | 9 | 0
2035 | TVA_Transmission_2_MISO_MO-IL | TVA_Transmission | MISO_MO-IL | Internal | Shoulder | B13 | 600 | 4000 | 0 | 56.94 | 53.95 | 9 | 0
2035 | TVA_Transmission_2_MISO_MO-IL | TVA_Transmission | MISO_MO-IL | Internal | Shoulder | B14 | 900 | 4000 | 0 | 56.04 | 53.7 | 9 | 0
2035 | TVA_Transmission_2_MISO_MO-IL | TVA_Transmission | MISO_MO-IL | Internal | Shoulder | B15 | 1203 | 4000 | 0 | 53.49 | 46.62 | 9 | 0
2035 | TVA_Transmission_2_MISO_MO-IL | TVA_Transmission | MISO_MO-IL | Internal | Summer | B1 | 10 | 4000 | 0 | 100.78 | 101.42 | 9 | 0
2035 | TVA_Transmission_2_MISO_MO-IL | TVA_Transmission | MISO_MO-IL | Internal | Summer | B2 | 25 | 4000 | 0 | 94.12 | 86.12 | 9 | 0
2035 | TVA_Transmission_2_MISO_MO-IL | TVA_Transmission | MISO_MO-IL | Internal | Summer | B3 | 75 | 4000 | 0 | 87.8 | 83.8 | 9 | 0
2035 | TVA_Transmission_2_MISO_MO-IL | TVA_Transmission | MISO_MO-IL | Internal | Summer | B4 | 100 | 4000 | 0 | 86.78 | 82.78 | 9 | 0
2035 | TVA_Transmission_2_MISO_MO-IL | TVA_Transmission | MISO_MO-IL | Internal | Summer | B5 | 200 | 4000 | 0 | 81.95 | 77.97 | 9 | 0
2035 | TVA_Transmission_2_MISO_MO-IL | TVA_Transmission | MISO_MO-IL | Internal | Summer | B6 | 300 | 4000 | 0 | 68.25 | 62.92 | 9 | 0
2035 | TVA_Transmission_2_MISO_MO-IL | TVA_Transmission | MISO_MO-IL | Internal | Summer | B7 | 400 | 4000 | 0 | 56.03 | 52.05 | 9 | 0
2035 | TVA_Transmission_2_MISO_MO-IL | TVA_Transmission | MISO_MO-IL | Internal | Summer | B8 | 500 | 4000 | 0 | 54.08 | 49.17 | 9 | 0
2035 | TVA_Transmission_2_MISO_MO-IL | TVA_Transmission | MISO_MO-IL | Internal | Summer | B9 | 800 | 4000 | 0 | 50.51 | 45.67 | 9 | 0
2035 | TVA_Transmission_2_MISO_MO-IL | TVA_Transmission | MISO_MO-IL | Internal | Summer | B10 | 1262 | 4000 | 0 | 46.95 | 43.9 | 9 | 0
2035 | TVA_Transmission_2_MISO_MO-IL | TVA_Transmission | MISO_MO-IL | Internal | Winter | B16 | 25 | 4000 | 0 | 85.83 | 77.83 | 9 | 0
2035 | TVA_Transmission_2_MISO_MO-IL | TVA_Transmission | MISO_MO-IL | Internal | Winter | B17 | 100 | 4000 | 0 | 65.65 | 63.71 | 9 | 0
2035 | TVA_Transmission_2_MISO_MO-IL | TVA_Transmission | MISO_MO-IL | Internal | Winter | B18 | 400 | 4000 | 0 | 59.94 | 56.85 | 9 | 0
2035 | TVA_Transmission_2_MISO_MO-IL | TVA_Transmission | MISO_MO-IL | Internal | Winter | B19 | 700 | 4000 | 0 | 56.45 | 53.27 | 9 | 0
2035 | TVA_Transmission_2_MISO_MO-IL | TVA_Transmission | MISO_MO-IL | Internal | Winter | B20 | 935 | 4000 | 0 | 53.32 | 48.69 | 9 | 0
2035 | TVA_Transmission_2_NonRTO_Midwest | TVA_Transmission | NonRTO_Midwest | Internal | Shoulder | B11 | 25 | 700 | 0 | 78.93 | 85.15 | 9 | 0
2035 | TVA_Transmission_2_NonRTO_Midwest | TVA_Transmission | NonRTO_Midwest | Internal | Shoulder | B12 | 200 | 700 | 0 | 62.49 | 70.15 | 9 | 0
2035 | TVA_Transmission_2_NonRTO_Midwest | TVA_Transmission | NonRTO_Midwest | Internal | Shoulder | B13 | 600 | 700 | 0 | 56.94 | 61.66 | 9 | 0
2035 | TVA_Transmission_2_NonRTO_Midwest | TVA_Transmission | NonRTO_Midwest | Internal | Shoulder | B14 | 900 | 700 | 0 | 56.04 | 50.47 | 9 | 0
2035 | TVA_Transmission_2_NonRTO_Midwest | TVA_Transmission | NonRTO_Midwest | Internal | Shoulder | B15 | 1203 | 700 | 0 | 53.49 | 45.49 | 9 | 0
2035 | TVA_Transmission_2_NonRTO_Midwest | TVA_Transmission | NonRTO_Midwest | Internal | Summer | B1 | 10 | 700 | 0 | 100.78 | 93.41 | 9 | 0
2035 | TVA_Transmission_2_NonRTO_Midwest | TVA_Transmission | NonRTO_Midwest | Internal | Summer | B2 | 25 | 700 | 0 | 94.12 | 88.93 | 9 | 0
2035 | TVA_Transmission_2_NonRTO_Midwest | TVA_Transmission | NonRTO_Midwest | Internal | Summer | B3 | 75 | 700 | 0 | 87.8 | 88.93 | 9 | 0
2035 | TVA_Transmission_2_NonRTO_Midwest | TVA_Transmission | NonRTO_Midwest | Internal | Summer | B4 | 100 | 700 | 0 | 86.78 | 88.93 | 9 | 0
2035 | TVA_Transmission_2_NonRTO_Midwest | TVA_Transmission | NonRTO_Midwest | Internal | Summer | B5 | 200 | 700 | 0 | 81.95 | 85.95 | 9 | 0
2035 | TVA_Transmission_2_NonRTO_Midwest | TVA_Transmission | NonRTO_Midwest | Internal | Summer | B6 | 300 | 700 | 0 | 68.25 | 70.91 | 9 | 0
2035 | TVA_Transmission_2_NonRTO_Midwest | TVA_Transmission | NonRTO_Midwest | Internal | Summer | B7 | 400 | 700 | 0 | 56.03 | 60.04 | 9 | 0
2035 | TVA_Transmission_2_NonRTO_Midwest | TVA_Transmission | NonRTO_Midwest | Internal | Summer | B8 | 500 | 700 | 0 | 54.08 | 48.9 | 9 | 0
2035 | TVA_Transmission_2_NonRTO_Midwest | TVA_Transmission | NonRTO_Midwest | Internal | Summer | B9 | 800 | 700 | 0 | 50.51 | 46.81 | 9 | 0
2035 | TVA_Transmission_2_NonRTO_Midwest | TVA_Transmission | NonRTO_Midwest | Internal | Summer | B10 | 1262 | 700 | 0 | 46.95 | 38.95 | 9 | 0
2035 | TVA_Transmission_2_NonRTO_Midwest | TVA_Transmission | NonRTO_Midwest | Internal | Winter | B16 | 25 | 700 | 0 | 85.83 | 85.85 | 9 | 0
2035 | TVA_Transmission_2_NonRTO_Midwest | TVA_Transmission | NonRTO_Midwest | Internal | Winter | B17 | 100 | 700 | 0 | 65.65 | 71.72 | 9 | 0
2035 | TVA_Transmission_2_NonRTO_Midwest | TVA_Transmission | NonRTO_Midwest | Internal | Winter | B18 | 400 | 700 | 0 | 59.94 | 64.86 | 9 | 0
2035 | TVA_Transmission_2_NonRTO_Midwest | TVA_Transmission | NonRTO_Midwest | Internal | Winter | B19 | 700 | 700 | 0 | 56.45 | 50.64 | 9 | 0
2035 | TVA_Transmission_2_NonRTO_Midwest | TVA_Transmission | NonRTO_Midwest | Internal | Winter | B20 | 935 | 700 | 0 | 53.32 | 45.32 | 9 | 0
2035 | TVA_Transmission_2_PJM_ROR | TVA_Transmission | PJM_ROR | Internal | Shoulder | B11 | 25 | 2000 | 0 | 78.93 | 72.93 | 9 | 0
2035 | TVA_Transmission_2_PJM_ROR | TVA_Transmission | PJM_ROR | Internal | Shoulder | B12 | 200 | 2000 | 0 | 62.49 | 63.55 | 9 | 0
2035 | TVA_Transmission_2_PJM_ROR | TVA_Transmission | PJM_ROR | Internal | Shoulder | B13 | 600 | 2000 | 0 | 56.94 | 53.23 | 9 | 0
2035 | TVA_Transmission_2_PJM_ROR | TVA_Transmission | PJM_ROR | Internal | Shoulder | B14 | 900 | 2000 | 0 | 56.04 | 52.33 | 9 | 0
2035 | TVA_Transmission_2_PJM_ROR | TVA_Transmission | PJM_ROR | Internal | Shoulder | B15 | 1203 | 2000 | 0 | 53.49 | 47.49 | 9 | 0
2035 | TVA_Transmission_2_PJM_ROR | TVA_Transmission | PJM_ROR | Internal | Summer | B1 | 10 | 2000 | 0 | 100.78 | 103.42 | 9 | 0
2035 | TVA_Transmission_2_PJM_ROR | TVA_Transmission | PJM_ROR | Internal | Summer | B2 | 25 | 2000 | 0 | 94.12 | 88.11 | 9 | 0
2035 | TVA_Transmission_2_PJM_ROR | TVA_Transmission | PJM_ROR | Internal | Summer | B3 | 75 | 2000 | 0 | 87.8 | 81.8 | 9 | 0
2035 | TVA_Transmission_2_PJM_ROR | TVA_Transmission | PJM_ROR | Internal | Summer | B4 | 100 | 2000 | 0 | 86.78 | 80.78 | 9 | 0
2035 | TVA_Transmission_2_PJM_ROR | TVA_Transmission | PJM_ROR | Internal | Summer | B5 | 200 | 2000 | 0 | 81.95 | 75.95 | 9 | 0
2035 | TVA_Transmission_2_PJM_ROR | TVA_Transmission | PJM_ROR | Internal | Summer | B6 | 300 | 2000 | 0 | 68.25 | 62.25 | 9 | 0
2035 | TVA_Transmission_2_PJM_ROR | TVA_Transmission | PJM_ROR | Internal | Summer | B7 | 400 | 2000 | 0 | 56.03 | 50.86 | 9 | 0
2035 | TVA_Transmission_2_PJM_ROR | TVA_Transmission | PJM_ROR | Internal | Summer | B8 | 500 | 2000 | 0 | 54.08 | 48.79 | 9 | 0
2035 | TVA_Transmission_2_PJM_ROR | TVA_Transmission | PJM_ROR | Internal | Summer | B9 | 800 | 2000 | 0 | 50.51 | 46.18 | 9 | 0
2035 | TVA_Transmission_2_PJM_ROR | TVA_Transmission | PJM_ROR | Internal | Summer | B10 | 1262 | 2000 | 0 | 46.95 | 44.9 | 9 | 0
2035 | TVA_Transmission_2_PJM_ROR | TVA_Transmission | PJM_ROR | Internal | Winter | B16 | 25 | 2000 | 0 | 85.83 | 79.83 | 9 | 0
2035 | TVA_Transmission_2_PJM_ROR | TVA_Transmission | PJM_ROR | Internal | Winter | B17 | 100 | 2000 | 0 | 65.65 | 65.71 | 9 | 0
2035 | TVA_Transmission_2_PJM_ROR | TVA_Transmission | PJM_ROR | Internal | Winter | B18 | 400 | 2000 | 0 | 59.94 | 58.85 | 9 | 0
2035 | TVA_Transmission_2_PJM_ROR | TVA_Transmission | PJM_ROR | Internal | Winter | B19 | 700 | 2000 | 0 | 56.45 | 55.27 | 9 | 0
2035 | TVA_Transmission_2_PJM_ROR | TVA_Transmission | PJM_ROR | Internal | Winter | B20 | 935 | 2000 | 0 | 53.32 | 50.07 | 9 | 0
2035 | TVA_Transmission_2_SOCO | TVA_Transmission | SOCO | Internal | Shoulder | B11 | 25 | 3200 | 883.96 | 78.93 | 87.93 | 9 | 0
2035 | TVA_Transmission_2_SOCO | TVA_Transmission | SOCO | Internal | Shoulder | B12 | 200 | 3200 | 0 | 62.49 | 57.67 | 9 | 0
2035 | TVA_Transmission_2_SOCO | TVA_Transmission | SOCO | Internal | Shoulder | B13 | 600 | 3200 | 0 | 56.94 | 55.72 | 9 | 0
2035 | TVA_Transmission_2_SOCO | TVA_Transmission | SOCO | Internal | Shoulder | B14 | 900 | 3200 | 0 | 56.04 | 55.72 | 9 | 0
2035 | TVA_Transmission_2_SOCO | TVA_Transmission | SOCO | Internal | Shoulder | B15 | 1203 | 3200 | 0 | 53.49 | 55.72 | 9 | 0
2035 | TVA_Transmission_2_SOCO | TVA_Transmission | SOCO | Internal | Summer | B1 | 10 | 3200 | 0 | 100.78 | 101.42 | 9 | 0
2035 | TVA_Transmission_2_SOCO | TVA_Transmission | SOCO | Internal | Summer | B2 | 25 | 3200 | 0 | 94.12 | 92.69 | 9 | 0
2035 | TVA_Transmission_2_SOCO | TVA_Transmission | SOCO | Internal | Summer | B3 | 75 | 3200 | 0 | 87.8 | 92.69 | 9 | 0
2035 | TVA_Transmission_2_SOCO | TVA_Transmission | SOCO | Internal | Summer | B4 | 100 | 3200 | 0 | 86.78 | 90.9 | 9 | 0
2035 | TVA_Transmission_2_SOCO | TVA_Transmission | SOCO | Internal | Summer | B5 | 200 | 3200 | 0.03 | 81.95 | 90.9 | 9 | 0
2035 | TVA_Transmission_2_SOCO | TVA_Transmission | SOCO | Internal | Summer | B6 | 300 | 3200 | 641.11 | 68.25 | 77.25 | 9 | 0
2035 | TVA_Transmission_2_SOCO | TVA_Transmission | SOCO | Internal | Summer | B7 | 400 | 3200 | 0 | 56.03 | 63.86 | 9 | 0
2035 | TVA_Transmission_2_SOCO | TVA_Transmission | SOCO | Internal | Summer | B8 | 500 | 3200 | 0 | 54.08 | 56.13 | 9 | 0
2035 | TVA_Transmission_2_SOCO | TVA_Transmission | SOCO | Internal | Summer | B9 | 800 | 3200 | 0 | 50.51 | 54.18 | 9 | 0
2035 | TVA_Transmission_2_SOCO | TVA_Transmission | SOCO | Internal | Summer | B10 | 1262 | 3200 | 0 | 46.95 | 54.18 | 9 | 0
2035 | TVA_Transmission_2_SOCO | TVA_Transmission | SOCO | Internal | Winter | B16 | 25 | 3200 | 0 | 85.83 | 85.83 | 9 | 0
2035 | TVA_Transmission_2_SOCO | TVA_Transmission | SOCO | Internal | Winter | B17 | 100 | 3200 | 0 | 65.65 | 61.21 | 9 | 0
2035 | TVA_Transmission_2_SOCO | TVA_Transmission | SOCO | Internal | Winter | B18 | 400 | 3200 | 0 | 59.94 | 59.07 | 9 | 0
2035 | TVA_Transmission_2_SOCO | TVA_Transmission | SOCO | Internal | Winter | B19 | 700 | 3200 | 0 | 56.45 | 59.07 | 9 | 0
2035 | TVA_Transmission_2_SOCO | TVA_Transmission | SOCO | Internal | Winter | B20 | 935 | 3200 | 0 | 53.32 | 58.25 | 9 | 0
2035 | TVA_Transmission_2_TVA | TVA_Transmission | TVA | Internal | Shoulder | B11 | 25 | 99999 | 0 | 78.93 | 73.71 | 0.01 | 0
2035 | TVA_Transmission_2_TVA | TVA_Transmission | TVA | Internal | Shoulder | B12 | 200 | 99999 | 0 | 62.49 | 55.04 | 0.01 | 0
2035 | TVA_Transmission_2_TVA | TVA_Transmission | TVA | Internal | Shoulder | B13 | 600 | 99999 | 0 | 56.94 | 55.04 | 0.01 | 0
2035 | TVA_Transmission_2_TVA | TVA_Transmission | TVA | Internal | Shoulder | B14 | 900 | 99999 | 0 | 56.04 | 55.04 | 0.01 | 0
2035 | TVA_Transmission_2_TVA | TVA_Transmission | TVA | Internal | Shoulder | B15 | 1203 | 99999 | 274.34 | 53.49 | 53.5 | 0.01 | 0
2035 | TVA_Transmission_2_TVA | TVA_Transmission | TVA | Internal | Summer | B1 | 10 | 99999 | 0 | 100.78 | 95.85 | 0.01 | 0
2035 | TVA_Transmission_2_TVA | TVA_Transmission | TVA | Internal | Summer | B2 | 25 | 99999 | 2869.66 | 94.12 | 94.13 | 0.01 | 0
2035 | TVA_Transmission_2_TVA | TVA_Transmission | TVA | Internal | Summer | B3 | 75 | 99999 | 1083.36 | 87.8 | 87.81 | 0.01 | 0
2035 | TVA_Transmission_2_TVA | TVA_Transmission | TVA | Internal | Summer | B4 | 100 | 99999 | 1417.42 | 86.78 | 86.8 | 0.01 | 0
2035 | TVA_Transmission_2_TVA | TVA_Transmission | TVA | Internal | Summer | B5 | 200 | 99999 | 138.78 | 81.95 | 81.97 | 0.01 | 0
2035 | TVA_Transmission_2_TVA | TVA_Transmission | TVA | Internal | Summer | B6 | 300 | 99999 | 0 | 68.25 | 61.92 | 0.01 | 0
2035 | TVA_Transmission_2_TVA | TVA_Transmission | TVA | Internal | Summer | B7 | 400 | 99999 | 0 | 56.03 | 53.58 | 0.01 | 0
2035 | TVA_Transmission_2_TVA | TVA_Transmission | TVA | Internal | Summer | B8 | 500 | 99999 | 0 | 54.08 | 53.58 | 0.01 | 0
2035 | TVA_Transmission_2_TVA | TVA_Transmission | TVA | Internal | Summer | B9 | 800 | 99999 | 0 | 50.51 | 49.18 | 0.01 | 0
2035 | TVA_Transmission_2_TVA | TVA_Transmission | TVA | Internal | Summer | B10 | 1262 | 99999 | 326.83 | 46.95 | 46.96 | 0.01 | 0
2035 | TVA_Transmission_2_TVA | TVA_Transmission | TVA | Internal | Winter | B16 | 25 | 99999 | 0 | 85.83 | 76.83 | 0.01 | 0
2035 | TVA_Transmission_2_TVA | TVA_Transmission | TVA | Internal | Winter | B17 | 100 | 99999 | 0 | 65.65 | 60.74 | 0.01 | 0
2035 | TVA_Transmission_2_TVA | TVA_Transmission | TVA | Internal | Winter | B18 | 400 | 99999 | 0 | 59.94 | 54.55 | 0.01 | 0
2035 | TVA_Transmission_2_TVA | TVA_Transmission | TVA | Internal | Winter | B19 | 700 | 99999 | 0 | 56.45 | 54.55 | 0.01 | 0
2035 | TVA_Transmission_2_TVA | TVA_Transmission | TVA | Internal | Winter | B20 | 935 | 99999 | 392.14 | 53.32 | 53.34 | 0.01 | 0
2035 | TVA_Transmission_2_VACAR | TVA_Transmission | VACAR | Internal | Shoulder | B11 | 25 | 900 | 0 | 78.93 | 78.93 | 9 | 0
2035 | TVA_Transmission_2_VACAR | TVA_Transmission | VACAR | Internal | Shoulder | B12 | 200 | 900 | 0 | 62.49 | 64.04 | 9 | 0
2035 | TVA_Transmission_2_VACAR | TVA_Transmission | VACAR | Internal | Shoulder | B13 | 600 | 900 | 0 | 56.94 | 54.36 | 9 | 0
2035 | TVA_Transmission_2_VACAR | TVA_Transmission | VACAR | Internal | Shoulder | B14 | 900 | 900 | 0 | 56.04 | 53.49 | 9 | 0
2035 | TVA_Transmission_2_VACAR | TVA_Transmission | VACAR | Internal | Shoulder | B15 | 1203 | 900 | 0 | 53.49 | 53.49 | 9 | 0
2035 | TVA_Transmission_2_VACAR | TVA_Transmission | VACAR | Internal | Summer | B1 | 10 | 900 | 0.08 | 100.78 | 109.42 | 9 | 0
2035 | TVA_Transmission_2_VACAR | TVA_Transmission | VACAR | Internal | Summer | B2 | 25 | 900 | 0 | 94.12 | 94.11 | 9 | 0
2035 | TVA_Transmission_2_VACAR | TVA_Transmission | VACAR | Internal | Summer | B3 | 75 | 900 | 0 | 87.8 | 92.52 | 9 | 0
2035 | TVA_Transmission_2_VACAR | TVA_Transmission | VACAR | Internal | Summer | B4 | 100 | 900 | 0 | 86.78 | 90.38 | 9 | 0
2035 | TVA_Transmission_2_VACAR | TVA_Transmission | VACAR | Internal | Summer | B5 | 200 | 900 | 0 | 81.95 | 83.9 | 9 | 0
2035 | TVA_Transmission_2_VACAR | TVA_Transmission | VACAR | Internal | Summer | B6 | 300 | 900 | 0 | 68.25 | 70.25 | 9 | 0
2035 | TVA_Transmission_2_VACAR | TVA_Transmission | VACAR | Internal | Summer | B7 | 400 | 900 | 0 | 56.03 | 56.86 | 9 | 0
2035 | TVA_Transmission_2_VACAR | TVA_Transmission | VACAR | Internal | Summer | B8 | 500 | 900 | 0 | 54.08 | 52.57 | 9 | 0
2035 | TVA_Transmission_2_VACAR | TVA_Transmission | VACAR | Internal | Summer | B9 | 800 | 900 | 0 | 50.51 | 51.32 | 9 | 0
2035 | TVA_Transmission_2_VACAR | TVA_Transmission | VACAR | Internal | Summer | B10 | 1262 | 900 | 0 | 46.95 | 51.32 | 9 | 0
2035 | TVA_Transmission_2_VACAR | TVA_Transmission | VACAR | Internal | Winter | B16 | 25 | 900 | 899.99 | 85.83 | 95.83 | 9 | 1
2035 | TVA_Transmission_2_VACAR | TVA_Transmission | VACAR | Internal | Winter | B17 | 100 | 900 | 0 | 65.65 | 71.71 | 9 | 0
2035 | TVA_Transmission_2_VACAR | TVA_Transmission | VACAR | Internal | Winter | B18 | 400 | 900 | 0 | 59.94 | 58.72 | 9 | 0
2035 | TVA_Transmission_2_VACAR | TVA_Transmission | VACAR | Internal | Winter | B19 | 700 | 900 | 0 | 56.45 | 58.37 | 9 | 0
2035 | TVA_Transmission_2_VACAR | TVA_Transmission | VACAR | Internal | Winter | B20 | 935 | 900 | 0 | 53.32 | 58.37 | 9 | 0
2035 | VACAR_2_PJM_ROR | VACAR | PJM_ROR | Internal | Shoulder | B11 | 25 | 2000 | 0 | 78.93 | 72.93 | 7 | 0
2035 | VACAR_2_PJM_ROR | VACAR | PJM_ROR | Internal | Shoulder | B12 | 200 | 2000 | 0 | 64.04 | 63.55 | 7 | 0
2035 | VACAR_2_PJM_ROR | VACAR | PJM_ROR | Internal | Shoulder | B13 | 600 | 2000 | 0 | 54.36 | 53.23 | 7 | 0
2035 | VACAR_2_PJM_ROR | VACAR | PJM_ROR | Internal | Shoulder | B14 | 900 | 2000 | 0 | 53.49 | 52.33 | 7 | 0
2035 | VACAR_2_PJM_ROR | VACAR | PJM_ROR | Internal | Shoulder | B15 | 1203 | 2000 | 0 | 53.49 | 47.49 | 7 | 0
2035 | VACAR_2_PJM_ROR | VACAR | PJM_ROR | Internal | Summer | B1 | 10 | 2000 | 0 | 109.42 | 103.42 | 7 | 0
2035 | VACAR_2_PJM_ROR | VACAR | PJM_ROR | Internal | Summer | B2 | 25 | 2000 | 0 | 94.11 | 88.11 | 7 | 0
2035 | VACAR_2_PJM_ROR | VACAR | PJM_ROR | Internal | Summer | B3 | 75 | 2000 | 0 | 92.52 | 81.8 | 7 | 0
2035 | VACAR_2_PJM_ROR | VACAR | PJM_ROR | Internal | Summer | B4 | 100 | 2000 | 0 | 90.38 | 80.78 | 7 | 0
2035 | VACAR_2_PJM_ROR | VACAR | PJM_ROR | Internal | Summer | B5 | 200 | 2000 | 0 | 83.9 | 75.95 | 7 | 0
2035 | VACAR_2_PJM_ROR | VACAR | PJM_ROR | Internal | Summer | B6 | 300 | 2000 | 0 | 70.25 | 62.25 | 7 | 0
2035 | VACAR_2_PJM_ROR | VACAR | PJM_ROR | Internal | Summer | B7 | 400 | 2000 | 0 | 56.86 | 50.86 | 7 | 0
2035 | VACAR_2_PJM_ROR | VACAR | PJM_ROR | Internal | Summer | B8 | 500 | 2000 | 0 | 52.57 | 48.79 | 7 | 0
2035 | VACAR_2_PJM_ROR | VACAR | PJM_ROR | Internal | Summer | B9 | 800 | 2000 | 0 | 51.32 | 46.18 | 7 | 0
2035 | VACAR_2_PJM_ROR | VACAR | PJM_ROR | Internal | Summer | B10 | 1262 | 2000 | 0 | 51.32 | 44.9 | 7 | 0
2035 | VACAR_2_PJM_ROR | VACAR | PJM_ROR | Internal | Winter | B16 | 25 | 2000 | 0 | 95.83 | 79.83 | 7 | 0
2035 | VACAR_2_PJM_ROR | VACAR | PJM_ROR | Internal | Winter | B17 | 100 | 2000 | 0 | 71.71 | 65.71 | 7 | 0
2035 | VACAR_2_PJM_ROR | VACAR | PJM_ROR | Internal | Winter | B18 | 400 | 2000 | 0 | 58.72 | 58.85 | 7 | 0
2035 | VACAR_2_PJM_ROR | VACAR | PJM_ROR | Internal | Winter | B19 | 700 | 2000 | 0 | 58.37 | 55.27 | 7 | 0
2035 | VACAR_2_PJM_ROR | VACAR | PJM_ROR | Internal | Winter | B20 | 935 | 2000 | 0 | 58.37 | 50.07 | 7 | 0
2035 | VACAR_2_SOCO | VACAR | SOCO | Internal | Shoulder | B11 | 25 | 3000 | 2999.99 | 78.93 | 87.93 | 7 | 2
2035 | VACAR_2_SOCO | VACAR | SOCO | Internal | Shoulder | B12 | 200 | 3000 | 0 | 64.04 | 57.67 | 7 | 0
2035 | VACAR_2_SOCO | VACAR | SOCO | Internal | Shoulder | B13 | 600 | 3000 | 0 | 54.36 | 55.72 | 7 | 0
2035 | VACAR_2_SOCO | VACAR | SOCO | Internal | Shoulder | B14 | 900 | 3000 | 0 | 53.49 | 55.72 | 7 | 0
2035 | VACAR_2_SOCO | VACAR | SOCO | Internal | Shoulder | B15 | 1203 | 3000 | 0 | 53.49 | 55.72 | 7 | 0
2035 | VACAR_2_SOCO | VACAR | SOCO | Internal | Summer | B1 | 10 | 3000 | 0 | 109.42 | 101.42 | 7 | 0
2035 | VACAR_2_SOCO | VACAR | SOCO | Internal | Summer | B2 | 25 | 3000 | 0 | 94.11 | 92.69 | 7 | 0
2035 | VACAR_2_SOCO | VACAR | SOCO | Internal | Summer | B3 | 75 | 3000 | 0 | 92.52 | 92.69 | 7 | 0
2035 | VACAR_2_SOCO | VACAR | SOCO | Internal | Summer | B4 | 100 | 3000 | 0 | 90.38 | 90.9 | 7 | 0
2035 | VACAR_2_SOCO | VACAR | SOCO | Internal | Summer | B5 | 200 | 3000 | 307.89 | 83.9 | 90.9 | 7 | 0
2035 | VACAR_2_SOCO | VACAR | SOCO | Internal | Summer | B6 | 300 | 3000 | 263.32 | 70.25 | 77.25 | 7 | 0
2035 | VACAR_2_SOCO | VACAR | SOCO | Internal | Summer | B7 | 400 | 3000 | 870.45 | 56.86 | 63.86 | 7 | 0
2035 | VACAR_2_SOCO | VACAR | SOCO | Internal | Summer | B8 | 500 | 3000 | 0 | 52.57 | 56.13 | 7 | 0
2035 | VACAR_2_SOCO | VACAR | SOCO | Internal | Summer | B9 | 800 | 3000 | 0 | 51.32 | 54.18 | 7 | 0
2035 | VACAR_2_SOCO | VACAR | SOCO | Internal | Summer | B10 | 1262 | 3000 | 0 | 51.32 | 54.18 | 7 | 0
2035 | VACAR_2_SOCO | VACAR | SOCO | Internal | Winter | B16 | 25 | 3000 | 0 | 95.83 | 85.83 | 7 | 0
2035 | VACAR_2_SOCO | VACAR | SOCO | Internal | Winter | B17 | 100 | 3000 | 0 | 71.71 | 61.21 | 7 | 0
2035 | VACAR_2_SOCO | VACAR | SOCO | Internal | Winter | B18 | 400 | 3000 | 0 | 58.72 | 59.07 | 7 | 0
2035 | VACAR_2_SOCO | VACAR | SOCO | Internal | Winter | B19 | 700 | 3000 | 0 | 58.37 | 59.07 | 7 | 0
2035 | VACAR_2_SOCO | VACAR | SOCO | Internal | Winter | B20 | 935 | 3000 | 0 | 58.37 | 58.25 | 7 | 0
2035 | VACAR_2_TVA_Transmission | VACAR | TVA_Transmission | Internal | Shoulder | B11 | 25 | 900 | 0 | 78.93 | 78.93 | 7 | 0
2035 | VACAR_2_TVA_Transmission | VACAR | TVA_Transmission | Internal | Shoulder | B12 | 200 | 900 | 0 | 64.04 | 62.49 | 7 | 0
2035 | VACAR_2_TVA_Transmission | VACAR | TVA_Transmission | Internal | Shoulder | B13 | 600 | 900 | 0 | 54.36 | 56.94 | 7 | 0
2035 | VACAR_2_TVA_Transmission | VACAR | TVA_Transmission | Internal | Shoulder | B14 | 900 | 900 | 0 | 53.49 | 56.04 | 7 | 0
2035 | VACAR_2_TVA_Transmission | VACAR | TVA_Transmission | Internal | Shoulder | B15 | 1203 | 900 | 0 | 53.49 | 53.49 | 7 | 0
2035 | VACAR_2_TVA_Transmission | VACAR | TVA_Transmission | Internal | Summer | B1 | 10 | 900 | 0 | 109.42 | 100.78 | 7 | 0
2035 | VACAR_2_TVA_Transmission | VACAR | TVA_Transmission | Internal | Summer | B2 | 25 | 900 | 0 | 94.11 | 94.12 | 7 | 0
2035 | VACAR_2_TVA_Transmission | VACAR | TVA_Transmission | Internal | Summer | B3 | 75 | 900 | 0 | 92.52 | 87.8 | 7 | 0
2035 | VACAR_2_TVA_Transmission | VACAR | TVA_Transmission | Internal | Summer | B4 | 100 | 900 | 0 | 90.38 | 86.78 | 7 | 0
2035 | VACAR_2_TVA_Transmission | VACAR | TVA_Transmission | Internal | Summer | B5 | 200 | 900 | 0 | 83.9 | 81.95 | 7 | 0
2035 | VACAR_2_TVA_Transmission | VACAR | TVA_Transmission | Internal | Summer | B6 | 300 | 900 | 0 | 70.25 | 68.25 | 7 | 0
2035 | VACAR_2_TVA_Transmission | VACAR | TVA_Transmission | Internal | Summer | B7 | 400 | 900 | 0 | 56.86 | 56.03 | 7 | 0
2035 | VACAR_2_TVA_Transmission | VACAR | TVA_Transmission | Internal | Summer | B8 | 500 | 900 | 0 | 52.57 | 54.08 | 7 | 0
2035 | VACAR_2_TVA_Transmission | VACAR | TVA_Transmission | Internal | Summer | B9 | 800 | 900 | 0 | 51.32 | 50.51 | 7 | 0
2035 | VACAR_2_TVA_Transmission | VACAR | TVA_Transmission | Internal | Summer | B10 | 1262 | 900 | 0 | 51.32 | 46.95 | 7 | 0
2035 | VACAR_2_TVA_Transmission | VACAR | TVA_Transmission | Internal | Winter | B16 | 25 | 900 | 0 | 95.83 | 85.83 | 7 | 0
2035 | VACAR_2_TVA_Transmission | VACAR | TVA_Transmission | Internal | Winter | B17 | 100 | 900 | 0 | 71.71 | 65.65 | 7 | 0
2035 | VACAR_2_TVA_Transmission | VACAR | TVA_Transmission | Internal | Winter | B18 | 400 | 900 | 0 | 58.72 | 59.94 | 7 | 0
2035 | VACAR_2_TVA_Transmission | VACAR | TVA_Transmission | Internal | Winter | B19 | 700 | 900 | 0 | 58.37 | 56.45 | 7 | 0
2035 | VACAR_2_TVA_Transmission | VACAR | TVA_Transmission | Internal | Winter | B20 | 935 | 900 | 0 | 58.37 | 53.32 | 7 | 0
2040 | ENT_2_MISO_MO-IL | ENT | MISO_MO-IL | Internal | Shoulder | B11 | 25 | 2260 | 0 | 87.77 | 84.79 | 8 | 0
2040 | ENT_2_MISO_MO-IL | ENT | MISO_MO-IL | Internal | Shoulder | B12 | 200 | 2260 | 0 | 61.96 | 64.63 | 8 | 0
2040 | ENT_2_MISO_MO-IL | ENT | MISO_MO-IL | Internal | Shoulder | B13 | 600 | 2260 | 0 | 61.51 | 59.86 | 8 | 0
2040 | ENT_2_MISO_MO-IL | ENT | MISO_MO-IL | Internal | Shoulder | B14 | 900 | 2260 | 0 | 59.97 | 58.08 | 8 | 0
2040 | ENT_2_MISO_MO-IL | ENT | MISO_MO-IL | Internal | Shoulder | B15 | 1203 | 2260 | 0 | 59.46 | 51.63 | 8 | 0
2040 | ENT_2_MISO_MO-IL | ENT | MISO_MO-IL | Internal | Summer | B1 | 10 | 2260 | 609.53 | 100.17 | 108.17 | 8 | 0
2040 | ENT_2_MISO_MO-IL | ENT | MISO_MO-IL | Internal | Summer | B2 | 25 | 2260 | 0 | 94.95 | 94.95 | 8 | 0
2040 | ENT_2_MISO_MO-IL | ENT | MISO_MO-IL | Internal | Summer | B3 | 75 | 2260 | 0 | 92.52 | 92.45 | 8 | 0
2040 | ENT_2_MISO_MO-IL | ENT | MISO_MO-IL | Internal | Summer | B4 | 100 | 2260 | 0 | 92.52 | 92.01 | 8 | 0
2040 | ENT_2_MISO_MO-IL | ENT | MISO_MO-IL | Internal | Summer | B5 | 200 | 2260 | 0 | 88.11 | 88.02 | 8 | 0
2040 | ENT_2_MISO_MO-IL | ENT | MISO_MO-IL | Internal | Summer | B6 | 300 | 2260 | 0 | 76.07 | 68.4 | 8 | 0
2040 | ENT_2_MISO_MO-IL | ENT | MISO_MO-IL | Internal | Summer | B7 | 400 | 2260 | 0 | 60.31 | 57.31 | 8 | 0
2040 | ENT_2_MISO_MO-IL | ENT | MISO_MO-IL | Internal | Summer | B8 | 500 | 2260 | 0 | 60 | 53.64 | 8 | 0
2040 | ENT_2_MISO_MO-IL | ENT | MISO_MO-IL | Internal | Summer | B9 | 800 | 2260 | 0 | 58.21 | 50.21 | 8 | 0
2040 | ENT_2_MISO_MO-IL | ENT | MISO_MO-IL | Internal | Summer | B10 | 1262 | 2260 | 0 | 57.5 | 47.34 | 8 | 0
2040 | ENT_2_MISO_MO-IL | ENT | MISO_MO-IL | Internal | Winter | B16 | 25 | 2260 | 0 | 84.27 | 84.59 | 8 | 0
2040 | ENT_2_MISO_MO-IL | ENT | MISO_MO-IL | Internal | Winter | B17 | 100 | 2260 | 0 | 66.07 | 69.39 | 8 | 0
2040 | ENT_2_MISO_MO-IL | ENT | MISO_MO-IL | Internal | Winter | B18 | 400 | 2260 | 0 | 65.68 | 61.7 | 8 | 0
2040 | ENT_2_MISO_MO-IL | ENT | MISO_MO-IL | Internal | Winter | B19 | 700 | 2260 | 0 | 64.02 | 59.41 | 8 | 0
2040 | ENT_2_MISO_MO-IL | ENT | MISO_MO-IL | Internal | Winter | B20 | 935 | 2260 | 0 | 58.43 | 50.43 | 8 | 0
2040 | ENT_2_SOCO | ENT | SOCO | Internal | Shoulder | B11 | 25 | 2000 | 1143.44 | 87.77 | 95.77 | 8 | 0
2040 | ENT_2_SOCO | ENT | SOCO | Internal | Shoulder | B12 | 200 | 2000 | 0 | 61.96 | 61.94 | 8 | 0
2040 | ENT_2_SOCO | ENT | SOCO | Internal | Shoulder | B13 | 600 | 2000 | 0 | 61.51 | 61.82 | 8 | 0
2040 | ENT_2_SOCO | ENT | SOCO | Internal | Shoulder | B14 | 900 | 2000 | 0 | 59.97 | 61.82 | 8 | 0
2040 | ENT_2_SOCO | ENT | SOCO | Internal | Shoulder | B15 | 1203 | 2000 | 0 | 59.46 | 61.82 | 8 | 0
2040 | ENT_2_SOCO | ENT | SOCO | Internal | Summer | B1 | 10 | 2000 | 1308.97 | 100.17 | 108.17 | 8 | 0
2040 | ENT_2_SOCO | ENT | SOCO | Internal | Summer | B2 | 25 | 2000 | 0.03 | 94.95 | 102.52 | 8 | 0
2040 | ENT_2_SOCO | ENT | SOCO | Internal | Summer | B3 | 75 | 2000 | 981.87 | 92.52 | 100.52 | 8 | 0
2040 | ENT_2_SOCO | ENT | SOCO | Internal | Summer | B4 | 100 | 2000 | 983.76 | 92.52 | 100.52 | 8 | 0
2040 | ENT_2_SOCO | ENT | SOCO | Internal | Summer | B5 | 200 | 2000 | 2000 | 88.11 | 100.52 | 8 | 4.4
2040 | ENT_2_SOCO | ENT | SOCO | Internal | Summer | B6 | 300 | 2000 | 0 | 76.07 | 83.16 | 8 | 0
2040 | ENT_2_SOCO | ENT | SOCO | Internal | Summer | B7 | 400 | 2000 | 780.94 | 60.31 | 68.31 | 8 | 0
2040 | ENT_2_SOCO | ENT | SOCO | Internal | Summer | B8 | 500 | 2000 | 0 | 60 | 60.21 | 8 | 0
2040 | ENT_2_SOCO | ENT | SOCO | Internal | Summer | B9 | 800 | 2000 | 0 | 58.21 | 60.21 | 8 | 0
2040 | ENT_2_SOCO | ENT | SOCO | Internal | Summer | B10 | 1262 | 2000 | 0 | 57.5 | 55.74 | 8 | 0
2040 | ENT_2_SOCO | ENT | SOCO | Internal | Winter | B16 | 25 | 2000 | 0.02 | 84.27 | 91.27 | 8 | 0
2040 | ENT_2_SOCO | ENT | SOCO | Internal | Winter | B17 | 100 | 2000 | 0 | 66.07 | 65.5 | 8 | 0
2040 | ENT_2_SOCO | ENT | SOCO | Internal | Winter | B18 | 400 | 2000 | 0 | 65.68 | 65.5 | 8 | 0
2040 | ENT_2_SOCO | ENT | SOCO | Internal | Winter | B19 | 700 | 2000 | 0 | 64.02 | 65.5 | 8 | 0
2040 | ENT_2_SOCO | ENT | SOCO | Internal | Winter | B20 | 935 | 2000 | 0 | 58.43 | 59.84 | 8 | 0
2040 | ENT_2_SPP_N | ENT | SPP_N | Internal | Shoulder | B11 | 25 | 1300 | 0 | 87.77 | 91.78 | 8 | 0
2040 | ENT_2_SPP_N | ENT | SPP_N | Internal | Shoulder | B12 | 200 | 1300 | 0 | 61.96 | 61.2 | 8 | 0
2040 | ENT_2_SPP_N | ENT | SPP_N | Internal | Shoulder | B13 | 600 | 1300 | 0 | 61.51 | 59.26 | 8 | 0
2040 | ENT_2_SPP_N | ENT | SPP_N | Internal | Shoulder | B14 | 900 | 1300 | 0 | 59.97 | 55.25 | 8 | 0
2040 | ENT_2_SPP_N | ENT | SPP_N | Internal | Shoulder | B15 | 1203 | 1300 | 0 | 59.46 | 53.8 | 8 | 0
2040 | ENT_2_SPP_N | ENT | SPP_N | Internal | Summer | B1 | 10 | 1300 | 0 | 100.17 | 103.17 | 8 | 0
2040 | ENT_2_SPP_N | ENT | SPP_N | Internal | Summer | B2 | 25 | 1300 | 0 | 94.95 | 97.66 | 8 | 0
2040 | ENT_2_SPP_N | ENT | SPP_N | Internal | Summer | B3 | 75 | 1300 | 0 | 92.52 | 97.66 | 8 | 0
2040 | ENT_2_SPP_N | ENT | SPP_N | Internal | Summer | B4 | 100 | 1300 | 0 | 92.52 | 94.26 | 8 | 0
2040 | ENT_2_SPP_N | ENT | SPP_N | Internal | Summer | B5 | 200 | 1300 | 0 | 88.11 | 94.26 | 8 | 0
2040 | ENT_2_SPP_N | ENT | SPP_N | Internal | Summer | B6 | 300 | 1300 | 0 | 76.07 | 75.38 | 8 | 0
2040 | ENT_2_SPP_N | ENT | SPP_N | Internal | Summer | B7 | 400 | 1300 | 0 | 60.31 | 60.3 | 8 | 0
2040 | ENT_2_SPP_N | ENT | SPP_N | Internal | Summer | B8 | 500 | 1300 | 0 | 60 | 57.42 | 8 | 0
2040 | ENT_2_SPP_N | ENT | SPP_N | Internal | Summer | B9 | 800 | 1300 | 0 | 58.21 | 57.2 | 8 | 0
2040 | ENT_2_SPP_N | ENT | SPP_N | Internal | Summer | B10 | 1262 | 1300 | 0 | 57.5 | 52.5 | 8 | 0
2040 | ENT_2_SPP_N | ENT | SPP_N | Internal | Winter | B16 | 25 | 1300 | 0 | 84.27 | 84.59 | 8 | 0
2040 | ENT_2_SPP_N | ENT | SPP_N | Internal | Winter | B17 | 100 | 1300 | 0 | 66.07 | 65.34 | 8 | 0
2040 | ENT_2_SPP_N | ENT | SPP_N | Internal | Winter | B18 | 400 | 1300 | 0 | 65.68 | 60.68 | 8 | 0
2040 | ENT_2_SPP_N | ENT | SPP_N | Internal | Winter | B19 | 700 | 1300 | 0 | 64.02 | 59.02 | 8 | 0
2040 | ENT_2_SPP_N | ENT | SPP_N | Internal | Winter | B20 | 935 | 1300 | 0 | 58.43 | 50.42 | 8 | 0
2040 | ENT_2_SPP_S | ENT | SPP_S | Internal | Shoulder | B11 | 25 | 1300 | 0 | 87.77 | 67.18 | 8 | 0
2040 | ENT_2_SPP_S | ENT | SPP_S | Internal | Shoulder | B12 | 200 | 1300 | 0 | 61.96 | 59.25 | 8 | 0
2040 | ENT_2_SPP_S | ENT | SPP_S | Internal | Shoulder | B13 | 600 | 1300 | 0 | 61.51 | 59.25 | 8 | 0
2040 | ENT_2_SPP_S | ENT | SPP_S | Internal | Shoulder | B14 | 900 | 1300 | 0 | 59.97 | 54.25 | 8 | 0
2040 | ENT_2_SPP_S | ENT | SPP_S | Internal | Shoulder | B15 | 1203 | 1300 | 0 | 59.46 | 53.79 | 8 | 0
2040 | ENT_2_SPP_S | ENT | SPP_S | Internal | Summer | B1 | 10 | 1300 | 0 | 100.17 | 67.26 | 8 | 0
2040 | ENT_2_SPP_S | ENT | SPP_S | Internal | Summer | B2 | 25 | 1300 | 0 | 94.95 | 83.11 | 8 | 0
2040 | ENT_2_SPP_S | ENT | SPP_S | Internal | Summer | B3 | 75 | 1300 | 0 | 92.52 | 83.82 | 8 | 0
2040 | ENT_2_SPP_S | ENT | SPP_S | Internal | Summer | B4 | 100 | 1300 | 0 | 92.52 | 83.11 | 8 | 0
2040 | ENT_2_SPP_S | ENT | SPP_S | Internal | Summer | B5 | 200 | 1300 | 0 | 88.11 | 83.11 | 8 | 0
2040 | ENT_2_SPP_S | ENT | SPP_S | Internal | Summer | B6 | 300 | 1300 | 0 | 76.07 | 75.37 | 8 | 0
2040 | ENT_2_SPP_S | ENT | SPP_S | Internal | Summer | B7 | 400 | 1300 | 0 | 60.31 | 60.08 | 8 | 0
2040 | ENT_2_SPP_S | ENT | SPP_S | Internal | Summer | B8 | 500 | 1300 | 0 | 60 | 57.43 | 8 | 0
2040 | ENT_2_SPP_S | ENT | SPP_S | Internal | Summer | B9 | 800 | 1300 | 0 | 58.21 | 57.21 | 8 | 0
2040 | ENT_2_SPP_S | ENT | SPP_S | Internal | Summer | B10 | 1262 | 1300 | 0 | 57.5 | 52.51 | 8 | 0
2040 | ENT_2_SPP_S | ENT | SPP_S | Internal | Winter | B16 | 25 | 1300 | 0 | 84.27 | 63.42 | 8 | 0
2040 | ENT_2_SPP_S | ENT | SPP_S | Internal | Winter | B17 | 100 | 1300 | 0 | 66.07 | 63.27 | 8 | 0
2040 | ENT_2_SPP_S | ENT | SPP_S | Internal | Winter | B18 | 400 | 1300 | 0 | 65.68 | 60.68 | 8 | 0
2040 | ENT_2_SPP_S | ENT | SPP_S | Internal | Winter | B19 | 700 | 1300 | 0 | 64.02 | 58.03 | 8 | 0
2040 | ENT_2_SPP_S | ENT | SPP_S | Internal | Winter | B20 | 935 | 1300 | 0 | 58.43 | 50.43 | 8 | 0
2040 | ENT_2_TVA_Transmission | ENT | TVA_Transmission | Internal | Shoulder | B11 | 25 | 2100 | 0 | 87.77 | 87.84 | 8 | 0
2040 | ENT_2_TVA_Transmission | ENT | TVA_Transmission | Internal | Shoulder | B12 | 200 | 2100 | 0 | 61.96 | 66.61 | 8 | 0
2040 | ENT_2_TVA_Transmission | ENT | TVA_Transmission | Internal | Shoulder | B13 | 600 | 2100 | 0 | 61.51 | 62.32 | 8 | 0
2040 | ENT_2_TVA_Transmission | ENT | TVA_Transmission | Internal | Shoulder | B14 | 900 | 2100 | 0 | 59.97 | 61.39 | 8 | 0
2040 | ENT_2_TVA_Transmission | ENT | TVA_Transmission | Internal | Shoulder | B15 | 1203 | 2100 | 0 | 59.46 | 56.26 | 8 | 0
2040 | ENT_2_TVA_Transmission | ENT | TVA_Transmission | Internal | Summer | B1 | 10 | 2100 | 0.06 | 100.17 | 107.57 | 8 | 0
2040 | ENT_2_TVA_Transmission | ENT | TVA_Transmission | Internal | Summer | B2 | 25 | 2100 | 26.83 | 94.95 | 102.95 | 8 | 0
2040 | ENT_2_TVA_Transmission | ENT | TVA_Transmission | Internal | Summer | B3 | 75 | 2100 | 0 | 92.52 | 96.44 | 8 | 0
2040 | ENT_2_TVA_Transmission | ENT | TVA_Transmission | Internal | Summer | B4 | 100 | 2100 | 0 | 92.52 | 96.01 | 8 | 0
2040 | ENT_2_TVA_Transmission | ENT | TVA_Transmission | Internal | Summer | B5 | 200 | 2100 | 0 | 88.11 | 92.01 | 8 | 0
2040 | ENT_2_TVA_Transmission | ENT | TVA_Transmission | Internal | Summer | B6 | 300 | 2100 | 0 | 76.07 | 74.16 | 8 | 0
2040 | ENT_2_TVA_Transmission | ENT | TVA_Transmission | Internal | Summer | B7 | 400 | 2100 | 0 | 60.31 | 60.61 | 8 | 0
2040 | ENT_2_TVA_Transmission | ENT | TVA_Transmission | Internal | Summer | B8 | 500 | 2100 | 0 | 60 | 59.34 | 8 | 0
2040 | ENT_2_TVA_Transmission | ENT | TVA_Transmission | Internal | Summer | B9 | 800 | 2100 | 0 | 58.21 | 54.88 | 8 | 0
2040 | ENT_2_TVA_Transmission | ENT | TVA_Transmission | Internal | Summer | B10 | 1262 | 2100 | 0 | 57.5 | 49.2 | 8 | 0
2040 | ENT_2_TVA_Transmission | ENT | TVA_Transmission | Internal | Winter | B16 | 25 | 2100 | 730.9 | 84.27 | 92.27 | 8 | 0
2040 | ENT_2_TVA_Transmission | ENT | TVA_Transmission | Internal | Winter | B17 | 100 | 2100 | 0 | 66.07 | 71.19 | 8 | 0
2040 | ENT_2_TVA_Transmission | ENT | TVA_Transmission | Internal | Winter | B18 | 400 | 2100 | 0 | 65.68 | 63.34 | 8 | 0
2040 | ENT_2_TVA_Transmission | ENT | TVA_Transmission | Internal | Winter | B19 | 700 | 2100 | 0 | 64.02 | 62.35 | 8 | 0
2040 | ENT_2_TVA_Transmission | ENT | TVA_Transmission | Internal | Winter | B20 | 935 | 2100 | 0 | 58.43 | 58.43 | 8 | 0
2040 | FRCC_2_SOCO | FRCC | SOCO | Internal | Shoulder | B11 | 25 | 900 | 0 | 105.77 | 95.77 | 8 | 0
2040 | FRCC_2_SOCO | FRCC | SOCO | Internal | Shoulder | B12 | 200 | 900 | 0 | 69.82 | 61.94 | 8 | 0
2040 | FRCC_2_SOCO | FRCC | SOCO | Internal | Shoulder | B13 | 600 | 900 | 0 | 66.91 | 61.82 | 8 | 0
2040 | FRCC_2_SOCO | FRCC | SOCO | Internal | Shoulder | B14 | 900 | 900 | 0 | 66.91 | 61.82 | 8 | 0
2040 | FRCC_2_SOCO | FRCC | SOCO | Internal | Shoulder | B15 | 1203 | 900 | 0 | 66.91 | 61.82 | 8 | 0
2040 | FRCC_2_SOCO | FRCC | SOCO | Internal | Summer | B1 | 10 | 900 | 0 | 118.17 | 108.17 | 8 | 0
2040 | FRCC_2_SOCO | FRCC | SOCO | Internal | Summer | B2 | 25 | 900 | 0 | 107.43 | 102.52 | 8 | 0
2040 | FRCC_2_SOCO | FRCC | SOCO | Internal | Summer | B3 | 75 | 900 | 0 | 107.43 | 100.52 | 8 | 0
2040 | FRCC_2_SOCO | FRCC | SOCO | Internal | Summer | B4 | 100 | 900 | 0 | 107.43 | 100.52 | 8 | 0
2040 | FRCC_2_SOCO | FRCC | SOCO | Internal | Summer | B5 | 200 | 900 | 0 | 105.07 | 100.52 | 8 | 0
2040 | FRCC_2_SOCO | FRCC | SOCO | Internal | Summer | B6 | 300 | 900 | 0 | 93.16 | 83.16 | 8 | 0
2040 | FRCC_2_SOCO | FRCC | SOCO | Internal | Summer | B7 | 400 | 900 | 0 | 75.59 | 68.31 | 8 | 0
2040 | FRCC_2_SOCO | FRCC | SOCO | Internal | Summer | B8 | 500 | 900 | 0 | 68.59 | 60.21 | 8 | 0
2040 | FRCC_2_SOCO | FRCC | SOCO | Internal | Summer | B9 | 800 | 900 | 0 | 65.74 | 60.21 | 8 | 0
2040 | FRCC_2_SOCO | FRCC | SOCO | Internal | Summer | B10 | 1262 | 900 | 0 | 65.74 | 55.74 | 8 | 0
2040 | FRCC_2_SOCO | FRCC | SOCO | Internal | Winter | B16 | 25 | 900 | 0 | 99.36 | 91.27 | 8 | 0
2040 | FRCC_2_SOCO | FRCC | SOCO | Internal | Winter | B17 | 100 | 900 | 0 | 73.02 | 65.5 | 8 | 0
2040 | FRCC_2_SOCO | FRCC | SOCO | Internal | Winter | B18 | 400 | 900 | 0 | 69.97 | 65.5 | 8 | 0
2040 | FRCC_2_SOCO | FRCC | SOCO | Internal | Winter | B19 | 700 | 900 | 0 | 69.97 | 65.5 | 8 | 0
2040 | FRCC_2_SOCO | FRCC | SOCO | Internal | Winter | B20 | 935 | 900 | 0 | 69.33 | 59.84 | 8 | 0
2040 | HQ_NEISO_2_NEISO | HQ_NEISO | NEISO | Internal | Shoulder | B11 | 25 | 99999 | 2920 | 48.96 | 48.97 | 0.01 | 0
2040 | HQ_NEISO_2_NEISO | HQ_NEISO | NEISO | Internal | Shoulder | B12 | 200 | 99999 | 2920 | 48.96 | 48.97 | 0.01 | 0
2040 | HQ_NEISO_2_NEISO | HQ_NEISO | NEISO | Internal | Shoulder | B13 | 600 | 99999 | 2920 | 48.96 | 48.97 | 0.01 | 0
2040 | HQ_NEISO_2_NEISO | HQ_NEISO | NEISO | Internal | Shoulder | B14 | 900 | 99999 | 2920 | 48.96 | 48.97 | 0.01 | 0
2040 | HQ_NEISO_2_NEISO | HQ_NEISO | NEISO | Internal | Shoulder | B15 | 1203 | 99999 | 1143.24 | 48.96 | 48.97 | 0.01 | 0
2040 | HQ_NEISO_2_NEISO | HQ_NEISO | NEISO | Internal | Summer | B1 | 10 | 99999 | 2920.09 | 99.22 | 99.23 | 0.01 | 0
2040 | HQ_NEISO_2_NEISO | HQ_NEISO | NEISO | Internal | Summer | B2 | 25 | 99999 | 2920 | 85.93 | 85.94 | 0.01 | 0
2040 | HQ_NEISO_2_NEISO | HQ_NEISO | NEISO | Internal | Summer | B3 | 75 | 99999 | 2920 | 73.46 | 73.47 | 0.01 | 0
2040 | HQ_NEISO_2_NEISO | HQ_NEISO | NEISO | Internal | Summer | B4 | 100 | 99999 | 2920 | 62.62 | 62.63 | 0.01 | 0
2040 | HQ_NEISO_2_NEISO | HQ_NEISO | NEISO | Internal | Summer | B5 | 200 | 99999 | 2920 | 59.81 | 59.83 | 0.01 | 0
2040 | HQ_NEISO_2_NEISO | HQ_NEISO | NEISO | Internal | Summer | B6 | 300 | 99999 | 2920 | 45.18 | 45.19 | 0.01 | 0
2040 | HQ_NEISO_2_NEISO | HQ_NEISO | NEISO | Internal | Summer | B7 | 400 | 99999 | 2920 | 45.18 | 45.19 | 0.01 | 0
2040 | HQ_NEISO_2_NEISO | HQ_NEISO | NEISO | Internal | Summer | B8 | 500 | 99999 | 2920 | 45.18 | 45.19 | 0.01 | 0
2040 | HQ_NEISO_2_NEISO | HQ_NEISO | NEISO | Internal | Summer | B9 | 800 | 99999 | 2920 | 45.18 | 45.19 | 0.01 | 0
2040 | HQ_NEISO_2_NEISO | HQ_NEISO | NEISO | Internal | Summer | B10 | 1262 | 99999 | 795.94 | 45.18 | 45.19 | 0.01 | 0
2040 | HQ_NEISO_2_NEISO | HQ_NEISO | NEISO | Internal | Winter | B16 | 25 | 99999 | 2920 | 60.57 | 60.59 | 0.01 | 0
2040 | HQ_NEISO_2_NEISO | HQ_NEISO | NEISO | Internal | Winter | B17 | 100 | 99999 | 2920 | 60.57 | 60.59 | 0.01 | 0
2040 | HQ_NEISO_2_NEISO | HQ_NEISO | NEISO | Internal | Winter | B18 | 400 | 99999 | 2920 | 60.57 | 60.59 | 0.01 | 0
2040 | HQ_NEISO_2_NEISO | HQ_NEISO | NEISO | Internal | Winter | B19 | 700 | 99999 | 2920 | 60.57 | 60.59 | 0.01 | 0
2040 | HQ_NEISO_2_NEISO | HQ_NEISO | NEISO | Internal | Winter | B20 | 935 | 99999 | 1233.58 | 60.57 | 60.59 | 0.01 | 0
2040 | HQ_NY_2_NYISO_A-F | HQ_NY | NYISO_A-F | Internal | Shoulder | B11 | 25 | 99999 | 1000 | 58.48 | 58.5 | 0.01 | 0
2040 | HQ_NY_2_NYISO_A-F | HQ_NY | NYISO_A-F | Internal | Shoulder | B12 | 200 | 99999 | 1000 | 58.48 | 58.5 | 0.01 | 0
2040 | HQ_NY_2_NYISO_A-F | HQ_NY | NYISO_A-F | Internal | Shoulder | B13 | 600 | 99999 | 1000 | 52.64 | 52.65 | 0.01 | 0
2040 | HQ_NY_2_NYISO_A-F | HQ_NY | NYISO_A-F | Internal | Shoulder | B14 | 900 | 99999 | 1000 | 52.64 | 52.65 | 0.01 | 0
2040 | HQ_NY_2_NYISO_A-F | HQ_NY | NYISO_A-F | Internal | Shoulder | B15 | 1203 | 99999 | 188.69 | 51.97 | 51.98 | 0.01 | 0
2040 | HQ_NY_2_NYISO_A-F | HQ_NY | NYISO_A-F | Internal | Summer | B1 | 10 | 99999 | 1000.09 | 102.19 | 102.21 | 0.01 | 0
2040 | HQ_NY_2_NYISO_A-F | HQ_NY | NYISO_A-F | Internal | Summer | B2 | 25 | 99999 | 1000 | 88.91 | 88.93 | 0.01 | 0
2040 | HQ_NY_2_NYISO_A-F | HQ_NY | NYISO_A-F | Internal | Summer | B3 | 75 | 99999 | 1000 | 76.45 | 76.46 | 0.01 | 0
2040 | HQ_NY_2_NYISO_A-F | HQ_NY | NYISO_A-F | Internal | Summer | B4 | 100 | 99999 | 1000 | 68.36 | 68.37 | 0.01 | 0
2040 | HQ_NY_2_NYISO_A-F | HQ_NY | NYISO_A-F | Internal | Summer | B5 | 200 | 99999 | 1000 | 68.36 | 68.37 | 0.01 | 0
2040 | HQ_NY_2_NYISO_A-F | HQ_NY | NYISO_A-F | Internal | Summer | B6 | 300 | 99999 | 1000 | 60.14 | 60.15 | 0.01 | 0
2040 | HQ_NY_2_NYISO_A-F | HQ_NY | NYISO_A-F | Internal | Summer | B7 | 400 | 99999 | 1000 | 51.35 | 51.36 | 0.01 | 0
2040 | HQ_NY_2_NYISO_A-F | HQ_NY | NYISO_A-F | Internal | Summer | B8 | 500 | 99999 | 1000 | 51.35 | 51.36 | 0.01 | 0
2040 | HQ_NY_2_NYISO_A-F | HQ_NY | NYISO_A-F | Internal | Summer | B9 | 800 | 99999 | 1000 | 49.49 | 49.5 | 0.01 | 0
2040 | HQ_NY_2_NYISO_A-F | HQ_NY | NYISO_A-F | Internal | Summer | B10 | 1262 | 99999 | 30.11 | 49.49 | 49.5 | 0.01 | 0
2040 | HQ_NY_2_NYISO_A-F | HQ_NY | NYISO_A-F | Internal | Winter | B16 | 25 | 99999 | 1000 | 78.58 | 78.59 | 0.01 | 0
2040 | HQ_NY_2_NYISO_A-F | HQ_NY | NYISO_A-F | Internal | Winter | B17 | 100 | 99999 | 1000 | 63.4 | 63.41 | 0.01 | 0
2040 | HQ_NY_2_NYISO_A-F | HQ_NY | NYISO_A-F | Internal | Winter | B18 | 400 | 99999 | 1000 | 60.84 | 60.85 | 0.01 | 0
2040 | HQ_NY_2_NYISO_A-F | HQ_NY | NYISO_A-F | Internal | Winter | B19 | 700 | 99999 | 1000 | 60.84 | 60.85 | 0.01 | 0
2040 | HQ_NY_2_NYISO_A-F | HQ_NY | NYISO_A-F | Internal | Winter | B20 | 935 | 99999 | 229.95 | 60.84 | 60.85 | 0.01 | 0
2040 | HQ_IESO_2_IESO | HQ_IESO | IESO | Internal | Shoulder | B11 | 25 | 99999 | 400 | 51.48 | 51.5 | 0.01 | 0
2040 | HQ_IESO_2_IESO | HQ_IESO | IESO | Internal | Shoulder | B12 | 200 | 99999 | 400 | 51.48 | 51.5 | 0.01 | 0
2040 | HQ_IESO_2_IESO | HQ_IESO | IESO | Internal | Shoulder | B13 | 600 | 99999 | 400 | 51.48 | 51.5 | 0.01 | 0
2040 | HQ_IESO_2_IESO | HQ_IESO | IESO | Internal | Shoulder | B14 | 900 | 99999 | 400 | 51.1 | 51.11 | 0.01 | 0
2040 | HQ_IESO_2_IESO | HQ_IESO | IESO | Internal | Shoulder | B15 | 1203 | 99999 | 75.48 | 51.1 | 51.11 | 0.01 | 0
2040 | HQ_IESO_2_IESO | HQ_IESO | IESO | Internal | Summer | B1 | 10 | 99999 | 400.09 | 101.18 | 101.19 | 0.01 | 0
2040 | HQ_IESO_2_IESO | HQ_IESO | IESO | Internal | Summer | B2 | 25 | 99999 | 400 | 87.94 | 87.95 | 0.01 | 0
2040 | HQ_IESO_2_IESO | HQ_IESO | IESO | Internal | Summer | B3 | 75 | 99999 | 400 | 83.45 | 83.46 | 0.01 | 0
2040 | HQ_IESO_2_IESO | HQ_IESO | IESO | Internal | Summer | B4 | 100 | 99999 | 400 | 75.36 | 75.37 | 0.01 | 0
2040 | HQ_IESO_2_IESO | HQ_IESO | IESO | Internal | Summer | B5 | 200 | 99999 | 400 | 65.06 | 65.08 | 0.01 | 0
2040 | HQ_IESO_2_IESO | HQ_IESO | IESO | Internal | Summer | B6 | 300 | 99999 | 400 | 53.14 | 53.15 | 0.01 | 0
2040 | HQ_IESO_2_IESO | HQ_IESO | IESO | Internal | Summer | B7 | 400 | 99999 | 400 | 50.29 | 50.31 | 0.01 | 0
2040 | HQ_IESO_2_IESO | HQ_IESO | IESO | Internal | Summer | B8 | 500 | 99999 | 400 | 46.65 | 46.66 | 0.01 | 0
2040 | HQ_IESO_2_IESO | HQ_IESO | IESO | Internal | Summer | B9 | 800 | 99999 | 400 | 46.65 | 46.66 | 0.01 | 0
2040 | HQ_IESO_2_IESO | HQ_IESO | IESO | Internal | Summer | B10 | 1262 | 99999 | 12.04 | 46.65 | 46.66 | 0.01 | 0
2040 | HQ_IESO_2_IESO | HQ_IESO | IESO | Internal | Winter | B16 | 25 | 99999 | 400 | 71.58 | 71.59 | 0.01 | 0
2040 | HQ_IESO_2_IESO | HQ_IESO | IESO | Internal | Winter | B17 | 100 | 99999 | 400 | 56.4 | 56.41 | 0.01 | 0
2040 | HQ_IESO_2_IESO | HQ_IESO | IESO | Internal | Winter | B18 | 400 | 99999 | 400 | 53.84 | 53.85 | 0.01 | 0
2040 | HQ_IESO_2_IESO | HQ_IESO | IESO | Internal | Winter | B19 | 700 | 99999 | 400 | 53.84 | 53.85 | 0.01 | 0
2040 | HQ_IESO_2_IESO | HQ_IESO | IESO | Internal | Winter | B20 | 935 | 99999 | 91.98 | 53.84 | 53.85 | 0.01 | 0
2040 | IESO_2_MAPP_CA | IESO | MAPP_CA | Internal | Shoulder | B11 | 25 | 262 | 262 | 51.5 | 64.96 | 7 | 6.46
2040 | IESO_2_MAPP_CA | IESO | MAPP_CA | Internal | Shoulder | B12 | 200 | 262 | 262 | 51.5 | 64.61 | 7 | 6.11
2040 | IESO_2_MAPP_CA | IESO | MAPP_CA | Internal | Shoulder | B13 | 600 | 262 | 262 | 51.5 | 59.84 | 7 | 1.34
2040 | IESO_2_MAPP_CA | IESO | MAPP_CA | Internal | Shoulder | B14 | 900 | 262 | 0 | 51.11 | 58.06 | 7 | 0
2040 | IESO_2_MAPP_CA | IESO | MAPP_CA | Internal | Shoulder | B15 | 1203 | 262 | 0 | 51.11 | 58.06 | 7 | 0
2040 | IESO_2_MAPP_CA | IESO | MAPP_CA | Internal | Summer | B1 | 10 | 262 | 0 | 101.19 | 94.16 | 7 | 0
2040 | IESO_2_MAPP_CA | IESO | MAPP_CA | Internal | Summer | B2 | 25 | 262 | 0.46 | 87.95 | 94.93 | 7 | 0
2040 | IESO_2_MAPP_CA | IESO | MAPP_CA | Internal | Summer | B3 | 75 | 262 | 262 | 83.46 | 92.47 | 7 | 2.01
2040 | IESO_2_MAPP_CA | IESO | MAPP_CA | Internal | Summer | B4 | 100 | 262 | 262 | 75.37 | 91.99 | 7 | 9.62
2040 | IESO_2_MAPP_CA | IESO | MAPP_CA | Internal | Summer | B5 | 200 | 262 | 262 | 65.08 | 87.99 | 7 | 15.92
2040 | IESO_2_MAPP_CA | IESO | MAPP_CA | Internal | Summer | B6 | 300 | 262 | 262 | 53.15 | 62.45 | 7 | 2.3
2040 | IESO_2_MAPP_CA | IESO | MAPP_CA | Internal | Summer | B7 | 400 | 262 | 0.04 | 50.31 | 57.28 | 7 | 0
2040 | IESO_2_MAPP_CA | IESO | MAPP_CA | Internal | Summer | B8 | 500 | 262 | 0.02 | 46.66 | 53.61 | 7 | 0
2040 | IESO_2_MAPP_CA | IESO | MAPP_CA | Internal | Summer | B9 | 800 | 262 | 0 | 46.66 | 52.56 | 7 | 0
2040 | IESO_2_MAPP_CA | IESO | MAPP_CA | Internal | Summer | B10 | 1262 | 262 | 0 | 46.66 | 52.56 | 7 | 0
2040 | IESO_2_MAPP_CA | IESO | MAPP_CA | Internal | Winter | B16 | 25 | 262 | 262 | 71.59 | 84.56 | 7 | 5.98
2040 | IESO_2_MAPP_CA | IESO | MAPP_CA | Internal | Winter | B17 | 100 | 262 | 262 | 56.41 | 69.36 | 7 | 5.95
2040 | IESO_2_MAPP_CA | IESO | MAPP_CA | Internal | Winter | B18 | 400 | 262 | 262 | 53.85 | 62.7 | 7 | 1.84
2040 | IESO_2_MAPP_CA | IESO | MAPP_CA | Internal | Winter | B19 | 700 | 262 | 262 | 53.85 | 62.7 | 7 | 1.84
2040 | IESO_2_MAPP_CA | IESO | MAPP_CA | Internal | Winter | B20 | 935 | 262 | 262 | 53.85 | 62.7 | 7 | 1.84
2040 | IESO_2_MISO_MI | IESO | MISO_MI | Internal | Shoulder | B11 | 25 | 1840 | 1840 | 51.5 | 84.77 | 7 | 26.27
2040 | IESO_2_MISO_MI | IESO | MISO_MI | Internal | Shoulder | B12 | 200 | 1840 | 1840 | 51.5 | 64.66 | 7 | 6.16
2040 | IESO_2_MISO_MI | IESO | MISO_MI | Internal | Shoulder | B13 | 600 | 1840 | 1840 | 51.5 | 59.89 | 7 | 1.39
2040 | IESO_2_MISO_MI | IESO | MISO_MI | Internal | Shoulder | B14 | 900 | 1840 | 542.29 | 51.11 | 58.11 | 7 | 0
2040 | IESO_2_MISO_MI | IESO | MISO_MI | Internal | Shoulder | B15 | 1203 | 1840 | 0 | 51.11 | 51.66 | 7 | 0
2040 | IESO_2_MISO_MI | IESO | MISO_MI | Internal | Summer | B1 | 10 | 1840 | 146.06 | 101.19 | 108.19 | 7 | 0
2040 | IESO_2_MISO_MI | IESO | MISO_MI | Internal | Summer | B2 | 25 | 1840 | 784.84 | 87.95 | 94.95 | 7 | 0
2040 | IESO_2_MISO_MI | IESO | MISO_MI | Internal | Summer | B3 | 75 | 1840 | 1840 | 83.46 | 92.44 | 7 | 1.98
2040 | IESO_2_MISO_MI | IESO | MISO_MI | Internal | Summer | B4 | 100 | 1840 | 1840 | 75.37 | 91.98 | 7 | 9.61
2040 | IESO_2_MISO_MI | IESO | MISO_MI | Internal | Summer | B5 | 200 | 1840 | 1840 | 65.08 | 88.01 | 7 | 15.93
2040 | IESO_2_MISO_MI | IESO | MISO_MI | Internal | Summer | B6 | 300 | 1840 | 1840 | 53.15 | 68.4 | 7 | 8.24
2040 | IESO_2_MISO_MI | IESO | MISO_MI | Internal | Summer | B7 | 400 | 1840 | 868.88 | 50.31 | 57.31 | 7 | 0
2040 | IESO_2_MISO_MI | IESO | MISO_MI | Internal | Summer | B8 | 500 | 1840 | 984.88 | 46.66 | 53.66 | 7 | 0
2040 | IESO_2_MISO_MI | IESO | MISO_MI | Internal | Summer | B9 | 800 | 1840 | 0 | 46.66 | 50.22 | 7 | 0
2040 | IESO_2_MISO_MI | IESO | MISO_MI | Internal | Summer | B10 | 1262 | 1840 | 0 | 46.66 | 49.52 | 7 | 0
2040 | IESO_2_MISO_MI | IESO | MISO_MI | Internal | Winter | B16 | 25 | 1840 | 1840 | 71.59 | 84.61 | 7 | 6.02
2040 | IESO_2_MISO_MI | IESO | MISO_MI | Internal | Winter | B17 | 100 | 1840 | 1840 | 56.41 | 69.41 | 7 | 6
2040 | IESO_2_MISO_MI | IESO | MISO_MI | Internal | Winter | B18 | 400 | 1840 | 1840 | 53.85 | 61.71 | 7 | 0.86
2040 | IESO_2_MISO_MI | IESO | MISO_MI | Internal | Winter | B19 | 700 | 1840 | 0 | 53.85 | 59.43 | 7 | 0
2040 | IESO_2_MISO_MI | IESO | MISO_MI | Internal | Winter | B20 | 935 | 1840 | 0 | 53.85 | 53.56 | 7 | 0
2040 | IESO_2_MISO_W | IESO | MISO_W | Internal | Shoulder | B11 | 25 | 140 | 140 | 51.5 | 84.78 | 7 | 26.28
2040 | IESO_2_MISO_W | IESO | MISO_W | Internal | Shoulder | B12 | 200 | 140 | 140 | 51.5 | 64.62 | 7 | 6.12
2040 | IESO_2_MISO_W | IESO | MISO_W | Internal | Shoulder | B13 | 600 | 140 | 140 | 51.5 | 59.85 | 7 | 1.36
2040 | IESO_2_MISO_W | IESO | MISO_W | Internal | Shoulder | B14 | 900 | 140 | 0.01 | 51.11 | 58.07 | 7 | 0
2040 | IESO_2_MISO_W | IESO | MISO_W | Internal | Shoulder | B15 | 1203 | 140 | 0 | 51.11 | 51.64 | 7 | 0
2040 | IESO_2_MISO_W | IESO | MISO_W | Internal | Summer | B1 | 10 | 140 | 0.8 | 101.19 | 108.16 | 7 | 0
2040 | IESO_2_MISO_W | IESO | MISO_W | Internal | Summer | B2 | 25 | 140 | 1.06 | 87.95 | 94.94 | 7 | 0
2040 | IESO_2_MISO_W | IESO | MISO_W | Internal | Summer | B3 | 75 | 140 | 140 | 83.46 | 92.91 | 7 | 2.44
2040 | IESO_2_MISO_W | IESO | MISO_W | Internal | Summer | B4 | 100 | 140 | 140 | 75.37 | 92.01 | 7 | 9.64
2040 | IESO_2_MISO_W | IESO | MISO_W | Internal | Summer | B5 | 200 | 140 | 140 | 65.08 | 88.01 | 7 | 15.93
2040 | IESO_2_MISO_W | IESO | MISO_W | Internal | Summer | B6 | 300 | 140 | 140 | 53.15 | 68.38 | 7 | 8.23
2040 | IESO_2_MISO_W | IESO | MISO_W | Internal | Summer | B7 | 400 | 140 | 0.08 | 50.31 | 57.29 | 7 | 0
2040 | IESO_2_MISO_W | IESO | MISO_W | Internal | Summer | B8 | 500 | 140 | 0.02 | 46.66 | 53.63 | 7 | 0
2040 | IESO_2_MISO_W | IESO | MISO_W | Internal | Summer | B9 | 800 | 140 | 0 | 46.66 | 50.2 | 7 | 0
2040 | IESO_2_MISO_W | IESO | MISO_W | Internal | Summer | B10 | 1262 | 140 | 0 | 46.66 | 47.33 | 7 | 0
2040 | IESO_2_MISO_W | IESO | MISO_W | Internal | Winter | B16 | 25 | 140 | 140 | 71.59 | 84.58 | 7 | 5.99
2040 | IESO_2_MISO_W | IESO | MISO_W | Internal | Winter | B17 | 100 | 140 | 140 | 56.41 | 69.37 | 7 | 5.96
2040 | IESO_2_MISO_W | IESO | MISO_W | Internal | Winter | B18 | 400 | 140 | 140 | 53.85 | 61.7 | 7 | 0.85
2040 | IESO_2_MISO_W | IESO | MISO_W | Internal | Winter | B19 | 700 | 140 | 0 | 53.85 | 59.42 | 7 | 0
2040 | IESO_2_MISO_W | IESO | MISO_W | Internal | Winter | B20 | 935 | 140 | 0 | 53.85 | 50.41 | 7 | 0
2040 | IESO_2_NYISO_A-F | IESO | NYISO_A-F | Internal | Shoulder | B11 | 25 | 1725 | 1381.18 | 51.5 | 58.5 | 7 | 0
2040 | IESO_2_NYISO_A-F | IESO | NYISO_A-F | Internal | Shoulder | B12 | 200 | 1725 | 168.4 | 51.5 | 58.5 | 7 | 0
2040 | IESO_2_NYISO_A-F | IESO | NYISO_A-F | Internal | Shoulder | B13 | 600 | 1725 | 0 | 51.5 | 52.65 | 7 | 0
2040 | IESO_2_NYISO_A-F | IESO | NYISO_A-F | Internal | Shoulder | B14 | 900 | 1725 | 0 | 51.11 | 52.65 | 7 | 0
2040 | IESO_2_NYISO_A-F | IESO | NYISO_A-F | Internal | Shoulder | B15 | 1203 | 1725 | 0 | 51.11 | 51.98 | 7 | 0
2040 | IESO_2_NYISO_A-F | IESO | NYISO_A-F | Internal | Summer | B1 | 10 | 1725 | 0 | 101.19 | 102.21 | 7 | 0
2040 | IESO_2_NYISO_A-F | IESO | NYISO_A-F | Internal | Summer | B2 | 25 | 1725 | 0 | 87.95 | 88.93 | 7 | 0
2040 | IESO_2_NYISO_A-F | IESO | NYISO_A-F | Internal | Summer | B3 | 75 | 1725 | 0 | 83.46 | 76.46 | 7 | 0
2040 | IESO_2_NYISO_A-F | IESO | NYISO_A-F | Internal | Summer | B4 | 100 | 1725 | 0 | 75.37 | 68.37 | 7 | 0
2040 | IESO_2_NYISO_A-F | IESO | NYISO_A-F | Internal | Summer | B5 | 200 | 1725 | 0 | 65.08 | 68.37 | 7 | 0
2040 | IESO_2_NYISO_A-F | IESO | NYISO_A-F | Internal | Summer | B6 | 300 | 1725 | 489.2 | 53.15 | 60.15 | 7 | 0
2040 | IESO_2_NYISO_A-F | IESO | NYISO_A-F | Internal | Summer | B7 | 400 | 1725 | 0 | 50.31 | 51.36 | 7 | 0
2040 | IESO_2_NYISO_A-F | IESO | NYISO_A-F | Internal | Summer | B8 | 500 | 1725 | 0 | 46.66 | 51.36 | 7 | 0
2040 | IESO_2_NYISO_A-F | IESO | NYISO_A-F | Internal | Summer | B9 | 800 | 1725 | 0 | 46.66 | 49.5 | 7 | 0
2040 | IESO_2_NYISO_A-F | IESO | NYISO_A-F | Internal | Summer | B10 | 1262 | 1725 | 0 | 46.66 | 49.5 | 7 | 0
2040 | IESO_2_NYISO_A-F | IESO | NYISO_A-F | Internal | Winter | B16 | 25 | 1725 | 231.33 | 71.59 | 78.59 | 7 | 0
2040 | IESO_2_NYISO_A-F | IESO | NYISO_A-F | Internal | Winter | B17 | 100 | 1725 | 826.11 | 56.41 | 63.41 | 7 | 0
2040 | IESO_2_NYISO_A-F | IESO | NYISO_A-F | Internal | Winter | B18 | 400 | 1725 | 1.54 | 53.85 | 60.85 | 7 | 0
2040 | IESO_2_NYISO_A-F | IESO | NYISO_A-F | Internal | Winter | B19 | 700 | 1725 | 0.8 | 53.85 | 60.85 | 7 | 0
2040 | IESO_2_NYISO_A-F | IESO | NYISO_A-F | Internal | Winter | B20 | 935 | 1725 | 0.59 | 53.85 | 60.85 | 7 | 0
2040 | MAPP_CA_2_IESO | MAPP_CA | IESO | Internal | Shoulder | B11 | 25 | 330 | 0 | 64.96 | 51.5 | 8 | 0
2040 | MAPP_CA_2_IESO | MAPP_CA | IESO | Internal | Shoulder | B12 | 200 | 330 | 0 | 64.61 | 51.5 | 8 | 0
2040 | MAPP_CA_2_IESO | MAPP_CA | IESO | Internal | Shoulder | B13 | 600 | 330 | 0 | 59.84 | 51.5 | 8 | 0
2040 | MAPP_CA_2_IESO | MAPP_CA | IESO | Internal | Shoulder | B14 | 900 | 330 | 0 | 58.06 | 51.11 | 8 | 0
2040 | MAPP_CA_2_IESO | MAPP_CA | IESO | Internal | Shoulder | B15 | 1203 | 330 | 0 | 58.06 | 51.11 | 8 | 0
2040 | MAPP_CA_2_IESO | MAPP_CA | IESO | Internal | Summer | B1 | 10 | 330 | 0.04 | 94.16 | 101.19 | 8 | 0
2040 | MAPP_CA_2_IESO | MAPP_CA | IESO | Internal | Summer | B2 | 25 | 330 | 0 | 94.93 | 87.95 | 8 | 0
2040 | MAPP_CA_2_IESO | MAPP_CA | IESO | Internal | Summer | B3 | 75 | 330 | 0 | 92.47 | 83.46 | 8 | 0
2040 | MAPP_CA_2_IESO | MAPP_CA | IESO | Internal | Summer | B4 | 100 | 330 | 0 | 91.99 | 75.37 | 8 | 0
2040 | MAPP_CA_2_IESO | MAPP_CA | IESO | Internal | Summer | B5 | 200 | 330 | 0 | 87.99 | 65.08 | 8 | 0
2040 | MAPP_CA_2_IESO | MAPP_CA | IESO | Internal | Summer | B6 | 300 | 330 | 0 | 62.45 | 53.15 | 8 | 0
2040 | MAPP_CA_2_IESO | MAPP_CA | IESO | Internal | Summer | B7 | 400 | 330 | 0 | 57.28 | 50.31 | 8 | 0
2040 | MAPP_CA_2_IESO | MAPP_CA | IESO | Internal | Summer | B8 | 500 | 330 | 0 | 53.61 | 46.66 | 8 | 0
2040 | MAPP_CA_2_IESO | MAPP_CA | IESO | Internal | Summer | B9 | 800 | 330 | 0 | 52.56 | 46.66 | 8 | 0
2040 | MAPP_CA_2_IESO | MAPP_CA | IESO | Internal | Summer | B10 | 1262 | 330 | 0 | 52.56 | 46.66 | 8 | 0
2040 | MAPP_CA_2_IESO | MAPP_CA | IESO | Internal | Winter | B16 | 25 | 330 | 0 | 84.56 | 71.59 | 8 | 0
2040 | MAPP_CA_2_IESO | MAPP_CA | IESO | Internal | Winter | B17 | 100 | 330 | 0 | 69.36 | 56.41 | 8 | 0
2040 | MAPP_CA_2_IESO | MAPP_CA | IESO | Internal | Winter | B18 | 400 | 330 | 0 | 62.7 | 53.85 | 8 | 0
2040 | MAPP_CA_2_IESO | MAPP_CA | IESO | Internal | Winter | B19 | 700 | 330 | 0 | 62.7 | 53.85 | 8 | 0
2040 | MAPP_CA_2_IESO | MAPP_CA | IESO | Internal | Winter | B20 | 935 | 330 | 0 | 62.7 | 53.85 | 8 | 0
2040 | MAPP_CA_2_MAPP_US | MAPP_CA | MAPP_US | Internal | Shoulder | B11 | 25 | 372 | 372 | 64.96 | 77.78 | 7 | 5.82
2040 | MAPP_CA_2_MAPP_US | MAPP_CA | MAPP_US | Internal | Shoulder | B12 | 200 | 372 | 0 | 64.61 | 57.62 | 7 | 0
2040 | MAPP_CA_2_MAPP_US | MAPP_CA | MAPP_US | Internal | Shoulder | B13 | 600 | 372 | 0 | 59.84 | 52.85 | 7 | 0
2040 | MAPP_CA_2_MAPP_US | MAPP_CA | MAPP_US | Internal | Shoulder | B14 | 900 | 372 | 0 | 58.06 | 52.28 | 7 | 0
2040 | MAPP_CA_2_MAPP_US | MAPP_CA | MAPP_US | Internal | Shoulder | B15 | 1203 | 372 | 0 | 58.06 | 45.37 | 7 | 0
2040 | MAPP_CA_2_MAPP_US | MAPP_CA | MAPP_US | Internal | Summer | B1 | 10 | 372 | 89.65 | 94.16 | 101.16 | 7 | 0
2040 | MAPP_CA_2_MAPP_US | MAPP_CA | MAPP_US | Internal | Summer | B2 | 25 | 372 | 0 | 94.93 | 90.13 | 7 | 0
2040 | MAPP_CA_2_MAPP_US | MAPP_CA | MAPP_US | Internal | Summer | B3 | 75 | 372 | 0 | 92.47 | 90.13 | 7 | 0
2040 | MAPP_CA_2_MAPP_US | MAPP_CA | MAPP_US | Internal | Summer | B4 | 100 | 372 | 0 | 91.99 | 87.25 | 7 | 0
2040 | MAPP_CA_2_MAPP_US | MAPP_CA | MAPP_US | Internal | Summer | B5 | 200 | 372 | 0 | 87.99 | 83.43 | 7 | 0
2040 | MAPP_CA_2_MAPP_US | MAPP_CA | MAPP_US | Internal | Summer | B6 | 300 | 372 | 0 | 62.45 | 61.98 | 7 | 0
2040 | MAPP_CA_2_MAPP_US | MAPP_CA | MAPP_US | Internal | Summer | B7 | 400 | 372 | 0 | 57.28 | 53.29 | 7 | 0
2040 | MAPP_CA_2_MAPP_US | MAPP_CA | MAPP_US | Internal | Summer | B8 | 500 | 372 | 0 | 53.61 | 46.63 | 7 | 0
2040 | MAPP_CA_2_MAPP_US | MAPP_CA | MAPP_US | Internal | Summer | B9 | 800 | 372 | 0 | 52.56 | 43.2 | 7 | 0
2040 | MAPP_CA_2_MAPP_US | MAPP_CA | MAPP_US | Internal | Summer | B10 | 1262 | 372 | 0 | 52.56 | 40.33 | 7 | 0
2040 | MAPP_CA_2_MAPP_US | MAPP_CA | MAPP_US | Internal | Winter | B16 | 25 | 372 | 0 | 84.56 | 77.58 | 7 | 0
2040 | MAPP_CA_2_MAPP_US | MAPP_CA | MAPP_US | Internal | Winter | B17 | 100 | 372 | 0 | 69.36 | 62.37 | 7 | 0
2040 | MAPP_CA_2_MAPP_US | MAPP_CA | MAPP_US | Internal | Winter | B18 | 400 | 372 | 0 | 62.7 | 55.7 | 7 | 0
2040 | MAPP_CA_2_MAPP_US | MAPP_CA | MAPP_US | Internal | Winter | B19 | 700 | 372 | 0 | 62.7 | 55.7 | 7 | 0
2040 | MAPP_CA_2_MAPP_US | MAPP_CA | MAPP_US | Internal | Winter | B20 | 935 | 372 | 0 | 62.7 | 43.41 | 7 | 0
2040 | MAPP_CA_2_MISO_W | MAPP_CA | MISO_W | Internal | Shoulder | B11 | 25 | 1970 | 1970 | 64.96 | 84.78 | 0.01 | 19.81
2040 | MAPP_CA_2_MISO_W | MAPP_CA | MISO_W | Internal | Shoulder | B12 | 200 | 1970 | 1571.85 | 64.61 | 64.62 | 0.01 | 0
2040 | MAPP_CA_2_MISO_W | MAPP_CA | MISO_W | Internal | Shoulder | B13 | 600 | 1970 | 1690.15 | 59.84 | 59.85 | 0.01 | 0
2040 | MAPP_CA_2_MISO_W | MAPP_CA | MISO_W | Internal | Shoulder | B14 | 900 | 1970 | 659.71 | 58.06 | 58.07 | 0.01 | 0
2040 | MAPP_CA_2_MISO_W | MAPP_CA | MISO_W | Internal | Shoulder | B15 | 1203 | 1970 | 0 | 58.06 | 51.64 | 0.01 | 0
2040 | MAPP_CA_2_MISO_W | MAPP_CA | MISO_W | Internal | Summer | B1 | 10 | 1970 | 1970 | 94.16 | 108.16 | 0.01 | 13.99
2040 | MAPP_CA_2_MISO_W | MAPP_CA | MISO_W | Internal | Summer | B2 | 25 | 1970 | 1943.6 | 94.93 | 94.94 | 0.01 | 0
2040 | MAPP_CA_2_MISO_W | MAPP_CA | MISO_W | Internal | Summer | B3 | 75 | 1970 | 1969.99 | 92.47 | 92.91 | 0.01 | 0.43
2040 | MAPP_CA_2_MISO_W | MAPP_CA | MISO_W | Internal | Summer | B4 | 100 | 1970 | 1845.08 | 91.99 | 92.01 | 0.01 | 0
2040 | MAPP_CA_2_MISO_W | MAPP_CA | MISO_W | Internal | Summer | B5 | 200 | 1970 | 1931.08 | 87.99 | 88.01 | 0.01 | 0
2040 | MAPP_CA_2_MISO_W | MAPP_CA | MISO_W | Internal | Summer | B6 | 300 | 1970 | 1970 | 62.45 | 68.38 | 0.01 | 5.92
2040 | MAPP_CA_2_MISO_W | MAPP_CA | MISO_W | Internal | Summer | B7 | 400 | 1970 | 1288.24 | 57.28 | 57.29 | 0.01 | 0
2040 | MAPP_CA_2_MISO_W | MAPP_CA | MISO_W | Internal | Summer | B8 | 500 | 1970 | 1521.02 | 53.61 | 53.63 | 0.01 | 0
2040 | MAPP_CA_2_MISO_W | MAPP_CA | MISO_W | Internal | Summer | B9 | 800 | 1970 | 0 | 52.56 | 50.2 | 0.01 | 0
2040 | MAPP_CA_2_MISO_W | MAPP_CA | MISO_W | Internal | Summer | B10 | 1262 | 1970 | 0 | 52.56 | 47.33 | 0.01 | 0
2040 | MAPP_CA_2_MISO_W | MAPP_CA | MISO_W | Internal | Winter | B16 | 25 | 1970 | 783.54 | 84.56 | 84.58 | 0.01 | 0
2040 | MAPP_CA_2_MISO_W | MAPP_CA | MISO_W | Internal | Winter | B17 | 100 | 1970 | 234.39 | 69.36 | 69.37 | 0.01 | 0
2040 | MAPP_CA_2_MISO_W | MAPP_CA | MISO_W | Internal | Winter | B18 | 400 | 1970 | 0 | 62.7 | 61.7 | 0.01 | 0
2040 | MAPP_CA_2_MISO_W | MAPP_CA | MISO_W | Internal | Winter | B19 | 700 | 1970 | 0 | 62.7 | 59.42 | 0.01 | 0
2040 | MAPP_CA_2_MISO_W | MAPP_CA | MISO_W | Internal | Winter | B20 | 935 | 1970 | 0 | 62.7 | 50.41 | 0.01 | 0
2040 | MAPP_US_2_MAPP_CA | MAPP_US | MAPP_CA | Internal | Shoulder | B11 | 25 | 165 | 0 | 77.78 | 64.96 | 7 | 0
2040 | MAPP_US_2_MAPP_CA | MAPP_US | MAPP_CA | Internal | Shoulder | B12 | 200 | 165 | 0.15 | 57.62 | 64.61 | 7 | 0
2040 | MAPP_US_2_MAPP_CA | MAPP_US | MAPP_CA | Internal | Shoulder | B13 | 600 | 165 | 0.05 | 52.85 | 59.84 | 7 | 0
2040 | MAPP_US_2_MAPP_CA | MAPP_US | MAPP_CA | Internal | Shoulder | B14 | 900 | 165 | 0 | 52.28 | 58.06 | 7 | 0
2040 | MAPP_US_2_MAPP_CA | MAPP_US | MAPP_CA | Internal | Shoulder | B15 | 1203 | 165 | 165 | 45.37 | 58.06 | 7 | 5.69
2040 | MAPP_US_2_MAPP_CA | MAPP_US | MAPP_CA | Internal | Summer | B1 | 10 | 165 | 0 | 101.16 | 94.16 | 7 | 0
2040 | MAPP_US_2_MAPP_CA | MAPP_US | MAPP_CA | Internal | Summer | B2 | 25 | 165 | 0 | 90.13 | 94.93 | 7 | 0
2040 | MAPP_US_2_MAPP_CA | MAPP_US | MAPP_CA | Internal | Summer | B3 | 75 | 165 | 0 | 90.13 | 92.47 | 7 | 0
2040 | MAPP_US_2_MAPP_CA | MAPP_US | MAPP_CA | Internal | Summer | B4 | 100 | 165 | 0 | 87.25 | 91.99 | 7 | 0
2040 | MAPP_US_2_MAPP_CA | MAPP_US | MAPP_CA | Internal | Summer | B5 | 200 | 165 | 0 | 83.43 | 87.99 | 7 | 0
2040 | MAPP_US_2_MAPP_CA | MAPP_US | MAPP_CA | Internal | Summer | B6 | 300 | 165 | 0 | 61.98 | 62.45 | 7 | 0
2040 | MAPP_US_2_MAPP_CA | MAPP_US | MAPP_CA | Internal | Summer | B7 | 400 | 165 | 0 | 53.29 | 57.28 | 7 | 0
2040 | MAPP_US_2_MAPP_CA | MAPP_US | MAPP_CA | Internal | Summer | B8 | 500 | 165 | 0.06 | 46.63 | 53.61 | 7 | 0
2040 | MAPP_US_2_MAPP_CA | MAPP_US | MAPP_CA | Internal | Summer | B9 | 800 | 165 | 165 | 43.2 | 52.56 | 7 | 2.36
2040 | MAPP_US_2_MAPP_CA | MAPP_US | MAPP_CA | Internal | Summer | B10 | 1262 | 165 | 165 | 40.33 | 52.56 | 7 | 5.23
2040 | MAPP_US_2_MAPP_CA | MAPP_US | MAPP_CA | Internal | Winter | B16 | 25 | 165 | 1.06 | 77.58 | 84.56 | 7 | 0
2040 | MAPP_US_2_MAPP_CA | MAPP_US | MAPP_CA | Internal | Winter | B17 | 100 | 165 | 0.3 | 62.37 | 69.36 | 7 | 0
2040 | MAPP_US_2_MAPP_CA | MAPP_US | MAPP_CA | Internal | Winter | B18 | 400 | 165 | 11.45 | 55.7 | 62.7 | 7 | 0
2040 | MAPP_US_2_MAPP_CA | MAPP_US | MAPP_CA | Internal | Winter | B19 | 700 | 165 | 6.72 | 55.7 | 62.7 | 7 | 0
2040 | MAPP_US_2_MAPP_CA | MAPP_US | MAPP_CA | Internal | Winter | B20 | 935 | 165 | 165 | 43.41 | 62.7 | 7 | 12.29
2040 | MAPP_US_2_MISO_W | MAPP_US | MISO_W | Internal | Shoulder | B11 | 25 | 2635 | 980.85 | 77.78 | 84.78 | 7 | 0
2040 | MAPP_US_2_MISO_W | MAPP_US | MISO_W | Internal | Shoulder | B12 | 200 | 2635 | 907.81 | 57.62 | 64.62 | 7 | 0
2040 | MAPP_US_2_MISO_W | MAPP_US | MISO_W | Internal | Shoulder | B13 | 600 | 2635 | 831.58 | 52.85 | 59.85 | 7 | 0
2040 | MAPP_US_2_MISO_W | MAPP_US | MISO_W | Internal | Shoulder | B14 | 900 | 2635 | 0 | 52.28 | 58.07 | 7 | 0
2040 | MAPP_US_2_MISO_W | MAPP_US | MISO_W | Internal | Shoulder | B15 | 1203 | 2635 | 0 | 45.37 | 51.64 | 7 | 0
2040 | MAPP_US_2_MISO_W | MAPP_US | MISO_W | Internal | Summer | B1 | 10 | 2635 | 1737.79 | 101.16 | 108.16 | 7 | 0
2040 | MAPP_US_2_MISO_W | MAPP_US | MISO_W | Internal | Summer | B2 | 25 | 2635 | 0 | 90.13 | 94.94 | 7 | 0
2040 | MAPP_US_2_MISO_W | MAPP_US | MISO_W | Internal | Summer | B3 | 75 | 2635 | 0 | 90.13 | 92.91 | 7 | 0
2040 | MAPP_US_2_MISO_W | MAPP_US | MISO_W | Internal | Summer | B4 | 100 | 2635 | 0 | 87.25 | 92.01 | 7 | 0
2040 | MAPP_US_2_MISO_W | MAPP_US | MISO_W | Internal | Summer | B5 | 200 | 2635 | 0 | 83.43 | 88.01 | 7 | 0
2040 | MAPP_US_2_MISO_W | MAPP_US | MISO_W | Internal | Summer | B6 | 300 | 2635 | 0 | 61.98 | 68.38 | 7 | 0
2040 | MAPP_US_2_MISO_W | MAPP_US | MISO_W | Internal | Summer | B7 | 400 | 2635 | 0 | 53.29 | 57.29 | 7 | 0
2040 | MAPP_US_2_MISO_W | MAPP_US | MISO_W | Internal | Summer | B8 | 500 | 2635 | 521.24 | 46.63 | 53.63 | 7 | 0
2040 | MAPP_US_2_MISO_W | MAPP_US | MISO_W | Internal | Summer | B9 | 800 | 2635 | 157.76 | 43.2 | 50.2 | 7 | 0
2040 | MAPP_US_2_MISO_W | MAPP_US | MISO_W | Internal | Summer | B10 | 1262 | 2635 | 582.13 | 40.33 | 47.33 | 7 | 0
2040 | MAPP_US_2_MISO_W | MAPP_US | MISO_W | Internal | Winter | B16 | 25 | 2635 | 1003.28 | 77.58 | 84.58 | 7 | 0
2040 | MAPP_US_2_MISO_W | MAPP_US | MISO_W | Internal | Winter | B17 | 100 | 2635 | 893.41 | 62.37 | 69.37 | 7 | 0
2040 | MAPP_US_2_MISO_W | MAPP_US | MISO_W | Internal | Winter | B18 | 400 | 2635 | 0 | 55.7 | 61.7 | 7 | 0
2040 | MAPP_US_2_MISO_W | MAPP_US | MISO_W | Internal | Winter | B19 | 700 | 2635 | 0 | 55.7 | 59.42 | 7 | 0
2040 | MAPP_US_2_MISO_W | MAPP_US | MISO_W | Internal | Winter | B20 | 935 | 2635 | 95.8 | 43.41 | 50.41 | 7 | 0
2040 | MAPP_US_2_NE | MAPP_US | NE | Internal | Shoulder | B11 | 25 | 2000 | 889.64 | 77.78 | 84.78 | 7 | 0
2040 | MAPP_US_2_NE | MAPP_US | NE | Internal | Shoulder | B12 | 200 | 2000 | 0 | 57.62 | 61.18 | 7 | 0
2040 | MAPP_US_2_NE | MAPP_US | NE | Internal | Shoulder | B13 | 600 | 2000 | 0 | 52.85 | 59.25 | 7 | 0
2040 | MAPP_US_2_NE | MAPP_US | NE | Internal | Shoulder | B14 | 900 | 2000 | 0 | 52.28 | 55.24 | 7 | 0
2040 | MAPP_US_2_NE | MAPP_US | NE | Internal | Shoulder | B15 | 1203 | 2000 | 0 | 45.37 | 48.67 | 7 | 0
2040 | MAPP_US_2_NE | MAPP_US | NE | Internal | Summer | B1 | 10 | 2000 | 0 | 101.16 | 103.16 | 7 | 0
2040 | MAPP_US_2_NE | MAPP_US | NE | Internal | Summer | B2 | 25 | 2000 | 647.45 | 90.13 | 97.13 | 7 | 0
2040 | MAPP_US_2_NE | MAPP_US | NE | Internal | Summer | B3 | 75 | 2000 | 602.7 | 90.13 | 97.13 | 7 | 0
2040 | MAPP_US_2_NE | MAPP_US | NE | Internal | Summer | B4 | 100 | 2000 | 917.9 | 87.25 | 94.25 | 7 | 0
2040 | MAPP_US_2_NE | MAPP_US | NE | Internal | Summer | B5 | 200 | 2000 | 752.98 | 83.43 | 90.43 | 7 | 0
2040 | MAPP_US_2_NE | MAPP_US | NE | Internal | Summer | B6 | 300 | 2000 | 785.86 | 61.98 | 68.98 | 7 | 0
2040 | MAPP_US_2_NE | MAPP_US | NE | Internal | Summer | B7 | 400 | 2000 | 754.35 | 53.29 | 60.29 | 7 | 0
2040 | MAPP_US_2_NE | MAPP_US | NE | Internal | Summer | B8 | 500 | 2000 | 681.14 | 46.63 | 53.63 | 7 | 0
2040 | MAPP_US_2_NE | MAPP_US | NE | Internal | Summer | B9 | 800 | 2000 | 219.41 | 43.2 | 50.2 | 7 | 0
2040 | MAPP_US_2_NE | MAPP_US | NE | Internal | Summer | B10 | 1262 | 2000 | 0 | 40.33 | 42.33 | 7 | 0
2040 | MAPP_US_2_NE | MAPP_US | NE | Internal | Winter | B16 | 25 | 2000 | 429.81 | 77.58 | 84.58 | 7 | 0
2040 | MAPP_US_2_NE | MAPP_US | NE | Internal | Winter | B17 | 100 | 2000 | 0 | 62.37 | 65.33 | 7 | 0
2040 | MAPP_US_2_NE | MAPP_US | NE | Internal | Winter | B18 | 400 | 2000 | 0 | 55.7 | 60.67 | 7 | 0
2040 | MAPP_US_2_NE | MAPP_US | NE | Internal | Winter | B19 | 700 | 2000 | 0 | 55.7 | 59.01 | 7 | 0
2040 | MAPP_US_2_NE | MAPP_US | NE | Internal | Winter | B20 | 935 | 2000 | 0 | 43.41 | 45.41 | 7 | 0
2040 | MARITIMES_2_NEISO | MARITIMES | NEISO | Internal | Shoulder | B11 | 25 | 99999 | 1400 | 48.96 | 48.97 | 0.01 | 0
2040 | MARITIMES_2_NEISO | MARITIMES | NEISO | Internal | Shoulder | B12 | 200 | 99999 | 1400 | 48.96 | 48.97 | 0.01 | 0
2040 | MARITIMES_2_NEISO | MARITIMES | NEISO | Internal | Shoulder | B13 | 600 | 99999 | 1400 | 48.96 | 48.97 | 0.01 | 0
2040 | MARITIMES_2_NEISO | MARITIMES | NEISO | Internal | Shoulder | B14 | 900 | 99999 | 1400 | 48.96 | 48.97 | 0.01 | 0
2040 | MARITIMES_2_NEISO | MARITIMES | NEISO | Internal | Shoulder | B15 | 1203 | 99999 | 426.43 | 48.96 | 48.97 | 0.01 | 0
2040 | MARITIMES_2_NEISO | MARITIMES | NEISO | Internal | Summer | B1 | 10 | 99999 | 1400.09 | 99.22 | 99.23 | 0.01 | 0
2040 | MARITIMES_2_NEISO | MARITIMES | NEISO | Internal | Summer | B2 | 25 | 99999 | 1400 | 85.93 | 85.94 | 0.01 | 0
2040 | MARITIMES_2_NEISO | MARITIMES | NEISO | Internal | Summer | B3 | 75 | 99999 | 1400 | 73.46 | 73.47 | 0.01 | 0
2040 | MARITIMES_2_NEISO | MARITIMES | NEISO | Internal | Summer | B4 | 100 | 99999 | 1400 | 62.62 | 62.63 | 0.01 | 0
2040 | MARITIMES_2_NEISO | MARITIMES | NEISO | Internal | Summer | B5 | 200 | 99999 | 1400 | 59.81 | 59.83 | 0.01 | 0
2040 | MARITIMES_2_NEISO | MARITIMES | NEISO | Internal | Summer | B6 | 300 | 99999 | 1400 | 45.18 | 45.19 | 0.01 | 0
2040 | MARITIMES_2_NEISO | MARITIMES | NEISO | Internal | Summer | B7 | 400 | 99999 | 1400 | 45.18 | 45.19 | 0.01 | 0
2040 | MARITIMES_2_NEISO | MARITIMES | NEISO | Internal | Summer | B8 | 500 | 99999 | 1400 | 45.18 | 45.19 | 0.01 | 0
2040 | MARITIMES_2_NEISO | MARITIMES | NEISO | Internal | Summer | B9 | 800 | 99999 | 1400 | 45.18 | 45.19 | 0.01 | 0
2040 | MARITIMES_2_NEISO | MARITIMES | NEISO | Internal | Summer | B10 | 1262 | 99999 | 236.13 | 45.18 | 45.19 | 0.01 | 0
2040 | MARITIMES_2_NEISO | MARITIMES | NEISO | Internal | Winter | B16 | 25 | 99999 | 1400 | 60.57 | 60.59 | 0.01 | 0
2040 | MARITIMES_2_NEISO | MARITIMES | NEISO | Internal | Winter | B17 | 100 | 99999 | 1400 | 60.57 | 60.59 | 0.01 | 0
2040 | MARITIMES_2_NEISO | MARITIMES | NEISO | Internal | Winter | B18 | 400 | 99999 | 1400 | 60.57 | 60.59 | 0.01 | 0
2040 | MARITIMES_2_NEISO | MARITIMES | NEISO | Internal | Winter | B19 | 700 | 99999 | 1400 | 60.57 | 60.59 | 0.01 | 0
2040 | MARITIMES_2_NEISO | MARITIMES | NEISO | Internal | Winter | B20 | 935 | 99999 | 475.94 | 60.57 | 60.59 | 0.01 | 0
2040 | MISO_IN_2_MISO_MI | MISO_IN | MISO_MI | Internal | Shoulder | B11 | 25 | 5000 | 0.67 | 84.78 | 84.77 | 0.01 | 0
2040 | MISO_IN_2_MISO_MI | MISO_IN | MISO_MI | Internal | Shoulder | B12 | 200 | 5000 | 3364.14 | 64.64 | 64.66 | 0.01 | 0
2040 | MISO_IN_2_MISO_MI | MISO_IN | MISO_MI | Internal | Shoulder | B13 | 600 | 5000 | 3938.75 | 59.88 | 59.89 | 0.01 | 0
2040 | MISO_IN_2_MISO_MI | MISO_IN | MISO_MI | Internal | Shoulder | B14 | 900 | 5000 | 4153.9 | 58.1 | 58.11 | 0.01 | 0
2040 | MISO_IN_2_MISO_MI | MISO_IN | MISO_MI | Internal | Shoulder | B15 | 1203 | 5000 | 4392.92 | 51.64 | 51.66 | 0.01 | 0
2040 | MISO_IN_2_MISO_MI | MISO_IN | MISO_MI | Internal | Summer | B1 | 10 | 5000 | 3269.86 | 108.18 | 108.19 | 0.01 | 0
2040 | MISO_IN_2_MISO_MI | MISO_IN | MISO_MI | Internal | Summer | B2 | 25 | 5000 | 506.83 | 94.94 | 94.95 | 0.01 | 0
2040 | MISO_IN_2_MISO_MI | MISO_IN | MISO_MI | Internal | Summer | B3 | 75 | 5000 | 0.44 | 92.44 | 92.44 | 0.01 | 0
2040 | MISO_IN_2_MISO_MI | MISO_IN | MISO_MI | Internal | Summer | B4 | 100 | 5000 | 0.17 | 91.99 | 91.98 | 0.01 | 0
2040 | MISO_IN_2_MISO_MI | MISO_IN | MISO_MI | Internal | Summer | B5 | 200 | 5000 | 0.17 | 88.01 | 88.01 | 0.01 | 0
2040 | MISO_IN_2_MISO_MI | MISO_IN | MISO_MI | Internal | Summer | B6 | 300 | 5000 | 1190.41 | 68.38 | 68.4 | 0.01 | 0
2040 | MISO_IN_2_MISO_MI | MISO_IN | MISO_MI | Internal | Summer | B7 | 400 | 5000 | 3531.99 | 57.29 | 57.31 | 0.01 | 0
2040 | MISO_IN_2_MISO_MI | MISO_IN | MISO_MI | Internal | Summer | B8 | 500 | 5000 | 4945.71 | 53.65 | 53.66 | 0.01 | 0
2040 | MISO_IN_2_MISO_MI | MISO_IN | MISO_MI | Internal | Summer | B9 | 800 | 5000 | 4999.96 | 50.2 | 50.22 | 0.01 | 0.01
2040 | MISO_IN_2_MISO_MI | MISO_IN | MISO_MI | Internal | Summer | B10 | 1262 | 5000 | 4275.42 | 49.5 | 49.52 | 0.01 | 0
2040 | MISO_IN_2_MISO_MI | MISO_IN | MISO_MI | Internal | Winter | B16 | 25 | 5000 | 323.65 | 84.6 | 84.61 | 0.01 | 0
2040 | MISO_IN_2_MISO_MI | MISO_IN | MISO_MI | Internal | Winter | B17 | 100 | 5000 | 2563.79 | 69.4 | 69.41 | 0.01 | 0
2040 | MISO_IN_2_MISO_MI | MISO_IN | MISO_MI | Internal | Winter | B18 | 400 | 5000 | 2617.36 | 61.7 | 61.71 | 0.01 | 0
2040 | MISO_IN_2_MISO_MI | MISO_IN | MISO_MI | Internal | Winter | B19 | 700 | 5000 | 4157.65 | 59.42 | 59.43 | 0.01 | 0
2040 | MISO_IN_2_MISO_MI | MISO_IN | MISO_MI | Internal | Winter | B20 | 935 | 5000 | 2281.57 | 53.54 | 53.56 | 0.01 | 0
2040 | MISO_IN_2_MISO_MO-IL | MISO_IN | MISO_MO-IL | Internal | Shoulder | B11 | 25 | 5000 | 1529.64 | 84.78 | 84.79 | 0.01 | 0
2040 | MISO_IN_2_MISO_MO-IL | MISO_IN | MISO_MO-IL | Internal | Shoulder | B12 | 200 | 5000 | 0.08 | 64.64 | 64.63 | 0.01 | 0
2040 | MISO_IN_2_MISO_MO-IL | MISO_IN | MISO_MO-IL | Internal | Shoulder | B13 | 600 | 5000 | 0.03 | 59.88 | 59.86 | 0.01 | 0
2040 | MISO_IN_2_MISO_MO-IL | MISO_IN | MISO_MO-IL | Internal | Shoulder | B14 | 900 | 5000 | 0.02 | 58.1 | 58.08 | 0.01 | 0
2040 | MISO_IN_2_MISO_MO-IL | MISO_IN | MISO_MO-IL | Internal | Shoulder | B15 | 1203 | 5000 | 0.01 | 51.64 | 51.63 | 0.01 | 0
2040 | MISO_IN_2_MISO_MO-IL | MISO_IN | MISO_MO-IL | Internal | Summer | B1 | 10 | 5000 | 1.43 | 108.18 | 108.17 | 0.01 | 0
2040 | MISO_IN_2_MISO_MO-IL | MISO_IN | MISO_MO-IL | Internal | Summer | B2 | 25 | 5000 | 2096.86 | 94.94 | 94.95 | 0.01 | 0
2040 | MISO_IN_2_MISO_MO-IL | MISO_IN | MISO_MO-IL | Internal | Summer | B3 | 75 | 5000 | 1453.88 | 92.44 | 92.45 | 0.01 | 0
2040 | MISO_IN_2_MISO_MO-IL | MISO_IN | MISO_MO-IL | Internal | Summer | B4 | 100 | 5000 | 2570.92 | 91.99 | 92.01 | 0.01 | 0
2040 | MISO_IN_2_MISO_MO-IL | MISO_IN | MISO_MO-IL | Internal | Summer | B5 | 200 | 5000 | 1877.76 | 88.01 | 88.02 | 0.01 | 0
2040 | MISO_IN_2_MISO_MO-IL | MISO_IN | MISO_MO-IL | Internal | Summer | B6 | 300 | 5000 | 1756.23 | 68.38 | 68.4 | 0.01 | 0
2040 | MISO_IN_2_MISO_MO-IL | MISO_IN | MISO_MO-IL | Internal | Summer | B7 | 400 | 5000 | 1023.54 | 57.29 | 57.31 | 0.01 | 0
2040 | MISO_IN_2_MISO_MO-IL | MISO_IN | MISO_MO-IL | Internal | Summer | B8 | 500 | 5000 | 0.03 | 53.65 | 53.64 | 0.01 | 0
2040 | MISO_IN_2_MISO_MO-IL | MISO_IN | MISO_MO-IL | Internal | Summer | B9 | 800 | 5000 | 1086.66 | 50.2 | 50.21 | 0.01 | 0
2040 | MISO_IN_2_MISO_MO-IL | MISO_IN | MISO_MO-IL | Internal | Summer | B10 | 1262 | 5000 | 0 | 49.5 | 47.34 | 0.01 | 0
2040 | MISO_IN_2_MISO_MO-IL | MISO_IN | MISO_MO-IL | Internal | Winter | B16 | 25 | 5000 | 0.61 | 84.6 | 84.59 | 0.01 | 0
2040 | MISO_IN_2_MISO_MO-IL | MISO_IN | MISO_MO-IL | Internal | Winter | B17 | 100 | 5000 | 0.16 | 69.4 | 69.39 | 0.01 | 0
2040 | MISO_IN_2_MISO_MO-IL | MISO_IN | MISO_MO-IL | Internal | Winter | B18 | 400 | 5000 | 0.08 | 61.7 | 61.7 | 0.01 | 0
2040 | MISO_IN_2_MISO_MO-IL | MISO_IN | MISO_MO-IL | Internal | Winter | B19 | 700 | 5000 | 0.02 | 59.42 | 59.41 | 0.01 | 0
2040 | MISO_IN_2_MISO_MO-IL | MISO_IN | MISO_MO-IL | Internal | Winter | B20 | 935 | 5000 | 0 | 53.54 | 50.43 | 0.01 | 0
2040 | MISO_IN_2_NonRTO_Midwest | MISO_IN | NonRTO_Midwest | Internal | Shoulder | B11 | 25 | 4800 | 1059.58 | 84.78 | 92.78 | 8 | 0
2040 | MISO_IN_2_NonRTO_Midwest | MISO_IN | NonRTO_Midwest | Internal | Shoulder | B12 | 200 | 4800 | 555.02 | 64.64 | 72.64 | 8 | 0
2040 | MISO_IN_2_NonRTO_Midwest | MISO_IN | NonRTO_Midwest | Internal | Shoulder | B13 | 600 | 4800 | 0 | 59.88 | 65.23 | 8 | 0
2040 | MISO_IN_2_NonRTO_Midwest | MISO_IN | NonRTO_Midwest | Internal | Shoulder | B14 | 900 | 4800 | 0 | 58.1 | 55.58 | 8 | 0
2040 | MISO_IN_2_NonRTO_Midwest | MISO_IN | NonRTO_Midwest | Internal | Shoulder | B15 | 1203 | 4800 | 0 | 51.64 | 48.26 | 8 | 0
2040 | MISO_IN_2_NonRTO_Midwest | MISO_IN | NonRTO_Midwest | Internal | Summer | B1 | 10 | 4800 | 0 | 108.18 | 100.18 | 8 | 0
2040 | MISO_IN_2_NonRTO_Midwest | MISO_IN | NonRTO_Midwest | Internal | Summer | B2 | 25 | 4800 | 0 | 94.94 | 97.9 | 8 | 0
2040 | MISO_IN_2_NonRTO_Midwest | MISO_IN | NonRTO_Midwest | Internal | Summer | B3 | 75 | 4800 | 0 | 92.44 | 97.9 | 8 | 0
2040 | MISO_IN_2_NonRTO_Midwest | MISO_IN | NonRTO_Midwest | Internal | Summer | B4 | 100 | 4800 | 0 | 91.99 | 97.9 | 8 | 0
2040 | MISO_IN_2_NonRTO_Midwest | MISO_IN | NonRTO_Midwest | Internal | Summer | B5 | 200 | 4800 | 932.56 | 88.01 | 96.01 | 8 | 0
2040 | MISO_IN_2_NonRTO_Midwest | MISO_IN | NonRTO_Midwest | Internal | Summer | B6 | 300 | 4800 | 588.89 | 68.38 | 76.38 | 8 | 0
2040 | MISO_IN_2_NonRTO_Midwest | MISO_IN | NonRTO_Midwest | Internal | Summer | B7 | 400 | 4800 | 0 | 57.29 | 62.96 | 8 | 0
2040 | MISO_IN_2_NonRTO_Midwest | MISO_IN | NonRTO_Midwest | Internal | Summer | B8 | 500 | 4800 | 0 | 53.65 | 53.96 | 8 | 0
2040 | MISO_IN_2_NonRTO_Midwest | MISO_IN | NonRTO_Midwest | Internal | Summer | B9 | 800 | 4800 | 0 | 50.2 | 48.14 | 8 | 0
2040 | MISO_IN_2_NonRTO_Midwest | MISO_IN | NonRTO_Midwest | Internal | Summer | B10 | 1262 | 4800 | 0 | 49.5 | 41.5 | 8 | 0
2040 | MISO_IN_2_NonRTO_Midwest | MISO_IN | NonRTO_Midwest | Internal | Winter | B16 | 25 | 4800 | 2047.88 | 84.6 | 92.6 | 8 | 0
2040 | MISO_IN_2_NonRTO_Midwest | MISO_IN | NonRTO_Midwest | Internal | Winter | B17 | 100 | 4800 | 846.07 | 69.4 | 77.4 | 8 | 0
2040 | MISO_IN_2_NonRTO_Midwest | MISO_IN | NonRTO_Midwest | Internal | Winter | B18 | 400 | 4800 | 0 | 61.7 | 59.41 | 8 | 0
2040 | MISO_IN_2_NonRTO_Midwest | MISO_IN | NonRTO_Midwest | Internal | Winter | B19 | 700 | 4800 | 0 | 59.42 | 59.41 | 8 | 0
2040 | MISO_IN_2_NonRTO_Midwest | MISO_IN | NonRTO_Midwest | Internal | Winter | B20 | 935 | 4800 | 0 | 53.54 | 50.43 | 8 | 0
2040 | MISO_IN_2_PJM_ROR | MISO_IN | PJM_ROR | Internal | Shoulder | B11 | 25 | 992 | 0 | 84.78 | 82.77 | 2 | 0
2040 | MISO_IN_2_PJM_ROR | MISO_IN | PJM_ROR | Internal | Shoulder | B12 | 200 | 992 | 0.01 | 64.64 | 66.51 | 2 | 0
2040 | MISO_IN_2_PJM_ROR | MISO_IN | PJM_ROR | Internal | Shoulder | B13 | 600 | 992 | 0 | 59.88 | 59.14 | 2 | 0
2040 | MISO_IN_2_PJM_ROR | MISO_IN | PJM_ROR | Internal | Shoulder | B14 | 900 | 992 | 0 | 58.1 | 56.26 | 2 | 0
2040 | MISO_IN_2_PJM_ROR | MISO_IN | PJM_ROR | Internal | Shoulder | B15 | 1203 | 992 | 0 | 51.64 | 51.58 | 2 | 0
2040 | MISO_IN_2_PJM_ROR | MISO_IN | PJM_ROR | Internal | Summer | B1 | 10 | 992 | 989.26 | 108.18 | 110.19 | 2 | 0.01
2040 | MISO_IN_2_PJM_ROR | MISO_IN | PJM_ROR | Internal | Summer | B2 | 25 | 992 | 4.48 | 94.94 | 96.94 | 2 | 0
2040 | MISO_IN_2_PJM_ROR | MISO_IN | PJM_ROR | Internal | Summer | B3 | 75 | 992 | 0 | 92.44 | 90.44 | 2 | 0
2040 | MISO_IN_2_PJM_ROR | MISO_IN | PJM_ROR | Internal | Summer | B4 | 100 | 992 | 0 | 91.99 | 90.01 | 2 | 0
2040 | MISO_IN_2_PJM_ROR | MISO_IN | PJM_ROR | Internal | Summer | B5 | 200 | 992 | 0 | 88.01 | 86.01 | 2 | 0
2040 | MISO_IN_2_PJM_ROR | MISO_IN | PJM_ROR | Internal | Summer | B6 | 300 | 992 | 0 | 68.38 | 68.16 | 2 | 0
2040 | MISO_IN_2_PJM_ROR | MISO_IN | PJM_ROR | Internal | Summer | B7 | 400 | 992 | 0 | 57.29 | 55.31 | 2 | 0
2040 | MISO_IN_2_PJM_ROR | MISO_IN | PJM_ROR | Internal | Summer | B8 | 500 | 992 | 0 | 53.65 | 53.37 | 2 | 0
2040 | MISO_IN_2_PJM_ROR | MISO_IN | PJM_ROR | Internal | Summer | B9 | 800 | 992 | 0 | 50.2 | 49.78 | 2 | 0
2040 | MISO_IN_2_PJM_ROR | MISO_IN | PJM_ROR | Internal | Summer | B10 | 1262 | 992 | 0 | 49.5 | 49.34 | 2 | 0
2040 | MISO_IN_2_PJM_ROR | MISO_IN | PJM_ROR | Internal | Winter | B16 | 25 | 992 | 139.12 | 84.6 | 86.6 | 2 | 0
2040 | MISO_IN_2_PJM_ROR | MISO_IN | PJM_ROR | Internal | Winter | B17 | 100 | 992 | 708.71 | 69.4 | 71.4 | 2 | 0
2040 | MISO_IN_2_PJM_ROR | MISO_IN | PJM_ROR | Internal | Winter | B18 | 400 | 992 | 663.99 | 61.7 | 63.7 | 2 | 0
2040 | MISO_IN_2_PJM_ROR | MISO_IN | PJM_ROR | Internal | Winter | B19 | 700 | 992 | 0 | 59.42 | 60.69 | 2 | 0
2040 | MISO_IN_2_PJM_ROR | MISO_IN | PJM_ROR | Internal | Winter | B20 | 935 | 992 | 746.65 | 53.54 | 55.54 | 2 | 0
2040 | MISO_MI_2_IESO | MISO_MI | IESO | Internal | Shoulder | B11 | 25 | 1580 | 0 | 84.77 | 51.5 | 8 | 0
2040 | MISO_MI_2_IESO | MISO_MI | IESO | Internal | Shoulder | B12 | 200 | 1580 | 0 | 64.66 | 51.5 | 8 | 0
2040 | MISO_MI_2_IESO | MISO_MI | IESO | Internal | Shoulder | B13 | 600 | 1580 | 0 | 59.89 | 51.5 | 8 | 0
2040 | MISO_MI_2_IESO | MISO_MI | IESO | Internal | Shoulder | B14 | 900 | 1580 | 0 | 58.11 | 51.11 | 8 | 0
2040 | MISO_MI_2_IESO | MISO_MI | IESO | Internal | Shoulder | B15 | 1203 | 1580 | 0 | 51.66 | 51.11 | 8 | 0
2040 | MISO_MI_2_IESO | MISO_MI | IESO | Internal | Summer | B1 | 10 | 1580 | 0 | 108.19 | 101.19 | 8 | 0
2040 | MISO_MI_2_IESO | MISO_MI | IESO | Internal | Summer | B2 | 25 | 1580 | 0 | 94.95 | 87.95 | 8 | 0
2040 | MISO_MI_2_IESO | MISO_MI | IESO | Internal | Summer | B3 | 75 | 1580 | 0 | 92.44 | 83.46 | 8 | 0
2040 | MISO_MI_2_IESO | MISO_MI | IESO | Internal | Summer | B4 | 100 | 1580 | 0 | 91.98 | 75.37 | 8 | 0
2040 | MISO_MI_2_IESO | MISO_MI | IESO | Internal | Summer | B5 | 200 | 1580 | 0 | 88.01 | 65.08 | 8 | 0
2040 | MISO_MI_2_IESO | MISO_MI | IESO | Internal | Summer | B6 | 300 | 1580 | 0 | 68.4 | 53.15 | 8 | 0
2040 | MISO_MI_2_IESO | MISO_MI | IESO | Internal | Summer | B7 | 400 | 1580 | 0 | 57.31 | 50.31 | 8 | 0
2040 | MISO_MI_2_IESO | MISO_MI | IESO | Internal | Summer | B8 | 500 | 1580 | 0 | 53.66 | 46.66 | 8 | 0
2040 | MISO_MI_2_IESO | MISO_MI | IESO | Internal | Summer | B9 | 800 | 1580 | 0 | 50.22 | 46.66 | 8 | 0
2040 | MISO_MI_2_IESO | MISO_MI | IESO | Internal | Summer | B10 | 1262 | 1580 | 0 | 49.52 | 46.66 | 8 | 0
2040 | MISO_MI_2_IESO | MISO_MI | IESO | Internal | Winter | B16 | 25 | 1580 | 0 | 84.61 | 71.59 | 8 | 0
2040 | MISO_MI_2_IESO | MISO_MI | IESO | Internal | Winter | B17 | 100 | 1580 | 0 | 69.41 | 56.41 | 8 | 0
2040 | MISO_MI_2_IESO | MISO_MI | IESO | Internal | Winter | B18 | 400 | 1580 | 0 | 61.71 | 53.85 | 8 | 0
2040 | MISO_MI_2_IESO | MISO_MI | IESO | Internal | Winter | B19 | 700 | 1580 | 0 | 59.43 | 53.85 | 8 | 0
2040 | MISO_MI_2_IESO | MISO_MI | IESO | Internal | Winter | B20 | 935 | 1580 | 0 | 53.56 | 53.85 | 8 | 0
2040 | MISO_MI_2_MISO_IN | MISO_MI | MISO_IN | Internal | Shoulder | B11 | 25 | 2045 | 102.22 | 84.77 | 84.78 | 0.01 | 0
2040 | MISO_MI_2_MISO_IN | MISO_MI | MISO_IN | Internal | Shoulder | B12 | 200 | 2045 | 0.08 | 64.66 | 64.64 | 0.01 | 0
2040 | MISO_MI_2_MISO_IN | MISO_MI | MISO_IN | Internal | Shoulder | B13 | 600 | 2045 | 0.03 | 59.89 | 59.88 | 0.01 | 0
2040 | MISO_MI_2_MISO_IN | MISO_MI | MISO_IN | Internal | Shoulder | B14 | 900 | 2045 | 0.02 | 58.11 | 58.1 | 0.01 | 0
2040 | MISO_MI_2_MISO_IN | MISO_MI | MISO_IN | Internal | Shoulder | B15 | 1203 | 2045 | 0.01 | 51.66 | 51.64 | 0.01 | 0
2040 | MISO_MI_2_MISO_IN | MISO_MI | MISO_IN | Internal | Summer | B1 | 10 | 2045 | 1.49 | 108.19 | 108.18 | 0.01 | 0
2040 | MISO_MI_2_MISO_IN | MISO_MI | MISO_IN | Internal | Summer | B2 | 25 | 2045 | 0.65 | 94.95 | 94.94 | 0.01 | 0
2040 | MISO_MI_2_MISO_IN | MISO_MI | MISO_IN | Internal | Summer | B3 | 75 | 2045 | 0.42 | 92.44 | 92.44 | 0.01 | 0
2040 | MISO_MI_2_MISO_IN | MISO_MI | MISO_IN | Internal | Summer | B4 | 100 | 2045 | 522.85 | 91.98 | 91.99 | 0.01 | 0
2040 | MISO_MI_2_MISO_IN | MISO_MI | MISO_IN | Internal | Summer | B5 | 200 | 2045 | 0.16 | 88.01 | 88.01 | 0.01 | 0
2040 | MISO_MI_2_MISO_IN | MISO_MI | MISO_IN | Internal | Summer | B6 | 300 | 2045 | 0.06 | 68.4 | 68.38 | 0.01 | 0
2040 | MISO_MI_2_MISO_IN | MISO_MI | MISO_IN | Internal | Summer | B7 | 400 | 2045 | 0.04 | 57.31 | 57.29 | 0.01 | 0
2040 | MISO_MI_2_MISO_IN | MISO_MI | MISO_IN | Internal | Summer | B8 | 500 | 2045 | 0.03 | 53.66 | 53.65 | 0.01 | 0
2040 | MISO_MI_2_MISO_IN | MISO_MI | MISO_IN | Internal | Summer | B9 | 800 | 2045 | 0.01 | 50.22 | 50.2 | 0.01 | 0
2040 | MISO_MI_2_MISO_IN | MISO_MI | MISO_IN | Internal | Summer | B10 | 1262 | 2045 | 0.01 | 49.52 | 49.5 | 0.01 | 0
2040 | MISO_MI_2_MISO_IN | MISO_MI | MISO_IN | Internal | Winter | B16 | 25 | 2045 | 0.65 | 84.61 | 84.6 | 0.01 | 0
2040 | MISO_MI_2_MISO_IN | MISO_MI | MISO_IN | Internal | Winter | B17 | 100 | 2045 | 0.16 | 69.41 | 69.4 | 0.01 | 0
2040 | MISO_MI_2_MISO_IN | MISO_MI | MISO_IN | Internal | Winter | B18 | 400 | 2045 | 0.04 | 61.71 | 61.7 | 0.01 | 0
2040 | MISO_MI_2_MISO_IN | MISO_MI | MISO_IN | Internal | Winter | B19 | 700 | 2045 | 0.02 | 59.43 | 59.42 | 0.01 | 0
2040 | MISO_MI_2_MISO_IN | MISO_MI | MISO_IN | Internal | Winter | B20 | 935 | 2045 | 0.02 | 53.56 | 53.54 | 0.01 | 0
2040 | MISO_MI_2_MISO_WUMS | MISO_MI | MISO_WUMS | Internal | Shoulder | B11 | 25 | 117 | 1 | 84.77 | 84.77 | 0.01 | 0
2040 | MISO_MI_2_MISO_WUMS | MISO_MI | MISO_WUMS | Internal | Shoulder | B12 | 200 | 117 | 0.03 | 64.66 | 64.61 | 0.01 | 0
2040 | MISO_MI_2_MISO_WUMS | MISO_MI | MISO_WUMS | Internal | Shoulder | B13 | 600 | 117 | 0.01 | 59.89 | 59.84 | 0.01 | 0
2040 | MISO_MI_2_MISO_WUMS | MISO_MI | MISO_WUMS | Internal | Shoulder | B14 | 900 | 117 | 0 | 58.11 | 58.06 | 0.01 | 0
2040 | MISO_MI_2_MISO_WUMS | MISO_MI | MISO_WUMS | Internal | Shoulder | B15 | 1203 | 117 | 116.99 | 51.66 | 51.69 | 0.01 | 0.02
2040 | MISO_MI_2_MISO_WUMS | MISO_MI | MISO_WUMS | Internal | Summer | B1 | 10 | 117 | 0 | 108.19 | 87.99 | 0.01 | 0
2040 | MISO_MI_2_MISO_WUMS | MISO_MI | MISO_WUMS | Internal | Summer | B2 | 25 | 117 | 0 | 94.95 | 87.99 | 0.01 | 0
2040 | MISO_MI_2_MISO_WUMS | MISO_MI | MISO_WUMS | Internal | Summer | B3 | 75 | 117 | 0 | 92.44 | 87.99 | 0.01 | 0
2040 | MISO_MI_2_MISO_WUMS | MISO_MI | MISO_WUMS | Internal | Summer | B4 | 100 | 117 | 0 | 91.98 | 87.99 | 0.01 | 0
2040 | MISO_MI_2_MISO_WUMS | MISO_MI | MISO_WUMS | Internal | Summer | B5 | 200 | 117 | 0.07 | 88.01 | 87.99 | 0.01 | 0
2040 | MISO_MI_2_MISO_WUMS | MISO_MI | MISO_WUMS | Internal | Summer | B6 | 300 | 117 | 0.04 | 68.4 | 68.37 | 0.01 | 0
2040 | MISO_MI_2_MISO_WUMS | MISO_MI | MISO_WUMS | Internal | Summer | B7 | 400 | 117 | 0.03 | 57.31 | 57.28 | 0.01 | 0
2040 | MISO_MI_2_MISO_WUMS | MISO_MI | MISO_WUMS | Internal | Summer | B8 | 500 | 117 | 0.02 | 53.66 | 53.64 | 0.01 | 0
2040 | MISO_MI_2_MISO_WUMS | MISO_MI | MISO_WUMS | Internal | Summer | B9 | 800 | 117 | 0.02 | 50.22 | 50.21 | 0.01 | 0
2040 | MISO_MI_2_MISO_WUMS | MISO_MI | MISO_WUMS | Internal | Summer | B10 | 1262 | 117 | 117 | 49.52 | 49.9 | 0.01 | 0.37
2040 | MISO_MI_2_MISO_WUMS | MISO_MI | MISO_WUMS | Internal | Winter | B16 | 25 | 117 | 0.54 | 84.61 | 84.6 | 0.01 | 0
2040 | MISO_MI_2_MISO_WUMS | MISO_MI | MISO_WUMS | Internal | Winter | B17 | 100 | 117 | 0.15 | 69.41 | 69.4 | 0.01 | 0
2040 | MISO_MI_2_MISO_WUMS | MISO_MI | MISO_WUMS | Internal | Winter | B18 | 400 | 117 | 0.08 | 61.71 | 61.71 | 0.01 | 0
2040 | MISO_MI_2_MISO_WUMS | MISO_MI | MISO_WUMS | Internal | Winter | B19 | 700 | 117 | 0.05 | 59.43 | 59.43 | 0.01 | 0
2040 | MISO_MI_2_MISO_WUMS | MISO_MI | MISO_WUMS | Internal | Winter | B20 | 935 | 117 | 117 | 53.56 | 55.03 | 0.01 | 1.47
2040 | MISO_MI_2_PJM_ROR | MISO_MI | PJM_ROR | Internal | Shoulder | B11 | 25 | 1424 | 0 | 84.77 | 82.77 | 2 | 0
2040 | MISO_MI_2_PJM_ROR | MISO_MI | PJM_ROR | Internal | Shoulder | B12 | 200 | 1424 | 0.01 | 64.66 | 66.51 | 2 | 0
2040 | MISO_MI_2_PJM_ROR | MISO_MI | PJM_ROR | Internal | Shoulder | B13 | 600 | 1424 | 0 | 59.89 | 59.14 | 2 | 0
2040 | MISO_MI_2_PJM_ROR | MISO_MI | PJM_ROR | Internal | Shoulder | B14 | 900 | 1424 | 0 | 58.11 | 56.26 | 2 | 0
2040 | MISO_MI_2_PJM_ROR | MISO_MI | PJM_ROR | Internal | Shoulder | B15 | 1203 | 1424 | 0 | 51.66 | 51.58 | 2 | 0
2040 | MISO_MI_2_PJM_ROR | MISO_MI | PJM_ROR | Internal | Summer | B1 | 10 | 1424 | 746.02 | 108.19 | 110.19 | 2 | 0
2040 | MISO_MI_2_PJM_ROR | MISO_MI | PJM_ROR | Internal | Summer | B2 | 25 | 1424 | 0.7 | 94.95 | 96.94 | 2 | 0
2040 | MISO_MI_2_PJM_ROR | MISO_MI | PJM_ROR | Internal | Summer | B3 | 75 | 1424 | 0 | 92.44 | 90.44 | 2 | 0
2040 | MISO_MI_2_PJM_ROR | MISO_MI | PJM_ROR | Internal | Summer | B4 | 100 | 1424 | 0 | 91.98 | 90.01 | 2 | 0
2040 | MISO_MI_2_PJM_ROR | MISO_MI | PJM_ROR | Internal | Summer | B5 | 200 | 1424 | 0 | 88.01 | 86.01 | 2 | 0
2040 | MISO_MI_2_PJM_ROR | MISO_MI | PJM_ROR | Internal | Summer | B6 | 300 | 1424 | 0 | 68.4 | 68.16 | 2 | 0
2040 | MISO_MI_2_PJM_ROR | MISO_MI | PJM_ROR | Internal | Summer | B7 | 400 | 1424 | 0 | 57.31 | 55.31 | 2 | 0
2040 | MISO_MI_2_PJM_ROR | MISO_MI | PJM_ROR | Internal | Summer | B8 | 500 | 1424 | 0 | 53.66 | 53.37 | 2 | 0
2040 | MISO_MI_2_PJM_ROR | MISO_MI | PJM_ROR | Internal | Summer | B9 | 800 | 1424 | 0 | 50.22 | 49.78 | 2 | 0
2040 | MISO_MI_2_PJM_ROR | MISO_MI | PJM_ROR | Internal | Summer | B10 | 1262 | 1424 | 0 | 49.52 | 49.34 | 2 | 0
2040 | MISO_MI_2_PJM_ROR | MISO_MI | PJM_ROR | Internal | Winter | B16 | 25 | 1424 | 1.17 | 84.61 | 86.6 | 2 | 0
2040 | MISO_MI_2_PJM_ROR | MISO_MI | PJM_ROR | Internal | Winter | B17 | 100 | 1424 | 0.33 | 69.41 | 71.4 | 2 | 0
2040 | MISO_MI_2_PJM_ROR | MISO_MI | PJM_ROR | Internal | Winter | B18 | 400 | 1424 | 0.08 | 61.71 | 63.7 | 2 | 0
2040 | MISO_MI_2_PJM_ROR | MISO_MI | PJM_ROR | Internal | Winter | B19 | 700 | 1424 | 0 | 59.43 | 60.69 | 2 | 0
2040 | MISO_MI_2_PJM_ROR | MISO_MI | PJM_ROR | Internal | Winter | B20 | 935 | 1424 | 0.04 | 53.56 | 55.54 | 2 | 0
2040 | MISO_MO-IL_2_ENT | MISO_MO-IL | ENT | Internal | Shoulder | B11 | 25 | 2540 | 0 | 84.79 | 87.77 | 8 | 0
2040 | MISO_MO-IL_2_ENT | MISO_MO-IL | ENT | Internal | Shoulder | B12 | 200 | 2540 | 0 | 64.63 | 61.96 | 8 | 0
2040 | MISO_MO-IL_2_ENT | MISO_MO-IL | ENT | Internal | Shoulder | B13 | 600 | 2540 | 0 | 59.86 | 61.51 | 8 | 0
2040 | MISO_MO-IL_2_ENT | MISO_MO-IL | ENT | Internal | Shoulder | B14 | 900 | 2540 | 0 | 58.08 | 59.97 | 8 | 0
2040 | MISO_MO-IL_2_ENT | MISO_MO-IL | ENT | Internal | Shoulder | B15 | 1203 | 2540 | 0 | 51.63 | 59.46 | 8 | 0
2040 | MISO_MO-IL_2_ENT | MISO_MO-IL | ENT | Internal | Summer | B1 | 10 | 2540 | 0 | 108.17 | 100.17 | 8 | 0
2040 | MISO_MO-IL_2_ENT | MISO_MO-IL | ENT | Internal | Summer | B2 | 25 | 2540 | 0 | 94.95 | 94.95 | 8 | 0
2040 | MISO_MO-IL_2_ENT | MISO_MO-IL | ENT | Internal | Summer | B3 | 75 | 2540 | 0 | 92.45 | 92.52 | 8 | 0
2040 | MISO_MO-IL_2_ENT | MISO_MO-IL | ENT | Internal | Summer | B4 | 100 | 2540 | 0 | 92.01 | 92.52 | 8 | 0
2040 | MISO_MO-IL_2_ENT | MISO_MO-IL | ENT | Internal | Summer | B5 | 200 | 2540 | 0 | 88.02 | 88.11 | 8 | 0
2040 | MISO_MO-IL_2_ENT | MISO_MO-IL | ENT | Internal | Summer | B6 | 300 | 2540 | 0 | 68.4 | 76.07 | 8 | 0
2040 | MISO_MO-IL_2_ENT | MISO_MO-IL | ENT | Internal | Summer | B7 | 400 | 2540 | 0 | 57.31 | 60.31 | 8 | 0
2040 | MISO_MO-IL_2_ENT | MISO_MO-IL | ENT | Internal | Summer | B8 | 500 | 2540 | 0 | 53.64 | 60 | 8 | 0
2040 | MISO_MO-IL_2_ENT | MISO_MO-IL | ENT | Internal | Summer | B9 | 800 | 2540 | 1220.33 | 50.21 | 58.21 | 8 | 0
2040 | MISO_MO-IL_2_ENT | MISO_MO-IL | ENT | Internal | Summer | B10 | 1262 | 2540 | 2540 | 47.34 | 57.5 | 8 | 2.16
2040 | MISO_MO-IL_2_ENT | MISO_MO-IL | ENT | Internal | Winter | B16 | 25 | 2540 | 0 | 84.59 | 84.27 | 8 | 0
2040 | MISO_MO-IL_2_ENT | MISO_MO-IL | ENT | Internal | Winter | B17 | 100 | 2540 | 0 | 69.39 | 66.07 | 8 | 0
2040 | MISO_MO-IL_2_ENT | MISO_MO-IL | ENT | Internal | Winter | B18 | 400 | 2540 | 0 | 61.7 | 65.68 | 8 | 0
2040 | MISO_MO-IL_2_ENT | MISO_MO-IL | ENT | Internal | Winter | B19 | 700 | 2540 | 0 | 59.41 | 64.02 | 8 | 0
2040 | MISO_MO-IL_2_ENT | MISO_MO-IL | ENT | Internal | Winter | B20 | 935 | 2540 | 1823.04 | 50.43 | 58.43 | 8 | 0
2040 | MISO_MO-IL_2_MISO_IN | MISO_MO-IL | MISO_IN | Internal | Shoulder | B11 | 25 | 2100 | 0.63 | 84.79 | 84.78 | 0.01 | 0
2040 | MISO_MO-IL_2_MISO_IN | MISO_MO-IL | MISO_IN | Internal | Shoulder | B12 | 200 | 2100 | 1514.78 | 64.63 | 64.64 | 0.01 | 0
2040 | MISO_MO-IL_2_MISO_IN | MISO_MO-IL | MISO_IN | Internal | Shoulder | B13 | 600 | 2100 | 992.99 | 59.86 | 59.88 | 0.01 | 0
2040 | MISO_MO-IL_2_MISO_IN | MISO_MO-IL | MISO_IN | Internal | Shoulder | B14 | 900 | 2100 | 660.59 | 58.08 | 58.1 | 0.01 | 0
2040 | MISO_MO-IL_2_MISO_IN | MISO_MO-IL | MISO_IN | Internal | Shoulder | B15 | 1203 | 2100 | 1120.1 | 51.63 | 51.64 | 0.01 | 0
2040 | MISO_MO-IL_2_MISO_IN | MISO_MO-IL | MISO_IN | Internal | Summer | B1 | 10 | 2100 | 1596.5 | 108.17 | 108.18 | 0.01 | 0
2040 | MISO_MO-IL_2_MISO_IN | MISO_MO-IL | MISO_IN | Internal | Summer | B2 | 25 | 2100 | 0.63 | 94.95 | 94.94 | 0.01 | 0
2040 | MISO_MO-IL_2_MISO_IN | MISO_MO-IL | MISO_IN | Internal | Summer | B3 | 75 | 2100 | 0.22 | 92.45 | 92.44 | 0.01 | 0
2040 | MISO_MO-IL_2_MISO_IN | MISO_MO-IL | MISO_IN | Internal | Summer | B4 | 100 | 2100 | 0.16 | 92.01 | 91.99 | 0.01 | 0
2040 | MISO_MO-IL_2_MISO_IN | MISO_MO-IL | MISO_IN | Internal | Summer | B5 | 200 | 2100 | 0.08 | 88.02 | 88.01 | 0.01 | 0
2040 | MISO_MO-IL_2_MISO_IN | MISO_MO-IL | MISO_IN | Internal | Summer | B6 | 300 | 2100 | 0.05 | 68.4 | 68.38 | 0.01 | 0
2040 | MISO_MO-IL_2_MISO_IN | MISO_MO-IL | MISO_IN | Internal | Summer | B7 | 400 | 2100 | 0.04 | 57.31 | 57.29 | 0.01 | 0
2040 | MISO_MO-IL_2_MISO_IN | MISO_MO-IL | MISO_IN | Internal | Summer | B8 | 500 | 2100 | 131.1 | 53.64 | 53.65 | 0.01 | 0
2040 | MISO_MO-IL_2_MISO_IN | MISO_MO-IL | MISO_IN | Internal | Summer | B9 | 800 | 2100 | 0.02 | 50.21 | 50.2 | 0.01 | 0
2040 | MISO_MO-IL_2_MISO_IN | MISO_MO-IL | MISO_IN | Internal | Summer | B10 | 1262 | 2100 | 2100 | 47.34 | 49.5 | 0.01 | 2.15
2040 | MISO_MO-IL_2_MISO_IN | MISO_MO-IL | MISO_IN | Internal | Winter | B16 | 25 | 2100 | 944.68 | 84.59 | 84.6 | 0.01 | 0
2040 | MISO_MO-IL_2_MISO_IN | MISO_MO-IL | MISO_IN | Internal | Winter | B17 | 100 | 2100 | 1554.69 | 69.39 | 69.4 | 0.01 | 0
2040 | MISO_MO-IL_2_MISO_IN | MISO_MO-IL | MISO_IN | Internal | Winter | B18 | 400 | 2100 | 0.08 | 61.7 | 61.7 | 0.01 | 0
2040 | MISO_MO-IL_2_MISO_IN | MISO_MO-IL | MISO_IN | Internal | Winter | B19 | 700 | 2100 | 602.86 | 59.41 | 59.42 | 0.01 | 0
2040 | MISO_MO-IL_2_MISO_IN | MISO_MO-IL | MISO_IN | Internal | Winter | B20 | 935 | 2100 | 2100 | 50.43 | 53.54 | 0.01 | 3.11
2040 | MISO_MO-IL_2_MISO_W | MISO_MO-IL | MISO_W | Internal | Shoulder | B11 | 25 | 960 | 0.63 | 84.79 | 84.78 | 0.01 | 0
2040 | MISO_MO-IL_2_MISO_W | MISO_MO-IL | MISO_W | Internal | Shoulder | B12 | 200 | 960 | 0.08 | 64.63 | 64.62 | 0.01 | 0
2040 | MISO_MO-IL_2_MISO_W | MISO_MO-IL | MISO_W | Internal | Shoulder | B13 | 600 | 960 | 0.03 | 59.86 | 59.85 | 0.01 | 0
2040 | MISO_MO-IL_2_MISO_W | MISO_MO-IL | MISO_W | Internal | Shoulder | B14 | 900 | 960 | 0.02 | 58.08 | 58.07 | 0.01 | 0
2040 | MISO_MO-IL_2_MISO_W | MISO_MO-IL | MISO_W | Internal | Shoulder | B15 | 1203 | 960 | 554.84 | 51.63 | 51.64 | 0.01 | 0
2040 | MISO_MO-IL_2_MISO_W | MISO_MO-IL | MISO_W | Internal | Summer | B1 | 10 | 960 | 1.26 | 108.17 | 108.16 | 0.01 | 0
2040 | MISO_MO-IL_2_MISO_W | MISO_MO-IL | MISO_W | Internal | Summer | B2 | 25 | 960 | 0.62 | 94.95 | 94.94 | 0.01 | 0
2040 | MISO_MO-IL_2_MISO_W | MISO_MO-IL | MISO_W | Internal | Summer | B3 | 75 | 960 | 959.99 | 92.45 | 92.91 | 0.01 | 0.44
2040 | MISO_MO-IL_2_MISO_W | MISO_MO-IL | MISO_W | Internal | Summer | B4 | 100 | 960 | 0.33 | 92.01 | 92.01 | 0.01 | 0
2040 | MISO_MO-IL_2_MISO_W | MISO_MO-IL | MISO_W | Internal | Summer | B5 | 200 | 960 | 0.08 | 88.02 | 88.01 | 0.01 | 0
2040 | MISO_MO-IL_2_MISO_W | MISO_MO-IL | MISO_W | Internal | Summer | B6 | 300 | 960 | 0.05 | 68.4 | 68.38 | 0.01 | 0
2040 | MISO_MO-IL_2_MISO_W | MISO_MO-IL | MISO_W | Internal | Summer | B7 | 400 | 960 | 0.04 | 57.31 | 57.29 | 0.01 | 0
2040 | MISO_MO-IL_2_MISO_W | MISO_MO-IL | MISO_W | Internal | Summer | B8 | 500 | 960 | 0.03 | 53.64 | 53.63 | 0.01 | 0
2040 | MISO_MO-IL_2_MISO_W | MISO_MO-IL | MISO_W | Internal | Summer | B9 | 800 | 960 | 0.02 | 50.21 | 50.2 | 0.01 | 0
2040 | MISO_MO-IL_2_MISO_W | MISO_MO-IL | MISO_W | Internal | Summer | B10 | 1262 | 960 | 0.01 | 47.34 | 47.33 | 0.01 | 0
2040 | MISO_MO-IL_2_MISO_W | MISO_MO-IL | MISO_W | Internal | Winter | B16 | 25 | 960 | 0.6 | 84.59 | 84.58 | 0.01 | 0
2040 | MISO_MO-IL_2_MISO_W | MISO_MO-IL | MISO_W | Internal | Winter | B17 | 100 | 960 | 0.16 | 69.39 | 69.37 | 0.01 | 0
2040 | MISO_MO-IL_2_MISO_W | MISO_MO-IL | MISO_W | Internal | Winter | B18 | 400 | 960 | 0.08 | 61.7 | 61.7 | 0.01 | 0
2040 | MISO_MO-IL_2_MISO_W | MISO_MO-IL | MISO_W | Internal | Winter | B19 | 700 | 960 | 636.19 | 59.41 | 59.42 | 0.01 | 0
2040 | MISO_MO-IL_2_MISO_W | MISO_MO-IL | MISO_W | Internal | Winter | B20 | 935 | 960 | 0.02 | 50.43 | 50.41 | 0.01 | 0
2040 | MISO_MO-IL_2_PJM_ROR | MISO_MO-IL | PJM_ROR | Internal | Shoulder | B11 | 25 | 1212 | 0 | 84.79 | 82.77 | 2 | 0
2040 | MISO_MO-IL_2_PJM_ROR | MISO_MO-IL | PJM_ROR | Internal | Shoulder | B12 | 200 | 1212 | 0.01 | 64.63 | 66.51 | 2 | 0
2040 | MISO_MO-IL_2_PJM_ROR | MISO_MO-IL | PJM_ROR | Internal | Shoulder | B13 | 600 | 1212 | 0 | 59.86 | 59.14 | 2 | 0
2040 | MISO_MO-IL_2_PJM_ROR | MISO_MO-IL | PJM_ROR | Internal | Shoulder | B14 | 900 | 1212 | 0 | 58.08 | 56.26 | 2 | 0
2040 | MISO_MO-IL_2_PJM_ROR | MISO_MO-IL | PJM_ROR | Internal | Shoulder | B15 | 1203 | 1212 | 0 | 51.63 | 51.58 | 2 | 0
2040 | MISO_MO-IL_2_PJM_ROR | MISO_MO-IL | PJM_ROR | Internal | Summer | B1 | 10 | 1212 | 1210.62 | 108.17 | 110.19 | 2 | 0.02
2040 | MISO_MO-IL_2_PJM_ROR | MISO_MO-IL | PJM_ROR | Internal | Summer | B2 | 25 | 1212 | 0.7 | 94.95 | 96.94 | 2 | 0
2040 | MISO_MO-IL_2_PJM_ROR | MISO_MO-IL | PJM_ROR | Internal | Summer | B3 | 75 | 1212 | 0 | 92.45 | 90.44 | 2 | 0
2040 | MISO_MO-IL_2_PJM_ROR | MISO_MO-IL | PJM_ROR | Internal | Summer | B4 | 100 | 1212 | 0 | 92.01 | 90.01 | 2 | 0
2040 | MISO_MO-IL_2_PJM_ROR | MISO_MO-IL | PJM_ROR | Internal | Summer | B5 | 200 | 1212 | 0 | 88.02 | 86.01 | 2 | 0
2040 | MISO_MO-IL_2_PJM_ROR | MISO_MO-IL | PJM_ROR | Internal | Summer | B6 | 300 | 1212 | 0 | 68.4 | 68.16 | 2 | 0
2040 | MISO_MO-IL_2_PJM_ROR | MISO_MO-IL | PJM_ROR | Internal | Summer | B7 | 400 | 1212 | 0 | 57.31 | 55.31 | 2 | 0
2040 | MISO_MO-IL_2_PJM_ROR | MISO_MO-IL | PJM_ROR | Internal | Summer | B8 | 500 | 1212 | 0 | 53.64 | 53.37 | 2 | 0
2040 | MISO_MO-IL_2_PJM_ROR | MISO_MO-IL | PJM_ROR | Internal | Summer | B9 | 800 | 1212 | 0 | 50.21 | 49.78 | 2 | 0
2040 | MISO_MO-IL_2_PJM_ROR | MISO_MO-IL | PJM_ROR | Internal | Summer | B10 | 1262 | 1212 | 610.82 | 47.34 | 49.34 | 2 | 0
2040 | MISO_MO-IL_2_PJM_ROR | MISO_MO-IL | PJM_ROR | Internal | Winter | B16 | 25 | 1212 | 1210.71 | 84.59 | 86.6 | 2 | 0.01
2040 | MISO_MO-IL_2_PJM_ROR | MISO_MO-IL | PJM_ROR | Internal | Winter | B17 | 100 | 1212 | 1211.7 | 69.39 | 71.4 | 2 | 0.01
2040 | MISO_MO-IL_2_PJM_ROR | MISO_MO-IL | PJM_ROR | Internal | Winter | B18 | 400 | 1212 | 349.8 | 61.7 | 63.7 | 2 | 0
2040 | MISO_MO-IL_2_PJM_ROR | MISO_MO-IL | PJM_ROR | Internal | Winter | B19 | 700 | 1212 | 0 | 59.41 | 60.69 | 2 | 0
2040 | MISO_MO-IL_2_PJM_ROR | MISO_MO-IL | PJM_ROR | Internal | Winter | B20 | 935 | 1212 | 1212 | 50.43 | 55.54 | 2 | 3.12
2040 | MISO_MO-IL_2_SPP_N | MISO_MO-IL | SPP_N | Internal | Shoulder | B11 | 25 | 2000 | 0.02 | 84.79 | 91.78 | 8 | 0
2040 | MISO_MO-IL_2_SPP_N | MISO_MO-IL | SPP_N | Internal | Shoulder | B12 | 200 | 2000 | 0 | 64.63 | 61.2 | 8 | 0
2040 | MISO_MO-IL_2_SPP_N | MISO_MO-IL | SPP_N | Internal | Shoulder | B13 | 600 | 2000 | 0 | 59.86 | 59.26 | 8 | 0
2040 | MISO_MO-IL_2_SPP_N | MISO_MO-IL | SPP_N | Internal | Shoulder | B14 | 900 | 2000 | 0 | 58.08 | 55.25 | 8 | 0
2040 | MISO_MO-IL_2_SPP_N | MISO_MO-IL | SPP_N | Internal | Shoulder | B15 | 1203 | 2000 | 0 | 51.63 | 53.8 | 8 | 0
2040 | MISO_MO-IL_2_SPP_N | MISO_MO-IL | SPP_N | Internal | Summer | B1 | 10 | 2000 | 0 | 108.17 | 103.17 | 8 | 0
2040 | MISO_MO-IL_2_SPP_N | MISO_MO-IL | SPP_N | Internal | Summer | B2 | 25 | 2000 | 0 | 94.95 | 97.66 | 8 | 0
2040 | MISO_MO-IL_2_SPP_N | MISO_MO-IL | SPP_N | Internal | Summer | B3 | 75 | 2000 | 0 | 92.45 | 97.66 | 8 | 0
2040 | MISO_MO-IL_2_SPP_N | MISO_MO-IL | SPP_N | Internal | Summer | B4 | 100 | 2000 | 0 | 92.01 | 94.26 | 8 | 0
2040 | MISO_MO-IL_2_SPP_N | MISO_MO-IL | SPP_N | Internal | Summer | B5 | 200 | 2000 | 0 | 88.02 | 94.26 | 8 | 0
2040 | MISO_MO-IL_2_SPP_N | MISO_MO-IL | SPP_N | Internal | Summer | B6 | 300 | 2000 | 0 | 68.4 | 75.38 | 8 | 0
2040 | MISO_MO-IL_2_SPP_N | MISO_MO-IL | SPP_N | Internal | Summer | B7 | 400 | 2000 | 0 | 57.31 | 60.3 | 8 | 0
2040 | MISO_MO-IL_2_SPP_N | MISO_MO-IL | SPP_N | Internal | Summer | B8 | 500 | 2000 | 0 | 53.64 | 57.42 | 8 | 0
2040 | MISO_MO-IL_2_SPP_N | MISO_MO-IL | SPP_N | Internal | Summer | B9 | 800 | 2000 | 0 | 50.21 | 57.2 | 8 | 0
2040 | MISO_MO-IL_2_SPP_N | MISO_MO-IL | SPP_N | Internal | Summer | B10 | 1262 | 2000 | 0 | 47.34 | 52.5 | 8 | 0
2040 | MISO_MO-IL_2_SPP_N | MISO_MO-IL | SPP_N | Internal | Winter | B16 | 25 | 2000 | 0 | 84.59 | 84.59 | 8 | 0
2040 | MISO_MO-IL_2_SPP_N | MISO_MO-IL | SPP_N | Internal | Winter | B17 | 100 | 2000 | 0 | 69.39 | 65.34 | 8 | 0
2040 | MISO_MO-IL_2_SPP_N | MISO_MO-IL | SPP_N | Internal | Winter | B18 | 400 | 2000 | 0 | 61.7 | 60.68 | 8 | 0
2040 | MISO_MO-IL_2_SPP_N | MISO_MO-IL | SPP_N | Internal | Winter | B19 | 700 | 2000 | 0 | 59.41 | 59.02 | 8 | 0
2040 | MISO_MO-IL_2_SPP_N | MISO_MO-IL | SPP_N | Internal | Winter | B20 | 935 | 2000 | 0 | 50.43 | 50.42 | 8 | 0
2040 | MISO_MO-IL_2_TVA_Transmission | MISO_MO-IL | TVA_Transmission | Internal | Shoulder | B11 | 25 | 4000 | 0 | 84.79 | 87.84 | 8 | 0
2040 | MISO_MO-IL_2_TVA_Transmission | MISO_MO-IL | TVA_Transmission | Internal | Shoulder | B12 | 200 | 4000 | 0 | 64.63 | 66.61 | 8 | 0
2040 | MISO_MO-IL_2_TVA_Transmission | MISO_MO-IL | TVA_Transmission | Internal | Shoulder | B13 | 600 | 4000 | 0 | 59.86 | 62.32 | 8 | 0
2040 | MISO_MO-IL_2_TVA_Transmission | MISO_MO-IL | TVA_Transmission | Internal | Shoulder | B14 | 900 | 4000 | 0 | 58.08 | 61.39 | 8 | 0
2040 | MISO_MO-IL_2_TVA_Transmission | MISO_MO-IL | TVA_Transmission | Internal | Shoulder | B15 | 1203 | 4000 | 0 | 51.63 | 56.26 | 8 | 0
2040 | MISO_MO-IL_2_TVA_Transmission | MISO_MO-IL | TVA_Transmission | Internal | Summer | B1 | 10 | 4000 | 0 | 108.17 | 107.57 | 8 | 0
2040 | MISO_MO-IL_2_TVA_Transmission | MISO_MO-IL | TVA_Transmission | Internal | Summer | B2 | 25 | 4000 | 438.11 | 94.95 | 102.95 | 8 | 0
2040 | MISO_MO-IL_2_TVA_Transmission | MISO_MO-IL | TVA_Transmission | Internal | Summer | B3 | 75 | 4000 | 0 | 92.45 | 96.44 | 8 | 0
2040 | MISO_MO-IL_2_TVA_Transmission | MISO_MO-IL | TVA_Transmission | Internal | Summer | B4 | 100 | 4000 | 0 | 92.01 | 96.01 | 8 | 0
2040 | MISO_MO-IL_2_TVA_Transmission | MISO_MO-IL | TVA_Transmission | Internal | Summer | B5 | 200 | 4000 | 0 | 88.02 | 92.01 | 8 | 0
2040 | MISO_MO-IL_2_TVA_Transmission | MISO_MO-IL | TVA_Transmission | Internal | Summer | B6 | 300 | 4000 | 0 | 68.4 | 74.16 | 8 | 0
2040 | MISO_MO-IL_2_TVA_Transmission | MISO_MO-IL | TVA_Transmission | Internal | Summer | B7 | 400 | 4000 | 0 | 57.31 | 60.61 | 8 | 0
2040 | MISO_MO-IL_2_TVA_Transmission | MISO_MO-IL | TVA_Transmission | Internal | Summer | B8 | 500 | 4000 | 0 | 53.64 | 59.34 | 8 | 0
2040 | MISO_MO-IL_2_TVA_Transmission | MISO_MO-IL | TVA_Transmission | Internal | Summer | B9 | 800 | 4000 | 0 | 50.21 | 54.88 | 8 | 0
2040 | MISO_MO-IL_2_TVA_Transmission | MISO_MO-IL | TVA_Transmission | Internal | Summer | B10 | 1262 | 4000 | 0 | 47.34 | 49.2 | 8 | 0
2040 | MISO_MO-IL_2_TVA_Transmission | MISO_MO-IL | TVA_Transmission | Internal | Winter | B16 | 25 | 4000 | 0.04 | 84.59 | 92.27 | 8 | 0
2040 | MISO_MO-IL_2_TVA_Transmission | MISO_MO-IL | TVA_Transmission | Internal | Winter | B17 | 100 | 4000 | 0 | 69.39 | 71.19 | 8 | 0
2040 | MISO_MO-IL_2_TVA_Transmission | MISO_MO-IL | TVA_Transmission | Internal | Winter | B18 | 400 | 4000 | 0 | 61.7 | 63.34 | 8 | 0
2040 | MISO_MO-IL_2_TVA_Transmission | MISO_MO-IL | TVA_Transmission | Internal | Winter | B19 | 700 | 4000 | 0 | 59.41 | 62.35 | 8 | 0
2040 | MISO_MO-IL_2_TVA_Transmission | MISO_MO-IL | TVA_Transmission | Internal | Winter | B20 | 935 | 4000 | 87.1 | 50.43 | 58.43 | 8 | 0
2040 | MISO_W_2_IESO | MISO_W | IESO | Internal | Shoulder | B11 | 25 | 90 | 0 | 84.78 | 51.5 | 8 | 0
2040 | MISO_W_2_IESO | MISO_W | IESO | Internal | Shoulder | B12 | 200 | 90 | 0 | 64.62 | 51.5 | 8 | 0
2040 | MISO_W_2_IESO | MISO_W | IESO | Internal | Shoulder | B13 | 600 | 90 | 0 | 59.85 | 51.5 | 8 | 0
2040 | MISO_W_2_IESO | MISO_W | IESO | Internal | Shoulder | B14 | 900 | 90 | 0 | 58.07 | 51.11 | 8 | 0
2040 | MISO_W_2_IESO | MISO_W | IESO | Internal | Shoulder | B15 | 1203 | 90 | 0 | 51.64 | 51.11 | 8 | 0
2040 | MISO_W_2_IESO | MISO_W | IESO | Internal | Summer | B1 | 10 | 90 | 0 | 108.16 | 101.19 | 8 | 0
2040 | MISO_W_2_IESO | MISO_W | IESO | Internal | Summer | B2 | 25 | 90 | 0 | 94.94 | 87.95 | 8 | 0
2040 | MISO_W_2_IESO | MISO_W | IESO | Internal | Summer | B3 | 75 | 90 | 0 | 92.91 | 83.46 | 8 | 0
2040 | MISO_W_2_IESO | MISO_W | IESO | Internal | Summer | B4 | 100 | 90 | 0 | 92.01 | 75.37 | 8 | 0
2040 | MISO_W_2_IESO | MISO_W | IESO | Internal | Summer | B5 | 200 | 90 | 0 | 88.01 | 65.08 | 8 | 0
2040 | MISO_W_2_IESO | MISO_W | IESO | Internal | Summer | B6 | 300 | 90 | 0 | 68.38 | 53.15 | 8 | 0
2040 | MISO_W_2_IESO | MISO_W | IESO | Internal | Summer | B7 | 400 | 90 | 0 | 57.29 | 50.31 | 8 | 0
2040 | MISO_W_2_IESO | MISO_W | IESO | Internal | Summer | B8 | 500 | 90 | 0 | 53.63 | 46.66 | 8 | 0
2040 | MISO_W_2_IESO | MISO_W | IESO | Internal | Summer | B9 | 800 | 90 | 0 | 50.2 | 46.66 | 8 | 0
2040 | MISO_W_2_IESO | MISO_W | IESO | Internal | Summer | B10 | 1262 | 90 | 0 | 47.33 | 46.66 | 8 | 0
2040 | MISO_W_2_IESO | MISO_W | IESO | Internal | Winter | B16 | 25 | 90 | 0 | 84.58 | 71.59 | 8 | 0
2040 | MISO_W_2_IESO | MISO_W | IESO | Internal | Winter | B17 | 100 | 90 | 0 | 69.37 | 56.41 | 8 | 0
2040 | MISO_W_2_IESO | MISO_W | IESO | Internal | Winter | B18 | 400 | 90 | 0 | 61.7 | 53.85 | 8 | 0
2040 | MISO_W_2_IESO | MISO_W | IESO | Internal | Winter | B19 | 700 | 90 | 0 | 59.42 | 53.85 | 8 | 0
2040 | MISO_W_2_IESO | MISO_W | IESO | Internal | Winter | B20 | 935 | 90 | 0 | 50.41 | 53.85 | 8 | 0
2040 | MISO_W_2_MAPP_CA | MISO_W | MAPP_CA | Internal | Shoulder | B11 | 25 | 700 | 0 | 84.78 | 64.96 | 0.01 | 0
2040 | MISO_W_2_MAPP_CA | MISO_W | MAPP_CA | Internal | Shoulder | B12 | 200 | 700 | 0.08 | 64.62 | 64.61 | 0.01 | 0
2040 | MISO_W_2_MAPP_CA | MISO_W | MAPP_CA | Internal | Shoulder | B13 | 600 | 700 | 0.03 | 59.85 | 59.84 | 0.01 | 0
2040 | MISO_W_2_MAPP_CA | MISO_W | MAPP_CA | Internal | Shoulder | B14 | 900 | 700 | 0.02 | 58.07 | 58.06 | 0.01 | 0
2040 | MISO_W_2_MAPP_CA | MISO_W | MAPP_CA | Internal | Shoulder | B15 | 1203 | 700 | 700 | 51.64 | 58.06 | 0.01 | 6.4
2040 | MISO_W_2_MAPP_CA | MISO_W | MAPP_CA | Internal | Summer | B1 | 10 | 700 | 0 | 108.16 | 94.16 | 0.01 | 0
2040 | MISO_W_2_MAPP_CA | MISO_W | MAPP_CA | Internal | Summer | B2 | 25 | 700 | 0.46 | 94.94 | 94.93 | 0.01 | 0
2040 | MISO_W_2_MAPP_CA | MISO_W | MAPP_CA | Internal | Summer | B3 | 75 | 700 | 0 | 92.91 | 92.47 | 0.01 | 0
2040 | MISO_W_2_MAPP_CA | MISO_W | MAPP_CA | Internal | Summer | B4 | 100 | 700 | 0.15 | 92.01 | 91.99 | 0.01 | 0
2040 | MISO_W_2_MAPP_CA | MISO_W | MAPP_CA | Internal | Summer | B5 | 200 | 700 | 0.07 | 88.01 | 87.99 | 0.01 | 0
2040 | MISO_W_2_MAPP_CA | MISO_W | MAPP_CA | Internal | Summer | B6 | 300 | 700 | 0 | 68.38 | 62.45 | 0.01 | 0
2040 | MISO_W_2_MAPP_CA | MISO_W | MAPP_CA | Internal | Summer | B7 | 400 | 700 | 0.04 | 57.29 | 57.28 | 0.01 | 0
2040 | MISO_W_2_MAPP_CA | MISO_W | MAPP_CA | Internal | Summer | B8 | 500 | 700 | 0.03 | 53.63 | 53.61 | 0.01 | 0
2040 | MISO_W_2_MAPP_CA | MISO_W | MAPP_CA | Internal | Summer | B9 | 800 | 700 | 700 | 50.2 | 52.56 | 0.01 | 2.35
2040 | MISO_W_2_MAPP_CA | MISO_W | MAPP_CA | Internal | Summer | B10 | 1262 | 700 | 700 | 47.33 | 52.56 | 0.01 | 5.22
2040 | MISO_W_2_MAPP_CA | MISO_W | MAPP_CA | Internal | Winter | B16 | 25 | 700 | 0.61 | 84.58 | 84.56 | 0.01 | 0
2040 | MISO_W_2_MAPP_CA | MISO_W | MAPP_CA | Internal | Winter | B17 | 100 | 700 | 0.16 | 69.37 | 69.36 | 0.01 | 0
2040 | MISO_W_2_MAPP_CA | MISO_W | MAPP_CA | Internal | Winter | B18 | 400 | 700 | 700 | 61.7 | 62.7 | 0.01 | 0.98
2040 | MISO_W_2_MAPP_CA | MISO_W | MAPP_CA | Internal | Winter | B19 | 700 | 700 | 700 | 59.42 | 62.7 | 0.01 | 3.27
2040 | MISO_W_2_MAPP_CA | MISO_W | MAPP_CA | Internal | Winter | B20 | 935 | 700 | 700 | 50.41 | 62.7 | 0.01 | 12.27
2040 | MISO_W_2_MAPP_US | MISO_W | MAPP_US | Internal | Shoulder | B11 | 25 | 2300 | 0 | 84.78 | 77.78 | 7 | 0
2040 | MISO_W_2_MAPP_US | MISO_W | MAPP_US | Internal | Shoulder | B12 | 200 | 2300 | 0 | 64.62 | 57.62 | 7 | 0
2040 | MISO_W_2_MAPP_US | MISO_W | MAPP_US | Internal | Shoulder | B13 | 600 | 2300 | 0 | 59.85 | 52.85 | 7 | 0
2040 | MISO_W_2_MAPP_US | MISO_W | MAPP_US | Internal | Shoulder | B14 | 900 | 2300 | 0 | 58.07 | 52.28 | 7 | 0
2040 | MISO_W_2_MAPP_US | MISO_W | MAPP_US | Internal | Shoulder | B15 | 1203 | 2300 | 0 | 51.64 | 45.37 | 7 | 0
2040 | MISO_W_2_MAPP_US | MISO_W | MAPP_US | Internal | Summer | B1 | 10 | 2300 | 0 | 108.16 | 101.16 | 7 | 0
2040 | MISO_W_2_MAPP_US | MISO_W | MAPP_US | Internal | Summer | B2 | 25 | 2300 | 0 | 94.94 | 90.13 | 7 | 0
2040 | MISO_W_2_MAPP_US | MISO_W | MAPP_US | Internal | Summer | B3 | 75 | 2300 | 0 | 92.91 | 90.13 | 7 | 0
2040 | MISO_W_2_MAPP_US | MISO_W | MAPP_US | Internal | Summer | B4 | 100 | 2300 | 0 | 92.01 | 87.25 | 7 | 0
2040 | MISO_W_2_MAPP_US | MISO_W | MAPP_US | Internal | Summer | B5 | 200 | 2300 | 0 | 88.01 | 83.43 | 7 | 0
2040 | MISO_W_2_MAPP_US | MISO_W | MAPP_US | Internal | Summer | B6 | 300 | 2300 | 0 | 68.38 | 61.98 | 7 | 0
2040 | MISO_W_2_MAPP_US | MISO_W | MAPP_US | Internal | Summer | B7 | 400 | 2300 | 0 | 57.29 | 53.29 | 7 | 0
2040 | MISO_W_2_MAPP_US | MISO_W | MAPP_US | Internal | Summer | B8 | 500 | 2300 | 0 | 53.63 | 46.63 | 7 | 0
2040 | MISO_W_2_MAPP_US | MISO_W | MAPP_US | Internal | Summer | B9 | 800 | 2300 | 0 | 50.2 | 43.2 | 7 | 0
2040 | MISO_W_2_MAPP_US | MISO_W | MAPP_US | Internal | Summer | B10 | 1262 | 2300 | 0 | 47.33 | 40.33 | 7 | 0
2040 | MISO_W_2_MAPP_US | MISO_W | MAPP_US | Internal | Winter | B16 | 25 | 2300 | 0 | 84.58 | 77.58 | 7 | 0
2040 | MISO_W_2_MAPP_US | MISO_W | MAPP_US | Internal | Winter | B17 | 100 | 2300 | 0 | 69.37 | 62.37 | 7 | 0
2040 | MISO_W_2_MAPP_US | MISO_W | MAPP_US | Internal | Winter | B18 | 400 | 2300 | 0 | 61.7 | 55.7 | 7 | 0
2040 | MISO_W_2_MAPP_US | MISO_W | MAPP_US | Internal | Winter | B19 | 700 | 2300 | 0 | 59.42 | 55.7 | 7 | 0
2040 | MISO_W_2_MAPP_US | MISO_W | MAPP_US | Internal | Winter | B20 | 935 | 2300 | 0 | 50.41 | 43.41 | 7 | 0
2040 | MISO_W_2_MISO_MO-IL | MISO_W | MISO_MO-IL | Internal | Shoulder | B11 | 25 | 3800 | 534.05 | 84.78 | 84.79 | 0.01 | 0
2040 | MISO_W_2_MISO_MO-IL | MISO_W | MISO_MO-IL | Internal | Shoulder | B12 | 200 | 3800 | 2174.32 | 64.62 | 64.63 | 0.01 | 0
2040 | MISO_W_2_MISO_MO-IL | MISO_W | MISO_MO-IL | Internal | Shoulder | B13 | 600 | 3800 | 1092.89 | 59.85 | 59.86 | 0.01 | 0
2040 | MISO_W_2_MISO_MO-IL | MISO_W | MISO_MO-IL | Internal | Shoulder | B14 | 900 | 3800 | 652.63 | 58.07 | 58.08 | 0.01 | 0
2040 | MISO_W_2_MISO_MO-IL | MISO_W | MISO_MO-IL | Internal | Shoulder | B15 | 1203 | 3800 | 0.01 | 51.64 | 51.63 | 0.01 | 0
2040 | MISO_W_2_MISO_MO-IL | MISO_W | MISO_MO-IL | Internal | Summer | B1 | 10 | 3800 | 3685.03 | 108.16 | 108.17 | 0.01 | 0
2040 | MISO_W_2_MISO_MO-IL | MISO_W | MISO_MO-IL | Internal | Summer | B2 | 25 | 3800 | 968.24 | 94.94 | 94.95 | 0.01 | 0
2040 | MISO_W_2_MISO_MO-IL | MISO_W | MISO_MO-IL | Internal | Summer | B3 | 75 | 3800 | 0 | 92.91 | 92.45 | 0.01 | 0
2040 | MISO_W_2_MISO_MO-IL | MISO_W | MISO_MO-IL | Internal | Summer | B4 | 100 | 3800 | 0.31 | 92.01 | 92.01 | 0.01 | 0
2040 | MISO_W_2_MISO_MO-IL | MISO_W | MISO_MO-IL | Internal | Summer | B5 | 200 | 3800 | 898.45 | 88.01 | 88.02 | 0.01 | 0
2040 | MISO_W_2_MISO_MO-IL | MISO_W | MISO_MO-IL | Internal | Summer | B6 | 300 | 3800 | 864.32 | 68.38 | 68.4 | 0.01 | 0
2040 | MISO_W_2_MISO_MO-IL | MISO_W | MISO_MO-IL | Internal | Summer | B7 | 400 | 3800 | 767.21 | 57.29 | 57.31 | 0.01 | 0
2040 | MISO_W_2_MISO_MO-IL | MISO_W | MISO_MO-IL | Internal | Summer | B8 | 500 | 3800 | 1888.6 | 53.63 | 53.64 | 0.01 | 0
2040 | MISO_W_2_MISO_MO-IL | MISO_W | MISO_MO-IL | Internal | Summer | B9 | 800 | 3800 | 455.45 | 50.2 | 50.21 | 0.01 | 0
2040 | MISO_W_2_MISO_MO-IL | MISO_W | MISO_MO-IL | Internal | Summer | B10 | 1262 | 3800 | 3731.24 | 47.33 | 47.34 | 0.01 | 0
2040 | MISO_W_2_MISO_MO-IL | MISO_W | MISO_MO-IL | Internal | Winter | B16 | 25 | 3800 | 2737.96 | 84.58 | 84.59 | 0.01 | 0
2040 | MISO_W_2_MISO_MO-IL | MISO_W | MISO_MO-IL | Internal | Winter | B17 | 100 | 3800 | 2483.6 | 69.37 | 69.39 | 0.01 | 0
2040 | MISO_W_2_MISO_MO-IL | MISO_W | MISO_MO-IL | Internal | Winter | B18 | 400 | 3800 | 0.08 | 61.7 | 61.7 | 0.01 | 0
2040 | MISO_W_2_MISO_MO-IL | MISO_W | MISO_MO-IL | Internal | Winter | B19 | 700 | 3800 | 0.02 | 59.42 | 59.41 | 0.01 | 0
2040 | MISO_W_2_MISO_MO-IL | MISO_W | MISO_MO-IL | Internal | Winter | B20 | 935 | 3800 | 2408.1 | 50.41 | 50.43 | 0.01 | 0
2040 | MISO_W_2_MISO_WUMS | MISO_W | MISO_WUMS | Internal | Shoulder | B11 | 25 | 1629 | 0.61 | 84.78 | 84.77 | 0.01 | 0
2040 | MISO_W_2_MISO_WUMS | MISO_W | MISO_WUMS | Internal | Shoulder | B12 | 200 | 1629 | 0.08 | 64.62 | 64.61 | 0.01 | 0
2040 | MISO_W_2_MISO_WUMS | MISO_W | MISO_WUMS | Internal | Shoulder | B13 | 600 | 1629 | 0.03 | 59.85 | 59.84 | 0.01 | 0
2040 | MISO_W_2_MISO_WUMS | MISO_W | MISO_WUMS | Internal | Shoulder | B14 | 900 | 1629 | 0.02 | 58.07 | 58.06 | 0.01 | 0
2040 | MISO_W_2_MISO_WUMS | MISO_W | MISO_WUMS | Internal | Shoulder | B15 | 1203 | 1629 | 1628.99 | 51.64 | 51.69 | 0.01 | 0.03
2040 | MISO_W_2_MISO_WUMS | MISO_W | MISO_WUMS | Internal | Summer | B1 | 10 | 1629 | 0 | 108.16 | 87.99 | 0.01 | 0
2040 | MISO_W_2_MISO_WUMS | MISO_W | MISO_WUMS | Internal | Summer | B2 | 25 | 1629 | 0 | 94.94 | 87.99 | 0.01 | 0
2040 | MISO_W_2_MISO_WUMS | MISO_W | MISO_WUMS | Internal | Summer | B3 | 75 | 1629 | 0 | 92.91 | 87.99 | 0.01 | 0
2040 | MISO_W_2_MISO_WUMS | MISO_W | MISO_WUMS | Internal | Summer | B4 | 100 | 1629 | 0 | 92.01 | 87.99 | 0.01 | 0
2040 | MISO_W_2_MISO_WUMS | MISO_W | MISO_WUMS | Internal | Summer | B5 | 200 | 1629 | 0.07 | 88.01 | 87.99 | 0.01 | 0
2040 | MISO_W_2_MISO_WUMS | MISO_W | MISO_WUMS | Internal | Summer | B6 | 300 | 1629 | 0.05 | 68.38 | 68.37 | 0.01 | 0
2040 | MISO_W_2_MISO_WUMS | MISO_W | MISO_WUMS | Internal | Summer | B7 | 400 | 1629 | 0.04 | 57.29 | 57.28 | 0.01 | 0
2040 | MISO_W_2_MISO_WUMS | MISO_W | MISO_WUMS | Internal | Summer | B8 | 500 | 1629 | 829.4 | 53.63 | 53.64 | 0.01 | 0
2040 | MISO_W_2_MISO_WUMS | MISO_W | MISO_WUMS | Internal | Summer | B9 | 800 | 1629 | 767.84 | 50.2 | 50.21 | 0.01 | 0
2040 | MISO_W_2_MISO_WUMS | MISO_W | MISO_WUMS | Internal | Summer | B10 | 1262 | 1629 | 1629 | 47.33 | 49.9 | 0.01 | 2.55
2040 | MISO_W_2_MISO_WUMS | MISO_W | MISO_WUMS | Internal | Winter | B16 | 25 | 1629 | 1627.73 | 84.58 | 84.6 | 0.01 | 0.01
2040 | MISO_W_2_MISO_WUMS | MISO_W | MISO_WUMS | Internal | Winter | B17 | 100 | 1629 | 1628.7 | 69.37 | 69.4 | 0.01 | 0.01
2040 | MISO_W_2_MISO_WUMS | MISO_W | MISO_WUMS | Internal | Winter | B18 | 400 | 1629 | 114.58 | 61.7 | 61.71 | 0.01 | 0
2040 | MISO_W_2_MISO_WUMS | MISO_W | MISO_WUMS | Internal | Winter | B19 | 700 | 1629 | 1380.76 | 59.42 | 59.43 | 0.01 | 0
2040 | MISO_W_2_MISO_WUMS | MISO_W | MISO_WUMS | Internal | Winter | B20 | 935 | 1629 | 1629 | 50.41 | 55.03 | 0.01 | 4.61
2040 | MISO_W_2_NE | MISO_W | NE | Internal | Shoulder | B11 | 25 | 2800 | 0 | 84.78 | 84.78 | 7 | 0
2040 | MISO_W_2_NE | MISO_W | NE | Internal | Shoulder | B12 | 200 | 2800 | 0 | 64.62 | 61.18 | 7 | 0
2040 | MISO_W_2_NE | MISO_W | NE | Internal | Shoulder | B13 | 600 | 2800 | 0 | 59.85 | 59.25 | 7 | 0
2040 | MISO_W_2_NE | MISO_W | NE | Internal | Shoulder | B14 | 900 | 2800 | 0 | 58.07 | 55.24 | 7 | 0
2040 | MISO_W_2_NE | MISO_W | NE | Internal | Shoulder | B15 | 1203 | 2800 | 0 | 51.64 | 48.67 | 7 | 0
2040 | MISO_W_2_NE | MISO_W | NE | Internal | Summer | B1 | 10 | 2800 | 0 | 108.16 | 103.16 | 7 | 0
2040 | MISO_W_2_NE | MISO_W | NE | Internal | Summer | B2 | 25 | 2800 | 0 | 94.94 | 97.13 | 7 | 0
2040 | MISO_W_2_NE | MISO_W | NE | Internal | Summer | B3 | 75 | 2800 | 0 | 92.91 | 97.13 | 7 | 0
2040 | MISO_W_2_NE | MISO_W | NE | Internal | Summer | B4 | 100 | 2800 | 0 | 92.01 | 94.25 | 7 | 0
2040 | MISO_W_2_NE | MISO_W | NE | Internal | Summer | B5 | 200 | 2800 | 0 | 88.01 | 90.43 | 7 | 0
2040 | MISO_W_2_NE | MISO_W | NE | Internal | Summer | B6 | 300 | 2800 | 0 | 68.38 | 68.98 | 7 | 0
2040 | MISO_W_2_NE | MISO_W | NE | Internal | Summer | B7 | 400 | 2800 | 0 | 57.29 | 60.29 | 7 | 0
2040 | MISO_W_2_NE | MISO_W | NE | Internal | Summer | B8 | 500 | 2800 | 0 | 53.63 | 53.63 | 7 | 0
2040 | MISO_W_2_NE | MISO_W | NE | Internal | Summer | B9 | 800 | 2800 | 0 | 50.2 | 50.2 | 7 | 0
2040 | MISO_W_2_NE | MISO_W | NE | Internal | Summer | B10 | 1262 | 2800 | 0 | 47.33 | 42.33 | 7 | 0
2040 | MISO_W_2_NE | MISO_W | NE | Internal | Winter | B16 | 25 | 2800 | 0 | 84.58 | 84.58 | 7 | 0
2040 | MISO_W_2_NE | MISO_W | NE | Internal | Winter | B17 | 100 | 2800 | 0 | 69.37 | 65.33 | 7 | 0
2040 | MISO_W_2_NE | MISO_W | NE | Internal | Winter | B18 | 400 | 2800 | 0 | 61.7 | 60.67 | 7 | 0
2040 | MISO_W_2_NE | MISO_W | NE | Internal | Winter | B19 | 700 | 2800 | 0 | 59.42 | 59.01 | 7 | 0
2040 | MISO_W_2_NE | MISO_W | NE | Internal | Winter | B20 | 935 | 2800 | 0 | 50.41 | 45.41 | 7 | 0
2040 | MISO_W_2_PJM_ROR | MISO_W | PJM_ROR | Internal | Shoulder | B11 | 25 | 773 | 0 | 84.78 | 82.77 | 2 | 0
2040 | MISO_W_2_PJM_ROR | MISO_W | PJM_ROR | Internal | Shoulder | B12 | 200 | 773 | 0.02 | 64.62 | 66.51 | 2 | 0
2040 | MISO_W_2_PJM_ROR | MISO_W | PJM_ROR | Internal | Shoulder | B13 | 600 | 773 | 0 | 59.85 | 59.14 | 2 | 0
2040 | MISO_W_2_PJM_ROR | MISO_W | PJM_ROR | Internal | Shoulder | B14 | 900 | 773 | 0 | 58.07 | 56.26 | 2 | 0
2040 | MISO_W_2_PJM_ROR | MISO_W | PJM_ROR | Internal | Shoulder | B15 | 1203 | 773 | 0 | 51.64 | 51.58 | 2 | 0
2040 | MISO_W_2_PJM_ROR | MISO_W | PJM_ROR | Internal | Summer | B1 | 10 | 773 | 772.14 | 108.16 | 110.19 | 2 | 0.04
2040 | MISO_W_2_PJM_ROR | MISO_W | PJM_ROR | Internal | Summer | B2 | 25 | 773 | 4.46 | 94.94 | 96.94 | 2 | 0
2040 | MISO_W_2_PJM_ROR | MISO_W | PJM_ROR | Internal | Summer | B3 | 75 | 773 | 0 | 92.91 | 90.44 | 2 | 0
2040 | MISO_W_2_PJM_ROR | MISO_W | PJM_ROR | Internal | Summer | B4 | 100 | 773 | 0 | 92.01 | 90.01 | 2 | 0
2040 | MISO_W_2_PJM_ROR | MISO_W | PJM_ROR | Internal | Summer | B5 | 200 | 773 | 0 | 88.01 | 86.01 | 2 | 0
2040 | MISO_W_2_PJM_ROR | MISO_W | PJM_ROR | Internal | Summer | B6 | 300 | 773 | 0 | 68.38 | 68.16 | 2 | 0
2040 | MISO_W_2_PJM_ROR | MISO_W | PJM_ROR | Internal | Summer | B7 | 400 | 773 | 0 | 57.29 | 55.31 | 2 | 0
2040 | MISO_W_2_PJM_ROR | MISO_W | PJM_ROR | Internal | Summer | B8 | 500 | 773 | 0 | 53.63 | 53.37 | 2 | 0
2040 | MISO_W_2_PJM_ROR | MISO_W | PJM_ROR | Internal | Summer | B9 | 800 | 773 | 0 | 50.2 | 49.78 | 2 | 0
2040 | MISO_W_2_PJM_ROR | MISO_W | PJM_ROR | Internal | Summer | B10 | 1262 | 773 | 772.97 | 47.33 | 49.34 | 2 | 0.01
2040 | MISO_W_2_PJM_ROR | MISO_W | PJM_ROR | Internal | Winter | B16 | 25 | 773 | 772.39 | 84.58 | 86.6 | 2 | 0.02
2040 | MISO_W_2_PJM_ROR | MISO_W | PJM_ROR | Internal | Winter | B17 | 100 | 773 | 772.85 | 69.37 | 71.4 | 2 | 0.02
2040 | MISO_W_2_PJM_ROR | MISO_W | PJM_ROR | Internal | Winter | B18 | 400 | 773 | 228.73 | 61.7 | 63.7 | 2 | 0
2040 | MISO_W_2_PJM_ROR | MISO_W | PJM_ROR | Internal | Winter | B19 | 700 | 773 | 0 | 59.42 | 60.69 | 2 | 0
2040 | MISO_W_2_PJM_ROR | MISO_W | PJM_ROR | Internal | Winter | B20 | 935 | 773 | 773 | 50.41 | 55.54 | 2 | 3.13
2040 | MISO_W_2_SPP_N | MISO_W | SPP_N | Internal | Shoulder | B11 | 25 | 3200 | 1082.03 | 84.78 | 91.78 | 7 | 0
2040 | MISO_W_2_SPP_N | MISO_W | SPP_N | Internal | Shoulder | B12 | 200 | 3200 | 0 | 64.62 | 61.2 | 7 | 0
2040 | MISO_W_2_SPP_N | MISO_W | SPP_N | Internal | Shoulder | B13 | 600 | 3200 | 0 | 59.85 | 59.26 | 7 | 0
2040 | MISO_W_2_SPP_N | MISO_W | SPP_N | Internal | Shoulder | B14 | 900 | 3200 | 0 | 58.07 | 55.25 | 7 | 0
2040 | MISO_W_2_SPP_N | MISO_W | SPP_N | Internal | Shoulder | B15 | 1203 | 3200 | 0 | 51.64 | 53.8 | 7 | 0
2040 | MISO_W_2_SPP_N | MISO_W | SPP_N | Internal | Summer | B1 | 10 | 3200 | 0 | 108.16 | 103.17 | 7 | 0
2040 | MISO_W_2_SPP_N | MISO_W | SPP_N | Internal | Summer | B2 | 25 | 3200 | 0 | 94.94 | 97.66 | 7 | 0
2040 | MISO_W_2_SPP_N | MISO_W | SPP_N | Internal | Summer | B3 | 75 | 3200 | 0 | 92.91 | 97.66 | 7 | 0
2040 | MISO_W_2_SPP_N | MISO_W | SPP_N | Internal | Summer | B4 | 100 | 3200 | 0 | 92.01 | 94.26 | 7 | 0
2040 | MISO_W_2_SPP_N | MISO_W | SPP_N | Internal | Summer | B5 | 200 | 3200 | 0 | 88.01 | 94.26 | 7 | 0
2040 | MISO_W_2_SPP_N | MISO_W | SPP_N | Internal | Summer | B6 | 300 | 3200 | 468.29 | 68.38 | 75.38 | 7 | 0
2040 | MISO_W_2_SPP_N | MISO_W | SPP_N | Internal | Summer | B7 | 400 | 3200 | 0 | 57.29 | 60.3 | 7 | 0
2040 | MISO_W_2_SPP_N | MISO_W | SPP_N | Internal | Summer | B8 | 500 | 3200 | 0 | 53.63 | 57.42 | 7 | 0
2040 | MISO_W_2_SPP_N | MISO_W | SPP_N | Internal | Summer | B9 | 800 | 3200 | 276.54 | 50.2 | 57.2 | 7 | 0
2040 | MISO_W_2_SPP_N | MISO_W | SPP_N | Internal | Summer | B10 | 1262 | 3200 | 0 | 47.33 | 52.5 | 7 | 0
2040 | MISO_W_2_SPP_N | MISO_W | SPP_N | Internal | Winter | B16 | 25 | 3200 | 0 | 84.58 | 84.59 | 7 | 0
2040 | MISO_W_2_SPP_N | MISO_W | SPP_N | Internal | Winter | B17 | 100 | 3200 | 0 | 69.37 | 65.34 | 7 | 0
2040 | MISO_W_2_SPP_N | MISO_W | SPP_N | Internal | Winter | B18 | 400 | 3200 | 0 | 61.7 | 60.68 | 7 | 0
2040 | MISO_W_2_SPP_N | MISO_W | SPP_N | Internal | Winter | B19 | 700 | 3200 | 0 | 59.42 | 59.02 | 7 | 0
2040 | MISO_W_2_SPP_N | MISO_W | SPP_N | Internal | Winter | B20 | 935 | 3200 | 0 | 50.41 | 50.42 | 7 | 0
2040 | MISO_WUMS_2_MISO_MI | MISO_WUMS | MISO_MI | Internal | Shoulder | B11 | 25 | 99 | 1.04 | 84.77 | 84.77 | 0.01 | 0
2040 | MISO_WUMS_2_MISO_MI | MISO_WUMS | MISO_MI | Internal | Shoulder | B12 | 200 | 99 | 98.95 | 64.61 | 64.66 | 0.01 | 0.04
2040 | MISO_WUMS_2_MISO_MI | MISO_WUMS | MISO_MI | Internal | Shoulder | B13 | 600 | 99 | 98.98 | 59.84 | 59.89 | 0.01 | 0.04
2040 | MISO_WUMS_2_MISO_MI | MISO_WUMS | MISO_MI | Internal | Shoulder | B14 | 900 | 99 | 98.99 | 58.06 | 58.11 | 0.01 | 0.04
2040 | MISO_WUMS_2_MISO_MI | MISO_WUMS | MISO_MI | Internal | Shoulder | B15 | 1203 | 99 | 0 | 51.69 | 51.66 | 0.01 | 0
2040 | MISO_WUMS_2_MISO_MI | MISO_WUMS | MISO_MI | Internal | Summer | B1 | 10 | 99 | 99 | 87.99 | 108.19 | 0.01 | 20.19
2040 | MISO_WUMS_2_MISO_MI | MISO_WUMS | MISO_MI | Internal | Summer | B2 | 25 | 99 | 99 | 87.99 | 94.95 | 0.01 | 6.95
2040 | MISO_WUMS_2_MISO_MI | MISO_WUMS | MISO_MI | Internal | Summer | B3 | 75 | 99 | 99 | 87.99 | 92.44 | 0.01 | 4.43
2040 | MISO_WUMS_2_MISO_MI | MISO_WUMS | MISO_MI | Internal | Summer | B4 | 100 | 99 | 99 | 87.99 | 91.98 | 0.01 | 3.98
2040 | MISO_WUMS_2_MISO_MI | MISO_WUMS | MISO_MI | Internal | Summer | B5 | 200 | 99 | 68.5 | 87.99 | 88.01 | 0.01 | 0
2040 | MISO_WUMS_2_MISO_MI | MISO_WUMS | MISO_MI | Internal | Summer | B6 | 300 | 99 | 98.9 | 68.37 | 68.4 | 0.01 | 0.01
2040 | MISO_WUMS_2_MISO_MI | MISO_WUMS | MISO_MI | Internal | Summer | B7 | 400 | 99 | 98.93 | 57.28 | 57.31 | 0.01 | 0.01
2040 | MISO_WUMS_2_MISO_MI | MISO_WUMS | MISO_MI | Internal | Summer | B8 | 500 | 99 | 98.94 | 53.64 | 53.66 | 0.01 | 0.01
2040 | MISO_WUMS_2_MISO_MI | MISO_WUMS | MISO_MI | Internal | Summer | B9 | 800 | 99 | 83.17 | 50.21 | 50.22 | 0.01 | 0
2040 | MISO_WUMS_2_MISO_MI | MISO_WUMS | MISO_MI | Internal | Summer | B10 | 1262 | 99 | 0 | 49.9 | 49.52 | 0.01 | 0
2040 | MISO_WUMS_2_MISO_MI | MISO_WUMS | MISO_MI | Internal | Winter | B16 | 25 | 99 | 54.07 | 84.6 | 84.61 | 0.01 | 0
2040 | MISO_WUMS_2_MISO_MI | MISO_WUMS | MISO_MI | Internal | Winter | B17 | 100 | 99 | 49.5 | 69.4 | 69.41 | 0.01 | 0
2040 | MISO_WUMS_2_MISO_MI | MISO_WUMS | MISO_MI | Internal | Winter | B18 | 400 | 99 | 0.08 | 61.71 | 61.71 | 0.01 | 0
2040 | MISO_WUMS_2_MISO_MI | MISO_WUMS | MISO_MI | Internal | Winter | B19 | 700 | 99 | 0.04 | 59.43 | 59.43 | 0.01 | 0
2040 | MISO_WUMS_2_MISO_MI | MISO_WUMS | MISO_MI | Internal | Winter | B20 | 935 | 99 | 0 | 55.03 | 53.56 | 0.01 | 0
2040 | MISO_WUMS_2_MISO_W | MISO_WUMS | MISO_W | Internal | Shoulder | B11 | 25 | 1137 | 441.7 | 84.77 | 84.78 | 0.01 | 0
2040 | MISO_WUMS_2_MISO_W | MISO_WUMS | MISO_W | Internal | Shoulder | B12 | 200 | 1137 | 360.85 | 64.61 | 64.62 | 0.01 | 0
2040 | MISO_WUMS_2_MISO_W | MISO_WUMS | MISO_W | Internal | Shoulder | B13 | 600 | 1137 | 478.05 | 59.84 | 59.85 | 0.01 | 0
2040 | MISO_WUMS_2_MISO_W | MISO_WUMS | MISO_W | Internal | Shoulder | B14 | 900 | 1137 | 1110.17 | 58.06 | 58.07 | 0.01 | 0
2040 | MISO_WUMS_2_MISO_W | MISO_WUMS | MISO_W | Internal | Shoulder | B15 | 1203 | 1137 | 0 | 51.69 | 51.64 | 0.01 | 0
2040 | MISO_WUMS_2_MISO_W | MISO_WUMS | MISO_W | Internal | Summer | B1 | 10 | 1137 | 1137 | 87.99 | 108.16 | 0.01 | 20.15
2040 | MISO_WUMS_2_MISO_W | MISO_WUMS | MISO_W | Internal | Summer | B2 | 25 | 1137 | 1137 | 87.99 | 94.94 | 0.01 | 6.93
2040 | MISO_WUMS_2_MISO_W | MISO_WUMS | MISO_W | Internal | Summer | B3 | 75 | 1137 | 1137 | 87.99 | 92.91 | 0.01 | 4.9
2040 | MISO_WUMS_2_MISO_W | MISO_WUMS | MISO_W | Internal | Summer | B4 | 100 | 1137 | 1137 | 87.99 | 92.01 | 0.01 | 4
2040 | MISO_WUMS_2_MISO_W | MISO_WUMS | MISO_W | Internal | Summer | B5 | 200 | 1137 | 1070.04 | 87.99 | 88.01 | 0.01 | 0
2040 | MISO_WUMS_2_MISO_W | MISO_WUMS | MISO_W | Internal | Summer | B6 | 300 | 1137 | 642.53 | 68.37 | 68.38 | 0.01 | 0
2040 | MISO_WUMS_2_MISO_W | MISO_WUMS | MISO_W | Internal | Summer | B7 | 400 | 1137 | 1078.21 | 57.28 | 57.29 | 0.01 | 0
2040 | MISO_WUMS_2_MISO_W | MISO_WUMS | MISO_W | Internal | Summer | B8 | 500 | 1137 | 0.03 | 53.64 | 53.63 | 0.01 | 0
2040 | MISO_WUMS_2_MISO_W | MISO_WUMS | MISO_W | Internal | Summer | B9 | 800 | 1137 | 0.02 | 50.21 | 50.2 | 0.01 | 0
2040 | MISO_WUMS_2_MISO_W | MISO_WUMS | MISO_W | Internal | Summer | B10 | 1262 | 1137 | 0 | 49.9 | 47.33 | 0.01 | 0
2040 | MISO_WUMS_2_MISO_W | MISO_WUMS | MISO_W | Internal | Winter | B16 | 25 | 1137 | 0.41 | 84.6 | 84.58 | 0.01 | 0
2040 | MISO_WUMS_2_MISO_W | MISO_WUMS | MISO_W | Internal | Winter | B17 | 100 | 1137 | 0.1 | 69.4 | 69.37 | 0.01 | 0
2040 | MISO_WUMS_2_MISO_W | MISO_WUMS | MISO_W | Internal | Winter | B18 | 400 | 1137 | 0.04 | 61.71 | 61.7 | 0.01 | 0
2040 | MISO_WUMS_2_MISO_W | MISO_WUMS | MISO_W | Internal | Winter | B19 | 700 | 1137 | 0.02 | 59.43 | 59.42 | 0.01 | 0
2040 | MISO_WUMS_2_MISO_W | MISO_WUMS | MISO_W | Internal | Winter | B20 | 935 | 1137 | 0 | 55.03 | 50.41 | 0.01 | 0
2040 | MISO_WUMS_2_PJM_ROR | MISO_WUMS | PJM_ROR | Internal | Shoulder | B11 | 25 | 1600 | 0 | 84.77 | 82.77 | 2 | 0
2040 | MISO_WUMS_2_PJM_ROR | MISO_WUMS | PJM_ROR | Internal | Shoulder | B12 | 200 | 1600 | 0.02 | 64.61 | 66.51 | 2 | 0
2040 | MISO_WUMS_2_PJM_ROR | MISO_WUMS | PJM_ROR | Internal | Shoulder | B13 | 600 | 1600 | 0 | 59.84 | 59.14 | 2 | 0
2040 | MISO_WUMS_2_PJM_ROR | MISO_WUMS | PJM_ROR | Internal | Shoulder | B14 | 900 | 1600 | 0 | 58.06 | 56.26 | 2 | 0
2040 | MISO_WUMS_2_PJM_ROR | MISO_WUMS | PJM_ROR | Internal | Shoulder | B15 | 1203 | 1600 | 0 | 51.69 | 51.58 | 2 | 0
2040 | MISO_WUMS_2_PJM_ROR | MISO_WUMS | PJM_ROR | Internal | Summer | B1 | 10 | 1600 | 1600 | 87.99 | 110.19 | 2 | 20.2
2040 | MISO_WUMS_2_PJM_ROR | MISO_WUMS | PJM_ROR | Internal | Summer | B2 | 25 | 1600 | 1600 | 87.99 | 96.94 | 2 | 6.94
2040 | MISO_WUMS_2_PJM_ROR | MISO_WUMS | PJM_ROR | Internal | Summer | B3 | 75 | 1600 | 1599.99 | 87.99 | 90.44 | 2 | 0.45
2040 | MISO_WUMS_2_PJM_ROR | MISO_WUMS | PJM_ROR | Internal | Summer | B4 | 100 | 1600 | 1599.69 | 87.99 | 90.01 | 2 | 0.01
2040 | MISO_WUMS_2_PJM_ROR | MISO_WUMS | PJM_ROR | Internal | Summer | B5 | 200 | 1600 | 0 | 87.99 | 86.01 | 2 | 0
2040 | MISO_WUMS_2_PJM_ROR | MISO_WUMS | PJM_ROR | Internal | Summer | B6 | 300 | 1600 | 0 | 68.37 | 68.16 | 2 | 0
2040 | MISO_WUMS_2_PJM_ROR | MISO_WUMS | PJM_ROR | Internal | Summer | B7 | 400 | 1600 | 0 | 57.28 | 55.31 | 2 | 0
2040 | MISO_WUMS_2_PJM_ROR | MISO_WUMS | PJM_ROR | Internal | Summer | B8 | 500 | 1600 | 0 | 53.64 | 53.37 | 2 | 0
2040 | MISO_WUMS_2_PJM_ROR | MISO_WUMS | PJM_ROR | Internal | Summer | B9 | 800 | 1600 | 0 | 50.21 | 49.78 | 2 | 0
2040 | MISO_WUMS_2_PJM_ROR | MISO_WUMS | PJM_ROR | Internal | Summer | B10 | 1262 | 1600 | 0 | 49.9 | 49.34 | 2 | 0
2040 | MISO_WUMS_2_PJM_ROR | MISO_WUMS | PJM_ROR | Internal | Winter | B16 | 25 | 1600 | 930.74 | 84.6 | 86.6 | 2 | 0
2040 | MISO_WUMS_2_PJM_ROR | MISO_WUMS | PJM_ROR | Internal | Winter | B17 | 100 | 1600 | 1264.86 | 69.4 | 71.4 | 2 | 0
2040 | MISO_WUMS_2_PJM_ROR | MISO_WUMS | PJM_ROR | Internal | Winter | B18 | 400 | 1600 | 0.08 | 61.71 | 63.7 | 2 | 0
2040 | MISO_WUMS_2_PJM_ROR | MISO_WUMS | PJM_ROR | Internal | Winter | B19 | 700 | 1600 | 0 | 59.43 | 60.69 | 2 | 0
2040 | MISO_WUMS_2_PJM_ROR | MISO_WUMS | PJM_ROR | Internal | Winter | B20 | 935 | 1600 | 0 | 55.03 | 55.54 | 2 | 0
2040 | NE_2_MAPP_US | NE | MAPP_US | Internal | Shoulder | B11 | 25 | 1600 | 0 | 84.78 | 77.78 | 5 | 0
2040 | NE_2_MAPP_US | NE | MAPP_US | Internal | Shoulder | B12 | 200 | 1600 | 0 | 61.18 | 57.62 | 5 | 0
2040 | NE_2_MAPP_US | NE | MAPP_US | Internal | Shoulder | B13 | 600 | 1600 | 0 | 59.25 | 52.85 | 5 | 0
2040 | NE_2_MAPP_US | NE | MAPP_US | Internal | Shoulder | B14 | 900 | 1600 | 0 | 55.24 | 52.28 | 5 | 0
2040 | NE_2_MAPP_US | NE | MAPP_US | Internal | Shoulder | B15 | 1203 | 1600 | 0 | 48.67 | 45.37 | 5 | 0
2040 | NE_2_MAPP_US | NE | MAPP_US | Internal | Summer | B1 | 10 | 1600 | 0 | 103.16 | 101.16 | 5 | 0
2040 | NE_2_MAPP_US | NE | MAPP_US | Internal | Summer | B2 | 25 | 1600 | 0 | 97.13 | 90.13 | 5 | 0
2040 | NE_2_MAPP_US | NE | MAPP_US | Internal | Summer | B3 | 75 | 1600 | 0 | 97.13 | 90.13 | 5 | 0
2040 | NE_2_MAPP_US | NE | MAPP_US | Internal | Summer | B4 | 100 | 1600 | 0 | 94.25 | 87.25 | 5 | 0
2040 | NE_2_MAPP_US | NE | MAPP_US | Internal | Summer | B5 | 200 | 1600 | 0 | 90.43 | 83.43 | 5 | 0
2040 | NE_2_MAPP_US | NE | MAPP_US | Internal | Summer | B6 | 300 | 1600 | 0 | 68.98 | 61.98 | 5 | 0
2040 | NE_2_MAPP_US | NE | MAPP_US | Internal | Summer | B7 | 400 | 1600 | 0 | 60.29 | 53.29 | 5 | 0
2040 | NE_2_MAPP_US | NE | MAPP_US | Internal | Summer | B8 | 500 | 1600 | 0 | 53.63 | 46.63 | 5 | 0
2040 | NE_2_MAPP_US | NE | MAPP_US | Internal | Summer | B9 | 800 | 1600 | 0 | 50.2 | 43.2 | 5 | 0
2040 | NE_2_MAPP_US | NE | MAPP_US | Internal | Summer | B10 | 1262 | 1600 | 0 | 42.33 | 40.33 | 5 | 0
2040 | NE_2_MAPP_US | NE | MAPP_US | Internal | Winter | B16 | 25 | 1600 | 0 | 84.58 | 77.58 | 5 | 0
2040 | NE_2_MAPP_US | NE | MAPP_US | Internal | Winter | B17 | 100 | 1600 | 0 | 65.33 | 62.37 | 5 | 0
2040 | NE_2_MAPP_US | NE | MAPP_US | Internal | Winter | B18 | 400 | 1600 | 0 | 60.67 | 55.7 | 5 | 0
2040 | NE_2_MAPP_US | NE | MAPP_US | Internal | Winter | B19 | 700 | 1600 | 0 | 59.01 | 55.7 | 5 | 0
2040 | NE_2_MAPP_US | NE | MAPP_US | Internal | Winter | B20 | 935 | 1600 | 0 | 45.41 | 43.41 | 5 | 0
2040 | NE_2_MISO_W | NE | MISO_W | Internal | Shoulder | B11 | 25 | 1600 | 0 | 84.78 | 84.78 | 5 | 0
2040 | NE_2_MISO_W | NE | MISO_W | Internal | Shoulder | B12 | 200 | 1600 | 0 | 61.18 | 64.62 | 5 | 0
2040 | NE_2_MISO_W | NE | MISO_W | Internal | Shoulder | B13 | 600 | 1600 | 0 | 59.25 | 59.85 | 5 | 0
2040 | NE_2_MISO_W | NE | MISO_W | Internal | Shoulder | B14 | 900 | 1600 | 0 | 55.24 | 58.07 | 5 | 0
2040 | NE_2_MISO_W | NE | MISO_W | Internal | Shoulder | B15 | 1203 | 1600 | 0 | 48.67 | 51.64 | 5 | 0
2040 | NE_2_MISO_W | NE | MISO_W | Internal | Summer | B1 | 10 | 1600 | 754.2 | 103.16 | 108.16 | 5 | 0
2040 | NE_2_MISO_W | NE | MISO_W | Internal | Summer | B2 | 25 | 1600 | 0 | 97.13 | 94.94 | 5 | 0
2040 | NE_2_MISO_W | NE | MISO_W | Internal | Summer | B3 | 75 | 1600 | 0 | 97.13 | 92.91 | 5 | 0
2040 | NE_2_MISO_W | NE | MISO_W | Internal | Summer | B4 | 100 | 1600 | 0 | 94.25 | 92.01 | 5 | 0
2040 | NE_2_MISO_W | NE | MISO_W | Internal | Summer | B5 | 200 | 1600 | 0 | 90.43 | 88.01 | 5 | 0
2040 | NE_2_MISO_W | NE | MISO_W | Internal | Summer | B6 | 300 | 1600 | 0 | 68.98 | 68.38 | 5 | 0
2040 | NE_2_MISO_W | NE | MISO_W | Internal | Summer | B7 | 400 | 1600 | 0 | 60.29 | 57.29 | 5 | 0
2040 | NE_2_MISO_W | NE | MISO_W | Internal | Summer | B8 | 500 | 1600 | 0 | 53.63 | 53.63 | 5 | 0
2040 | NE_2_MISO_W | NE | MISO_W | Internal | Summer | B9 | 800 | 1600 | 0 | 50.2 | 50.2 | 5 | 0
2040 | NE_2_MISO_W | NE | MISO_W | Internal | Summer | B10 | 1262 | 1600 | 547.19 | 42.33 | 47.33 | 5 | 0
2040 | NE_2_MISO_W | NE | MISO_W | Internal | Winter | B16 | 25 | 1600 | 0 | 84.58 | 84.58 | 5 | 0
2040 | NE_2_MISO_W | NE | MISO_W | Internal | Winter | B17 | 100 | 1600 | 0 | 65.33 | 69.37 | 5 | 0
2040 | NE_2_MISO_W | NE | MISO_W | Internal | Winter | B18 | 400 | 1600 | 0 | 60.67 | 61.7 | 5 | 0
2040 | NE_2_MISO_W | NE | MISO_W | Internal | Winter | B19 | 700 | 1600 | 0 | 59.01 | 59.42 | 5 | 0
2040 | NE_2_MISO_W | NE | MISO_W | Internal | Winter | B20 | 935 | 1600 | 126.78 | 45.41 | 50.41 | 5 | 0
2040 | NE_2_SPP_N | NE | SPP_N | Internal | Shoulder | B11 | 25 | 1800 | 1800 | 84.78 | 91.78 | 0.01 | 6.99
2040 | NE_2_SPP_N | NE | SPP_N | Internal | Shoulder | B12 | 200 | 1800 | 840.94 | 61.18 | 61.2 | 0.01 | 0
2040 | NE_2_SPP_N | NE | SPP_N | Internal | Shoulder | B13 | 600 | 1800 | 1010.09 | 59.25 | 59.26 | 0.01 | 0
2040 | NE_2_SPP_N | NE | SPP_N | Internal | Shoulder | B14 | 900 | 1800 | 973.36 | 55.24 | 55.25 | 0.01 | 0
2040 | NE_2_SPP_N | NE | SPP_N | Internal | Shoulder | B15 | 1203 | 1800 | 1800 | 48.67 | 53.8 | 0.01 | 5.12
2040 | NE_2_SPP_N | NE | SPP_N | Internal | Summer | B1 | 10 | 1800 | 771.29 | 103.16 | 103.17 | 0.01 | 0
2040 | NE_2_SPP_N | NE | SPP_N | Internal | Summer | B2 | 25 | 1800 | 1799.97 | 97.13 | 97.66 | 0.01 | 0.52
2040 | NE_2_SPP_N | NE | SPP_N | Internal | Summer | B3 | 75 | 1800 | 1799.99 | 97.13 | 97.66 | 0.01 | 0.52
2040 | NE_2_SPP_N | NE | SPP_N | Internal | Summer | B4 | 100 | 1800 | 1596.23 | 94.25 | 94.26 | 0.01 | 0
2040 | NE_2_SPP_N | NE | SPP_N | Internal | Summer | B5 | 200 | 1800 | 1800 | 90.43 | 94.26 | 0.01 | 3.82
2040 | NE_2_SPP_N | NE | SPP_N | Internal | Summer | B6 | 300 | 1800 | 1800 | 68.98 | 75.38 | 0.01 | 6.39
2040 | NE_2_SPP_N | NE | SPP_N | Internal | Summer | B7 | 400 | 1800 | 1709.29 | 60.29 | 60.3 | 0.01 | 0
2040 | NE_2_SPP_N | NE | SPP_N | Internal | Summer | B8 | 500 | 1800 | 1800 | 53.63 | 57.42 | 0.01 | 3.78
2040 | NE_2_SPP_N | NE | SPP_N | Internal | Summer | B9 | 800 | 1800 | 1800 | 50.2 | 57.2 | 0.01 | 6.99
2040 | NE_2_SPP_N | NE | SPP_N | Internal | Summer | B10 | 1262 | 1800 | 1800 | 42.33 | 52.5 | 0.01 | 10.16
2040 | NE_2_SPP_N | NE | SPP_N | Internal | Winter | B16 | 25 | 1800 | 1697.19 | 84.58 | 84.59 | 0.01 | 0
2040 | NE_2_SPP_N | NE | SPP_N | Internal | Winter | B17 | 100 | 1800 | 923.27 | 65.33 | 65.34 | 0.01 | 0
2040 | NE_2_SPP_N | NE | SPP_N | Internal | Winter | B18 | 400 | 1800 | 1343.39 | 60.67 | 60.68 | 0.01 | 0
2040 | NE_2_SPP_N | NE | SPP_N | Internal | Winter | B19 | 700 | 1800 | 1088.39 | 59.01 | 59.02 | 0.01 | 0
2040 | NE_2_SPP_N | NE | SPP_N | Internal | Winter | B20 | 935 | 1800 | 1800 | 45.41 | 50.42 | 0.01 | 4.99
2040 | NEISO_2_NYISO_A-F | NEISO | NYISO_A-F | Internal | Shoulder | B11 | 25 | 600 | 600 | 48.97 | 58.5 | 3 | 6.53
2040 | NEISO_2_NYISO_A-F | NEISO | NYISO_A-F | Internal | Shoulder | B12 | 200 | 600 | 600 | 48.97 | 58.5 | 3 | 6.53
2040 | NEISO_2_NYISO_A-F | NEISO | NYISO_A-F | Internal | Shoulder | B13 | 600 | 600 | 600 | 48.97 | 52.65 | 3 | 0.68
2040 | NEISO_2_NYISO_A-F | NEISO | NYISO_A-F | Internal | Shoulder | B14 | 900 | 600 | 600 | 48.97 | 52.65 | 3 | 0.68
2040 | NEISO_2_NYISO_A-F | NEISO | NYISO_A-F | Internal | Shoulder | B15 | 1203 | 600 | 599.97 | 48.97 | 51.98 | 3 | 0.01
2040 | NEISO_2_NYISO_A-F | NEISO | NYISO_A-F | Internal | Summer | B1 | 10 | 600 | 1.15 | 99.23 | 102.21 | 3 | 0
2040 | NEISO_2_NYISO_A-F | NEISO | NYISO_A-F | Internal | Summer | B2 | 25 | 600 | 1.08 | 85.94 | 88.93 | 3 | 0
2040 | NEISO_2_NYISO_A-F | NEISO | NYISO_A-F | Internal | Summer | B3 | 75 | 600 | 0.43 | 73.47 | 76.46 | 3 | 0
2040 | NEISO_2_NYISO_A-F | NEISO | NYISO_A-F | Internal | Summer | B4 | 100 | 600 | 600 | 62.63 | 68.37 | 3 | 2.74
2040 | NEISO_2_NYISO_A-F | NEISO | NYISO_A-F | Internal | Summer | B5 | 200 | 600 | 600 | 59.83 | 68.37 | 3 | 5.54
2040 | NEISO_2_NYISO_A-F | NEISO | NYISO_A-F | Internal | Summer | B6 | 300 | 600 | 600 | 45.19 | 60.15 | 3 | 11.96
2040 | NEISO_2_NYISO_A-F | NEISO | NYISO_A-F | Internal | Summer | B7 | 400 | 600 | 600 | 45.19 | 51.36 | 3 | 3.17
2040 | NEISO_2_NYISO_A-F | NEISO | NYISO_A-F | Internal | Summer | B8 | 500 | 600 | 600 | 45.19 | 51.36 | 3 | 3.17
2040 | NEISO_2_NYISO_A-F | NEISO | NYISO_A-F | Internal | Summer | B9 | 800 | 600 | 600 | 45.19 | 49.5 | 3 | 1.3
2040 | NEISO_2_NYISO_A-F | NEISO | NYISO_A-F | Internal | Summer | B10 | 1262 | 600 | 600 | 45.19 | 49.5 | 3 | 1.3
2040 | NEISO_2_NYISO_A-F | NEISO | NYISO_A-F | Internal | Winter | B16 | 25 | 600 | 600 | 60.59 | 78.59 | 3 | 15
2040 | NEISO_2_NYISO_A-F | NEISO | NYISO_A-F | Internal | Winter | B17 | 100 | 600 | 0.02 | 60.59 | 63.41 | 3 | 0
2040 | NEISO_2_NYISO_A-F | NEISO | NYISO_A-F | Internal | Winter | B18 | 400 | 600 | 0 | 60.59 | 60.85 | 3 | 0
2040 | NEISO_2_NYISO_A-F | NEISO | NYISO_A-F | Internal | Winter | B19 | 700 | 600 | 0 | 60.59 | 60.85 | 3 | 0
2040 | NEISO_2_NYISO_A-F | NEISO | NYISO_A-F | Internal | Winter | B20 | 935 | 600 | 0 | 60.59 | 60.85 | 3 | 0
2040 | NEISO_2_NYISO_G-I | NEISO | NYISO_G-I | Internal | Shoulder | B11 | 25 | 600 | 600 | 48.97 | 58.51 | 3 | 6.54
2040 | NEISO_2_NYISO_G-I | NEISO | NYISO_G-I | Internal | Shoulder | B12 | 200 | 600 | 600 | 48.97 | 58.51 | 3 | 6.54
2040 | NEISO_2_NYISO_G-I | NEISO | NYISO_G-I | Internal | Shoulder | B13 | 600 | 600 | 600 | 48.97 | 52.67 | 3 | 0.7
2040 | NEISO_2_NYISO_G-I | NEISO | NYISO_G-I | Internal | Shoulder | B14 | 900 | 600 | 600 | 48.97 | 52.67 | 3 | 0.7
2040 | NEISO_2_NYISO_G-I | NEISO | NYISO_G-I | Internal | Shoulder | B15 | 1203 | 600 | 190.19 | 48.97 | 51.97 | 3 | 0
2040 | NEISO_2_NYISO_G-I | NEISO | NYISO_G-I | Internal | Summer | B1 | 10 | 600 | 2.24 | 99.23 | 102.22 | 3 | 0
2040 | NEISO_2_NYISO_G-I | NEISO | NYISO_G-I | Internal | Summer | B2 | 25 | 600 | 111.21 | 85.94 | 88.94 | 3 | 0
2040 | NEISO_2_NYISO_G-I | NEISO | NYISO_G-I | Internal | Summer | B3 | 75 | 600 | 421.3 | 73.47 | 76.47 | 3 | 0
2040 | NEISO_2_NYISO_G-I | NEISO | NYISO_G-I | Internal | Summer | B4 | 100 | 600 | 600 | 62.63 | 68.38 | 3 | 2.75
2040 | NEISO_2_NYISO_G-I | NEISO | NYISO_G-I | Internal | Summer | B5 | 200 | 600 | 600 | 59.83 | 68.38 | 3 | 5.56
2040 | NEISO_2_NYISO_G-I | NEISO | NYISO_G-I | Internal | Summer | B6 | 300 | 600 | 600 | 45.19 | 60.16 | 3 | 11.97
2040 | NEISO_2_NYISO_G-I | NEISO | NYISO_G-I | Internal | Summer | B7 | 400 | 600 | 600 | 45.19 | 51.37 | 3 | 3.18
2040 | NEISO_2_NYISO_G-I | NEISO | NYISO_G-I | Internal | Summer | B8 | 500 | 600 | 600 | 45.19 | 51.37 | 3 | 3.18
2040 | NEISO_2_NYISO_G-I | NEISO | NYISO_G-I | Internal | Summer | B9 | 800 | 600 | 600 | 45.19 | 49.51 | 3 | 1.32
2040 | NEISO_2_NYISO_G-I | NEISO | NYISO_G-I | Internal | Summer | B10 | 1262 | 600 | 600 | 45.19 | 48.83 | 3 | 0.64
2040 | NEISO_2_NYISO_G-I | NEISO | NYISO_G-I | Internal | Winter | B16 | 25 | 600 | 600 | 60.59 | 78.6 | 3 | 15.01
2040 | NEISO_2_NYISO_G-I | NEISO | NYISO_G-I | Internal | Winter | B17 | 100 | 600 | 0.02 | 60.59 | 63.42 | 3 | 0
2040 | NEISO_2_NYISO_G-I | NEISO | NYISO_G-I | Internal | Winter | B18 | 400 | 600 | 0 | 60.59 | 60.87 | 3 | 0
2040 | NEISO_2_NYISO_G-I | NEISO | NYISO_G-I | Internal | Winter | B19 | 700 | 600 | 0 | 60.59 | 60.87 | 3 | 0
2040 | NEISO_2_NYISO_G-I | NEISO | NYISO_G-I | Internal | Winter | B20 | 935 | 600 | 0 | 60.59 | 60.87 | 3 | 0
2040 | NEISO_2_NYISO_J-K | NEISO | NYISO_J-K | Internal | Shoulder | B11 | 25 | 430 | 430 | 48.97 | 70.74 | 3 | 18.77
2040 | NEISO_2_NYISO_J-K | NEISO | NYISO_J-K | Internal | Shoulder | B12 | 200 | 430 | 430 | 48.97 | 70.74 | 3 | 18.77
2040 | NEISO_2_NYISO_J-K | NEISO | NYISO_J-K | Internal | Shoulder | B13 | 600 | 430 | 430 | 48.97 | 65.14 | 3 | 13.17
2040 | NEISO_2_NYISO_J-K | NEISO | NYISO_J-K | Internal | Shoulder | B14 | 900 | 430 | 430 | 48.97 | 53.02 | 3 | 1.05
2040 | NEISO_2_NYISO_J-K | NEISO | NYISO_J-K | Internal | Shoulder | B15 | 1203 | 430 | 429.97 | 48.97 | 51.98 | 3 | 0.01
2040 | NEISO_2_NYISO_J-K | NEISO | NYISO_J-K | Internal | Summer | B1 | 10 | 430 | 81.09 | 99.23 | 102.23 | 3 | 0
2040 | NEISO_2_NYISO_J-K | NEISO | NYISO_J-K | Internal | Summer | B2 | 25 | 430 | 428.75 | 85.94 | 88.95 | 3 | 0.01
2040 | NEISO_2_NYISO_J-K | NEISO | NYISO_J-K | Internal | Summer | B3 | 75 | 430 | 429.6 | 73.47 | 76.49 | 3 | 0.01
2040 | NEISO_2_NYISO_J-K | NEISO | NYISO_J-K | Internal | Summer | B4 | 100 | 430 | 430 | 62.63 | 68.39 | 3 | 2.76
2040 | NEISO_2_NYISO_J-K | NEISO | NYISO_J-K | Internal | Summer | B5 | 200 | 430 | 430 | 59.83 | 68.39 | 3 | 5.57
2040 | NEISO_2_NYISO_J-K | NEISO | NYISO_J-K | Internal | Summer | B6 | 300 | 430 | 430 | 45.19 | 65.1 | 3 | 16.9
2040 | NEISO_2_NYISO_J-K | NEISO | NYISO_J-K | Internal | Summer | B7 | 400 | 430 | 430 | 45.19 | 65.1 | 3 | 16.9
2040 | NEISO_2_NYISO_J-K | NEISO | NYISO_J-K | Internal | Summer | B8 | 500 | 430 | 430 | 45.19 | 65.1 | 3 | 16.9
2040 | NEISO_2_NYISO_J-K | NEISO | NYISO_J-K | Internal | Summer | B9 | 800 | 430 | 430 | 45.19 | 49.52 | 3 | 1.33
2040 | NEISO_2_NYISO_J-K | NEISO | NYISO_J-K | Internal | Summer | B10 | 1262 | 430 | 430 | 45.19 | 48.84 | 3 | 0.65
2040 | NEISO_2_NYISO_J-K | NEISO | NYISO_J-K | Internal | Winter | B16 | 25 | 430 | 430 | 60.59 | 90.38 | 3 | 26.79
2040 | NEISO_2_NYISO_J-K | NEISO | NYISO_J-K | Internal | Winter | B17 | 100 | 430 | 430 | 60.59 | 90.38 | 3 | 26.79
2040 | NEISO_2_NYISO_J-K | NEISO | NYISO_J-K | Internal | Winter | B18 | 400 | 430 | 430 | 60.59 | 83.53 | 3 | 19.95
2040 | NEISO_2_NYISO_J-K | NEISO | NYISO_J-K | Internal | Winter | B19 | 700 | 430 | 430 | 60.59 | 67.57 | 3 | 3.98
2040 | NEISO_2_NYISO_J-K | NEISO | NYISO_J-K | Internal | Winter | B20 | 935 | 430 | 0 | 60.59 | 63.48 | 3 | 0
2040 | NonRTO_Midwest_2_MISO_IN | NonRTO_Midwest | MISO_IN | Internal | Shoulder | B11 | 25 | 4450 | 0 | 92.78 | 84.78 | 8 | 0
2040 | NonRTO_Midwest_2_MISO_IN | NonRTO_Midwest | MISO_IN | Internal | Shoulder | B12 | 200 | 4450 | 0 | 72.64 | 64.64 | 8 | 0
2040 | NonRTO_Midwest_2_MISO_IN | NonRTO_Midwest | MISO_IN | Internal | Shoulder | B13 | 600 | 4450 | 0 | 65.23 | 59.88 | 8 | 0
2040 | NonRTO_Midwest_2_MISO_IN | NonRTO_Midwest | MISO_IN | Internal | Shoulder | B14 | 900 | 4450 | 0 | 55.58 | 58.1 | 8 | 0
2040 | NonRTO_Midwest_2_MISO_IN | NonRTO_Midwest | MISO_IN | Internal | Shoulder | B15 | 1203 | 4450 | 0 | 48.26 | 51.64 | 8 | 0
2040 | NonRTO_Midwest_2_MISO_IN | NonRTO_Midwest | MISO_IN | Internal | Summer | B1 | 10 | 4450 | 387.27 | 100.18 | 108.18 | 8 | 0
2040 | NonRTO_Midwest_2_MISO_IN | NonRTO_Midwest | MISO_IN | Internal | Summer | B2 | 25 | 4450 | 0 | 97.9 | 94.94 | 8 | 0
2040 | NonRTO_Midwest_2_MISO_IN | NonRTO_Midwest | MISO_IN | Internal | Summer | B3 | 75 | 4450 | 0 | 97.9 | 92.44 | 8 | 0
2040 | NonRTO_Midwest_2_MISO_IN | NonRTO_Midwest | MISO_IN | Internal | Summer | B4 | 100 | 4450 | 0 | 97.9 | 91.99 | 8 | 0
2040 | NonRTO_Midwest_2_MISO_IN | NonRTO_Midwest | MISO_IN | Internal | Summer | B5 | 200 | 4450 | 0 | 96.01 | 88.01 | 8 | 0
2040 | NonRTO_Midwest_2_MISO_IN | NonRTO_Midwest | MISO_IN | Internal | Summer | B6 | 300 | 4450 | 0 | 76.38 | 68.38 | 8 | 0
2040 | NonRTO_Midwest_2_MISO_IN | NonRTO_Midwest | MISO_IN | Internal | Summer | B7 | 400 | 4450 | 0 | 62.96 | 57.29 | 8 | 0
2040 | NonRTO_Midwest_2_MISO_IN | NonRTO_Midwest | MISO_IN | Internal | Summer | B8 | 500 | 4450 | 0 | 53.96 | 53.65 | 8 | 0
2040 | NonRTO_Midwest_2_MISO_IN | NonRTO_Midwest | MISO_IN | Internal | Summer | B9 | 800 | 4450 | 0 | 48.14 | 50.2 | 8 | 0
2040 | NonRTO_Midwest_2_MISO_IN | NonRTO_Midwest | MISO_IN | Internal | Summer | B10 | 1262 | 4450 | 572.77 | 41.5 | 49.5 | 8 | 0
2040 | NonRTO_Midwest_2_MISO_IN | NonRTO_Midwest | MISO_IN | Internal | Winter | B16 | 25 | 4450 | 0 | 92.6 | 84.6 | 8 | 0
2040 | NonRTO_Midwest_2_MISO_IN | NonRTO_Midwest | MISO_IN | Internal | Winter | B17 | 100 | 4450 | 0 | 77.4 | 69.4 | 8 | 0
2040 | NonRTO_Midwest_2_MISO_IN | NonRTO_Midwest | MISO_IN | Internal | Winter | B18 | 400 | 4450 | 0 | 59.41 | 61.7 | 8 | 0
2040 | NonRTO_Midwest_2_MISO_IN | NonRTO_Midwest | MISO_IN | Internal | Winter | B19 | 700 | 4450 | 0 | 59.41 | 59.42 | 8 | 0
2040 | NonRTO_Midwest_2_MISO_IN | NonRTO_Midwest | MISO_IN | Internal | Winter | B20 | 935 | 4450 | 0 | 50.43 | 53.54 | 8 | 0
2040 | NonRTO_Midwest_2_TVA_Transmission | NonRTO_Midwest | TVA_Transmission | Internal | Shoulder | B11 | 25 | 2400 | 0 | 92.78 | 87.84 | 8 | 0
2040 | NonRTO_Midwest_2_TVA_Transmission | NonRTO_Midwest | TVA_Transmission | Internal | Shoulder | B12 | 200 | 2400 | 0 | 72.64 | 66.61 | 8 | 0
2040 | NonRTO_Midwest_2_TVA_Transmission | NonRTO_Midwest | TVA_Transmission | Internal | Shoulder | B13 | 600 | 2400 | 0 | 65.23 | 62.32 | 8 | 0
2040 | NonRTO_Midwest_2_TVA_Transmission | NonRTO_Midwest | TVA_Transmission | Internal | Shoulder | B14 | 900 | 2400 | 0 | 55.58 | 61.39 | 8 | 0
2040 | NonRTO_Midwest_2_TVA_Transmission | NonRTO_Midwest | TVA_Transmission | Internal | Shoulder | B15 | 1203 | 2400 | 279.42 | 48.26 | 56.26 | 8 | 0
2040 | NonRTO_Midwest_2_TVA_Transmission | NonRTO_Midwest | TVA_Transmission | Internal | Summer | B1 | 10 | 2400 | 0.06 | 100.18 | 107.57 | 8 | 0
2040 | NonRTO_Midwest_2_TVA_Transmission | NonRTO_Midwest | TVA_Transmission | Internal | Summer | B2 | 25 | 2400 | 0 | 97.9 | 102.95 | 8 | 0
2040 | NonRTO_Midwest_2_TVA_Transmission | NonRTO_Midwest | TVA_Transmission | Internal | Summer | B3 | 75 | 2400 | 0 | 97.9 | 96.44 | 8 | 0
2040 | NonRTO_Midwest_2_TVA_Transmission | NonRTO_Midwest | TVA_Transmission | Internal | Summer | B4 | 100 | 2400 | 0 | 97.9 | 96.01 | 8 | 0
2040 | NonRTO_Midwest_2_TVA_Transmission | NonRTO_Midwest | TVA_Transmission | Internal | Summer | B5 | 200 | 2400 | 0 | 96.01 | 92.01 | 8 | 0
2040 | NonRTO_Midwest_2_TVA_Transmission | NonRTO_Midwest | TVA_Transmission | Internal | Summer | B6 | 300 | 2400 | 0 | 76.38 | 74.16 | 8 | 0
2040 | NonRTO_Midwest_2_TVA_Transmission | NonRTO_Midwest | TVA_Transmission | Internal | Summer | B7 | 400 | 2400 | 0 | 62.96 | 60.61 | 8 | 0
2040 | NonRTO_Midwest_2_TVA_Transmission | NonRTO_Midwest | TVA_Transmission | Internal | Summer | B8 | 500 | 2400 | 0 | 53.96 | 59.34 | 8 | 0
2040 | NonRTO_Midwest_2_TVA_Transmission | NonRTO_Midwest | TVA_Transmission | Internal | Summer | B9 | 800 | 2400 | 0 | 48.14 | 54.88 | 8 | 0
2040 | NonRTO_Midwest_2_TVA_Transmission | NonRTO_Midwest | TVA_Transmission | Internal | Summer | B10 | 1262 | 2400 | 0 | 41.5 | 49.2 | 8 | 0
2040 | NonRTO_Midwest_2_TVA_Transmission | NonRTO_Midwest | TVA_Transmission | Internal | Winter | B16 | 25 | 2400 | 0 | 92.6 | 92.27 | 8 | 0
2040 | NonRTO_Midwest_2_TVA_Transmission | NonRTO_Midwest | TVA_Transmission | Internal | Winter | B17 | 100 | 2400 | 0 | 77.4 | 71.19 | 8 | 0
2040 | NonRTO_Midwest_2_TVA_Transmission | NonRTO_Midwest | TVA_Transmission | Internal | Winter | B18 | 400 | 2400 | 0 | 59.41 | 63.34 | 8 | 0
2040 | NonRTO_Midwest_2_TVA_Transmission | NonRTO_Midwest | TVA_Transmission | Internal | Winter | B19 | 700 | 2400 | 0 | 59.41 | 62.35 | 8 | 0
2040 | NonRTO_Midwest_2_TVA_Transmission | NonRTO_Midwest | TVA_Transmission | Internal | Winter | B20 | 935 | 2400 | 1036.4 | 50.43 | 58.43 | 8 | 0
2040 | NYISO_A-F_2_IESO | NYISO_A-F | IESO | Internal | Shoulder | B11 | 25 | 1600 | 0 | 58.5 | 51.5 | 7 | 0
2040 | NYISO_A-F_2_IESO | NYISO_A-F | IESO | Internal | Shoulder | B12 | 200 | 1600 | 0 | 58.5 | 51.5 | 7 | 0
2040 | NYISO_A-F_2_IESO | NYISO_A-F | IESO | Internal | Shoulder | B13 | 600 | 1600 | 0 | 52.65 | 51.5 | 7 | 0
2040 | NYISO_A-F_2_IESO | NYISO_A-F | IESO | Internal | Shoulder | B14 | 900 | 1600 | 0 | 52.65 | 51.11 | 7 | 0
2040 | NYISO_A-F_2_IESO | NYISO_A-F | IESO | Internal | Shoulder | B15 | 1203 | 1600 | 0 | 51.98 | 51.11 | 7 | 0
2040 | NYISO_A-F_2_IESO | NYISO_A-F | IESO | Internal | Summer | B1 | 10 | 1600 | 0 | 102.21 | 101.19 | 7 | 0
2040 | NYISO_A-F_2_IESO | NYISO_A-F | IESO | Internal | Summer | B2 | 25 | 1600 | 0 | 88.93 | 87.95 | 7 | 0
2040 | NYISO_A-F_2_IESO | NYISO_A-F | IESO | Internal | Summer | B3 | 75 | 1600 | 443.86 | 76.46 | 83.46 | 7 | 0
2040 | NYISO_A-F_2_IESO | NYISO_A-F | IESO | Internal | Summer | B4 | 100 | 1600 | 766.04 | 68.37 | 75.37 | 7 | 0
2040 | NYISO_A-F_2_IESO | NYISO_A-F | IESO | Internal | Summer | B5 | 200 | 1600 | 0 | 68.37 | 65.08 | 7 | 0
2040 | NYISO_A-F_2_IESO | NYISO_A-F | IESO | Internal | Summer | B6 | 300 | 1600 | 0 | 60.15 | 53.15 | 7 | 0
2040 | NYISO_A-F_2_IESO | NYISO_A-F | IESO | Internal | Summer | B7 | 400 | 1600 | 0 | 51.36 | 50.31 | 7 | 0
2040 | NYISO_A-F_2_IESO | NYISO_A-F | IESO | Internal | Summer | B8 | 500 | 1600 | 0 | 51.36 | 46.66 | 7 | 0
2040 | NYISO_A-F_2_IESO | NYISO_A-F | IESO | Internal | Summer | B9 | 800 | 1600 | 0 | 49.5 | 46.66 | 7 | 0
2040 | NYISO_A-F_2_IESO | NYISO_A-F | IESO | Internal | Summer | B10 | 1262 | 1600 | 0 | 49.5 | 46.66 | 7 | 0
2040 | NYISO_A-F_2_IESO | NYISO_A-F | IESO | Internal | Winter | B16 | 25 | 1600 | 0 | 78.59 | 71.59 | 7 | 0
2040 | NYISO_A-F_2_IESO | NYISO_A-F | IESO | Internal | Winter | B17 | 100 | 1600 | 0 | 63.41 | 56.41 | 7 | 0
2040 | NYISO_A-F_2_IESO | NYISO_A-F | IESO | Internal | Winter | B18 | 400 | 1600 | 0 | 60.85 | 53.85 | 7 | 0
2040 | NYISO_A-F_2_IESO | NYISO_A-F | IESO | Internal | Winter | B19 | 700 | 1600 | 0 | 60.85 | 53.85 | 7 | 0
2040 | NYISO_A-F_2_IESO | NYISO_A-F | IESO | Internal | Winter | B20 | 935 | 1600 | 0 | 60.85 | 53.85 | 7 | 0
2040 | NYISO_A-F_2_NEISO | NYISO_A-F | NEISO | Internal | Shoulder | B11 | 25 | 600 | 0 | 58.5 | 48.97 | 3 | 0
2040 | NYISO_A-F_2_NEISO | NYISO_A-F | NEISO | Internal | Shoulder | B12 | 200 | 600 | 0 | 58.5 | 48.97 | 3 | 0
2040 | NYISO_A-F_2_NEISO | NYISO_A-F | NEISO | Internal | Shoulder | B13 | 600 | 600 | 0 | 52.65 | 48.97 | 3 | 0
2040 | NYISO_A-F_2_NEISO | NYISO_A-F | NEISO | Internal | Shoulder | B14 | 900 | 600 | 0 | 52.65 | 48.97 | 3 | 0
2040 | NYISO_A-F_2_NEISO | NYISO_A-F | NEISO | Internal | Shoulder | B15 | 1203 | 600 | 0 | 51.98 | 48.97 | 3 | 0
2040 | NYISO_A-F_2_NEISO | NYISO_A-F | NEISO | Internal | Summer | B1 | 10 | 600 | 0 | 102.21 | 99.23 | 3 | 0
2040 | NYISO_A-F_2_NEISO | NYISO_A-F | NEISO | Internal | Summer | B2 | 25 | 600 | 0 | 88.93 | 85.94 | 3 | 0
2040 | NYISO_A-F_2_NEISO | NYISO_A-F | NEISO | Internal | Summer | B3 | 75 | 600 | 0 | 76.46 | 73.47 | 3 | 0
2040 | NYISO_A-F_2_NEISO | NYISO_A-F | NEISO | Internal | Summer | B4 | 100 | 600 | 0 | 68.37 | 62.63 | 3 | 0
2040 | NYISO_A-F_2_NEISO | NYISO_A-F | NEISO | Internal | Summer | B5 | 200 | 600 | 0 | 68.37 | 59.83 | 3 | 0
2040 | NYISO_A-F_2_NEISO | NYISO_A-F | NEISO | Internal | Summer | B6 | 300 | 600 | 0 | 60.15 | 45.19 | 3 | 0
2040 | NYISO_A-F_2_NEISO | NYISO_A-F | NEISO | Internal | Summer | B7 | 400 | 600 | 0 | 51.36 | 45.19 | 3 | 0
2040 | NYISO_A-F_2_NEISO | NYISO_A-F | NEISO | Internal | Summer | B8 | 500 | 600 | 0 | 51.36 | 45.19 | 3 | 0
2040 | NYISO_A-F_2_NEISO | NYISO_A-F | NEISO | Internal | Summer | B9 | 800 | 600 | 0 | 49.5 | 45.19 | 3 | 0
2040 | NYISO_A-F_2_NEISO | NYISO_A-F | NEISO | Internal | Summer | B10 | 1262 | 600 | 0 | 49.5 | 45.19 | 3 | 0
2040 | NYISO_A-F_2_NEISO | NYISO_A-F | NEISO | Internal | Winter | B16 | 25 | 600 | 0 | 78.59 | 60.59 | 3 | 0
2040 | NYISO_A-F_2_NEISO | NYISO_A-F | NEISO | Internal | Winter | B17 | 100 | 600 | 0 | 63.41 | 60.59 | 3 | 0
2040 | NYISO_A-F_2_NEISO | NYISO_A-F | NEISO | Internal | Winter | B18 | 400 | 600 | 0 | 60.85 | 60.59 | 3 | 0
2040 | NYISO_A-F_2_NEISO | NYISO_A-F | NEISO | Internal | Winter | B19 | 700 | 600 | 0 | 60.85 | 60.59 | 3 | 0
2040 | NYISO_A-F_2_NEISO | NYISO_A-F | NEISO | Internal | Winter | B20 | 935 | 600 | 0 | 60.85 | 60.59 | 3 | 0
2040 | NYISO_A-F_2_NYISO_G-I | NYISO_A-F | NYISO_G-I | Internal | Shoulder | B11 | 25 | 4250 | 2882.38 | 58.5 | 58.51 | 0.01 | 0
2040 | NYISO_A-F_2_NYISO_G-I | NYISO_A-F | NYISO_G-I | Internal | Shoulder | B12 | 200 | 4250 | 1773.2 | 58.5 | 58.51 | 0.01 | 0
2040 | NYISO_A-F_2_NYISO_G-I | NYISO_A-F | NYISO_G-I | Internal | Shoulder | B13 | 600 | 4250 | 1255.62 | 52.65 | 52.67 | 0.01 | 0
2040 | NYISO_A-F_2_NYISO_G-I | NYISO_A-F | NYISO_G-I | Internal | Shoulder | B14 | 900 | 4250 | 1064.69 | 52.65 | 52.67 | 0.01 | 0
2040 | NYISO_A-F_2_NYISO_G-I | NYISO_A-F | NYISO_G-I | Internal | Shoulder | B15 | 1203 | 4250 | 0.01 | 51.98 | 51.97 | 0.01 | 0
2040 | NYISO_A-F_2_NYISO_G-I | NYISO_A-F | NYISO_G-I | Internal | Summer | B1 | 10 | 4250 | 3063.51 | 102.21 | 102.22 | 0.01 | 0
2040 | NYISO_A-F_2_NYISO_G-I | NYISO_A-F | NYISO_G-I | Internal | Summer | B2 | 25 | 4250 | 2227.25 | 88.93 | 88.94 | 0.01 | 0
2040 | NYISO_A-F_2_NYISO_G-I | NYISO_A-F | NYISO_G-I | Internal | Summer | B3 | 75 | 4250 | 897.15 | 76.46 | 76.47 | 0.01 | 0
2040 | NYISO_A-F_2_NYISO_G-I | NYISO_A-F | NYISO_G-I | Internal | Summer | B4 | 100 | 4250 | 1318.81 | 68.37 | 68.38 | 0.01 | 0
2040 | NYISO_A-F_2_NYISO_G-I | NYISO_A-F | NYISO_G-I | Internal | Summer | B5 | 200 | 4250 | 1507.05 | 68.37 | 68.38 | 0.01 | 0
2040 | NYISO_A-F_2_NYISO_G-I | NYISO_A-F | NYISO_G-I | Internal | Summer | B6 | 300 | 4250 | 2050.46 | 60.15 | 60.16 | 0.01 | 0
2040 | NYISO_A-F_2_NYISO_G-I | NYISO_A-F | NYISO_G-I | Internal | Summer | B7 | 400 | 4250 | 978.08 | 51.36 | 51.37 | 0.01 | 0
2040 | NYISO_A-F_2_NYISO_G-I | NYISO_A-F | NYISO_G-I | Internal | Summer | B8 | 500 | 4250 | 789.88 | 51.36 | 51.37 | 0.01 | 0
2040 | NYISO_A-F_2_NYISO_G-I | NYISO_A-F | NYISO_G-I | Internal | Summer | B9 | 800 | 4250 | 314.27 | 49.5 | 49.51 | 0.01 | 0
2040 | NYISO_A-F_2_NYISO_G-I | NYISO_A-F | NYISO_G-I | Internal | Summer | B10 | 1262 | 4250 | 0 | 49.5 | 48.83 | 0.01 | 0
2040 | NYISO_A-F_2_NYISO_G-I | NYISO_A-F | NYISO_G-I | Internal | Winter | B16 | 25 | 4250 | 3230.64 | 78.59 | 78.6 | 0.01 | 0
2040 | NYISO_A-F_2_NYISO_G-I | NYISO_A-F | NYISO_G-I | Internal | Winter | B17 | 100 | 4250 | 3082.54 | 63.41 | 63.42 | 0.01 | 0
2040 | NYISO_A-F_2_NYISO_G-I | NYISO_A-F | NYISO_G-I | Internal | Winter | B18 | 400 | 4250 | 2611.71 | 60.85 | 60.87 | 0.01 | 0
2040 | NYISO_A-F_2_NYISO_G-I | NYISO_A-F | NYISO_G-I | Internal | Winter | B19 | 700 | 4250 | 2398.25 | 60.85 | 60.87 | 0.01 | 0
2040 | NYISO_A-F_2_NYISO_G-I | NYISO_A-F | NYISO_G-I | Internal | Winter | B20 | 935 | 4250 | 1888.26 | 60.85 | 60.87 | 0.01 | 0
2040 | NYISO_A-F_2_PJM_ROM | NYISO_A-F | PJM_ROM | Internal | Shoulder | B11 | 25 | 1000 | 925.78 | 58.5 | 66.5 | 8 | 0
2040 | NYISO_A-F_2_PJM_ROM | NYISO_A-F | PJM_ROM | Internal | Shoulder | B12 | 200 | 1000 | 372.29 | 58.5 | 66.5 | 8 | 0
2040 | NYISO_A-F_2_PJM_ROM | NYISO_A-F | PJM_ROM | Internal | Shoulder | B13 | 600 | 1000 | 0 | 52.65 | 59.13 | 8 | 0
2040 | NYISO_A-F_2_PJM_ROM | NYISO_A-F | PJM_ROM | Internal | Shoulder | B14 | 900 | 1000 | 0 | 52.65 | 56.25 | 8 | 0
2040 | NYISO_A-F_2_PJM_ROM | NYISO_A-F | PJM_ROM | Internal | Shoulder | B15 | 1203 | 1000 | 0 | 51.98 | 51.57 | 8 | 0
2040 | NYISO_A-F_2_PJM_ROM | NYISO_A-F | PJM_ROM | Internal | Summer | B1 | 10 | 1000 | 10.11 | 102.21 | 110.2 | 8 | 0
2040 | NYISO_A-F_2_PJM_ROM | NYISO_A-F | PJM_ROM | Internal | Summer | B2 | 25 | 1000 | 232.19 | 88.93 | 96.93 | 8 | 0
2040 | NYISO_A-F_2_PJM_ROM | NYISO_A-F | PJM_ROM | Internal | Summer | B3 | 75 | 1000 | 999.99 | 76.46 | 85.14 | 8 | 0.68
2040 | NYISO_A-F_2_PJM_ROM | NYISO_A-F | PJM_ROM | Internal | Summer | B4 | 100 | 1000 | 1000 | 68.37 | 80.21 | 8 | 3.84
2040 | NYISO_A-F_2_PJM_ROM | NYISO_A-F | PJM_ROM | Internal | Summer | B5 | 200 | 1000 | 999.99 | 68.37 | 76.67 | 8 | 0.3
2040 | NYISO_A-F_2_PJM_ROM | NYISO_A-F | PJM_ROM | Internal | Summer | B6 | 300 | 1000 | 542.59 | 60.15 | 68.15 | 8 | 0
2040 | NYISO_A-F_2_PJM_ROM | NYISO_A-F | PJM_ROM | Internal | Summer | B7 | 400 | 1000 | 0 | 51.36 | 55.29 | 8 | 0
2040 | NYISO_A-F_2_PJM_ROM | NYISO_A-F | PJM_ROM | Internal | Summer | B8 | 500 | 1000 | 0 | 51.36 | 53.36 | 8 | 0
2040 | NYISO_A-F_2_PJM_ROM | NYISO_A-F | PJM_ROM | Internal | Summer | B9 | 800 | 1000 | 0 | 49.5 | 49.77 | 8 | 0
2040 | NYISO_A-F_2_PJM_ROM | NYISO_A-F | PJM_ROM | Internal | Summer | B10 | 1262 | 1000 | 0 | 49.5 | 49.33 | 8 | 0
2040 | NYISO_A-F_2_PJM_ROM | NYISO_A-F | PJM_ROM | Internal | Winter | B16 | 25 | 1000 | 673 | 78.59 | 86.59 | 8 | 0
2040 | NYISO_A-F_2_PJM_ROM | NYISO_A-F | PJM_ROM | Internal | Winter | B17 | 100 | 1000 | 347.21 | 63.41 | 71.41 | 8 | 0
2040 | NYISO_A-F_2_PJM_ROM | NYISO_A-F | PJM_ROM | Internal | Winter | B18 | 400 | 1000 | 0 | 60.85 | 63.69 | 8 | 0
2040 | NYISO_A-F_2_PJM_ROM | NYISO_A-F | PJM_ROM | Internal | Winter | B19 | 700 | 1000 | 0 | 60.85 | 60.68 | 8 | 0
2040 | NYISO_A-F_2_PJM_ROM | NYISO_A-F | PJM_ROM | Internal | Winter | B20 | 935 | 1000 | 0 | 60.85 | 55.53 | 8 | 0
2040 | NYISO_G-I_2_NEISO | NYISO_G-I | NEISO | Internal | Shoulder | B11 | 25 | 600 | 0 | 58.51 | 48.97 | 3 | 0
2040 | NYISO_G-I_2_NEISO | NYISO_G-I | NEISO | Internal | Shoulder | B12 | 200 | 600 | 0 | 58.51 | 48.97 | 3 | 0
2040 | NYISO_G-I_2_NEISO | NYISO_G-I | NEISO | Internal | Shoulder | B13 | 600 | 600 | 0 | 52.67 | 48.97 | 3 | 0
2040 | NYISO_G-I_2_NEISO | NYISO_G-I | NEISO | Internal | Shoulder | B14 | 900 | 600 | 0 | 52.67 | 48.97 | 3 | 0
2040 | NYISO_G-I_2_NEISO | NYISO_G-I | NEISO | Internal | Shoulder | B15 | 1203 | 600 | 0 | 51.97 | 48.97 | 3 | 0
2040 | NYISO_G-I_2_NEISO | NYISO_G-I | NEISO | Internal | Summer | B1 | 10 | 600 | 0 | 102.22 | 99.23 | 3 | 0
2040 | NYISO_G-I_2_NEISO | NYISO_G-I | NEISO | Internal | Summer | B2 | 25 | 600 | 0 | 88.94 | 85.94 | 3 | 0
2040 | NYISO_G-I_2_NEISO | NYISO_G-I | NEISO | Internal | Summer | B3 | 75 | 600 | 0 | 76.47 | 73.47 | 3 | 0
2040 | NYISO_G-I_2_NEISO | NYISO_G-I | NEISO | Internal | Summer | B4 | 100 | 600 | 0 | 68.38 | 62.63 | 3 | 0
2040 | NYISO_G-I_2_NEISO | NYISO_G-I | NEISO | Internal | Summer | B5 | 200 | 600 | 0 | 68.38 | 59.83 | 3 | 0
2040 | NYISO_G-I_2_NEISO | NYISO_G-I | NEISO | Internal | Summer | B6 | 300 | 600 | 0 | 60.16 | 45.19 | 3 | 0
2040 | NYISO_G-I_2_NEISO | NYISO_G-I | NEISO | Internal | Summer | B7 | 400 | 600 | 0 | 51.37 | 45.19 | 3 | 0
2040 | NYISO_G-I_2_NEISO | NYISO_G-I | NEISO | Internal | Summer | B8 | 500 | 600 | 0 | 51.37 | 45.19 | 3 | 0
2040 | NYISO_G-I_2_NEISO | NYISO_G-I | NEISO | Internal | Summer | B9 | 800 | 600 | 0 | 49.51 | 45.19 | 3 | 0
2040 | NYISO_G-I_2_NEISO | NYISO_G-I | NEISO | Internal | Summer | B10 | 1262 | 600 | 0 | 48.83 | 45.19 | 3 | 0
2040 | NYISO_G-I_2_NEISO | NYISO_G-I | NEISO | Internal | Winter | B16 | 25 | 600 | 0 | 78.6 | 60.59 | 3 | 0
2040 | NYISO_G-I_2_NEISO | NYISO_G-I | NEISO | Internal | Winter | B17 | 100 | 600 | 0 | 63.42 | 60.59 | 3 | 0
2040 | NYISO_G-I_2_NEISO | NYISO_G-I | NEISO | Internal | Winter | B18 | 400 | 600 | 0 | 60.87 | 60.59 | 3 | 0
2040 | NYISO_G-I_2_NEISO | NYISO_G-I | NEISO | Internal | Winter | B19 | 700 | 600 | 0 | 60.87 | 60.59 | 3 | 0
2040 | NYISO_G-I_2_NEISO | NYISO_G-I | NEISO | Internal | Winter | B20 | 935 | 600 | 0 | 60.87 | 60.59 | 3 | 0
2040 | NYISO_G-I_2_NYISO_A-F | NYISO_G-I | NYISO_A-F | Internal | Shoulder | B11 | 25 | 1999 | 0.62 | 58.51 | 58.5 | 0.01 | 0
2040 | NYISO_G-I_2_NYISO_A-F | NYISO_G-I | NYISO_A-F | Internal | Shoulder | B12 | 200 | 1999 | 0.08 | 58.51 | 58.5 | 0.01 | 0
2040 | NYISO_G-I_2_NYISO_A-F | NYISO_G-I | NYISO_A-F | Internal | Shoulder | B13 | 600 | 1999 | 0.03 | 52.67 | 52.65 | 0.01 | 0
2040 | NYISO_G-I_2_NYISO_A-F | NYISO_G-I | NYISO_A-F | Internal | Shoulder | B14 | 900 | 1999 | 0.02 | 52.67 | 52.65 | 0.01 | 0
2040 | NYISO_G-I_2_NYISO_A-F | NYISO_G-I | NYISO_A-F | Internal | Shoulder | B15 | 1203 | 1999 | 897.59 | 51.97 | 51.98 | 0.01 | 0
2040 | NYISO_G-I_2_NYISO_A-F | NYISO_G-I | NYISO_A-F | Internal | Summer | B1 | 10 | 1999 | 1.49 | 102.22 | 102.21 | 0.01 | 0
2040 | NYISO_G-I_2_NYISO_A-F | NYISO_G-I | NYISO_A-F | Internal | Summer | B2 | 25 | 1999 | 0.63 | 88.94 | 88.93 | 0.01 | 0
2040 | NYISO_G-I_2_NYISO_A-F | NYISO_G-I | NYISO_A-F | Internal | Summer | B3 | 75 | 1999 | 0.22 | 76.47 | 76.46 | 0.01 | 0
2040 | NYISO_G-I_2_NYISO_A-F | NYISO_G-I | NYISO_A-F | Internal | Summer | B4 | 100 | 1999 | 0.16 | 68.38 | 68.37 | 0.01 | 0
2040 | NYISO_G-I_2_NYISO_A-F | NYISO_G-I | NYISO_A-F | Internal | Summer | B5 | 200 | 1999 | 0.08 | 68.38 | 68.37 | 0.01 | 0
2040 | NYISO_G-I_2_NYISO_A-F | NYISO_G-I | NYISO_A-F | Internal | Summer | B6 | 300 | 1999 | 0.05 | 60.16 | 60.15 | 0.01 | 0
2040 | NYISO_G-I_2_NYISO_A-F | NYISO_G-I | NYISO_A-F | Internal | Summer | B7 | 400 | 1999 | 0.04 | 51.37 | 51.36 | 0.01 | 0
2040 | NYISO_G-I_2_NYISO_A-F | NYISO_G-I | NYISO_A-F | Internal | Summer | B8 | 500 | 1999 | 0.03 | 51.37 | 51.36 | 0.01 | 0
2040 | NYISO_G-I_2_NYISO_A-F | NYISO_G-I | NYISO_A-F | Internal | Summer | B9 | 800 | 1999 | 0.02 | 49.51 | 49.5 | 0.01 | 0
2040 | NYISO_G-I_2_NYISO_A-F | NYISO_G-I | NYISO_A-F | Internal | Summer | B10 | 1262 | 1999 | 1999 | 48.83 | 49.5 | 0.01 | 0.66
2040 | NYISO_G-I_2_NYISO_A-F | NYISO_G-I | NYISO_A-F | Internal | Winter | B16 | 25 | 1999 | 0.61 | 78.6 | 78.59 | 0.01 | 0
2040 | NYISO_G-I_2_NYISO_A-F | NYISO_G-I | NYISO_A-F | Internal | Winter | B17 | 100 | 1999 | 0.16 | 63.42 | 63.41 | 0.01 | 0
2040 | NYISO_G-I_2_NYISO_A-F | NYISO_G-I | NYISO_A-F | Internal | Winter | B18 | 400 | 1999 | 0.04 | 60.87 | 60.85 | 0.01 | 0
2040 | NYISO_G-I_2_NYISO_A-F | NYISO_G-I | NYISO_A-F | Internal | Winter | B19 | 700 | 1999 | 0.02 | 60.87 | 60.85 | 0.01 | 0
2040 | NYISO_G-I_2_NYISO_A-F | NYISO_G-I | NYISO_A-F | Internal | Winter | B20 | 935 | 1999 | 0.02 | 60.87 | 60.85 | 0.01 | 0
2040 | NYISO_G-I_2_NYISO_J-K | NYISO_G-I | NYISO_J-K | Internal | Shoulder | B11 | 25 | 6130 | 6130 | 58.51 | 70.74 | 0.01 | 12.22
2040 | NYISO_G-I_2_NYISO_J-K | NYISO_G-I | NYISO_J-K | Internal | Shoulder | B12 | 200 | 6130 | 6130 | 58.51 | 70.74 | 0.01 | 12.22
2040 | NYISO_G-I_2_NYISO_J-K | NYISO_G-I | NYISO_J-K | Internal | Shoulder | B13 | 600 | 6130 | 6130 | 52.67 | 65.14 | 0.01 | 12.47
2040 | NYISO_G-I_2_NYISO_J-K | NYISO_G-I | NYISO_J-K | Internal | Shoulder | B14 | 900 | 6130 | 6130 | 52.67 | 53.02 | 0.01 | 0.35
2040 | NYISO_G-I_2_NYISO_J-K | NYISO_G-I | NYISO_J-K | Internal | Shoulder | B15 | 1203 | 6130 | 4289.95 | 51.97 | 51.98 | 0.01 | 0
2040 | NYISO_G-I_2_NYISO_J-K | NYISO_G-I | NYISO_J-K | Internal | Summer | B1 | 10 | 6130 | 5963.6 | 102.22 | 102.23 | 0.01 | 0
2040 | NYISO_G-I_2_NYISO_J-K | NYISO_G-I | NYISO_J-K | Internal | Summer | B2 | 25 | 6130 | 5137.05 | 88.94 | 88.95 | 0.01 | 0
2040 | NYISO_G-I_2_NYISO_J-K | NYISO_G-I | NYISO_J-K | Internal | Summer | B3 | 75 | 6130 | 3422.39 | 76.47 | 76.49 | 0.01 | 0
2040 | NYISO_G-I_2_NYISO_J-K | NYISO_G-I | NYISO_J-K | Internal | Summer | B4 | 100 | 6130 | 4349.01 | 68.38 | 68.39 | 0.01 | 0
2040 | NYISO_G-I_2_NYISO_J-K | NYISO_G-I | NYISO_J-K | Internal | Summer | B5 | 200 | 6130 | 4704.92 | 68.38 | 68.39 | 0.01 | 0
2040 | NYISO_G-I_2_NYISO_J-K | NYISO_G-I | NYISO_J-K | Internal | Summer | B6 | 300 | 6130 | 6130 | 60.16 | 65.1 | 0.01 | 4.92
2040 | NYISO_G-I_2_NYISO_J-K | NYISO_G-I | NYISO_J-K | Internal | Summer | B7 | 400 | 6130 | 6130 | 51.37 | 65.1 | 0.01 | 13.71
2040 | NYISO_G-I_2_NYISO_J-K | NYISO_G-I | NYISO_J-K | Internal | Summer | B8 | 500 | 6130 | 6130 | 51.37 | 65.1 | 0.01 | 13.71
2040 | NYISO_G-I_2_NYISO_J-K | NYISO_G-I | NYISO_J-K | Internal | Summer | B9 | 800 | 6130 | 5911.38 | 49.51 | 49.52 | 0.01 | 0
2040 | NYISO_G-I_2_NYISO_J-K | NYISO_G-I | NYISO_J-K | Internal | Summer | B10 | 1262 | 6130 | 4156.41 | 48.83 | 48.84 | 0.01 | 0
2040 | NYISO_G-I_2_NYISO_J-K | NYISO_G-I | NYISO_J-K | Internal | Winter | B16 | 25 | 6130 | 6130 | 78.6 | 90.38 | 0.01 | 11.77
2040 | NYISO_G-I_2_NYISO_J-K | NYISO_G-I | NYISO_J-K | Internal | Winter | B17 | 100 | 6130 | 6130 | 63.42 | 90.38 | 0.01 | 26.94
2040 | NYISO_G-I_2_NYISO_J-K | NYISO_G-I | NYISO_J-K | Internal | Winter | B18 | 400 | 6130 | 6130 | 60.87 | 83.53 | 0.01 | 22.66
2040 | NYISO_G-I_2_NYISO_J-K | NYISO_G-I | NYISO_J-K | Internal | Winter | B19 | 700 | 6130 | 6130 | 60.87 | 67.57 | 0.01 | 6.69
2040 | NYISO_G-I_2_NYISO_J-K | NYISO_G-I | NYISO_J-K | Internal | Winter | B20 | 935 | 6130 | 6130 | 60.87 | 63.48 | 0.01 | 2.6
2040 | NYISO_G-I_2_PJM_E | NYISO_G-I | PJM_E | Internal | Shoulder | B11 | 25 | 1500 | 1411.54 | 58.51 | 66.51 | 8 | 0
2040 | NYISO_G-I_2_PJM_E | NYISO_G-I | PJM_E | Internal | Shoulder | B12 | 200 | 1500 | 382.45 | 58.51 | 66.51 | 8 | 0
2040 | NYISO_G-I_2_PJM_E | NYISO_G-I | PJM_E | Internal | Shoulder | B13 | 600 | 1500 | 0 | 52.67 | 59.14 | 8 | 0
2040 | NYISO_G-I_2_PJM_E | NYISO_G-I | PJM_E | Internal | Shoulder | B14 | 900 | 1500 | 0 | 52.67 | 56.26 | 8 | 0
2040 | NYISO_G-I_2_PJM_E | NYISO_G-I | PJM_E | Internal | Shoulder | B15 | 1203 | 1500 | 0 | 51.97 | 51.58 | 8 | 0
2040 | NYISO_G-I_2_PJM_E | NYISO_G-I | PJM_E | Internal | Summer | B1 | 10 | 1500 | 11.04 | 102.22 | 110.22 | 8 | 0
2040 | NYISO_G-I_2_PJM_E | NYISO_G-I | PJM_E | Internal | Summer | B2 | 25 | 1500 | 306.29 | 88.94 | 96.94 | 8 | 0
2040 | NYISO_G-I_2_PJM_E | NYISO_G-I | PJM_E | Internal | Summer | B3 | 75 | 1500 | 1499.99 | 76.47 | 85.15 | 8 | 0.68
2040 | NYISO_G-I_2_PJM_E | NYISO_G-I | PJM_E | Internal | Summer | B4 | 100 | 1500 | 1500 | 68.38 | 80.22 | 8 | 3.84
2040 | NYISO_G-I_2_PJM_E | NYISO_G-I | PJM_E | Internal | Summer | B5 | 200 | 1500 | 1499.99 | 68.38 | 76.68 | 8 | 0.3
2040 | NYISO_G-I_2_PJM_E | NYISO_G-I | PJM_E | Internal | Summer | B6 | 300 | 1500 | 857.45 | 60.16 | 68.16 | 8 | 0
2040 | NYISO_G-I_2_PJM_E | NYISO_G-I | PJM_E | Internal | Summer | B7 | 400 | 1500 | 0 | 51.37 | 55.31 | 8 | 0
2040 | NYISO_G-I_2_PJM_E | NYISO_G-I | PJM_E | Internal | Summer | B8 | 500 | 1500 | 0 | 51.37 | 53.37 | 8 | 0
2040 | NYISO_G-I_2_PJM_E | NYISO_G-I | PJM_E | Internal | Summer | B9 | 800 | 1500 | 0 | 49.51 | 49.78 | 8 | 0
2040 | NYISO_G-I_2_PJM_E | NYISO_G-I | PJM_E | Internal | Summer | B10 | 1262 | 1500 | 0 | 48.83 | 49.34 | 8 | 0
2040 | NYISO_G-I_2_PJM_E | NYISO_G-I | PJM_E | Internal | Winter | B16 | 25 | 1500 | 988.44 | 78.6 | 86.6 | 8 | 0
2040 | NYISO_G-I_2_PJM_E | NYISO_G-I | PJM_E | Internal | Winter | B17 | 100 | 1500 | 386.07 | 63.42 | 71.42 | 8 | 0
2040 | NYISO_G-I_2_PJM_E | NYISO_G-I | PJM_E | Internal | Winter | B18 | 400 | 1500 | 0 | 60.87 | 63.7 | 8 | 0
2040 | NYISO_G-I_2_PJM_E | NYISO_G-I | PJM_E | Internal | Winter | B19 | 700 | 1500 | 0 | 60.87 | 60.69 | 8 | 0
2040 | NYISO_G-I_2_PJM_E | NYISO_G-I | PJM_E | Internal | Winter | B20 | 935 | 1500 | 0 | 60.87 | 55.54 | 8 | 0
2040 | NYISO_J-K_2_NEISO | NYISO_J-K | NEISO | Internal | Shoulder | B11 | 25 | 0.01 | 0 | 70.74 | 48.97 | 3 | 1.37
2040 | NYISO_J-K_2_NEISO | NYISO_J-K | NEISO | Internal | Shoulder | B12 | 200 | 0.01 | 0 | 70.74 | 48.97 | 3 | 0.19
2040 | NYISO_J-K_2_NEISO | NYISO_J-K | NEISO | Internal | Shoulder | B13 | 600 | 0.01 | 0 | 65.14 | 48.97 | 3 | 0.07
2040 | NYISO_J-K_2_NEISO | NYISO_J-K | NEISO | Internal | Shoulder | B14 | 900 | 0.01 | 0 | 53.02 | 48.97 | 3 | 0.05
2040 | NYISO_J-K_2_NEISO | NYISO_J-K | NEISO | Internal | Shoulder | B15 | 1203 | 0.01 | 0 | 51.98 | 48.97 | 3 | 0.04
2040 | NYISO_J-K_2_NEISO | NYISO_J-K | NEISO | Internal | Summer | B1 | 10 | 0.01 | 0 | 102.23 | 99.23 | 3 | 3.75
2040 | NYISO_J-K_2_NEISO | NYISO_J-K | NEISO | Internal | Summer | B2 | 25 | 0.01 | 0 | 88.95 | 85.94 | 3 | 1.49
2040 | NYISO_J-K_2_NEISO | NYISO_J-K | NEISO | Internal | Summer | B3 | 75 | 0.01 | 0 | 76.49 | 73.47 | 3 | 0.55
2040 | NYISO_J-K_2_NEISO | NYISO_J-K | NEISO | Internal | Summer | B4 | 100 | 0.01 | 0 | 68.39 | 62.63 | 3 | 0.41
2040 | NYISO_J-K_2_NEISO | NYISO_J-K | NEISO | Internal | Summer | B5 | 200 | 0.01 | 0 | 68.39 | 59.83 | 3 | 0.2
2040 | NYISO_J-K_2_NEISO | NYISO_J-K | NEISO | Internal | Summer | B6 | 300 | 0.01 | 0 | 65.1 | 45.19 | 3 | 0.13
2040 | NYISO_J-K_2_NEISO | NYISO_J-K | NEISO | Internal | Summer | B7 | 400 | 0.01 | 0 | 65.1 | 45.19 | 3 | 0.1
2040 | NYISO_J-K_2_NEISO | NYISO_J-K | NEISO | Internal | Summer | B8 | 500 | 0.01 | 0 | 65.1 | 45.19 | 3 | 0.08
2040 | NYISO_J-K_2_NEISO | NYISO_J-K | NEISO | Internal | Summer | B9 | 800 | 0.01 | 0 | 49.52 | 45.19 | 3 | 0.05
2040 | NYISO_J-K_2_NEISO | NYISO_J-K | NEISO | Internal | Summer | B10 | 1262 | 0.01 | 0 | 48.84 | 45.19 | 3 | 0.03
2040 | NYISO_J-K_2_NEISO | NYISO_J-K | NEISO | Internal | Winter | B16 | 25 | 0.01 | 0 | 90.38 | 60.59 | 3 | 1.34
2040 | NYISO_J-K_2_NEISO | NYISO_J-K | NEISO | Internal | Winter | B17 | 100 | 0.01 | 0 | 90.38 | 60.59 | 3 | 0.37
2040 | NYISO_J-K_2_NEISO | NYISO_J-K | NEISO | Internal | Winter | B18 | 400 | 0.01 | 0 | 83.53 | 60.59 | 3 | 0.1
2040 | NYISO_J-K_2_NEISO | NYISO_J-K | NEISO | Internal | Winter | B19 | 700 | 0.01 | 0 | 67.57 | 60.59 | 3 | 0.06
2040 | NYISO_J-K_2_NEISO | NYISO_J-K | NEISO | Internal | Winter | B20 | 935 | 0.01 | 0 | 63.48 | 60.59 | 3 | 0.05
2040 | NYISO_J-K_2_NYISO_G-I | NYISO_J-K | NYISO_G-I | Internal | Shoulder | B11 | 25 | 1999 | 0 | 70.74 | 58.51 | 0.01 | 0
2040 | NYISO_J-K_2_NYISO_G-I | NYISO_J-K | NYISO_G-I | Internal | Shoulder | B12 | 200 | 1999 | 0 | 70.74 | 58.51 | 0.01 | 0
2040 | NYISO_J-K_2_NYISO_G-I | NYISO_J-K | NYISO_G-I | Internal | Shoulder | B13 | 600 | 1999 | 0 | 65.14 | 52.67 | 0.01 | 0
2040 | NYISO_J-K_2_NYISO_G-I | NYISO_J-K | NYISO_G-I | Internal | Shoulder | B14 | 900 | 1999 | 0 | 53.02 | 52.67 | 0.01 | 0
2040 | NYISO_J-K_2_NYISO_G-I | NYISO_J-K | NYISO_G-I | Internal | Shoulder | B15 | 1203 | 1999 | 0.01 | 51.98 | 51.97 | 0.01 | 0
2040 | NYISO_J-K_2_NYISO_G-I | NYISO_J-K | NYISO_G-I | Internal | Summer | B1 | 10 | 1999 | 1.35 | 102.23 | 102.22 | 0.01 | 0
2040 | NYISO_J-K_2_NYISO_G-I | NYISO_J-K | NYISO_G-I | Internal | Summer | B2 | 25 | 1999 | 0.61 | 88.95 | 88.94 | 0.01 | 0
2040 | NYISO_J-K_2_NYISO_G-I | NYISO_J-K | NYISO_G-I | Internal | Summer | B3 | 75 | 1999 | 0.21 | 76.49 | 76.47 | 0.01 | 0
2040 | NYISO_J-K_2_NYISO_G-I | NYISO_J-K | NYISO_G-I | Internal | Summer | B4 | 100 | 1999 | 0.16 | 68.39 | 68.38 | 0.01 | 0
2040 | NYISO_J-K_2_NYISO_G-I | NYISO_J-K | NYISO_G-I | Internal | Summer | B5 | 200 | 1999 | 0.08 | 68.39 | 68.38 | 0.01 | 0
2040 | NYISO_J-K_2_NYISO_G-I | NYISO_J-K | NYISO_G-I | Internal | Summer | B6 | 300 | 1999 | 0 | 65.1 | 60.16 | 0.01 | 0
2040 | NYISO_J-K_2_NYISO_G-I | NYISO_J-K | NYISO_G-I | Internal | Summer | B7 | 400 | 1999 | 0 | 65.1 | 51.37 | 0.01 | 0
2040 | NYISO_J-K_2_NYISO_G-I | NYISO_J-K | NYISO_G-I | Internal | Summer | B8 | 500 | 1999 | 0 | 65.1 | 51.37 | 0.01 | 0
2040 | NYISO_J-K_2_NYISO_G-I | NYISO_J-K | NYISO_G-I | Internal | Summer | B9 | 800 | 1999 | 0.02 | 49.52 | 49.51 | 0.01 | 0
2040 | NYISO_J-K_2_NYISO_G-I | NYISO_J-K | NYISO_G-I | Internal | Summer | B10 | 1262 | 1999 | 0.01 | 48.84 | 48.83 | 0.01 | 0
2040 | NYISO_J-K_2_NYISO_G-I | NYISO_J-K | NYISO_G-I | Internal | Winter | B16 | 25 | 1999 | 0 | 90.38 | 78.6 | 0.01 | 0
2040 | NYISO_J-K_2_NYISO_G-I | NYISO_J-K | NYISO_G-I | Internal | Winter | B17 | 100 | 1999 | 0 | 90.38 | 63.42 | 0.01 | 0
2040 | NYISO_J-K_2_NYISO_G-I | NYISO_J-K | NYISO_G-I | Internal | Winter | B18 | 400 | 1999 | 0 | 83.53 | 60.87 | 0.01 | 0
2040 | NYISO_J-K_2_NYISO_G-I | NYISO_J-K | NYISO_G-I | Internal | Winter | B19 | 700 | 1999 | 0 | 67.57 | 60.87 | 0.01 | 0
2040 | NYISO_J-K_2_NYISO_G-I | NYISO_J-K | NYISO_G-I | Internal | Winter | B20 | 935 | 1999 | 0 | 63.48 | 60.87 | 0.01 | 0
2040 | NYISO_J-K_2_PJM_E | NYISO_J-K | PJM_E | Internal | Shoulder | B11 | 25 | 0.01 | 0 | 70.74 | 66.51 | 8 | 1.44
2040 | NYISO_J-K_2_PJM_E | NYISO_J-K | PJM_E | Internal | Shoulder | B12 | 200 | 0.01 | 0 | 70.74 | 66.51 | 8 | 0.2
2040 | NYISO_J-K_2_PJM_E | NYISO_J-K | PJM_E | Internal | Shoulder | B13 | 600 | 0.01 | 0 | 65.14 | 59.14 | 8 | 0.07
2040 | NYISO_J-K_2_PJM_E | NYISO_J-K | PJM_E | Internal | Shoulder | B14 | 900 | 0.01 | 0 | 53.02 | 56.26 | 8 | 0.05
2040 | NYISO_J-K_2_PJM_E | NYISO_J-K | PJM_E | Internal | Shoulder | B15 | 1203 | 0.01 | 0 | 51.98 | 51.58 | 8 | 0.03
2040 | NYISO_J-K_2_PJM_E | NYISO_J-K | PJM_E | Internal | Summer | B1 | 10 | 0.01 | 0 | 102.23 | 110.22 | 8 | 5.39
2040 | NYISO_J-K_2_PJM_E | NYISO_J-K | PJM_E | Internal | Summer | B2 | 25 | 0.01 | 0 | 88.95 | 96.94 | 8 | 2.33
2040 | NYISO_J-K_2_PJM_E | NYISO_J-K | PJM_E | Internal | Summer | B3 | 75 | 0.01 | 0 | 76.49 | 85.15 | 8 | 1.32
2040 | NYISO_J-K_2_PJM_E | NYISO_J-K | PJM_E | Internal | Summer | B4 | 100 | 0.01 | 0 | 68.39 | 80.22 | 8 | 4.25
2040 | NYISO_J-K_2_PJM_E | NYISO_J-K | PJM_E | Internal | Summer | B5 | 200 | 0.01 | 0 | 68.39 | 76.68 | 8 | 0.55
2040 | NYISO_J-K_2_PJM_E | NYISO_J-K | PJM_E | Internal | Summer | B6 | 300 | 0.01 | 0 | 65.1 | 68.16 | 8 | 0.15
2040 | NYISO_J-K_2_PJM_E | NYISO_J-K | PJM_E | Internal | Summer | B7 | 400 | 0.01 | 0 | 65.1 | 55.31 | 8 | 0.1
2040 | NYISO_J-K_2_PJM_E | NYISO_J-K | PJM_E | Internal | Summer | B8 | 500 | 0.01 | 0 | 65.1 | 53.37 | 8 | 0.08
2040 | NYISO_J-K_2_PJM_E | NYISO_J-K | PJM_E | Internal | Summer | B9 | 800 | 0.01 | 0 | 49.52 | 49.78 | 8 | 0.05
2040 | NYISO_J-K_2_PJM_E | NYISO_J-K | PJM_E | Internal | Summer | B10 | 1262 | 0.01 | 0 | 48.84 | 49.34 | 8 | 0.03
2040 | NYISO_J-K_2_PJM_E | NYISO_J-K | PJM_E | Internal | Winter | B16 | 25 | 0.01 | 0 | 90.38 | 86.6 | 8 | 1.44
2040 | NYISO_J-K_2_PJM_E | NYISO_J-K | PJM_E | Internal | Winter | B17 | 100 | 0.01 | 0 | 90.38 | 71.42 | 8 | 0.37
2040 | NYISO_J-K_2_PJM_E | NYISO_J-K | PJM_E | Internal | Winter | B18 | 400 | 0.01 | 0 | 83.53 | 63.7 | 8 | 0.1
2040 | NYISO_J-K_2_PJM_E | NYISO_J-K | PJM_E | Internal | Winter | B19 | 700 | 0.01 | 0 | 67.57 | 60.69 | 8 | 0.06
2040 | NYISO_J-K_2_PJM_E | NYISO_J-K | PJM_E | Internal | Winter | B20 | 935 | 0.01 | 0 | 63.48 | 55.54 | 8 | 0.04
2040 | PJM_E_2_NYISO_G-I | PJM_E | NYISO_G-I | Internal | Shoulder | B11 | 25 | 500 | 0 | 66.51 | 58.51 | 6 | 0
2040 | PJM_E_2_NYISO_G-I | PJM_E | NYISO_G-I | Internal | Shoulder | B12 | 200 | 500 | 0 | 66.51 | 58.51 | 6 | 0
2040 | PJM_E_2_NYISO_G-I | PJM_E | NYISO_G-I | Internal | Shoulder | B13 | 600 | 500 | 0 | 59.14 | 52.67 | 6 | 0
2040 | PJM_E_2_NYISO_G-I | PJM_E | NYISO_G-I | Internal | Shoulder | B14 | 900 | 500 | 0 | 56.26 | 52.67 | 6 | 0
2040 | PJM_E_2_NYISO_G-I | PJM_E | NYISO_G-I | Internal | Shoulder | B15 | 1203 | 500 | 0 | 51.58 | 51.97 | 6 | 0
2040 | PJM_E_2_NYISO_G-I | PJM_E | NYISO_G-I | Internal | Summer | B1 | 10 | 500 | 0 | 110.22 | 102.22 | 6 | 0
2040 | PJM_E_2_NYISO_G-I | PJM_E | NYISO_G-I | Internal | Summer | B2 | 25 | 500 | 0 | 96.94 | 88.94 | 6 | 0
2040 | PJM_E_2_NYISO_G-I | PJM_E | NYISO_G-I | Internal | Summer | B3 | 75 | 500 | 0 | 85.15 | 76.47 | 6 | 0
2040 | PJM_E_2_NYISO_G-I | PJM_E | NYISO_G-I | Internal | Summer | B4 | 100 | 500 | 0 | 80.22 | 68.38 | 6 | 0
2040 | PJM_E_2_NYISO_G-I | PJM_E | NYISO_G-I | Internal | Summer | B5 | 200 | 500 | 0 | 76.68 | 68.38 | 6 | 0
2040 | PJM_E_2_NYISO_G-I | PJM_E | NYISO_G-I | Internal | Summer | B6 | 300 | 500 | 0 | 68.16 | 60.16 | 6 | 0
2040 | PJM_E_2_NYISO_G-I | PJM_E | NYISO_G-I | Internal | Summer | B7 | 400 | 500 | 0 | 55.31 | 51.37 | 6 | 0
2040 | PJM_E_2_NYISO_G-I | PJM_E | NYISO_G-I | Internal | Summer | B8 | 500 | 500 | 0 | 53.37 | 51.37 | 6 | 0
2040 | PJM_E_2_NYISO_G-I | PJM_E | NYISO_G-I | Internal | Summer | B9 | 800 | 500 | 0 | 49.78 | 49.51 | 6 | 0
2040 | PJM_E_2_NYISO_G-I | PJM_E | NYISO_G-I | Internal | Summer | B10 | 1262 | 500 | 0 | 49.34 | 48.83 | 6 | 0
2040 | PJM_E_2_NYISO_G-I | PJM_E | NYISO_G-I | Internal | Winter | B16 | 25 | 500 | 0 | 86.6 | 78.6 | 6 | 0
2040 | PJM_E_2_NYISO_G-I | PJM_E | NYISO_G-I | Internal | Winter | B17 | 100 | 500 | 0 | 71.42 | 63.42 | 6 | 0
2040 | PJM_E_2_NYISO_G-I | PJM_E | NYISO_G-I | Internal | Winter | B18 | 400 | 500 | 0 | 63.7 | 60.87 | 6 | 0
2040 | PJM_E_2_NYISO_G-I | PJM_E | NYISO_G-I | Internal | Winter | B19 | 700 | 500 | 0 | 60.69 | 60.87 | 6 | 0
2040 | PJM_E_2_NYISO_G-I | PJM_E | NYISO_G-I | Internal | Winter | B20 | 935 | 500 | 0 | 55.54 | 60.87 | 6 | 0
2040 | PJM_E_2_NYISO_J-K | PJM_E | NYISO_J-K | Internal | Shoulder | B11 | 25 | 330 | 0 | 66.51 | 70.74 | 6 | 0
2040 | PJM_E_2_NYISO_J-K | PJM_E | NYISO_J-K | Internal | Shoulder | B12 | 200 | 330 | 0 | 66.51 | 70.74 | 6 | 0
2040 | PJM_E_2_NYISO_J-K | PJM_E | NYISO_J-K | Internal | Shoulder | B13 | 600 | 330 | 114.89 | 59.14 | 65.14 | 6 | 0
2040 | PJM_E_2_NYISO_J-K | PJM_E | NYISO_J-K | Internal | Shoulder | B14 | 900 | 330 | 0 | 56.26 | 53.02 | 6 | 0
2040 | PJM_E_2_NYISO_J-K | PJM_E | NYISO_J-K | Internal | Shoulder | B15 | 1203 | 330 | 0 | 51.58 | 51.98 | 6 | 0
2040 | PJM_E_2_NYISO_J-K | PJM_E | NYISO_J-K | Internal | Summer | B1 | 10 | 330 | 0 | 110.22 | 102.23 | 6 | 0
2040 | PJM_E_2_NYISO_J-K | PJM_E | NYISO_J-K | Internal | Summer | B2 | 25 | 330 | 0 | 96.94 | 88.95 | 6 | 0
2040 | PJM_E_2_NYISO_J-K | PJM_E | NYISO_J-K | Internal | Summer | B3 | 75 | 330 | 0 | 85.15 | 76.49 | 6 | 0
2040 | PJM_E_2_NYISO_J-K | PJM_E | NYISO_J-K | Internal | Summer | B4 | 100 | 330 | 0 | 80.22 | 68.39 | 6 | 0
2040 | PJM_E_2_NYISO_J-K | PJM_E | NYISO_J-K | Internal | Summer | B5 | 200 | 330 | 0 | 76.68 | 68.39 | 6 | 0
2040 | PJM_E_2_NYISO_J-K | PJM_E | NYISO_J-K | Internal | Summer | B6 | 300 | 330 | 0 | 68.16 | 65.1 | 6 | 0
2040 | PJM_E_2_NYISO_J-K | PJM_E | NYISO_J-K | Internal | Summer | B7 | 400 | 330 | 330 | 55.31 | 65.1 | 6 | 3.79
2040 | PJM_E_2_NYISO_J-K | PJM_E | NYISO_J-K | Internal | Summer | B8 | 500 | 330 | 330 | 53.37 | 65.1 | 6 | 5.73
2040 | PJM_E_2_NYISO_J-K | PJM_E | NYISO_J-K | Internal | Summer | B9 | 800 | 330 | 0 | 49.78 | 49.52 | 6 | 0
2040 | PJM_E_2_NYISO_J-K | PJM_E | NYISO_J-K | Internal | Summer | B10 | 1262 | 330 | 0 | 49.34 | 48.84 | 6 | 0
2040 | PJM_E_2_NYISO_J-K | PJM_E | NYISO_J-K | Internal | Winter | B16 | 25 | 330 | 0 | 86.6 | 90.38 | 6 | 0
2040 | PJM_E_2_NYISO_J-K | PJM_E | NYISO_J-K | Internal | Winter | B17 | 100 | 330 | 330 | 71.42 | 90.38 | 6 | 12.96
2040 | PJM_E_2_NYISO_J-K | PJM_E | NYISO_J-K | Internal | Winter | B18 | 400 | 330 | 330 | 63.7 | 83.53 | 6 | 13.83
2040 | PJM_E_2_NYISO_J-K | PJM_E | NYISO_J-K | Internal | Winter | B19 | 700 | 330 | 330 | 60.69 | 67.57 | 6 | 0.87
2040 | PJM_E_2_NYISO_J-K | PJM_E | NYISO_J-K | Internal | Winter | B20 | 935 | 330 | 330 | 55.54 | 63.48 | 6 | 1.93
2040 | PJM_E_2_PJM_ROM | PJM_E | PJM_ROM | Internal | Shoulder | B11 | 25 | 8000 | 0.68 | 66.51 | 66.5 | 0.01 | 0
2040 | PJM_E_2_PJM_ROM | PJM_E | PJM_ROM | Internal | Shoulder | B12 | 200 | 8000 | 0.08 | 66.51 | 66.5 | 0.01 | 0
2040 | PJM_E_2_PJM_ROM | PJM_E | PJM_ROM | Internal | Shoulder | B13 | 600 | 8000 | 0.03 | 59.14 | 59.13 | 0.01 | 0
2040 | PJM_E_2_PJM_ROM | PJM_E | PJM_ROM | Internal | Shoulder | B14 | 900 | 8000 | 0.02 | 56.26 | 56.25 | 0.01 | 0
2040 | PJM_E_2_PJM_ROM | PJM_E | PJM_ROM | Internal | Shoulder | B15 | 1203 | 8000 | 0.01 | 51.58 | 51.57 | 0.01 | 0
2040 | PJM_E_2_PJM_ROM | PJM_E | PJM_ROM | Internal | Summer | B1 | 10 | 8000 | 1.25 | 110.22 | 110.2 | 0.01 | 0
2040 | PJM_E_2_PJM_ROM | PJM_E | PJM_ROM | Internal | Summer | B2 | 25 | 8000 | 0.62 | 96.94 | 96.93 | 0.01 | 0
2040 | PJM_E_2_PJM_ROM | PJM_E | PJM_ROM | Internal | Summer | B3 | 75 | 8000 | 0.22 | 85.15 | 85.14 | 0.01 | 0
2040 | PJM_E_2_PJM_ROM | PJM_E | PJM_ROM | Internal | Summer | B4 | 100 | 8000 | 0.17 | 80.22 | 80.21 | 0.01 | 0
2040 | PJM_E_2_PJM_ROM | PJM_E | PJM_ROM | Internal | Summer | B5 | 200 | 8000 | 0.08 | 76.68 | 76.67 | 0.01 | 0
2040 | PJM_E_2_PJM_ROM | PJM_E | PJM_ROM | Internal | Summer | B6 | 300 | 8000 | 0.06 | 68.16 | 68.15 | 0.01 | 0
2040 | PJM_E_2_PJM_ROM | PJM_E | PJM_ROM | Internal | Summer | B7 | 400 | 8000 | 0.04 | 55.31 | 55.29 | 0.01 | 0
2040 | PJM_E_2_PJM_ROM | PJM_E | PJM_ROM | Internal | Summer | B8 | 500 | 8000 | 0.03 | 53.37 | 53.36 | 0.01 | 0
2040 | PJM_E_2_PJM_ROM | PJM_E | PJM_ROM | Internal | Summer | B9 | 800 | 8000 | 0.02 | 49.78 | 49.77 | 0.01 | 0
2040 | PJM_E_2_PJM_ROM | PJM_E | PJM_ROM | Internal | Summer | B10 | 1262 | 8000 | 0.01 | 49.34 | 49.33 | 0.01 | 0
2040 | PJM_E_2_PJM_ROM | PJM_E | PJM_ROM | Internal | Winter | B16 | 25 | 8000 | 0.64 | 86.6 | 86.59 | 0.01 | 0
2040 | PJM_E_2_PJM_ROM | PJM_E | PJM_ROM | Internal | Winter | B17 | 100 | 8000 | 0.16 | 71.42 | 71.41 | 0.01 | 0
2040 | PJM_E_2_PJM_ROM | PJM_E | PJM_ROM | Internal | Winter | B18 | 400 | 8000 | 0.04 | 63.7 | 63.69 | 0.01 | 0
2040 | PJM_E_2_PJM_ROM | PJM_E | PJM_ROM | Internal | Winter | B19 | 700 | 8000 | 0.02 | 60.69 | 60.68 | 0.01 | 0
2040 | PJM_E_2_PJM_ROM | PJM_E | PJM_ROM | Internal | Winter | B20 | 935 | 8000 | 0.02 | 55.54 | 55.53 | 0.01 | 0
2040 | PJM_ROR_2_MISO_IN | PJM_ROR | MISO_IN | Internal | Shoulder | B11 | 25 | 909 | 907.65 | 82.77 | 84.78 | 2 | 0.01
2040 | PJM_ROR_2_MISO_IN | PJM_ROR | MISO_IN | Internal | Shoulder | B12 | 200 | 909 | 0 | 66.51 | 64.64 | 2 | 0
2040 | PJM_ROR_2_MISO_IN | PJM_ROR | MISO_IN | Internal | Shoulder | B13 | 600 | 909 | 0 | 59.14 | 59.88 | 2 | 0
2040 | PJM_ROR_2_MISO_IN | PJM_ROR | MISO_IN | Internal | Shoulder | B14 | 900 | 909 | 0 | 56.26 | 58.1 | 2 | 0
2040 | PJM_ROR_2_MISO_IN | PJM_ROR | MISO_IN | Internal | Shoulder | B15 | 1203 | 909 | 0 | 51.58 | 51.64 | 2 | 0
2040 | PJM_ROR_2_MISO_IN | PJM_ROR | MISO_IN | Internal | Summer | B1 | 10 | 909 | 0 | 110.19 | 108.18 | 2 | 0
2040 | PJM_ROR_2_MISO_IN | PJM_ROR | MISO_IN | Internal | Summer | B2 | 25 | 909 | 0 | 96.94 | 94.94 | 2 | 0
2040 | PJM_ROR_2_MISO_IN | PJM_ROR | MISO_IN | Internal | Summer | B3 | 75 | 909 | 380.9 | 90.44 | 92.44 | 2 | 0
2040 | PJM_ROR_2_MISO_IN | PJM_ROR | MISO_IN | Internal | Summer | B4 | 100 | 909 | 0.3 | 90.01 | 91.99 | 2 | 0
2040 | PJM_ROR_2_MISO_IN | PJM_ROR | MISO_IN | Internal | Summer | B5 | 200 | 909 | 381.97 | 86.01 | 88.01 | 2 | 0
2040 | PJM_ROR_2_MISO_IN | PJM_ROR | MISO_IN | Internal | Summer | B6 | 300 | 909 | 0 | 68.16 | 68.38 | 2 | 0
2040 | PJM_ROR_2_MISO_IN | PJM_ROR | MISO_IN | Internal | Summer | B7 | 400 | 909 | 0.08 | 55.31 | 57.29 | 2 | 0
2040 | PJM_ROR_2_MISO_IN | PJM_ROR | MISO_IN | Internal | Summer | B8 | 500 | 909 | 0 | 53.37 | 53.65 | 2 | 0
2040 | PJM_ROR_2_MISO_IN | PJM_ROR | MISO_IN | Internal | Summer | B9 | 800 | 909 | 0 | 49.78 | 50.2 | 2 | 0
2040 | PJM_ROR_2_MISO_IN | PJM_ROR | MISO_IN | Internal | Summer | B10 | 1262 | 909 | 0 | 49.34 | 49.5 | 2 | 0
2040 | PJM_ROR_2_MISO_IN | PJM_ROR | MISO_IN | Internal | Winter | B16 | 25 | 909 | 0 | 86.6 | 84.6 | 2 | 0
2040 | PJM_ROR_2_MISO_IN | PJM_ROR | MISO_IN | Internal | Winter | B17 | 100 | 909 | 0 | 71.4 | 69.4 | 2 | 0
2040 | PJM_ROR_2_MISO_IN | PJM_ROR | MISO_IN | Internal | Winter | B18 | 400 | 909 | 0 | 63.7 | 61.7 | 2 | 0
2040 | PJM_ROR_2_MISO_IN | PJM_ROR | MISO_IN | Internal | Winter | B19 | 700 | 909 | 0 | 60.69 | 59.42 | 2 | 0
2040 | PJM_ROR_2_MISO_IN | PJM_ROR | MISO_IN | Internal | Winter | B20 | 935 | 909 | 0 | 55.54 | 53.54 | 2 | 0
2040 | PJM_ROR_2_MISO_MI | PJM_ROR | MISO_MI | Internal | Shoulder | B11 | 25 | 1305 | 376.82 | 82.77 | 84.77 | 2 | 0
2040 | PJM_ROR_2_MISO_MI | PJM_ROR | MISO_MI | Internal | Shoulder | B12 | 200 | 1305 | 0 | 66.51 | 64.66 | 2 | 0
2040 | PJM_ROR_2_MISO_MI | PJM_ROR | MISO_MI | Internal | Shoulder | B13 | 600 | 1305 | 0 | 59.14 | 59.89 | 2 | 0
2040 | PJM_ROR_2_MISO_MI | PJM_ROR | MISO_MI | Internal | Shoulder | B14 | 900 | 1305 | 0 | 56.26 | 58.11 | 2 | 0
2040 | PJM_ROR_2_MISO_MI | PJM_ROR | MISO_MI | Internal | Shoulder | B15 | 1203 | 1305 | 0 | 51.58 | 51.66 | 2 | 0
2040 | PJM_ROR_2_MISO_MI | PJM_ROR | MISO_MI | Internal | Summer | B1 | 10 | 1305 | 0 | 110.19 | 108.19 | 2 | 0
2040 | PJM_ROR_2_MISO_MI | PJM_ROR | MISO_MI | Internal | Summer | B2 | 25 | 1305 | 0 | 96.94 | 94.95 | 2 | 0
2040 | PJM_ROR_2_MISO_MI | PJM_ROR | MISO_MI | Internal | Summer | B3 | 75 | 1305 | 804.87 | 90.44 | 92.44 | 2 | 0
2040 | PJM_ROR_2_MISO_MI | PJM_ROR | MISO_MI | Internal | Summer | B4 | 100 | 1305 | 0.16 | 90.01 | 91.98 | 2 | 0
2040 | PJM_ROR_2_MISO_MI | PJM_ROR | MISO_MI | Internal | Summer | B5 | 200 | 1305 | 1044.9 | 86.01 | 88.01 | 2 | 0
2040 | PJM_ROR_2_MISO_MI | PJM_ROR | MISO_MI | Internal | Summer | B6 | 300 | 1305 | 0 | 68.16 | 68.4 | 2 | 0
2040 | PJM_ROR_2_MISO_MI | PJM_ROR | MISO_MI | Internal | Summer | B7 | 400 | 1305 | 898.06 | 55.31 | 57.31 | 2 | 0
2040 | PJM_ROR_2_MISO_MI | PJM_ROR | MISO_MI | Internal | Summer | B8 | 500 | 1305 | 0 | 53.37 | 53.66 | 2 | 0
2040 | PJM_ROR_2_MISO_MI | PJM_ROR | MISO_MI | Internal | Summer | B9 | 800 | 1305 | 0 | 49.78 | 50.22 | 2 | 0
2040 | PJM_ROR_2_MISO_MI | PJM_ROR | MISO_MI | Internal | Summer | B10 | 1262 | 1305 | 0 | 49.34 | 49.52 | 2 | 0
2040 | PJM_ROR_2_MISO_MI | PJM_ROR | MISO_MI | Internal | Winter | B16 | 25 | 1305 | 0 | 86.6 | 84.61 | 2 | 0
2040 | PJM_ROR_2_MISO_MI | PJM_ROR | MISO_MI | Internal | Winter | B17 | 100 | 1305 | 0 | 71.4 | 69.41 | 2 | 0
2040 | PJM_ROR_2_MISO_MI | PJM_ROR | MISO_MI | Internal | Winter | B18 | 400 | 1305 | 0 | 63.7 | 61.71 | 2 | 0
2040 | PJM_ROR_2_MISO_MI | PJM_ROR | MISO_MI | Internal | Winter | B19 | 700 | 1305 | 0 | 60.69 | 59.43 | 2 | 0
2040 | PJM_ROR_2_MISO_MI | PJM_ROR | MISO_MI | Internal | Winter | B20 | 935 | 1305 | 0 | 55.54 | 53.56 | 2 | 0
2040 | PJM_ROR_2_MISO_MO-IL | PJM_ROR | MISO_MO-IL | Internal | Shoulder | B11 | 25 | 1111 | 1110.34 | 82.77 | 84.79 | 2 | 0.02
2040 | PJM_ROR_2_MISO_MO-IL | PJM_ROR | MISO_MO-IL | Internal | Shoulder | B12 | 200 | 1111 | 0 | 66.51 | 64.63 | 2 | 0
2040 | PJM_ROR_2_MISO_MO-IL | PJM_ROR | MISO_MO-IL | Internal | Shoulder | B13 | 600 | 1111 | 0 | 59.14 | 59.86 | 2 | 0
2040 | PJM_ROR_2_MISO_MO-IL | PJM_ROR | MISO_MO-IL | Internal | Shoulder | B14 | 900 | 1111 | 0 | 56.26 | 58.08 | 2 | 0
2040 | PJM_ROR_2_MISO_MO-IL | PJM_ROR | MISO_MO-IL | Internal | Shoulder | B15 | 1203 | 1111 | 0 | 51.58 | 51.63 | 2 | 0
2040 | PJM_ROR_2_MISO_MO-IL | PJM_ROR | MISO_MO-IL | Internal | Summer | B1 | 10 | 1111 | 0 | 110.19 | 108.17 | 2 | 0
2040 | PJM_ROR_2_MISO_MO-IL | PJM_ROR | MISO_MO-IL | Internal | Summer | B2 | 25 | 1111 | 0 | 96.94 | 94.95 | 2 | 0
2040 | PJM_ROR_2_MISO_MO-IL | PJM_ROR | MISO_MO-IL | Internal | Summer | B3 | 75 | 1111 | 1110.58 | 90.44 | 92.45 | 2 | 0.01
2040 | PJM_ROR_2_MISO_MO-IL | PJM_ROR | MISO_MO-IL | Internal | Summer | B4 | 100 | 1111 | 487.62 | 90.01 | 92.01 | 2 | 0
2040 | PJM_ROR_2_MISO_MO-IL | PJM_ROR | MISO_MO-IL | Internal | Summer | B5 | 200 | 1111 | 1110.84 | 86.01 | 88.02 | 2 | 0.01
2040 | PJM_ROR_2_MISO_MO-IL | PJM_ROR | MISO_MO-IL | Internal | Summer | B6 | 300 | 1111 | 0 | 68.16 | 68.4 | 2 | 0
2040 | PJM_ROR_2_MISO_MO-IL | PJM_ROR | MISO_MO-IL | Internal | Summer | B7 | 400 | 1111 | 581.06 | 55.31 | 57.31 | 2 | 0
2040 | PJM_ROR_2_MISO_MO-IL | PJM_ROR | MISO_MO-IL | Internal | Summer | B8 | 500 | 1111 | 0 | 53.37 | 53.64 | 2 | 0
2040 | PJM_ROR_2_MISO_MO-IL | PJM_ROR | MISO_MO-IL | Internal | Summer | B9 | 800 | 1111 | 0 | 49.78 | 50.21 | 2 | 0
2040 | PJM_ROR_2_MISO_MO-IL | PJM_ROR | MISO_MO-IL | Internal | Summer | B10 | 1262 | 1111 | 0 | 49.34 | 47.34 | 2 | 0
2040 | PJM_ROR_2_MISO_MO-IL | PJM_ROR | MISO_MO-IL | Internal | Winter | B16 | 25 | 1111 | 0 | 86.6 | 84.59 | 2 | 0
2040 | PJM_ROR_2_MISO_MO-IL | PJM_ROR | MISO_MO-IL | Internal | Winter | B17 | 100 | 1111 | 0 | 71.4 | 69.39 | 2 | 0
2040 | PJM_ROR_2_MISO_MO-IL | PJM_ROR | MISO_MO-IL | Internal | Winter | B18 | 400 | 1111 | 0 | 63.7 | 61.7 | 2 | 0
2040 | PJM_ROR_2_MISO_MO-IL | PJM_ROR | MISO_MO-IL | Internal | Winter | B19 | 700 | 1111 | 0 | 60.69 | 59.41 | 2 | 0
2040 | PJM_ROR_2_MISO_MO-IL | PJM_ROR | MISO_MO-IL | Internal | Winter | B20 | 935 | 1111 | 0 | 55.54 | 50.43 | 2 | 0
2040 | PJM_ROR_2_MISO_W | PJM_ROR | MISO_W | Internal | Shoulder | B11 | 25 | 709 | 707.71 | 82.77 | 84.78 | 2 | 0.01
2040 | PJM_ROR_2_MISO_W | PJM_ROR | MISO_W | Internal | Shoulder | B12 | 200 | 709 | 0 | 66.51 | 64.62 | 2 | 0
2040 | PJM_ROR_2_MISO_W | PJM_ROR | MISO_W | Internal | Shoulder | B13 | 600 | 709 | 0 | 59.14 | 59.85 | 2 | 0
2040 | PJM_ROR_2_MISO_W | PJM_ROR | MISO_W | Internal | Shoulder | B14 | 900 | 709 | 0 | 56.26 | 58.07 | 2 | 0
2040 | PJM_ROR_2_MISO_W | PJM_ROR | MISO_W | Internal | Shoulder | B15 | 1203 | 709 | 0 | 51.58 | 51.64 | 2 | 0
2040 | PJM_ROR_2_MISO_W | PJM_ROR | MISO_W | Internal | Summer | B1 | 10 | 709 | 0 | 110.19 | 108.16 | 2 | 0
2040 | PJM_ROR_2_MISO_W | PJM_ROR | MISO_W | Internal | Summer | B2 | 25 | 709 | 0 | 96.94 | 94.94 | 2 | 0
2040 | PJM_ROR_2_MISO_W | PJM_ROR | MISO_W | Internal | Summer | B3 | 75 | 709 | 708.99 | 90.44 | 92.91 | 2 | 0.47
2040 | PJM_ROR_2_MISO_W | PJM_ROR | MISO_W | Internal | Summer | B4 | 100 | 709 | 382.48 | 90.01 | 92.01 | 2 | 0
2040 | PJM_ROR_2_MISO_W | PJM_ROR | MISO_W | Internal | Summer | B5 | 200 | 709 | 343.35 | 86.01 | 88.01 | 2 | 0
2040 | PJM_ROR_2_MISO_W | PJM_ROR | MISO_W | Internal | Summer | B6 | 300 | 709 | 0 | 68.16 | 68.38 | 2 | 0
2040 | PJM_ROR_2_MISO_W | PJM_ROR | MISO_W | Internal | Summer | B7 | 400 | 709 | 0.08 | 55.31 | 57.29 | 2 | 0
2040 | PJM_ROR_2_MISO_W | PJM_ROR | MISO_W | Internal | Summer | B8 | 500 | 709 | 0 | 53.37 | 53.63 | 2 | 0
2040 | PJM_ROR_2_MISO_W | PJM_ROR | MISO_W | Internal | Summer | B9 | 800 | 709 | 0 | 49.78 | 50.2 | 2 | 0
2040 | PJM_ROR_2_MISO_W | PJM_ROR | MISO_W | Internal | Summer | B10 | 1262 | 709 | 0 | 49.34 | 47.33 | 2 | 0
2040 | PJM_ROR_2_MISO_W | PJM_ROR | MISO_W | Internal | Winter | B16 | 25 | 709 | 0 | 86.6 | 84.58 | 2 | 0
2040 | PJM_ROR_2_MISO_W | PJM_ROR | MISO_W | Internal | Winter | B17 | 100 | 709 | 0 | 71.4 | 69.37 | 2 | 0
2040 | PJM_ROR_2_MISO_W | PJM_ROR | MISO_W | Internal | Winter | B18 | 400 | 709 | 0 | 63.7 | 61.7 | 2 | 0
2040 | PJM_ROR_2_MISO_W | PJM_ROR | MISO_W | Internal | Winter | B19 | 700 | 709 | 0 | 60.69 | 59.42 | 2 | 0
2040 | PJM_ROR_2_MISO_W | PJM_ROR | MISO_W | Internal | Winter | B20 | 935 | 709 | 0 | 55.54 | 50.41 | 2 | 0
2040 | PJM_ROR_2_MISO_WUMS | PJM_ROR | MISO_WUMS | Internal | Shoulder | B11 | 25 | 1467 | 105.99 | 82.77 | 84.77 | 2 | 0
2040 | PJM_ROR_2_MISO_WUMS | PJM_ROR | MISO_WUMS | Internal | Shoulder | B12 | 200 | 1467 | 0 | 66.51 | 64.61 | 2 | 0
2040 | PJM_ROR_2_MISO_WUMS | PJM_ROR | MISO_WUMS | Internal | Shoulder | B13 | 600 | 1467 | 0 | 59.14 | 59.84 | 2 | 0
2040 | PJM_ROR_2_MISO_WUMS | PJM_ROR | MISO_WUMS | Internal | Shoulder | B14 | 900 | 1467 | 0 | 56.26 | 58.06 | 2 | 0
2040 | PJM_ROR_2_MISO_WUMS | PJM_ROR | MISO_WUMS | Internal | Shoulder | B15 | 1203 | 1467 | 0 | 51.58 | 51.69 | 2 | 0
2040 | PJM_ROR_2_MISO_WUMS | PJM_ROR | MISO_WUMS | Internal | Summer | B1 | 10 | 1467 | 0 | 110.19 | 87.99 | 2 | 0
2040 | PJM_ROR_2_MISO_WUMS | PJM_ROR | MISO_WUMS | Internal | Summer | B2 | 25 | 1467 | 0 | 96.94 | 87.99 | 2 | 0
2040 | PJM_ROR_2_MISO_WUMS | PJM_ROR | MISO_WUMS | Internal | Summer | B3 | 75 | 1467 | 0 | 90.44 | 87.99 | 2 | 0
2040 | PJM_ROR_2_MISO_WUMS | PJM_ROR | MISO_WUMS | Internal | Summer | B4 | 100 | 1467 | 0 | 90.01 | 87.99 | 2 | 0
2040 | PJM_ROR_2_MISO_WUMS | PJM_ROR | MISO_WUMS | Internal | Summer | B5 | 200 | 1467 | 0.14 | 86.01 | 87.99 | 2 | 0
2040 | PJM_ROR_2_MISO_WUMS | PJM_ROR | MISO_WUMS | Internal | Summer | B6 | 300 | 1467 | 0 | 68.16 | 68.37 | 2 | 0
2040 | PJM_ROR_2_MISO_WUMS | PJM_ROR | MISO_WUMS | Internal | Summer | B7 | 400 | 1467 | 0.04 | 55.31 | 57.28 | 2 | 0
2040 | PJM_ROR_2_MISO_WUMS | PJM_ROR | MISO_WUMS | Internal | Summer | B8 | 500 | 1467 | 0 | 53.37 | 53.64 | 2 | 0
2040 | PJM_ROR_2_MISO_WUMS | PJM_ROR | MISO_WUMS | Internal | Summer | B9 | 800 | 1467 | 0 | 49.78 | 50.21 | 2 | 0
2040 | PJM_ROR_2_MISO_WUMS | PJM_ROR | MISO_WUMS | Internal | Summer | B10 | 1262 | 1467 | 0 | 49.34 | 49.9 | 2 | 0
2040 | PJM_ROR_2_MISO_WUMS | PJM_ROR | MISO_WUMS | Internal | Winter | B16 | 25 | 1467 | 0 | 86.6 | 84.6 | 2 | 0
2040 | PJM_ROR_2_MISO_WUMS | PJM_ROR | MISO_WUMS | Internal | Winter | B17 | 100 | 1467 | 0 | 71.4 | 69.4 | 2 | 0
2040 | PJM_ROR_2_MISO_WUMS | PJM_ROR | MISO_WUMS | Internal | Winter | B18 | 400 | 1467 | 0 | 63.7 | 61.71 | 2 | 0
2040 | PJM_ROR_2_MISO_WUMS | PJM_ROR | MISO_WUMS | Internal | Winter | B19 | 700 | 1467 | 0 | 60.69 | 59.43 | 2 | 0
2040 | PJM_ROR_2_MISO_WUMS | PJM_ROR | MISO_WUMS | Internal | Winter | B20 | 935 | 1467 | 0 | 55.54 | 55.03 | 2 | 0
2040 | PJM_ROR_2_PJM_ROM | PJM_ROR | PJM_ROM | Internal | Shoulder | B11 | 25 | 8000 | 0 | 82.77 | 66.5 | 0.01 | 0
2040 | PJM_ROR_2_PJM_ROM | PJM_ROR | PJM_ROM | Internal | Shoulder | B12 | 200 | 8000 | 0.08 | 66.51 | 66.5 | 0.01 | 0
2040 | PJM_ROR_2_PJM_ROM | PJM_ROR | PJM_ROM | Internal | Shoulder | B13 | 600 | 8000 | 0.03 | 59.14 | 59.13 | 0.01 | 0
2040 | PJM_ROR_2_PJM_ROM | PJM_ROR | PJM_ROM | Internal | Shoulder | B14 | 900 | 8000 | 0.02 | 56.26 | 56.25 | 0.01 | 0
2040 | PJM_ROR_2_PJM_ROM | PJM_ROR | PJM_ROM | Internal | Shoulder | B15 | 1203 | 8000 | 0.01 | 51.58 | 51.57 | 0.01 | 0
2040 | PJM_ROR_2_PJM_ROM | PJM_ROR | PJM_ROM | Internal | Summer | B1 | 10 | 8000 | 749.18 | 110.19 | 110.2 | 0.01 | 0
2040 | PJM_ROR_2_PJM_ROM | PJM_ROR | PJM_ROM | Internal | Summer | B2 | 25 | 8000 | 0.67 | 96.94 | 96.93 | 0.01 | 0
2040 | PJM_ROR_2_PJM_ROM | PJM_ROR | PJM_ROM | Internal | Summer | B3 | 75 | 8000 | 0 | 90.44 | 85.14 | 0.01 | 0
2040 | PJM_ROR_2_PJM_ROM | PJM_ROR | PJM_ROM | Internal | Summer | B4 | 100 | 8000 | 0 | 90.01 | 80.21 | 0.01 | 0
2040 | PJM_ROR_2_PJM_ROM | PJM_ROR | PJM_ROM | Internal | Summer | B5 | 200 | 8000 | 0 | 86.01 | 76.67 | 0.01 | 0
2040 | PJM_ROR_2_PJM_ROM | PJM_ROR | PJM_ROM | Internal | Summer | B6 | 300 | 8000 | 0.06 | 68.16 | 68.15 | 0.01 | 0
2040 | PJM_ROR_2_PJM_ROM | PJM_ROR | PJM_ROM | Internal | Summer | B7 | 400 | 8000 | 0.04 | 55.31 | 55.29 | 0.01 | 0
2040 | PJM_ROR_2_PJM_ROM | PJM_ROR | PJM_ROM | Internal | Summer | B8 | 500 | 8000 | 0.03 | 53.37 | 53.36 | 0.01 | 0
2040 | PJM_ROR_2_PJM_ROM | PJM_ROR | PJM_ROM | Internal | Summer | B9 | 800 | 8000 | 0.02 | 49.78 | 49.77 | 0.01 | 0
2040 | PJM_ROR_2_PJM_ROM | PJM_ROR | PJM_ROM | Internal | Summer | B10 | 1262 | 8000 | 0.01 | 49.34 | 49.33 | 0.01 | 0
2040 | PJM_ROR_2_PJM_ROM | PJM_ROR | PJM_ROM | Internal | Winter | B16 | 25 | 8000 | 0.64 | 86.6 | 86.59 | 0.01 | 0
2040 | PJM_ROR_2_PJM_ROM | PJM_ROR | PJM_ROM | Internal | Winter | B17 | 100 | 8000 | 321.57 | 71.4 | 71.41 | 0.01 | 0
2040 | PJM_ROR_2_PJM_ROM | PJM_ROR | PJM_ROM | Internal | Winter | B18 | 400 | 8000 | 0.04 | 63.7 | 63.69 | 0.01 | 0
2040 | PJM_ROR_2_PJM_ROM | PJM_ROR | PJM_ROM | Internal | Winter | B19 | 700 | 8000 | 0.02 | 60.69 | 60.68 | 0.01 | 0
2040 | PJM_ROR_2_PJM_ROM | PJM_ROR | PJM_ROM | Internal | Winter | B20 | 935 | 8000 | 0.02 | 55.54 | 55.53 | 0.01 | 0
2040 | PJM_ROR_2_TVA_Transmission | PJM_ROR | TVA_Transmission | Internal | Shoulder | B11 | 25 | 2500 | 0.02 | 82.77 | 87.84 | 6 | 0
2040 | PJM_ROR_2_TVA_Transmission | PJM_ROR | TVA_Transmission | Internal | Shoulder | B12 | 200 | 2500 | 0 | 66.51 | 66.61 | 6 | 0
2040 | PJM_ROR_2_TVA_Transmission | PJM_ROR | TVA_Transmission | Internal | Shoulder | B13 | 600 | 2500 | 0 | 59.14 | 62.32 | 6 | 0
2040 | PJM_ROR_2_TVA_Transmission | PJM_ROR | TVA_Transmission | Internal | Shoulder | B14 | 900 | 2500 | 0 | 56.26 | 61.39 | 6 | 0
2040 | PJM_ROR_2_TVA_Transmission | PJM_ROR | TVA_Transmission | Internal | Shoulder | B15 | 1203 | 2500 | 0 | 51.58 | 56.26 | 6 | 0
2040 | PJM_ROR_2_TVA_Transmission | PJM_ROR | TVA_Transmission | Internal | Summer | B1 | 10 | 2500 | 0 | 110.19 | 107.57 | 6 | 0
2040 | PJM_ROR_2_TVA_Transmission | PJM_ROR | TVA_Transmission | Internal | Summer | B2 | 25 | 2500 | 2499.29 | 96.94 | 102.95 | 6 | 0.01
2040 | PJM_ROR_2_TVA_Transmission | PJM_ROR | TVA_Transmission | Internal | Summer | B3 | 75 | 2500 | 1133.77 | 90.44 | 96.44 | 6 | 0
2040 | PJM_ROR_2_TVA_Transmission | PJM_ROR | TVA_Transmission | Internal | Summer | B4 | 100 | 2500 | 287.94 | 90.01 | 96.01 | 6 | 0
2040 | PJM_ROR_2_TVA_Transmission | PJM_ROR | TVA_Transmission | Internal | Summer | B5 | 200 | 2500 | 121.91 | 86.01 | 92.01 | 6 | 0
2040 | PJM_ROR_2_TVA_Transmission | PJM_ROR | TVA_Transmission | Internal | Summer | B6 | 300 | 2500 | 733.74 | 68.16 | 74.16 | 6 | 0
2040 | PJM_ROR_2_TVA_Transmission | PJM_ROR | TVA_Transmission | Internal | Summer | B7 | 400 | 2500 | 0 | 55.31 | 60.61 | 6 | 0
2040 | PJM_ROR_2_TVA_Transmission | PJM_ROR | TVA_Transmission | Internal | Summer | B8 | 500 | 2500 | 0.03 | 53.37 | 59.34 | 6 | 0
2040 | PJM_ROR_2_TVA_Transmission | PJM_ROR | TVA_Transmission | Internal | Summer | B9 | 800 | 2500 | 0 | 49.78 | 54.88 | 6 | 0
2040 | PJM_ROR_2_TVA_Transmission | PJM_ROR | TVA_Transmission | Internal | Summer | B10 | 1262 | 2500 | 0 | 49.34 | 49.2 | 6 | 0
2040 | PJM_ROR_2_TVA_Transmission | PJM_ROR | TVA_Transmission | Internal | Winter | B16 | 25 | 2500 | 0.04 | 86.6 | 92.27 | 6 | 0
2040 | PJM_ROR_2_TVA_Transmission | PJM_ROR | TVA_Transmission | Internal | Winter | B17 | 100 | 2500 | 0 | 71.4 | 71.19 | 6 | 0
2040 | PJM_ROR_2_TVA_Transmission | PJM_ROR | TVA_Transmission | Internal | Winter | B18 | 400 | 2500 | 0 | 63.7 | 63.34 | 6 | 0
2040 | PJM_ROR_2_TVA_Transmission | PJM_ROR | TVA_Transmission | Internal | Winter | B19 | 700 | 2500 | 0 | 60.69 | 62.35 | 6 | 0
2040 | PJM_ROR_2_TVA_Transmission | PJM_ROR | TVA_Transmission | Internal | Winter | B20 | 935 | 2500 | 0 | 55.54 | 58.43 | 6 | 0
2040 | PJM_ROR_2_VACAR | PJM_ROR | VACAR | Internal | Shoulder | B11 | 25 | 3000 | 1831.07 | 82.77 | 88.77 | 6 | 0
2040 | PJM_ROR_2_VACAR | PJM_ROR | VACAR | Internal | Shoulder | B12 | 200 | 3000 | 0 | 66.51 | 68.68 | 6 | 0
2040 | PJM_ROR_2_VACAR | PJM_ROR | VACAR | Internal | Shoulder | B13 | 600 | 3000 | 0 | 59.14 | 57.65 | 6 | 0
2040 | PJM_ROR_2_VACAR | PJM_ROR | VACAR | Internal | Shoulder | B14 | 900 | 3000 | 0 | 56.26 | 57.65 | 6 | 0
2040 | PJM_ROR_2_VACAR | PJM_ROR | VACAR | Internal | Shoulder | B15 | 1203 | 3000 | 3000 | 51.58 | 57.65 | 6 | 0.07
2040 | PJM_ROR_2_VACAR | PJM_ROR | VACAR | Internal | Summer | B1 | 10 | 3000 | 1652.84 | 110.19 | 116.19 | 6 | 0
2040 | PJM_ROR_2_VACAR | PJM_ROR | VACAR | Internal | Summer | B2 | 25 | 3000 | 513.08 | 96.94 | 102.94 | 6 | 0
2040 | PJM_ROR_2_VACAR | PJM_ROR | VACAR | Internal | Summer | B3 | 75 | 3000 | 3000 | 90.44 | 99.6 | 6 | 3.16
2040 | PJM_ROR_2_VACAR | PJM_ROR | VACAR | Internal | Summer | B4 | 100 | 3000 | 3000 | 90.01 | 97.15 | 6 | 1.14
2040 | PJM_ROR_2_VACAR | PJM_ROR | VACAR | Internal | Summer | B5 | 200 | 3000 | 3000 | 86.01 | 93.52 | 6 | 1.51
2040 | PJM_ROR_2_VACAR | PJM_ROR | VACAR | Internal | Summer | B6 | 300 | 3000 | 3000 | 68.16 | 76.16 | 6 | 2
2040 | PJM_ROR_2_VACAR | PJM_ROR | VACAR | Internal | Summer | B7 | 400 | 3000 | 964.65 | 55.31 | 61.31 | 6 | 0
2040 | PJM_ROR_2_VACAR | PJM_ROR | VACAR | Internal | Summer | B8 | 500 | 3000 | 0 | 53.37 | 55.34 | 6 | 0
2040 | PJM_ROR_2_VACAR | PJM_ROR | VACAR | Internal | Summer | B9 | 800 | 3000 | 0 | 49.78 | 55.34 | 6 | 0
2040 | PJM_ROR_2_VACAR | PJM_ROR | VACAR | Internal | Summer | B10 | 1262 | 3000 | 340.31 | 49.34 | 55.34 | 6 | 0
2040 | PJM_ROR_2_VACAR | PJM_ROR | VACAR | Internal | Winter | B16 | 25 | 3000 | 3000 | 86.6 | 101.27 | 6 | 8.67
2040 | PJM_ROR_2_VACAR | PJM_ROR | VACAR | Internal | Winter | B17 | 100 | 3000 | 0 | 71.4 | 75.5 | 6 | 0
2040 | PJM_ROR_2_VACAR | PJM_ROR | VACAR | Internal | Winter | B18 | 400 | 3000 | 0 | 63.7 | 63.05 | 6 | 0
2040 | PJM_ROR_2_VACAR | PJM_ROR | VACAR | Internal | Winter | B19 | 700 | 3000 | 0 | 60.69 | 63.05 | 6 | 0
2040 | PJM_ROR_2_VACAR | PJM_ROR | VACAR | Internal | Winter | B20 | 935 | 3000 | 3000 | 55.54 | 63.05 | 6 | 1.5
2040 | PJM_ROM_2_NYISO_A-F | PJM_ROM | NYISO_A-F | Internal | Shoulder | B11 | 25 | 2000 | 0 | 66.5 | 58.5 | 6 | 0
2040 | PJM_ROM_2_NYISO_A-F | PJM_ROM | NYISO_A-F | Internal | Shoulder | B12 | 200 | 2000 | 0 | 66.5 | 58.5 | 6 | 0
2040 | PJM_ROM_2_NYISO_A-F | PJM_ROM | NYISO_A-F | Internal | Shoulder | B13 | 600 | 2000 | 0 | 59.13 | 52.65 | 6 | 0
2040 | PJM_ROM_2_NYISO_A-F | PJM_ROM | NYISO_A-F | Internal | Shoulder | B14 | 900 | 2000 | 0 | 56.25 | 52.65 | 6 | 0
2040 | PJM_ROM_2_NYISO_A-F | PJM_ROM | NYISO_A-F | Internal | Shoulder | B15 | 1203 | 2000 | 0 | 51.57 | 51.98 | 6 | 0
2040 | PJM_ROM_2_NYISO_A-F | PJM_ROM | NYISO_A-F | Internal | Summer | B1 | 10 | 2000 | 0 | 110.2 | 102.21 | 6 | 0
2040 | PJM_ROM_2_NYISO_A-F | PJM_ROM | NYISO_A-F | Internal | Summer | B2 | 25 | 2000 | 0 | 96.93 | 88.93 | 6 | 0
2040 | PJM_ROM_2_NYISO_A-F | PJM_ROM | NYISO_A-F | Internal | Summer | B3 | 75 | 2000 | 0 | 85.14 | 76.46 | 6 | 0
2040 | PJM_ROM_2_NYISO_A-F | PJM_ROM | NYISO_A-F | Internal | Summer | B4 | 100 | 2000 | 0 | 80.21 | 68.37 | 6 | 0
2040 | PJM_ROM_2_NYISO_A-F | PJM_ROM | NYISO_A-F | Internal | Summer | B5 | 200 | 2000 | 0 | 76.67 | 68.37 | 6 | 0
2040 | PJM_ROM_2_NYISO_A-F | PJM_ROM | NYISO_A-F | Internal | Summer | B6 | 300 | 2000 | 0 | 68.15 | 60.15 | 6 | 0
2040 | PJM_ROM_2_NYISO_A-F | PJM_ROM | NYISO_A-F | Internal | Summer | B7 | 400 | 2000 | 0 | 55.29 | 51.36 | 6 | 0
2040 | PJM_ROM_2_NYISO_A-F | PJM_ROM | NYISO_A-F | Internal | Summer | B8 | 500 | 2000 | 0 | 53.36 | 51.36 | 6 | 0
2040 | PJM_ROM_2_NYISO_A-F | PJM_ROM | NYISO_A-F | Internal | Summer | B9 | 800 | 2000 | 0 | 49.77 | 49.5 | 6 | 0
2040 | PJM_ROM_2_NYISO_A-F | PJM_ROM | NYISO_A-F | Internal | Summer | B10 | 1262 | 2000 | 0 | 49.33 | 49.5 | 6 | 0
2040 | PJM_ROM_2_NYISO_A-F | PJM_ROM | NYISO_A-F | Internal | Winter | B16 | 25 | 2000 | 0 | 86.59 | 78.59 | 6 | 0
2040 | PJM_ROM_2_NYISO_A-F | PJM_ROM | NYISO_A-F | Internal | Winter | B17 | 100 | 2000 | 0 | 71.41 | 63.41 | 6 | 0
2040 | PJM_ROM_2_NYISO_A-F | PJM_ROM | NYISO_A-F | Internal | Winter | B18 | 400 | 2000 | 0 | 63.69 | 60.85 | 6 | 0
2040 | PJM_ROM_2_NYISO_A-F | PJM_ROM | NYISO_A-F | Internal | Winter | B19 | 700 | 2000 | 0 | 60.68 | 60.85 | 6 | 0
2040 | PJM_ROM_2_NYISO_A-F | PJM_ROM | NYISO_A-F | Internal | Winter | B20 | 935 | 2000 | 0 | 55.53 | 60.85 | 6 | 0
2040 | PJM_ROM_2_PJM_E | PJM_ROM | PJM_E | Internal | Shoulder | B11 | 25 | 8000 | 633.8 | 66.5 | 66.51 | 0.01 | 0
2040 | PJM_ROM_2_PJM_E | PJM_ROM | PJM_E | Internal | Shoulder | B12 | 200 | 8000 | 1056.54 | 66.5 | 66.51 | 0.01 | 0
2040 | PJM_ROM_2_PJM_E | PJM_ROM | PJM_E | Internal | Shoulder | B13 | 600 | 8000 | 1143.32 | 59.13 | 59.14 | 0.01 | 0
2040 | PJM_ROM_2_PJM_E | PJM_ROM | PJM_E | Internal | Shoulder | B14 | 900 | 8000 | 2672.27 | 56.25 | 56.26 | 0.01 | 0
2040 | PJM_ROM_2_PJM_E | PJM_ROM | PJM_E | Internal | Shoulder | B15 | 1203 | 8000 | 3935.35 | 51.57 | 51.58 | 0.01 | 0
2040 | PJM_ROM_2_PJM_E | PJM_ROM | PJM_E | Internal | Summer | B1 | 10 | 8000 | 7945.31 | 110.2 | 110.22 | 0.01 | 0
2040 | PJM_ROM_2_PJM_E | PJM_ROM | PJM_E | Internal | Summer | B2 | 25 | 8000 | 6716.21 | 96.93 | 96.94 | 0.01 | 0
2040 | PJM_ROM_2_PJM_E | PJM_ROM | PJM_E | Internal | Summer | B3 | 75 | 8000 | 2347.81 | 85.14 | 85.15 | 0.01 | 0
2040 | PJM_ROM_2_PJM_E | PJM_ROM | PJM_E | Internal | Summer | B4 | 100 | 8000 | 2147.24 | 80.21 | 80.22 | 0.01 | 0
2040 | PJM_ROM_2_PJM_E | PJM_ROM | PJM_E | Internal | Summer | B5 | 200 | 8000 | 2960.72 | 76.67 | 76.68 | 0.01 | 0
2040 | PJM_ROM_2_PJM_E | PJM_ROM | PJM_E | Internal | Summer | B6 | 300 | 8000 | 4015.46 | 68.15 | 68.16 | 0.01 | 0
2040 | PJM_ROM_2_PJM_E | PJM_ROM | PJM_E | Internal | Summer | B7 | 400 | 8000 | 4049.16 | 55.29 | 55.31 | 0.01 | 0
2040 | PJM_ROM_2_PJM_E | PJM_ROM | PJM_E | Internal | Summer | B8 | 500 | 8000 | 4407.64 | 53.36 | 53.37 | 0.01 | 0
2040 | PJM_ROM_2_PJM_E | PJM_ROM | PJM_E | Internal | Summer | B9 | 800 | 8000 | 7161.1 | 49.77 | 49.78 | 0.01 | 0
2040 | PJM_ROM_2_PJM_E | PJM_ROM | PJM_E | Internal | Summer | B10 | 1262 | 8000 | 4512.72 | 49.33 | 49.34 | 0.01 | 0
2040 | PJM_ROM_2_PJM_E | PJM_ROM | PJM_E | Internal | Winter | B16 | 25 | 8000 | 4206.89 | 86.59 | 86.6 | 0.01 | 0
2040 | PJM_ROM_2_PJM_E | PJM_ROM | PJM_E | Internal | Winter | B17 | 100 | 8000 | 5212.51 | 71.41 | 71.42 | 0.01 | 0
2040 | PJM_ROM_2_PJM_E | PJM_ROM | PJM_E | Internal | Winter | B18 | 400 | 8000 | 4775.57 | 63.69 | 63.7 | 0.01 | 0
2040 | PJM_ROM_2_PJM_E | PJM_ROM | PJM_E | Internal | Winter | B19 | 700 | 8000 | 5350.13 | 60.68 | 60.69 | 0.01 | 0
2040 | PJM_ROM_2_PJM_E | PJM_ROM | PJM_E | Internal | Winter | B20 | 935 | 8000 | 5549.37 | 55.53 | 55.54 | 0.01 | 0
2040 | PJM_ROM_2_PJM_ROR | PJM_ROM | PJM_ROR | Internal | Shoulder | B11 | 25 | 8000 | 8000 | 66.5 | 82.77 | 0.01 | 16.26
2040 | PJM_ROM_2_PJM_ROR | PJM_ROM | PJM_ROR | Internal | Shoulder | B12 | 200 | 8000 | 7100.96 | 66.5 | 66.51 | 0.01 | 0
2040 | PJM_ROM_2_PJM_ROR | PJM_ROM | PJM_ROR | Internal | Shoulder | B13 | 600 | 8000 | 7690.36 | 59.13 | 59.14 | 0.01 | 0
2040 | PJM_ROM_2_PJM_ROR | PJM_ROM | PJM_ROR | Internal | Shoulder | B14 | 900 | 8000 | 5519.35 | 56.25 | 56.26 | 0.01 | 0
2040 | PJM_ROM_2_PJM_ROR | PJM_ROM | PJM_ROR | Internal | Shoulder | B15 | 1203 | 8000 | 4899.32 | 51.57 | 51.58 | 0.01 | 0
2040 | PJM_ROM_2_PJM_ROR | PJM_ROM | PJM_ROR | Internal | Summer | B1 | 10 | 8000 | 1.73 | 110.2 | 110.19 | 0.01 | 0
2040 | PJM_ROM_2_PJM_ROR | PJM_ROM | PJM_ROR | Internal | Summer | B2 | 25 | 8000 | 980.58 | 96.93 | 96.94 | 0.01 | 0
2040 | PJM_ROM_2_PJM_ROR | PJM_ROM | PJM_ROR | Internal | Summer | B3 | 75 | 8000 | 8000 | 85.14 | 90.44 | 0.01 | 5.29
2040 | PJM_ROM_2_PJM_ROR | PJM_ROM | PJM_ROR | Internal | Summer | B4 | 100 | 8000 | 8000 | 80.21 | 90.01 | 0.01 | 9.79
2040 | PJM_ROM_2_PJM_ROR | PJM_ROM | PJM_ROR | Internal | Summer | B5 | 200 | 8000 | 8000 | 76.67 | 86.01 | 0.01 | 9.32
2040 | PJM_ROM_2_PJM_ROR | PJM_ROM | PJM_ROR | Internal | Summer | B6 | 300 | 8000 | 5576.4 | 68.15 | 68.16 | 0.01 | 0
2040 | PJM_ROM_2_PJM_ROR | PJM_ROM | PJM_ROR | Internal | Summer | B7 | 400 | 8000 | 4353.87 | 55.29 | 55.31 | 0.01 | 0
2040 | PJM_ROM_2_PJM_ROR | PJM_ROM | PJM_ROR | Internal | Summer | B8 | 500 | 8000 | 3643.62 | 53.36 | 53.37 | 0.01 | 0
2040 | PJM_ROM_2_PJM_ROR | PJM_ROM | PJM_ROR | Internal | Summer | B9 | 800 | 8000 | 2727.94 | 49.77 | 49.78 | 0.01 | 0
2040 | PJM_ROM_2_PJM_ROR | PJM_ROM | PJM_ROR | Internal | Summer | B10 | 1262 | 8000 | 5309.2 | 49.33 | 49.34 | 0.01 | 0
2040 | PJM_ROM_2_PJM_ROR | PJM_ROM | PJM_ROR | Internal | Winter | B16 | 25 | 8000 | 3963.02 | 86.59 | 86.6 | 0.01 | 0
2040 | PJM_ROM_2_PJM_ROR | PJM_ROM | PJM_ROR | Internal | Winter | B17 | 100 | 8000 | 0.18 | 71.41 | 71.4 | 0.01 | 0
2040 | PJM_ROM_2_PJM_ROR | PJM_ROM | PJM_ROR | Internal | Winter | B18 | 400 | 8000 | 782.74 | 63.69 | 63.7 | 0.01 | 0
2040 | PJM_ROM_2_PJM_ROR | PJM_ROM | PJM_ROR | Internal | Winter | B19 | 700 | 8000 | 271.65 | 60.68 | 60.69 | 0.01 | 0
2040 | PJM_ROM_2_PJM_ROR | PJM_ROM | PJM_ROR | Internal | Winter | B20 | 935 | 8000 | 1019.86 | 55.53 | 55.54 | 0.01 | 0
2040 | SOCO_2_ENT | SOCO | ENT | Internal | Shoulder | B11 | 25 | 2400 | 0 | 95.77 | 87.77 | 10 | 0
2040 | SOCO_2_ENT | SOCO | ENT | Internal | Shoulder | B12 | 200 | 2400 | 0 | 61.94 | 61.96 | 10 | 0
2040 | SOCO_2_ENT | SOCO | ENT | Internal | Shoulder | B13 | 600 | 2400 | 0 | 61.82 | 61.51 | 10 | 0
2040 | SOCO_2_ENT | SOCO | ENT | Internal | Shoulder | B14 | 900 | 2400 | 0 | 61.82 | 59.97 | 10 | 0
2040 | SOCO_2_ENT | SOCO | ENT | Internal | Shoulder | B15 | 1203 | 2400 | 0 | 61.82 | 59.46 | 10 | 0
2040 | SOCO_2_ENT | SOCO | ENT | Internal | Summer | B1 | 10 | 2400 | 0 | 108.17 | 100.17 | 10 | 0
2040 | SOCO_2_ENT | SOCO | ENT | Internal | Summer | B2 | 25 | 2400 | 0 | 102.52 | 94.95 | 10 | 0
2040 | SOCO_2_ENT | SOCO | ENT | Internal | Summer | B3 | 75 | 2400 | 0 | 100.52 | 92.52 | 10 | 0
2040 | SOCO_2_ENT | SOCO | ENT | Internal | Summer | B4 | 100 | 2400 | 0 | 100.52 | 92.52 | 10 | 0
2040 | SOCO_2_ENT | SOCO | ENT | Internal | Summer | B5 | 200 | 2400 | 0 | 100.52 | 88.11 | 10 | 0
2040 | SOCO_2_ENT | SOCO | ENT | Internal | Summer | B6 | 300 | 2400 | 0 | 83.16 | 76.07 | 10 | 0
2040 | SOCO_2_ENT | SOCO | ENT | Internal | Summer | B7 | 400 | 2400 | 0 | 68.31 | 60.31 | 10 | 0
2040 | SOCO_2_ENT | SOCO | ENT | Internal | Summer | B8 | 500 | 2400 | 0 | 60.21 | 60 | 10 | 0
2040 | SOCO_2_ENT | SOCO | ENT | Internal | Summer | B9 | 800 | 2400 | 0 | 60.21 | 58.21 | 10 | 0
2040 | SOCO_2_ENT | SOCO | ENT | Internal | Summer | B10 | 1262 | 2400 | 0 | 55.74 | 57.5 | 10 | 0
2040 | SOCO_2_ENT | SOCO | ENT | Internal | Winter | B16 | 25 | 2400 | 0 | 91.27 | 84.27 | 10 | 0
2040 | SOCO_2_ENT | SOCO | ENT | Internal | Winter | B17 | 100 | 2400 | 0 | 65.5 | 66.07 | 10 | 0
2040 | SOCO_2_ENT | SOCO | ENT | Internal | Winter | B18 | 400 | 2400 | 0 | 65.5 | 65.68 | 10 | 0
2040 | SOCO_2_ENT | SOCO | ENT | Internal | Winter | B19 | 700 | 2400 | 0 | 65.5 | 64.02 | 10 | 0
2040 | SOCO_2_ENT | SOCO | ENT | Internal | Winter | B20 | 935 | 2400 | 0 | 59.84 | 58.43 | 10 | 0
2040 | SOCO_2_FRCC | SOCO | FRCC | Internal | Shoulder | B11 | 25 | 3700 | 1376.67 | 95.77 | 105.77 | 10 | 0
2040 | SOCO_2_FRCC | SOCO | FRCC | Internal | Shoulder | B12 | 200 | 3700 | 0 | 61.94 | 69.82 | 10 | 0
2040 | SOCO_2_FRCC | SOCO | FRCC | Internal | Shoulder | B13 | 600 | 3700 | 0 | 61.82 | 66.91 | 10 | 0
2040 | SOCO_2_FRCC | SOCO | FRCC | Internal | Shoulder | B14 | 900 | 3700 | 0 | 61.82 | 66.91 | 10 | 0
2040 | SOCO_2_FRCC | SOCO | FRCC | Internal | Shoulder | B15 | 1203 | 3700 | 0 | 61.82 | 66.91 | 10 | 0
2040 | SOCO_2_FRCC | SOCO | FRCC | Internal | Summer | B1 | 10 | 3700 | 645.55 | 108.17 | 118.17 | 10 | 0
2040 | SOCO_2_FRCC | SOCO | FRCC | Internal | Summer | B2 | 25 | 3700 | 0 | 102.52 | 107.43 | 10 | 0
2040 | SOCO_2_FRCC | SOCO | FRCC | Internal | Summer | B3 | 75 | 3700 | 0 | 100.52 | 107.43 | 10 | 0
2040 | SOCO_2_FRCC | SOCO | FRCC | Internal | Summer | B4 | 100 | 3700 | 0 | 100.52 | 107.43 | 10 | 0
2040 | SOCO_2_FRCC | SOCO | FRCC | Internal | Summer | B5 | 200 | 3700 | 0 | 100.52 | 105.07 | 10 | 0
2040 | SOCO_2_FRCC | SOCO | FRCC | Internal | Summer | B6 | 300 | 3700 | 1562.68 | 83.16 | 93.16 | 10 | 0
2040 | SOCO_2_FRCC | SOCO | FRCC | Internal | Summer | B7 | 400 | 3700 | 0 | 68.31 | 75.59 | 10 | 0
2040 | SOCO_2_FRCC | SOCO | FRCC | Internal | Summer | B8 | 500 | 3700 | 0 | 60.21 | 68.59 | 10 | 0
2040 | SOCO_2_FRCC | SOCO | FRCC | Internal | Summer | B9 | 800 | 3700 | 0 | 60.21 | 65.74 | 10 | 0
2040 | SOCO_2_FRCC | SOCO | FRCC | Internal | Summer | B10 | 1262 | 3700 | 1065.6 | 55.74 | 65.74 | 10 | 0
2040 | SOCO_2_FRCC | SOCO | FRCC | Internal | Winter | B16 | 25 | 3700 | 0 | 91.27 | 99.36 | 10 | 0
2040 | SOCO_2_FRCC | SOCO | FRCC | Internal | Winter | B17 | 100 | 3700 | 0 | 65.5 | 73.02 | 10 | 0
2040 | SOCO_2_FRCC | SOCO | FRCC | Internal | Winter | B18 | 400 | 3700 | 0 | 65.5 | 69.97 | 10 | 0
2040 | SOCO_2_FRCC | SOCO | FRCC | Internal | Winter | B19 | 700 | 3700 | 0 | 65.5 | 69.97 | 10 | 0
2040 | SOCO_2_FRCC | SOCO | FRCC | Internal | Winter | B20 | 935 | 3700 | 0 | 59.84 | 69.33 | 10 | 0
2040 | SOCO_2_TVA_Transmission | SOCO | TVA_Transmission | Internal | Shoulder | B11 | 25 | 2600 | 0 | 95.77 | 87.84 | 10 | 0
2040 | SOCO_2_TVA_Transmission | SOCO | TVA_Transmission | Internal | Shoulder | B12 | 200 | 2600 | 0 | 61.94 | 66.61 | 10 | 0
2040 | SOCO_2_TVA_Transmission | SOCO | TVA_Transmission | Internal | Shoulder | B13 | 600 | 2600 | 0 | 61.82 | 62.32 | 10 | 0
2040 | SOCO_2_TVA_Transmission | SOCO | TVA_Transmission | Internal | Shoulder | B14 | 900 | 2600 | 0 | 61.82 | 61.39 | 10 | 0
2040 | SOCO_2_TVA_Transmission | SOCO | TVA_Transmission | Internal | Shoulder | B15 | 1203 | 2600 | 0 | 61.82 | 56.26 | 10 | 0
2040 | SOCO_2_TVA_Transmission | SOCO | TVA_Transmission | Internal | Summer | B1 | 10 | 2600 | 0 | 108.17 | 107.57 | 10 | 0
2040 | SOCO_2_TVA_Transmission | SOCO | TVA_Transmission | Internal | Summer | B2 | 25 | 2600 | 0 | 102.52 | 102.95 | 10 | 0
2040 | SOCO_2_TVA_Transmission | SOCO | TVA_Transmission | Internal | Summer | B3 | 75 | 2600 | 0 | 100.52 | 96.44 | 10 | 0
2040 | SOCO_2_TVA_Transmission | SOCO | TVA_Transmission | Internal | Summer | B4 | 100 | 2600 | 0 | 100.52 | 96.01 | 10 | 0
2040 | SOCO_2_TVA_Transmission | SOCO | TVA_Transmission | Internal | Summer | B5 | 200 | 2600 | 0 | 100.52 | 92.01 | 10 | 0
2040 | SOCO_2_TVA_Transmission | SOCO | TVA_Transmission | Internal | Summer | B6 | 300 | 2600 | 0 | 83.16 | 74.16 | 10 | 0
2040 | SOCO_2_TVA_Transmission | SOCO | TVA_Transmission | Internal | Summer | B7 | 400 | 2600 | 0 | 68.31 | 60.61 | 10 | 0
2040 | SOCO_2_TVA_Transmission | SOCO | TVA_Transmission | Internal | Summer | B8 | 500 | 2600 | 0 | 60.21 | 59.34 | 10 | 0
2040 | SOCO_2_TVA_Transmission | SOCO | TVA_Transmission | Internal | Summer | B9 | 800 | 2600 | 0 | 60.21 | 54.88 | 10 | 0
2040 | SOCO_2_TVA_Transmission | SOCO | TVA_Transmission | Internal | Summer | B10 | 1262 | 2600 | 0 | 55.74 | 49.2 | 10 | 0
2040 | SOCO_2_TVA_Transmission | SOCO | TVA_Transmission | Internal | Winter | B16 | 25 | 2600 | 0 | 91.27 | 92.27 | 10 | 0
2040 | SOCO_2_TVA_Transmission | SOCO | TVA_Transmission | Internal | Winter | B17 | 100 | 2600 | 0 | 65.5 | 71.19 | 10 | 0
2040 | SOCO_2_TVA_Transmission | SOCO | TVA_Transmission | Internal | Winter | B18 | 400 | 2600 | 0 | 65.5 | 63.34 | 10 | 0
2040 | SOCO_2_TVA_Transmission | SOCO | TVA_Transmission | Internal | Winter | B19 | 700 | 2600 | 0 | 65.5 | 62.35 | 10 | 0
2040 | SOCO_2_TVA_Transmission | SOCO | TVA_Transmission | Internal | Winter | B20 | 935 | 2600 | 0 | 59.84 | 58.43 | 10 | 0
2040 | SOCO_2_VACAR | SOCO | VACAR | Internal | Shoulder | B11 | 25 | 2000 | 0 | 95.77 | 88.77 | 10 | 0
2040 | SOCO_2_VACAR | SOCO | VACAR | Internal | Shoulder | B12 | 200 | 2000 | 0 | 61.94 | 68.68 | 10 | 0
2040 | SOCO_2_VACAR | SOCO | VACAR | Internal | Shoulder | B13 | 600 | 2000 | 0 | 61.82 | 57.65 | 10 | 0
2040 | SOCO_2_VACAR | SOCO | VACAR | Internal | Shoulder | B14 | 900 | 2000 | 0 | 61.82 | 57.65 | 10 | 0
2040 | SOCO_2_VACAR | SOCO | VACAR | Internal | Shoulder | B15 | 1203 | 2000 | 0 | 61.82 | 57.65 | 10 | 0
2040 | SOCO_2_VACAR | SOCO | VACAR | Internal | Summer | B1 | 10 | 2000 | 0.02 | 108.17 | 116.19 | 10 | 0
2040 | SOCO_2_VACAR | SOCO | VACAR | Internal | Summer | B2 | 25 | 2000 | 0 | 102.52 | 102.94 | 10 | 0
2040 | SOCO_2_VACAR | SOCO | VACAR | Internal | Summer | B3 | 75 | 2000 | 0 | 100.52 | 99.6 | 10 | 0
2040 | SOCO_2_VACAR | SOCO | VACAR | Internal | Summer | B4 | 100 | 2000 | 0 | 100.52 | 97.15 | 10 | 0
2040 | SOCO_2_VACAR | SOCO | VACAR | Internal | Summer | B5 | 200 | 2000 | 0 | 100.52 | 93.52 | 10 | 0
2040 | SOCO_2_VACAR | SOCO | VACAR | Internal | Summer | B6 | 300 | 2000 | 0 | 83.16 | 76.16 | 10 | 0
2040 | SOCO_2_VACAR | SOCO | VACAR | Internal | Summer | B7 | 400 | 2000 | 0 | 68.31 | 61.31 | 10 | 0
2040 | SOCO_2_VACAR | SOCO | VACAR | Internal | Summer | B8 | 500 | 2000 | 0 | 60.21 | 55.34 | 10 | 0
2040 | SOCO_2_VACAR | SOCO | VACAR | Internal | Summer | B9 | 800 | 2000 | 0 | 60.21 | 55.34 | 10 | 0
2040 | SOCO_2_VACAR | SOCO | VACAR | Internal | Summer | B10 | 1262 | 2000 | 0 | 55.74 | 55.34 | 10 | 0
2040 | SOCO_2_VACAR | SOCO | VACAR | Internal | Winter | B16 | 25 | 2000 | 286.75 | 91.27 | 101.27 | 10 | 0
2040 | SOCO_2_VACAR | SOCO | VACAR | Internal | Winter | B17 | 100 | 2000 | 1038.5 | 65.5 | 75.5 | 10 | 0
2040 | SOCO_2_VACAR | SOCO | VACAR | Internal | Winter | B18 | 400 | 2000 | 0 | 65.5 | 63.05 | 10 | 0
2040 | SOCO_2_VACAR | SOCO | VACAR | Internal | Winter | B19 | 700 | 2000 | 0 | 65.5 | 63.05 | 10 | 0
2040 | SOCO_2_VACAR | SOCO | VACAR | Internal | Winter | B20 | 935 | 2000 | 0 | 59.84 | 63.05 | 10 | 0
2040 | SPP_N_2_ENT | SPP_N | ENT | Internal | Shoulder | B11 | 25 | 1800 | 0 | 91.78 | 87.77 | 5 | 0
2040 | SPP_N_2_ENT | SPP_N | ENT | Internal | Shoulder | B12 | 200 | 1800 | 0 | 61.2 | 61.96 | 5 | 0
2040 | SPP_N_2_ENT | SPP_N | ENT | Internal | Shoulder | B13 | 600 | 1800 | 0 | 59.26 | 61.51 | 5 | 0
2040 | SPP_N_2_ENT | SPP_N | ENT | Internal | Shoulder | B14 | 900 | 1800 | 0 | 55.25 | 59.97 | 5 | 0
2040 | SPP_N_2_ENT | SPP_N | ENT | Internal | Shoulder | B15 | 1203 | 1800 | 1800 | 53.8 | 59.46 | 5 | 0.66
2040 | SPP_N_2_ENT | SPP_N | ENT | Internal | Summer | B1 | 10 | 1800 | 0 | 103.17 | 100.17 | 5 | 0
2040 | SPP_N_2_ENT | SPP_N | ENT | Internal | Summer | B2 | 25 | 1800 | 0 | 97.66 | 94.95 | 5 | 0
2040 | SPP_N_2_ENT | SPP_N | ENT | Internal | Summer | B3 | 75 | 1800 | 0 | 97.66 | 92.52 | 5 | 0
2040 | SPP_N_2_ENT | SPP_N | ENT | Internal | Summer | B4 | 100 | 1800 | 0 | 94.26 | 92.52 | 5 | 0
2040 | SPP_N_2_ENT | SPP_N | ENT | Internal | Summer | B5 | 200 | 1800 | 0 | 94.26 | 88.11 | 5 | 0
2040 | SPP_N_2_ENT | SPP_N | ENT | Internal | Summer | B6 | 300 | 1800 | 0 | 75.38 | 76.07 | 5 | 0
2040 | SPP_N_2_ENT | SPP_N | ENT | Internal | Summer | B7 | 400 | 1800 | 0 | 60.3 | 60.31 | 5 | 0
2040 | SPP_N_2_ENT | SPP_N | ENT | Internal | Summer | B8 | 500 | 1800 | 0 | 57.42 | 60 | 5 | 0
2040 | SPP_N_2_ENT | SPP_N | ENT | Internal | Summer | B9 | 800 | 1800 | 0 | 57.2 | 58.21 | 5 | 0
2040 | SPP_N_2_ENT | SPP_N | ENT | Internal | Summer | B10 | 1262 | 1800 | 1704.18 | 52.5 | 57.5 | 5 | 0
2040 | SPP_N_2_ENT | SPP_N | ENT | Internal | Winter | B16 | 25 | 1800 | 0 | 84.59 | 84.27 | 5 | 0
2040 | SPP_N_2_ENT | SPP_N | ENT | Internal | Winter | B17 | 100 | 1800 | 0 | 65.34 | 66.07 | 5 | 0
2040 | SPP_N_2_ENT | SPP_N | ENT | Internal | Winter | B18 | 400 | 1800 | 472.99 | 60.68 | 65.68 | 5 | 0
2040 | SPP_N_2_ENT | SPP_N | ENT | Internal | Winter | B19 | 700 | 1800 | 482.35 | 59.02 | 64.02 | 5 | 0
2040 | SPP_N_2_ENT | SPP_N | ENT | Internal | Winter | B20 | 935 | 1800 | 1800 | 50.42 | 58.43 | 5 | 3.01
2040 | SPP_N_2_MISO_MO-IL | SPP_N | MISO_MO-IL | Internal | Shoulder | B11 | 25 | 2000 | 0 | 91.78 | 84.79 | 5 | 0
2040 | SPP_N_2_MISO_MO-IL | SPP_N | MISO_MO-IL | Internal | Shoulder | B12 | 200 | 2000 | 0 | 61.2 | 64.63 | 5 | 0
2040 | SPP_N_2_MISO_MO-IL | SPP_N | MISO_MO-IL | Internal | Shoulder | B13 | 600 | 2000 | 0 | 59.26 | 59.86 | 5 | 0
2040 | SPP_N_2_MISO_MO-IL | SPP_N | MISO_MO-IL | Internal | Shoulder | B14 | 900 | 2000 | 0 | 55.25 | 58.08 | 5 | 0
2040 | SPP_N_2_MISO_MO-IL | SPP_N | MISO_MO-IL | Internal | Shoulder | B15 | 1203 | 2000 | 0 | 53.8 | 51.63 | 5 | 0
2040 | SPP_N_2_MISO_MO-IL | SPP_N | MISO_MO-IL | Internal | Summer | B1 | 10 | 2000 | 1894.51 | 103.17 | 108.17 | 5 | 0
2040 | SPP_N_2_MISO_MO-IL | SPP_N | MISO_MO-IL | Internal | Summer | B2 | 25 | 2000 | 0 | 97.66 | 94.95 | 5 | 0
2040 | SPP_N_2_MISO_MO-IL | SPP_N | MISO_MO-IL | Internal | Summer | B3 | 75 | 2000 | 0 | 97.66 | 92.45 | 5 | 0
2040 | SPP_N_2_MISO_MO-IL | SPP_N | MISO_MO-IL | Internal | Summer | B4 | 100 | 2000 | 0 | 94.26 | 92.01 | 5 | 0
2040 | SPP_N_2_MISO_MO-IL | SPP_N | MISO_MO-IL | Internal | Summer | B5 | 200 | 2000 | 0 | 94.26 | 88.02 | 5 | 0
2040 | SPP_N_2_MISO_MO-IL | SPP_N | MISO_MO-IL | Internal | Summer | B6 | 300 | 2000 | 0 | 75.38 | 68.4 | 5 | 0
2040 | SPP_N_2_MISO_MO-IL | SPP_N | MISO_MO-IL | Internal | Summer | B7 | 400 | 2000 | 0 | 60.3 | 57.31 | 5 | 0
2040 | SPP_N_2_MISO_MO-IL | SPP_N | MISO_MO-IL | Internal | Summer | B8 | 500 | 2000 | 0 | 57.42 | 53.64 | 5 | 0
2040 | SPP_N_2_MISO_MO-IL | SPP_N | MISO_MO-IL | Internal | Summer | B9 | 800 | 2000 | 0 | 57.2 | 50.21 | 5 | 0
2040 | SPP_N_2_MISO_MO-IL | SPP_N | MISO_MO-IL | Internal | Summer | B10 | 1262 | 2000 | 0 | 52.5 | 47.34 | 5 | 0
2040 | SPP_N_2_MISO_MO-IL | SPP_N | MISO_MO-IL | Internal | Winter | B16 | 25 | 2000 | 0 | 84.59 | 84.59 | 5 | 0
2040 | SPP_N_2_MISO_MO-IL | SPP_N | MISO_MO-IL | Internal | Winter | B17 | 100 | 2000 | 0 | 65.34 | 69.39 | 5 | 0
2040 | SPP_N_2_MISO_MO-IL | SPP_N | MISO_MO-IL | Internal | Winter | B18 | 400 | 2000 | 0 | 60.68 | 61.7 | 5 | 0
2040 | SPP_N_2_MISO_MO-IL | SPP_N | MISO_MO-IL | Internal | Winter | B19 | 700 | 2000 | 0 | 59.02 | 59.41 | 5 | 0
2040 | SPP_N_2_MISO_MO-IL | SPP_N | MISO_MO-IL | Internal | Winter | B20 | 935 | 2000 | 0 | 50.42 | 50.43 | 5 | 0
2040 | SPP_N_2_MISO_W | SPP_N | MISO_W | Internal | Shoulder | B11 | 25 | 750 | 0 | 91.78 | 84.78 | 5 | 0
2040 | SPP_N_2_MISO_W | SPP_N | MISO_W | Internal | Shoulder | B12 | 200 | 750 | 0 | 61.2 | 64.62 | 5 | 0
2040 | SPP_N_2_MISO_W | SPP_N | MISO_W | Internal | Shoulder | B13 | 600 | 750 | 0 | 59.26 | 59.85 | 5 | 0
2040 | SPP_N_2_MISO_W | SPP_N | MISO_W | Internal | Shoulder | B14 | 900 | 750 | 0 | 55.25 | 58.07 | 5 | 0
2040 | SPP_N_2_MISO_W | SPP_N | MISO_W | Internal | Shoulder | B15 | 1203 | 750 | 0 | 53.8 | 51.64 | 5 | 0
2040 | SPP_N_2_MISO_W | SPP_N | MISO_W | Internal | Summer | B1 | 10 | 750 | 2.68 | 103.17 | 108.16 | 5 | 0
2040 | SPP_N_2_MISO_W | SPP_N | MISO_W | Internal | Summer | B2 | 25 | 750 | 0 | 97.66 | 94.94 | 5 | 0
2040 | SPP_N_2_MISO_W | SPP_N | MISO_W | Internal | Summer | B3 | 75 | 750 | 0 | 97.66 | 92.91 | 5 | 0
2040 | SPP_N_2_MISO_W | SPP_N | MISO_W | Internal | Summer | B4 | 100 | 750 | 0 | 94.26 | 92.01 | 5 | 0
2040 | SPP_N_2_MISO_W | SPP_N | MISO_W | Internal | Summer | B5 | 200 | 750 | 0 | 94.26 | 88.01 | 5 | 0
2040 | SPP_N_2_MISO_W | SPP_N | MISO_W | Internal | Summer | B6 | 300 | 750 | 0 | 75.38 | 68.38 | 5 | 0
2040 | SPP_N_2_MISO_W | SPP_N | MISO_W | Internal | Summer | B7 | 400 | 750 | 0 | 60.3 | 57.29 | 5 | 0
2040 | SPP_N_2_MISO_W | SPP_N | MISO_W | Internal | Summer | B8 | 500 | 750 | 0 | 57.42 | 53.63 | 5 | 0
2040 | SPP_N_2_MISO_W | SPP_N | MISO_W | Internal | Summer | B9 | 800 | 750 | 0 | 57.2 | 50.2 | 5 | 0
2040 | SPP_N_2_MISO_W | SPP_N | MISO_W | Internal | Summer | B10 | 1262 | 750 | 0 | 52.5 | 47.33 | 5 | 0
2040 | SPP_N_2_MISO_W | SPP_N | MISO_W | Internal | Winter | B16 | 25 | 750 | 0 | 84.59 | 84.58 | 5 | 0
2040 | SPP_N_2_MISO_W | SPP_N | MISO_W | Internal | Winter | B17 | 100 | 750 | 0 | 65.34 | 69.37 | 5 | 0
2040 | SPP_N_2_MISO_W | SPP_N | MISO_W | Internal | Winter | B18 | 400 | 750 | 0 | 60.68 | 61.7 | 5 | 0
2040 | SPP_N_2_MISO_W | SPP_N | MISO_W | Internal | Winter | B19 | 700 | 750 | 0 | 59.02 | 59.42 | 5 | 0
2040 | SPP_N_2_MISO_W | SPP_N | MISO_W | Internal | Winter | B20 | 935 | 750 | 0 | 50.42 | 50.41 | 5 | 0
2040 | SPP_N_2_NE | SPP_N | NE | Internal | Shoulder | B11 | 25 | 330 | 0 | 91.78 | 84.78 | 0.01 | 0
2040 | SPP_N_2_NE | SPP_N | NE | Internal | Shoulder | B12 | 200 | 330 | 0.08 | 61.2 | 61.18 | 0.01 | 0
2040 | SPP_N_2_NE | SPP_N | NE | Internal | Shoulder | B13 | 600 | 330 | 0.03 | 59.26 | 59.25 | 0.01 | 0
2040 | SPP_N_2_NE | SPP_N | NE | Internal | Shoulder | B14 | 900 | 330 | 0.02 | 55.25 | 55.24 | 0.01 | 0
2040 | SPP_N_2_NE | SPP_N | NE | Internal | Shoulder | B15 | 1203 | 330 | 0 | 53.8 | 48.67 | 0.01 | 0
2040 | SPP_N_2_NE | SPP_N | NE | Internal | Summer | B1 | 10 | 330 | 1.37 | 103.17 | 103.16 | 0.01 | 0
2040 | SPP_N_2_NE | SPP_N | NE | Internal | Summer | B2 | 25 | 330 | 0.03 | 97.66 | 97.13 | 0.01 | 0
2040 | SPP_N_2_NE | SPP_N | NE | Internal | Summer | B3 | 75 | 330 | 0 | 97.66 | 97.13 | 0.01 | 0
2040 | SPP_N_2_NE | SPP_N | NE | Internal | Summer | B4 | 100 | 330 | 0.15 | 94.26 | 94.25 | 0.01 | 0
2040 | SPP_N_2_NE | SPP_N | NE | Internal | Summer | B5 | 200 | 330 | 0 | 94.26 | 90.43 | 0.01 | 0
2040 | SPP_N_2_NE | SPP_N | NE | Internal | Summer | B6 | 300 | 330 | 0 | 75.38 | 68.98 | 0.01 | 0
2040 | SPP_N_2_NE | SPP_N | NE | Internal | Summer | B7 | 400 | 330 | 0.04 | 60.3 | 60.29 | 0.01 | 0
2040 | SPP_N_2_NE | SPP_N | NE | Internal | Summer | B8 | 500 | 330 | 0 | 57.42 | 53.63 | 0.01 | 0
2040 | SPP_N_2_NE | SPP_N | NE | Internal | Summer | B9 | 800 | 330 | 0 | 57.2 | 50.2 | 0.01 | 0
2040 | SPP_N_2_NE | SPP_N | NE | Internal | Summer | B10 | 1262 | 330 | 0 | 52.5 | 42.33 | 0.01 | 0
2040 | SPP_N_2_NE | SPP_N | NE | Internal | Winter | B16 | 25 | 330 | 0.52 | 84.59 | 84.58 | 0.01 | 0
2040 | SPP_N_2_NE | SPP_N | NE | Internal | Winter | B17 | 100 | 330 | 0.16 | 65.34 | 65.33 | 0.01 | 0
2040 | SPP_N_2_NE | SPP_N | NE | Internal | Winter | B18 | 400 | 330 | 0.04 | 60.68 | 60.67 | 0.01 | 0
2040 | SPP_N_2_NE | SPP_N | NE | Internal | Winter | B19 | 700 | 330 | 0.02 | 59.02 | 59.01 | 0.01 | 0
2040 | SPP_N_2_NE | SPP_N | NE | Internal | Winter | B20 | 935 | 330 | 0 | 50.42 | 45.41 | 0.01 | 0
2040 | SPP_N_2_SPP_S | SPP_N | SPP_S | Internal | Shoulder | B11 | 25 | 4000 | 0 | 91.78 | 67.18 | 0.01 | 0
2040 | SPP_N_2_SPP_S | SPP_N | SPP_S | Internal | Shoulder | B12 | 200 | 4000 | 0 | 61.2 | 59.25 | 0.01 | 0
2040 | SPP_N_2_SPP_S | SPP_N | SPP_S | Internal | Shoulder | B13 | 600 | 4000 | 0.03 | 59.26 | 59.25 | 0.01 | 0
2040 | SPP_N_2_SPP_S | SPP_N | SPP_S | Internal | Shoulder | B14 | 900 | 4000 | 0 | 55.25 | 54.25 | 0.01 | 0
2040 | SPP_N_2_SPP_S | SPP_N | SPP_S | Internal | Shoulder | B15 | 1203 | 4000 | 0.01 | 53.8 | 53.79 | 0.01 | 0
2040 | SPP_N_2_SPP_S | SPP_N | SPP_S | Internal | Summer | B1 | 10 | 4000 | 0 | 103.17 | 67.26 | 0.01 | 0
2040 | SPP_N_2_SPP_S | SPP_N | SPP_S | Internal | Summer | B2 | 25 | 4000 | 0 | 97.66 | 83.11 | 0.01 | 0
2040 | SPP_N_2_SPP_S | SPP_N | SPP_S | Internal | Summer | B3 | 75 | 4000 | 0 | 97.66 | 83.82 | 0.01 | 0
2040 | SPP_N_2_SPP_S | SPP_N | SPP_S | Internal | Summer | B4 | 100 | 4000 | 0 | 94.26 | 83.11 | 0.01 | 0
2040 | SPP_N_2_SPP_S | SPP_N | SPP_S | Internal | Summer | B5 | 200 | 4000 | 0 | 94.26 | 83.11 | 0.01 | 0
2040 | SPP_N_2_SPP_S | SPP_N | SPP_S | Internal | Summer | B6 | 300 | 4000 | 0.05 | 75.38 | 75.37 | 0.01 | 0
2040 | SPP_N_2_SPP_S | SPP_N | SPP_S | Internal | Summer | B7 | 400 | 4000 | 0 | 60.3 | 60.08 | 0.01 | 0
2040 | SPP_N_2_SPP_S | SPP_N | SPP_S | Internal | Summer | B8 | 500 | 4000 | 34.86 | 57.42 | 57.43 | 0.01 | 0
2040 | SPP_N_2_SPP_S | SPP_N | SPP_S | Internal | Summer | B9 | 800 | 4000 | 2245.26 | 57.2 | 57.21 | 0.01 | 0
2040 | SPP_N_2_SPP_S | SPP_N | SPP_S | Internal | Summer | B10 | 1262 | 4000 | 724.39 | 52.5 | 52.51 | 0.01 | 0
2040 | SPP_N_2_SPP_S | SPP_N | SPP_S | Internal | Winter | B16 | 25 | 4000 | 0 | 84.59 | 63.42 | 0.01 | 0
2040 | SPP_N_2_SPP_S | SPP_N | SPP_S | Internal | Winter | B17 | 100 | 4000 | 0 | 65.34 | 63.27 | 0.01 | 0
2040 | SPP_N_2_SPP_S | SPP_N | SPP_S | Internal | Winter | B18 | 400 | 4000 | 0.09 | 60.68 | 60.68 | 0.01 | 0
2040 | SPP_N_2_SPP_S | SPP_N | SPP_S | Internal | Winter | B19 | 700 | 4000 | 0 | 59.02 | 58.03 | 0.01 | 0
2040 | SPP_N_2_SPP_S | SPP_N | SPP_S | Internal | Winter | B20 | 935 | 4000 | 278.69 | 50.42 | 50.43 | 0.01 | 0
2040 | SPP_S_2_ENT | SPP_S | ENT | Internal | Shoulder | B11 | 25 | 850 | 850 | 67.18 | 87.77 | 5 | 15.58
2040 | SPP_S_2_ENT | SPP_S | ENT | Internal | Shoulder | B12 | 200 | 850 | 0 | 59.25 | 61.96 | 5 | 0
2040 | SPP_S_2_ENT | SPP_S | ENT | Internal | Shoulder | B13 | 600 | 850 | 0 | 59.25 | 61.51 | 5 | 0
2040 | SPP_S_2_ENT | SPP_S | ENT | Internal | Shoulder | B14 | 900 | 850 | 850 | 54.25 | 59.97 | 5 | 0.71
2040 | SPP_S_2_ENT | SPP_S | ENT | Internal | Shoulder | B15 | 1203 | 850 | 850 | 53.79 | 59.46 | 5 | 0.68
2040 | SPP_S_2_ENT | SPP_S | ENT | Internal | Summer | B1 | 10 | 850 | 850 | 67.26 | 100.17 | 5 | 27.91
2040 | SPP_S_2_ENT | SPP_S | ENT | Internal | Summer | B2 | 25 | 850 | 850 | 83.11 | 94.95 | 5 | 6.84
2040 | SPP_S_2_ENT | SPP_S | ENT | Internal | Summer | B3 | 75 | 850 | 850 | 83.82 | 92.52 | 5 | 3.7
2040 | SPP_S_2_ENT | SPP_S | ENT | Internal | Summer | B4 | 100 | 850 | 850 | 83.11 | 92.52 | 5 | 4.4
2040 | SPP_S_2_ENT | SPP_S | ENT | Internal | Summer | B5 | 200 | 850 | 747.31 | 83.11 | 88.11 | 5 | 0
2040 | SPP_S_2_ENT | SPP_S | ENT | Internal | Summer | B6 | 300 | 850 | 0 | 75.37 | 76.07 | 5 | 0
2040 | SPP_S_2_ENT | SPP_S | ENT | Internal | Summer | B7 | 400 | 850 | 0 | 60.08 | 60.31 | 5 | 0
2040 | SPP_S_2_ENT | SPP_S | ENT | Internal | Summer | B8 | 500 | 850 | 0 | 57.43 | 60 | 5 | 0
2040 | SPP_S_2_ENT | SPP_S | ENT | Internal | Summer | B9 | 800 | 850 | 0 | 57.21 | 58.21 | 5 | 0
2040 | SPP_S_2_ENT | SPP_S | ENT | Internal | Summer | B10 | 1262 | 850 | 0.03 | 52.51 | 57.5 | 5 | 0
2040 | SPP_S_2_ENT | SPP_S | ENT | Internal | Winter | B16 | 25 | 850 | 850 | 63.42 | 84.27 | 5 | 15.85
2040 | SPP_S_2_ENT | SPP_S | ENT | Internal | Winter | B17 | 100 | 850 | 0 | 63.27 | 66.07 | 5 | 0
2040 | SPP_S_2_ENT | SPP_S | ENT | Internal | Winter | B18 | 400 | 850 | 16.83 | 60.68 | 65.68 | 5 | 0
2040 | SPP_S_2_ENT | SPP_S | ENT | Internal | Winter | B19 | 700 | 850 | 850 | 58.03 | 64.02 | 5 | 0.99
2040 | SPP_S_2_ENT | SPP_S | ENT | Internal | Winter | B20 | 935 | 850 | 850 | 50.43 | 58.43 | 5 | 2.99
2040 | SPP_S_2_SPP_N | SPP_S | SPP_N | Internal | Shoulder | B11 | 25 | 640 | 640 | 67.18 | 91.78 | 0.01 | 24.58
2040 | SPP_S_2_SPP_N | SPP_S | SPP_N | Internal | Shoulder | B12 | 200 | 640 | 640 | 59.25 | 61.2 | 0.01 | 1.93
2040 | SPP_S_2_SPP_N | SPP_S | SPP_N | Internal | Shoulder | B13 | 600 | 640 | 353.07 | 59.25 | 59.26 | 0.01 | 0
2040 | SPP_S_2_SPP_N | SPP_S | SPP_N | Internal | Shoulder | B14 | 900 | 640 | 640 | 54.25 | 55.25 | 0.01 | 0.98
2040 | SPP_S_2_SPP_N | SPP_S | SPP_N | Internal | Shoulder | B15 | 1203 | 640 | 582.51 | 53.79 | 53.8 | 0.01 | 0
2040 | SPP_S_2_SPP_N | SPP_S | SPP_N | Internal | Summer | B1 | 10 | 640 | 640 | 67.26 | 103.17 | 0.01 | 35.9
2040 | SPP_S_2_SPP_N | SPP_S | SPP_N | Internal | Summer | B2 | 25 | 640 | 640 | 83.11 | 97.66 | 0.01 | 14.53
2040 | SPP_S_2_SPP_N | SPP_S | SPP_N | Internal | Summer | B3 | 75 | 640 | 640 | 83.82 | 97.66 | 0.01 | 13.83
2040 | SPP_S_2_SPP_N | SPP_S | SPP_N | Internal | Summer | B4 | 100 | 640 | 640 | 83.11 | 94.26 | 0.01 | 11.14
2040 | SPP_S_2_SPP_N | SPP_S | SPP_N | Internal | Summer | B5 | 200 | 640 | 640 | 83.11 | 94.26 | 0.01 | 11.14
2040 | SPP_S_2_SPP_N | SPP_S | SPP_N | Internal | Summer | B6 | 300 | 640 | 459.48 | 75.37 | 75.38 | 0.01 | 0
2040 | SPP_S_2_SPP_N | SPP_S | SPP_N | Internal | Summer | B7 | 400 | 640 | 640 | 60.08 | 60.3 | 0.01 | 0.2
2040 | SPP_S_2_SPP_N | SPP_S | SPP_N | Internal | Summer | B8 | 500 | 640 | 0.04 | 57.43 | 57.42 | 0.01 | 0
2040 | SPP_S_2_SPP_N | SPP_S | SPP_N | Internal | Summer | B9 | 800 | 640 | 0.02 | 57.21 | 57.2 | 0.01 | 0
2040 | SPP_S_2_SPP_N | SPP_S | SPP_N | Internal | Summer | B10 | 1262 | 640 | 0.01 | 52.51 | 52.5 | 0.01 | 0
2040 | SPP_S_2_SPP_N | SPP_S | SPP_N | Internal | Winter | B16 | 25 | 640 | 640 | 63.42 | 84.59 | 0.01 | 21.16
2040 | SPP_S_2_SPP_N | SPP_S | SPP_N | Internal | Winter | B17 | 100 | 640 | 640 | 63.27 | 65.34 | 0.01 | 2.05
2040 | SPP_S_2_SPP_N | SPP_S | SPP_N | Internal | Winter | B18 | 400 | 640 | 0.08 | 60.68 | 60.68 | 0.01 | 0
2040 | SPP_S_2_SPP_N | SPP_S | SPP_N | Internal | Winter | B19 | 700 | 640 | 640 | 58.03 | 59.02 | 0.01 | 0.98
2040 | SPP_S_2_SPP_N | SPP_S | SPP_N | Internal | Winter | B20 | 935 | 640 | 0.02 | 50.43 | 50.42 | 0.01 | 0
2040 | TVA_2_ENT | TVA | ENT | Internal | Shoulder | B11 | 25 | 500 | 499.99 | 77.4 | 87.77 | 9 | 1.37
2040 | TVA_2_ENT | TVA | ENT | Internal | Shoulder | B12 | 200 | 500 | 0 | 60.87 | 61.96 | 9 | 0
2040 | TVA_2_ENT | TVA | ENT | Internal | Shoulder | B13 | 600 | 500 | 0 | 60.87 | 61.51 | 9 | 0
2040 | TVA_2_ENT | TVA | ENT | Internal | Shoulder | B14 | 900 | 500 | 0 | 60.87 | 59.97 | 9 | 0
2040 | TVA_2_ENT | TVA | ENT | Internal | Shoulder | B15 | 1203 | 500 | 0 | 56.27 | 59.46 | 9 | 0
2040 | TVA_2_ENT | TVA | ENT | Internal | Summer | B1 | 10 | 500 | 0 | 105.68 | 100.17 | 9 | 0
2040 | TVA_2_ENT | TVA | ENT | Internal | Summer | B2 | 25 | 500 | 0 | 102.96 | 94.95 | 9 | 0
2040 | TVA_2_ENT | TVA | ENT | Internal | Summer | B3 | 75 | 500 | 0 | 96.45 | 92.52 | 9 | 0
2040 | TVA_2_ENT | TVA | ENT | Internal | Summer | B4 | 100 | 500 | 0 | 96.02 | 92.52 | 9 | 0
2040 | TVA_2_ENT | TVA | ENT | Internal | Summer | B5 | 200 | 500 | 0 | 92.02 | 88.11 | 9 | 0
2040 | TVA_2_ENT | TVA | ENT | Internal | Summer | B6 | 300 | 500 | 289.41 | 67.07 | 76.07 | 9 | 0
2040 | TVA_2_ENT | TVA | ENT | Internal | Summer | B7 | 400 | 500 | 0 | 59.33 | 60.31 | 9 | 0
2040 | TVA_2_ENT | TVA | ENT | Internal | Summer | B8 | 500 | 500 | 0 | 59.33 | 60 | 9 | 0
2040 | TVA_2_ENT | TVA | ENT | Internal | Summer | B9 | 800 | 500 | 0 | 54.33 | 58.21 | 9 | 0
2040 | TVA_2_ENT | TVA | ENT | Internal | Summer | B10 | 1262 | 500 | 0.01 | 48.52 | 57.5 | 9 | 0
2040 | TVA_2_ENT | TVA | ENT | Internal | Winter | B16 | 25 | 500 | 0 | 80.29 | 84.27 | 9 | 0
2040 | TVA_2_ENT | TVA | ENT | Internal | Winter | B17 | 100 | 500 | 0 | 64.28 | 66.07 | 9 | 0
2040 | TVA_2_ENT | TVA | ENT | Internal | Winter | B18 | 400 | 500 | 0 | 58.75 | 65.68 | 9 | 0
2040 | TVA_2_ENT | TVA | ENT | Internal | Winter | B19 | 700 | 500 | 0 | 58.75 | 64.02 | 9 | 0
2040 | TVA_2_ENT | TVA | ENT | Internal | Winter | B20 | 935 | 500 | 0 | 58.44 | 58.43 | 9 | 0
2040 | TVA_2_MISO_MO-IL | TVA | MISO_MO-IL | Internal | Shoulder | B11 | 25 | 50 | 0 | 77.4 | 84.79 | 9 | 0
2040 | TVA_2_MISO_MO-IL | TVA | MISO_MO-IL | Internal | Shoulder | B12 | 200 | 50 | 0 | 60.87 | 64.63 | 9 | 0
2040 | TVA_2_MISO_MO-IL | TVA | MISO_MO-IL | Internal | Shoulder | B13 | 600 | 50 | 0 | 60.87 | 59.86 | 9 | 0
2040 | TVA_2_MISO_MO-IL | TVA | MISO_MO-IL | Internal | Shoulder | B14 | 900 | 50 | 0 | 60.87 | 58.08 | 9 | 0
2040 | TVA_2_MISO_MO-IL | TVA | MISO_MO-IL | Internal | Shoulder | B15 | 1203 | 50 | 0 | 56.27 | 51.63 | 9 | 0
2040 | TVA_2_MISO_MO-IL | TVA | MISO_MO-IL | Internal | Summer | B1 | 10 | 50 | 0 | 105.68 | 108.17 | 9 | 0
2040 | TVA_2_MISO_MO-IL | TVA | MISO_MO-IL | Internal | Summer | B2 | 25 | 50 | 0 | 102.96 | 94.95 | 9 | 0
2040 | TVA_2_MISO_MO-IL | TVA | MISO_MO-IL | Internal | Summer | B3 | 75 | 50 | 0 | 96.45 | 92.45 | 9 | 0
2040 | TVA_2_MISO_MO-IL | TVA | MISO_MO-IL | Internal | Summer | B4 | 100 | 50 | 0 | 96.02 | 92.01 | 9 | 0
2040 | TVA_2_MISO_MO-IL | TVA | MISO_MO-IL | Internal | Summer | B5 | 200 | 50 | 0 | 92.02 | 88.02 | 9 | 0
2040 | TVA_2_MISO_MO-IL | TVA | MISO_MO-IL | Internal | Summer | B6 | 300 | 50 | 0 | 67.07 | 68.4 | 9 | 0
2040 | TVA_2_MISO_MO-IL | TVA | MISO_MO-IL | Internal | Summer | B7 | 400 | 50 | 0 | 59.33 | 57.31 | 9 | 0
2040 | TVA_2_MISO_MO-IL | TVA | MISO_MO-IL | Internal | Summer | B8 | 500 | 50 | 0 | 59.33 | 53.64 | 9 | 0
2040 | TVA_2_MISO_MO-IL | TVA | MISO_MO-IL | Internal | Summer | B9 | 800 | 50 | 0 | 54.33 | 50.21 | 9 | 0
2040 | TVA_2_MISO_MO-IL | TVA | MISO_MO-IL | Internal | Summer | B10 | 1262 | 50 | 0 | 48.52 | 47.34 | 9 | 0
2040 | TVA_2_MISO_MO-IL | TVA | MISO_MO-IL | Internal | Winter | B16 | 25 | 50 | 0 | 80.29 | 84.59 | 9 | 0
2040 | TVA_2_MISO_MO-IL | TVA | MISO_MO-IL | Internal | Winter | B17 | 100 | 50 | 0 | 64.28 | 69.39 | 9 | 0
2040 | TVA_2_MISO_MO-IL | TVA | MISO_MO-IL | Internal | Winter | B18 | 400 | 50 | 0 | 58.75 | 61.7 | 9 | 0
2040 | TVA_2_MISO_MO-IL | TVA | MISO_MO-IL | Internal | Winter | B19 | 700 | 50 | 0 | 58.75 | 59.41 | 9 | 0
2040 | TVA_2_MISO_MO-IL | TVA | MISO_MO-IL | Internal | Winter | B20 | 935 | 50 | 0 | 58.44 | 50.43 | 9 | 0
2040 | TVA_2_NonRTO_Midwest | TVA | NonRTO_Midwest | Internal | Shoulder | B11 | 25 | 100 | 100 | 77.4 | 92.78 | 9 | 6.38
2040 | TVA_2_NonRTO_Midwest | TVA | NonRTO_Midwest | Internal | Shoulder | B12 | 200 | 100 | 100 | 60.87 | 72.64 | 9 | 2.77
2040 | TVA_2_NonRTO_Midwest | TVA | NonRTO_Midwest | Internal | Shoulder | B13 | 600 | 100 | 0 | 60.87 | 65.23 | 9 | 0
2040 | TVA_2_NonRTO_Midwest | TVA | NonRTO_Midwest | Internal | Shoulder | B14 | 900 | 100 | 0 | 60.87 | 55.58 | 9 | 0
2040 | TVA_2_NonRTO_Midwest | TVA | NonRTO_Midwest | Internal | Shoulder | B15 | 1203 | 100 | 0 | 56.27 | 48.26 | 9 | 0
2040 | TVA_2_NonRTO_Midwest | TVA | NonRTO_Midwest | Internal | Summer | B1 | 10 | 100 | 0 | 105.68 | 100.18 | 9 | 0
2040 | TVA_2_NonRTO_Midwest | TVA | NonRTO_Midwest | Internal | Summer | B2 | 25 | 100 | 0 | 102.96 | 97.9 | 9 | 0
2040 | TVA_2_NonRTO_Midwest | TVA | NonRTO_Midwest | Internal | Summer | B3 | 75 | 100 | 0 | 96.45 | 97.9 | 9 | 0
2040 | TVA_2_NonRTO_Midwest | TVA | NonRTO_Midwest | Internal | Summer | B4 | 100 | 100 | 0 | 96.02 | 97.9 | 9 | 0
2040 | TVA_2_NonRTO_Midwest | TVA | NonRTO_Midwest | Internal | Summer | B5 | 200 | 100 | 0 | 92.02 | 96.01 | 9 | 0
2040 | TVA_2_NonRTO_Midwest | TVA | NonRTO_Midwest | Internal | Summer | B6 | 300 | 100 | 100 | 67.07 | 76.38 | 9 | 0.31
2040 | TVA_2_NonRTO_Midwest | TVA | NonRTO_Midwest | Internal | Summer | B7 | 400 | 100 | 0 | 59.33 | 62.96 | 9 | 0
2040 | TVA_2_NonRTO_Midwest | TVA | NonRTO_Midwest | Internal | Summer | B8 | 500 | 100 | 0 | 59.33 | 53.96 | 9 | 0
2040 | TVA_2_NonRTO_Midwest | TVA | NonRTO_Midwest | Internal | Summer | B9 | 800 | 100 | 0 | 54.33 | 48.14 | 9 | 0
2040 | TVA_2_NonRTO_Midwest | TVA | NonRTO_Midwest | Internal | Summer | B10 | 1262 | 100 | 0 | 48.52 | 41.5 | 9 | 0
2040 | TVA_2_NonRTO_Midwest | TVA | NonRTO_Midwest | Internal | Winter | B16 | 25 | 100 | 100 | 80.29 | 92.6 | 9 | 3.31
2040 | TVA_2_NonRTO_Midwest | TVA | NonRTO_Midwest | Internal | Winter | B17 | 100 | 100 | 100 | 64.28 | 77.4 | 9 | 4.11
2040 | TVA_2_NonRTO_Midwest | TVA | NonRTO_Midwest | Internal | Winter | B18 | 400 | 100 | 0 | 58.75 | 59.41 | 9 | 0
2040 | TVA_2_NonRTO_Midwest | TVA | NonRTO_Midwest | Internal | Winter | B19 | 700 | 100 | 0 | 58.75 | 59.41 | 9 | 0
2040 | TVA_2_NonRTO_Midwest | TVA | NonRTO_Midwest | Internal | Winter | B20 | 935 | 100 | 0 | 58.44 | 50.43 | 9 | 0
2040 | TVA_2_PJM_ROR | TVA | PJM_ROR | Internal | Shoulder | B11 | 25 | 500 | 0 | 77.4 | 82.77 | 9 | 0
2040 | TVA_2_PJM_ROR | TVA | PJM_ROR | Internal | Shoulder | B12 | 200 | 500 | 0 | 60.87 | 66.51 | 9 | 0
2040 | TVA_2_PJM_ROR | TVA | PJM_ROR | Internal | Shoulder | B13 | 600 | 500 | 0 | 60.87 | 59.14 | 9 | 0
2040 | TVA_2_PJM_ROR | TVA | PJM_ROR | Internal | Shoulder | B14 | 900 | 500 | 0 | 60.87 | 56.26 | 9 | 0
2040 | TVA_2_PJM_ROR | TVA | PJM_ROR | Internal | Shoulder | B15 | 1203 | 500 | 0 | 56.27 | 51.58 | 9 | 0
2040 | TVA_2_PJM_ROR | TVA | PJM_ROR | Internal | Summer | B1 | 10 | 500 | 0 | 105.68 | 110.19 | 9 | 0
2040 | TVA_2_PJM_ROR | TVA | PJM_ROR | Internal | Summer | B2 | 25 | 500 | 0 | 102.96 | 96.94 | 9 | 0
2040 | TVA_2_PJM_ROR | TVA | PJM_ROR | Internal | Summer | B3 | 75 | 500 | 0 | 96.45 | 90.44 | 9 | 0
2040 | TVA_2_PJM_ROR | TVA | PJM_ROR | Internal | Summer | B4 | 100 | 500 | 0 | 96.02 | 90.01 | 9 | 0
2040 | TVA_2_PJM_ROR | TVA | PJM_ROR | Internal | Summer | B5 | 200 | 500 | 0 | 92.02 | 86.01 | 9 | 0
2040 | TVA_2_PJM_ROR | TVA | PJM_ROR | Internal | Summer | B6 | 300 | 500 | 0 | 67.07 | 68.16 | 9 | 0
2040 | TVA_2_PJM_ROR | TVA | PJM_ROR | Internal | Summer | B7 | 400 | 500 | 0 | 59.33 | 55.31 | 9 | 0
2040 | TVA_2_PJM_ROR | TVA | PJM_ROR | Internal | Summer | B8 | 500 | 500 | 0 | 59.33 | 53.37 | 9 | 0
2040 | TVA_2_PJM_ROR | TVA | PJM_ROR | Internal | Summer | B9 | 800 | 500 | 0 | 54.33 | 49.78 | 9 | 0
2040 | TVA_2_PJM_ROR | TVA | PJM_ROR | Internal | Summer | B10 | 1262 | 500 | 0 | 48.52 | 49.34 | 9 | 0
2040 | TVA_2_PJM_ROR | TVA | PJM_ROR | Internal | Winter | B16 | 25 | 500 | 0 | 80.29 | 86.6 | 9 | 0
2040 | TVA_2_PJM_ROR | TVA | PJM_ROR | Internal | Winter | B17 | 100 | 500 | 0 | 64.28 | 71.4 | 9 | 0
2040 | TVA_2_PJM_ROR | TVA | PJM_ROR | Internal | Winter | B18 | 400 | 500 | 0 | 58.75 | 63.7 | 9 | 0
2040 | TVA_2_PJM_ROR | TVA | PJM_ROR | Internal | Winter | B19 | 700 | 500 | 0 | 58.75 | 60.69 | 9 | 0
2040 | TVA_2_PJM_ROR | TVA | PJM_ROR | Internal | Winter | B20 | 935 | 500 | 0 | 58.44 | 55.54 | 9 | 0
2040 | TVA_2_SOCO | TVA | SOCO | Internal | Shoulder | B11 | 25 | 500 | 500 | 77.4 | 95.77 | 9 | 9.37
2040 | TVA_2_SOCO | TVA | SOCO | Internal | Shoulder | B12 | 200 | 500 | 0 | 60.87 | 61.94 | 9 | 0
2040 | TVA_2_SOCO | TVA | SOCO | Internal | Shoulder | B13 | 600 | 500 | 0 | 60.87 | 61.82 | 9 | 0
2040 | TVA_2_SOCO | TVA | SOCO | Internal | Shoulder | B14 | 900 | 500 | 0 | 60.87 | 61.82 | 9 | 0
2040 | TVA_2_SOCO | TVA | SOCO | Internal | Shoulder | B15 | 1203 | 500 | 0 | 56.27 | 61.82 | 9 | 0
2040 | TVA_2_SOCO | TVA | SOCO | Internal | Summer | B1 | 10 | 500 | 0 | 105.68 | 108.17 | 9 | 0
2040 | TVA_2_SOCO | TVA | SOCO | Internal | Summer | B2 | 25 | 500 | 0 | 102.96 | 102.52 | 9 | 0
2040 | TVA_2_SOCO | TVA | SOCO | Internal | Summer | B3 | 75 | 500 | 0 | 96.45 | 100.52 | 9 | 0
2040 | TVA_2_SOCO | TVA | SOCO | Internal | Summer | B4 | 100 | 500 | 0 | 96.02 | 100.52 | 9 | 0
2040 | TVA_2_SOCO | TVA | SOCO | Internal | Summer | B5 | 200 | 500 | 0 | 92.02 | 100.52 | 9 | 0
2040 | TVA_2_SOCO | TVA | SOCO | Internal | Summer | B6 | 300 | 500 | 500 | 67.07 | 83.16 | 9 | 7.09
2040 | TVA_2_SOCO | TVA | SOCO | Internal | Summer | B7 | 400 | 500 | 0.04 | 59.33 | 68.31 | 9 | 0
2040 | TVA_2_SOCO | TVA | SOCO | Internal | Summer | B8 | 500 | 500 | 0 | 59.33 | 60.21 | 9 | 0
2040 | TVA_2_SOCO | TVA | SOCO | Internal | Summer | B9 | 800 | 500 | 0 | 54.33 | 60.21 | 9 | 0
2040 | TVA_2_SOCO | TVA | SOCO | Internal | Summer | B10 | 1262 | 500 | 0 | 48.52 | 55.74 | 9 | 0
2040 | TVA_2_SOCO | TVA | SOCO | Internal | Winter | B16 | 25 | 500 | 499.99 | 80.29 | 91.27 | 9 | 1.98
2040 | TVA_2_SOCO | TVA | SOCO | Internal | Winter | B17 | 100 | 500 | 0 | 64.28 | 65.5 | 9 | 0
2040 | TVA_2_SOCO | TVA | SOCO | Internal | Winter | B18 | 400 | 500 | 0 | 58.75 | 65.5 | 9 | 0
2040 | TVA_2_SOCO | TVA | SOCO | Internal | Winter | B19 | 700 | 500 | 0 | 58.75 | 65.5 | 9 | 0
2040 | TVA_2_SOCO | TVA | SOCO | Internal | Winter | B20 | 935 | 500 | 0 | 58.44 | 59.84 | 9 | 0
2040 | TVA_2_VACAR | TVA | VACAR | Internal | Shoulder | B11 | 25 | 150 | 149.99 | 77.4 | 88.77 | 9 | 2.37
2040 | TVA_2_VACAR | TVA | VACAR | Internal | Shoulder | B12 | 200 | 150 | 0 | 60.87 | 68.68 | 9 | 0
2040 | TVA_2_VACAR | TVA | VACAR | Internal | Shoulder | B13 | 600 | 150 | 0 | 60.87 | 57.65 | 9 | 0
2040 | TVA_2_VACAR | TVA | VACAR | Internal | Shoulder | B14 | 900 | 150 | 0 | 60.87 | 57.65 | 9 | 0
2040 | TVA_2_VACAR | TVA | VACAR | Internal | Shoulder | B15 | 1203 | 150 | 0 | 56.27 | 57.65 | 9 | 0
2040 | TVA_2_VACAR | TVA | VACAR | Internal | Summer | B1 | 10 | 150 | 149.98 | 105.68 | 116.19 | 9 | 1.51
2040 | TVA_2_VACAR | TVA | VACAR | Internal | Summer | B2 | 25 | 150 | 0 | 102.96 | 102.94 | 9 | 0
2040 | TVA_2_VACAR | TVA | VACAR | Internal | Summer | B3 | 75 | 150 | 0 | 96.45 | 99.6 | 9 | 0
2040 | TVA_2_VACAR | TVA | VACAR | Internal | Summer | B4 | 100 | 150 | 0 | 96.02 | 97.15 | 9 | 0
2040 | TVA_2_VACAR | TVA | VACAR | Internal | Summer | B5 | 200 | 150 | 0 | 92.02 | 93.52 | 9 | 0
2040 | TVA_2_VACAR | TVA | VACAR | Internal | Summer | B6 | 300 | 150 | 149.98 | 67.07 | 76.16 | 9 | 0.09
2040 | TVA_2_VACAR | TVA | VACAR | Internal | Summer | B7 | 400 | 150 | 0 | 59.33 | 61.31 | 9 | 0
2040 | TVA_2_VACAR | TVA | VACAR | Internal | Summer | B8 | 500 | 150 | 0 | 59.33 | 55.34 | 9 | 0
2040 | TVA_2_VACAR | TVA | VACAR | Internal | Summer | B9 | 800 | 150 | 0 | 54.33 | 55.34 | 9 | 0
2040 | TVA_2_VACAR | TVA | VACAR | Internal | Summer | B10 | 1262 | 150 | 0 | 48.52 | 55.34 | 9 | 0
2040 | TVA_2_VACAR | TVA | VACAR | Internal | Winter | B16 | 25 | 150 | 150 | 80.29 | 101.27 | 9 | 11.98
2040 | TVA_2_VACAR | TVA | VACAR | Internal | Winter | B17 | 100 | 150 | 150 | 64.28 | 75.5 | 9 | 2.22
2040 | TVA_2_VACAR | TVA | VACAR | Internal | Winter | B18 | 400 | 150 | 0 | 58.75 | 63.05 | 9 | 0
2040 | TVA_2_VACAR | TVA | VACAR | Internal | Winter | B19 | 700 | 150 | 0 | 58.75 | 63.05 | 9 | 0
2040 | TVA_2_VACAR | TVA | VACAR | Internal | Winter | B20 | 935 | 150 | 0 | 58.44 | 63.05 | 9 | 0
2040 | TVA_Transmission_2_ENT | TVA_Transmission | ENT | Internal | Shoulder | B11 | 25 | 3000 | 0 | 87.84 | 87.77 | 9 | 0
2040 | TVA_Transmission_2_ENT | TVA_Transmission | ENT | Internal | Shoulder | B12 | 200 | 3000 | 0 | 66.61 | 61.96 | 9 | 0
2040 | TVA_Transmission_2_ENT | TVA_Transmission | ENT | Internal | Shoulder | B13 | 600 | 3000 | 0 | 62.32 | 61.51 | 9 | 0
2040 | TVA_Transmission_2_ENT | TVA_Transmission | ENT | Internal | Shoulder | B14 | 900 | 3000 | 0 | 61.39 | 59.97 | 9 | 0
2040 | TVA_Transmission_2_ENT | TVA_Transmission | ENT | Internal | Shoulder | B15 | 1203 | 3000 | 0 | 56.26 | 59.46 | 9 | 0
2040 | TVA_Transmission_2_ENT | TVA_Transmission | ENT | Internal | Summer | B1 | 10 | 3000 | 0 | 107.57 | 100.17 | 9 | 0
2040 | TVA_Transmission_2_ENT | TVA_Transmission | ENT | Internal | Summer | B2 | 25 | 3000 | 0 | 102.95 | 94.95 | 9 | 0
2040 | TVA_Transmission_2_ENT | TVA_Transmission | ENT | Internal | Summer | B3 | 75 | 3000 | 0 | 96.44 | 92.52 | 9 | 0
2040 | TVA_Transmission_2_ENT | TVA_Transmission | ENT | Internal | Summer | B4 | 100 | 3000 | 0 | 96.01 | 92.52 | 9 | 0
2040 | TVA_Transmission_2_ENT | TVA_Transmission | ENT | Internal | Summer | B5 | 200 | 3000 | 0 | 92.01 | 88.11 | 9 | 0
2040 | TVA_Transmission_2_ENT | TVA_Transmission | ENT | Internal | Summer | B6 | 300 | 3000 | 0 | 74.16 | 76.07 | 9 | 0
2040 | TVA_Transmission_2_ENT | TVA_Transmission | ENT | Internal | Summer | B7 | 400 | 3000 | 0 | 60.61 | 60.31 | 9 | 0
2040 | TVA_Transmission_2_ENT | TVA_Transmission | ENT | Internal | Summer | B8 | 500 | 3000 | 0 | 59.34 | 60 | 9 | 0
2040 | TVA_Transmission_2_ENT | TVA_Transmission | ENT | Internal | Summer | B9 | 800 | 3000 | 0 | 54.88 | 58.21 | 9 | 0
2040 | TVA_Transmission_2_ENT | TVA_Transmission | ENT | Internal | Summer | B10 | 1262 | 3000 | 0 | 49.2 | 57.5 | 9 | 0
2040 | TVA_Transmission_2_ENT | TVA_Transmission | ENT | Internal | Winter | B16 | 25 | 3000 | 0 | 92.27 | 84.27 | 9 | 0
2040 | TVA_Transmission_2_ENT | TVA_Transmission | ENT | Internal | Winter | B17 | 100 | 3000 | 0 | 71.19 | 66.07 | 9 | 0
2040 | TVA_Transmission_2_ENT | TVA_Transmission | ENT | Internal | Winter | B18 | 400 | 3000 | 0 | 63.34 | 65.68 | 9 | 0
2040 | TVA_Transmission_2_ENT | TVA_Transmission | ENT | Internal | Winter | B19 | 700 | 3000 | 0 | 62.35 | 64.02 | 9 | 0
2040 | TVA_Transmission_2_ENT | TVA_Transmission | ENT | Internal | Winter | B20 | 935 | 3000 | 0 | 58.43 | 58.43 | 9 | 0
2040 | TVA_Transmission_2_MISO_MO-IL | TVA_Transmission | MISO_MO-IL | Internal | Shoulder | B11 | 25 | 4000 | 0 | 87.84 | 84.79 | 9 | 0
2040 | TVA_Transmission_2_MISO_MO-IL | TVA_Transmission | MISO_MO-IL | Internal | Shoulder | B12 | 200 | 4000 | 0 | 66.61 | 64.63 | 9 | 0
2040 | TVA_Transmission_2_MISO_MO-IL | TVA_Transmission | MISO_MO-IL | Internal | Shoulder | B13 | 600 | 4000 | 0 | 62.32 | 59.86 | 9 | 0
2040 | TVA_Transmission_2_MISO_MO-IL | TVA_Transmission | MISO_MO-IL | Internal | Shoulder | B14 | 900 | 4000 | 0 | 61.39 | 58.08 | 9 | 0
2040 | TVA_Transmission_2_MISO_MO-IL | TVA_Transmission | MISO_MO-IL | Internal | Shoulder | B15 | 1203 | 4000 | 0 | 56.26 | 51.63 | 9 | 0
2040 | TVA_Transmission_2_MISO_MO-IL | TVA_Transmission | MISO_MO-IL | Internal | Summer | B1 | 10 | 4000 | 0 | 107.57 | 108.17 | 9 | 0
2040 | TVA_Transmission_2_MISO_MO-IL | TVA_Transmission | MISO_MO-IL | Internal | Summer | B2 | 25 | 4000 | 0 | 102.95 | 94.95 | 9 | 0
2040 | TVA_Transmission_2_MISO_MO-IL | TVA_Transmission | MISO_MO-IL | Internal | Summer | B3 | 75 | 4000 | 0 | 96.44 | 92.45 | 9 | 0
2040 | TVA_Transmission_2_MISO_MO-IL | TVA_Transmission | MISO_MO-IL | Internal | Summer | B4 | 100 | 4000 | 0 | 96.01 | 92.01 | 9 | 0
2040 | TVA_Transmission_2_MISO_MO-IL | TVA_Transmission | MISO_MO-IL | Internal | Summer | B5 | 200 | 4000 | 0 | 92.01 | 88.02 | 9 | 0
2040 | TVA_Transmission_2_MISO_MO-IL | TVA_Transmission | MISO_MO-IL | Internal | Summer | B6 | 300 | 4000 | 0 | 74.16 | 68.4 | 9 | 0
2040 | TVA_Transmission_2_MISO_MO-IL | TVA_Transmission | MISO_MO-IL | Internal | Summer | B7 | 400 | 4000 | 0 | 60.61 | 57.31 | 9 | 0
2040 | TVA_Transmission_2_MISO_MO-IL | TVA_Transmission | MISO_MO-IL | Internal | Summer | B8 | 500 | 4000 | 0 | 59.34 | 53.64 | 9 | 0
2040 | TVA_Transmission_2_MISO_MO-IL | TVA_Transmission | MISO_MO-IL | Internal | Summer | B9 | 800 | 4000 | 0 | 54.88 | 50.21 | 9 | 0
2040 | TVA_Transmission_2_MISO_MO-IL | TVA_Transmission | MISO_MO-IL | Internal | Summer | B10 | 1262 | 4000 | 0 | 49.2 | 47.34 | 9 | 0
2040 | TVA_Transmission_2_MISO_MO-IL | TVA_Transmission | MISO_MO-IL | Internal | Winter | B16 | 25 | 4000 | 0 | 92.27 | 84.59 | 9 | 0
2040 | TVA_Transmission_2_MISO_MO-IL | TVA_Transmission | MISO_MO-IL | Internal | Winter | B17 | 100 | 4000 | 0 | 71.19 | 69.39 | 9 | 0
2040 | TVA_Transmission_2_MISO_MO-IL | TVA_Transmission | MISO_MO-IL | Internal | Winter | B18 | 400 | 4000 | 0 | 63.34 | 61.7 | 9 | 0
2040 | TVA_Transmission_2_MISO_MO-IL | TVA_Transmission | MISO_MO-IL | Internal | Winter | B19 | 700 | 4000 | 0 | 62.35 | 59.41 | 9 | 0
2040 | TVA_Transmission_2_MISO_MO-IL | TVA_Transmission | MISO_MO-IL | Internal | Winter | B20 | 935 | 4000 | 0 | 58.43 | 50.43 | 9 | 0
2040 | TVA_Transmission_2_NonRTO_Midwest | TVA_Transmission | NonRTO_Midwest | Internal | Shoulder | B11 | 25 | 700 | 0 | 87.84 | 92.78 | 9 | 0
2040 | TVA_Transmission_2_NonRTO_Midwest | TVA_Transmission | NonRTO_Midwest | Internal | Shoulder | B12 | 200 | 700 | 0 | 66.61 | 72.64 | 9 | 0
2040 | TVA_Transmission_2_NonRTO_Midwest | TVA_Transmission | NonRTO_Midwest | Internal | Shoulder | B13 | 600 | 700 | 0 | 62.32 | 65.23 | 9 | 0
2040 | TVA_Transmission_2_NonRTO_Midwest | TVA_Transmission | NonRTO_Midwest | Internal | Shoulder | B14 | 900 | 700 | 0 | 61.39 | 55.58 | 9 | 0
2040 | TVA_Transmission_2_NonRTO_Midwest | TVA_Transmission | NonRTO_Midwest | Internal | Shoulder | B15 | 1203 | 700 | 0 | 56.26 | 48.26 | 9 | 0
2040 | TVA_Transmission_2_NonRTO_Midwest | TVA_Transmission | NonRTO_Midwest | Internal | Summer | B1 | 10 | 700 | 0 | 107.57 | 100.18 | 9 | 0
2040 | TVA_Transmission_2_NonRTO_Midwest | TVA_Transmission | NonRTO_Midwest | Internal | Summer | B2 | 25 | 700 | 0 | 102.95 | 97.9 | 9 | 0
2040 | TVA_Transmission_2_NonRTO_Midwest | TVA_Transmission | NonRTO_Midwest | Internal | Summer | B3 | 75 | 700 | 0 | 96.44 | 97.9 | 9 | 0
2040 | TVA_Transmission_2_NonRTO_Midwest | TVA_Transmission | NonRTO_Midwest | Internal | Summer | B4 | 100 | 700 | 0 | 96.01 | 97.9 | 9 | 0
2040 | TVA_Transmission_2_NonRTO_Midwest | TVA_Transmission | NonRTO_Midwest | Internal | Summer | B5 | 200 | 700 | 0 | 92.01 | 96.01 | 9 | 0
2040 | TVA_Transmission_2_NonRTO_Midwest | TVA_Transmission | NonRTO_Midwest | Internal | Summer | B6 | 300 | 700 | 0 | 74.16 | 76.38 | 9 | 0
2040 | TVA_Transmission_2_NonRTO_Midwest | TVA_Transmission | NonRTO_Midwest | Internal | Summer | B7 | 400 | 700 | 0 | 60.61 | 62.96 | 9 | 0
2040 | TVA_Transmission_2_NonRTO_Midwest | TVA_Transmission | NonRTO_Midwest | Internal | Summer | B8 | 500 | 700 | 0 | 59.34 | 53.96 | 9 | 0
2040 | TVA_Transmission_2_NonRTO_Midwest | TVA_Transmission | NonRTO_Midwest | Internal | Summer | B9 | 800 | 700 | 0 | 54.88 | 48.14 | 9 | 0
2040 | TVA_Transmission_2_NonRTO_Midwest | TVA_Transmission | NonRTO_Midwest | Internal | Summer | B10 | 1262 | 700 | 0 | 49.2 | 41.5 | 9 | 0
2040 | TVA_Transmission_2_NonRTO_Midwest | TVA_Transmission | NonRTO_Midwest | Internal | Winter | B16 | 25 | 700 | 0 | 92.27 | 92.6 | 9 | 0
2040 | TVA_Transmission_2_NonRTO_Midwest | TVA_Transmission | NonRTO_Midwest | Internal | Winter | B17 | 100 | 700 | 0 | 71.19 | 77.4 | 9 | 0
2040 | TVA_Transmission_2_NonRTO_Midwest | TVA_Transmission | NonRTO_Midwest | Internal | Winter | B18 | 400 | 700 | 0 | 63.34 | 59.41 | 9 | 0
2040 | TVA_Transmission_2_NonRTO_Midwest | TVA_Transmission | NonRTO_Midwest | Internal | Winter | B19 | 700 | 700 | 0 | 62.35 | 59.41 | 9 | 0
2040 | TVA_Transmission_2_NonRTO_Midwest | TVA_Transmission | NonRTO_Midwest | Internal | Winter | B20 | 935 | 700 | 0 | 58.43 | 50.43 | 9 | 0
2040 | TVA_Transmission_2_PJM_ROR | TVA_Transmission | PJM_ROR | Internal | Shoulder | B11 | 25 | 2000 | 0 | 87.84 | 82.77 | 9 | 0
2040 | TVA_Transmission_2_PJM_ROR | TVA_Transmission | PJM_ROR | Internal | Shoulder | B12 | 200 | 2000 | 0 | 66.61 | 66.51 | 9 | 0
2040 | TVA_Transmission_2_PJM_ROR | TVA_Transmission | PJM_ROR | Internal | Shoulder | B13 | 600 | 2000 | 0 | 62.32 | 59.14 | 9 | 0
2040 | TVA_Transmission_2_PJM_ROR | TVA_Transmission | PJM_ROR | Internal | Shoulder | B14 | 900 | 2000 | 0 | 61.39 | 56.26 | 9 | 0
2040 | TVA_Transmission_2_PJM_ROR | TVA_Transmission | PJM_ROR | Internal | Shoulder | B15 | 1203 | 2000 | 0 | 56.26 | 51.58 | 9 | 0
2040 | TVA_Transmission_2_PJM_ROR | TVA_Transmission | PJM_ROR | Internal | Summer | B1 | 10 | 2000 | 0 | 107.57 | 110.19 | 9 | 0
2040 | TVA_Transmission_2_PJM_ROR | TVA_Transmission | PJM_ROR | Internal | Summer | B2 | 25 | 2000 | 0 | 102.95 | 96.94 | 9 | 0
2040 | TVA_Transmission_2_PJM_ROR | TVA_Transmission | PJM_ROR | Internal | Summer | B3 | 75 | 2000 | 0 | 96.44 | 90.44 | 9 | 0
2040 | TVA_Transmission_2_PJM_ROR | TVA_Transmission | PJM_ROR | Internal | Summer | B4 | 100 | 2000 | 0 | 96.01 | 90.01 | 9 | 0
2040 | TVA_Transmission_2_PJM_ROR | TVA_Transmission | PJM_ROR | Internal | Summer | B5 | 200 | 2000 | 0 | 92.01 | 86.01 | 9 | 0
2040 | TVA_Transmission_2_PJM_ROR | TVA_Transmission | PJM_ROR | Internal | Summer | B6 | 300 | 2000 | 0 | 74.16 | 68.16 | 9 | 0
2040 | TVA_Transmission_2_PJM_ROR | TVA_Transmission | PJM_ROR | Internal | Summer | B7 | 400 | 2000 | 0 | 60.61 | 55.31 | 9 | 0
2040 | TVA_Transmission_2_PJM_ROR | TVA_Transmission | PJM_ROR | Internal | Summer | B8 | 500 | 2000 | 0 | 59.34 | 53.37 | 9 | 0
2040 | TVA_Transmission_2_PJM_ROR | TVA_Transmission | PJM_ROR | Internal | Summer | B9 | 800 | 2000 | 0 | 54.88 | 49.78 | 9 | 0
2040 | TVA_Transmission_2_PJM_ROR | TVA_Transmission | PJM_ROR | Internal | Summer | B10 | 1262 | 2000 | 0 | 49.2 | 49.34 | 9 | 0
2040 | TVA_Transmission_2_PJM_ROR | TVA_Transmission | PJM_ROR | Internal | Winter | B16 | 25 | 2000 | 0 | 92.27 | 86.6 | 9 | 0
2040 | TVA_Transmission_2_PJM_ROR | TVA_Transmission | PJM_ROR | Internal | Winter | B17 | 100 | 2000 | 0 | 71.19 | 71.4 | 9 | 0
2040 | TVA_Transmission_2_PJM_ROR | TVA_Transmission | PJM_ROR | Internal | Winter | B18 | 400 | 2000 | 0 | 63.34 | 63.7 | 9 | 0
2040 | TVA_Transmission_2_PJM_ROR | TVA_Transmission | PJM_ROR | Internal | Winter | B19 | 700 | 2000 | 0 | 62.35 | 60.69 | 9 | 0
2040 | TVA_Transmission_2_PJM_ROR | TVA_Transmission | PJM_ROR | Internal | Winter | B20 | 935 | 2000 | 0 | 58.43 | 55.54 | 9 | 0
2040 | TVA_Transmission_2_SOCO | TVA_Transmission | SOCO | Internal | Shoulder | B11 | 25 | 3200 | 0.01 | 87.84 | 95.77 | 9 | 0
2040 | TVA_Transmission_2_SOCO | TVA_Transmission | SOCO | Internal | Shoulder | B12 | 200 | 3200 | 0 | 66.61 | 61.94 | 9 | 0
2040 | TVA_Transmission_2_SOCO | TVA_Transmission | SOCO | Internal | Shoulder | B13 | 600 | 3200 | 0 | 62.32 | 61.82 | 9 | 0
2040 | TVA_Transmission_2_SOCO | TVA_Transmission | SOCO | Internal | Shoulder | B14 | 900 | 3200 | 0 | 61.39 | 61.82 | 9 | 0
2040 | TVA_Transmission_2_SOCO | TVA_Transmission | SOCO | Internal | Shoulder | B15 | 1203 | 3200 | 0 | 56.26 | 61.82 | 9 | 0
2040 | TVA_Transmission_2_SOCO | TVA_Transmission | SOCO | Internal | Summer | B1 | 10 | 3200 | 0 | 107.57 | 108.17 | 9 | 0
2040 | TVA_Transmission_2_SOCO | TVA_Transmission | SOCO | Internal | Summer | B2 | 25 | 3200 | 0 | 102.95 | 102.52 | 9 | 0
2040 | TVA_Transmission_2_SOCO | TVA_Transmission | SOCO | Internal | Summer | B3 | 75 | 3200 | 0 | 96.44 | 100.52 | 9 | 0
2040 | TVA_Transmission_2_SOCO | TVA_Transmission | SOCO | Internal | Summer | B4 | 100 | 3200 | 0 | 96.01 | 100.52 | 9 | 0
2040 | TVA_Transmission_2_SOCO | TVA_Transmission | SOCO | Internal | Summer | B5 | 200 | 3200 | 0 | 92.01 | 100.52 | 9 | 0
2040 | TVA_Transmission_2_SOCO | TVA_Transmission | SOCO | Internal | Summer | B6 | 300 | 3200 | 733.74 | 74.16 | 83.16 | 9 | 0
2040 | TVA_Transmission_2_SOCO | TVA_Transmission | SOCO | Internal | Summer | B7 | 400 | 3200 | 0 | 60.61 | 68.31 | 9 | 0
2040 | TVA_Transmission_2_SOCO | TVA_Transmission | SOCO | Internal | Summer | B8 | 500 | 3200 | 0 | 59.34 | 60.21 | 9 | 0
2040 | TVA_Transmission_2_SOCO | TVA_Transmission | SOCO | Internal | Summer | B9 | 800 | 3200 | 0 | 54.88 | 60.21 | 9 | 0
2040 | TVA_Transmission_2_SOCO | TVA_Transmission | SOCO | Internal | Summer | B10 | 1262 | 3200 | 0 | 49.2 | 55.74 | 9 | 0
2040 | TVA_Transmission_2_SOCO | TVA_Transmission | SOCO | Internal | Winter | B16 | 25 | 3200 | 0 | 92.27 | 91.27 | 9 | 0
2040 | TVA_Transmission_2_SOCO | TVA_Transmission | SOCO | Internal | Winter | B17 | 100 | 3200 | 0 | 71.19 | 65.5 | 9 | 0
2040 | TVA_Transmission_2_SOCO | TVA_Transmission | SOCO | Internal | Winter | B18 | 400 | 3200 | 0 | 63.34 | 65.5 | 9 | 0
2040 | TVA_Transmission_2_SOCO | TVA_Transmission | SOCO | Internal | Winter | B19 | 700 | 3200 | 0 | 62.35 | 65.5 | 9 | 0
2040 | TVA_Transmission_2_SOCO | TVA_Transmission | SOCO | Internal | Winter | B20 | 935 | 3200 | 0 | 58.43 | 59.84 | 9 | 0
2040 | TVA_Transmission_2_TVA | TVA_Transmission | TVA | Internal | Shoulder | B11 | 25 | 99999 | 0 | 87.84 | 77.4 | 0.01 | 0
2040 | TVA_Transmission_2_TVA | TVA_Transmission | TVA | Internal | Shoulder | B12 | 200 | 99999 | 0 | 66.61 | 60.87 | 0.01 | 0
2040 | TVA_Transmission_2_TVA | TVA_Transmission | TVA | Internal | Shoulder | B13 | 600 | 99999 | 0 | 62.32 | 60.87 | 0.01 | 0
2040 | TVA_Transmission_2_TVA | TVA_Transmission | TVA | Internal | Shoulder | B14 | 900 | 99999 | 0 | 61.39 | 60.87 | 0.01 | 0
2040 | TVA_Transmission_2_TVA | TVA_Transmission | TVA | Internal | Shoulder | B15 | 1203 | 99999 | 279.42 | 56.26 | 56.27 | 0.01 | 0
2040 | TVA_Transmission_2_TVA | TVA_Transmission | TVA | Internal | Summer | B1 | 10 | 99999 | 0.02 | 107.57 | 105.68 | 0.01 | 0
2040 | TVA_Transmission_2_TVA | TVA_Transmission | TVA | Internal | Summer | B2 | 25 | 99999 | 2964.24 | 102.95 | 102.96 | 0.01 | 0
2040 | TVA_Transmission_2_TVA | TVA_Transmission | TVA | Internal | Summer | B3 | 75 | 99999 | 1133.77 | 96.44 | 96.45 | 0.01 | 0
2040 | TVA_Transmission_2_TVA | TVA_Transmission | TVA | Internal | Summer | B4 | 100 | 99999 | 287.94 | 96.01 | 96.02 | 0.01 | 0
2040 | TVA_Transmission_2_TVA | TVA_Transmission | TVA | Internal | Summer | B5 | 200 | 99999 | 121.91 | 92.01 | 92.02 | 0.01 | 0
2040 | TVA_Transmission_2_TVA | TVA_Transmission | TVA | Internal | Summer | B6 | 300 | 99999 | 0 | 74.16 | 67.07 | 0.01 | 0
2040 | TVA_Transmission_2_TVA | TVA_Transmission | TVA | Internal | Summer | B7 | 400 | 99999 | 0 | 60.61 | 59.33 | 0.01 | 0
2040 | TVA_Transmission_2_TVA | TVA_Transmission | TVA | Internal | Summer | B8 | 500 | 99999 | 0.03 | 59.34 | 59.33 | 0.01 | 0
2040 | TVA_Transmission_2_TVA | TVA_Transmission | TVA | Internal | Summer | B9 | 800 | 99999 | 0 | 54.88 | 54.33 | 0.01 | 0
2040 | TVA_Transmission_2_TVA | TVA_Transmission | TVA | Internal | Summer | B10 | 1262 | 99999 | 0 | 49.2 | 48.52 | 0.01 | 0
2040 | TVA_Transmission_2_TVA | TVA_Transmission | TVA | Internal | Winter | B16 | 25 | 99999 | 0 | 92.27 | 80.29 | 0.01 | 0
2040 | TVA_Transmission_2_TVA | TVA_Transmission | TVA | Internal | Winter | B17 | 100 | 99999 | 0 | 71.19 | 64.28 | 0.01 | 0
2040 | TVA_Transmission_2_TVA | TVA_Transmission | TVA | Internal | Winter | B18 | 400 | 99999 | 0 | 63.34 | 58.75 | 0.01 | 0
2040 | TVA_Transmission_2_TVA | TVA_Transmission | TVA | Internal | Winter | B19 | 700 | 99999 | 0 | 62.35 | 58.75 | 0.01 | 0
2040 | TVA_Transmission_2_TVA | TVA_Transmission | TVA | Internal | Winter | B20 | 935 | 99999 | 1123.5 | 58.43 | 58.44 | 0.01 | 0
2040 | TVA_Transmission_2_VACAR | TVA_Transmission | VACAR | Internal | Shoulder | B11 | 25 | 900 | 0 | 87.84 | 88.77 | 9 | 0
2040 | TVA_Transmission_2_VACAR | TVA_Transmission | VACAR | Internal | Shoulder | B12 | 200 | 900 | 0 | 66.61 | 68.68 | 9 | 0
2040 | TVA_Transmission_2_VACAR | TVA_Transmission | VACAR | Internal | Shoulder | B13 | 600 | 900 | 0 | 62.32 | 57.65 | 9 | 0
2040 | TVA_Transmission_2_VACAR | TVA_Transmission | VACAR | Internal | Shoulder | B14 | 900 | 900 | 0 | 61.39 | 57.65 | 9 | 0
2040 | TVA_Transmission_2_VACAR | TVA_Transmission | VACAR | Internal | Shoulder | B15 | 1203 | 900 | 0 | 56.26 | 57.65 | 9 | 0
2040 | TVA_Transmission_2_VACAR | TVA_Transmission | VACAR | Internal | Summer | B1 | 10 | 900 | 0.1 | 107.57 | 116.19 | 9 | 0
2040 | TVA_Transmission_2_VACAR | TVA_Transmission | VACAR | Internal | Summer | B2 | 25 | 900 | 0 | 102.95 | 102.94 | 9 | 0
2040 | TVA_Transmission_2_VACAR | TVA_Transmission | VACAR | Internal | Summer | B3 | 75 | 900 | 0 | 96.44 | 99.6 | 9 | 0
2040 | TVA_Transmission_2_VACAR | TVA_Transmission | VACAR | Internal | Summer | B4 | 100 | 900 | 0 | 96.01 | 97.15 | 9 | 0
2040 | TVA_Transmission_2_VACAR | TVA_Transmission | VACAR | Internal | Summer | B5 | 200 | 900 | 0 | 92.01 | 93.52 | 9 | 0
2040 | TVA_Transmission_2_VACAR | TVA_Transmission | VACAR | Internal | Summer | B6 | 300 | 900 | 0 | 74.16 | 76.16 | 9 | 0
2040 | TVA_Transmission_2_VACAR | TVA_Transmission | VACAR | Internal | Summer | B7 | 400 | 900 | 0 | 60.61 | 61.31 | 9 | 0
2040 | TVA_Transmission_2_VACAR | TVA_Transmission | VACAR | Internal | Summer | B8 | 500 | 900 | 0 | 59.34 | 55.34 | 9 | 0
2040 | TVA_Transmission_2_VACAR | TVA_Transmission | VACAR | Internal | Summer | B9 | 800 | 900 | 0 | 54.88 | 55.34 | 9 | 0
2040 | TVA_Transmission_2_VACAR | TVA_Transmission | VACAR | Internal | Summer | B10 | 1262 | 900 | 0 | 49.2 | 55.34 | 9 | 0
2040 | TVA_Transmission_2_VACAR | TVA_Transmission | VACAR | Internal | Winter | B16 | 25 | 900 | 730.99 | 92.27 | 101.27 | 9 | 0
2040 | TVA_Transmission_2_VACAR | TVA_Transmission | VACAR | Internal | Winter | B17 | 100 | 900 | 0 | 71.19 | 75.5 | 9 | 0
2040 | TVA_Transmission_2_VACAR | TVA_Transmission | VACAR | Internal | Winter | B18 | 400 | 900 | 0 | 63.34 | 63.05 | 9 | 0
2040 | TVA_Transmission_2_VACAR | TVA_Transmission | VACAR | Internal | Winter | B19 | 700 | 900 | 0 | 62.35 | 63.05 | 9 | 0
2040 | TVA_Transmission_2_VACAR | TVA_Transmission | VACAR | Internal | Winter | B20 | 935 | 900 | 0 | 58.43 | 63.05 | 9 | 0
2040 | VACAR_2_PJM_ROR | VACAR | PJM_ROR | Internal | Shoulder | B11 | 25 | 2000 | 0 | 88.77 | 82.77 | 7 | 0
2040 | VACAR_2_PJM_ROR | VACAR | PJM_ROR | Internal | Shoulder | B12 | 200 | 2000 | 0 | 68.68 | 66.51 | 7 | 0
2040 | VACAR_2_PJM_ROR | VACAR | PJM_ROR | Internal | Shoulder | B13 | 600 | 2000 | 0 | 57.65 | 59.14 | 7 | 0
2040 | VACAR_2_PJM_ROR | VACAR | PJM_ROR | Internal | Shoulder | B14 | 900 | 2000 | 0 | 57.65 | 56.26 | 7 | 0
2040 | VACAR_2_PJM_ROR | VACAR | PJM_ROR | Internal | Shoulder | B15 | 1203 | 2000 | 0 | 57.65 | 51.58 | 7 | 0
2040 | VACAR_2_PJM_ROR | VACAR | PJM_ROR | Internal | Summer | B1 | 10 | 2000 | 0 | 116.19 | 110.19 | 7 | 0
2040 | VACAR_2_PJM_ROR | VACAR | PJM_ROR | Internal | Summer | B2 | 25 | 2000 | 0 | 102.94 | 96.94 | 7 | 0
2040 | VACAR_2_PJM_ROR | VACAR | PJM_ROR | Internal | Summer | B3 | 75 | 2000 | 0 | 99.6 | 90.44 | 7 | 0
2040 | VACAR_2_PJM_ROR | VACAR | PJM_ROR | Internal | Summer | B4 | 100 | 2000 | 0 | 97.15 | 90.01 | 7 | 0
2040 | VACAR_2_PJM_ROR | VACAR | PJM_ROR | Internal | Summer | B5 | 200 | 2000 | 0 | 93.52 | 86.01 | 7 | 0
2040 | VACAR_2_PJM_ROR | VACAR | PJM_ROR | Internal | Summer | B6 | 300 | 2000 | 0 | 76.16 | 68.16 | 7 | 0
2040 | VACAR_2_PJM_ROR | VACAR | PJM_ROR | Internal | Summer | B7 | 400 | 2000 | 0 | 61.31 | 55.31 | 7 | 0
2040 | VACAR_2_PJM_ROR | VACAR | PJM_ROR | Internal | Summer | B8 | 500 | 2000 | 0 | 55.34 | 53.37 | 7 | 0
2040 | VACAR_2_PJM_ROR | VACAR | PJM_ROR | Internal | Summer | B9 | 800 | 2000 | 0 | 55.34 | 49.78 | 7 | 0
2040 | VACAR_2_PJM_ROR | VACAR | PJM_ROR | Internal | Summer | B10 | 1262 | 2000 | 0 | 55.34 | 49.34 | 7 | 0
2040 | VACAR_2_PJM_ROR | VACAR | PJM_ROR | Internal | Winter | B16 | 25 | 2000 | 0 | 101.27 | 86.6 | 7 | 0
2040 | VACAR_2_PJM_ROR | VACAR | PJM_ROR | Internal | Winter | B17 | 100 | 2000 | 0 | 75.5 | 71.4 | 7 | 0
2040 | VACAR_2_PJM_ROR | VACAR | PJM_ROR | Internal | Winter | B18 | 400 | 2000 | 0 | 63.05 | 63.7 | 7 | 0
2040 | VACAR_2_PJM_ROR | VACAR | PJM_ROR | Internal | Winter | B19 | 700 | 2000 | 0 | 63.05 | 60.69 | 7 | 0
2040 | VACAR_2_PJM_ROR | VACAR | PJM_ROR | Internal | Winter | B20 | 935 | 2000 | 0 | 63.05 | 55.54 | 7 | 0
2040 | VACAR_2_SOCO | VACAR | SOCO | Internal | Shoulder | B11 | 25 | 3000 | 2391.99 | 88.77 | 95.77 | 7 | 0
2040 | VACAR_2_SOCO | VACAR | SOCO | Internal | Shoulder | B12 | 200 | 3000 | 0 | 68.68 | 61.94 | 7 | 0
2040 | VACAR_2_SOCO | VACAR | SOCO | Internal | Shoulder | B13 | 600 | 3000 | 0 | 57.65 | 61.82 | 7 | 0
2040 | VACAR_2_SOCO | VACAR | SOCO | Internal | Shoulder | B14 | 900 | 3000 | 0 | 57.65 | 61.82 | 7 | 0
2040 | VACAR_2_SOCO | VACAR | SOCO | Internal | Shoulder | B15 | 1203 | 3000 | 0 | 57.65 | 61.82 | 7 | 0
2040 | VACAR_2_SOCO | VACAR | SOCO | Internal | Summer | B1 | 10 | 3000 | 0 | 116.19 | 108.17 | 7 | 0
2040 | VACAR_2_SOCO | VACAR | SOCO | Internal | Summer | B2 | 25 | 3000 | 0 | 102.94 | 102.52 | 7 | 0
2040 | VACAR_2_SOCO | VACAR | SOCO | Internal | Summer | B3 | 75 | 3000 | 0 | 99.6 | 100.52 | 7 | 0
2040 | VACAR_2_SOCO | VACAR | SOCO | Internal | Summer | B4 | 100 | 3000 | 0 | 97.15 | 100.52 | 7 | 0
2040 | VACAR_2_SOCO | VACAR | SOCO | Internal | Summer | B5 | 200 | 3000 | 644.13 | 93.52 | 100.52 | 7 | 0
2040 | VACAR_2_SOCO | VACAR | SOCO | Internal | Summer | B6 | 300 | 3000 | 1314.7 | 76.16 | 83.16 | 7 | 0
2040 | VACAR_2_SOCO | VACAR | SOCO | Internal | Summer | B7 | 400 | 3000 | 580.25 | 61.31 | 68.31 | 7 | 0
2040 | VACAR_2_SOCO | VACAR | SOCO | Internal | Summer | B8 | 500 | 3000 | 0 | 55.34 | 60.21 | 7 | 0
2040 | VACAR_2_SOCO | VACAR | SOCO | Internal | Summer | B9 | 800 | 3000 | 0 | 55.34 | 60.21 | 7 | 0
2040 | VACAR_2_SOCO | VACAR | SOCO | Internal | Summer | B10 | 1262 | 3000 | 0 | 55.34 | 55.74 | 7 | 0
2040 | VACAR_2_SOCO | VACAR | SOCO | Internal | Winter | B16 | 25 | 3000 | 0 | 101.27 | 91.27 | 7 | 0
2040 | VACAR_2_SOCO | VACAR | SOCO | Internal | Winter | B17 | 100 | 3000 | 0 | 75.5 | 65.5 | 7 | 0
2040 | VACAR_2_SOCO | VACAR | SOCO | Internal | Winter | B18 | 400 | 3000 | 0 | 63.05 | 65.5 | 7 | 0
2040 | VACAR_2_SOCO | VACAR | SOCO | Internal | Winter | B19 | 700 | 3000 | 0 | 63.05 | 65.5 | 7 | 0
2040 | VACAR_2_SOCO | VACAR | SOCO | Internal | Winter | B20 | 935 | 3000 | 0 | 63.05 | 59.84 | 7 | 0
2040 | VACAR_2_TVA_Transmission | VACAR | TVA_Transmission | Internal | Shoulder | B11 | 25 | 900 | 0 | 88.77 | 87.84 | 7 | 0
2040 | VACAR_2_TVA_Transmission | VACAR | TVA_Transmission | Internal | Shoulder | B12 | 200 | 900 | 0 | 68.68 | 66.61 | 7 | 0
2040 | VACAR_2_TVA_Transmission | VACAR | TVA_Transmission | Internal | Shoulder | B13 | 600 | 900 | 0 | 57.65 | 62.32 | 7 | 0
2040 | VACAR_2_TVA_Transmission | VACAR | TVA_Transmission | Internal | Shoulder | B14 | 900 | 900 | 0 | 57.65 | 61.39 | 7 | 0
2040 | VACAR_2_TVA_Transmission | VACAR | TVA_Transmission | Internal | Shoulder | B15 | 1203 | 900 | 0 | 57.65 | 56.26 | 7 | 0
2040 | VACAR_2_TVA_Transmission | VACAR | TVA_Transmission | Internal | Summer | B1 | 10 | 900 | 0 | 116.19 | 107.57 | 7 | 0
2040 | VACAR_2_TVA_Transmission | VACAR | TVA_Transmission | Internal | Summer | B2 | 25 | 900 | 0 | 102.94 | 102.95 | 7 | 0
2040 | VACAR_2_TVA_Transmission | VACAR | TVA_Transmission | Internal | Summer | B3 | 75 | 900 | 0 | 99.6 | 96.44 | 7 | 0
2040 | VACAR_2_TVA_Transmission | VACAR | TVA_Transmission | Internal | Summer | B4 | 100 | 900 | 0 | 97.15 | 96.01 | 7 | 0
2040 | VACAR_2_TVA_Transmission | VACAR | TVA_Transmission | Internal | Summer | B5 | 200 | 900 | 0 | 93.52 | 92.01 | 7 | 0
2040 | VACAR_2_TVA_Transmission | VACAR | TVA_Transmission | Internal | Summer | B6 | 300 | 900 | 0 | 76.16 | 74.16 | 7 | 0
2040 | VACAR_2_TVA_Transmission | VACAR | TVA_Transmission | Internal | Summer | B7 | 400 | 900 | 0 | 61.31 | 60.61 | 7 | 0
2040 | VACAR_2_TVA_Transmission | VACAR | TVA_Transmission | Internal | Summer | B8 | 500 | 900 | 0 | 55.34 | 59.34 | 7 | 0
2040 | VACAR_2_TVA_Transmission | VACAR | TVA_Transmission | Internal | Summer | B9 | 800 | 900 | 0 | 55.34 | 54.88 | 7 | 0
2040 | VACAR_2_TVA_Transmission | VACAR | TVA_Transmission | Internal | Summer | B10 | 1262 | 900 | 0 | 55.34 | 49.2 | 7 | 0
2040 | VACAR_2_TVA_Transmission | VACAR | TVA_Transmission | Internal | Winter | B16 | 25 | 900 | 0 | 101.27 | 92.27 | 7 | 0
2040 | VACAR_2_TVA_Transmission | VACAR | TVA_Transmission | Internal | Winter | B17 | 100 | 900 | 0 | 75.5 | 71.19 | 7 | 0
2040 | VACAR_2_TVA_Transmission | VACAR | TVA_Transmission | Internal | Winter | B18 | 400 | 900 | 0 | 63.05 | 63.34 | 7 | 0
2040 | VACAR_2_TVA_Transmission | VACAR | TVA_Transmission | Internal | Winter | B19 | 700 | 900 | 0 | 63.05 | 62.35 | 7 | 0
2040 | VACAR_2_TVA_Transmission | VACAR | TVA_Transmission | Internal | Winter | B20 | 935 | 900 | 0 | 63.05 | 58.43 | 7 | 0
2015 | AZ_NM_SNV_Coal_2_SPP_S | AZ_NM_SNV_Coal | SPP_S | External | Shoulder | B11 | 25 | 400 | 400 | 37.02 | 52.2 | 8.17 | 7.02
2015 | AZ_NM_SNV_Coal_2_SPP_S | AZ_NM_SNV_Coal | SPP_S | External | Shoulder | B12 | 200 | 400 | 0 | 37 | 37.99 | 8.17 | 0
2015 | AZ_NM_SNV_Coal_2_SPP_S | AZ_NM_SNV_Coal | SPP_S | External | Shoulder | B13 | 600 | 400 | 0 | 37 | 37.27 | 8.17 | 0
2015 | AZ_NM_SNV_Coal_2_SPP_S | AZ_NM_SNV_Coal | SPP_S | External | Shoulder | B14 | 900 | 400 | 0 | 37 | 36.35 | 8.17 | 0
2015 | AZ_NM_SNV_Coal_2_SPP_S | AZ_NM_SNV_Coal | SPP_S | External | Shoulder | B15 | 1203 | 400 | 0 | 37 | 36.27 | 8.17 | 0
2015 | AZ_NM_SNV_Coal_2_SPP_S | AZ_NM_SNV_Coal | SPP_S | External | Summer | B1 | 10 | 400 | 0 | 54.72 | 58.75 | 8.17 | 0
2015 | AZ_NM_SNV_Coal_2_SPP_S | AZ_NM_SNV_Coal | SPP_S | External | Summer | B2 | 25 | 400 | 0 | 54.72 | 58.75 | 8.17 | 0
2015 | AZ_NM_SNV_Coal_2_SPP_S | AZ_NM_SNV_Coal | SPP_S | External | Summer | B3 | 75 | 400 | 0 | 54.72 | 50.82 | 8.17 | 0
2015 | AZ_NM_SNV_Coal_2_SPP_S | AZ_NM_SNV_Coal | SPP_S | External | Summer | B4 | 100 | 400 | 0 | 53.13 | 50.82 | 8.17 | 0
2015 | AZ_NM_SNV_Coal_2_SPP_S | AZ_NM_SNV_Coal | SPP_S | External | Summer | B5 | 200 | 400 | 0 | 45.03 | 50.41 | 8.17 | 0
2015 | AZ_NM_SNV_Coal_2_SPP_S | AZ_NM_SNV_Coal | SPP_S | External | Summer | B6 | 300 | 400 | 273.69 | 39.53 | 47.7 | 8.17 | 0
2015 | AZ_NM_SNV_Coal_2_SPP_S | AZ_NM_SNV_Coal | SPP_S | External | Summer | B7 | 400 | 400 | 0 | 37.02 | 42.2 | 8.17 | 0
2015 | AZ_NM_SNV_Coal_2_SPP_S | AZ_NM_SNV_Coal | SPP_S | External | Summer | B8 | 500 | 400 | 0 | 37.02 | 36.71 | 8.17 | 0
2015 | AZ_NM_SNV_Coal_2_SPP_S | AZ_NM_SNV_Coal | SPP_S | External | Summer | B9 | 800 | 400 | 0 | 37 | 35.13 | 8.17 | 0
2015 | AZ_NM_SNV_Coal_2_SPP_S | AZ_NM_SNV_Coal | SPP_S | External | Summer | B10 | 1262 | 400 | 0 | 36.03 | 35.05 | 8.17 | 0
2015 | AZ_NM_SNV_Coal_2_SPP_S | AZ_NM_SNV_Coal | SPP_S | External | Winter | B16 | 25 | 400 | 0 | 39.31 | 46.79 | 8.17 | 0
2015 | AZ_NM_SNV_Coal_2_SPP_S | AZ_NM_SNV_Coal | SPP_S | External | Winter | B17 | 100 | 400 | 0 | 39.3 | 38.73 | 8.17 | 0
2015 | AZ_NM_SNV_Coal_2_SPP_S | AZ_NM_SNV_Coal | SPP_S | External | Winter | B18 | 400 | 400 | 0 | 39.3 | 38.68 | 8.17 | 0
2015 | AZ_NM_SNV_Coal_2_SPP_S | AZ_NM_SNV_Coal | SPP_S | External | Winter | B19 | 700 | 400 | 0 | 39.3 | 38.64 | 8.17 | 0
2015 | AZ_NM_SNV_Coal_2_SPP_S | AZ_NM_SNV_Coal | SPP_S | External | Winter | B20 | 935 | 400 | 0 | 39.29 | 38.08 | 8.17 | 0
2015 | ERCOT_2_SPP_S | ERCOT | SPP_S | External | Shoulder | B11 | 25 | 800 | 0 | 52.82 | 52.2 | 8 | 0
2015 | ERCOT_2_SPP_S | ERCOT | SPP_S | External | Shoulder | B12 | 200 | 800 | 0 | 39.52 | 37.99 | 8 | 0
2015 | ERCOT_2_SPP_S | ERCOT | SPP_S | External | Shoulder | B13 | 600 | 800 | 0 | 36.49 | 37.27 | 8 | 0
2015 | ERCOT_2_SPP_S | ERCOT | SPP_S | External | Shoulder | B14 | 900 | 800 | 0 | 36.29 | 36.35 | 8 | 0
2015 | ERCOT_2_SPP_S | ERCOT | SPP_S | External | Shoulder | B15 | 1203 | 800 | 0 | 36.29 | 36.27 | 8 | 0
2015 | ERCOT_2_SPP_S | ERCOT | SPP_S | External | Summer | B1 | 10 | 800 | 0.02 | 51.3 | 58.75 | 8 | 0
2015 | ERCOT_2_SPP_S | ERCOT | SPP_S | External | Summer | B2 | 25 | 800 | 0 | 51.3 | 58.75 | 8 | 0
2015 | ERCOT_2_SPP_S | ERCOT | SPP_S | External | Summer | B3 | 75 | 800 | 0 | 51.3 | 50.82 | 8 | 0
2015 | ERCOT_2_SPP_S | ERCOT | SPP_S | External | Summer | B4 | 100 | 800 | 0 | 51.3 | 50.82 | 8 | 0
2015 | ERCOT_2_SPP_S | ERCOT | SPP_S | External | Summer | B5 | 200 | 800 | 0 | 51.3 | 50.41 | 8 | 0
2015 | ERCOT_2_SPP_S | ERCOT | SPP_S | External | Summer | B6 | 300 | 800 | 0 | 51.3 | 47.7 | 8 | 0
2015 | ERCOT_2_SPP_S | ERCOT | SPP_S | External | Summer | B7 | 400 | 800 | 0 | 39.47 | 42.2 | 8 | 0
2015 | ERCOT_2_SPP_S | ERCOT | SPP_S | External | Summer | B8 | 500 | 800 | 0 | 38.4 | 36.71 | 8 | 0
2015 | ERCOT_2_SPP_S | ERCOT | SPP_S | External | Summer | B9 | 800 | 800 | 0 | 35.38 | 35.13 | 8 | 0
2015 | ERCOT_2_SPP_S | ERCOT | SPP_S | External | Summer | B10 | 1262 | 800 | 0 | 35.27 | 35.05 | 8 | 0
2015 | ERCOT_2_SPP_S | ERCOT | SPP_S | External | Winter | B16 | 25 | 800 | 0 | 44.57 | 46.79 | 8 | 0
2015 | ERCOT_2_SPP_S | ERCOT | SPP_S | External | Winter | B17 | 100 | 800 | 0 | 40.74 | 38.73 | 8 | 0
2015 | ERCOT_2_SPP_S | ERCOT | SPP_S | External | Winter | B18 | 400 | 800 | 0 | 38.39 | 38.68 | 8 | 0
2015 | ERCOT_2_SPP_S | ERCOT | SPP_S | External | Winter | B19 | 700 | 800 | 0 | 38.39 | 38.64 | 8 | 0
2015 | ERCOT_2_SPP_S | ERCOT | SPP_S | External | Winter | B20 | 935 | 800 | 0 | 38.39 | 38.08 | 8 | 0
2015 | MAPP_US_2_RMPA | MAPP_US | RMPA | External | Shoulder | B11 | 25 | 200 | 0 | 40.04 | 38.16 | 8 | 0
2015 | MAPP_US_2_RMPA | MAPP_US | RMPA | External | Shoulder | B12 | 200 | 200 | 0 | 32.5 | 38.16 | 8 | 0
2015 | MAPP_US_2_RMPA | MAPP_US | RMPA | External | Shoulder | B13 | 600 | 200 | 0 | 30.25 | 38.16 | 8 | 0
2015 | MAPP_US_2_RMPA | MAPP_US | RMPA | External | Shoulder | B14 | 900 | 200 | 200 | 29.33 | 38.16 | 8 | 0.83
2015 | MAPP_US_2_RMPA | MAPP_US | RMPA | External | Shoulder | B15 | 1203 | 200 | 200 | 29.25 | 38.16 | 8 | 0.91
2015 | MAPP_US_2_RMPA | MAPP_US | RMPA | External | Summer | B1 | 10 | 200 | 0 | 52.37 | 57.71 | 8 | 0
2015 | MAPP_US_2_RMPA | MAPP_US | RMPA | External | Summer | B2 | 25 | 200 | 0 | 50.36 | 57.71 | 8 | 0
2015 | MAPP_US_2_RMPA | MAPP_US | RMPA | External | Summer | B3 | 75 | 200 | 0 | 50.36 | 57.71 | 8 | 0
2015 | MAPP_US_2_RMPA | MAPP_US | RMPA | External | Summer | B4 | 100 | 200 | 0 | 49.95 | 50.58 | 8 | 0
2015 | MAPP_US_2_RMPA | MAPP_US | RMPA | External | Summer | B5 | 200 | 200 | 0 | 45.81 | 44.82 | 8 | 0
2015 | MAPP_US_2_RMPA | MAPP_US | RMPA | External | Summer | B6 | 300 | 200 | 0 | 34.34 | 36.71 | 8 | 0
2015 | MAPP_US_2_RMPA | MAPP_US | RMPA | External | Summer | B7 | 400 | 200 | 0 | 28.91 | 36.71 | 8 | 0
2015 | MAPP_US_2_RMPA | MAPP_US | RMPA | External | Summer | B8 | 500 | 200 | 200 | 27.05 | 36.71 | 8 | 1.66
2015 | MAPP_US_2_RMPA | MAPP_US | RMPA | External | Summer | B9 | 800 | 200 | 200 | 27.05 | 36.71 | 8 | 1.66
2015 | MAPP_US_2_RMPA | MAPP_US | RMPA | External | Summer | B10 | 1262 | 200 | 200 | 25.87 | 36.71 | 8 | 2.84
2015 | MAPP_US_2_RMPA | MAPP_US | RMPA | External | Winter | B16 | 25 | 200 | 0.01 | 39.79 | 47.45 | 8 | 0
2015 | MAPP_US_2_RMPA | MAPP_US | RMPA | External | Winter | B17 | 100 | 200 | 0 | 34.21 | 40.91 | 8 | 0
2015 | MAPP_US_2_RMPA | MAPP_US | RMPA | External | Winter | B18 | 400 | 200 | 200 | 31.62 | 40.91 | 8 | 1.29
2015 | MAPP_US_2_RMPA | MAPP_US | RMPA | External | Winter | B19 | 700 | 200 | 200 | 31.62 | 40.91 | 8 | 1.29
2015 | MAPP_US_2_RMPA | MAPP_US | RMPA | External | Winter | B20 | 935 | 200 | 0 | 26.93 | 34.38 | 8 | 0
2015 | NE_2_RMPA | NE | RMPA | External | Shoulder | B11 | 25 | 310 | 0 | 47.04 | 38.16 | 5 | 0
2015 | NE_2_RMPA | NE | RMPA | External | Shoulder | B12 | 200 | 310 | 0 | 37.99 | 38.16 | 5 | 0
2015 | NE_2_RMPA | NE | RMPA | External | Shoulder | B13 | 600 | 310 | 0 | 37.25 | 38.16 | 5 | 0
2015 | NE_2_RMPA | NE | RMPA | External | Shoulder | B14 | 900 | 310 | 0 | 36.33 | 38.16 | 5 | 0
2015 | NE_2_RMPA | NE | RMPA | External | Shoulder | B15 | 1203 | 310 | 0 | 36.25 | 38.16 | 5 | 0
2015 | NE_2_RMPA | NE | RMPA | External | Summer | B1 | 10 | 310 | 0 | 58.75 | 57.71 | 5 | 0
2015 | NE_2_RMPA | NE | RMPA | External | Summer | B2 | 25 | 310 | 0 | 57.36 | 57.71 | 5 | 0
2015 | NE_2_RMPA | NE | RMPA | External | Summer | B3 | 75 | 310 | 0 | 57.36 | 57.71 | 5 | 0
2015 | NE_2_RMPA | NE | RMPA | External | Summer | B4 | 100 | 310 | 0 | 56.95 | 50.58 | 5 | 0
2015 | NE_2_RMPA | NE | RMPA | External | Summer | B5 | 200 | 310 | 0 | 52.81 | 44.82 | 5 | 0
2015 | NE_2_RMPA | NE | RMPA | External | Summer | B6 | 300 | 310 | 0 | 41.34 | 36.71 | 5 | 0
2015 | NE_2_RMPA | NE | RMPA | External | Summer | B7 | 400 | 310 | 0 | 35.91 | 36.71 | 5 | 0
2015 | NE_2_RMPA | NE | RMPA | External | Summer | B8 | 500 | 310 | 0 | 34.05 | 36.71 | 5 | 0
2015 | NE_2_RMPA | NE | RMPA | External | Summer | B9 | 800 | 310 | 0 | 34.05 | 36.71 | 5 | 0
2015 | NE_2_RMPA | NE | RMPA | External | Summer | B10 | 1262 | 310 | 0 | 32.57 | 36.71 | 5 | 0
2015 | NE_2_RMPA | NE | RMPA | External | Winter | B16 | 25 | 310 | 0 | 46.77 | 47.45 | 5 | 0
2015 | NE_2_RMPA | NE | RMPA | External | Winter | B17 | 100 | 310 | 0 | 38.71 | 40.91 | 5 | 0
2015 | NE_2_RMPA | NE | RMPA | External | Winter | B18 | 400 | 310 | 0 | 38.62 | 40.91 | 5 | 0
2015 | NE_2_RMPA | NE | RMPA | External | Winter | B19 | 700 | 310 | 0 | 38.62 | 40.91 | 5 | 0
2015 | NE_2_RMPA | NE | RMPA | External | Winter | B20 | 935 | 310 | 0 | 33.93 | 34.38 | 5 | 0
2015 | NWPP_Coal_2_MAPP_US | NWPP_Coal | MAPP_US | External | Shoulder | B11 | 25 | 150 | 0 | 36.99 | 40.04 | 8 | 0
2015 | NWPP_Coal_2_MAPP_US | NWPP_Coal | MAPP_US | External | Shoulder | B12 | 200 | 150 | 0 | 36.99 | 32.5 | 8 | 0
2015 | NWPP_Coal_2_MAPP_US | NWPP_Coal | MAPP_US | External | Shoulder | B13 | 600 | 150 | 0 | 36.99 | 30.25 | 8 | 0
2015 | NWPP_Coal_2_MAPP_US | NWPP_Coal | MAPP_US | External | Shoulder | B14 | 900 | 150 | 0 | 36.99 | 29.33 | 8 | 0
2015 | NWPP_Coal_2_MAPP_US | NWPP_Coal | MAPP_US | External | Shoulder | B15 | 1203 | 150 | 0 | 36.99 | 29.25 | 8 | 0
2015 | NWPP_Coal_2_MAPP_US | NWPP_Coal | MAPP_US | External | Summer | B1 | 10 | 150 | 150 | 36.99 | 52.37 | 8 | 7.37
2015 | NWPP_Coal_2_MAPP_US | NWPP_Coal | MAPP_US | External | Summer | B2 | 25 | 150 | 150 | 36.99 | 50.36 | 8 | 5.36
2015 | NWPP_Coal_2_MAPP_US | NWPP_Coal | MAPP_US | External | Summer | B3 | 75 | 150 | 150 | 36.99 | 50.36 | 8 | 5.36
2015 | NWPP_Coal_2_MAPP_US | NWPP_Coal | MAPP_US | External | Summer | B4 | 100 | 150 | 150 | 36.99 | 49.95 | 8 | 4.95
2015 | NWPP_Coal_2_MAPP_US | NWPP_Coal | MAPP_US | External | Summer | B5 | 200 | 150 | 150 | 36.99 | 45.81 | 8 | 0.82
2015 | NWPP_Coal_2_MAPP_US | NWPP_Coal | MAPP_US | External | Summer | B6 | 300 | 150 | 0 | 36.99 | 34.34 | 8 | 0
2015 | NWPP_Coal_2_MAPP_US | NWPP_Coal | MAPP_US | External | Summer | B7 | 400 | 150 | 0 | 36.99 | 28.91 | 8 | 0
2015 | NWPP_Coal_2_MAPP_US | NWPP_Coal | MAPP_US | External | Summer | B8 | 500 | 150 | 0 | 36.99 | 27.05 | 8 | 0
2015 | NWPP_Coal_2_MAPP_US | NWPP_Coal | MAPP_US | External | Summer | B9 | 800 | 150 | 0 | 36.99 | 27.05 | 8 | 0
2015 | NWPP_Coal_2_MAPP_US | NWPP_Coal | MAPP_US | External | Summer | B10 | 1262 | 150 | 0 | 36.99 | 25.87 | 8 | 0
2015 | NWPP_Coal_2_MAPP_US | NWPP_Coal | MAPP_US | External | Winter | B16 | 25 | 150 | 0 | 39.29 | 39.79 | 8 | 0
2015 | NWPP_Coal_2_MAPP_US | NWPP_Coal | MAPP_US | External | Winter | B17 | 100 | 150 | 0 | 39.29 | 34.21 | 8 | 0
2015 | NWPP_Coal_2_MAPP_US | NWPP_Coal | MAPP_US | External | Winter | B18 | 400 | 150 | 0 | 39.29 | 31.62 | 8 | 0
2015 | NWPP_Coal_2_MAPP_US | NWPP_Coal | MAPP_US | External | Winter | B19 | 700 | 150 | 0 | 39.29 | 31.62 | 8 | 0
2015 | NWPP_Coal_2_MAPP_US | NWPP_Coal | MAPP_US | External | Winter | B20 | 935 | 150 | 0 | 39.29 | 26.93 | 8 | 0
2015 | RMPA_2_MAPP_US | RMPA | MAPP_US | External | Shoulder | B11 | 25 | 200 | 0 | 38.16 | 40.04 | 8 | 0
2015 | RMPA_2_MAPP_US | RMPA | MAPP_US | External | Shoulder | B12 | 200 | 200 | 0 | 38.16 | 32.5 | 8 | 0
2015 | RMPA_2_MAPP_US | RMPA | MAPP_US | External | Shoulder | B13 | 600 | 200 | 0 | 38.16 | 30.25 | 8 | 0
2015 | RMPA_2_MAPP_US | RMPA | MAPP_US | External | Shoulder | B14 | 900 | 200 | 0 | 38.16 | 29.33 | 8 | 0
2015 | RMPA_2_MAPP_US | RMPA | MAPP_US | External | Shoulder | B15 | 1203 | 200 | 0 | 38.16 | 29.25 | 8 | 0
2015 | RMPA_2_MAPP_US | RMPA | MAPP_US | External | Summer | B1 | 10 | 200 | 0 | 57.71 | 52.37 | 8 | 0
2015 | RMPA_2_MAPP_US | RMPA | MAPP_US | External | Summer | B2 | 25 | 200 | 0 | 57.71 | 50.36 | 8 | 0
2015 | RMPA_2_MAPP_US | RMPA | MAPP_US | External | Summer | B3 | 75 | 200 | 0 | 57.71 | 50.36 | 8 | 0
2015 | RMPA_2_MAPP_US | RMPA | MAPP_US | External | Summer | B4 | 100 | 200 | 0 | 50.58 | 49.95 | 8 | 0
2015 | RMPA_2_MAPP_US | RMPA | MAPP_US | External | Summer | B5 | 200 | 200 | 0 | 44.82 | 45.81 | 8 | 0
2015 | RMPA_2_MAPP_US | RMPA | MAPP_US | External | Summer | B6 | 300 | 200 | 0 | 36.71 | 34.34 | 8 | 0
2015 | RMPA_2_MAPP_US | RMPA | MAPP_US | External | Summer | B7 | 400 | 200 | 0 | 36.71 | 28.91 | 8 | 0
2015 | RMPA_2_MAPP_US | RMPA | MAPP_US | External | Summer | B8 | 500 | 200 | 0 | 36.71 | 27.05 | 8 | 0
2015 | RMPA_2_MAPP_US | RMPA | MAPP_US | External | Summer | B9 | 800 | 200 | 0 | 36.71 | 27.05 | 8 | 0
2015 | RMPA_2_MAPP_US | RMPA | MAPP_US | External | Summer | B10 | 1262 | 200 | 0 | 36.71 | 25.87 | 8 | 0
2015 | RMPA_2_MAPP_US | RMPA | MAPP_US | External | Winter | B16 | 25 | 200 | 0 | 47.45 | 39.79 | 8 | 0
2015 | RMPA_2_MAPP_US | RMPA | MAPP_US | External | Winter | B17 | 100 | 200 | 0 | 40.91 | 34.21 | 8 | 0
2015 | RMPA_2_MAPP_US | RMPA | MAPP_US | External | Winter | B18 | 400 | 200 | 0 | 40.91 | 31.62 | 8 | 0
2015 | RMPA_2_MAPP_US | RMPA | MAPP_US | External | Winter | B19 | 700 | 200 | 0 | 40.91 | 31.62 | 8 | 0
2015 | RMPA_2_MAPP_US | RMPA | MAPP_US | External | Winter | B20 | 935 | 200 | 0 | 34.38 | 26.93 | 8 | 0
2015 | RMPA_2_NE | RMPA | NE | External | Shoulder | B11 | 25 | 310 | 310 | 38.16 | 47.04 | 8 | 0.88
2015 | RMPA_2_NE | RMPA | NE | External | Shoulder | B12 | 200 | 310 | 0 | 38.16 | 37.99 | 8 | 0
2015 | RMPA_2_NE | RMPA | NE | External | Shoulder | B13 | 600 | 310 | 0 | 38.16 | 37.25 | 8 | 0
2015 | RMPA_2_NE | RMPA | NE | External | Shoulder | B14 | 900 | 310 | 0 | 38.16 | 36.33 | 8 | 0
2015 | RMPA_2_NE | RMPA | NE | External | Shoulder | B15 | 1203 | 310 | 0 | 38.16 | 36.25 | 8 | 0
2015 | RMPA_2_NE | RMPA | NE | External | Summer | B1 | 10 | 310 | 0 | 57.71 | 58.75 | 8 | 0
2015 | RMPA_2_NE | RMPA | NE | External | Summer | B2 | 25 | 310 | 0 | 57.71 | 57.36 | 8 | 0
2015 | RMPA_2_NE | RMPA | NE | External | Summer | B3 | 75 | 310 | 0 | 57.71 | 57.36 | 8 | 0
2015 | RMPA_2_NE | RMPA | NE | External | Summer | B4 | 100 | 310 | 0 | 50.58 | 56.95 | 8 | 0
2015 | RMPA_2_NE | RMPA | NE | External | Summer | B5 | 200 | 310 | 0.04 | 44.82 | 52.81 | 8 | 0
2015 | RMPA_2_NE | RMPA | NE | External | Summer | B6 | 300 | 310 | 0 | 36.71 | 41.34 | 8 | 0
2015 | RMPA_2_NE | RMPA | NE | External | Summer | B7 | 400 | 310 | 0 | 36.71 | 35.91 | 8 | 0
2015 | RMPA_2_NE | RMPA | NE | External | Summer | B8 | 500 | 310 | 0 | 36.71 | 34.05 | 8 | 0
2015 | RMPA_2_NE | RMPA | NE | External | Summer | B9 | 800 | 310 | 0 | 36.71 | 34.05 | 8 | 0
2015 | RMPA_2_NE | RMPA | NE | External | Summer | B10 | 1262 | 310 | 0 | 36.71 | 32.57 | 8 | 0
2015 | RMPA_2_NE | RMPA | NE | External | Winter | B16 | 25 | 310 | 0 | 47.45 | 46.77 | 8 | 0
2015 | RMPA_2_NE | RMPA | NE | External | Winter | B17 | 100 | 310 | 0 | 40.91 | 38.71 | 8 | 0
2015 | RMPA_2_NE | RMPA | NE | External | Winter | B18 | 400 | 310 | 0 | 40.91 | 38.62 | 8 | 0
2015 | RMPA_2_NE | RMPA | NE | External | Winter | B19 | 700 | 310 | 0 | 40.91 | 38.62 | 8 | 0
2015 | RMPA_2_NE | RMPA | NE | External | Winter | B20 | 935 | 310 | 0 | 34.38 | 33.93 | 8 | 0
2015 | RMPA_2_SPP_N | RMPA | SPP_N | External | Shoulder | B11 | 25 | 210 | 210 | 38.16 | 54.04 | 8 | 7.88
2015 | RMPA_2_SPP_N | RMPA | SPP_N | External | Shoulder | B12 | 200 | 210 | 0 | 38.16 | 38 | 8 | 0
2015 | RMPA_2_SPP_N | RMPA | SPP_N | External | Shoulder | B13 | 600 | 210 | 0 | 38.16 | 37.26 | 8 | 0
2015 | RMPA_2_SPP_N | RMPA | SPP_N | External | Shoulder | B14 | 900 | 210 | 0 | 38.16 | 36.34 | 8 | 0
2015 | RMPA_2_SPP_N | RMPA | SPP_N | External | Shoulder | B15 | 1203 | 210 | 0 | 38.16 | 36.26 | 8 | 0
2015 | RMPA_2_SPP_N | RMPA | SPP_N | External | Summer | B1 | 10 | 210 | 0 | 57.71 | 58.76 | 8 | 0
2015 | RMPA_2_SPP_N | RMPA | SPP_N | External | Summer | B2 | 25 | 210 | 0 | 57.71 | 58.76 | 8 | 0
2015 | RMPA_2_SPP_N | RMPA | SPP_N | External | Summer | B3 | 75 | 210 | 0 | 57.71 | 58.76 | 8 | 0
2015 | RMPA_2_SPP_N | RMPA | SPP_N | External | Summer | B4 | 100 | 210 | 0 | 50.58 | 56.96 | 8 | 0
2015 | RMPA_2_SPP_N | RMPA | SPP_N | External | Summer | B5 | 200 | 210 | 24.53 | 44.82 | 52.82 | 8 | 0
2015 | RMPA_2_SPP_N | RMPA | SPP_N | External | Summer | B6 | 300 | 210 | 210 | 36.71 | 47.68 | 8 | 2.97
2015 | RMPA_2_SPP_N | RMPA | SPP_N | External | Summer | B7 | 400 | 210 | 0 | 36.71 | 42.19 | 8 | 0
2015 | RMPA_2_SPP_N | RMPA | SPP_N | External | Summer | B8 | 500 | 210 | 0 | 36.71 | 36.69 | 8 | 0
2015 | RMPA_2_SPP_N | RMPA | SPP_N | External | Summer | B9 | 800 | 210 | 0 | 36.71 | 35.12 | 8 | 0
2015 | RMPA_2_SPP_N | RMPA | SPP_N | External | Summer | B10 | 1262 | 210 | 0 | 36.71 | 34.55 | 8 | 0
2015 | RMPA_2_SPP_N | RMPA | SPP_N | External | Winter | B16 | 25 | 210 | 0 | 47.45 | 46.78 | 8 | 0
2015 | RMPA_2_SPP_N | RMPA | SPP_N | External | Winter | B17 | 100 | 210 | 0 | 40.91 | 38.72 | 8 | 0
2015 | RMPA_2_SPP_N | RMPA | SPP_N | External | Winter | B18 | 400 | 210 | 0 | 40.91 | 38.67 | 8 | 0
2015 | RMPA_2_SPP_N | RMPA | SPP_N | External | Winter | B19 | 700 | 210 | 0 | 40.91 | 38.63 | 8 | 0
2015 | RMPA_2_SPP_N | RMPA | SPP_N | External | Winter | B20 | 935 | 210 | 0 | 34.38 | 38.07 | 8 | 0
2015 | SPP_N_2_RMPA | SPP_N | RMPA | External | Shoulder | B11 | 25 | 210 | 0 | 54.04 | 38.16 | 5 | 0
2015 | SPP_N_2_RMPA | SPP_N | RMPA | External | Shoulder | B12 | 200 | 210 | 0 | 38 | 38.16 | 5 | 0
2015 | SPP_N_2_RMPA | SPP_N | RMPA | External | Shoulder | B13 | 600 | 210 | 0 | 37.26 | 38.16 | 5 | 0
2015 | SPP_N_2_RMPA | SPP_N | RMPA | External | Shoulder | B14 | 900 | 210 | 0 | 36.34 | 38.16 | 5 | 0
2015 | SPP_N_2_RMPA | SPP_N | RMPA | External | Shoulder | B15 | 1203 | 210 | 0 | 36.26 | 38.16 | 5 | 0
2015 | SPP_N_2_RMPA | SPP_N | RMPA | External | Summer | B1 | 10 | 210 | 0 | 58.76 | 57.71 | 5 | 0
2015 | SPP_N_2_RMPA | SPP_N | RMPA | External | Summer | B2 | 25 | 210 | 0 | 58.76 | 57.71 | 5 | 0
2015 | SPP_N_2_RMPA | SPP_N | RMPA | External | Summer | B3 | 75 | 210 | 0 | 58.76 | 57.71 | 5 | 0
2015 | SPP_N_2_RMPA | SPP_N | RMPA | External | Summer | B4 | 100 | 210 | 0 | 56.96 | 50.58 | 5 | 0
2015 | SPP_N_2_RMPA | SPP_N | RMPA | External | Summer | B5 | 200 | 210 | 0 | 52.82 | 44.82 | 5 | 0
2015 | SPP_N_2_RMPA | SPP_N | RMPA | External | Summer | B6 | 300 | 210 | 0 | 47.68 | 36.71 | 5 | 0
2015 | SPP_N_2_RMPA | SPP_N | RMPA | External | Summer | B7 | 400 | 210 | 0 | 42.19 | 36.71 | 5 | 0
2015 | SPP_N_2_RMPA | SPP_N | RMPA | External | Summer | B8 | 500 | 210 | 0 | 36.69 | 36.71 | 5 | 0
2015 | SPP_N_2_RMPA | SPP_N | RMPA | External | Summer | B9 | 800 | 210 | 0 | 35.12 | 36.71 | 5 | 0
2015 | SPP_N_2_RMPA | SPP_N | RMPA | External | Summer | B10 | 1262 | 210 | 0 | 34.55 | 36.71 | 5 | 0
2015 | SPP_N_2_RMPA | SPP_N | RMPA | External | Winter | B16 | 25 | 210 | 0 | 46.78 | 47.45 | 5 | 0
2015 | SPP_N_2_RMPA | SPP_N | RMPA | External | Winter | B17 | 100 | 210 | 0 | 38.72 | 40.91 | 5 | 0
2015 | SPP_N_2_RMPA | SPP_N | RMPA | External | Winter | B18 | 400 | 210 | 0 | 38.67 | 40.91 | 5 | 0
2015 | SPP_N_2_RMPA | SPP_N | RMPA | External | Winter | B19 | 700 | 210 | 0 | 38.63 | 40.91 | 5 | 0
2015 | SPP_N_2_RMPA | SPP_N | RMPA | External | Winter | B20 | 935 | 210 | 0 | 38.07 | 34.38 | 5 | 0
2015 | SPP_S_2_ERCOT | SPP_S | ERCOT | External | Shoulder | B11 | 25 | 800 | 0 | 52.2 | 52.82 | 5 | 0
2015 | SPP_S_2_ERCOT | SPP_S | ERCOT | External | Shoulder | B12 | 200 | 800 | 0 | 37.99 | 39.52 | 5 | 0
2015 | SPP_S_2_ERCOT | SPP_S | ERCOT | External | Shoulder | B13 | 600 | 800 | 0 | 37.27 | 36.49 | 5 | 0
2015 | SPP_S_2_ERCOT | SPP_S | ERCOT | External | Shoulder | B14 | 900 | 800 | 0 | 36.35 | 36.29 | 5 | 0
2015 | SPP_S_2_ERCOT | SPP_S | ERCOT | External | Shoulder | B15 | 1203 | 800 | 0 | 36.27 | 36.29 | 5 | 0
2015 | SPP_S_2_ERCOT | SPP_S | ERCOT | External | Summer | B1 | 10 | 800 | 0 | 58.75 | 51.3 | 5 | 0
2015 | SPP_S_2_ERCOT | SPP_S | ERCOT | External | Summer | B2 | 25 | 800 | 0 | 58.75 | 51.3 | 5 | 0
2015 | SPP_S_2_ERCOT | SPP_S | ERCOT | External | Summer | B3 | 75 | 800 | 0 | 50.82 | 51.3 | 5 | 0
2015 | SPP_S_2_ERCOT | SPP_S | ERCOT | External | Summer | B4 | 100 | 800 | 0 | 50.82 | 51.3 | 5 | 0
2015 | SPP_S_2_ERCOT | SPP_S | ERCOT | External | Summer | B5 | 200 | 800 | 0 | 50.41 | 51.3 | 5 | 0
2015 | SPP_S_2_ERCOT | SPP_S | ERCOT | External | Summer | B6 | 300 | 800 | 0 | 47.7 | 51.3 | 5 | 0
2015 | SPP_S_2_ERCOT | SPP_S | ERCOT | External | Summer | B7 | 400 | 800 | 0 | 42.2 | 39.47 | 5 | 0
2015 | SPP_S_2_ERCOT | SPP_S | ERCOT | External | Summer | B8 | 500 | 800 | 0 | 36.71 | 38.4 | 5 | 0
2015 | SPP_S_2_ERCOT | SPP_S | ERCOT | External | Summer | B9 | 800 | 800 | 0 | 35.13 | 35.38 | 5 | 0
2015 | SPP_S_2_ERCOT | SPP_S | ERCOT | External | Summer | B10 | 1262 | 800 | 0 | 35.05 | 35.27 | 5 | 0
2015 | SPP_S_2_ERCOT | SPP_S | ERCOT | External | Winter | B16 | 25 | 800 | 0 | 46.79 | 44.57 | 5 | 0
2015 | SPP_S_2_ERCOT | SPP_S | ERCOT | External | Winter | B17 | 100 | 800 | 0 | 38.73 | 40.74 | 5 | 0
2015 | SPP_S_2_ERCOT | SPP_S | ERCOT | External | Winter | B18 | 400 | 800 | 0 | 38.68 | 38.39 | 5 | 0
2015 | SPP_S_2_ERCOT | SPP_S | ERCOT | External | Winter | B19 | 700 | 800 | 0 | 38.64 | 38.39 | 5 | 0
2015 | SPP_S_2_ERCOT | SPP_S | ERCOT | External | Winter | B20 | 935 | 800 | 0 | 38.08 | 38.39 | 5 | 0
2020 | AZ_NM_SNV_Coal_2_SPP_S | AZ_NM_SNV_Coal | SPP_S | External | Shoulder | B11 | 25 | 400 | 400 | 44.75 | 57.84 | 8.17 | 4.93
2020 | AZ_NM_SNV_Coal_2_SPP_S | AZ_NM_SNV_Coal | SPP_S | External | Shoulder | B12 | 200 | 400 | 0 | 44.74 | 42.02 | 8.17 | 0
2020 | AZ_NM_SNV_Coal_2_SPP_S | AZ_NM_SNV_Coal | SPP_S | External | Shoulder | B13 | 600 | 400 | 0 | 44.72 | 40.77 | 8.17 | 0
2020 | AZ_NM_SNV_Coal_2_SPP_S | AZ_NM_SNV_Coal | SPP_S | External | Shoulder | B14 | 900 | 400 | 0 | 44.72 | 40.2 | 8.17 | 0
2020 | AZ_NM_SNV_Coal_2_SPP_S | AZ_NM_SNV_Coal | SPP_S | External | Shoulder | B15 | 1203 | 400 | 0 | 41.53 | 40.2 | 8.17 | 0
2020 | AZ_NM_SNV_Coal_2_SPP_S | AZ_NM_SNV_Coal | SPP_S | External | Summer | B1 | 10 | 400 | 0 | 65.8 | 62.49 | 8.17 | 0
2020 | AZ_NM_SNV_Coal_2_SPP_S | AZ_NM_SNV_Coal | SPP_S | External | Summer | B2 | 25 | 400 | 0 | 65.8 | 64.56 | 8.17 | 0
2020 | AZ_NM_SNV_Coal_2_SPP_S | AZ_NM_SNV_Coal | SPP_S | External | Summer | B3 | 75 | 400 | 0 | 65.8 | 56.69 | 8.17 | 0
2020 | AZ_NM_SNV_Coal_2_SPP_S | AZ_NM_SNV_Coal | SPP_S | External | Summer | B4 | 100 | 400 | 0 | 61.81 | 56.34 | 8.17 | 0
2020 | AZ_NM_SNV_Coal_2_SPP_S | AZ_NM_SNV_Coal | SPP_S | External | Summer | B5 | 200 | 400 | 0 | 52.78 | 55.88 | 8.17 | 0
2020 | AZ_NM_SNV_Coal_2_SPP_S | AZ_NM_SNV_Coal | SPP_S | External | Summer | B6 | 300 | 400 | 400 | 44.64 | 54.6 | 8.17 | 1.8
2020 | AZ_NM_SNV_Coal_2_SPP_S | AZ_NM_SNV_Coal | SPP_S | External | Summer | B7 | 400 | 400 | 0 | 44.64 | 42.88 | 8.17 | 0
2020 | AZ_NM_SNV_Coal_2_SPP_S | AZ_NM_SNV_Coal | SPP_S | External | Summer | B8 | 500 | 400 | 0 | 44.62 | 40.22 | 8.17 | 0
2020 | AZ_NM_SNV_Coal_2_SPP_S | AZ_NM_SNV_Coal | SPP_S | External | Summer | B9 | 800 | 400 | 0 | 44.61 | 38.86 | 8.17 | 0
2020 | AZ_NM_SNV_Coal_2_SPP_S | AZ_NM_SNV_Coal | SPP_S | External | Summer | B10 | 1262 | 400 | 0 | 42.54 | 38.77 | 8.17 | 0
2020 | AZ_NM_SNV_Coal_2_SPP_S | AZ_NM_SNV_Coal | SPP_S | External | Winter | B16 | 25 | 400 | 0 | 47.32 | 52.01 | 8.17 | 0
2020 | AZ_NM_SNV_Coal_2_SPP_S | AZ_NM_SNV_Coal | SPP_S | External | Winter | B17 | 100 | 400 | 0 | 47.3 | 42.84 | 8.17 | 0
2020 | AZ_NM_SNV_Coal_2_SPP_S | AZ_NM_SNV_Coal | SPP_S | External | Winter | B18 | 400 | 400 | 0 | 47.29 | 42.84 | 8.17 | 0
2020 | AZ_NM_SNV_Coal_2_SPP_S | AZ_NM_SNV_Coal | SPP_S | External | Winter | B19 | 700 | 400 | 0 | 47.29 | 42.75 | 8.17 | 0
2020 | AZ_NM_SNV_Coal_2_SPP_S | AZ_NM_SNV_Coal | SPP_S | External | Winter | B20 | 935 | 400 | 0 | 44.44 | 39.42 | 8.17 | 0
2020 | ERCOT_2_SPP_S | ERCOT | SPP_S | External | Shoulder | B11 | 25 | 800 | 0 | 58.4 | 57.84 | 8 | 0
2020 | ERCOT_2_SPP_S | ERCOT | SPP_S | External | Shoulder | B12 | 200 | 800 | 0 | 43.63 | 42.02 | 8 | 0
2020 | ERCOT_2_SPP_S | ERCOT | SPP_S | External | Shoulder | B13 | 600 | 800 | 0 | 40.04 | 40.77 | 8 | 0
2020 | ERCOT_2_SPP_S | ERCOT | SPP_S | External | Shoulder | B14 | 900 | 800 | 0 | 40.04 | 40.2 | 8 | 0
2020 | ERCOT_2_SPP_S | ERCOT | SPP_S | External | Shoulder | B15 | 1203 | 800 | 0 | 40.04 | 40.2 | 8 | 0
2020 | ERCOT_2_SPP_S | ERCOT | SPP_S | External | Summer | B1 | 10 | 800 | 0 | 67.49 | 62.49 | 8 | 0
2020 | ERCOT_2_SPP_S | ERCOT | SPP_S | External | Summer | B2 | 25 | 800 | 0 | 64.82 | 64.56 | 8 | 0
2020 | ERCOT_2_SPP_S | ERCOT | SPP_S | External | Summer | B3 | 75 | 800 | 0 | 56.77 | 56.69 | 8 | 0
2020 | ERCOT_2_SPP_S | ERCOT | SPP_S | External | Summer | B4 | 100 | 800 | 0 | 56.77 | 56.34 | 8 | 0
2020 | ERCOT_2_SPP_S | ERCOT | SPP_S | External | Summer | B5 | 200 | 800 | 0 | 56.77 | 55.88 | 8 | 0
2020 | ERCOT_2_SPP_S | ERCOT | SPP_S | External | Summer | B6 | 300 | 800 | 0 | 56.77 | 54.6 | 8 | 0
2020 | ERCOT_2_SPP_S | ERCOT | SPP_S | External | Summer | B7 | 400 | 800 | 0 | 47.88 | 42.88 | 8 | 0
2020 | ERCOT_2_SPP_S | ERCOT | SPP_S | External | Summer | B8 | 500 | 800 | 0 | 42.33 | 40.22 | 8 | 0
2020 | ERCOT_2_SPP_S | ERCOT | SPP_S | External | Summer | B9 | 800 | 800 | 0 | 38.95 | 38.86 | 8 | 0
2020 | ERCOT_2_SPP_S | ERCOT | SPP_S | External | Summer | B10 | 1262 | 800 | 0 | 38.95 | 38.77 | 8 | 0
2020 | ERCOT_2_SPP_S | ERCOT | SPP_S | External | Winter | B16 | 25 | 800 | 0 | 55.36 | 52.01 | 8 | 0
2020 | ERCOT_2_SPP_S | ERCOT | SPP_S | External | Winter | B17 | 100 | 800 | 0 | 42.4 | 42.84 | 8 | 0
2020 | ERCOT_2_SPP_S | ERCOT | SPP_S | External | Winter | B18 | 400 | 800 | 0 | 42.4 | 42.84 | 8 | 0
2020 | ERCOT_2_SPP_S | ERCOT | SPP_S | External | Winter | B19 | 700 | 800 | 0 | 42.4 | 42.75 | 8 | 0
2020 | ERCOT_2_SPP_S | ERCOT | SPP_S | External | Winter | B20 | 935 | 800 | 0 | 42.4 | 39.42 | 8 | 0
2020 | MAPP_US_2_RMPA | MAPP_US | RMPA | External | Shoulder | B11 | 25 | 200 | 0 | 53.89 | 52.89 | 8 | 0
2020 | MAPP_US_2_RMPA | MAPP_US | RMPA | External | Shoulder | B12 | 200 | 200 | 0 | 38.27 | 43.61 | 8 | 0
2020 | MAPP_US_2_RMPA | MAPP_US | RMPA | External | Shoulder | B13 | 600 | 200 | 200 | 33.75 | 43.61 | 8 | 1.86
2020 | MAPP_US_2_RMPA | MAPP_US | RMPA | External | Shoulder | B14 | 900 | 200 | 200 | 33.42 | 43.61 | 8 | 2.19
2020 | MAPP_US_2_RMPA | MAPP_US | RMPA | External | Shoulder | B15 | 1203 | 200 | 200 | 33.17 | 43.61 | 8 | 2.44
2020 | MAPP_US_2_RMPA | MAPP_US | RMPA | External | Summer | B1 | 10 | 200 | 0.02 | 58.05 | 65.22 | 8 | 0
2020 | MAPP_US_2_RMPA | MAPP_US | RMPA | External | Summer | B2 | 25 | 200 | 0.02 | 57.47 | 65.22 | 8 | 0
2020 | MAPP_US_2_RMPA | MAPP_US | RMPA | External | Summer | B3 | 75 | 200 | 0 | 57.47 | 65.22 | 8 | 0
2020 | MAPP_US_2_RMPA | MAPP_US | RMPA | External | Summer | B4 | 100 | 200 | 0 | 57.47 | 57.03 | 8 | 0
2020 | MAPP_US_2_RMPA | MAPP_US | RMPA | External | Summer | B5 | 200 | 200 | 0 | 53.08 | 52.78 | 8 | 0
2020 | MAPP_US_2_RMPA | MAPP_US | RMPA | External | Summer | B6 | 300 | 200 | 0 | 47.58 | 46.58 | 8 | 0
2020 | MAPP_US_2_RMPA | MAPP_US | RMPA | External | Summer | B7 | 400 | 200 | 162.15 | 33.93 | 41.93 | 8 | 0
2020 | MAPP_US_2_RMPA | MAPP_US | RMPA | External | Summer | B8 | 500 | 200 | 200 | 29.93 | 41.93 | 8 | 4
2020 | MAPP_US_2_RMPA | MAPP_US | RMPA | External | Summer | B9 | 800 | 200 | 200 | 29.93 | 41.93 | 8 | 4
2020 | MAPP_US_2_RMPA | MAPP_US | RMPA | External | Summer | B10 | 1262 | 200 | 200 | 27.73 | 40.99 | 8 | 5.26
2020 | MAPP_US_2_RMPA | MAPP_US | RMPA | External | Winter | B16 | 25 | 200 | 200 | 45 | 55.46 | 8 | 2.46
2020 | MAPP_US_2_RMPA | MAPP_US | RMPA | External | Winter | B17 | 100 | 200 | 0 | 39.06 | 46.79 | 8 | 0
2020 | MAPP_US_2_RMPA | MAPP_US | RMPA | External | Winter | B18 | 400 | 200 | 200 | 35.73 | 46.79 | 8 | 3.06
2020 | MAPP_US_2_RMPA | MAPP_US | RMPA | External | Winter | B19 | 700 | 200 | 200 | 35.73 | 46.79 | 8 | 3.06
2020 | MAPP_US_2_RMPA | MAPP_US | RMPA | External | Winter | B20 | 935 | 200 | 191.59 | 31.4 | 39.4 | 8 | 0
2020 | NE_2_RMPA | NE | RMPA | External | Shoulder | B11 | 25 | 310 | 0 | 60.89 | 52.89 | 5 | 0
2020 | NE_2_RMPA | NE | RMPA | External | Shoulder | B12 | 200 | 310 | 0 | 42.02 | 43.61 | 5 | 0
2020 | NE_2_RMPA | NE | RMPA | External | Shoulder | B13 | 600 | 310 | 0 | 40.75 | 43.61 | 5 | 0
2020 | NE_2_RMPA | NE | RMPA | External | Shoulder | B14 | 900 | 310 | 0 | 40.2 | 43.61 | 5 | 0
2020 | NE_2_RMPA | NE | RMPA | External | Shoulder | B15 | 1203 | 310 | 0 | 40.17 | 43.61 | 5 | 0
2020 | NE_2_RMPA | NE | RMPA | External | Summer | B1 | 10 | 310 | 0 | 65.05 | 65.22 | 5 | 0
2020 | NE_2_RMPA | NE | RMPA | External | Summer | B2 | 25 | 310 | 0 | 64.47 | 65.22 | 5 | 0
2020 | NE_2_RMPA | NE | RMPA | External | Summer | B3 | 75 | 310 | 0 | 64.47 | 65.22 | 5 | 0
2020 | NE_2_RMPA | NE | RMPA | External | Summer | B4 | 100 | 310 | 0 | 64.47 | 57.03 | 5 | 0
2020 | NE_2_RMPA | NE | RMPA | External | Summer | B5 | 200 | 310 | 0 | 60.08 | 52.78 | 5 | 0
2020 | NE_2_RMPA | NE | RMPA | External | Summer | B6 | 300 | 310 | 0 | 54.58 | 46.58 | 5 | 0
2020 | NE_2_RMPA | NE | RMPA | External | Summer | B7 | 400 | 310 | 0 | 40.93 | 41.93 | 5 | 0
2020 | NE_2_RMPA | NE | RMPA | External | Summer | B8 | 500 | 310 | 113.98 | 36.93 | 41.93 | 5 | 0
2020 | NE_2_RMPA | NE | RMPA | External | Summer | B9 | 800 | 310 | 143.8 | 36.93 | 41.93 | 5 | 0
2020 | NE_2_RMPA | NE | RMPA | External | Summer | B10 | 1262 | 310 | 310 | 34.73 | 40.99 | 5 | 1.26
2020 | NE_2_RMPA | NE | RMPA | External | Winter | B16 | 25 | 310 | 0 | 52 | 55.46 | 5 | 0
2020 | NE_2_RMPA | NE | RMPA | External | Winter | B17 | 100 | 310 | 0 | 42.82 | 46.79 | 5 | 0
2020 | NE_2_RMPA | NE | RMPA | External | Winter | B18 | 400 | 310 | 0 | 42.73 | 46.79 | 5 | 0
2020 | NE_2_RMPA | NE | RMPA | External | Winter | B19 | 700 | 310 | 0 | 42.73 | 46.79 | 5 | 0
2020 | NE_2_RMPA | NE | RMPA | External | Winter | B20 | 935 | 310 | 0 | 38.4 | 39.4 | 5 | 0
2020 | NWPP_Coal_2_MAPP_US | NWPP_Coal | MAPP_US | External | Shoulder | B11 | 25 | 150 | 149.99 | 44.72 | 53.89 | 8 | 1.16
2020 | NWPP_Coal_2_MAPP_US | NWPP_Coal | MAPP_US | External | Shoulder | B12 | 200 | 150 | 0 | 44.72 | 38.27 | 8 | 0
2020 | NWPP_Coal_2_MAPP_US | NWPP_Coal | MAPP_US | External | Shoulder | B13 | 600 | 150 | 0 | 44.72 | 33.75 | 8 | 0
2020 | NWPP_Coal_2_MAPP_US | NWPP_Coal | MAPP_US | External | Shoulder | B14 | 900 | 150 | 0 | 44.72 | 33.42 | 8 | 0
2020 | NWPP_Coal_2_MAPP_US | NWPP_Coal | MAPP_US | External | Shoulder | B15 | 1203 | 150 | 0 | 44.72 | 33.17 | 8 | 0
2020 | NWPP_Coal_2_MAPP_US | NWPP_Coal | MAPP_US | External | Summer | B1 | 10 | 150 | 0 | 56.46 | 58.05 | 8 | 0
2020 | NWPP_Coal_2_MAPP_US | NWPP_Coal | MAPP_US | External | Summer | B2 | 25 | 150 | 0 | 56.46 | 57.47 | 8 | 0
2020 | NWPP_Coal_2_MAPP_US | NWPP_Coal | MAPP_US | External | Summer | B3 | 75 | 150 | 150 | 44.61 | 57.47 | 8 | 4.86
2020 | NWPP_Coal_2_MAPP_US | NWPP_Coal | MAPP_US | External | Summer | B4 | 100 | 150 | 150 | 44.61 | 57.47 | 8 | 4.86
2020 | NWPP_Coal_2_MAPP_US | NWPP_Coal | MAPP_US | External | Summer | B5 | 200 | 150 | 150 | 44.61 | 53.08 | 8 | 0.47
2020 | NWPP_Coal_2_MAPP_US | NWPP_Coal | MAPP_US | External | Summer | B6 | 300 | 150 | 0 | 44.61 | 47.58 | 8 | 0
2020 | NWPP_Coal_2_MAPP_US | NWPP_Coal | MAPP_US | External | Summer | B7 | 400 | 150 | 0 | 44.61 | 33.93 | 8 | 0
2020 | NWPP_Coal_2_MAPP_US | NWPP_Coal | MAPP_US | External | Summer | B8 | 500 | 150 | 0 | 44.61 | 29.93 | 8 | 0
2020 | NWPP_Coal_2_MAPP_US | NWPP_Coal | MAPP_US | External | Summer | B9 | 800 | 150 | 0 | 44.61 | 29.93 | 8 | 0
2020 | NWPP_Coal_2_MAPP_US | NWPP_Coal | MAPP_US | External | Summer | B10 | 1262 | 150 | 0 | 44.61 | 27.73 | 8 | 0
2020 | NWPP_Coal_2_MAPP_US | NWPP_Coal | MAPP_US | External | Winter | B16 | 25 | 150 | 0 | 47.29 | 45 | 8 | 0
2020 | NWPP_Coal_2_MAPP_US | NWPP_Coal | MAPP_US | External | Winter | B17 | 100 | 150 | 0 | 47.29 | 39.06 | 8 | 0
2020 | NWPP_Coal_2_MAPP_US | NWPP_Coal | MAPP_US | External | Winter | B18 | 400 | 150 | 0 | 47.29 | 35.73 | 8 | 0
2020 | NWPP_Coal_2_MAPP_US | NWPP_Coal | MAPP_US | External | Winter | B19 | 700 | 150 | 0 | 47.29 | 35.73 | 8 | 0
2020 | NWPP_Coal_2_MAPP_US | NWPP_Coal | MAPP_US | External | Winter | B20 | 935 | 150 | 0 | 47.29 | 31.4 | 8 | 0
2020 | RMPA_2_MAPP_US | RMPA | MAPP_US | External | Shoulder | B11 | 25 | 200 | 0 | 52.89 | 53.89 | 8 | 0
2020 | RMPA_2_MAPP_US | RMPA | MAPP_US | External | Shoulder | B12 | 200 | 200 | 0 | 43.61 | 38.27 | 8 | 0
2020 | RMPA_2_MAPP_US | RMPA | MAPP_US | External | Shoulder | B13 | 600 | 200 | 0 | 43.61 | 33.75 | 8 | 0
2020 | RMPA_2_MAPP_US | RMPA | MAPP_US | External | Shoulder | B14 | 900 | 200 | 0 | 43.61 | 33.42 | 8 | 0
2020 | RMPA_2_MAPP_US | RMPA | MAPP_US | External | Shoulder | B15 | 1203 | 200 | 0 | 43.61 | 33.17 | 8 | 0
2020 | RMPA_2_MAPP_US | RMPA | MAPP_US | External | Summer | B1 | 10 | 200 | 0 | 65.22 | 58.05 | 8 | 0
2020 | RMPA_2_MAPP_US | RMPA | MAPP_US | External | Summer | B2 | 25 | 200 | 0 | 65.22 | 57.47 | 8 | 0
2020 | RMPA_2_MAPP_US | RMPA | MAPP_US | External | Summer | B3 | 75 | 200 | 0 | 65.22 | 57.47 | 8 | 0
2020 | RMPA_2_MAPP_US | RMPA | MAPP_US | External | Summer | B4 | 100 | 200 | 0 | 57.03 | 57.47 | 8 | 0
2020 | RMPA_2_MAPP_US | RMPA | MAPP_US | External | Summer | B5 | 200 | 200 | 0 | 52.78 | 53.08 | 8 | 0
2020 | RMPA_2_MAPP_US | RMPA | MAPP_US | External | Summer | B6 | 300 | 200 | 0 | 46.58 | 47.58 | 8 | 0
2020 | RMPA_2_MAPP_US | RMPA | MAPP_US | External | Summer | B7 | 400 | 200 | 0 | 41.93 | 33.93 | 8 | 0
2020 | RMPA_2_MAPP_US | RMPA | MAPP_US | External | Summer | B8 | 500 | 200 | 0 | 41.93 | 29.93 | 8 | 0
2020 | RMPA_2_MAPP_US | RMPA | MAPP_US | External | Summer | B9 | 800 | 200 | 0 | 41.93 | 29.93 | 8 | 0
2020 | RMPA_2_MAPP_US | RMPA | MAPP_US | External | Summer | B10 | 1262 | 200 | 0 | 40.99 | 27.73 | 8 | 0
2020 | RMPA_2_MAPP_US | RMPA | MAPP_US | External | Winter | B16 | 25 | 200 | 0 | 55.46 | 45 | 8 | 0
2020 | RMPA_2_MAPP_US | RMPA | MAPP_US | External | Winter | B17 | 100 | 200 | 0 | 46.79 | 39.06 | 8 | 0
2020 | RMPA_2_MAPP_US | RMPA | MAPP_US | External | Winter | B18 | 400 | 200 | 0 | 46.79 | 35.73 | 8 | 0
2020 | RMPA_2_MAPP_US | RMPA | MAPP_US | External | Winter | B19 | 700 | 200 | 0 | 46.79 | 35.73 | 8 | 0
2020 | RMPA_2_MAPP_US | RMPA | MAPP_US | External | Winter | B20 | 935 | 200 | 0 | 39.4 | 31.4 | 8 | 0
2020 | RMPA_2_NE | RMPA | NE | External | Shoulder | B11 | 25 | 310 | 262.3 | 52.89 | 60.89 | 8 | 0
2020 | RMPA_2_NE | RMPA | NE | External | Shoulder | B12 | 200 | 310 | 0 | 43.61 | 42.02 | 8 | 0
2020 | RMPA_2_NE | RMPA | NE | External | Shoulder | B13 | 600 | 310 | 0 | 43.61 | 40.75 | 8 | 0
2020 | RMPA_2_NE | RMPA | NE | External | Shoulder | B14 | 900 | 310 | 0 | 43.61 | 40.2 | 8 | 0
2020 | RMPA_2_NE | RMPA | NE | External | Shoulder | B15 | 1203 | 310 | 0 | 43.61 | 40.17 | 8 | 0
2020 | RMPA_2_NE | RMPA | NE | External | Summer | B1 | 10 | 310 | 0 | 65.22 | 65.05 | 8 | 0
2020 | RMPA_2_NE | RMPA | NE | External | Summer | B2 | 25 | 310 | 0 | 65.22 | 64.47 | 8 | 0
2020 | RMPA_2_NE | RMPA | NE | External | Summer | B3 | 75 | 310 | 0 | 65.22 | 64.47 | 8 | 0
2020 | RMPA_2_NE | RMPA | NE | External | Summer | B4 | 100 | 310 | 0 | 57.03 | 64.47 | 8 | 0
2020 | RMPA_2_NE | RMPA | NE | External | Summer | B5 | 200 | 310 | 0 | 52.78 | 60.08 | 8 | 0
2020 | RMPA_2_NE | RMPA | NE | External | Summer | B6 | 300 | 310 | 42.14 | 46.58 | 54.58 | 8 | 0
2020 | RMPA_2_NE | RMPA | NE | External | Summer | B7 | 400 | 310 | 0 | 41.93 | 40.93 | 8 | 0
2020 | RMPA_2_NE | RMPA | NE | External | Summer | B8 | 500 | 310 | 0 | 41.93 | 36.93 | 8 | 0
2020 | RMPA_2_NE | RMPA | NE | External | Summer | B9 | 800 | 310 | 0 | 41.93 | 36.93 | 8 | 0
2020 | RMPA_2_NE | RMPA | NE | External | Summer | B10 | 1262 | 310 | 0 | 40.99 | 34.73 | 8 | 0
2020 | RMPA_2_NE | RMPA | NE | External | Winter | B16 | 25 | 310 | 0 | 55.46 | 52 | 8 | 0
2020 | RMPA_2_NE | RMPA | NE | External | Winter | B17 | 100 | 310 | 0 | 46.79 | 42.82 | 8 | 0
2020 | RMPA_2_NE | RMPA | NE | External | Winter | B18 | 400 | 310 | 0 | 46.79 | 42.73 | 8 | 0
2020 | RMPA_2_NE | RMPA | NE | External | Winter | B19 | 700 | 310 | 0 | 46.79 | 42.73 | 8 | 0
2020 | RMPA_2_NE | RMPA | NE | External | Winter | B20 | 935 | 310 | 0 | 39.4 | 38.4 | 8 | 0
2020 | RMPA_2_SPP_N | RMPA | SPP_N | External | Shoulder | B11 | 25 | 210 | 210 | 52.89 | 62.07 | 8 | 1.18
2020 | RMPA_2_SPP_N | RMPA | SPP_N | External | Shoulder | B12 | 200 | 210 | 0 | 43.61 | 42.03 | 8 | 0
2020 | RMPA_2_SPP_N | RMPA | SPP_N | External | Shoulder | B13 | 600 | 210 | 0 | 43.61 | 40.76 | 8 | 0
2020 | RMPA_2_SPP_N | RMPA | SPP_N | External | Shoulder | B14 | 900 | 210 | 0 | 43.61 | 40.21 | 8 | 0
2020 | RMPA_2_SPP_N | RMPA | SPP_N | External | Shoulder | B15 | 1203 | 210 | 0 | 43.61 | 40.19 | 8 | 0
2020 | RMPA_2_SPP_N | RMPA | SPP_N | External | Summer | B1 | 10 | 210 | 0 | 65.22 | 66.03 | 8 | 0
2020 | RMPA_2_SPP_N | RMPA | SPP_N | External | Summer | B2 | 25 | 210 | 0 | 65.22 | 66.03 | 8 | 0
2020 | RMPA_2_SPP_N | RMPA | SPP_N | External | Summer | B3 | 75 | 210 | 0 | 65.22 | 66.03 | 8 | 0
2020 | RMPA_2_SPP_N | RMPA | SPP_N | External | Summer | B4 | 100 | 210 | 0 | 57.03 | 64.48 | 8 | 0
2020 | RMPA_2_SPP_N | RMPA | SPP_N | External | Summer | B5 | 200 | 210 | 0 | 52.78 | 60.09 | 8 | 0
2020 | RMPA_2_SPP_N | RMPA | SPP_N | External | Summer | B6 | 300 | 210 | 209.96 | 46.58 | 54.59 | 8 | 0.01
2020 | RMPA_2_SPP_N | RMPA | SPP_N | External | Summer | B7 | 400 | 210 | 0 | 41.93 | 42.86 | 8 | 0
2020 | RMPA_2_SPP_N | RMPA | SPP_N | External | Summer | B8 | 500 | 210 | 0 | 41.93 | 40.2 | 8 | 0
2020 | RMPA_2_SPP_N | RMPA | SPP_N | External | Summer | B9 | 800 | 210 | 0 | 41.93 | 38.85 | 8 | 0
2020 | RMPA_2_SPP_N | RMPA | SPP_N | External | Summer | B10 | 1262 | 210 | 0 | 40.99 | 36.28 | 8 | 0
2020 | RMPA_2_SPP_N | RMPA | SPP_N | External | Winter | B16 | 25 | 210 | 0 | 55.46 | 52.01 | 8 | 0
2020 | RMPA_2_SPP_N | RMPA | SPP_N | External | Winter | B17 | 100 | 210 | 0 | 46.79 | 42.83 | 8 | 0
2020 | RMPA_2_SPP_N | RMPA | SPP_N | External | Winter | B18 | 400 | 210 | 0 | 46.79 | 42.83 | 8 | 0
2020 | RMPA_2_SPP_N | RMPA | SPP_N | External | Winter | B19 | 700 | 210 | 0 | 46.79 | 42.74 | 8 | 0
2020 | RMPA_2_SPP_N | RMPA | SPP_N | External | Winter | B20 | 935 | 210 | 0 | 39.4 | 39.41 | 8 | 0
2020 | SPP_N_2_RMPA | SPP_N | RMPA | External | Shoulder | B11 | 25 | 210 | 0 | 62.07 | 52.89 | 5 | 0
2020 | SPP_N_2_RMPA | SPP_N | RMPA | External | Shoulder | B12 | 200 | 210 | 0 | 42.03 | 43.61 | 5 | 0
2020 | SPP_N_2_RMPA | SPP_N | RMPA | External | Shoulder | B13 | 600 | 210 | 0 | 40.76 | 43.61 | 5 | 0
2020 | SPP_N_2_RMPA | SPP_N | RMPA | External | Shoulder | B14 | 900 | 210 | 0 | 40.21 | 43.61 | 5 | 0
2020 | SPP_N_2_RMPA | SPP_N | RMPA | External | Shoulder | B15 | 1203 | 210 | 0 | 40.19 | 43.61 | 5 | 0
2020 | SPP_N_2_RMPA | SPP_N | RMPA | External | Summer | B1 | 10 | 210 | 0 | 66.03 | 65.22 | 5 | 0
2020 | SPP_N_2_RMPA | SPP_N | RMPA | External | Summer | B2 | 25 | 210 | 0 | 66.03 | 65.22 | 5 | 0
2020 | SPP_N_2_RMPA | SPP_N | RMPA | External | Summer | B3 | 75 | 210 | 0 | 66.03 | 65.22 | 5 | 0
2020 | SPP_N_2_RMPA | SPP_N | RMPA | External | Summer | B4 | 100 | 210 | 0 | 64.48 | 57.03 | 5 | 0
2020 | SPP_N_2_RMPA | SPP_N | RMPA | External | Summer | B5 | 200 | 210 | 0 | 60.09 | 52.78 | 5 | 0
2020 | SPP_N_2_RMPA | SPP_N | RMPA | External | Summer | B6 | 300 | 210 | 0 | 54.59 | 46.58 | 5 | 0
2020 | SPP_N_2_RMPA | SPP_N | RMPA | External | Summer | B7 | 400 | 210 | 0 | 42.86 | 41.93 | 5 | 0
2020 | SPP_N_2_RMPA | SPP_N | RMPA | External | Summer | B8 | 500 | 210 | 0 | 40.2 | 41.93 | 5 | 0
2020 | SPP_N_2_RMPA | SPP_N | RMPA | External | Summer | B9 | 800 | 210 | 0 | 38.85 | 41.93 | 5 | 0
2020 | SPP_N_2_RMPA | SPP_N | RMPA | External | Summer | B10 | 1262 | 210 | 0 | 36.28 | 40.99 | 5 | 0
2020 | SPP_N_2_RMPA | SPP_N | RMPA | External | Winter | B16 | 25 | 210 | 0 | 52.01 | 55.46 | 5 | 0
2020 | SPP_N_2_RMPA | SPP_N | RMPA | External | Winter | B17 | 100 | 210 | 0 | 42.83 | 46.79 | 5 | 0
2020 | SPP_N_2_RMPA | SPP_N | RMPA | External | Winter | B18 | 400 | 210 | 0 | 42.83 | 46.79 | 5 | 0
2020 | SPP_N_2_RMPA | SPP_N | RMPA | External | Winter | B19 | 700 | 210 | 0 | 42.74 | 46.79 | 5 | 0
2020 | SPP_N_2_RMPA | SPP_N | RMPA | External | Winter | B20 | 935 | 210 | 0 | 39.41 | 39.4 | 5 | 0
2020 | SPP_S_2_ERCOT | SPP_S | ERCOT | External | Shoulder | B11 | 25 | 800 | 0 | 57.84 | 58.4 | 5 | 0
2020 | SPP_S_2_ERCOT | SPP_S | ERCOT | External | Shoulder | B12 | 200 | 800 | 0 | 42.02 | 43.63 | 5 | 0
2020 | SPP_S_2_ERCOT | SPP_S | ERCOT | External | Shoulder | B13 | 600 | 800 | 0 | 40.77 | 40.04 | 5 | 0
2020 | SPP_S_2_ERCOT | SPP_S | ERCOT | External | Shoulder | B14 | 900 | 800 | 0 | 40.2 | 40.04 | 5 | 0
2020 | SPP_S_2_ERCOT | SPP_S | ERCOT | External | Shoulder | B15 | 1203 | 800 | 0 | 40.2 | 40.04 | 5 | 0
2020 | SPP_S_2_ERCOT | SPP_S | ERCOT | External | Summer | B1 | 10 | 800 | 123.18 | 62.49 | 67.49 | 5 | 0
2020 | SPP_S_2_ERCOT | SPP_S | ERCOT | External | Summer | B2 | 25 | 800 | 0 | 64.56 | 64.82 | 5 | 0
2020 | SPP_S_2_ERCOT | SPP_S | ERCOT | External | Summer | B3 | 75 | 800 | 0 | 56.69 | 56.77 | 5 | 0
2020 | SPP_S_2_ERCOT | SPP_S | ERCOT | External | Summer | B4 | 100 | 800 | 0 | 56.34 | 56.77 | 5 | 0
2020 | SPP_S_2_ERCOT | SPP_S | ERCOT | External | Summer | B5 | 200 | 800 | 0 | 55.88 | 56.77 | 5 | 0
2020 | SPP_S_2_ERCOT | SPP_S | ERCOT | External | Summer | B6 | 300 | 800 | 0 | 54.6 | 56.77 | 5 | 0
2020 | SPP_S_2_ERCOT | SPP_S | ERCOT | External | Summer | B7 | 400 | 800 | 139.32 | 42.88 | 47.88 | 5 | 0
2020 | SPP_S_2_ERCOT | SPP_S | ERCOT | External | Summer | B8 | 500 | 800 | 0 | 40.22 | 42.33 | 5 | 0
2020 | SPP_S_2_ERCOT | SPP_S | ERCOT | External | Summer | B9 | 800 | 800 | 0 | 38.86 | 38.95 | 5 | 0
2020 | SPP_S_2_ERCOT | SPP_S | ERCOT | External | Summer | B10 | 1262 | 800 | 0 | 38.77 | 38.95 | 5 | 0
2020 | SPP_S_2_ERCOT | SPP_S | ERCOT | External | Winter | B16 | 25 | 800 | 0 | 52.01 | 55.36 | 5 | 0
2020 | SPP_S_2_ERCOT | SPP_S | ERCOT | External | Winter | B17 | 100 | 800 | 0 | 42.84 | 42.4 | 5 | 0
2020 | SPP_S_2_ERCOT | SPP_S | ERCOT | External | Winter | B18 | 400 | 800 | 0 | 42.84 | 42.4 | 5 | 0
2020 | SPP_S_2_ERCOT | SPP_S | ERCOT | External | Winter | B19 | 700 | 800 | 0 | 42.75 | 42.4 | 5 | 0
2020 | SPP_S_2_ERCOT | SPP_S | ERCOT | External | Winter | B20 | 935 | 800 | 0 | 39.42 | 42.4 | 5 | 0
2025 | AZ_NM_SNV_Coal_2_SPP_S | AZ_NM_SNV_Coal | SPP_S | External | Shoulder | B11 | 25 | 400 | 400 | 54.36 | 64.7 | 8.17 | 2.18
2025 | AZ_NM_SNV_Coal_2_SPP_S | AZ_NM_SNV_Coal | SPP_S | External | Shoulder | B12 | 200 | 400 | 0 | 52.63 | 48.47 | 8.17 | 0
2025 | AZ_NM_SNV_Coal_2_SPP_S | AZ_NM_SNV_Coal | SPP_S | External | Shoulder | B13 | 600 | 400 | 0 | 52.63 | 46.3 | 8.17 | 0
2025 | AZ_NM_SNV_Coal_2_SPP_S | AZ_NM_SNV_Coal | SPP_S | External | Shoulder | B14 | 900 | 400 | 0 | 52.63 | 44.88 | 8.17 | 0
2025 | AZ_NM_SNV_Coal_2_SPP_S | AZ_NM_SNV_Coal | SPP_S | External | Shoulder | B15 | 1203 | 400 | 0 | 46.41 | 44.88 | 8.17 | 0
2025 | AZ_NM_SNV_Coal_2_SPP_S | AZ_NM_SNV_Coal | SPP_S | External | Summer | B1 | 10 | 400 | 0 | 76.88 | 72.25 | 8.17 | 0
2025 | AZ_NM_SNV_Coal_2_SPP_S | AZ_NM_SNV_Coal | SPP_S | External | Summer | B2 | 25 | 400 | 0 | 76.88 | 72.25 | 8.17 | 0
2025 | AZ_NM_SNV_Coal_2_SPP_S | AZ_NM_SNV_Coal | SPP_S | External | Summer | B3 | 75 | 400 | 0 | 74.08 | 72.25 | 8.17 | 0
2025 | AZ_NM_SNV_Coal_2_SPP_S | AZ_NM_SNV_Coal | SPP_S | External | Summer | B4 | 100 | 400 | 0 | 71.8 | 71.31 | 8.17 | 0
2025 | AZ_NM_SNV_Coal_2_SPP_S | AZ_NM_SNV_Coal | SPP_S | External | Summer | B5 | 200 | 400 | 0 | 63.64 | 63.01 | 8.17 | 0
2025 | AZ_NM_SNV_Coal_2_SPP_S | AZ_NM_SNV_Coal | SPP_S | External | Summer | B6 | 300 | 400 | 0 | 56.13 | 62.49 | 8.17 | 0
2025 | AZ_NM_SNV_Coal_2_SPP_S | AZ_NM_SNV_Coal | SPP_S | External | Summer | B7 | 400 | 400 | 0 | 55.5 | 52.33 | 8.17 | 0
2025 | AZ_NM_SNV_Coal_2_SPP_S | AZ_NM_SNV_Coal | SPP_S | External | Summer | B8 | 500 | 400 | 0 | 55.48 | 45.34 | 8.17 | 0
2025 | AZ_NM_SNV_Coal_2_SPP_S | AZ_NM_SNV_Coal | SPP_S | External | Summer | B9 | 800 | 400 | 0 | 55.47 | 44.02 | 8.17 | 0
2025 | AZ_NM_SNV_Coal_2_SPP_S | AZ_NM_SNV_Coal | SPP_S | External | Summer | B10 | 1262 | 400 | 0 | 47.51 | 43.27 | 8.17 | 0
2025 | AZ_NM_SNV_Coal_2_SPP_S | AZ_NM_SNV_Coal | SPP_S | External | Winter | B16 | 25 | 400 | 36.46 | 56.95 | 65.12 | 8.17 | 0
2025 | AZ_NM_SNV_Coal_2_SPP_S | AZ_NM_SNV_Coal | SPP_S | External | Winter | B17 | 100 | 400 | 0 | 55.67 | 49.33 | 8.17 | 0
2025 | AZ_NM_SNV_Coal_2_SPP_S | AZ_NM_SNV_Coal | SPP_S | External | Winter | B18 | 400 | 400 | 0 | 55.48 | 47.83 | 8.17 | 0
2025 | AZ_NM_SNV_Coal_2_SPP_S | AZ_NM_SNV_Coal | SPP_S | External | Winter | B19 | 700 | 400 | 0 | 55.48 | 47.73 | 8.17 | 0
2025 | AZ_NM_SNV_Coal_2_SPP_S | AZ_NM_SNV_Coal | SPP_S | External | Winter | B20 | 935 | 400 | 0 | 49.65 | 44.77 | 8.17 | 0
2025 | ERCOT_2_SPP_S | ERCOT | SPP_S | External | Shoulder | B11 | 25 | 800 | 0 | 65.35 | 64.7 | 8 | 0
2025 | ERCOT_2_SPP_S | ERCOT | SPP_S | External | Shoulder | B12 | 200 | 800 | 0 | 53.47 | 48.47 | 8 | 0
2025 | ERCOT_2_SPP_S | ERCOT | SPP_S | External | Shoulder | B13 | 600 | 800 | 0 | 44.71 | 46.3 | 8 | 0
2025 | ERCOT_2_SPP_S | ERCOT | SPP_S | External | Shoulder | B14 | 900 | 800 | 0 | 44.71 | 44.88 | 8 | 0
2025 | ERCOT_2_SPP_S | ERCOT | SPP_S | External | Shoulder | B15 | 1203 | 800 | 0 | 44.71 | 44.88 | 8 | 0
2025 | ERCOT_2_SPP_S | ERCOT | SPP_S | External | Summer | B1 | 10 | 800 | 0 | 74.84 | 72.25 | 8 | 0
2025 | ERCOT_2_SPP_S | ERCOT | SPP_S | External | Summer | B2 | 25 | 800 | 0 | 74.84 | 72.25 | 8 | 0
2025 | ERCOT_2_SPP_S | ERCOT | SPP_S | External | Summer | B3 | 75 | 800 | 0 | 71.64 | 72.25 | 8 | 0
2025 | ERCOT_2_SPP_S | ERCOT | SPP_S | External | Summer | B4 | 100 | 800 | 0 | 63.53 | 71.31 | 8 | 0
2025 | ERCOT_2_SPP_S | ERCOT | SPP_S | External | Summer | B5 | 200 | 800 | 0 | 63.53 | 63.01 | 8 | 0
2025 | ERCOT_2_SPP_S | ERCOT | SPP_S | External | Summer | B6 | 300 | 800 | 0 | 63.53 | 62.49 | 8 | 0
2025 | ERCOT_2_SPP_S | ERCOT | SPP_S | External | Summer | B7 | 400 | 800 | 0 | 63.53 | 52.33 | 8 | 0
2025 | ERCOT_2_SPP_S | ERCOT | SPP_S | External | Summer | B8 | 500 | 800 | 0 | 47.41 | 45.34 | 8 | 0
2025 | ERCOT_2_SPP_S | ERCOT | SPP_S | External | Summer | B9 | 800 | 800 | 0 | 43.49 | 44.02 | 8 | 0
2025 | ERCOT_2_SPP_S | ERCOT | SPP_S | External | Summer | B10 | 1262 | 800 | 0 | 43.49 | 43.27 | 8 | 0
2025 | ERCOT_2_SPP_S | ERCOT | SPP_S | External | Winter | B16 | 25 | 800 | 0 | 69.26 | 65.12 | 8 | 0
2025 | ERCOT_2_SPP_S | ERCOT | SPP_S | External | Winter | B17 | 100 | 800 | 0 | 51.63 | 49.33 | 8 | 0
2025 | ERCOT_2_SPP_S | ERCOT | SPP_S | External | Winter | B18 | 400 | 800 | 0 | 47.34 | 47.83 | 8 | 0
2025 | ERCOT_2_SPP_S | ERCOT | SPP_S | External | Winter | B19 | 700 | 800 | 0 | 47.34 | 47.73 | 8 | 0
2025 | ERCOT_2_SPP_S | ERCOT | SPP_S | External | Winter | B20 | 935 | 800 | 0 | 47.34 | 44.77 | 8 | 0
2025 | MAPP_US_2_RMPA | MAPP_US | RMPA | External | Shoulder | B11 | 25 | 200 | 0 | 58.13 | 48.96 | 8 | 0
2025 | MAPP_US_2_RMPA | MAPP_US | RMPA | External | Shoulder | B12 | 200 | 200 | 0 | 45.04 | 46.8 | 8 | 0
2025 | MAPP_US_2_RMPA | MAPP_US | RMPA | External | Shoulder | B13 | 600 | 200 | 0 | 39.27 | 46.19 | 8 | 0
2025 | MAPP_US_2_RMPA | MAPP_US | RMPA | External | Shoulder | B14 | 900 | 200 | 1.94 | 38.19 | 46.19 | 8 | 0
2025 | MAPP_US_2_RMPA | MAPP_US | RMPA | External | Shoulder | B15 | 1203 | 200 | 59.86 | 37.94 | 45.94 | 8 | 0
2025 | MAPP_US_2_RMPA | MAPP_US | RMPA | External | Summer | B1 | 10 | 200 | 0 | 71.52 | 72.57 | 8 | 0
2025 | MAPP_US_2_RMPA | MAPP_US | RMPA | External | Summer | B2 | 25 | 200 | 0 | 65.42 | 68.71 | 8 | 0
2025 | MAPP_US_2_RMPA | MAPP_US | RMPA | External | Summer | B3 | 75 | 200 | 0 | 65.42 | 65.92 | 8 | 0
2025 | MAPP_US_2_RMPA | MAPP_US | RMPA | External | Summer | B4 | 100 | 200 | 0 | 65.42 | 63.64 | 8 | 0
2025 | MAPP_US_2_RMPA | MAPP_US | RMPA | External | Summer | B5 | 200 | 200 | 0 | 60.64 | 55.47 | 8 | 0
2025 | MAPP_US_2_RMPA | MAPP_US | RMPA | External | Summer | B6 | 300 | 200 | 0 | 55.46 | 47.96 | 8 | 0
2025 | MAPP_US_2_RMPA | MAPP_US | RMPA | External | Summer | B7 | 400 | 200 | 0 | 42.14 | 47.04 | 8 | 0
2025 | MAPP_US_2_RMPA | MAPP_US | RMPA | External | Summer | B8 | 500 | 200 | 200 | 35.04 | 47.04 | 8 | 4
2025 | MAPP_US_2_RMPA | MAPP_US | RMPA | External | Summer | B9 | 800 | 200 | 200 | 35.04 | 47.04 | 8 | 4
2025 | MAPP_US_2_RMPA | MAPP_US | RMPA | External | Summer | B10 | 1262 | 200 | 200 | 30.14 | 39.82 | 8 | 1.69
2025 | MAPP_US_2_RMPA | MAPP_US | RMPA | External | Winter | B16 | 25 | 200 | 0 | 58.11 | 53.39 | 8 | 0
2025 | MAPP_US_2_RMPA | MAPP_US | RMPA | External | Winter | B17 | 100 | 200 | 200 | 42.89 | 52.57 | 8 | 1.68
2025 | MAPP_US_2_RMPA | MAPP_US | RMPA | External | Winter | B18 | 400 | 200 | 200 | 40.81 | 52.1 | 8 | 3.29
2025 | MAPP_US_2_RMPA | MAPP_US | RMPA | External | Winter | B19 | 700 | 200 | 200 | 40.81 | 52.1 | 8 | 3.29
2025 | MAPP_US_2_RMPA | MAPP_US | RMPA | External | Winter | B20 | 935 | 200 | 0 | 35.81 | 38.26 | 8 | 0
2025 | NE_2_RMPA | NE | RMPA | External | Shoulder | B11 | 25 | 310 | 0 | 65.13 | 48.96 | 5 | 0
2025 | NE_2_RMPA | NE | RMPA | External | Shoulder | B12 | 200 | 310 | 0 | 52.04 | 46.8 | 5 | 0
2025 | NE_2_RMPA | NE | RMPA | External | Shoulder | B13 | 600 | 310 | 0 | 46.27 | 46.19 | 5 | 0
2025 | NE_2_RMPA | NE | RMPA | External | Shoulder | B14 | 900 | 310 | 0 | 44.88 | 46.19 | 5 | 0
2025 | NE_2_RMPA | NE | RMPA | External | Shoulder | B15 | 1203 | 310 | 0 | 44.86 | 45.94 | 5 | 0
2025 | NE_2_RMPA | NE | RMPA | External | Summer | B1 | 10 | 310 | 0 | 76.49 | 72.57 | 5 | 0
2025 | NE_2_RMPA | NE | RMPA | External | Summer | B2 | 25 | 310 | 0 | 72.42 | 68.71 | 5 | 0
2025 | NE_2_RMPA | NE | RMPA | External | Summer | B3 | 75 | 310 | 0 | 72.42 | 65.92 | 5 | 0
2025 | NE_2_RMPA | NE | RMPA | External | Summer | B4 | 100 | 310 | 0 | 72.42 | 63.64 | 5 | 0
2025 | NE_2_RMPA | NE | RMPA | External | Summer | B5 | 200 | 310 | 0 | 67.64 | 55.47 | 5 | 0
2025 | NE_2_RMPA | NE | RMPA | External | Summer | B6 | 300 | 310 | 0 | 62.46 | 47.96 | 5 | 0
2025 | NE_2_RMPA | NE | RMPA | External | Summer | B7 | 400 | 310 | 0 | 49.14 | 47.04 | 5 | 0
2025 | NE_2_RMPA | NE | RMPA | External | Summer | B8 | 500 | 310 | 14.8 | 42.04 | 47.04 | 5 | 0
2025 | NE_2_RMPA | NE | RMPA | External | Summer | B9 | 800 | 310 | 10.49 | 42.04 | 47.04 | 5 | 0
2025 | NE_2_RMPA | NE | RMPA | External | Summer | B10 | 1262 | 310 | 0 | 37.14 | 39.82 | 5 | 0
2025 | NE_2_RMPA | NE | RMPA | External | Winter | B16 | 25 | 310 | 0 | 65.11 | 53.39 | 5 | 0
2025 | NE_2_RMPA | NE | RMPA | External | Winter | B17 | 100 | 310 | 0 | 49.31 | 52.57 | 5 | 0
2025 | NE_2_RMPA | NE | RMPA | External | Winter | B18 | 400 | 310 | 0 | 47.81 | 52.1 | 5 | 0
2025 | NE_2_RMPA | NE | RMPA | External | Winter | B19 | 700 | 310 | 0 | 47.7 | 52.1 | 5 | 0
2025 | NE_2_RMPA | NE | RMPA | External | Winter | B20 | 935 | 310 | 0 | 42.81 | 38.26 | 5 | 0
2025 | NWPP_Coal_2_MAPP_US | NWPP_Coal | MAPP_US | External | Shoulder | B11 | 25 | 150 | 0 | 54.35 | 58.13 | 8 | 0
2025 | NWPP_Coal_2_MAPP_US | NWPP_Coal | MAPP_US | External | Shoulder | B12 | 200 | 150 | 0 | 54.35 | 45.04 | 8 | 0
2025 | NWPP_Coal_2_MAPP_US | NWPP_Coal | MAPP_US | External | Shoulder | B13 | 600 | 150 | 0 | 54.35 | 39.27 | 8 | 0
2025 | NWPP_Coal_2_MAPP_US | NWPP_Coal | MAPP_US | External | Shoulder | B14 | 900 | 150 | 0 | 54.35 | 38.19 | 8 | 0
2025 | NWPP_Coal_2_MAPP_US | NWPP_Coal | MAPP_US | External | Shoulder | B15 | 1203 | 150 | 0 | 54.35 | 37.94 | 8 | 0
2025 | NWPP_Coal_2_MAPP_US | NWPP_Coal | MAPP_US | External | Summer | B1 | 10 | 150 | 150 | 59.59 | 71.52 | 8 | 3.93
2025 | NWPP_Coal_2_MAPP_US | NWPP_Coal | MAPP_US | External | Summer | B2 | 25 | 150 | 0 | 59.59 | 65.42 | 8 | 0
2025 | NWPP_Coal_2_MAPP_US | NWPP_Coal | MAPP_US | External | Summer | B3 | 75 | 150 | 150 | 55.47 | 65.42 | 8 | 1.94
2025 | NWPP_Coal_2_MAPP_US | NWPP_Coal | MAPP_US | External | Summer | B4 | 100 | 150 | 150 | 55.47 | 65.42 | 8 | 1.94
2025 | NWPP_Coal_2_MAPP_US | NWPP_Coal | MAPP_US | External | Summer | B5 | 200 | 150 | 0 | 55.47 | 60.64 | 8 | 0
2025 | NWPP_Coal_2_MAPP_US | NWPP_Coal | MAPP_US | External | Summer | B6 | 300 | 150 | 0 | 55.47 | 55.46 | 8 | 0
2025 | NWPP_Coal_2_MAPP_US | NWPP_Coal | MAPP_US | External | Summer | B7 | 400 | 150 | 0 | 55.47 | 42.14 | 8 | 0
2025 | NWPP_Coal_2_MAPP_US | NWPP_Coal | MAPP_US | External | Summer | B8 | 500 | 150 | 0 | 55.47 | 35.04 | 8 | 0
2025 | NWPP_Coal_2_MAPP_US | NWPP_Coal | MAPP_US | External | Summer | B9 | 800 | 150 | 0 | 55.47 | 35.04 | 8 | 0
2025 | NWPP_Coal_2_MAPP_US | NWPP_Coal | MAPP_US | External | Summer | B10 | 1262 | 150 | 0 | 55.47 | 30.14 | 8 | 0
2025 | NWPP_Coal_2_MAPP_US | NWPP_Coal | MAPP_US | External | Winter | B16 | 25 | 150 | 0 | 57.82 | 58.11 | 8 | 0
2025 | NWPP_Coal_2_MAPP_US | NWPP_Coal | MAPP_US | External | Winter | B17 | 100 | 150 | 0 | 57.82 | 42.89 | 8 | 0
2025 | NWPP_Coal_2_MAPP_US | NWPP_Coal | MAPP_US | External | Winter | B18 | 400 | 150 | 0 | 57.82 | 40.81 | 8 | 0
2025 | NWPP_Coal_2_MAPP_US | NWPP_Coal | MAPP_US | External | Winter | B19 | 700 | 150 | 0 | 57.82 | 40.81 | 8 | 0
2025 | NWPP_Coal_2_MAPP_US | NWPP_Coal | MAPP_US | External | Winter | B20 | 935 | 150 | 0 | 57.82 | 35.81 | 8 | 0
2025 | RMPA_2_MAPP_US | RMPA | MAPP_US | External | Shoulder | B11 | 25 | 200 | 199.99 | 48.96 | 58.13 | 8 | 1.17
2025 | RMPA_2_MAPP_US | RMPA | MAPP_US | External | Shoulder | B12 | 200 | 200 | 0 | 46.8 | 45.04 | 8 | 0
2025 | RMPA_2_MAPP_US | RMPA | MAPP_US | External | Shoulder | B13 | 600 | 200 | 0 | 46.19 | 39.27 | 8 | 0
2025 | RMPA_2_MAPP_US | RMPA | MAPP_US | External | Shoulder | B14 | 900 | 200 | 0 | 46.19 | 38.19 | 8 | 0
2025 | RMPA_2_MAPP_US | RMPA | MAPP_US | External | Shoulder | B15 | 1203 | 200 | 0 | 45.94 | 37.94 | 8 | 0
2025 | RMPA_2_MAPP_US | RMPA | MAPP_US | External | Summer | B1 | 10 | 200 | 0 | 72.57 | 71.52 | 8 | 0
2025 | RMPA_2_MAPP_US | RMPA | MAPP_US | External | Summer | B2 | 25 | 200 | 0 | 68.71 | 65.42 | 8 | 0
2025 | RMPA_2_MAPP_US | RMPA | MAPP_US | External | Summer | B3 | 75 | 200 | 0 | 65.92 | 65.42 | 8 | 0
2025 | RMPA_2_MAPP_US | RMPA | MAPP_US | External | Summer | B4 | 100 | 200 | 0 | 63.64 | 65.42 | 8 | 0
2025 | RMPA_2_MAPP_US | RMPA | MAPP_US | External | Summer | B5 | 200 | 200 | 0 | 55.47 | 60.64 | 8 | 0
2025 | RMPA_2_MAPP_US | RMPA | MAPP_US | External | Summer | B6 | 300 | 200 | 0 | 47.96 | 55.46 | 8 | 0
2025 | RMPA_2_MAPP_US | RMPA | MAPP_US | External | Summer | B7 | 400 | 200 | 0 | 47.04 | 42.14 | 8 | 0
2025 | RMPA_2_MAPP_US | RMPA | MAPP_US | External | Summer | B8 | 500 | 200 | 0 | 47.04 | 35.04 | 8 | 0
2025 | RMPA_2_MAPP_US | RMPA | MAPP_US | External | Summer | B9 | 800 | 200 | 0 | 47.04 | 35.04 | 8 | 0
2025 | RMPA_2_MAPP_US | RMPA | MAPP_US | External | Summer | B10 | 1262 | 200 | 0 | 39.82 | 30.14 | 8 | 0
2025 | RMPA_2_MAPP_US | RMPA | MAPP_US | External | Winter | B16 | 25 | 200 | 0 | 53.39 | 58.11 | 8 | 0
2025 | RMPA_2_MAPP_US | RMPA | MAPP_US | External | Winter | B17 | 100 | 200 | 0 | 52.57 | 42.89 | 8 | 0
2025 | RMPA_2_MAPP_US | RMPA | MAPP_US | External | Winter | B18 | 400 | 200 | 0 | 52.1 | 40.81 | 8 | 0
2025 | RMPA_2_MAPP_US | RMPA | MAPP_US | External | Winter | B19 | 700 | 200 | 0 | 52.1 | 40.81 | 8 | 0
2025 | RMPA_2_MAPP_US | RMPA | MAPP_US | External | Winter | B20 | 935 | 200 | 0 | 38.26 | 35.81 | 8 | 0
2025 | RMPA_2_NE | RMPA | NE | External | Shoulder | B11 | 25 | 310 | 310 | 48.96 | 65.13 | 8 | 8.17
2025 | RMPA_2_NE | RMPA | NE | External | Shoulder | B12 | 200 | 310 | 0 | 46.8 | 52.04 | 8 | 0
2025 | RMPA_2_NE | RMPA | NE | External | Shoulder | B13 | 600 | 310 | 0 | 46.19 | 46.27 | 8 | 0
2025 | RMPA_2_NE | RMPA | NE | External | Shoulder | B14 | 900 | 310 | 0 | 46.19 | 44.88 | 8 | 0
2025 | RMPA_2_NE | RMPA | NE | External | Shoulder | B15 | 1203 | 310 | 0 | 45.94 | 44.86 | 8 | 0
2025 | RMPA_2_NE | RMPA | NE | External | Summer | B1 | 10 | 310 | 0 | 72.57 | 76.49 | 8 | 0
2025 | RMPA_2_NE | RMPA | NE | External | Summer | B2 | 25 | 310 | 0 | 68.71 | 72.42 | 8 | 0
2025 | RMPA_2_NE | RMPA | NE | External | Summer | B3 | 75 | 310 | 0 | 65.92 | 72.42 | 8 | 0
2025 | RMPA_2_NE | RMPA | NE | External | Summer | B4 | 100 | 310 | 310 | 63.64 | 72.42 | 8 | 0.78
2025 | RMPA_2_NE | RMPA | NE | External | Summer | B5 | 200 | 310 | 310 | 55.47 | 67.64 | 8 | 4.16
2025 | RMPA_2_NE | RMPA | NE | External | Summer | B6 | 300 | 310 | 310 | 47.96 | 62.46 | 8 | 6.5
2025 | RMPA_2_NE | RMPA | NE | External | Summer | B7 | 400 | 310 | 0 | 47.04 | 49.14 | 8 | 0
2025 | RMPA_2_NE | RMPA | NE | External | Summer | B8 | 500 | 310 | 0 | 47.04 | 42.04 | 8 | 0
2025 | RMPA_2_NE | RMPA | NE | External | Summer | B9 | 800 | 310 | 0 | 47.04 | 42.04 | 8 | 0
2025 | RMPA_2_NE | RMPA | NE | External | Summer | B10 | 1262 | 310 | 0 | 39.82 | 37.14 | 8 | 0
2025 | RMPA_2_NE | RMPA | NE | External | Winter | B16 | 25 | 310 | 310 | 53.39 | 65.11 | 8 | 3.71
2025 | RMPA_2_NE | RMPA | NE | External | Winter | B17 | 100 | 310 | 0 | 52.57 | 49.31 | 8 | 0
2025 | RMPA_2_NE | RMPA | NE | External | Winter | B18 | 400 | 310 | 0 | 52.1 | 47.81 | 8 | 0
2025 | RMPA_2_NE | RMPA | NE | External | Winter | B19 | 700 | 310 | 0 | 52.1 | 47.7 | 8 | 0
2025 | RMPA_2_NE | RMPA | NE | External | Winter | B20 | 935 | 310 | 0 | 38.26 | 42.81 | 8 | 0
2025 | RMPA_2_SPP_N | RMPA | SPP_N | External | Shoulder | B11 | 25 | 210 | 210 | 48.96 | 70.09 | 8 | 13.13
2025 | RMPA_2_SPP_N | RMPA | SPP_N | External | Shoulder | B12 | 200 | 210 | 0 | 46.8 | 52.05 | 8 | 0
2025 | RMPA_2_SPP_N | RMPA | SPP_N | External | Shoulder | B13 | 600 | 210 | 0 | 46.19 | 46.28 | 8 | 0
2025 | RMPA_2_SPP_N | RMPA | SPP_N | External | Shoulder | B14 | 900 | 210 | 0 | 46.19 | 44.89 | 8 | 0
2025 | RMPA_2_SPP_N | RMPA | SPP_N | External | Shoulder | B15 | 1203 | 210 | 0 | 45.94 | 44.87 | 8 | 0
2025 | RMPA_2_SPP_N | RMPA | SPP_N | External | Summer | B1 | 10 | 210 | 0 | 72.57 | 76.5 | 8 | 0
2025 | RMPA_2_SPP_N | RMPA | SPP_N | External | Summer | B2 | 25 | 210 | 0 | 68.71 | 73.59 | 8 | 0
2025 | RMPA_2_SPP_N | RMPA | SPP_N | External | Summer | B3 | 75 | 210 | 0 | 65.92 | 73.59 | 8 | 0
2025 | RMPA_2_SPP_N | RMPA | SPP_N | External | Summer | B4 | 100 | 210 | 210 | 63.64 | 73.59 | 8 | 1.96
2025 | RMPA_2_SPP_N | RMPA | SPP_N | External | Summer | B5 | 200 | 210 | 210 | 55.47 | 67.65 | 8 | 4.18
2025 | RMPA_2_SPP_N | RMPA | SPP_N | External | Summer | B6 | 300 | 210 | 210 | 47.96 | 62.48 | 8 | 6.51
2025 | RMPA_2_SPP_N | RMPA | SPP_N | External | Summer | B7 | 400 | 210 | 0 | 47.04 | 52.31 | 8 | 0
2025 | RMPA_2_SPP_N | RMPA | SPP_N | External | Summer | B8 | 500 | 210 | 0 | 47.04 | 45.33 | 8 | 0
2025 | RMPA_2_SPP_N | RMPA | SPP_N | External | Summer | B9 | 800 | 210 | 0 | 47.04 | 44.01 | 8 | 0
2025 | RMPA_2_SPP_N | RMPA | SPP_N | External | Summer | B10 | 1262 | 210 | 0 | 39.82 | 42.51 | 8 | 0
2025 | RMPA_2_SPP_N | RMPA | SPP_N | External | Winter | B16 | 25 | 210 | 210 | 53.39 | 65.12 | 8 | 3.73
2025 | RMPA_2_SPP_N | RMPA | SPP_N | External | Winter | B17 | 100 | 210 | 0 | 52.57 | 49.32 | 8 | 0
2025 | RMPA_2_SPP_N | RMPA | SPP_N | External | Winter | B18 | 400 | 210 | 0 | 52.1 | 47.82 | 8 | 0
2025 | RMPA_2_SPP_N | RMPA | SPP_N | External | Winter | B19 | 700 | 210 | 0 | 52.1 | 47.71 | 8 | 0
2025 | RMPA_2_SPP_N | RMPA | SPP_N | External | Winter | B20 | 935 | 210 | 0 | 38.26 | 44.75 | 8 | 0
2025 | SPP_N_2_RMPA | SPP_N | RMPA | External | Shoulder | B11 | 25 | 210 | 0 | 70.09 | 48.96 | 5 | 0
2025 | SPP_N_2_RMPA | SPP_N | RMPA | External | Shoulder | B12 | 200 | 210 | 0 | 52.05 | 46.8 | 5 | 0
2025 | SPP_N_2_RMPA | SPP_N | RMPA | External | Shoulder | B13 | 600 | 210 | 0 | 46.28 | 46.19 | 5 | 0
2025 | SPP_N_2_RMPA | SPP_N | RMPA | External | Shoulder | B14 | 900 | 210 | 0 | 44.89 | 46.19 | 5 | 0
2025 | SPP_N_2_RMPA | SPP_N | RMPA | External | Shoulder | B15 | 1203 | 210 | 0 | 44.87 | 45.94 | 5 | 0
2025 | SPP_N_2_RMPA | SPP_N | RMPA | External | Summer | B1 | 10 | 210 | 0 | 76.5 | 72.57 | 5 | 0
2025 | SPP_N_2_RMPA | SPP_N | RMPA | External | Summer | B2 | 25 | 210 | 0 | 73.59 | 68.71 | 5 | 0
2025 | SPP_N_2_RMPA | SPP_N | RMPA | External | Summer | B3 | 75 | 210 | 0 | 73.59 | 65.92 | 5 | 0
2025 | SPP_N_2_RMPA | SPP_N | RMPA | External | Summer | B4 | 100 | 210 | 0 | 73.59 | 63.64 | 5 | 0
2025 | SPP_N_2_RMPA | SPP_N | RMPA | External | Summer | B5 | 200 | 210 | 0 | 67.65 | 55.47 | 5 | 0
2025 | SPP_N_2_RMPA | SPP_N | RMPA | External | Summer | B6 | 300 | 210 | 0 | 62.48 | 47.96 | 5 | 0
2025 | SPP_N_2_RMPA | SPP_N | RMPA | External | Summer | B7 | 400 | 210 | 0 | 52.31 | 47.04 | 5 | 0
2025 | SPP_N_2_RMPA | SPP_N | RMPA | External | Summer | B8 | 500 | 210 | 0 | 45.33 | 47.04 | 5 | 0
2025 | SPP_N_2_RMPA | SPP_N | RMPA | External | Summer | B9 | 800 | 210 | 0 | 44.01 | 47.04 | 5 | 0
2025 | SPP_N_2_RMPA | SPP_N | RMPA | External | Summer | B10 | 1262 | 210 | 0 | 42.51 | 39.82 | 5 | 0
2025 | SPP_N_2_RMPA | SPP_N | RMPA | External | Winter | B16 | 25 | 210 | 0 | 65.12 | 53.39 | 5 | 0
2025 | SPP_N_2_RMPA | SPP_N | RMPA | External | Winter | B17 | 100 | 210 | 0 | 49.32 | 52.57 | 5 | 0
2025 | SPP_N_2_RMPA | SPP_N | RMPA | External | Winter | B18 | 400 | 210 | 0 | 47.82 | 52.1 | 5 | 0
2025 | SPP_N_2_RMPA | SPP_N | RMPA | External | Winter | B19 | 700 | 210 | 0 | 47.71 | 52.1 | 5 | 0
2025 | SPP_N_2_RMPA | SPP_N | RMPA | External | Winter | B20 | 935 | 210 | 0 | 44.75 | 38.26 | 5 | 0
2025 | SPP_S_2_ERCOT | SPP_S | ERCOT | External | Shoulder | B11 | 25 | 800 | 0 | 64.7 | 65.35 | 5 | 0
2025 | SPP_S_2_ERCOT | SPP_S | ERCOT | External | Shoulder | B12 | 200 | 800 | 456.75 | 48.47 | 53.47 | 5 | 0
2025 | SPP_S_2_ERCOT | SPP_S | ERCOT | External | Shoulder | B13 | 600 | 800 | 0 | 46.3 | 44.71 | 5 | 0
2025 | SPP_S_2_ERCOT | SPP_S | ERCOT | External | Shoulder | B14 | 900 | 800 | 0 | 44.88 | 44.71 | 5 | 0
2025 | SPP_S_2_ERCOT | SPP_S | ERCOT | External | Shoulder | B15 | 1203 | 800 | 0 | 44.88 | 44.71 | 5 | 0
2025 | SPP_S_2_ERCOT | SPP_S | ERCOT | External | Summer | B1 | 10 | 800 | 0 | 72.25 | 74.84 | 5 | 0
2025 | SPP_S_2_ERCOT | SPP_S | ERCOT | External | Summer | B2 | 25 | 800 | 0 | 72.25 | 74.84 | 5 | 0
2025 | SPP_S_2_ERCOT | SPP_S | ERCOT | External | Summer | B3 | 75 | 800 | 0 | 72.25 | 71.64 | 5 | 0
2025 | SPP_S_2_ERCOT | SPP_S | ERCOT | External | Summer | B4 | 100 | 800 | 0 | 71.31 | 63.53 | 5 | 0
2025 | SPP_S_2_ERCOT | SPP_S | ERCOT | External | Summer | B5 | 200 | 800 | 0 | 63.01 | 63.53 | 5 | 0
2025 | SPP_S_2_ERCOT | SPP_S | ERCOT | External | Summer | B6 | 300 | 800 | 0 | 62.49 | 63.53 | 5 | 0
2025 | SPP_S_2_ERCOT | SPP_S | ERCOT | External | Summer | B7 | 400 | 800 | 800 | 52.33 | 63.53 | 5 | 6.21
2025 | SPP_S_2_ERCOT | SPP_S | ERCOT | External | Summer | B8 | 500 | 800 | 0 | 45.34 | 47.41 | 5 | 0
2025 | SPP_S_2_ERCOT | SPP_S | ERCOT | External | Summer | B9 | 800 | 800 | 0 | 44.02 | 43.49 | 5 | 0
2025 | SPP_S_2_ERCOT | SPP_S | ERCOT | External | Summer | B10 | 1262 | 800 | 0 | 43.27 | 43.49 | 5 | 0
2025 | SPP_S_2_ERCOT | SPP_S | ERCOT | External | Winter | B16 | 25 | 800 | 0 | 65.12 | 69.26 | 5 | 0
2025 | SPP_S_2_ERCOT | SPP_S | ERCOT | External | Winter | B17 | 100 | 800 | 0 | 49.33 | 51.63 | 5 | 0
2025 | SPP_S_2_ERCOT | SPP_S | ERCOT | External | Winter | B18 | 400 | 800 | 0 | 47.83 | 47.34 | 5 | 0
2025 | SPP_S_2_ERCOT | SPP_S | ERCOT | External | Winter | B19 | 700 | 800 | 0 | 47.73 | 47.34 | 5 | 0
2025 | SPP_S_2_ERCOT | SPP_S | ERCOT | External | Winter | B20 | 935 | 800 | 0 | 44.77 | 47.34 | 5 | 0
2030 | AZ_NM_SNV_Coal_2_SPP_S | AZ_NM_SNV_Coal | SPP_S | External | Shoulder | B11 | 25 | 400 | 399.99 | 59.91 | 69.41 | 8.17 | 1.33
2030 | AZ_NM_SNV_Coal_2_SPP_S | AZ_NM_SNV_Coal | SPP_S | External | Shoulder | B12 | 200 | 400 | 0 | 58.66 | 50.29 | 8.17 | 0
2030 | AZ_NM_SNV_Coal_2_SPP_S | AZ_NM_SNV_Coal | SPP_S | External | Shoulder | B13 | 600 | 400 | 0 | 58.65 | 49.5 | 8.17 | 0
2030 | AZ_NM_SNV_Coal_2_SPP_S | AZ_NM_SNV_Coal | SPP_S | External | Shoulder | B14 | 900 | 400 | 0 | 58.65 | 48.09 | 8.17 | 0
2030 | AZ_NM_SNV_Coal_2_SPP_S | AZ_NM_SNV_Coal | SPP_S | External | Shoulder | B15 | 1203 | 400 | 0 | 50.6 | 47.98 | 8.17 | 0
2030 | AZ_NM_SNV_Coal_2_SPP_S | AZ_NM_SNV_Coal | SPP_S | External | Summer | B1 | 10 | 400 | 0 | 87.3 | 77.07 | 8.17 | 0
2030 | AZ_NM_SNV_Coal_2_SPP_S | AZ_NM_SNV_Coal | SPP_S | External | Summer | B2 | 25 | 400 | 0 | 87.3 | 77.07 | 8.17 | 0
2030 | AZ_NM_SNV_Coal_2_SPP_S | AZ_NM_SNV_Coal | SPP_S | External | Summer | B3 | 75 | 400 | 0 | 87.3 | 75.95 | 8.17 | 0
2030 | AZ_NM_SNV_Coal_2_SPP_S | AZ_NM_SNV_Coal | SPP_S | External | Summer | B4 | 100 | 400 | 0 | 80.33 | 70.38 | 8.17 | 0
2030 | AZ_NM_SNV_Coal_2_SPP_S | AZ_NM_SNV_Coal | SPP_S | External | Summer | B5 | 200 | 400 | 0 | 74.15 | 67.58 | 8.17 | 0
2030 | AZ_NM_SNV_Coal_2_SPP_S | AZ_NM_SNV_Coal | SPP_S | External | Summer | B6 | 300 | 400 | 0 | 64.72 | 64.58 | 8.17 | 0
2030 | AZ_NM_SNV_Coal_2_SPP_S | AZ_NM_SNV_Coal | SPP_S | External | Summer | B7 | 400 | 400 | 0 | 58.66 | 54.08 | 8.17 | 0
2030 | AZ_NM_SNV_Coal_2_SPP_S | AZ_NM_SNV_Coal | SPP_S | External | Summer | B8 | 500 | 400 | 0 | 58.66 | 48.48 | 8.17 | 0
2030 | AZ_NM_SNV_Coal_2_SPP_S | AZ_NM_SNV_Coal | SPP_S | External | Summer | B9 | 800 | 400 | 0 | 58.64 | 46.46 | 8.17 | 0
2030 | AZ_NM_SNV_Coal_2_SPP_S | AZ_NM_SNV_Coal | SPP_S | External | Summer | B10 | 1262 | 400 | 0 | 51.8 | 46.36 | 8.17 | 0
2030 | AZ_NM_SNV_Coal_2_SPP_S | AZ_NM_SNV_Coal | SPP_S | External | Winter | B16 | 25 | 400 | 0 | 62.58 | 67.76 | 8.17 | 0
2030 | AZ_NM_SNV_Coal_2_SPP_S | AZ_NM_SNV_Coal | SPP_S | External | Winter | B17 | 100 | 400 | 0 | 62.56 | 52.68 | 8.17 | 0
2030 | AZ_NM_SNV_Coal_2_SPP_S | AZ_NM_SNV_Coal | SPP_S | External | Winter | B18 | 400 | 400 | 0 | 62.55 | 51.3 | 8.17 | 0
2030 | AZ_NM_SNV_Coal_2_SPP_S | AZ_NM_SNV_Coal | SPP_S | External | Winter | B19 | 700 | 400 | 0 | 62.55 | 51.18 | 8.17 | 0
2030 | AZ_NM_SNV_Coal_2_SPP_S | AZ_NM_SNV_Coal | SPP_S | External | Winter | B20 | 935 | 400 | 0 | 54.12 | 47.75 | 8.17 | 0
2030 | ERCOT_2_SPP_S | ERCOT | SPP_S | External | Shoulder | B11 | 25 | 800 | 0 | 70.04 | 69.41 | 8 | 0
2030 | ERCOT_2_SPP_S | ERCOT | SPP_S | External | Shoulder | B12 | 200 | 800 | 0 | 55.75 | 50.29 | 8 | 0
2030 | ERCOT_2_SPP_S | ERCOT | SPP_S | External | Shoulder | B13 | 600 | 800 | 0 | 47.87 | 49.5 | 8 | 0
2030 | ERCOT_2_SPP_S | ERCOT | SPP_S | External | Shoulder | B14 | 900 | 800 | 0 | 47.87 | 48.09 | 8 | 0
2030 | ERCOT_2_SPP_S | ERCOT | SPP_S | External | Shoulder | B15 | 1203 | 800 | 0 | 47.87 | 47.98 | 8 | 0
2030 | ERCOT_2_SPP_S | ERCOT | SPP_S | External | Summer | B1 | 10 | 800 | 0 | 79.8 | 77.07 | 8 | 0
2030 | ERCOT_2_SPP_S | ERCOT | SPP_S | External | Summer | B2 | 25 | 800 | 0 | 79.8 | 77.07 | 8 | 0
2030 | ERCOT_2_SPP_S | ERCOT | SPP_S | External | Summer | B3 | 75 | 800 | 0 | 73.5 | 75.95 | 8 | 0
2030 | ERCOT_2_SPP_S | ERCOT | SPP_S | External | Summer | B4 | 100 | 800 | 0 | 68.1 | 70.38 | 8 | 0
2030 | ERCOT_2_SPP_S | ERCOT | SPP_S | External | Summer | B5 | 200 | 800 | 0 | 68.1 | 67.58 | 8 | 0
2030 | ERCOT_2_SPP_S | ERCOT | SPP_S | External | Summer | B6 | 300 | 800 | 0 | 68.1 | 64.58 | 8 | 0
2030 | ERCOT_2_SPP_S | ERCOT | SPP_S | External | Summer | B7 | 400 | 800 | 0 | 68.1 | 54.08 | 8 | 0
2030 | ERCOT_2_SPP_S | ERCOT | SPP_S | External | Summer | B8 | 500 | 800 | 0 | 50.77 | 48.48 | 8 | 0
2030 | ERCOT_2_SPP_S | ERCOT | SPP_S | External | Summer | B9 | 800 | 800 | 0 | 46.56 | 46.46 | 8 | 0
2030 | ERCOT_2_SPP_S | ERCOT | SPP_S | External | Summer | B10 | 1262 | 800 | 0 | 46.56 | 46.36 | 8 | 0
2030 | ERCOT_2_SPP_S | ERCOT | SPP_S | External | Winter | B16 | 25 | 800 | 0 | 72.76 | 67.76 | 8 | 0
2030 | ERCOT_2_SPP_S | ERCOT | SPP_S | External | Winter | B17 | 100 | 800 | 0 | 54.36 | 52.68 | 8 | 0
2030 | ERCOT_2_SPP_S | ERCOT | SPP_S | External | Winter | B18 | 400 | 800 | 0 | 50.72 | 51.3 | 8 | 0
2030 | ERCOT_2_SPP_S | ERCOT | SPP_S | External | Winter | B19 | 700 | 800 | 0 | 50.72 | 51.18 | 8 | 0
2030 | ERCOT_2_SPP_S | ERCOT | SPP_S | External | Winter | B20 | 935 | 800 | 0 | 50.72 | 47.75 | 8 | 0
2030 | MAPP_US_2_RMPA | MAPP_US | RMPA | External | Shoulder | B11 | 25 | 200 | 0 | 66.64 | 53.4 | 8 | 0
2030 | MAPP_US_2_RMPA | MAPP_US | RMPA | External | Shoulder | B12 | 200 | 200 | 0 | 48.5 | 53.4 | 8 | 0
2030 | MAPP_US_2_RMPA | MAPP_US | RMPA | External | Shoulder | B13 | 600 | 200 | 200 | 42.5 | 53.4 | 8 | 2.9
2030 | MAPP_US_2_RMPA | MAPP_US | RMPA | External | Shoulder | B14 | 900 | 200 | 200 | 42.5 | 53.4 | 8 | 2.9
2030 | MAPP_US_2_RMPA | MAPP_US | RMPA | External | Shoulder | B15 | 1203 | 200 | 200 | 42.5 | 52.05 | 8 | 1.55
2030 | MAPP_US_2_RMPA | MAPP_US | RMPA | External | Summer | B1 | 10 | 200 | 0 | 83.49 | 78.67 | 8 | 0
2030 | MAPP_US_2_RMPA | MAPP_US | RMPA | External | Summer | B2 | 25 | 200 | 0 | 72.4 | 78.67 | 8 | 0
2030 | MAPP_US_2_RMPA | MAPP_US | RMPA | External | Summer | B3 | 75 | 200 | 0 | 72.4 | 78.67 | 8 | 0
2030 | MAPP_US_2_RMPA | MAPP_US | RMPA | External | Summer | B4 | 100 | 200 | 0 | 71.44 | 72.17 | 8 | 0
2030 | MAPP_US_2_RMPA | MAPP_US | RMPA | External | Summer | B5 | 200 | 200 | 0 | 67.8 | 66.8 | 8 | 0
2030 | MAPP_US_2_RMPA | MAPP_US | RMPA | External | Summer | B6 | 300 | 200 | 0 | 57.56 | 56.56 | 8 | 0
2030 | MAPP_US_2_RMPA | MAPP_US | RMPA | External | Summer | B7 | 400 | 200 | 0 | 45.85 | 51.28 | 8 | 0
2030 | MAPP_US_2_RMPA | MAPP_US | RMPA | External | Summer | B8 | 500 | 200 | 200 | 39.44 | 51.28 | 8 | 3.84
2030 | MAPP_US_2_RMPA | MAPP_US | RMPA | External | Summer | B9 | 800 | 200 | 200 | 39.44 | 50.47 | 8 | 3.04
2030 | MAPP_US_2_RMPA | MAPP_US | RMPA | External | Summer | B10 | 1262 | 200 | 200 | 35.69 | 48.59 | 8 | 4.9
2030 | MAPP_US_2_RMPA | MAPP_US | RMPA | External | Winter | B16 | 25 | 200 | 199.99 | 61.02 | 70.72 | 8 | 1.69
2030 | MAPP_US_2_RMPA | MAPP_US | RMPA | External | Winter | B17 | 100 | 200 | 200 | 48.25 | 57.33 | 8 | 1.08
2030 | MAPP_US_2_RMPA | MAPP_US | RMPA | External | Winter | B18 | 400 | 200 | 200 | 44.28 | 57.33 | 8 | 5.05
2030 | MAPP_US_2_RMPA | MAPP_US | RMPA | External | Winter | B19 | 700 | 200 | 200 | 44.28 | 57.33 | 8 | 5.05
2030 | MAPP_US_2_RMPA | MAPP_US | RMPA | External | Winter | B20 | 935 | 200 | 0 | 40.73 | 46.61 | 8 | 0
2030 | NE_2_RMPA | NE | RMPA | External | Shoulder | B11 | 25 | 310 | 0 | 73.64 | 53.4 | 5 | 0
2030 | NE_2_RMPA | NE | RMPA | External | Shoulder | B12 | 200 | 310 | 0 | 55.5 | 53.4 | 5 | 0
2030 | NE_2_RMPA | NE | RMPA | External | Shoulder | B13 | 600 | 310 | 0 | 49.5 | 53.4 | 5 | 0
2030 | NE_2_RMPA | NE | RMPA | External | Shoulder | B14 | 900 | 310 | 0 | 49.37 | 53.4 | 5 | 0
2030 | NE_2_RMPA | NE | RMPA | External | Shoulder | B15 | 1203 | 310 | 0 | 47.96 | 52.05 | 5 | 0
2030 | NE_2_RMPA | NE | RMPA | External | Summer | B1 | 10 | 310 | 0 | 85.49 | 78.67 | 5 | 0
2030 | NE_2_RMPA | NE | RMPA | External | Summer | B2 | 25 | 310 | 0 | 79.4 | 78.67 | 5 | 0
2030 | NE_2_RMPA | NE | RMPA | External | Summer | B3 | 75 | 310 | 0 | 79.4 | 78.67 | 5 | 0
2030 | NE_2_RMPA | NE | RMPA | External | Summer | B4 | 100 | 310 | 0 | 78.44 | 72.17 | 5 | 0
2030 | NE_2_RMPA | NE | RMPA | External | Summer | B5 | 200 | 310 | 0 | 74.8 | 66.8 | 5 | 0
2030 | NE_2_RMPA | NE | RMPA | External | Summer | B6 | 300 | 310 | 0 | 64.56 | 56.56 | 5 | 0
2030 | NE_2_RMPA | NE | RMPA | External | Summer | B7 | 400 | 310 | 0 | 52.85 | 51.28 | 5 | 0
2030 | NE_2_RMPA | NE | RMPA | External | Summer | B8 | 500 | 310 | 0 | 46.44 | 51.28 | 5 | 0
2030 | NE_2_RMPA | NE | RMPA | External | Summer | B9 | 800 | 310 | 0 | 46.44 | 50.47 | 5 | 0
2030 | NE_2_RMPA | NE | RMPA | External | Summer | B10 | 1262 | 310 | 310 | 42.69 | 48.59 | 5 | 0.9
2030 | NE_2_RMPA | NE | RMPA | External | Winter | B16 | 25 | 310 | 0 | 68.02 | 70.72 | 5 | 0
2030 | NE_2_RMPA | NE | RMPA | External | Winter | B17 | 100 | 310 | 0 | 52.66 | 57.33 | 5 | 0
2030 | NE_2_RMPA | NE | RMPA | External | Winter | B18 | 400 | 310 | 310 | 51.28 | 57.33 | 5 | 1.05
2030 | NE_2_RMPA | NE | RMPA | External | Winter | B19 | 700 | 310 | 310 | 51.16 | 57.33 | 5 | 1.17
2030 | NE_2_RMPA | NE | RMPA | External | Winter | B20 | 935 | 310 | 0 | 47.73 | 46.61 | 5 | 0
2030 | NWPP_Coal_2_MAPP_US | NWPP_Coal | MAPP_US | External | Shoulder | B11 | 25 | 150 | 82.19 | 58.64 | 66.64 | 8 | 0
2030 | NWPP_Coal_2_MAPP_US | NWPP_Coal | MAPP_US | External | Shoulder | B12 | 200 | 150 | 0 | 58.64 | 48.5 | 8 | 0
2030 | NWPP_Coal_2_MAPP_US | NWPP_Coal | MAPP_US | External | Shoulder | B13 | 600 | 150 | 0 | 58.64 | 42.5 | 8 | 0
2030 | NWPP_Coal_2_MAPP_US | NWPP_Coal | MAPP_US | External | Shoulder | B14 | 900 | 150 | 0 | 58.64 | 42.5 | 8 | 0
2030 | NWPP_Coal_2_MAPP_US | NWPP_Coal | MAPP_US | External | Shoulder | B15 | 1203 | 150 | 0 | 58.64 | 42.5 | 8 | 0
2030 | NWPP_Coal_2_MAPP_US | NWPP_Coal | MAPP_US | External | Summer | B1 | 10 | 150 | 150 | 58.64 | 83.49 | 8 | 16.85
2030 | NWPP_Coal_2_MAPP_US | NWPP_Coal | MAPP_US | External | Summer | B2 | 25 | 150 | 150 | 58.64 | 72.4 | 8 | 5.76
2030 | NWPP_Coal_2_MAPP_US | NWPP_Coal | MAPP_US | External | Summer | B3 | 75 | 150 | 150 | 58.64 | 72.4 | 8 | 5.76
2030 | NWPP_Coal_2_MAPP_US | NWPP_Coal | MAPP_US | External | Summer | B4 | 100 | 150 | 150 | 58.64 | 71.44 | 8 | 4.8
2030 | NWPP_Coal_2_MAPP_US | NWPP_Coal | MAPP_US | External | Summer | B5 | 200 | 150 | 150 | 58.64 | 67.8 | 8 | 1.17
2030 | NWPP_Coal_2_MAPP_US | NWPP_Coal | MAPP_US | External | Summer | B6 | 300 | 150 | 0 | 58.64 | 57.56 | 8 | 0
2030 | NWPP_Coal_2_MAPP_US | NWPP_Coal | MAPP_US | External | Summer | B7 | 400 | 150 | 0 | 58.64 | 45.85 | 8 | 0
2030 | NWPP_Coal_2_MAPP_US | NWPP_Coal | MAPP_US | External | Summer | B8 | 500 | 150 | 0 | 58.64 | 39.44 | 8 | 0
2030 | NWPP_Coal_2_MAPP_US | NWPP_Coal | MAPP_US | External | Summer | B9 | 800 | 150 | 0 | 58.64 | 39.44 | 8 | 0
2030 | NWPP_Coal_2_MAPP_US | NWPP_Coal | MAPP_US | External | Summer | B10 | 1262 | 150 | 0 | 58.64 | 35.69 | 8 | 0
2030 | NWPP_Coal_2_MAPP_US | NWPP_Coal | MAPP_US | External | Winter | B16 | 25 | 150 | 0 | 62.55 | 61.02 | 8 | 0
2030 | NWPP_Coal_2_MAPP_US | NWPP_Coal | MAPP_US | External | Winter | B17 | 100 | 150 | 0 | 62.55 | 48.25 | 8 | 0
2030 | NWPP_Coal_2_MAPP_US | NWPP_Coal | MAPP_US | External | Winter | B18 | 400 | 150 | 0 | 62.55 | 44.28 | 8 | 0
2030 | NWPP_Coal_2_MAPP_US | NWPP_Coal | MAPP_US | External | Winter | B19 | 700 | 150 | 0 | 62.55 | 44.28 | 8 | 0
2030 | NWPP_Coal_2_MAPP_US | NWPP_Coal | MAPP_US | External | Winter | B20 | 935 | 150 | 0 | 62.55 | 40.73 | 8 | 0
2030 | RMPA_2_MAPP_US | RMPA | MAPP_US | External | Shoulder | B11 | 25 | 200 | 200 | 53.4 | 66.64 | 8 | 5.24
2030 | RMPA_2_MAPP_US | RMPA | MAPP_US | External | Shoulder | B12 | 200 | 200 | 0 | 53.4 | 48.5 | 8 | 0
2030 | RMPA_2_MAPP_US | RMPA | MAPP_US | External | Shoulder | B13 | 600 | 200 | 0 | 53.4 | 42.5 | 8 | 0
2030 | RMPA_2_MAPP_US | RMPA | MAPP_US | External | Shoulder | B14 | 900 | 200 | 0 | 53.4 | 42.5 | 8 | 0
2030 | RMPA_2_MAPP_US | RMPA | MAPP_US | External | Shoulder | B15 | 1203 | 200 | 0 | 52.05 | 42.5 | 8 | 0
2030 | RMPA_2_MAPP_US | RMPA | MAPP_US | External | Summer | B1 | 10 | 200 | 0 | 78.67 | 83.49 | 8 | 0
2030 | RMPA_2_MAPP_US | RMPA | MAPP_US | External | Summer | B2 | 25 | 200 | 0 | 78.67 | 72.4 | 8 | 0
2030 | RMPA_2_MAPP_US | RMPA | MAPP_US | External | Summer | B3 | 75 | 200 | 0 | 78.67 | 72.4 | 8 | 0
2030 | RMPA_2_MAPP_US | RMPA | MAPP_US | External | Summer | B4 | 100 | 200 | 0 | 72.17 | 71.44 | 8 | 0
2030 | RMPA_2_MAPP_US | RMPA | MAPP_US | External | Summer | B5 | 200 | 200 | 0 | 66.8 | 67.8 | 8 | 0
2030 | RMPA_2_MAPP_US | RMPA | MAPP_US | External | Summer | B6 | 300 | 200 | 0 | 56.56 | 57.56 | 8 | 0
2030 | RMPA_2_MAPP_US | RMPA | MAPP_US | External | Summer | B7 | 400 | 200 | 0 | 51.28 | 45.85 | 8 | 0
2030 | RMPA_2_MAPP_US | RMPA | MAPP_US | External | Summer | B8 | 500 | 200 | 0 | 51.28 | 39.44 | 8 | 0
2030 | RMPA_2_MAPP_US | RMPA | MAPP_US | External | Summer | B9 | 800 | 200 | 0 | 50.47 | 39.44 | 8 | 0
2030 | RMPA_2_MAPP_US | RMPA | MAPP_US | External | Summer | B10 | 1262 | 200 | 0 | 48.59 | 35.69 | 8 | 0
2030 | RMPA_2_MAPP_US | RMPA | MAPP_US | External | Winter | B16 | 25 | 200 | 0 | 70.72 | 61.02 | 8 | 0
2030 | RMPA_2_MAPP_US | RMPA | MAPP_US | External | Winter | B17 | 100 | 200 | 0 | 57.33 | 48.25 | 8 | 0
2030 | RMPA_2_MAPP_US | RMPA | MAPP_US | External | Winter | B18 | 400 | 200 | 0 | 57.33 | 44.28 | 8 | 0
2030 | RMPA_2_MAPP_US | RMPA | MAPP_US | External | Winter | B19 | 700 | 200 | 0 | 57.33 | 44.28 | 8 | 0
2030 | RMPA_2_MAPP_US | RMPA | MAPP_US | External | Winter | B20 | 935 | 200 | 0 | 46.61 | 40.73 | 8 | 0
2030 | RMPA_2_NE | RMPA | NE | External | Shoulder | B11 | 25 | 310 | 310 | 53.4 | 73.64 | 8 | 12.24
2030 | RMPA_2_NE | RMPA | NE | External | Shoulder | B12 | 200 | 310 | 0 | 53.4 | 55.5 | 8 | 0
2030 | RMPA_2_NE | RMPA | NE | External | Shoulder | B13 | 600 | 310 | 0 | 53.4 | 49.5 | 8 | 0
2030 | RMPA_2_NE | RMPA | NE | External | Shoulder | B14 | 900 | 310 | 0 | 53.4 | 49.37 | 8 | 0
2030 | RMPA_2_NE | RMPA | NE | External | Shoulder | B15 | 1203 | 310 | 0 | 52.05 | 47.96 | 8 | 0
2030 | RMPA_2_NE | RMPA | NE | External | Summer | B1 | 10 | 310 | 0.02 | 78.67 | 85.49 | 8 | 0
2030 | RMPA_2_NE | RMPA | NE | External | Summer | B2 | 25 | 310 | 0 | 78.67 | 79.4 | 8 | 0
2030 | RMPA_2_NE | RMPA | NE | External | Summer | B3 | 75 | 310 | 0 | 78.67 | 79.4 | 8 | 0
2030 | RMPA_2_NE | RMPA | NE | External | Summer | B4 | 100 | 310 | 0 | 72.17 | 78.44 | 8 | 0
2030 | RMPA_2_NE | RMPA | NE | External | Summer | B5 | 200 | 310 | 69.63 | 66.8 | 74.8 | 8 | 0
2030 | RMPA_2_NE | RMPA | NE | External | Summer | B6 | 300 | 310 | 282.43 | 56.56 | 64.56 | 8 | 0
2030 | RMPA_2_NE | RMPA | NE | External | Summer | B7 | 400 | 310 | 0 | 51.28 | 52.85 | 8 | 0
2030 | RMPA_2_NE | RMPA | NE | External | Summer | B8 | 500 | 310 | 0 | 51.28 | 46.44 | 8 | 0
2030 | RMPA_2_NE | RMPA | NE | External | Summer | B9 | 800 | 310 | 0 | 50.47 | 46.44 | 8 | 0
2030 | RMPA_2_NE | RMPA | NE | External | Summer | B10 | 1262 | 310 | 0 | 48.59 | 42.69 | 8 | 0
2030 | RMPA_2_NE | RMPA | NE | External | Winter | B16 | 25 | 310 | 0 | 70.72 | 68.02 | 8 | 0
2030 | RMPA_2_NE | RMPA | NE | External | Winter | B17 | 100 | 310 | 0 | 57.33 | 52.66 | 8 | 0
2030 | RMPA_2_NE | RMPA | NE | External | Winter | B18 | 400 | 310 | 0 | 57.33 | 51.28 | 8 | 0
2030 | RMPA_2_NE | RMPA | NE | External | Winter | B19 | 700 | 310 | 0 | 57.33 | 51.16 | 8 | 0
2030 | RMPA_2_NE | RMPA | NE | External | Winter | B20 | 935 | 310 | 0 | 46.61 | 47.73 | 8 | 0
2030 | RMPA_2_SPP_N | RMPA | SPP_N | External | Shoulder | B11 | 25 | 210 | 210 | 53.4 | 76.07 | 8 | 14.67
2030 | RMPA_2_SPP_N | RMPA | SPP_N | External | Shoulder | B12 | 200 | 210 | 0 | 53.4 | 55.52 | 8 | 0
2030 | RMPA_2_SPP_N | RMPA | SPP_N | External | Shoulder | B13 | 600 | 210 | 0 | 53.4 | 49.51 | 8 | 0
2030 | RMPA_2_SPP_N | RMPA | SPP_N | External | Shoulder | B14 | 900 | 210 | 0 | 53.4 | 49.38 | 8 | 0
2030 | RMPA_2_SPP_N | RMPA | SPP_N | External | Shoulder | B15 | 1203 | 210 | 0 | 52.05 | 47.97 | 8 | 0
2030 | RMPA_2_SPP_N | RMPA | SPP_N | External | Summer | B1 | 10 | 210 | 0.02 | 78.67 | 85.5 | 8 | 0
2030 | RMPA_2_SPP_N | RMPA | SPP_N | External | Summer | B2 | 25 | 210 | 0 | 78.67 | 79.41 | 8 | 0
2030 | RMPA_2_SPP_N | RMPA | SPP_N | External | Summer | B3 | 75 | 210 | 0 | 78.67 | 79.41 | 8 | 0
2030 | RMPA_2_SPP_N | RMPA | SPP_N | External | Summer | B4 | 100 | 210 | 0 | 72.17 | 79.41 | 8 | 0
2030 | RMPA_2_SPP_N | RMPA | SPP_N | External | Summer | B5 | 200 | 210 | 209.9 | 66.8 | 74.82 | 8 | 0.01
2030 | RMPA_2_SPP_N | RMPA | SPP_N | External | Summer | B6 | 300 | 210 | 209.94 | 56.56 | 64.57 | 8 | 0.01
2030 | RMPA_2_SPP_N | RMPA | SPP_N | External | Summer | B7 | 400 | 210 | 0 | 51.28 | 54.07 | 8 | 0
2030 | RMPA_2_SPP_N | RMPA | SPP_N | External | Summer | B8 | 500 | 210 | 0 | 51.28 | 48.47 | 8 | 0
2030 | RMPA_2_SPP_N | RMPA | SPP_N | External | Summer | B9 | 800 | 210 | 0 | 50.47 | 46.45 | 8 | 0
2030 | RMPA_2_SPP_N | RMPA | SPP_N | External | Summer | B10 | 1262 | 210 | 0 | 48.59 | 44.9 | 8 | 0
2030 | RMPA_2_SPP_N | RMPA | SPP_N | External | Winter | B16 | 25 | 210 | 0 | 70.72 | 68.04 | 8 | 0
2030 | RMPA_2_SPP_N | RMPA | SPP_N | External | Winter | B17 | 100 | 210 | 0 | 57.33 | 52.67 | 8 | 0
2030 | RMPA_2_SPP_N | RMPA | SPP_N | External | Winter | B18 | 400 | 210 | 0 | 57.33 | 51.29 | 8 | 0
2030 | RMPA_2_SPP_N | RMPA | SPP_N | External | Winter | B19 | 700 | 210 | 0 | 57.33 | 51.17 | 8 | 0
2030 | RMPA_2_SPP_N | RMPA | SPP_N | External | Winter | B20 | 935 | 210 | 0 | 46.61 | 47.74 | 8 | 0
2030 | SPP_N_2_RMPA | SPP_N | RMPA | External | Shoulder | B11 | 25 | 210 | 0 | 76.07 | 53.4 | 5 | 0
2030 | SPP_N_2_RMPA | SPP_N | RMPA | External | Shoulder | B12 | 200 | 210 | 0 | 55.52 | 53.4 | 5 | 0
2030 | SPP_N_2_RMPA | SPP_N | RMPA | External | Shoulder | B13 | 600 | 210 | 0 | 49.51 | 53.4 | 5 | 0
2030 | SPP_N_2_RMPA | SPP_N | RMPA | External | Shoulder | B14 | 900 | 210 | 0 | 49.38 | 53.4 | 5 | 0
2030 | SPP_N_2_RMPA | SPP_N | RMPA | External | Shoulder | B15 | 1203 | 210 | 0 | 47.97 | 52.05 | 5 | 0
2030 | SPP_N_2_RMPA | SPP_N | RMPA | External | Summer | B1 | 10 | 210 | 0 | 85.5 | 78.67 | 5 | 0
2030 | SPP_N_2_RMPA | SPP_N | RMPA | External | Summer | B2 | 25 | 210 | 0 | 79.41 | 78.67 | 5 | 0
2030 | SPP_N_2_RMPA | SPP_N | RMPA | External | Summer | B3 | 75 | 210 | 0 | 79.41 | 78.67 | 5 | 0
2030 | SPP_N_2_RMPA | SPP_N | RMPA | External | Summer | B4 | 100 | 210 | 0 | 79.41 | 72.17 | 5 | 0
2030 | SPP_N_2_RMPA | SPP_N | RMPA | External | Summer | B5 | 200 | 210 | 0 | 74.82 | 66.8 | 5 | 0
2030 | SPP_N_2_RMPA | SPP_N | RMPA | External | Summer | B6 | 300 | 210 | 0 | 64.57 | 56.56 | 5 | 0
2030 | SPP_N_2_RMPA | SPP_N | RMPA | External | Summer | B7 | 400 | 210 | 0 | 54.07 | 51.28 | 5 | 0
2030 | SPP_N_2_RMPA | SPP_N | RMPA | External | Summer | B8 | 500 | 210 | 0 | 48.47 | 51.28 | 5 | 0
2030 | SPP_N_2_RMPA | SPP_N | RMPA | External | Summer | B9 | 800 | 210 | 0 | 46.45 | 50.47 | 5 | 0
2030 | SPP_N_2_RMPA | SPP_N | RMPA | External | Summer | B10 | 1262 | 210 | 0 | 44.9 | 48.59 | 5 | 0
2030 | SPP_N_2_RMPA | SPP_N | RMPA | External | Winter | B16 | 25 | 210 | 0 | 68.04 | 70.72 | 5 | 0
2030 | SPP_N_2_RMPA | SPP_N | RMPA | External | Winter | B17 | 100 | 210 | 0 | 52.67 | 57.33 | 5 | 0
2030 | SPP_N_2_RMPA | SPP_N | RMPA | External | Winter | B18 | 400 | 210 | 210 | 51.29 | 57.33 | 5 | 1.04
2030 | SPP_N_2_RMPA | SPP_N | RMPA | External | Winter | B19 | 700 | 210 | 210 | 51.17 | 57.33 | 5 | 1.16
2030 | SPP_N_2_RMPA | SPP_N | RMPA | External | Winter | B20 | 935 | 210 | 0 | 47.74 | 46.61 | 5 | 0
2030 | SPP_S_2_ERCOT | SPP_S | ERCOT | External | Shoulder | B11 | 25 | 800 | 0 | 69.41 | 70.04 | 5 | 0
2030 | SPP_S_2_ERCOT | SPP_S | ERCOT | External | Shoulder | B12 | 200 | 800 | 800 | 50.29 | 55.75 | 5 | 0.46
2030 | SPP_S_2_ERCOT | SPP_S | ERCOT | External | Shoulder | B13 | 600 | 800 | 0 | 49.5 | 47.87 | 5 | 0
2030 | SPP_S_2_ERCOT | SPP_S | ERCOT | External | Shoulder | B14 | 900 | 800 | 0 | 48.09 | 47.87 | 5 | 0
2030 | SPP_S_2_ERCOT | SPP_S | ERCOT | External | Shoulder | B15 | 1203 | 800 | 0 | 47.98 | 47.87 | 5 | 0
2030 | SPP_S_2_ERCOT | SPP_S | ERCOT | External | Summer | B1 | 10 | 800 | 0.01 | 77.07 | 79.8 | 5 | 0
2030 | SPP_S_2_ERCOT | SPP_S | ERCOT | External | Summer | B2 | 25 | 800 | 0 | 77.07 | 79.8 | 5 | 0
2030 | SPP_S_2_ERCOT | SPP_S | ERCOT | External | Summer | B3 | 75 | 800 | 0 | 75.95 | 73.5 | 5 | 0
2030 | SPP_S_2_ERCOT | SPP_S | ERCOT | External | Summer | B4 | 100 | 800 | 0 | 70.38 | 68.1 | 5 | 0
2030 | SPP_S_2_ERCOT | SPP_S | ERCOT | External | Summer | B5 | 200 | 800 | 0 | 67.58 | 68.1 | 5 | 0
2030 | SPP_S_2_ERCOT | SPP_S | ERCOT | External | Summer | B6 | 300 | 800 | 0 | 64.58 | 68.1 | 5 | 0
2030 | SPP_S_2_ERCOT | SPP_S | ERCOT | External | Summer | B7 | 400 | 800 | 800 | 54.08 | 68.1 | 5 | 9.02
2030 | SPP_S_2_ERCOT | SPP_S | ERCOT | External | Summer | B8 | 500 | 800 | 0 | 48.48 | 50.77 | 5 | 0
2030 | SPP_S_2_ERCOT | SPP_S | ERCOT | External | Summer | B9 | 800 | 800 | 0 | 46.46 | 46.56 | 5 | 0
2030 | SPP_S_2_ERCOT | SPP_S | ERCOT | External | Summer | B10 | 1262 | 800 | 0 | 46.36 | 46.56 | 5 | 0
2030 | SPP_S_2_ERCOT | SPP_S | ERCOT | External | Winter | B16 | 25 | 800 | 122.63 | 67.76 | 72.76 | 5 | 0
2030 | SPP_S_2_ERCOT | SPP_S | ERCOT | External | Winter | B17 | 100 | 800 | 0 | 52.68 | 54.36 | 5 | 0
2030 | SPP_S_2_ERCOT | SPP_S | ERCOT | External | Winter | B18 | 400 | 800 | 0 | 51.3 | 50.72 | 5 | 0
2030 | SPP_S_2_ERCOT | SPP_S | ERCOT | External | Winter | B19 | 700 | 800 | 0 | 51.18 | 50.72 | 5 | 0
2030 | SPP_S_2_ERCOT | SPP_S | ERCOT | External | Winter | B20 | 935 | 800 | 0 | 47.75 | 50.72 | 5 | 0
2035 | AZ_NM_SNV_Coal_2_SPP_S | AZ_NM_SNV_Coal | SPP_S | External | Shoulder | B11 | 25 | 400 | 0.02 | 69.84 | 77.37 | 8.17 | 0
2035 | AZ_NM_SNV_Coal_2_SPP_S | AZ_NM_SNV_Coal | SPP_S | External | Shoulder | B12 | 200 | 400 | 0 | 64.27 | 53.52 | 8.17 | 0
2035 | AZ_NM_SNV_Coal_2_SPP_S | AZ_NM_SNV_Coal | SPP_S | External | Shoulder | B13 | 600 | 400 | 0 | 64.25 | 53.52 | 8.17 | 0
2035 | AZ_NM_SNV_Coal_2_SPP_S | AZ_NM_SNV_Coal | SPP_S | External | Shoulder | B14 | 900 | 400 | 0 | 64.25 | 53.4 | 8.17 | 0
2035 | AZ_NM_SNV_Coal_2_SPP_S | AZ_NM_SNV_Coal | SPP_S | External | Shoulder | B15 | 1203 | 400 | 0 | 56.07 | 49.02 | 8.17 | 0
2035 | AZ_NM_SNV_Coal_2_SPP_S | AZ_NM_SNV_Coal | SPP_S | External | Summer | B1 | 10 | 400 | 0 | 101.54 | 74.74 | 8.17 | 0
2035 | AZ_NM_SNV_Coal_2_SPP_S | AZ_NM_SNV_Coal | SPP_S | External | Summer | B2 | 25 | 400 | 0 | 101.54 | 75.37 | 8.17 | 0
2035 | AZ_NM_SNV_Coal_2_SPP_S | AZ_NM_SNV_Coal | SPP_S | External | Summer | B3 | 75 | 400 | 0 | 101.54 | 79.69 | 8.17 | 0
2035 | AZ_NM_SNV_Coal_2_SPP_S | AZ_NM_SNV_Coal | SPP_S | External | Summer | B4 | 100 | 400 | 0 | 90.77 | 74.74 | 8.17 | 0
2035 | AZ_NM_SNV_Coal_2_SPP_S | AZ_NM_SNV_Coal | SPP_S | External | Summer | B5 | 200 | 400 | 0 | 84.35 | 74.74 | 8.17 | 0
2035 | AZ_NM_SNV_Coal_2_SPP_S | AZ_NM_SNV_Coal | SPP_S | External | Summer | B6 | 300 | 400 | 0 | 74.6 | 70.93 | 8.17 | 0
2035 | AZ_NM_SNV_Coal_2_SPP_S | AZ_NM_SNV_Coal | SPP_S | External | Summer | B7 | 400 | 400 | 0 | 68.36 | 58.23 | 8.17 | 0
2035 | AZ_NM_SNV_Coal_2_SPP_S | AZ_NM_SNV_Coal | SPP_S | External | Summer | B8 | 500 | 400 | 0 | 68.36 | 51.73 | 8.17 | 0
2035 | AZ_NM_SNV_Coal_2_SPP_S | AZ_NM_SNV_Coal | SPP_S | External | Summer | B9 | 800 | 400 | 0 | 68.13 | 51.61 | 8.17 | 0
2035 | AZ_NM_SNV_Coal_2_SPP_S | AZ_NM_SNV_Coal | SPP_S | External | Summer | B10 | 1262 | 400 | 0 | 57.22 | 47.43 | 8.17 | 0
2035 | AZ_NM_SNV_Coal_2_SPP_S | AZ_NM_SNV_Coal | SPP_S | External | Winter | B16 | 25 | 400 | 0 | 73.32 | 59.76 | 8.17 | 0
2035 | AZ_NM_SNV_Coal_2_SPP_S | AZ_NM_SNV_Coal | SPP_S | External | Winter | B17 | 100 | 400 | 0 | 68.71 | 57.13 | 8.17 | 0
2035 | AZ_NM_SNV_Coal_2_SPP_S | AZ_NM_SNV_Coal | SPP_S | External | Winter | B18 | 400 | 400 | 0 | 68.7 | 57 | 8.17 | 0
2035 | AZ_NM_SNV_Coal_2_SPP_S | AZ_NM_SNV_Coal | SPP_S | External | Winter | B19 | 700 | 400 | 0 | 68.7 | 53.26 | 8.17 | 0
2035 | AZ_NM_SNV_Coal_2_SPP_S | AZ_NM_SNV_Coal | SPP_S | External | Winter | B20 | 935 | 400 | 0 | 59.92 | 51.7 | 8.17 | 0
2035 | ERCOT_2_SPP_S | ERCOT | SPP_S | External | Shoulder | B11 | 25 | 800 | 0 | 78.16 | 77.37 | 8 | 0
2035 | ERCOT_2_SPP_S | ERCOT | SPP_S | External | Shoulder | B12 | 200 | 800 | 0 | 58.18 | 53.52 | 8 | 0
2035 | ERCOT_2_SPP_S | ERCOT | SPP_S | External | Shoulder | B13 | 600 | 800 | 0 | 53.32 | 53.52 | 8 | 0
2035 | ERCOT_2_SPP_S | ERCOT | SPP_S | External | Shoulder | B14 | 900 | 800 | 0 | 53.32 | 53.4 | 8 | 0
2035 | ERCOT_2_SPP_S | ERCOT | SPP_S | External | Shoulder | B15 | 1203 | 800 | 0 | 53.32 | 49.02 | 8 | 0
2035 | ERCOT_2_SPP_S | ERCOT | SPP_S | External | Summer | B1 | 10 | 800 | 0 | 88.33 | 74.74 | 8 | 0
2035 | ERCOT_2_SPP_S | ERCOT | SPP_S | External | Summer | B2 | 25 | 800 | 0 | 88.33 | 75.37 | 8 | 0
2035 | ERCOT_2_SPP_S | ERCOT | SPP_S | External | Summer | B3 | 75 | 800 | 0 | 75.93 | 79.69 | 8 | 0
2035 | ERCOT_2_SPP_S | ERCOT | SPP_S | External | Summer | B4 | 100 | 800 | 0 | 75.93 | 74.74 | 8 | 0
2035 | ERCOT_2_SPP_S | ERCOT | SPP_S | External | Summer | B5 | 200 | 800 | 0 | 75.93 | 74.74 | 8 | 0
2035 | ERCOT_2_SPP_S | ERCOT | SPP_S | External | Summer | B6 | 300 | 800 | 0 | 75.93 | 70.93 | 8 | 0
2035 | ERCOT_2_SPP_S | ERCOT | SPP_S | External | Summer | B7 | 400 | 800 | 0 | 66.94 | 58.23 | 8 | 0
2035 | ERCOT_2_SPP_S | ERCOT | SPP_S | External | Summer | B8 | 500 | 800 | 0 | 51.83 | 51.73 | 8 | 0
2035 | ERCOT_2_SPP_S | ERCOT | SPP_S | External | Summer | B9 | 800 | 800 | 0 | 51.83 | 51.61 | 8 | 0
2035 | ERCOT_2_SPP_S | ERCOT | SPP_S | External | Summer | B10 | 1262 | 800 | 0 | 51.83 | 47.43 | 8 | 0
2035 | ERCOT_2_SPP_S | ERCOT | SPP_S | External | Winter | B16 | 25 | 800 | 0 | 64.76 | 59.76 | 8 | 0
2035 | ERCOT_2_SPP_S | ERCOT | SPP_S | External | Winter | B17 | 100 | 800 | 0 | 58.92 | 57.13 | 8 | 0
2035 | ERCOT_2_SPP_S | ERCOT | SPP_S | External | Winter | B18 | 400 | 800 | 0 | 56.47 | 57 | 8 | 0
2035 | ERCOT_2_SPP_S | ERCOT | SPP_S | External | Winter | B19 | 700 | 800 | 0 | 56.47 | 53.26 | 8 | 0
2035 | ERCOT_2_SPP_S | ERCOT | SPP_S | External | Winter | B20 | 935 | 800 | 0 | 56.47 | 51.7 | 8 | 0
2035 | MAPP_US_2_RMPA | MAPP_US | RMPA | External | Shoulder | B11 | 25 | 200 | 0 | 71.16 | 59.27 | 8 | 0
2035 | MAPP_US_2_RMPA | MAPP_US | RMPA | External | Shoulder | B12 | 200 | 200 | 0 | 55.15 | 59.27 | 8 | 0
2035 | MAPP_US_2_RMPA | MAPP_US | RMPA | External | Shoulder | B13 | 600 | 200 | 200 | 46.96 | 58.87 | 8 | 3.91
2035 | MAPP_US_2_RMPA | MAPP_US | RMPA | External | Shoulder | B14 | 900 | 200 | 200 | 46.96 | 58.4 | 8 | 3.44
2035 | MAPP_US_2_RMPA | MAPP_US | RMPA | External | Shoulder | B15 | 1203 | 200 | 94.66 | 46.02 | 54.02 | 8 | 0
2035 | MAPP_US_2_RMPA | MAPP_US | RMPA | External | Summer | B1 | 10 | 200 | 0 | 94.41 | 86.76 | 8 | 0
2035 | MAPP_US_2_RMPA | MAPP_US | RMPA | External | Summer | B2 | 25 | 200 | 0 | 80.53 | 86.76 | 8 | 0
2035 | MAPP_US_2_RMPA | MAPP_US | RMPA | External | Summer | B3 | 75 | 200 | 0 | 80.53 | 86.76 | 8 | 0
2035 | MAPP_US_2_RMPA | MAPP_US | RMPA | External | Summer | B4 | 100 | 200 | 0 | 80.53 | 79.53 | 8 | 0
2035 | MAPP_US_2_RMPA | MAPP_US | RMPA | External | Summer | B5 | 200 | 200 | 0 | 77.55 | 72.4 | 8 | 0
2035 | MAPP_US_2_RMPA | MAPP_US | RMPA | External | Summer | B6 | 300 | 200 | 0 | 62.6 | 61.6 | 8 | 0
2035 | MAPP_US_2_RMPA | MAPP_US | RMPA | External | Summer | B7 | 400 | 200 | 0 | 49.06 | 56.9 | 8 | 0
2035 | MAPP_US_2_RMPA | MAPP_US | RMPA | External | Summer | B8 | 500 | 200 | 200 | 43.3 | 56.9 | 8 | 5.6
2035 | MAPP_US_2_RMPA | MAPP_US | RMPA | External | Summer | B9 | 800 | 200 | 200 | 43.3 | 56.07 | 8 | 4.77
2035 | MAPP_US_2_RMPA | MAPP_US | RMPA | External | Summer | B10 | 1262 | 200 | 200 | 36.91 | 49.05 | 8 | 4.14
2035 | MAPP_US_2_RMPA | MAPP_US | RMPA | External | Winter | B16 | 25 | 200 | 0 | 70.82 | 76.86 | 8 | 0
2035 | MAPP_US_2_RMPA | MAPP_US | RMPA | External | Winter | B17 | 100 | 200 | 0 | 56.7 | 63.7 | 8 | 0
2035 | MAPP_US_2_RMPA | MAPP_US | RMPA | External | Winter | B18 | 400 | 200 | 200 | 50.63 | 61.98 | 8 | 3.34
2035 | MAPP_US_2_RMPA | MAPP_US | RMPA | External | Winter | B19 | 700 | 200 | 200 | 50.63 | 60.53 | 8 | 1.9
2035 | MAPP_US_2_RMPA | MAPP_US | RMPA | External | Winter | B20 | 935 | 200 | 110.3 | 42.43 | 50.43 | 8 | 0
2035 | NE_2_RMPA | NE | RMPA | External | Shoulder | B11 | 25 | 310 | 0 | 78.16 | 59.27 | 5 | 0
2035 | NE_2_RMPA | NE | RMPA | External | Shoulder | B12 | 200 | 310 | 0 | 58.15 | 59.27 | 5 | 0
2035 | NE_2_RMPA | NE | RMPA | External | Shoulder | B13 | 600 | 310 | 0 | 53.96 | 58.87 | 5 | 0
2035 | NE_2_RMPA | NE | RMPA | External | Shoulder | B14 | 900 | 310 | 122.93 | 53.4 | 58.4 | 5 | 0
2035 | NE_2_RMPA | NE | RMPA | External | Shoulder | B15 | 1203 | 310 | 199.89 | 49.02 | 54.02 | 5 | 0
2035 | NE_2_RMPA | NE | RMPA | External | Summer | B1 | 10 | 310 | 0 | 96.41 | 86.76 | 5 | 0
2035 | NE_2_RMPA | NE | RMPA | External | Summer | B2 | 25 | 310 | 0 | 87.53 | 86.76 | 5 | 0
2035 | NE_2_RMPA | NE | RMPA | External | Summer | B3 | 75 | 310 | 0 | 87.53 | 86.76 | 5 | 0
2035 | NE_2_RMPA | NE | RMPA | External | Summer | B4 | 100 | 310 | 0 | 87.53 | 79.53 | 5 | 0
2035 | NE_2_RMPA | NE | RMPA | External | Summer | B5 | 200 | 310 | 0 | 84.55 | 72.4 | 5 | 0
2035 | NE_2_RMPA | NE | RMPA | External | Summer | B6 | 300 | 310 | 0 | 69.6 | 61.6 | 5 | 0
2035 | NE_2_RMPA | NE | RMPA | External | Summer | B7 | 400 | 310 | 0 | 56.06 | 56.9 | 5 | 0
2035 | NE_2_RMPA | NE | RMPA | External | Summer | B8 | 500 | 310 | 310 | 50.3 | 56.9 | 5 | 1.6
2035 | NE_2_RMPA | NE | RMPA | External | Summer | B9 | 800 | 310 | 310 | 50.3 | 56.07 | 5 | 0.77
2035 | NE_2_RMPA | NE | RMPA | External | Summer | B10 | 1262 | 310 | 310 | 43.42 | 49.05 | 5 | 0.63
2035 | NE_2_RMPA | NE | RMPA | External | Winter | B16 | 25 | 310 | 0 | 77.82 | 76.86 | 5 | 0
2035 | NE_2_RMPA | NE | RMPA | External | Winter | B17 | 100 | 310 | 252.62 | 58.7 | 63.7 | 5 | 0
2035 | NE_2_RMPA | NE | RMPA | External | Winter | B18 | 400 | 310 | 235.42 | 56.98 | 61.98 | 5 | 0
2035 | NE_2_RMPA | NE | RMPA | External | Winter | B19 | 700 | 310 | 310 | 53.25 | 60.53 | 5 | 2.29
2035 | NE_2_RMPA | NE | RMPA | External | Winter | B20 | 935 | 310 | 0 | 48.11 | 50.43 | 5 | 0
2035 | NWPP_Coal_2_MAPP_US | NWPP_Coal | MAPP_US | External | Shoulder | B11 | 25 | 150 | 0.01 | 64.24 | 71.16 | 8 | 0
2035 | NWPP_Coal_2_MAPP_US | NWPP_Coal | MAPP_US | External | Shoulder | B12 | 200 | 150 | 0 | 64.24 | 55.15 | 8 | 0
2035 | NWPP_Coal_2_MAPP_US | NWPP_Coal | MAPP_US | External | Shoulder | B13 | 600 | 150 | 0 | 64.24 | 46.96 | 8 | 0
2035 | NWPP_Coal_2_MAPP_US | NWPP_Coal | MAPP_US | External | Shoulder | B14 | 900 | 150 | 0 | 64.24 | 46.96 | 8 | 0
2035 | NWPP_Coal_2_MAPP_US | NWPP_Coal | MAPP_US | External | Shoulder | B15 | 1203 | 150 | 0 | 64.24 | 46.02 | 8 | 0
2035 | NWPP_Coal_2_MAPP_US | NWPP_Coal | MAPP_US | External | Summer | B1 | 10 | 150 | 150 | 64.24 | 94.41 | 8 | 22.17
2035 | NWPP_Coal_2_MAPP_US | NWPP_Coal | MAPP_US | External | Summer | B2 | 25 | 150 | 150 | 64.24 | 80.53 | 8 | 8.3
2035 | NWPP_Coal_2_MAPP_US | NWPP_Coal | MAPP_US | External | Summer | B3 | 75 | 150 | 150 | 64.24 | 80.53 | 8 | 8.29
2035 | NWPP_Coal_2_MAPP_US | NWPP_Coal | MAPP_US | External | Summer | B4 | 100 | 150 | 150 | 64.24 | 80.53 | 8 | 8.29
2035 | NWPP_Coal_2_MAPP_US | NWPP_Coal | MAPP_US | External | Summer | B5 | 200 | 150 | 150 | 64.24 | 77.55 | 8 | 5.31
2035 | NWPP_Coal_2_MAPP_US | NWPP_Coal | MAPP_US | External | Summer | B6 | 300 | 150 | 0 | 64.24 | 62.6 | 8 | 0
2035 | NWPP_Coal_2_MAPP_US | NWPP_Coal | MAPP_US | External | Summer | B7 | 400 | 150 | 0 | 64.24 | 49.06 | 8 | 0
2035 | NWPP_Coal_2_MAPP_US | NWPP_Coal | MAPP_US | External | Summer | B8 | 500 | 150 | 0 | 64.24 | 43.3 | 8 | 0
2035 | NWPP_Coal_2_MAPP_US | NWPP_Coal | MAPP_US | External | Summer | B9 | 800 | 150 | 0 | 64.24 | 43.3 | 8 | 0
2035 | NWPP_Coal_2_MAPP_US | NWPP_Coal | MAPP_US | External | Summer | B10 | 1262 | 150 | 0 | 64.24 | 36.91 | 8 | 0
2035 | NWPP_Coal_2_MAPP_US | NWPP_Coal | MAPP_US | External | Winter | B16 | 25 | 150 | 0 | 68.7 | 70.82 | 8 | 0
2035 | NWPP_Coal_2_MAPP_US | NWPP_Coal | MAPP_US | External | Winter | B17 | 100 | 150 | 0 | 68.7 | 56.7 | 8 | 0
2035 | NWPP_Coal_2_MAPP_US | NWPP_Coal | MAPP_US | External | Winter | B18 | 400 | 150 | 0 | 68.7 | 50.63 | 8 | 0
2035 | NWPP_Coal_2_MAPP_US | NWPP_Coal | MAPP_US | External | Winter | B19 | 700 | 150 | 0 | 68.7 | 50.63 | 8 | 0
2035 | NWPP_Coal_2_MAPP_US | NWPP_Coal | MAPP_US | External | Winter | B20 | 935 | 150 | 0 | 68.7 | 42.43 | 8 | 0
2035 | RMPA_2_MAPP_US | RMPA | MAPP_US | External | Shoulder | B11 | 25 | 200 | 200 | 59.27 | 71.16 | 8 | 3.9
2035 | RMPA_2_MAPP_US | RMPA | MAPP_US | External | Shoulder | B12 | 200 | 200 | 0 | 59.27 | 55.15 | 8 | 0
2035 | RMPA_2_MAPP_US | RMPA | MAPP_US | External | Shoulder | B13 | 600 | 200 | 0 | 58.87 | 46.96 | 8 | 0
2035 | RMPA_2_MAPP_US | RMPA | MAPP_US | External | Shoulder | B14 | 900 | 200 | 0 | 58.4 | 46.96 | 8 | 0
2035 | RMPA_2_MAPP_US | RMPA | MAPP_US | External | Shoulder | B15 | 1203 | 200 | 0 | 54.02 | 46.02 | 8 | 0
2035 | RMPA_2_MAPP_US | RMPA | MAPP_US | External | Summer | B1 | 10 | 200 | 0.1 | 86.76 | 94.41 | 8 | 0
2035 | RMPA_2_MAPP_US | RMPA | MAPP_US | External | Summer | B2 | 25 | 200 | 0 | 86.76 | 80.53 | 8 | 0
2035 | RMPA_2_MAPP_US | RMPA | MAPP_US | External | Summer | B3 | 75 | 200 | 0 | 86.76 | 80.53 | 8 | 0
2035 | RMPA_2_MAPP_US | RMPA | MAPP_US | External | Summer | B4 | 100 | 200 | 0 | 79.53 | 80.53 | 8 | 0
2035 | RMPA_2_MAPP_US | RMPA | MAPP_US | External | Summer | B5 | 200 | 200 | 0 | 72.4 | 77.55 | 8 | 0
2035 | RMPA_2_MAPP_US | RMPA | MAPP_US | External | Summer | B6 | 300 | 200 | 0 | 61.6 | 62.6 | 8 | 0
2035 | RMPA_2_MAPP_US | RMPA | MAPP_US | External | Summer | B7 | 400 | 200 | 0 | 56.9 | 49.06 | 8 | 0
2035 | RMPA_2_MAPP_US | RMPA | MAPP_US | External | Summer | B8 | 500 | 200 | 0 | 56.9 | 43.3 | 8 | 0
2035 | RMPA_2_MAPP_US | RMPA | MAPP_US | External | Summer | B9 | 800 | 200 | 0 | 56.07 | 43.3 | 8 | 0
2035 | RMPA_2_MAPP_US | RMPA | MAPP_US | External | Summer | B10 | 1262 | 200 | 0 | 49.05 | 36.91 | 8 | 0
2035 | RMPA_2_MAPP_US | RMPA | MAPP_US | External | Winter | B16 | 25 | 200 | 0 | 76.86 | 70.82 | 8 | 0
2035 | RMPA_2_MAPP_US | RMPA | MAPP_US | External | Winter | B17 | 100 | 200 | 0 | 63.7 | 56.7 | 8 | 0
2035 | RMPA_2_MAPP_US | RMPA | MAPP_US | External | Winter | B18 | 400 | 200 | 0 | 61.98 | 50.63 | 8 | 0
2035 | RMPA_2_MAPP_US | RMPA | MAPP_US | External | Winter | B19 | 700 | 200 | 0 | 60.53 | 50.63 | 8 | 0
2035 | RMPA_2_MAPP_US | RMPA | MAPP_US | External | Winter | B20 | 935 | 200 | 0 | 50.43 | 42.43 | 8 | 0
2035 | RMPA_2_NE | RMPA | NE | External | Shoulder | B11 | 25 | 310 | 310 | 59.27 | 78.16 | 8 | 10.9
2035 | RMPA_2_NE | RMPA | NE | External | Shoulder | B12 | 200 | 310 | 0 | 59.27 | 58.15 | 8 | 0
2035 | RMPA_2_NE | RMPA | NE | External | Shoulder | B13 | 600 | 310 | 0 | 58.87 | 53.96 | 8 | 0
2035 | RMPA_2_NE | RMPA | NE | External | Shoulder | B14 | 900 | 310 | 0 | 58.4 | 53.4 | 8 | 0
2035 | RMPA_2_NE | RMPA | NE | External | Shoulder | B15 | 1203 | 310 | 0 | 54.02 | 49.02 | 8 | 0
2035 | RMPA_2_NE | RMPA | NE | External | Summer | B1 | 10 | 310 | 309.98 | 86.76 | 96.41 | 8 | 1.65
2035 | RMPA_2_NE | RMPA | NE | External | Summer | B2 | 25 | 310 | 0 | 86.76 | 87.53 | 8 | 0
2035 | RMPA_2_NE | RMPA | NE | External | Summer | B3 | 75 | 310 | 0 | 86.76 | 87.53 | 8 | 0
2035 | RMPA_2_NE | RMPA | NE | External | Summer | B4 | 100 | 310 | 65.94 | 79.53 | 87.53 | 8 | 0
2035 | RMPA_2_NE | RMPA | NE | External | Summer | B5 | 200 | 310 | 310 | 72.4 | 84.55 | 8 | 4.15
2035 | RMPA_2_NE | RMPA | NE | External | Summer | B6 | 300 | 310 | 178.34 | 61.6 | 69.6 | 8 | 0
2035 | RMPA_2_NE | RMPA | NE | External | Summer | B7 | 400 | 310 | 0 | 56.9 | 56.06 | 8 | 0
2035 | RMPA_2_NE | RMPA | NE | External | Summer | B8 | 500 | 310 | 0 | 56.9 | 50.3 | 8 | 0
2035 | RMPA_2_NE | RMPA | NE | External | Summer | B9 | 800 | 310 | 0 | 56.07 | 50.3 | 8 | 0
2035 | RMPA_2_NE | RMPA | NE | External | Summer | B10 | 1262 | 310 | 0 | 49.05 | 43.42 | 8 | 0
2035 | RMPA_2_NE | RMPA | NE | External | Winter | B16 | 25 | 310 | 0 | 76.86 | 77.82 | 8 | 0
2035 | RMPA_2_NE | RMPA | NE | External | Winter | B17 | 100 | 310 | 0 | 63.7 | 58.7 | 8 | 0
2035 | RMPA_2_NE | RMPA | NE | External | Winter | B18 | 400 | 310 | 0 | 61.98 | 56.98 | 8 | 0
2035 | RMPA_2_NE | RMPA | NE | External | Winter | B19 | 700 | 310 | 0 | 60.53 | 53.25 | 8 | 0
2035 | RMPA_2_NE | RMPA | NE | External | Winter | B20 | 935 | 310 | 0 | 50.43 | 48.11 | 8 | 0
2035 | RMPA_2_SPP_N | RMPA | SPP_N | External | Shoulder | B11 | 25 | 210 | 210 | 59.27 | 85.16 | 8 | 17.9
2035 | RMPA_2_SPP_N | RMPA | SPP_N | External | Shoulder | B12 | 200 | 210 | 0 | 59.27 | 58.17 | 8 | 0
2035 | RMPA_2_SPP_N | RMPA | SPP_N | External | Shoulder | B13 | 600 | 210 | 0 | 58.87 | 53.97 | 8 | 0
2035 | RMPA_2_SPP_N | RMPA | SPP_N | External | Shoulder | B14 | 900 | 210 | 0 | 58.4 | 53.41 | 8 | 0
2035 | RMPA_2_SPP_N | RMPA | SPP_N | External | Shoulder | B15 | 1203 | 210 | 0 | 54.02 | 49.03 | 8 | 0
2035 | RMPA_2_SPP_N | RMPA | SPP_N | External | Summer | B1 | 10 | 210 | 209.98 | 86.76 | 96.42 | 8 | 1.67
2035 | RMPA_2_SPP_N | RMPA | SPP_N | External | Summer | B2 | 25 | 210 | 0 | 86.76 | 88.32 | 8 | 0
2035 | RMPA_2_SPP_N | RMPA | SPP_N | External | Summer | B3 | 75 | 210 | 0 | 86.76 | 88.32 | 8 | 0
2035 | RMPA_2_SPP_N | RMPA | SPP_N | External | Summer | B4 | 100 | 210 | 209.76 | 79.53 | 87.55 | 8 | 0.01
2035 | RMPA_2_SPP_N | RMPA | SPP_N | External | Summer | B5 | 200 | 210 | 210 | 72.4 | 85.45 | 8 | 5.04
2035 | RMPA_2_SPP_N | RMPA | SPP_N | External | Summer | B6 | 300 | 210 | 210 | 61.6 | 70.92 | 8 | 1.32
2035 | RMPA_2_SPP_N | RMPA | SPP_N | External | Summer | B7 | 400 | 210 | 0 | 56.9 | 58.24 | 8 | 0
2035 | RMPA_2_SPP_N | RMPA | SPP_N | External | Summer | B8 | 500 | 210 | 0 | 56.9 | 51.74 | 8 | 0
2035 | RMPA_2_SPP_N | RMPA | SPP_N | External | Summer | B9 | 800 | 210 | 0 | 56.07 | 51.6 | 8 | 0
2035 | RMPA_2_SPP_N | RMPA | SPP_N | External | Summer | B10 | 1262 | 210 | 0 | 49.05 | 47.41 | 8 | 0
2035 | RMPA_2_SPP_N | RMPA | SPP_N | External | Winter | B16 | 25 | 210 | 0 | 76.86 | 77.83 | 8 | 0
2035 | RMPA_2_SPP_N | RMPA | SPP_N | External | Winter | B17 | 100 | 210 | 0 | 63.7 | 58.71 | 8 | 0
2035 | RMPA_2_SPP_N | RMPA | SPP_N | External | Winter | B18 | 400 | 210 | 0 | 61.98 | 56.99 | 8 | 0
2035 | RMPA_2_SPP_N | RMPA | SPP_N | External | Winter | B19 | 700 | 210 | 0 | 60.53 | 53.26 | 8 | 0
2035 | RMPA_2_SPP_N | RMPA | SPP_N | External | Winter | B20 | 935 | 210 | 0 | 50.43 | 51.69 | 8 | 0
2035 | SPP_N_2_RMPA | SPP_N | RMPA | External | Shoulder | B11 | 25 | 210 | 0 | 85.16 | 59.27 | 5 | 0
2035 | SPP_N_2_RMPA | SPP_N | RMPA | External | Shoulder | B12 | 200 | 210 | 0 | 58.17 | 59.27 | 5 | 0
2035 | SPP_N_2_RMPA | SPP_N | RMPA | External | Shoulder | B13 | 600 | 210 | 0 | 53.97 | 58.87 | 5 | 0
2035 | SPP_N_2_RMPA | SPP_N | RMPA | External | Shoulder | B14 | 900 | 210 | 0.03 | 53.41 | 58.4 | 5 | 0
2035 | SPP_N_2_RMPA | SPP_N | RMPA | External | Shoulder | B15 | 1203 | 210 | 0.02 | 49.03 | 54.02 | 5 | 0
2035 | SPP_N_2_RMPA | SPP_N | RMPA | External | Summer | B1 | 10 | 210 | 0 | 96.42 | 86.76 | 5 | 0
2035 | SPP_N_2_RMPA | SPP_N | RMPA | External | Summer | B2 | 25 | 210 | 0 | 88.32 | 86.76 | 5 | 0
2035 | SPP_N_2_RMPA | SPP_N | RMPA | External | Summer | B3 | 75 | 210 | 0 | 88.32 | 86.76 | 5 | 0
2035 | SPP_N_2_RMPA | SPP_N | RMPA | External | Summer | B4 | 100 | 210 | 0 | 87.55 | 79.53 | 5 | 0
2035 | SPP_N_2_RMPA | SPP_N | RMPA | External | Summer | B5 | 200 | 210 | 0 | 85.45 | 72.4 | 5 | 0
2035 | SPP_N_2_RMPA | SPP_N | RMPA | External | Summer | B6 | 300 | 210 | 0 | 70.92 | 61.6 | 5 | 0
2035 | SPP_N_2_RMPA | SPP_N | RMPA | External | Summer | B7 | 400 | 210 | 0 | 58.24 | 56.9 | 5 | 0
2035 | SPP_N_2_RMPA | SPP_N | RMPA | External | Summer | B8 | 500 | 210 | 210 | 51.74 | 56.9 | 5 | 0.16
2035 | SPP_N_2_RMPA | SPP_N | RMPA | External | Summer | B9 | 800 | 210 | 0 | 51.6 | 56.07 | 5 | 0
2035 | SPP_N_2_RMPA | SPP_N | RMPA | External | Summer | B10 | 1262 | 210 | 0 | 47.41 | 49.05 | 5 | 0
2035 | SPP_N_2_RMPA | SPP_N | RMPA | External | Winter | B16 | 25 | 210 | 0 | 77.83 | 76.86 | 5 | 0
2035 | SPP_N_2_RMPA | SPP_N | RMPA | External | Winter | B17 | 100 | 210 | 0.25 | 58.71 | 63.7 | 5 | 0
2035 | SPP_N_2_RMPA | SPP_N | RMPA | External | Winter | B18 | 400 | 210 | 0.06 | 56.99 | 61.98 | 5 | 0
2035 | SPP_N_2_RMPA | SPP_N | RMPA | External | Winter | B19 | 700 | 210 | 210 | 53.26 | 60.53 | 5 | 2.27
2035 | SPP_N_2_RMPA | SPP_N | RMPA | External | Winter | B20 | 935 | 210 | 0 | 51.69 | 50.43 | 5 | 0
2035 | SPP_S_2_ERCOT | SPP_S | ERCOT | External | Shoulder | B11 | 25 | 800 | 0 | 77.37 | 78.16 | 5 | 0
2035 | SPP_S_2_ERCOT | SPP_S | ERCOT | External | Shoulder | B12 | 200 | 800 | 0 | 53.52 | 58.18 | 5 | 0
2035 | SPP_S_2_ERCOT | SPP_S | ERCOT | External | Shoulder | B13 | 600 | 800 | 0 | 53.52 | 53.32 | 5 | 0
2035 | SPP_S_2_ERCOT | SPP_S | ERCOT | External | Shoulder | B14 | 900 | 800 | 0 | 53.4 | 53.32 | 5 | 0
2035 | SPP_S_2_ERCOT | SPP_S | ERCOT | External | Shoulder | B15 | 1203 | 800 | 0 | 49.02 | 53.32 | 5 | 0
2035 | SPP_S_2_ERCOT | SPP_S | ERCOT | External | Summer | B1 | 10 | 800 | 800 | 74.74 | 88.33 | 5 | 8.58
2035 | SPP_S_2_ERCOT | SPP_S | ERCOT | External | Summer | B2 | 25 | 800 | 800 | 75.37 | 88.33 | 5 | 7.95
2035 | SPP_S_2_ERCOT | SPP_S | ERCOT | External | Summer | B3 | 75 | 800 | 0 | 79.69 | 75.93 | 5 | 0
2035 | SPP_S_2_ERCOT | SPP_S | ERCOT | External | Summer | B4 | 100 | 800 | 0 | 74.74 | 75.93 | 5 | 0
2035 | SPP_S_2_ERCOT | SPP_S | ERCOT | External | Summer | B5 | 200 | 800 | 0 | 74.74 | 75.93 | 5 | 0
2035 | SPP_S_2_ERCOT | SPP_S | ERCOT | External | Summer | B6 | 300 | 800 | 150.23 | 70.93 | 75.93 | 5 | 0
2035 | SPP_S_2_ERCOT | SPP_S | ERCOT | External | Summer | B7 | 400 | 800 | 800 | 58.23 | 66.94 | 5 | 3.71
2035 | SPP_S_2_ERCOT | SPP_S | ERCOT | External | Summer | B8 | 500 | 800 | 0 | 51.73 | 51.83 | 5 | 0
2035 | SPP_S_2_ERCOT | SPP_S | ERCOT | External | Summer | B9 | 800 | 800 | 0 | 51.61 | 51.83 | 5 | 0
2035 | SPP_S_2_ERCOT | SPP_S | ERCOT | External | Summer | B10 | 1262 | 800 | 0 | 47.43 | 51.83 | 5 | 0
2035 | SPP_S_2_ERCOT | SPP_S | ERCOT | External | Winter | B16 | 25 | 800 | 763.58 | 59.76 | 64.76 | 5 | 0
2035 | SPP_S_2_ERCOT | SPP_S | ERCOT | External | Winter | B17 | 100 | 800 | 0 | 57.13 | 58.92 | 5 | 0
2035 | SPP_S_2_ERCOT | SPP_S | ERCOT | External | Winter | B18 | 400 | 800 | 0 | 57 | 56.47 | 5 | 0
2035 | SPP_S_2_ERCOT | SPP_S | ERCOT | External | Winter | B19 | 700 | 800 | 0 | 53.26 | 56.47 | 5 | 0
2035 | SPP_S_2_ERCOT | SPP_S | ERCOT | External | Winter | B20 | 935 | 800 | 0 | 51.7 | 56.47 | 5 | 0
2040 | AZ_NM_SNV_Coal_2_SPP_S | AZ_NM_SNV_Coal | SPP_S | External | Shoulder | B11 | 25 | 400 | 0 | 78.33 | 67.18 | 8.17 | 0
2040 | AZ_NM_SNV_Coal_2_SPP_S | AZ_NM_SNV_Coal | SPP_S | External | Shoulder | B12 | 200 | 400 | 0 | 70.17 | 59.25 | 8.17 | 0
2040 | AZ_NM_SNV_Coal_2_SPP_S | AZ_NM_SNV_Coal | SPP_S | External | Shoulder | B13 | 600 | 400 | 0 | 70.16 | 59.25 | 8.17 | 0
2040 | AZ_NM_SNV_Coal_2_SPP_S | AZ_NM_SNV_Coal | SPP_S | External | Shoulder | B14 | 900 | 400 | 0 | 65.96 | 54.25 | 8.17 | 0
2040 | AZ_NM_SNV_Coal_2_SPP_S | AZ_NM_SNV_Coal | SPP_S | External | Shoulder | B15 | 1203 | 400 | 0 | 61.35 | 53.79 | 8.17 | 0
2040 | AZ_NM_SNV_Coal_2_SPP_S | AZ_NM_SNV_Coal | SPP_S | External | Summer | B1 | 10 | 400 | 0 | 126.85 | 67.26 | 8.17 | 0
2040 | AZ_NM_SNV_Coal_2_SPP_S | AZ_NM_SNV_Coal | SPP_S | External | Summer | B2 | 25 | 400 | 0 | 117.69 | 83.11 | 8.17 | 0
2040 | AZ_NM_SNV_Coal_2_SPP_S | AZ_NM_SNV_Coal | SPP_S | External | Summer | B3 | 75 | 400 | 0 | 117.69 | 83.82 | 8.17 | 0
2040 | AZ_NM_SNV_Coal_2_SPP_S | AZ_NM_SNV_Coal | SPP_S | External | Summer | B4 | 100 | 400 | 0 | 117.69 | 83.11 | 8.17 | 0
2040 | AZ_NM_SNV_Coal_2_SPP_S | AZ_NM_SNV_Coal | SPP_S | External | Summer | B5 | 200 | 400 | 0 | 86.7 | 83.11 | 8.17 | 0
2040 | AZ_NM_SNV_Coal_2_SPP_S | AZ_NM_SNV_Coal | SPP_S | External | Summer | B6 | 300 | 400 | 0 | 79.48 | 75.37 | 8.17 | 0
2040 | AZ_NM_SNV_Coal_2_SPP_S | AZ_NM_SNV_Coal | SPP_S | External | Summer | B7 | 400 | 400 | 0 | 79.45 | 60.08 | 8.17 | 0
2040 | AZ_NM_SNV_Coal_2_SPP_S | AZ_NM_SNV_Coal | SPP_S | External | Summer | B8 | 500 | 400 | 0 | 79.25 | 57.43 | 8.17 | 0
2040 | AZ_NM_SNV_Coal_2_SPP_S | AZ_NM_SNV_Coal | SPP_S | External | Summer | B9 | 800 | 400 | 0 | 78.33 | 57.21 | 8.17 | 0
2040 | AZ_NM_SNV_Coal_2_SPP_S | AZ_NM_SNV_Coal | SPP_S | External | Summer | B10 | 1262 | 400 | 0 | 59.12 | 52.51 | 8.17 | 0
2040 | AZ_NM_SNV_Coal_2_SPP_S | AZ_NM_SNV_Coal | SPP_S | External | Winter | B16 | 25 | 400 | 0 | 85 | 63.42 | 8.17 | 0
2040 | AZ_NM_SNV_Coal_2_SPP_S | AZ_NM_SNV_Coal | SPP_S | External | Winter | B17 | 100 | 400 | 0 | 75.23 | 63.27 | 8.17 | 0
2040 | AZ_NM_SNV_Coal_2_SPP_S | AZ_NM_SNV_Coal | SPP_S | External | Winter | B18 | 400 | 400 | 0 | 73.8 | 60.68 | 8.17 | 0
2040 | AZ_NM_SNV_Coal_2_SPP_S | AZ_NM_SNV_Coal | SPP_S | External | Winter | B19 | 700 | 400 | 0 | 70.34 | 58.03 | 8.17 | 0
2040 | AZ_NM_SNV_Coal_2_SPP_S | AZ_NM_SNV_Coal | SPP_S | External | Winter | B20 | 935 | 400 | 0 | 66.04 | 50.43 | 8.17 | 0
2040 | ERCOT_2_SPP_S | ERCOT | SPP_S | External | Shoulder | B11 | 25 | 800 | 0 | 86.87 | 67.18 | 8 | 0
2040 | ERCOT_2_SPP_S | ERCOT | SPP_S | External | Shoulder | B12 | 200 | 800 | 0 | 64.6 | 59.25 | 8 | 0
2040 | ERCOT_2_SPP_S | ERCOT | SPP_S | External | Shoulder | B13 | 600 | 800 | 0 | 59.18 | 59.25 | 8 | 0
2040 | ERCOT_2_SPP_S | ERCOT | SPP_S | External | Shoulder | B14 | 900 | 800 | 0 | 59.18 | 54.25 | 8 | 0
2040 | ERCOT_2_SPP_S | ERCOT | SPP_S | External | Shoulder | B15 | 1203 | 800 | 0 | 59.18 | 53.79 | 8 | 0
2040 | ERCOT_2_SPP_S | ERCOT | SPP_S | External | Summer | B1 | 10 | 800 | 0 | 97.53 | 67.26 | 8 | 0
2040 | ERCOT_2_SPP_S | ERCOT | SPP_S | External | Summer | B2 | 25 | 800 | 0 | 97.53 | 83.11 | 8 | 0
2040 | ERCOT_2_SPP_S | ERCOT | SPP_S | External | Summer | B3 | 75 | 800 | 0 | 84.4 | 83.82 | 8 | 0
2040 | ERCOT_2_SPP_S | ERCOT | SPP_S | External | Summer | B4 | 100 | 800 | 0 | 84.4 | 83.11 | 8 | 0
2040 | ERCOT_2_SPP_S | ERCOT | SPP_S | External | Summer | B5 | 200 | 800 | 0 | 84.4 | 83.11 | 8 | 0
2040 | ERCOT_2_SPP_S | ERCOT | SPP_S | External | Summer | B6 | 300 | 800 | 0 | 84.4 | 75.37 | 8 | 0
2040 | ERCOT_2_SPP_S | ERCOT | SPP_S | External | Summer | B7 | 400 | 800 | 0 | 65.08 | 60.08 | 8 | 0
2040 | ERCOT_2_SPP_S | ERCOT | SPP_S | External | Summer | B8 | 500 | 800 | 0 | 57.52 | 57.43 | 8 | 0
2040 | ERCOT_2_SPP_S | ERCOT | SPP_S | External | Summer | B9 | 800 | 800 | 0 | 57.52 | 57.21 | 8 | 0
2040 | ERCOT_2_SPP_S | ERCOT | SPP_S | External | Summer | B10 | 1262 | 800 | 0 | 57.52 | 52.51 | 8 | 0
2040 | ERCOT_2_SPP_S | ERCOT | SPP_S | External | Winter | B16 | 25 | 800 | 0 | 81.07 | 63.42 | 8 | 0
2040 | ERCOT_2_SPP_S | ERCOT | SPP_S | External | Winter | B17 | 100 | 800 | 0 | 68.27 | 63.27 | 8 | 0
2040 | ERCOT_2_SPP_S | ERCOT | SPP_S | External | Winter | B18 | 400 | 800 | 0 | 62.65 | 60.68 | 8 | 0
2040 | ERCOT_2_SPP_S | ERCOT | SPP_S | External | Winter | B19 | 700 | 800 | 0 | 62.65 | 58.03 | 8 | 0
2040 | ERCOT_2_SPP_S | ERCOT | SPP_S | External | Winter | B20 | 935 | 800 | 0 | 57.29 | 50.43 | 8 | 0
2040 | MAPP_US_2_RMPA | MAPP_US | RMPA | External | Shoulder | B11 | 25 | 200 | 0 | 77.78 | 65.38 | 8 | 0
2040 | MAPP_US_2_RMPA | MAPP_US | RMPA | External | Shoulder | B12 | 200 | 200 | 0 | 57.62 | 65.38 | 8 | 0
2040 | MAPP_US_2_RMPA | MAPP_US | RMPA | External | Shoulder | B13 | 600 | 200 | 200 | 52.85 | 62 | 8 | 1.14
2040 | MAPP_US_2_RMPA | MAPP_US | RMPA | External | Shoulder | B14 | 900 | 200 | 23.17 | 52.28 | 60.28 | 8 | 0
2040 | MAPP_US_2_RMPA | MAPP_US | RMPA | External | Shoulder | B15 | 1203 | 200 | 0 | 45.37 | 53.18 | 8 | 0
2040 | MAPP_US_2_RMPA | MAPP_US | RMPA | External | Summer | B1 | 10 | 200 | 0 | 101.16 | 95.17 | 8 | 0
2040 | MAPP_US_2_RMPA | MAPP_US | RMPA | External | Summer | B2 | 25 | 200 | 0 | 90.13 | 95.17 | 8 | 0
2040 | MAPP_US_2_RMPA | MAPP_US | RMPA | External | Summer | B3 | 75 | 200 | 0 | 90.13 | 95.17 | 8 | 0
2040 | MAPP_US_2_RMPA | MAPP_US | RMPA | External | Summer | B4 | 100 | 200 | 0 | 87.25 | 86.25 | 8 | 0
2040 | MAPP_US_2_RMPA | MAPP_US | RMPA | External | Summer | B5 | 200 | 200 | 0 | 83.43 | 75.43 | 8 | 0
2040 | MAPP_US_2_RMPA | MAPP_US | RMPA | External | Summer | B6 | 300 | 200 | 0 | 61.98 | 62.75 | 8 | 0
2040 | MAPP_US_2_RMPA | MAPP_US | RMPA | External | Summer | B7 | 400 | 200 | 200 | 53.29 | 62.75 | 8 | 1.46
2040 | MAPP_US_2_RMPA | MAPP_US | RMPA | External | Summer | B8 | 500 | 200 | 200 | 46.63 | 62.75 | 8 | 8.12
2040 | MAPP_US_2_RMPA | MAPP_US | RMPA | External | Summer | B9 | 800 | 200 | 200 | 43.2 | 55.2 | 8 | 4
2040 | MAPP_US_2_RMPA | MAPP_US | RMPA | External | Summer | B10 | 1262 | 200 | 0 | 40.33 | 47.33 | 8 | 0
2040 | MAPP_US_2_RMPA | MAPP_US | RMPA | External | Winter | B16 | 25 | 200 | 0 | 77.58 | 76.84 | 8 | 0
2040 | MAPP_US_2_RMPA | MAPP_US | RMPA | External | Winter | B17 | 100 | 200 | 0.11 | 62.37 | 70.34 | 8 | 0
2040 | MAPP_US_2_RMPA | MAPP_US | RMPA | External | Winter | B18 | 400 | 200 | 200 | 55.7 | 65.63 | 8 | 1.93
2040 | MAPP_US_2_RMPA | MAPP_US | RMPA | External | Winter | B19 | 700 | 200 | 200 | 55.7 | 65.63 | 8 | 1.93
2040 | MAPP_US_2_RMPA | MAPP_US | RMPA | External | Winter | B20 | 935 | 200 | 0 | 43.41 | 47.44 | 8 | 0
2040 | NE_2_RMPA | NE | RMPA | External | Shoulder | B11 | 25 | 310 | 0 | 84.78 | 65.38 | 5 | 0
2040 | NE_2_RMPA | NE | RMPA | External | Shoulder | B12 | 200 | 310 | 0 | 61.18 | 65.38 | 5 | 0
2040 | NE_2_RMPA | NE | RMPA | External | Shoulder | B13 | 600 | 310 | 0 | 59.25 | 62 | 5 | 0
2040 | NE_2_RMPA | NE | RMPA | External | Shoulder | B14 | 900 | 310 | 309.99 | 55.24 | 60.28 | 5 | 0.04
2040 | NE_2_RMPA | NE | RMPA | External | Shoulder | B15 | 1203 | 310 | 0 | 48.67 | 53.18 | 5 | 0
2040 | NE_2_RMPA | NE | RMPA | External | Summer | B1 | 10 | 310 | 0 | 103.16 | 95.17 | 5 | 0
2040 | NE_2_RMPA | NE | RMPA | External | Summer | B2 | 25 | 310 | 0 | 97.13 | 95.17 | 5 | 0
2040 | NE_2_RMPA | NE | RMPA | External | Summer | B3 | 75 | 310 | 0 | 97.13 | 95.17 | 5 | 0
2040 | NE_2_RMPA | NE | RMPA | External | Summer | B4 | 100 | 310 | 0 | 94.25 | 86.25 | 5 | 0
2040 | NE_2_RMPA | NE | RMPA | External | Summer | B5 | 200 | 310 | 0 | 90.43 | 75.43 | 5 | 0
2040 | NE_2_RMPA | NE | RMPA | External | Summer | B6 | 300 | 310 | 0 | 68.98 | 62.75 | 5 | 0
2040 | NE_2_RMPA | NE | RMPA | External | Summer | B7 | 400 | 310 | 0 | 60.29 | 62.75 | 5 | 0
2040 | NE_2_RMPA | NE | RMPA | External | Summer | B8 | 500 | 310 | 310 | 53.63 | 62.75 | 5 | 4.12
2040 | NE_2_RMPA | NE | RMPA | External | Summer | B9 | 800 | 310 | 198 | 50.2 | 55.2 | 5 | 0
2040 | NE_2_RMPA | NE | RMPA | External | Summer | B10 | 1262 | 310 | 168.02 | 42.33 | 47.33 | 5 | 0
2040 | NE_2_RMPA | NE | RMPA | External | Winter | B16 | 25 | 310 | 0 | 84.58 | 76.84 | 5 | 0
2040 | NE_2_RMPA | NE | RMPA | External | Winter | B17 | 100 | 310 | 309.72 | 65.33 | 70.34 | 5 | 0.01
2040 | NE_2_RMPA | NE | RMPA | External | Winter | B18 | 400 | 310 | 0.02 | 60.67 | 65.63 | 5 | 0
2040 | NE_2_RMPA | NE | RMPA | External | Winter | B19 | 700 | 310 | 310 | 59.01 | 65.63 | 5 | 1.62
2040 | NE_2_RMPA | NE | RMPA | External | Winter | B20 | 935 | 310 | 0 | 45.41 | 47.44 | 5 | 0
2040 | NWPP_Coal_2_MAPP_US | NWPP_Coal | MAPP_US | External | Shoulder | B11 | 25 | 150 | 0.04 | 70.16 | 77.78 | 8 | 0
2040 | NWPP_Coal_2_MAPP_US | NWPP_Coal | MAPP_US | External | Shoulder | B12 | 200 | 150 | 0 | 70.16 | 57.62 | 8 | 0
2040 | NWPP_Coal_2_MAPP_US | NWPP_Coal | MAPP_US | External | Shoulder | B13 | 600 | 150 | 0 | 70.16 | 52.85 | 8 | 0
2040 | NWPP_Coal_2_MAPP_US | NWPP_Coal | MAPP_US | External | Shoulder | B14 | 900 | 150 | 0 | 70.16 | 52.28 | 8 | 0
2040 | NWPP_Coal_2_MAPP_US | NWPP_Coal | MAPP_US | External | Shoulder | B15 | 1203 | 150 | 0 | 70.16 | 45.37 | 8 | 0
2040 | NWPP_Coal_2_MAPP_US | NWPP_Coal | MAPP_US | External | Summer | B1 | 10 | 150 | 150 | 70.16 | 101.16 | 8 | 22.99
2040 | NWPP_Coal_2_MAPP_US | NWPP_Coal | MAPP_US | External | Summer | B2 | 25 | 150 | 150 | 70.16 | 90.13 | 8 | 11.97
2040 | NWPP_Coal_2_MAPP_US | NWPP_Coal | MAPP_US | External | Summer | B3 | 75 | 150 | 150 | 70.16 | 90.13 | 8 | 11.97
2040 | NWPP_Coal_2_MAPP_US | NWPP_Coal | MAPP_US | External | Summer | B4 | 100 | 150 | 150 | 70.16 | 87.25 | 8 | 9.09
2040 | NWPP_Coal_2_MAPP_US | NWPP_Coal | MAPP_US | External | Summer | B5 | 200 | 150 | 150 | 70.16 | 83.43 | 8 | 5.27
2040 | NWPP_Coal_2_MAPP_US | NWPP_Coal | MAPP_US | External | Summer | B6 | 300 | 150 | 0 | 70.16 | 61.98 | 8 | 0
2040 | NWPP_Coal_2_MAPP_US | NWPP_Coal | MAPP_US | External | Summer | B7 | 400 | 150 | 0 | 70.16 | 53.29 | 8 | 0
2040 | NWPP_Coal_2_MAPP_US | NWPP_Coal | MAPP_US | External | Summer | B8 | 500 | 150 | 0 | 70.16 | 46.63 | 8 | 0
2040 | NWPP_Coal_2_MAPP_US | NWPP_Coal | MAPP_US | External | Summer | B9 | 800 | 150 | 0 | 70.16 | 43.2 | 8 | 0
2040 | NWPP_Coal_2_MAPP_US | NWPP_Coal | MAPP_US | External | Summer | B10 | 1262 | 150 | 0 | 70.16 | 40.33 | 8 | 0
2040 | NWPP_Coal_2_MAPP_US | NWPP_Coal | MAPP_US | External | Winter | B16 | 25 | 150 | 0 | 76.84 | 77.58 | 8 | 0
2040 | NWPP_Coal_2_MAPP_US | NWPP_Coal | MAPP_US | External | Winter | B17 | 100 | 150 | 0 | 75.22 | 62.37 | 8 | 0
2040 | NWPP_Coal_2_MAPP_US | NWPP_Coal | MAPP_US | External | Winter | B18 | 400 | 150 | 0 | 75.22 | 55.7 | 8 | 0
2040 | NWPP_Coal_2_MAPP_US | NWPP_Coal | MAPP_US | External | Winter | B19 | 700 | 150 | 0 | 75.22 | 55.7 | 8 | 0
2040 | NWPP_Coal_2_MAPP_US | NWPP_Coal | MAPP_US | External | Winter | B20 | 935 | 150 | 0 | 75.22 | 43.41 | 8 | 0
2040 | RMPA_2_MAPP_US | RMPA | MAPP_US | External | Shoulder | B11 | 25 | 200 | 200 | 65.38 | 77.78 | 8 | 4.4
2040 | RMPA_2_MAPP_US | RMPA | MAPP_US | External | Shoulder | B12 | 200 | 200 | 0 | 65.38 | 57.62 | 8 | 0
2040 | RMPA_2_MAPP_US | RMPA | MAPP_US | External | Shoulder | B13 | 600 | 200 | 0 | 62 | 52.85 | 8 | 0
2040 | RMPA_2_MAPP_US | RMPA | MAPP_US | External | Shoulder | B14 | 900 | 200 | 0 | 60.28 | 52.28 | 8 | 0
2040 | RMPA_2_MAPP_US | RMPA | MAPP_US | External | Shoulder | B15 | 1203 | 200 | 0 | 53.18 | 45.37 | 8 | 0
2040 | RMPA_2_MAPP_US | RMPA | MAPP_US | External | Summer | B1 | 10 | 200 | 0.02 | 95.17 | 101.16 | 8 | 0
2040 | RMPA_2_MAPP_US | RMPA | MAPP_US | External | Summer | B2 | 25 | 200 | 0 | 95.17 | 90.13 | 8 | 0
2040 | RMPA_2_MAPP_US | RMPA | MAPP_US | External | Summer | B3 | 75 | 200 | 0 | 95.17 | 90.13 | 8 | 0
2040 | RMPA_2_MAPP_US | RMPA | MAPP_US | External | Summer | B4 | 100 | 200 | 0 | 86.25 | 87.25 | 8 | 0
2040 | RMPA_2_MAPP_US | RMPA | MAPP_US | External | Summer | B5 | 200 | 200 | 101.54 | 75.43 | 83.43 | 8 | 0
2040 | RMPA_2_MAPP_US | RMPA | MAPP_US | External | Summer | B6 | 300 | 200 | 0 | 62.75 | 61.98 | 8 | 0
2040 | RMPA_2_MAPP_US | RMPA | MAPP_US | External | Summer | B7 | 400 | 200 | 0 | 62.75 | 53.29 | 8 | 0
2040 | RMPA_2_MAPP_US | RMPA | MAPP_US | External | Summer | B8 | 500 | 200 | 0 | 62.75 | 46.63 | 8 | 0
2040 | RMPA_2_MAPP_US | RMPA | MAPP_US | External | Summer | B9 | 800 | 200 | 0 | 55.2 | 43.2 | 8 | 0
2040 | RMPA_2_MAPP_US | RMPA | MAPP_US | External | Summer | B10 | 1262 | 200 | 0 | 47.33 | 40.33 | 8 | 0
2040 | RMPA_2_MAPP_US | RMPA | MAPP_US | External | Winter | B16 | 25 | 200 | 0 | 76.84 | 77.58 | 8 | 0
2040 | RMPA_2_MAPP_US | RMPA | MAPP_US | External | Winter | B17 | 100 | 200 | 0 | 70.34 | 62.37 | 8 | 0
2040 | RMPA_2_MAPP_US | RMPA | MAPP_US | External | Winter | B18 | 400 | 200 | 0 | 65.63 | 55.7 | 8 | 0
2040 | RMPA_2_MAPP_US | RMPA | MAPP_US | External | Winter | B19 | 700 | 200 | 0 | 65.63 | 55.7 | 8 | 0
2040 | RMPA_2_MAPP_US | RMPA | MAPP_US | External | Winter | B20 | 935 | 200 | 0 | 47.44 | 43.41 | 8 | 0
2040 | RMPA_2_NE | RMPA | NE | External | Shoulder | B11 | 25 | 310 | 310 | 65.38 | 84.78 | 8 | 11.4
2040 | RMPA_2_NE | RMPA | NE | External | Shoulder | B12 | 200 | 310 | 0 | 65.38 | 61.18 | 8 | 0
2040 | RMPA_2_NE | RMPA | NE | External | Shoulder | B13 | 600 | 310 | 0 | 62 | 59.25 | 8 | 0
2040 | RMPA_2_NE | RMPA | NE | External | Shoulder | B14 | 900 | 310 | 0 | 60.28 | 55.24 | 8 | 0
2040 | RMPA_2_NE | RMPA | NE | External | Shoulder | B15 | 1203 | 310 | 0 | 53.18 | 48.67 | 8 | 0
2040 | RMPA_2_NE | RMPA | NE | External | Summer | B1 | 10 | 310 | 2.34 | 95.17 | 103.16 | 8 | 0
2040 | RMPA_2_NE | RMPA | NE | External | Summer | B2 | 25 | 310 | 0 | 95.17 | 97.13 | 8 | 0
2040 | RMPA_2_NE | RMPA | NE | External | Summer | B3 | 75 | 310 | 0 | 95.17 | 97.13 | 8 | 0
2040 | RMPA_2_NE | RMPA | NE | External | Summer | B4 | 100 | 310 | 165.67 | 86.25 | 94.25 | 8 | 0
2040 | RMPA_2_NE | RMPA | NE | External | Summer | B5 | 200 | 310 | 310 | 75.43 | 90.43 | 8 | 7
2040 | RMPA_2_NE | RMPA | NE | External | Summer | B6 | 300 | 310 | 0 | 62.75 | 68.98 | 8 | 0
2040 | RMPA_2_NE | RMPA | NE | External | Summer | B7 | 400 | 310 | 0 | 62.75 | 60.29 | 8 | 0
2040 | RMPA_2_NE | RMPA | NE | External | Summer | B8 | 500 | 310 | 0 | 62.75 | 53.63 | 8 | 0
2040 | RMPA_2_NE | RMPA | NE | External | Summer | B9 | 800 | 310 | 0 | 55.2 | 50.2 | 8 | 0
2040 | RMPA_2_NE | RMPA | NE | External | Summer | B10 | 1262 | 310 | 0 | 47.33 | 42.33 | 8 | 0
2040 | RMPA_2_NE | RMPA | NE | External | Winter | B16 | 25 | 310 | 0.06 | 76.84 | 84.58 | 8 | 0
2040 | RMPA_2_NE | RMPA | NE | External | Winter | B17 | 100 | 310 | 0 | 70.34 | 65.33 | 8 | 0
2040 | RMPA_2_NE | RMPA | NE | External | Winter | B18 | 400 | 310 | 0 | 65.63 | 60.67 | 8 | 0
2040 | RMPA_2_NE | RMPA | NE | External | Winter | B19 | 700 | 310 | 0 | 65.63 | 59.01 | 8 | 0
2040 | RMPA_2_NE | RMPA | NE | External | Winter | B20 | 935 | 310 | 0 | 47.44 | 45.41 | 8 | 0
2040 | RMPA_2_SPP_N | RMPA | SPP_N | External | Shoulder | B11 | 25 | 210 | 210 | 65.38 | 91.78 | 8 | 18.4
2040 | RMPA_2_SPP_N | RMPA | SPP_N | External | Shoulder | B12 | 200 | 210 | 0 | 65.38 | 61.2 | 8 | 0
2040 | RMPA_2_SPP_N | RMPA | SPP_N | External | Shoulder | B13 | 600 | 210 | 0 | 62 | 59.26 | 8 | 0
2040 | RMPA_2_SPP_N | RMPA | SPP_N | External | Shoulder | B14 | 900 | 210 | 0 | 60.28 | 55.25 | 8 | 0
2040 | RMPA_2_SPP_N | RMPA | SPP_N | External | Shoulder | B15 | 1203 | 210 | 0 | 53.18 | 53.8 | 8 | 0
2040 | RMPA_2_SPP_N | RMPA | SPP_N | External | Summer | B1 | 10 | 210 | 177.91 | 95.17 | 103.17 | 8 | 0
2040 | RMPA_2_SPP_N | RMPA | SPP_N | External | Summer | B2 | 25 | 210 | 0 | 95.17 | 97.66 | 8 | 0
2040 | RMPA_2_SPP_N | RMPA | SPP_N | External | Summer | B3 | 75 | 210 | 0 | 95.17 | 97.66 | 8 | 0
2040 | RMPA_2_SPP_N | RMPA | SPP_N | External | Summer | B4 | 100 | 210 | 209.72 | 86.25 | 94.26 | 8 | 0.01
2040 | RMPA_2_SPP_N | RMPA | SPP_N | External | Summer | B5 | 200 | 210 | 210 | 75.43 | 94.26 | 8 | 10.83
2040 | RMPA_2_SPP_N | RMPA | SPP_N | External | Summer | B6 | 300 | 210 | 210 | 62.75 | 75.38 | 8 | 4.64
2040 | RMPA_2_SPP_N | RMPA | SPP_N | External | Summer | B7 | 400 | 210 | 0 | 62.75 | 60.3 | 8 | 0
2040 | RMPA_2_SPP_N | RMPA | SPP_N | External | Summer | B8 | 500 | 210 | 0 | 62.75 | 57.42 | 8 | 0
2040 | RMPA_2_SPP_N | RMPA | SPP_N | External | Summer | B9 | 800 | 210 | 0 | 55.2 | 57.2 | 8 | 0
2040 | RMPA_2_SPP_N | RMPA | SPP_N | External | Summer | B10 | 1262 | 210 | 0 | 47.33 | 52.5 | 8 | 0
2040 | RMPA_2_SPP_N | RMPA | SPP_N | External | Winter | B16 | 25 | 210 | 0.06 | 76.84 | 84.59 | 8 | 0
2040 | RMPA_2_SPP_N | RMPA | SPP_N | External | Winter | B17 | 100 | 210 | 0 | 70.34 | 65.34 | 8 | 0
2040 | RMPA_2_SPP_N | RMPA | SPP_N | External | Winter | B18 | 400 | 210 | 0 | 65.63 | 60.68 | 8 | 0
2040 | RMPA_2_SPP_N | RMPA | SPP_N | External | Winter | B19 | 700 | 210 | 0 | 65.63 | 59.02 | 8 | 0
2040 | RMPA_2_SPP_N | RMPA | SPP_N | External | Winter | B20 | 935 | 210 | 0 | 47.44 | 50.42 | 8 | 0
2040 | SPP_N_2_RMPA | SPP_N | RMPA | External | Shoulder | B11 | 25 | 210 | 0 | 91.78 | 65.38 | 5 | 0
2040 | SPP_N_2_RMPA | SPP_N | RMPA | External | Shoulder | B12 | 200 | 210 | 0 | 61.2 | 65.38 | 5 | 0
2040 | SPP_N_2_RMPA | SPP_N | RMPA | External | Shoulder | B13 | 600 | 210 | 0 | 59.26 | 62 | 5 | 0
2040 | SPP_N_2_RMPA | SPP_N | RMPA | External | Shoulder | B14 | 900 | 210 | 209.98 | 55.25 | 60.28 | 5 | 0.03
2040 | SPP_N_2_RMPA | SPP_N | RMPA | External | Shoulder | B15 | 1203 | 210 | 0 | 53.8 | 53.18 | 5 | 0
2040 | SPP_N_2_RMPA | SPP_N | RMPA | External | Summer | B1 | 10 | 210 | 0 | 103.17 | 95.17 | 5 | 0
2040 | SPP_N_2_RMPA | SPP_N | RMPA | External | Summer | B2 | 25 | 210 | 0 | 97.66 | 95.17 | 5 | 0
2040 | SPP_N_2_RMPA | SPP_N | RMPA | External | Summer | B3 | 75 | 210 | 0 | 97.66 | 95.17 | 5 | 0
2040 | SPP_N_2_RMPA | SPP_N | RMPA | External | Summer | B4 | 100 | 210 | 0 | 94.26 | 86.25 | 5 | 0
2040 | SPP_N_2_RMPA | SPP_N | RMPA | External | Summer | B5 | 200 | 210 | 0 | 94.26 | 75.43 | 5 | 0
2040 | SPP_N_2_RMPA | SPP_N | RMPA | External | Summer | B6 | 300 | 210 | 0 | 75.38 | 62.75 | 5 | 0
2040 | SPP_N_2_RMPA | SPP_N | RMPA | External | Summer | B7 | 400 | 210 | 0 | 60.3 | 62.75 | 5 | 0
2040 | SPP_N_2_RMPA | SPP_N | RMPA | External | Summer | B8 | 500 | 210 | 210 | 57.42 | 62.75 | 5 | 0.32
2040 | SPP_N_2_RMPA | SPP_N | RMPA | External | Summer | B9 | 800 | 210 | 0 | 57.2 | 55.2 | 5 | 0
2040 | SPP_N_2_RMPA | SPP_N | RMPA | External | Summer | B10 | 1262 | 210 | 0 | 52.5 | 47.33 | 5 | 0
2040 | SPP_N_2_RMPA | SPP_N | RMPA | External | Winter | B16 | 25 | 210 | 0 | 84.59 | 76.84 | 5 | 0
2040 | SPP_N_2_RMPA | SPP_N | RMPA | External | Winter | B17 | 100 | 210 | 169.11 | 65.34 | 70.34 | 5 | 0
2040 | SPP_N_2_RMPA | SPP_N | RMPA | External | Winter | B18 | 400 | 210 | 0.02 | 60.68 | 65.63 | 5 | 0
2040 | SPP_N_2_RMPA | SPP_N | RMPA | External | Winter | B19 | 700 | 210 | 210 | 59.02 | 65.63 | 5 | 1.61
2040 | SPP_N_2_RMPA | SPP_N | RMPA | External | Winter | B20 | 935 | 210 | 0 | 50.42 | 47.44 | 5 | 0
2040 | SPP_S_2_ERCOT | SPP_S | ERCOT | External | Shoulder | B11 | 25 | 800 | 800 | 67.18 | 86.87 | 5 | 14.69
2040 | SPP_S_2_ERCOT | SPP_S | ERCOT | External | Shoulder | B12 | 200 | 800 | 799.99 | 59.25 | 64.6 | 5 | 0.35
2040 | SPP_S_2_ERCOT | SPP_S | ERCOT | External | Shoulder | B13 | 600 | 800 | 0 | 59.25 | 59.18 | 5 | 0
2040 | SPP_S_2_ERCOT | SPP_S | ERCOT | External | Shoulder | B14 | 900 | 800 | 0 | 54.25 | 59.18 | 5 | 0
2040 | SPP_S_2_ERCOT | SPP_S | ERCOT | External | Shoulder | B15 | 1203 | 800 | 800 | 53.79 | 59.18 | 5 | 0.39
2040 | SPP_S_2_ERCOT | SPP_S | ERCOT | External | Summer | B1 | 10 | 800 | 800 | 67.26 | 97.53 | 5 | 25.28
2040 | SPP_S_2_ERCOT | SPP_S | ERCOT | External | Summer | B2 | 25 | 800 | 800 | 83.11 | 97.53 | 5 | 9.42
2040 | SPP_S_2_ERCOT | SPP_S | ERCOT | External | Summer | B3 | 75 | 800 | 0 | 83.82 | 84.4 | 5 | 0
2040 | SPP_S_2_ERCOT | SPP_S | ERCOT | External | Summer | B4 | 100 | 800 | 0 | 83.11 | 84.4 | 5 | 0
2040 | SPP_S_2_ERCOT | SPP_S | ERCOT | External | Summer | B5 | 200 | 800 | 0 | 83.11 | 84.4 | 5 | 0
2040 | SPP_S_2_ERCOT | SPP_S | ERCOT | External | Summer | B6 | 300 | 800 | 800 | 75.37 | 84.4 | 5 | 4.02
2040 | SPP_S_2_ERCOT | SPP_S | ERCOT | External | Summer | B7 | 400 | 800 | 28.76 | 60.08 | 65.08 | 5 | 0
2040 | SPP_S_2_ERCOT | SPP_S | ERCOT | External | Summer | B8 | 500 | 800 | 0 | 57.43 | 57.52 | 5 | 0
2040 | SPP_S_2_ERCOT | SPP_S | ERCOT | External | Summer | B9 | 800 | 800 | 0 | 57.21 | 57.52 | 5 | 0
2040 | SPP_S_2_ERCOT | SPP_S | ERCOT | External | Summer | B10 | 1262 | 800 | 799.83 | 52.51 | 57.52 | 5 | 0
2040 | SPP_S_2_ERCOT | SPP_S | ERCOT | External | Winter | B16 | 25 | 800 | 800 | 63.42 | 81.07 | 5 | 12.66
2040 | SPP_S_2_ERCOT | SPP_S | ERCOT | External | Winter | B17 | 100 | 800 | 352.69 | 63.27 | 68.27 | 5 | 0
2040 | SPP_S_2_ERCOT | SPP_S | ERCOT | External | Winter | B18 | 400 | 800 | 0 | 60.68 | 62.65 | 5 | 0
2040 | SPP_S_2_ERCOT | SPP_S | ERCOT | External | Winter | B19 | 700 | 800 | 0 | 58.03 | 62.65 | 5 | 0
2040 | SPP_S_2_ERCOT | SPP_S | ERCOT | External | Winter | B20 | 935 | 800 | 800 | 50.43 | 57.29 | 5 | 1.86