## Title
Future 2, Sensitivity 4: Federal Carbon with High Load Growth
"The results presented herein use modeling assumptions developed by EIPC, EIPC stakeholders and CRA for purposes of EIPC capacity expansion modeling. As such, these results do not necessarily reflect the opinions or views of CRA or any individual EIPC stakeholder."

## Build Summary
EI New Build Summary
EI New Builds by Type
|  | Additions |  |  | Retirements
| 2010 | 2015 | 2020 | 2030 | 2015 | 2020 | 2030 | Total
Coal | 271.9155 | 8.4766 | 0 | 0 | 131.6007 | 69.2019 | 10.8859 | 68.7036
Nuclear | 99.849 | 2.7406 | 4.53 | 31.3072 | 0 | 0.6145 | 1.4882 | 136.324
CC | 132.682 | 91.0336 | 78.0339 | 9.5649 | 4.6128 | 1e-05 | 0.99812 | 305.7035
CT | 120.329 | 4.6917 | 4.6733 | 2.0171 | 2.0547 | 0 | 1.6509 | 128.0056
Steam Oil/Gas | 74.547 | 0 | 0 | 0 | 38.9793 | 0 | 0.126 | 35.4417
Hydro | 44.6048 | 0 | 1.199 | 6.045 | 0 | 0 | 0 | 51.8488
On-Shore Wind | 18.707 | 22.1949 | 105.5659 | 238.1392 | 0 | 0 | 0 | 384.607
Off-Shore Wind | 0 | 0.469 | 0 | 1.1 | 0 | 0 | 0 | 1.569
Other Renewable | 3.613 | 2.3484 | 3.1552 | 5.1096 | 0 | 0 | 0 | 14.2261
New HQ/Maritimes | 0 | 0 | 0 | 3.3 | 0 | 0 | 0 | 3.3
Other | 17.054 | 0 | 0 | 0 | 0 | 0 | 0 | 17.054
Total w/o DR | 783.3012 | 131.9548 | 197.1573 | 296.5831 | 177.2475 | 69.8164 | 15.1491 | 1146.7834
DR | 33.1 | -0.05464 | 20.1006 | 32.2771 | 0 | 0 | 0 | 85.4231
Total w/DR | 816.4012 | 131.9001 | 217.2579 | 328.8602 | 177.2475 | 69.8164 | 15.1491 | 1232.2064
EI New Builds by Region
| EI Cumulative New Builds |  |  |  | EI Cumulative New CCs |  |  |  | EI Cumulative New On-Shore Wind |  |  |  | EI Cumulative Coal Retirements
| 2015 | 2020 | 2030 |  |  | 2015 | 2020 | 2030 |  | 2015 | 2020 | 2030 |  | 2015 | 2020 | 2030
ENT | 5342.35 | 11965.59 | 12479.7 |  | ENT | 4452.06 | 11007.69 | 11164.23 | ENT | 0 | 0 | 100 | ENT | 1403.42 | 8308.89 | 8308.89
FRCC | 17216.21 | 20485.83 | 32116.24 |  | FRCC | 14506.88 | 17776.5 | 17776.51 | FRCC | 0 | 0 | 0 | FRCC | 6661.33 | 7765.33 | 7765.34
IESO | 5144.99 | 5144.99 | 5395.49 |  | IESO | 1263 | 1263 | 1263 | IESO | 2105.9 | 2105.9 | 2105.9 | IESO | 6416 | 6416 | 6416
MAPP_CA | 1011.88 | 1706.88 | 5661.89 |  | MAPP_CA | 709.48 | 709.48 | 709.49 | MAPP_CA | 302.4 | 302.4 | 302.4 | MAPP_CA | 1114.42 | 1116.81 | 1745.9
MAPP_US | 729.6 | 5163.21 | 5999.28 |  | MAPP_US | 0 | 4.98 | 250.83 | MAPP_US | 421.3 | 4370.51 | 4370.51 | MAPP_US | 1610.5 | 2081.5 | 2081.5
MISO_IN | 2023.96 | 17021.24 | 69018.86 |  | MISO_IN | 1405.96 | 16152.8 | 16152.8 | MISO_IN | 0 | 0 | 51738.01 | MISO_IN | 4442.64 | 8490.63 | 8490.64
MISO_MI | 4682.48 | 9595.77 | 10063.07 |  | MISO_MI | 2682.48 | 6988.83 | 6988.83 | MISO_MI | 2000 | 2600 | 2913.98 | MISO_MI | 4779.99 | 9231.99 | 9231.99
MISO_MO-IL | 2090.01 | 7475.89 | 27095.09 |  | MISO_MO-IL | 0.01 | 5385.89 | 5385.9 | MISO_MO-IL | 300 | 300 | 19415.86 | MISO_MO-IL | 4233.67 | 12407.66 | 12407.68
MISO_W | 2894.85 | 3423.6 | 70843.62 |  | MISO_W | 0.02 | 528.76 | 528.77 | MISO_W | 2800.5 | 2800.5 | 70148.84 | MISO_W | 3725.65 | 9856.9 | 11281.69
MISO_WUMS | 7251.46 | 12159.21 | 16716.83 |  | MISO_WUMS | 5432.56 | 9087.88 | 9087.88 | MISO_WUMS | 968.9 | 968.9 | 4919.03 | MISO_WUMS | 4045.74 | 6247.82 | 6247.82
NE | 434.1 | 18662.47 | 22207.87 |  | NE | 0 | 0 | 0.01 | NE | 202 | 18430.37 | 21904.09 | NE | 0 | 3195.8 | 3195.8
NEISO | 3384.16 | 6942.85 | 9481.37 |  | NEISO | 2049.5 | 2049.5 | 2049.5 | NEISO | 231.2 | 3467.62 | 5909.78 | NEISO | 2250.12 | 2570.13 | 2570.13
NonRTO_Midwest | 2290.49 | 6042.84 | 6949.09 |  | NonRTO_Midwest | 2290.49 | 6042.84 | 6042.84 | NonRTO_Midwest | 0 | 0 | 0 | NonRTO_Midwest | 3077.99 | 6179.26 | 6225.84
NYISO_A-F | 3289.7 | 3999.5 | 14371.33 |  | NYISO_A-F | 639 | 639 | 639 | NYISO_A-F | 2476.3 | 3186.1 | 13490 | NYISO_A-F | 2251.9 | 2251.9 | 2251.9
NYISO_G-I | 0 | 1274.06 | 1795.74 |  | NYISO_G-I | 0 | 1214.06 | 1361.41 | NYISO_G-I | 0 | 60 | 360 | NYISO_G-I | 368.2 | 368.2 | 368.2
NYISO_J-K | 1207.4 | 1207.4 | 3191.34 |  | NYISO_J-K | 1175.4 | 1175.4 | 2915.01 | NYISO_J-K | 0 | 0 | 170 | NYISO_J-K | 0 | 0 | 0
PJM_E | 5940.05 | 6072.95 | 9550.37 |  | PJM_E | 4634.3 | 4634.3 | 7011.72 | PJM_E | 1150 | 1150 | 1150 | PJM_E | 2803.99 | 3372 | 3372
PJM_ROM | 2243.7 | 4755.79 | 10570.8 |  | PJM_ROM | 1678.5 | 1678.5 | 3201.3 | PJM_ROM | 479.8 | 1230 | 1230 | PJM_ROM | 10989.46 | 12406.03 | 12406.03
PJM_ROR | 25241.65 | 41392.84 | 78680.65 |  | PJM_ROR | 14242.55 | 29699.04 | 30210.02 | PJM_ROR | 8325.7 | 8517.4 | 44780.51 | PJM_ROR | 26610.26 | 37828.32 | 37828.33
SOCO | 9474.05 | 20286.12 | 26391.36 |  | SOCO | 9349.05 | 17961.12 | 17961.13 | SOCO | 0 | 0 | 0.02 | SOCO | 16899.6 | 21274.6 | 21274.6
SPP_N | 465.05 | 33536.22 | 67383.3 |  | SPP_N | 0.01 | 0.01 | 0.02 | SPP_N | 0 | 31740.46 | 65038.96 | SPP_N | 621 | 3595.44 | 6500.5
SPP_S | 1831.03 | 48708.82 | 61160.44 |  | SPP_S | 0.04 | 2665.51 | 5039.79 | SPP_S | 430 | 43030.62 | 52352.12 | SPP_S | 3890.4 | 10693.89 | 13139.86
TVA | 6370.84 | 13146.71 | 15795.35 |  | TVA | 4672.95 | 11448.82 | 11938.83 | TVA | 0 | 0 | 0 | TVA | 8902.98 | 10641.98 | 10641.98
VACAR | 21394.76 | 28941.24 | 39475.97 |  | VACAR | 19849.35 | 20953.57 | 20953.57 | VACAR | 0.9 | 3500 | 3500 | VACAR | 14501.44 | 14501.49 | 17935.9
| 131954.77 | 329112.02 | 622395.05 |  |  | 91033.59 | 169067.48 | 178632.39 |  | 22194.9 | 127760.78 | 365900.01 |  | 131600.7 | 200802.57 | 211688.52

## Generation
#1 | Total Generation (GWh)
Total Generation by Reporting Type: Entergy
ReportingType | 2015 | 2020 | 2025 | 2030 | 2035 | 2040
BM | 0 | 0 | 0 | 0 | 2512.46 | 60199.07
CC | 82041.02 | 110510.64 | 76443.55 | 58804.7 | 30891.13 | 22558.58
CSP | 0 | 0 | 0 | 0 | 0 | 0
CT | 0 | 0 | 0 | 0 | 0 | 0
Coal | 57321.13 | 4925.57 | 486.08 | 0 | 0 | 0
Geo | 0 | 0 | 0 | 0 | 0 | 0
H | 153 | 153 | 153 | 503.96 | 3824.34 | 3824.34
LFG | 63.07 | 63.07 | 909.81 | 909.81 | 909.81 | 909.81
Nuc | 42234.08 | 42234.08 | 42234.08 | 42234.08 | 35675.42 | 27909.39
PS | 24.19 | 24.19 | 23.6 | 41.3 | 11.8 | 150.45
PV | 0.57 | 130.85 | 204.53 | 215.96 | 229.16 | 249.58
PeakG | 0 | 0 | 0 | 0 | 0 | 0
PeakO | 0 | 0 | 0 | 0 | 0 | 0
ST | 0 | 0 | 0 | 0 | 0 | 0
STOG | 357.16 | 357.16 | 340.15 | 340.15 | 127.55 | 8.1
STWD | 38.93 | 76.01 | 74.16 | 303.13 | 1443.65 | 1121.41
WT | 315.27 | 315.28 | 315.28 | 609.93 | 6574.12 | 6574.12
IGCC | 0 | 0 | 0 | 0 | 0 | 0
DemandResponse | 0 | 0 | 0 | 0 | 0 | 0
IGCC-CCS | 0 | 0 | 0 | 0 | 0 | 0
WT_off | 0 | 0 | 0 | 0 | 0 | 0
PseudoUnit | 0 | 0 | 0 | 0 | 0 | 0
FixedInterchange | 0 | 0 | 0 | 0 | 0 | 0
Total Generation by Reporting Type: FRCC
ReportingType | 2015 | 2020 | 2025 | 2030 | 2035 | 2040
BM | 0 | 0 | 0 | 0 | 14946.59 | 14946.59
CC | 204719.41 | 228101.48 | 220897.48 | 195549.33 | 92045.89 | 67198.85
CSP | 0 | 0 | 0 | 0 | 0 | 0
CT | 486.48 | 486.48 | 486.48 | 471.49 | 0 | 0
Coal | 17752.03 | 6035.26 | 1161.6 | 1305.8 | 4950.23 | 6047.52
Geo | 0 | 0 | 0 | 0 | 0 | 0
H | 27.85 | 27.85 | 27.85 | 27.85 | 27.85 | 93.24
LFG | 3831.62 | 3831.62 | 5392.66 | 5392.66 | 5392.66 | 5392.66
Nuc | 32180.57 | 32180.58 | 73580.99 | 121231.96 | 221162.16 | 293152.26
PS | 0 | 0 | 0 | 0 | 0 | 0
PV | 134.03 | 134.03 | 134.03 | 134.03 | 134.03 | 134.03
PeakG | 318.69 | 329.11 | 503.91 | 176.62 | 102.03 | 80.47
PeakO | 0 | 0 | 0 | 0 | 0 | 0
ST | 0 | 0 | 0 | 0 | 0 | 0
STOG | 0 | 0 | 0 | 0 | 0 | 0
STWD | 131.4 | 131.4 | 1366.56 | 1366.56 | 1366.56 | 1366.56
WT | 0 | 0 | 0 | 0 | 0 | 0
IGCC | 0 | 0 | 0 | 0 | 0 | 0
DemandResponse | 0 | 0 | 0 | 0 | 0 | 0
IGCC-CCS | 0 | 0 | 0 | 0 | 0 | 0.01
WT_off | 0 | 0 | 0 | 0 | 0 | 0
PseudoUnit | 0 | 0 | 0 | 0 | 0 | 0
FixedInterchange | 0 | 0 | 0 | 0 | 0 | 0
Total Generation by Reporting Type: MAPP_US
ReportingType | 2015 | 2020 | 2025 | 2030 | 2035 | 2040
BM | 0 | 0 | 0 | 0 | 3233.3 | 15352.24
CC | 983.21 | 230.96 | 1060.1 | 919.23 | 456.01 | 370.67
CSP | 0 | 0 | 0 | 0 | 0 | 0
CT | 0 | 0 | 0 | 20.08 | 5.16 | 0
Coal | 13227.41 | 4478.88 | 470.54 | 0 | 0 | 0
Geo | 354.6 | 354.6 | 354.6 | 354.6 | 354.6 | 354.6
H | 10150.02 | 10150.02 | 10150.02 | 10150.02 | 10150.02 | 10150.02
LFG | 15.77 | 15.77 | 15.77 | 580.79 | 580.79 | 580.79
Nuc | 0.02 | 0.02 | 0.02 | 0.07 | 0.59 | 0.47
PS | 0 | 0 | 0 | 0 | 0 | 0
PV | 0 | 0 | 0 | 0 | 0 | 0
PeakG | 90.12 | 48.8 | 30.51 | 196.43 | 51.48 | 47.22
PeakO | 0 | 0 | 0 | 0 | 0 | 0
ST | 0 | 0 | 0 | 0 | 0 | 0
STOG | 0 | 0 | 0 | 0 | 0 | 0
STWD | 0 | 0 | 0 | 0 | 0 | 0
WT | 5908.78 | 19722.22 | 19722.23 | 19722.22 | 19566.68 | 19722.23
IGCC | 0 | 0 | 0 | 0 | 0 | 0
DemandResponse | 0 | 0 | 0 | 0 | 0 | 0
IGCC-CCS | 0 | 0 | 0 | 0 | 0 | 0
WT_off | 0 | 0 | 0 | 0 | 0 | 0
PseudoUnit | 0 | 0 | 0 | 0 | 0 | 0
FixedInterchange | 0 | 0 | 0 | 0 | 0 | 0
Total Generation by Reporting Type: MISO_IN
ReportingType | 2015 | 2020 | 2025 | 2030 | 2035 | 2040
BM | 0 | 0 | 0 | 0 | 1.66 | 45875.85
CC | 14660.65 | 125818.16 | 129153.33 | 76499.49 | 35722.13 | 16864.64
CSP | 0 | 0 | 0 | 0 | 0 | 0
CT | 0 | 0 | 0 | 0 | 0 | 0
Coal | 65671.02 | 23745.01 | 3618 | 4689.24 | 18252.09 | 22709.19
Geo | 0 | 0 | 0 | 0 | 0 | 0
H | 417.2 | 417.2 | 417.2 | 417.2 | 417.2 | 417.2
LFG | 291.71 | 291.71 | 923.41 | 923.41 | 923.41 | 923.41
Nuc | 0.02 | 0.01 | 0.02 | 0.11 | 0.78 | 0.72
PS | 0 | 0 | 0 | 0 | 0 | 0
PV | 0 | 416.83 | 663.8 | 715.56 | 760.28 | 820.33
PeakG | 0 | 0 | 0 | 0 | 0 | 0
PeakO | 0 | 0 | 0 | 0 | 0 | 0
ST | 0 | 0 | 0 | 0 | 0 | 0
STOG | 28.64 | 22.59 | 2.61 | 0 | 0 | 0
STWD | 0 | 0 | 0 | 0 | 0 | 0
WT | 1553.06 | 1553.06 | 1553.06 | 134523.89 | 134523.9 | 134523.9
IGCC | 4427.31 | 4427.31 | 697.02 | 0 | 0 | 0
DemandResponse | 0 | 0 | 0 | 0 | 0 | 0
IGCC-CCS | 0 | 0 | 0 | 0 | 0 | 0.01
WT_off | 0 | 0 | 0 | 0 | 0 | 0
PseudoUnit | 0 | 0 | 0 | 0 | 0 | 0
FixedInterchange | 0 | 0 | 0 | 0 | 0 | 0
Total Generation by Reporting Type: MISO_MI
ReportingType | 2015 | 2020 | 2025 | 2030 | 2035 | 2040
BM | 0 | 0 | 0 | 0 | 17291.34 | 45875.85
CC | 30551.89 | 60777.36 | 64325.41 | 50055.71 | 22023.99 | 6837.29
CSP | 0 | 0 | 0 | 0 | 0 | 0
CT | 0 | 0 | 0 | 0 | 0 | 0
Coal | 32553.37 | 1641.04 | 599.43 | 627.67 | 2040.05 | 5853.94
Geo | 0 | 0 | 0 | 0 | 0 | 0
H | 410 | 410 | 410 | 410 | 410 | 410
LFG | 1285.09 | 1339.76 | 2548.5 | 2548.5 | 2548.5 | 2548.5
Nuc | 14714.16 | 14714.16 | 14714.16 | 14714.16 | 8654.02 | 8654.02
PS | 520.35 | 393.12 | 1329.12 | 1329.12 | 316.7 | 5.27
PV | 0 | 0 | 0 | 0 | 0 | 0
PeakG | 0 | 0 | 0 | 0 | 0 | 0
PeakO | 0 | 0 | 0 | 0 | 0 | 0
ST | 0 | 0 | 0 | 0 | 0 | 0
STOG | 232.87 | 36.7 | 0.01 | 0 | 0 | 0
STWD | 1142.3 | 1142.3 | 702.19 | 1142.3 | 1142.3 | 1142.3
WT | 5161.16 | 6773.47 | 7201.75 | 7515.79 | 7515.79 | 22338.93
IGCC | 0 | 0 | 0 | 0 | 0 | 0
DemandResponse | 0 | 0 | 0 | 0 | 0 | 0
IGCC-CCS | 0 | 0 | 0 | 0 | 0 | 0.01
WT_off | 0 | 0 | 0 | 0 | 0 | 0
PseudoUnit | 0 | 0 | 0 | 0 | 0 | 0
FixedInterchange | 0 | 0 | 0 | 0 | 0 | 0
Total Generation by Reporting Type: MISO_MO-IL
ReportingType | 2015 | 2020 | 2025 | 2030 | 2035 | 2040
BM | 0 | 0 | 0 | 0 | 1826.37 | 27793.79
CC | 2772.65 | 43264.45 | 32108.79 | 17935.21 | 6343.78 | 6146.17
CSP | 0 | 0 | 0 | 0 | 0 | 0
CT | 0 | 0 | 0 | 0 | 0 | 0
Coal | 77598.48 | 16346.3 | 2451.21 | 1305.91 | 4034.44 | 5163.92
Geo | 0 | 0 | 0 | 0 | 0 | 0
H | 1317.1 | 1317.1 | 2690.42 | 2690.42 | 2690.42 | 2690.42
LFG | 141.91 | 141.91 | 1902.67 | 1902.67 | 1902.67 | 1902.67
Nuc | 17393.71 | 17393.71 | 17393.71 | 17393.71 | 17393.71 | 17393.71
PS | 202.4 | 180.4 | 312.4 | 312.4 | 92.4 | 1017.94
PV | 0 | 0 | 0 | 0 | 0 | 0
PeakG | 257.93 | 240.15 | 0 | 0 | 0 | 0
PeakO | 0 | 0 | 0 | 0 | 0 | 0
ST | 0 | 0 | 0 | 0 | 0 | 0
STOG | 5.26 | 0 | 0 | 0 | 0 | 0
STWD | 0 | 0 | 0 | 0 | 0 | 0
WT | 2075.16 | 2075.16 | 19215.14 | 56079.38 | 56079.38 | 56079.38
IGCC | 0 | 0 | 0 | 0 | 0 | 0
DemandResponse | 0 | 0 | 0 | 0 | 0 | 0
IGCC-CCS | 0 | 0 | 0 | 0 | 0 | 0
WT_off | 0 | 0 | 0 | 0 | 0 | 0
PseudoUnit | 0 | 0 | 0 | 0 | 0 | 0
FixedInterchange | 0 | 0 | 0 | 0 | 0 | 0
Total Generation by Reporting Type: MISO_W
ReportingType | 2015 | 2020 | 2025 | 2030 | 2035 | 2040
BM | 0 | 0 | 0 | 0 | 0 | 0
CC | 8766.32 | 13154.55 | 7482.13 | 4447.79 | 2525.64 | 2141.8
CSP | 0 | 0 | 0 | 0 | 0 | 0
CT | 0 | 0 | 0 | 0 | 0 | 0
Coal | 73598.01 | 23196.78 | 4484.89 | 3366.32 | 3797.28 | 4061.17
Geo | 0 | 0 | 0 | 0 | 0 | 0
H | 1643.74 | 1643.74 | 1643.74 | 1643.74 | 1643.74 | 1643.74
LFG | 1616.22 | 1616.22 | 1616.22 | 2181.24 | 2181.24 | 2181.24
Nuc | 18393.35 | 18393.35 | 16311.01 | 17304.6 | 0.78 | 0.78
PS | 0 | 0 | 0 | 0 | 0 | 0
PV | 0 | 0 | 0 | 0 | 0 | 0
PeakG | 254.35 | 253.67 | 0 | 0 | 0 | 0
PeakO | 0 | 0 | 0 | 0 | 0 | 0
ST | 0 | 0 | 0 | 0 | 0 | 0
STOG | 0.18 | 0.18 | 0 | 0 | 0 | 0
STWD | 122.54 | 122.54 | 319.73 | 1143.91 | 1690.57 | 1690.57
WT | 27590.66 | 27590.66 | 247077.06 | 249901.47 | 261259.74 | 271686.14
IGCC | 0 | 0 | 0 | 0 | 0 | 0
DemandResponse | 0 | 0 | 0 | 0 | 0 | 0
IGCC-CCS | 0 | 0 | 0 | 0 | 0 | 0
WT_off | 0 | 0 | 0 | 0 | 0 | 0
PseudoUnit | 0 | 0 | 0 | 0 | 0 | 0
FixedInterchange | 0 | 0 | 0 | 0 | 0 | 0
Total Generation by Reporting Type: MISO_WUMS
ReportingType | 2015 | 2020 | 2025 | 2030 | 2035 | 2040
BM | 0 | 0 | 0 | 0 | 23897.59 | 23897.6
CC | 53405.65 | 76688.84 | 69101.3 | 56097.54 | 19623.29 | 13184.2
CSP | 0 | 0 | 0 | 0 | 0 | 0
CT | 0 | 67.81 | 131.37 | 143.38 | 0 | 0
Coal | 12022.72 | 653.89 | 485.94 | 999.83 | 2125.93 | 4533.3
Geo | 0 | 0 | 0 | 0 | 0 | 0
H | 1018.41 | 1023.31 | 1023.31 | 1023.31 | 1023.31 | 1023.31
LFG | 559.76 | 559.76 | 2320.52 | 2320.52 | 2320.52 | 2320.52
Nuc | 14153.33 | 14153.33 | 14153.33 | 14153.33 | 0.78 | 0.78
PS | 0 | 0 | 0 | 0 | 0 | 0
PV | 0 | 0 | 0 | 0 | 0 | 0
PeakG | 0 | 0 | 0 | 0 | 0 | 0
PeakO | 0 | 0 | 0 | 0 | 0 | 0
ST | 0 | 0 | 0 | 0 | 0 | 0
STOG | 0 | 0 | 0 | 0 | 0 | 0
STWD | 22.21 | 10.4 | 67.09 | 175.79 | 735.84 | 735.84
WT | 4109.61 | 4109.61 | 4197.83 | 13955.04 | 34274.68 | 43557.73
IGCC | 0 | 0 | 0 | 0 | 0 | 0
DemandResponse | 0 | 0 | 0 | 0 | 0 | 0
IGCC-CCS | 0 | 0 | 0 | 0 | 0 | 0
WT_off | 0 | 0 | 0 | 0 | 0 | 0
PseudoUnit | 0 | 0 | 0 | 0 | 0 | 0
FixedInterchange | 0 | 0 | 0 | 0 | 0 | 0
Total Generation by Reporting Type: Nebraska
ReportingType | 2015 | 2020 | 2025 | 2030 | 2035 | 2040
BM | 0 | 0 | 0 | 0 | 0 | 0.01
CC | 1117.22 | 238.7 | 373.15 | 238.69 | 137.83 | 70.6
CSP | 0 | 0 | 0 | 0 | 0 | 0
CT | 0 | 0 | 0 | 0 | 0 | 0
Coal | 30719.51 | 3197.06 | 1666.38 | 1412.32 | 1300.01 | 1412.32
Geo | 0 | 0 | 0 | 0 | 0 | 0
H | 591 | 591 | 591 | 591 | 591 | 591
LFG | 47.3 | 47.3 | 47.3 | 537.92 | 612.32 | 612.32
Nuc | 9752.32 | 9752.32 | 8629.87 | 7485.27 | 0.92 | 1.56
PS | 0 | 0 | 0 | 0 | 0 | 0
PV | 0 | 0 | 0 | 0 | 0 | 0
PeakG | 53.72 | 0 | 0 | 0 | 0 | 0
PeakO | 0 | 0 | 0 | 0 | 0 | 0
ST | 0 | 0 | 0 | 0 | 0 | 0
STOG | 52.91 | 0 | 0 | 0 | 0 | 0
STWD | 0 | 0 | 0 | 0 | 0 | 0
WT | 1220.72 | 65906.1 | 66625.67 | 77237.69 | 84471.24 | 85231.28
IGCC | 0 | 0 | 0 | 0 | 0 | 0
DemandResponse | 0 | 0 | 0 | 0 | 0 | 0
IGCC-CCS | 0 | 0 | 0 | 0 | 0 | 0
WT_off | 0 | 0 | 0 | 0 | 0 | 0
PseudoUnit | 0 | 0 | 0 | 0 | 0 | 0
FixedInterchange | 0 | 0 | 0 | 0 | 0 | 0
Total Generation by Reporting Type: NEISO
ReportingType | 2015 | 2020 | 2025 | 2030 | 2035 | 2040
BM | 1882.96 | 1882.92 | 600.45 | 1882.96 | 1882.96 | 1882.96
CC | 49527.88 | 41063.18 | 40692.76 | 33891.84 | 15628.51 | 11810.44
CSP | 0 | 0 | 0 | 0 | 0 | 0
CT | 3.12 | 1.79 | 10.92 | 10.92 | 0 | 0
Coal | 47.7 | 0.01 | 0.01 | 0 | 0 | 0
Geo | 0 | 0 | 0 | 0 | 0 | 0
H | 12289.94 | 12289.94 | 12289.95 | 12303.66 | 12303.66 | 12303.66
LFG | 4582.65 | 4582.66 | 5132.48 | 5132.48 | 5132.48 | 5132.48
Nuc | 36181.73 | 36181.73 | 36181.73 | 36181.73 | 26141.23 | 19310.53
PS | 184.14 | 168.24 | 184.14 | 169.39 | 118.65 | 233.43
PV | 5.26 | 569.87 | 589.18 | 611.26 | 660.67 | 678.62
PeakG | 32.3 | 29.82 | 38.51 | 38.51 | 20.88 | 0
PeakO | 0 | 0 | 0 | 0 | 0 | 0
ST | 0 | 0 | 0 | 0 | 0 | 0
STOG | 0 | 0 | 0 | 0 | 0 | 0
STWD | 4274.88 | 1251.97 | 1178.02 | 2989.07 | 4274.88 | 4072.41
WT | 1283.3 | 10848.66 | 16205.23 | 17740.84 | 57413 | 57413
IGCC | 0 | 0 | 0 | 0 | 0 | 0
DemandResponse | 0 | 0 | 0 | 0 | 0 | 0
IGCC-CCS | 0 | 0 | 0 | 0 | 0 | 0
WT_off | 1870.13 | 1870.13 | 1870.13 | 1870.13 | 5935.46 | 27327.13
PseudoUnit | 0 | 0 | 0 | 0 | 0 | 0
FixedInterchange | 0 | 0 | 0 | 0 | 0 | 0
Total Generation by Reporting Type: NonRTO_Midwest
ReportingType | 2015 | 2020 | 2025 | 2030 | 2035 | 2040
BM | 0 | 0 | 0 | 0 | 16759.71 | 45875.85
CC | 17480.33 | 46117.21 | 46117.22 | 45328.96 | 38727.73 | 8806.3
CSP | 0 | 0 | 0 | 0 | 0 | 0
CT | 0 | 0 | 0 | 0 | 0 | 0
Coal | 45442.51 | 21325.58 | 5733.64 | 4414.12 | 14965.38 | 14965.39
Geo | 0 | 0 | 0 | 0 | 0 | 0
H | 457.8 | 457.8 | 3593.25 | 3593.25 | 3593.25 | 3593.25
LFG | 110.38 | 110.38 | 1373.79 | 1373.79 | 1373.79 | 1373.79
Nuc | 0.04 | 0.02 | 0.07 | 0.16 | 0.78 | 0.78
PS | 0 | 0 | 0 | 0 | 0 | 0
PV | 0 | 0 | 0 | 0 | 0 | 0
PeakG | 136.17 | 18.35 | 6.17 | 0 | 0 | 0
PeakO | 0 | 0 | 0 | 0 | 0 | 0
ST | 0 | 0 | 0 | 0 | 0 | 0
STOG | 0 | 0 | 0 | 0 | 0 | 0
STWD | 0 | 0 | 0 | 0 | 0 | 0
WT | 151.43 | 151.43 | 151.43 | 151.43 | 151.43 | 151.44
IGCC | 0 | 0 | 0 | 0 | 0 | 0
DemandResponse | 0 | 0 | 0 | 0 | 0 | 0
IGCC-CCS | 0 | 0 | 0 | 0 | 0 | 0.01
WT_off | 0 | 0 | 0 | 0 | 0 | 0
PseudoUnit | 0 | 0 | 0 | 0 | 0 | 0
FixedInterchange | 0 | 0 | 0 | 0 | 0 | 0
Total Generation by Reporting Type: NYISO_A-F
ReportingType | 2015 | 2020 | 2025 | 2030 | 2035 | 2040
BM | 0 | 0 | 0 | 0 | 0.01 | 7466.15
CC | 8872.09 | 11493.65 | 11264.55 | 7738.73 | 4329.04 | 2383.81
CSP | 0 | 0 | 0 | 0 | 0 | 0
CT | 0 | 0 | 0 | 0 | 0 | 0
Coal | 0.02 | 0.01 | 0.01 | 0 | 0.01 | 0.01
Geo | 0 | 0 | 0 | 0 | 0 | 0
H | 27149.99 | 27149.99 | 27149.99 | 27149.99 | 27149.99 | 27149.99
LFG | 1359.2 | 1359.2 | 1894.79 | 1894.79 | 1894.79 | 1894.79
Nuc | 26211.3 | 26211.3 | 26211.3 | 21372.53 | 16850.79 | 10212.74
PS | 49.42 | 111.28 | 108.08 | 112.49 | 0 | 136.28
PV | 0 | 0 | 0 | 0 | 0 | 0.07
PeakG | 0.74 | 6.58 | 6.58 | 0 | 0 | 0
PeakO | 0 | 0 | 0 | 0 | 0 | 0
ST | 0 | 0 | 0 | 0 | 0 | 0
STOG | 0 | 0 | 0 | 0 | 0 | 0
STWD | 0.77 | 8.51 | 8.51 | 342.24 | 602.69 | 602.69
WT | 10101.82 | 11933.66 | 11933.67 | 37306.4 | 37306.4 | 37306.4
IGCC | 0 | 0 | 0 | 0 | 0 | 0
DemandResponse | 0 | 0 | 0 | 0 | 0 | 0
IGCC-CCS | 0 | 0 | 0 | 0 | 0 | 0
WT_off | 0 | 0 | 0 | 0 | 0 | 0.01
PseudoUnit | 0 | 0 | 0 | 0 | 0 | 0
FixedInterchange | 0 | 0 | 0 | 0 | 0 | 0
Total Generation by Reporting Type: NYISO_G-I
ReportingType | 2015 | 2020 | 2025 | 2030 | 2035 | 2040
BM | 0 | 0 | 0 | 0 | 3917.78 | 5972.92
CC | 5864.83 | 16380.19 | 17613.31 | 13179.83 | 9816.45 | 7033.45
CSP | 0 | 0 | 0 | 0 | 0 | 0
CT | 0 | 0 | 0 | 0 | 0 | 0
Coal | 0 | 0 | 0 | 0 | 0 | 0
Geo | 0 | 0 | 0 | 0 | 0 | 0
H | 266.56 | 266.56 | 266.56 | 266.56 | 266.56 | 266.56
LFG | 504.58 | 504.58 | 1090.62 | 1090.62 | 1090.62 | 1090.62
Nuc | 15929.31 | 15929.31 | 15929.31 | 15929.31 | 7987.25 | 18216.86
PS | 0 | 0 | 0 | 0 | 0 | 0
PV | 0 | 0 | 0 | 0 | 0 | 3328.78
PeakG | 0 | 0.01 | 0.67 | 0.04 | 0.03 | 0.01
PeakO | 0 | 0 | 0 | 0 | 0 | 0
ST | 0 | 0 | 0 | 0 | 0 | 0
STOG | 0 | 0 | 0 | 0 | 0 | 0
STWD | 0 | 0 | 0 | 0 | 0 | 0
WT | 0 | 178.23 | 178.25 | 909.97 | 909.97 | 909.97
IGCC | 0 | 0 | 0 | 0 | 0 | 0
DemandResponse | 0 | 0 | 0 | 0 | 0 | 0
IGCC-CCS | 0 | 0 | 0 | 0 | 0 | 0
WT_off | 0 | 0 | 0 | 0 | 0 | 0.02
PseudoUnit | 0 | 0 | 0 | 0 | 0 | 0
FixedInterchange | 0 | 0 | 0 | 0 | 0 | 0
Total Generation by Reporting Type: NYISO_J-K
ReportingType | 2015 | 2020 | 2025 | 2030 | 2035 | 2040
BM | 0 | 0 | 0 | 0 | 0 | 0
CC | 25153.33 | 26102.45 | 27526.65 | 34939.88 | 43759.52 | 46225.95
CSP | 0 | 0 | 0 | 0 | 0 | 0
CT | 0 | 0 | 0 | 0 | 0 | 0
Coal | 0 | 0 | 0 | 0 | 0 | 0
Geo | 0 | 0 | 0 | 0 | 0 | 0
H | 0 | 0 | 0 | 0 | 0 | 0
LFG | 977.62 | 977.62 | 977.66 | 1563.66 | 1563.66 | 1563.66
Nuc | 0 | 0.01 | 0.11 | 0.23 | 0.78 | 0.78
PS | 0 | 0 | 0 | 0 | 0 | 0
PV | 53.26 | 53.26 | 53.26 | 53.26 | 53.26 | 53.26
PeakG | 53.24 | 53.24 | 110.21 | 63.69 | 232.35 | 408
PeakO | 0 | 0 | 0 | 0 | 0 | 0
ST | 0 | 0 | 0 | 0 | 0 | 0
STOG | 630 | 1296.02 | 1954.49 | 1533.79 | 389.59 | 310.51
STWD | 0 | 0 | 0 | 0 | 0 | 0
WT | 0 | 0 | 0 | 469.54 | 861.26 | 861.26
IGCC | 0 | 0 | 0 | 0 | 0 | 0
DemandResponse | 0 | 0 | 0 | 0 | 0 | 0
IGCC-CCS | 0 | 0 | 0 | 0 | 0 | 0
WT_off | 0 | 0 | 0 | 0 | 0 | 0.05
PseudoUnit | 0 | 0 | 0 | 0 | 0 | 0
FixedInterchange | 0 | 0 | 0 | 0 | 0 | 0
Total Generation by Reporting Type: PJM_E
ReportingType | 2015 | 2020 | 2025 | 2030 | 2035 | 2040
BM | 134.63 | 223.98 | 223.98 | 223.98 | 224 | 2481.04
CC | 44946.92 | 54083.35 | 67840.32 | 71074.25 | 55922.22 | 49020.2
CSP | 0 | 0 | 0 | 0 | 0 | 0
CT | 0.24 | 2.69 | 2.69 | 5.14 | 2.69 | 2.69
Coal | 615.21 | 273.26 | 68.9 | 7.45 | 382.05 | 980.1
Geo | 0 | 0 | 0 | 0 | 0 | 0
H | 1839.28 | 1839.28 | 1839.28 | 1839.28 | 1839.28 | 1839.28
LFG | 3714.15 | 4761.94 | 4761.94 | 4761.94 | 4761.94 | 4761.94
Nuc | 66287.73 | 61501.14 | 61501.14 | 61501.15 | 44177.56 | 61319.39
PS | 164.09 | 164 | 163.99 | 284 | 163.97 | 83.97
PV | 102.4 | 102.4 | 102.4 | 102.4 | 102.4 | 102.4
PeakG | 22.93 | 252.23 | 258.97 | 481.53 | 252.23 | 252.23
PeakO | 0 | 0 | 0 | 0 | 0 | 0
ST | 0 | 0 | 0 | 0 | 0 | 0
STOG | 268.49 | 512.56 | 268.55 | 512.56 | 268.49 | 268.49
STWD | 0 | 0 | 0 | 0 | 0 | 0
WT | 2143.36 | 2143.36 | 2143.36 | 2143.36 | 2143.36 | 2143.36
IGCC | 0 | 0 | 0 | 0 | 0 | 0
DemandResponse | 0 | 0 | 0 | 0 | 0 | 0
IGCC-CCS | 0 | 0 | 0 | 0 | 0 | 0
WT_off | 0 | 0 | 3990.53 | 3990.53 | 3990.53 | 3990.53
PseudoUnit | 0 | 0 | 0 | 0 | 0 | 0
FixedInterchange | 0 | 0 | 0 | 0 | 0 | 0
Total Generation by Reporting Type: PJM_ROM
ReportingType | 2015 | 2020 | 2025 | 2030 | 2035 | 2040
BM | 69.22 | 134.39 | 134.39 | 134.39 | 17603.64 | 17603.64
CC | 20852.72 | 25924.17 | 29025.62 | 35522.54 | 27852.59 | 24764.07
CSP | 0 | 0 | 0 | 0 | 0 | 0
CT | 0.15 | 1.64 | 1.64 | 1.65 | 1.64 | 1.64
Coal | 28761.29 | 12911.25 | 2800.98 | 3991.79 | 11363.01 | 14128.05
Geo | 0 | 0 | 0 | 0 | 0 | 0
H | 3645.46 | 3645.46 | 3645.48 | 6490.47 | 6490.47 | 6490.47
LFG | 2813.8 | 4903.85 | 4903.85 | 4903.85 | 4903.85 | 4903.85
Nuc | 39227.38 | 39227.38 | 39227.38 | 56971.99 | 115841.52 | 139082.2
PS | 638.35 | 620.33 | 517.2 | 1074.23 | 620.31 | 317.7
PV | 10.51 | 2632.88 | 4345.65 | 4973.84 | 5323.52 | 5794.44
PeakG | 0 | 13.86 | 51.56 | 153.76 | 48.51 | 48.51
PeakO | 0 | 0 | 0 | 0 | 0 | 0
ST | 0 | 0 | 0 | 0 | 0 | 0
STOG | 691.58 | 691.59 | 691.58 | 704.49 | 362.26 | 362.26
STWD | 219.66 | 490.56 | 490.56 | 490.56 | 490.56 | 490.56
WT | 3032.09 | 4910.74 | 4910.75 | 4910.75 | 4910.75 | 4910.82
IGCC | 0 | 0 | 0 | 0 | 0 | 0
DemandResponse | 0 | 0 | 0 | 0 | 0 | 0
IGCC-CCS | 0 | 0 | 0 | 0 | 0 | 0.01
WT_off | 0 | 0 | 0 | 0 | 0 | 0
PseudoUnit | 0 | 0 | 0 | 0 | 0 | 0
FixedInterchange | 0 | 0 | 0 | 0 | 0 | 0
Total Generation by Reporting Type: PJM_ROR
ReportingType | 2015 | 2020 | 2025 | 2030 | 2035 | 2040
BM | 196.8 | 2874.47 | 2426.45 | 2874.47 | 78815.17 | 78815.17
CC | 145145.38 | 266761.38 | 263390.07 | 235917.43 | 180178.45 | 96490.48
CSP | 0 | 0 | 0 | 0 | 0 | 0
CT | 2.98 | 2.98 | 2.98 | 2.98 | 2.98 | 0.95
Coal | 242340.62 | 120733.86 | 22184.07 | 22800.74 | 73649.29 | 82500.08
Geo | 0 | 0 | 0 | 0 | 0 | 0
H | 4602.26 | 6925.78 | 6925.78 | 6925.78 | 6925.78 | 6925.78
LFG | 4252.63 | 4252.63 | 8302.71 | 8302.71 | 8302.71 | 8302.71
Nuc | 156083.84 | 156083.84 | 156083.84 | 149330.53 | 116030.89 | 151338.24
PS | 1368.27 | 1263.21 | 2187.53 | 2187.51 | 842.35 | 575.87
PV | 63.07 | 63.07 | 63.07 | 63.07 | 63.07 | 63.07
PeakG | 651.03 | 829.04 | 164.22 | 503 | 186.79 | 140.93
PeakO | 0 | 0 | 0 | 0 | 0 | 0
ST | 0 | 0 | 0 | 0 | 0 | 0
STOG | 408.99 | 541.43 | 408.99 | 798.51 | 214.23 | 116.2
STWD | 96.33 | 1359.55 | 1359.55 | 998.98 | 1359.55 | 1359.55
WT | 28147.97 | 28682.04 | 62546.48 | 114145.85 | 114145.85 | 134931.36
IGCC | 0 | 0 | 0 | 0 | 0 | 0
DemandResponse | 0 | 0 | 0 | 0 | 0 | 0
IGCC-CCS | 0 | 0 | 0 | 0 | 0 | 43280.82
WT_off | 0 | 0 | 0 | 0 | 0 | 0
PseudoUnit | 0 | 0 | 0 | 0 | 0 | 0
FixedInterchange | 0 | 0 | 0 | 0 | 0 | 0
Total Generation by Reporting Type: SOCO
ReportingType | 2015 | 2020 | 2025 | 2030 | 2035 | 2040
BM | 38.26 | 58.54 | 264.13 | 410.64 | 48942.4 | 48942.4
CC | 159355.11 | 199831.81 | 203486.31 | 171225.68 | 85134.77 | 47329.41
CSP | 0 | 0 | 0 | 0 | 0 | 0
CT | 0 | 0 | 0 | 0 | 0 | 0
Coal | 39656.09 | 13294.17 | 3677.7 | 8113.04 | 13446.12 | 15368.91
Geo | 0 | 0 | 0 | 0 | 0 | 0
H | 10893.11 | 10893.11 | 10893.11 | 10893.11 | 10893.11 | 12917.99
LFG | 291.71 | 291.71 | 1138.45 | 1138.45 | 1138.45 | 1138.45
Nuc | 45497.84 | 62634.5 | 72881.05 | 109353.81 | 175038.23 | 226210.48
PS | 728.63 | 686.75 | 780.57 | 859.88 | 351.75 | 1189.25
PV | 0 | 0 | 0 | 0 | 0 | 0
PeakG | 337.32 | 377.99 | 616.87 | 797.76 | 31.51 | 2.55
PeakO | 0 | 0 | 0 | 0 | 0 | 0
ST | 0 | 0 | 0 | 0 | 0 | 0
STOG | 0 | 0 | 0 | 0 | 0 | 0
STWD | 246.49 | 254.91 | 692.4 | 3922.63 | 4681.34 | 4681.34
WT | 0 | 0 | 0 | 0.05 | 209.15 | 209.15
IGCC | 0 | 0 | 0 | 0 | 0 | 0
DemandResponse | 0 | 0 | 0 | 0 | 0 | 0
IGCC-CCS | 0 | 0 | 0 | 0 | 0 | 0.04
WT_off | 0 | 0 | 0 | 0 | 0 | 0
PseudoUnit | 0 | 0 | 0 | 0 | 0 | 0
FixedInterchange | 0 | 0 | 0 | 0 | 0 | 0
Total Generation by Reporting Type: SPP_N
ReportingType | 2015 | 2020 | 2025 | 2030 | 2035 | 2040
BM | 0 | 0 | 0 | 0 | 0 | 0
CC | 7200.81 | 1037.83 | 1449.62 | 1431.64 | 520.6 | 260.31
CSP | 0 | 0 | 0 | 0 | 0 | 0
CT | 0 | 0 | 0 | 0 | 0 | 0
Coal | 57180.14 | 9620.72 | 828.79 | 1034.59 | 1846.39 | 2468.01
Geo | 0 | 0 | 0 | 0 | 0 | 0
H | 60 | 60 | 60 | 60 | 60 | 60
LFG | 55.19 | 55.19 | 55.19 | 706.35 | 804.16 | 804.17
Nuc | 9035.69 | 9035.69 | 8012.75 | 6963.29 | 5337.72 | 9035.69
PS | 0 | 0 | 0 | 0 | 0 | 0
PV | 0 | 0 | 0 | 0 | 0 | 0
PeakG | 100.75 | 0 | 0 | 0 | 0 | 0
PeakO | 0 | 0 | 0 | 0 | 0 | 0
ST | 0 | 0 | 0 | 0 | 0 | 0
STOG | 329.09 | 0 | 0 | 0 | 0 | 0
STWD | 0 | 0 | 0 | 0 | 0 | 0
WT | 4213.48 | 113209.26 | 205436.31 | 226292.18 | 272283.36 | 274577.77
IGCC | 0 | 0 | 0 | 0 | 0 | 0
DemandResponse | 0 | 0 | 0 | 0 | 0 | 0
IGCC-CCS | 0 | 0 | 0 | 0 | 0 | 0
WT_off | 0 | 0 | 0 | 0 | 0 | 0
PseudoUnit | 0 | 0 | 0 | 0 | 0 | 0
FixedInterchange | 0 | 0 | 0 | 0 | 0 | 0
Total Generation by Reporting Type: SPP_S
ReportingType | 2015 | 2020 | 2025 | 2030 | 2035 | 2040
BM | 0 | 0 | 0 | 0 | 0 | 0
CC | 60278.86 | 25529.84 | 22474.81 | 22501.78 | 12941.49 | 12349.82
CSP | 0 | 0 | 0 | 0 | 0 | 0
CT | 0 | 0 | 0 | 0 | 0 | 0
Coal | 75607.31 | 6143.86 | 381.16 | 0.01 | 0 | 0
Geo | 0 | 0 | 0 | 0 | 0 | 0
H | 10050.79 | 10050.79 | 10050.79 | 10050.79 | 10050.79 | 10336.52
LFG | 149.8 | 149.8 | 148.62 | 789.39 | 898.77 | 898.78
Nuc | 0.02 | 0.04 | 0.04 | 0.11 | 0.29 | 0.33
PS | 194.01 | 178.4 | 714.6 | 1027.36 | 971.84 | 971.83
PV | 0 | 0 | 0 | 0 | 0 | 0
PeakG | 0 | 0 | 0 | 0 | 0 | 0
PeakO | 0 | 0 | 0 | 0 | 0 | 0
ST | 0 | 0 | 0 | 0 | 0 | 0
STOG | 3362.35 | 919.12 | 685.42 | 1005.7 | 416.72 | 369.45
STWD | 56.83 | 30.24 | 30.24 | 123.6 | 244.48 | 260.42
WT | 9404.55 | 156320.47 | 171363.39 | 184838.19 | 221823.17 | 237169.8
IGCC | 0 | 0 | 0 | 0 | 0 | 0
DemandResponse | 0 | 0 | 0 | 0 | 0 | 0
IGCC-CCS | 0 | 0 | 0 | 0 | 0 | 0
WT_off | 0 | 0 | 0 | 0 | 0 | 0
PseudoUnit | 0 | 0 | 0 | 0 | 0 | 0
FixedInterchange | 0 | 0 | 0 | 0 | 0 | 0
Total Generation by Reporting Type: TVA
ReportingType | 2015 | 2020 | 2025 | 2030 | 2035 | 2040
BM | 0 | 0 | 0 | 0 | 55206.82 | 55206.83
CC | 47923.01 | 87696.21 | 102832.62 | 91220.48 | 59992.68 | 25643.11
CSP | 0 | 0 | 0 | 0 | 0 | 0
CT | 0 | 0 | 0 | 0 | 0 | 0
Coal | 45727.45 | 21646.73 | 2503.18 | 3139.9 | 15540.62 | 15540.62
Geo | 0 | 0 | 0 | 0 | 0 | 0
H | 17444.81 | 17444.81 | 17545.57 | 17545.57 | 17545.57 | 17545.57
LFG | 102.49 | 102.49 | 949.23 | 949.23 | 949.23 | 949.23
Nuc | 65391.09 | 65391.09 | 65391.09 | 81158.58 | 74165 | 68873.39
PS | 733.15 | 525.5 | 629.89 | 1113.26 | 366.03 | 366.03
PV | 0 | 0 | 0 | 0 | 0 | 0
PeakG | 0 | 0 | 0 | 0 | 0 | 0
PeakO | 0 | 0 | 0 | 0 | 0 | 0
ST | 0 | 0 | 0 | 0 | 0 | 0
STOG | 0 | 0 | 0 | 0 | 0 | 0
STWD | 1.13 | 0.95 | 3.38 | 25.75 | 35.04 | 35.04
WT | 73.94 | 73.94 | 73.94 | 73.94 | 283.09 | 283.09
IGCC | 0 | 0 | 0 | 0 | 0 | 0
DemandResponse | 0 | 0 | 0 | 0 | 0 | 0
IGCC-CCS | 0 | 0 | 0 | 0 | 0 | 23498.21
WT_off | 0 | 0 | 0 | 0 | 0 | 0
PseudoUnit | 0 | 0 | 0 | 0 | 0 | 0
FixedInterchange | 0 | 0 | 0 | 0 | 0 | 0
Total Generation by Reporting Type: TVA_Transmission
ReportingType | 2015 | 2020 | 2025 | 2030 | 2035 | 2040
BM | 0 | 0 | 0 | 0 | 0 | 0
CC | 0 | 0 | 0 | 0 | 0 | 0
CSP | 0 | 0 | 0 | 0 | 0 | 0
CT | 0 | 0 | 0 | 0 | 0 | 0
Coal | 0 | 0 | 0 | 0 | 0 | 0
Geo | 0 | 0 | 0 | 0 | 0 | 0
H | 0 | 0 | 0 | 0 | 0 | 0
LFG | 0 | 0 | 0 | 0 | 0 | 0
Nuc | 0 | 0 | 0 | 0 | 0 | 0
PS | 0 | 0 | 0 | 0 | 0 | 0
PV | 0 | 0 | 0 | 0 | 0 | 0
PeakG | 0 | 0 | 0 | 0 | 0 | 0
PeakO | 0 | 0 | 0 | 0 | 0 | 0
ST | 0 | 0 | 0 | 0 | 0 | 0
STOG | 0 | 0 | 0 | 0 | 0 | 0
STWD | 0 | 0 | 0 | 0 | 0 | 0
WT | 0 | 0 | 0 | 0 | 0 | 0
IGCC | 0 | 0 | 0 | 0 | 0 | 0
DemandResponse | 0 | 0 | 0 | 0 | 0 | 0
IGCC-CCS | 0 | 0 | 0 | 0 | 0 | 0
WT_off | 0 | 0 | 0 | 0 | 0 | 0
PseudoUnit | 0 | 0 | 0 | 0 | 0 | 0
FixedInterchange | 0 | 0 | 0 | 0 | 0 | 0
Total Generation by Reporting Type: VACAR
ReportingType | 2015 | 2020 | 2025 | 2030 | 2035 | 2040
BM | 6.84 | 2677.29 | 8219.28 | 9663.36 | 52160.85 | 52160.85
CC | 148864.96 | 152909.06 | 151796.41 | 128315.47 | 53206.6 | 47343.45
CSP | 0 | 0 | 0 | 0 | 0 | 0
CT | 73.7 | 73.7 | 73.7 | 104.13 | 17.36 | 0
Coal | 18241.42 | 12510.18 | 3542.04 | 1283.37 | 4641.1 | 6316.84
Geo | 0 | 0 | 0 | 0 | 0 | 0
H | 4325 | 4325 | 4325 | 4325 | 4325 | 4446.45
LFG | 499.37 | 1343.43 | 1343.43 | 1343.43 | 1343.43 | 1343.43
Nuc | 89032.75 | 107182.03 | 129550.6 | 181763.02 | 156463.07 | 164228.56
PS | 1203.36 | 1122.61 | 1922.76 | 1899.46 | 475.11 | 528.37
PV | 42.05 | 328.1 | 351.53 | 375.02 | 395.67 | 434.14
PeakG | 80.97 | 164.61 | 322.48 | 470.55 | 42.66 | 99.91
PeakO | 0 | 0 | 0 | 0 | 0 | 0
ST | 0 | 0 | 0 | 0 | 0 | 0
STOG | 0 | 0 | 0 | 0 | 0 | 0
STWD | 1969.25 | 1969.25 | 1969.25 | 1969.25 | 1969.25 | 1969.25
WT | 2.34 | 7866.99 | 7866.99 | 7866.99 | 7866.99 | 7866.99
IGCC | 0 | 0 | 0 | 0 | 0 | 0
DemandResponse | 0 | 0 | 0 | 0 | 0 | 0
IGCC-CCS | 0 | 0 | 0 | 0 | 0 | 0
WT_off | 3.46 | 3.46 | 3.46 | 3.46 | 65879.19 | 104900.42
PseudoUnit | 0 | 0 | 0 | 0 | 0 | 0
FixedInterchange | 0 | 0 | 0 | 0 | 0 | 0
Total Generation by Reporting Type: IESO
ReportingType | 2015 | 2020 | 2025 | 2030 | 2035 | 2040
BM | 0 | 0.52 | 10.53 | 246.89 | 2436.46 | 2441.43
CC | 11112.99 | 11164.99 | 11253.07 | 2037.21 | 498.66 | 501.36
CSP | 0 | 0 | 0 | 0 | 0 | 0
CT | 0.44 | 3.45 | 0 | 0 | 0 | 0
Coal | 0 | 0 | 0 | 0 | 0 | 0
Geo | 0 | 0 | 0 | 0 | 0 | 0
H | 46189.03 | 46189.03 | 46189.03 | 47737.94 | 47737.94 | 47737.94
LFG | 926.37 | 926.37 | 926.37 | 930.31 | 930.31 | 930.31
Nuc | 101402.3 | 101402.3 | 101402.3 | 101402.3 | 93379.23 | 81383.57
PS | 13.53 | 13.53 | 13.53 | 13.53 | 24.6 | 12.3
PV | 78.84 | 78.84 | 78.84 | 78.84 | 78.84 | 78.84
PeakG | 0 | 4.29 | 0 | 0 | 0 | 0
PeakO | 0 | 0 | 0 | 0 | 0 | 0
ST | 0 | 0 | 0 | 0 | 0 | 0
STOG | 0 | 0 | 0 | 0 | 0 | 0
STWD | 4.38 | 13.76 | 26.27 | 974.11 | 974.11 | 974.11
WT | 8479.75 | 8479.75 | 8479.75 | 8479.75 | 55712.65 | 61538.86
IGCC | 0 | 0 | 0 | 0 | 0 | 0
DemandResponse | 0 | 0 | 0 | 0 | 0 | 0
IGCC-CCS | 0 | 0 | 0 | 0 | 0 | 0
WT_off | 0 | 0 | 0 | 0 | 0 | 0
PseudoUnit | 0 | 0 | 0 | 0 | 0 | 0
FixedInterchange | 0 | 0 | 0 | 0 | 0 | 0
Total Generation by Reporting Type: MAPP_CA
ReportingType | 2015 | 2020 | 2025 | 2030 | 2035 | 2040
BM | 0 | 0 | 0 | 0 | 0 | 0
CC | 10993.36 | 10993.36 | 5755.89 | 227.63 | 214.02 | 348.61
CSP | 0 | 0 | 0 | 0 | 0 | 0
CT | 0 | 0 | 0 | 0 | 0 | 0
Coal | 212.03 | 192.8 | 0 | 0 | 0 | 0
Geo | 0 | 0 | 0 | 0 | 0 | 0
H | 41520.42 | 45597.02 | 54366.11 | 68795.52 | 68795.52 | 68795.52
LFG | 0 | 0 | 0 | 0 | 0 | 0
Nuc | 0 | 0.01 | 0.01 | 0 | 0.78 | 1383.51
PS | 0 | 0 | 0 | 0 | 0 | 0
PV | 0 | 0 | 0 | 0 | 0 | 0
PeakG | 55.81 | 4.52 | 0 | 0 | 0 | 0
PeakO | 0 | 0 | 0 | 0 | 0 | 0
ST | 0 | 0 | 0 | 0 | 0 | 0
STOG | 10.86 | 0 | 0 | 0 | 0 | 0
STWD | 0 | 0 | 0 | 0 | 0 | 0
WT | 1446.06 | 1446.06 | 1446.06 | 1446.06 | 1446.06 | 1446.06
IGCC | 0 | 0 | 0 | 0 | 0 | 0
DemandResponse | 0 | 0 | 0 | 0 | 0 | 0
IGCC-CCS | 0 | 0 | 0 | 0 | 0 | 0
WT_off | 0 | 0 | 0 | 0 | 0 | 0
PseudoUnit | 0 | 0 | 0 | 0 | 0 | 0
FixedInterchange | 0 | 0 | 0 | 0 | 0 | 0
Total Generation by Reporting Type: AZ_NM_SNV_Coal
ReportingType | 2015 | 2020 | 2025 | 2030 | 2035 | 2040
BM | 0 | 0 | 0 | 0 | 0 | 0
CC | 0 | 0 | 0 | 0 | 0 | 0
CSP | 0 | 0 | 0 | 0 | 0 | 0
CT | 0 | 0 | 0 | 0 | 0 | 0
Coal | 53710.36 | 39508.73 | 960.52 | 248.07 | 3145.05 | 3145.05
Geo | 0 | 0 | 0 | 0 | 0 | 0
H | 0 | 0 | 0 | 0 | 0 | 0
LFG | 0 | 0 | 0 | 0 | 0 | 0
Nuc | 0 | 0 | 0 | 0 | 0 | 0
PS | 0 | 0 | 0 | 0 | 0 | 0
PV | 0 | 0 | 0 | 0 | 0 | 0
PeakG | 0 | 0 | 0 | 0 | 0 | 0
PeakO | 0 | 0 | 0 | 0 | 0 | 0
ST | 0 | 0 | 0 | 0 | 0 | 0
STOG | 0 | 0 | 0 | 0 | 0 | 0
STWD | 0 | 0 | 0 | 0 | 0 | 0
WT | 0 | 0 | 0 | 0 | 0 | 0
IGCC | 0 | 0 | 0 | 0 | 0 | 0
DemandResponse | 0 | 0 | 0 | 0 | 0 | 0
IGCC-CCS | 0 | 0 | 0 | 0 | 0 | 0.01
WT_off | 0 | 0 | 0 | 0 | 0 | 0
PseudoUnit | 0 | 0 | 0 | 0 | 0 | 0
FixedInterchange | 0 | 0 | 0 | 0 | 0 | 0
Total Generation by Reporting Type: AZ_NM_SNV_Gas
ReportingType | 2015 | 2020 | 2025 | 2030 | 2035 | 2040
BM | 0 | 0 | 0 | 0 | 0 | 0
CC | 73041.05 | 70379.9 | 109176.94 | 87452.61 | 63237.47 | 30093.15
CSP | 0 | 0 | 0 | 0 | 0 | 0
CT | 0 | 0 | 0 | 0 | 0 | 0
Coal | 0 | 0 | 0 | 0 | 0 | 0
Geo | 0 | 0 | 0 | 0 | 0 | 0
H | 0 | 0 | 0 | 0 | 0 | 0
LFG | 0 | 0 | 0 | 0 | 0 | 0
Nuc | 0 | 0 | 0 | 0 | 0 | 0
PS | 0 | 0 | 0 | 0 | 0 | 0
PV | 0 | 0 | 0 | 0 | 0 | 0
PeakG | 0 | 0 | 0 | 0 | 0 | 0
PeakO | 0 | 0 | 0 | 0 | 0 | 0
ST | 0 | 0 | 0 | 0 | 0 | 0
STOG | 0 | 0 | 0 | 0 | 0 | 0
STWD | 0 | 0 | 0 | 0 | 0 | 0
WT | 0 | 0 | 0 | 0 | 0 | 0
IGCC | 0 | 0 | 0 | 0 | 0 | 0
DemandResponse | 0 | 0 | 0 | 0 | 0 | 0
IGCC-CCS | 0 | 0 | 0 | 0 | 0 | 0
WT_off | 0 | 0 | 0 | 0 | 0 | 0
PseudoUnit | 0 | 0 | 0 | 0 | 0 | 0
FixedInterchange | 0 | 0 | 0 | 0 | 0 | 0
Total Generation by Reporting Type: AZ_NM_SNV_NucRenew
ReportingType | 2015 | 2020 | 2025 | 2030 | 2035 | 2040
BM | 0 | 0 | 0 | 0 | 18346.57 | 48828.61
CC | 0 | 0 | 0 | 0 | 0 | 0
CSP | 0 | 0 | 0 | 0 | 0 | 0
CT | 0 | 0 | 0 | 0 | 0 | 0
Coal | 0 | 0 | 0 | 0 | 0 | 0
Geo | 0 | 207.95 | 12066.9 | 12066.9 | 12066.9 | 12066.9
H | 8952 | 8952 | 8952 | 8952 | 8952 | 8952
LFG | 55.19 | 533.48 | 533.48 | 533.48 | 533.48 | 533.48
Nuc | 30183.89 | 30183.89 | 30183.9 | 50774.53 | 67122.05 | 67122.05
PS | 2.16 | 0.01 | 23.76 | 23.76 | 7.56 | 2.16
PV | 365.63 | 365.63 | 365.63 | 365.63 | 365.63 | 365.63
PeakG | 0 | 0 | 0 | 0 | 0 | 0
PeakO | 0 | 0 | 0 | 0 | 0 | 0
ST | 981.12 | 2821.09 | 3930.87 | 4251.21 | 9409.57 | 13305.63
STOG | 0 | 0 | 0 | 0 | 0 | 0
STWD | 182.21 | 182.21 | 182.21 | 182.21 | 182.21 | 182.21
WT | 1407.73 | 36177.22 | 38350.3 | 41278.87 | 41278.87 | 41278.87
IGCC | 0 | 0 | 0 | 0 | 0 | 0
DemandResponse | 0 | 0 | 0 | 0 | 0 | 0
IGCC-CCS | 0 | 0 | 0 | 0 | 0 | 0
WT_off | 0 | 0 | 0 | 0 | 0 | 0
PseudoUnit | 0 | 0 | 0 | 0 | 0 | 0
FixedInterchange | 0 | 0 | 0 | 0 | 0 | 0
Total Generation by Reporting Type: ERCOT
ReportingType | 2015 | 2020 | 2025 | 2030 | 2035 | 2040
BM | 58.16 | 100.59 | 154.07 | 1082.59 | 30349.68 | 30349.68
CC | 238757.82 | 270230.29 | 246555.56 | 227802.52 | 143100.34 | 120238.46
CSP | 0 | 0 | 0 | 0 | 0 | 0
CT | 0 | 2.34 | 0 | 2.34 | 0 | 0
Coal | 38252.9 | 27110.17 | 2751.56 | 2412.76 | 5417.61 | 5417.62
Geo | 0 | 0 | 0 | 0 | 0 | 0
H | 607.38 | 607.38 | 607.38 | 607.39 | 607.39 | 2022.97
LFG | 591.3 | 591.3 | 1457.18 | 3382.24 | 3382.24 | 3382.24
Nuc | 39655.79 | 39655.79 | 39655.8 | 70791.47 | 145099.56 | 179215.9
PS | 0 | 0 | 0 | 0 | 0 | 0
PV | 30.84 | 30.84 | 30.84 | 30.84 | 2.63 | 2.63
PeakG | 0 | 4.67 | 0 | 9.45 | 5.5 | 6.79
PeakO | 0 | 0 | 0 | 0 | 0 | 0
ST | 0 | 0 | 0 | 0 | 0 | 0
STOG | 1444.48 | 2165.76 | 1354.83 | 1897.38 | 159.22 | 131.64
STWD | 0 | 0 | 0 | 0 | 0 | 0
WT | 27080.39 | 27080.39 | 98840.77 | 104261.95 | 111182.37 | 119601.82
IGCC | 0 | 0 | 0 | 0 | 0 | 0
DemandResponse | 0 | 0 | 0 | 0 | 0 | 0
IGCC-CCS | 0 | 0 | 0 | 0 | 0 | 12460.03
WT_off | 0 | 0 | 0 | 0 | 0 | 0
PseudoUnit | 0 | 0 | 0 | 0 | 0 | 0
FixedInterchange | 0 | 0 | 0 | 0 | 0 | 0
Total Generation by Reporting Type: NP15
ReportingType | 2015 | 2020 | 2025 | 2030 | 2035 | 2040
BM | 0 | 0 | 0 | 0 | 6295.74 | 6295.74
CC | 91261.28 | 82159.86 | 98588.23 | 74789.15 | 66114.15 | 3821.69
CSP | 0 | 0 | 0 | 0 | 0 | 0
CT | 0 | 0 | 0 | 0 | 0 | 0
Coal | 213.45 | 0.01 | 0 | 0 | 0 | 0
Geo | 9050.48 | 14043.68 | 14043.68 | 14043.68 | 14043.68 | 14043.68
H | 24182 | 24182 | 24182 | 24182 | 24182 | 24182
LFG | 670.14 | 5124.6 | 5124.6 | 5124.6 | 5124.6 | 5124.6
Nuc | 17915.6 | 17915.6 | 17915.6 | 17915.62 | 17915.62 | 17915.62
PS | 0 | 0 | 12.66 | 53.96 | 79 | 22.57
PV | 153.52 | 153.52 | 153.52 | 153.52 | 3098.85 | 7814.86
PeakG | 0 | 0 | 0 | 0 | 0 | 0
PeakO | 0 | 0 | 0 | 0 | 0 | 0
ST | 99.08 | 99.08 | 99.08 | 99.08 | 341.64 | 341.64
STOG | 0.11 | 12.12 | 24.58 | 24.58 | 58.76 | 0
STWD | 3097.54 | 3097.54 | 570.85 | 3097.54 | 3097.54 | 3097.54
WT | 3102.31 | 11679.16 | 11679.16 | 39621.28 | 39759.06 | 39759.06
IGCC | 0 | 0 | 0 | 0 | 0 | 0
DemandResponse | 0 | 0 | 0 | 0 | 0 | 0
IGCC-CCS | 0 | 0 | 0 | 0 | 0.01 | 94068.83
WT_off | 0 | 0 | 0 | 0 | 0.11 | 0.11
PseudoUnit | 0 | 0 | 0 | 0 | 0 | 0
FixedInterchange | 0 | 0 | 0 | 0 | 0 | 0
Total Generation by Reporting Type: NWPP_Coal
ReportingType | 2015 | 2020 | 2025 | 2030 | 2035 | 2040
BM | 0 | 0 | 0 | 0 | 0 | 0
CC | 0 | 0 | 0 | 0 | 0 | 0
CSP | 0 | 0 | 0 | 0 | 0 | 0
CT | 0 | 0 | 0 | 0 | 0 | 0
Coal | 51493.83 | 32674.5 | 1593.96 | 1282.62 | 1282.61 | 1282.61
Geo | 0 | 0 | 0 | 0 | 0 | 0
H | 0 | 0 | 0 | 0 | 0 | 0
LFG | 0 | 0 | 0 | 0 | 0 | 0
Nuc | 0 | 0 | 0 | 0 | 0 | 0
PS | 0 | 0 | 0 | 0 | 0 | 0
PV | 0 | 0 | 0 | 0 | 0 | 0
PeakG | 0 | 0 | 0 | 0 | 0 | 0
PeakO | 0 | 0 | 0 | 0 | 0 | 0
ST | 0 | 0 | 0 | 0 | 0 | 0
STOG | 0 | 0 | 0 | 0 | 0 | 0
STWD | 0 | 0 | 0 | 0 | 0 | 0
WT | 0 | 0 | 0 | 0 | 0 | 0
IGCC | 0 | 0 | 0 | 0 | 0 | 0
DemandResponse | 0 | 0 | 0 | 0 | 0 | 0
IGCC-CCS | 0 | 0 | 0 | 0 | 0 | 0
WT_off | 0 | 0 | 0 | 0 | 0 | 0
PseudoUnit | 0 | 0 | 0 | 0 | 0 | 0
FixedInterchange | 0 | 0 | 0 | 0 | 0 | 0
Total Generation by Reporting Type: NWPP_Gas
ReportingType | 2015 | 2020 | 2025 | 2030 | 2035 | 2040
BM | 0 | 0 | 0 | 0 | 0 | 0
CC | 50575.35 | 89404.18 | 103412.44 | 81259.62 | 60521.66 | 24022.46
CSP | 0 | 0 | 0 | 0 | 0 | 0
CT | 0 | 0 | 0 | 0 | 0 | 0
Coal | 0 | 0 | 0 | 0 | 0 | 0
Geo | 0 | 0 | 0 | 0 | 0 | 0
H | 0 | 0 | 0 | 0 | 0 | 0
LFG | 0 | 0 | 0 | 0 | 0 | 0
Nuc | 0 | 0 | 0 | 0 | 0 | 0
PS | 0 | 0 | 0 | 0 | 0 | 0
PV | 0 | 0 | 0 | 0 | 0 | 0
PeakG | 0 | 0 | 0 | 0 | 0 | 0
PeakO | 0 | 0 | 0 | 0 | 0 | 0
ST | 0 | 0 | 0 | 0 | 0 | 0
STOG | 0 | 0 | 0 | 0 | 0 | 0
STWD | 0 | 0 | 0 | 0 | 0 | 0
WT | 0 | 0 | 0 | 0 | 0 | 0
IGCC | 0 | 0 | 0 | 0 | 0 | 0
DemandResponse | 0 | 0 | 0 | 0 | 0 | 0
IGCC-CCS | 0 | 0 | 0 | 0 | 0 | 23172.54
WT_off | 0 | 0 | 0 | 0 | 0 | 0
PseudoUnit | 0 | 0 | 0 | 0 | 0 | 0
FixedInterchange | 0 | 0 | 0 | 0 | 0 | 0
Total Generation by Reporting Type: NWPP_NucRenew
ReportingType | 2015 | 2020 | 2025 | 2030 | 2035 | 2040
BM | 0 | 210.96 | 243.02 | 243.02 | 26336.59 | 67568.64
CC | 0 | 0 | 0 | 0 | 0 | 0
CSP | 0 | 0 | 0 | 0 | 0 | 0
CT | 0 | 0 | 0 | 0 | 0 | 0
Coal | 0 | 0 | 0 | 0 | 0 | 0
Geo | 3280.13 | 3280.14 | 6891.88 | 6891.88 | 6891.88 | 6891.88
H | 133486 | 133486 | 133486 | 133486 | 134577.8 | 134577.8
LFG | 1013.09 | 2831.18 | 2940.73 | 2940.73 | 2940.73 | 2940.73
Nuc | 8809.8 | 8809.8 | 8809.83 | 8809.83 | 21284.87 | 21284.87
PS | 0 | 0 | 0 | 0 | 2.58 | 0
PV | 7.88 | 7.88 | 7.88 | 7.88 | 7.88 | 7.88
PeakG | 0 | 0 | 0 | 0 | 0 | 0
PeakO | 0 | 0 | 0 | 0 | 0 | 0
ST | 0 | 0 | 0 | 0 | 0 | 0
STOG | 0 | 0 | 0 | 0 | 0 | 0
STWD | 0 | 17.67 | 3931.49 | 3931.49 | 3931.49 | 3931.49
WT | 15874.4 | 15874.4 | 15874.41 | 81046.38 | 86740.9 | 98546.91
IGCC | 0 | 0 | 0 | 0 | 0 | 0
DemandResponse | 0 | 0 | 0 | 0 | 0 | 0
IGCC-CCS | 0 | 0 | 0 | 0 | 0 | 0
WT_off | 0 | 0 | 0 | 0 | 0 | 0
PseudoUnit | 0 | 0 | 0 | 0 | 0 | 0
FixedInterchange | 0 | 0 | 0 | 0 | 0 | 0
Total Generation by Reporting Type: RMPA
ReportingType | 2015 | 2020 | 2025 | 2030 | 2035 | 2040
BM | 0 | 0 | 0 | 0 | 27824.53 | 27824.53
CC | 13402.18 | 22210.23 | 27291.44 | 38384.39 | 19487.65 | 5630.87
CSP | 0 | 0 | 0 | 0 | 0 | 0
CT | 0 | 0 | 0 | 0 | 0 | 0
Coal | 50682.71 | 36439.48 | 6617.89 | 3091.33 | 3049.95 | 3049.95
Geo | 0 | 0.09 | 21387.54 | 21387.54 | 21387.54 | 21387.54
H | 4353 | 4353 | 4353 | 4353 | 4353 | 4353
LFG | 58.34 | 286.45 | 286.45 | 286.45 | 286.45 | 286.45
Nuc | 0.01 | 0.02 | 0.02 | 0.61 | 0.78 | 0.78
PS | 118.23 | 61.93 | 4.5 | 144.81 | 61.93 | 271.21
PV | 54.93 | 54.93 | 54.93 | 54.93 | 54.93 | 54.93
PeakG | 7.52 | 0 | 0 | 47.72 | 0 | 0
PeakO | 0 | 0 | 0 | 0 | 0 | 0
ST | 9.83 | 1335.11 | 1335.11 | 1537.66 | 1537.66 | 1537.66
STOG | 0 | 0 | 0 | 0 | 0 | 0
STWD | 0 | 0 | 0 | 0 | 0 | 0
WT | 6354.34 | 20088.02 | 20088.02 | 23059.99 | 24862.59 | 27369.06
IGCC | 0 | 0 | 0 | 0 | 0 | 0
DemandResponse | 0 | 0 | 0 | 0 | 0 | 0
IGCC-CCS | 0 | 0 | 0 | 0.01 | 0.01 | 24357.75
WT_off | 0 | 0 | 0 | 0 | 0 | 0
PseudoUnit | 0 | 0 | 0 | 0 | 0 | 0
FixedInterchange | 0 | 0 | 0 | 0 | 0 | 0
Total Generation by Reporting Type: SP15
ReportingType | 2015 | 2020 | 2025 | 2030 | 2035 | 2040
BM | 44.8 | 44.8 | 44.8 | 44.8 | 5036.6 | 5036.6
CC | 68630.4 | 85317.27 | 128481.88 | 101668.81 | 84737.09 | 31180.63
CSP | 0 | 0 | 0 | 0 | 0 | 0
CT | 0 | 0 | 0 | 0 | 0 | 0
Coal | 1392.49 | 761.6 | 220.66 | 0 | 0 | 0
Geo | 7774.15 | 19841.05 | 19841.05 | 19841.05 | 19841.05 | 19841.05
H | 5920 | 5920 | 5920 | 5920 | 5920 | 5920
LFG | 1759.71 | 6141.64 | 6141.64 | 6141.64 | 6141.64 | 6141.64
Nuc | 17526.13 | 17526.13 | 17526.13 | 17526.14 | 17526.14 | 17526.14
PS | 14.4 | 202.08 | 161.93 | 174.63 | 56.96 | 14.4
PV | 331.57 | 331.57 | 331.57 | 331.57 | 331.57 | 331.57
PeakG | 0 | 0 | 0 | 0 | 0 | 0
PeakO | 0 | 0 | 0 | 0 | 0 | 0
ST | 1569.79 | 1569.79 | 1569.79 | 3892.96 | 9408.92 | 17142.67
STOG | 1193.58 | 304.11 | 308.37 | 275.21 | 58.98 | 0
STWD | 833.95 | 833.95 | 612.78 | 833.95 | 833.95 | 833.95
WT | 5740.26 | 9096.78 | 9096.78 | 59007.66 | 59007.66 | 59007.66
IGCC | 0 | 0 | 0 | 0 | 0 | 0
DemandResponse | 0 | 0 | 0 | 0 | 0 | 0
IGCC-CCS | 0 | 0 | 0 | 0 | 39159.61 | 116947.57
WT_off | 0 | 0 | 0 | 0 | 0 | 0
PseudoUnit | 0 | 0 | 0 | 0 | 0 | 0
FixedInterchange | 0 | 0 | 0 | 0 | 0 | 0
Total Generation by Reporting Type: ALB
ReportingType | 2015 | 2020 | 2025 | 2030 | 2035 | 2040
BM | 0 | 0 | 0 | 0 | 0 | 0
CC | 16281.33 | 22567.22 | 22183.55 | 5641.15 | 2886.91 | 0.01
CSP | 0 | 0 | 0 | 0 | 0 | 0
CT | 0 | 0 | 0 | 0 | 0 | 0
Coal | 46350.59 | 46350.59 | 45774.02 | 0 | 0 | 0
Geo | 0 | 0 | 0 | 0 | 0 | 0
H | 1979.87 | 1979.87 | 1979.87 | 1979.87 | 1979.87 | 1979.87
LFG | 78.84 | 78.84 | 78.84 | 78.84 | 78.84 | 78.84
Nuc | 0 | 0 | 5724.7 | 76325.36 | 90814.94 | 103770.82
PS | 0 | 0 | 0 | 0 | 0 | 0
PV | 0 | 0 | 0 | 0 | 0 | 0
PeakG | 0 | 0 | 0 | 0 | 0 | 0
PeakO | 0 | 0 | 0 | 0 | 0 | 0
ST | 0 | 0 | 0 | 0 | 0 | 0
STOG | 0 | 0 | 0 | 0 | 0 | 0
STWD | 3.92 | 749.58 | 1219.39 | 1219.39 | 1219.39 | 1219.39
WT | 1553.84 | 1553.84 | 1553.84 | 1553.84 | 1764.26 | 1764.26
IGCC | 0 | 0 | 0 | 0 | 0 | 0
DemandResponse | 0 | 0 | 0 | 0 | 0 | 0
IGCC-CCS | 0 | 0 | 0 | 0 | 0 | 0
WT_off | 0 | 0 | 0 | 0 | 0 | 0
PseudoUnit | 0 | 0 | 0 | 0 | 0 | 0
FixedInterchange | 0 | 0 | 0 | 0 | 0 | 0
Total Generation by Reporting Type: BC
ReportingType | 2015 | 2020 | 2025 | 2030 | 2035 | 2040
BM | 0 | 0 | 0 | 0 | 0 | 0
CC | 10128.96 | 13552.65 | 13552.66 | 11298.1 | 0.01 | 0
CSP | 0 | 0 | 0 | 0 | 0 | 0
CT | 0 | 0 | 0 | 0 | 0 | 0
Coal | 0 | 0 | 0 | 0 | 0 | 0
Geo | 0 | 0 | 0 | 0 | 0 | 0
H | 54411.22 | 54411.22 | 54411.22 | 54411.22 | 54411.22 | 54411.22
LFG | 189.22 | 189.22 | 189.22 | 189.22 | 189.22 | 189.22
Nuc | 0 | 0 | 3524.75 | 17556.08 | 26271.91 | 35463.55
PS | 0 | 0 | 0 | 0 | 0 | 0
PV | 0 | 0 | 0 | 0 | 0 | 0
PeakG | 0 | 0 | 0 | 0 | 0 | 0
PeakO | 0 | 0 | 0 | 0 | 0 | 0
ST | 0 | 0 | 0 | 0 | 0 | 0
STOG | 0 | 0 | 0 | 0 | 0 | 0
STWD | 0 | 652.22 | 2938.58 | 3574.08 | 3574.08 | 3574.08
WT | 568.82 | 568.82 | 568.82 | 568.82 | 929.53 | 929.53
IGCC | 0 | 0 | 0 | 0 | 0 | 0
DemandResponse | 0 | 0 | 0 | 0 | 0 | 0
IGCC-CCS | 0 | 0 | 0 | 0 | 0 | 0
WT_off | 0 | 0 | 0 | 0 | 0 | 0
PseudoUnit | 0 | 0 | 0 | 0 | 0 | 0
FixedInterchange | 0 | 0 | 0 | 0 | 0 | 0
Total Generation by Reporting Type: HQ_IESO
ReportingType | 2015 | 2020 | 2025 | 2030 | 2035 | 2040
BM | 0 | 0 | 0 | 0 | 0 | 0
CC | 0 | 0 | 0 | 0 | 0 | 0
CSP | 0 | 0 | 0 | 0 | 0 | 0
CT | 0 | 0 | 0 | 0 | 0 | 0
Coal | 0 | 0 | 0 | 0 | 0 | 0
Geo | 0 | 0 | 0 | 0 | 0 | 0
H | 0 | 0 | 0 | 0 | 0 | 0
LFG | 0 | 0 | 0 | 0 | 0 | 0
Nuc | 0 | 0 | 0 | 0.07 | 0.78 | 0.78
PS | 0 | 0 | 0 | 0 | 0 | 0
PV | 0 | 0 | 0 | 0 | 0 | 0
PeakG | 0 | 0 | 0 | 0 | 0 | 0
PeakO | 0 | 0 | 0 | 0 | 0 | 0
ST | 0 | 0 | 0 | 0 | 0 | 0
STOG | 0 | 0 | 0 | 0 | 0 | 0
STWD | 0 | 0 | 0 | 0 | 0 | 0
WT | 0 | 0 | 0 | 0 | 0 | 0
IGCC | 0 | 0 | 0 | 0 | 0 | 0
DemandResponse | 0 | 0 | 0 | 0 | 0 | 0
IGCC-CCS | 0 | 0 | 0 | 0 | 0 | 0
WT_off | 0 | 0 | 0 | 0 | 0 | 0
PseudoUnit | 0 | 0 | 0 | 0 | 0 | 0
FixedInterchange | 2336 | 2336 | 2336 | 2336 | 2336 | 2336
Total Generation by Reporting Type: HQ_NEISO
ReportingType | 2015 | 2020 | 2025 | 2030 | 2035 | 2040
BM | 0 | 0 | 0 | 0 | 0 | 0
CC | 0 | 0 | 0 | 0 | 0 | 0
CSP | 0 | 0 | 0 | 0 | 0 | 0
CT | 0 | 0 | 0 | 0 | 0 | 0
Coal | 0 | 0 | 0 | 0 | 0 | 0
Geo | 0 | 0 | 0 | 0 | 0 | 0
H | 0 | 0 | 0 | 0 | 0 | 0
LFG | 0 | 0 | 0 | 0 | 0 | 0
Nuc | 0 | 0 | 0 | 0.13 | 0.78 | 0.47
PS | 0 | 0 | 0 | 0 | 0 | 0
PV | 0 | 0 | 0 | 0 | 0 | 0
PeakG | 0 | 0 | 0 | 0 | 0 | 0
PeakO | 0 | 0 | 0 | 0 | 0 | 0
ST | 0 | 0 | 0 | 0 | 0 | 0
STOG | 0 | 0 | 0 | 0 | 0 | 0
STWD | 0 | 0 | 0 | 0 | 0 | 0
WT | 0 | 0 | 0 | 0 | 0 | 0
IGCC | 0 | 0 | 0 | 0 | 0 | 0
DemandResponse | 0 | 0 | 0 | 0 | 0 | 0
IGCC-CCS | 0 | 0 | 0 | 0 | 0 | 0
WT_off | 0 | 0 | 0 | 0 | 0 | 0
PseudoUnit | 0 | 0 | 0 | 1488.43 | 1488.43 | 1488.43
FixedInterchange | 19184.4 | 19184.4 | 19184.4 | 19184.4 | 19184.4 | 19184.4
Total Generation by Reporting Type: HQ_NY
ReportingType | 2015 | 2020 | 2025 | 2030 | 2035 | 2040
BM | 0 | 0 | 0 | 0 | 0 | 0
CC | 0 | 0 | 0 | 0 | 0 | 0
CSP | 0 | 0 | 0 | 0 | 0 | 0
CT | 0 | 0 | 0 | 0 | 0 | 0
Coal | 0 | 0 | 0 | 0 | 0 | 0
Geo | 0 | 0 | 0 | 0 | 0 | 0
H | 0 | 0 | 0 | 0 | 0 | 0
LFG | 0 | 0 | 0 | 0 | 0 | 0
Nuc | 0 | 0.01 | 0.01 | 0.11 | 0.78 | 0.78
PS | 0 | 0 | 0 | 0 | 0 | 0
PV | 0 | 0 | 0 | 0 | 0 | 0
PeakG | 0 | 0 | 0 | 0 | 0 | 0
PeakO | 0 | 0 | 0 | 0 | 0 | 0
ST | 0 | 0 | 0 | 0 | 0 | 0
STOG | 0 | 0 | 0 | 0 | 0 | 0
STWD | 0 | 0 | 0 | 0 | 0 | 0
WT | 0 | 0 | 0 | 0 | 0 | 0
IGCC | 0 | 0 | 0 | 0 | 0 | 0
DemandResponse | 0 | 0 | 0 | 0 | 0 | 0
IGCC-CCS | 0 | 0 | 0 | 0 | 0 | 0
WT_off | 0 | 0 | 0 | 0 | 0 | 0
PseudoUnit | 0 | 0 | 14570.11 | 14570.11 | 14570.11 | 14570.11
FixedInterchange | 5840 | 5840 | 5840 | 5840 | 5840 | 5840
Total Generation by Reporting Type: MARITIMES
ReportingType | 2015 | 2020 | 2025 | 2030 | 2035 | 2040
BM | 0 | 0 | 0 | 0 | 0 | 0
CC | 0 | 0 | 0 | 0 | 0 | 0
CSP | 0 | 0 | 0 | 0 | 0 | 0
CT | 0 | 0 | 0 | 0 | 0 | 0
Coal | 0 | 0 | 0 | 0 | 0 | 0
Geo | 0 | 0 | 0 | 0 | 0 | 0
H | 0 | 0 | 0 | 0 | 0 | 0
LFG | 0 | 0 | 0 | 0 | 0 | 0
Nuc | 0 | 0 | 0 | 0.13 | 0.78 | 0.47
PS | 0 | 0 | 0 | 0 | 0 | 0
PV | 0 | 0 | 0 | 0 | 0 | 0
PeakG | 0 | 0 | 0 | 0 | 0 | 0
PeakO | 0 | 0 | 0 | 0 | 0 | 0
ST | 0 | 0 | 0 | 0 | 0 | 0
STOG | 0 | 0 | 0 | 0 | 0 | 0
STWD | 0 | 0 | 0 | 0 | 0 | 0
WT | 0 | 0 | 0 | 0 | 0 | 0
IGCC | 0 | 0 | 0 | 0 | 0 | 0
DemandResponse | 0 | 0 | 0 | 0 | 0 | 0
IGCC-CCS | 0 | 0 | 0 | 0 | 0 | 0
WT_off | 0 | 0 | 0 | 0 | 0 | 0
PseudoUnit | 0 | 0 | 0.02 | 2480.72 | 2480.72 | 2480.72
FixedInterchange | 8760 | 8760 | 8760 | 8760 | 8760 | 8760
Total Generation by Reporting Type: All
ReportingType | 2015 | 2020 | 2025 | 2030 | 2035 | 2040
BM | 2431.67 | 8208.46 | 12321.11 | 16807.11 | 455848.82 | 738694.04
CC | 1724668.98 | 2291695.42 | 2352707.17 | 1983397.38 | 1238578.32 | 730670.86
CSP | 0 | 0 | 0 | 0 | 0 | 0
CT | 567.11 | 642.88 | 709.79 | 762.11 | 29.84 | 5.29
Coal | 1176391.8 | 485717.3 | 115063.15 | 65526.88 | 185229.24 | 214944.6
Geo | 20459.37 | 37727.52 | 74585.65 | 74585.65 | 74585.65 | 74585.65
H | 430354.22 | 436759.25 | 450137.9 | 469325.89 | 473738.07 | 477651.11
LFG | 32608.23 | 48005.68 | 65428.14 | 70855.72 | 71137.31 | 71137.34
Nuc | 913193.83 | 943693.23 | 1022730.65 | 1316146.11 | 1500343.27 | 1740012.97
PS | 6158.69 | 5715.59 | 9090.27 | 10821.09 | 4563.54 | 5899.03
PV | 1434.35 | 5454.51 | 7530.67 | 8267.61 | 11662.41 | 20315.08
PeakG | 2453.61 | 2630.94 | 2110.69 | 2939.07 | 973.98 | 1086.63
PeakO | 0 | 0 | 0 | 0 | 0 | 0
ST | 2659.82 | 5825.07 | 6934.85 | 9780.91 | 20697.79 | 32327.6
STOG | 9016.55 | 6859.35 | 6039.6 | 7092.39 | 2055.8 | 1566.64
STWD | 12444.72 | 12395.52 | 17743.2 | 28806.54 | 33849.48 | 33340.72
WT | 178096.6 | 596408.77 | 1054695.71 | 1516719.49 | 1747257.28 | 1849690.21
IGCC | 4427.31 | 4427.31 | 697.02 | 0 | 0 | 0
DemandResponse | 0 | 0 | 0 | 0 | 0 | 0
IGCC-CCS | 0 | 0 | 0.01 | 0.03 | 39159.68 | 337785.86
WT_off | 1873.58 | 1873.59 | 5864.11 | 5864.12 | 75805.3 | 136218.27
PseudoUnit | 0 | 0 | 14570.13 | 18539.26 | 18539.26 | 18539.26
FixedInterchange | 36120.4 | 36120.4 | 36120.4 | 36120.4 | 36120.4 | 36120.4
Total Generation by Reporting Type: EI_US
ReportingType | 2015 | 2020 | 2025 | 2030 | 2035 | 2040
BM | 2328.71 | 7851.6 | 11868.68 | 15189.8 | 339222.66 | 550348.81
CC | 1140484.25 | 1613715.47 | 1586455.52 | 1352836.2 | 797780.36 | 514833.61
CSP | 0 | 0 | 0 | 0 | 0 | 0
CT | 566.67 | 637.09 | 709.79 | 759.77 | 29.84 | 5.29
Coal | 934083.45 | 302679.43 | 57144.53 | 58492.11 | 172334.01 | 202049.36
Geo | 354.6 | 354.6 | 354.6 | 354.6 | 354.6 | 354.6
H | 108753.3 | 111081.73 | 115691.29 | 118900.96 | 122221.34 | 124718.79
LFG | 27266.03 | 31302.6 | 47749.63 | 51248.21 | 51529.8 | 51529.83
Nuc | 697700.29 | 728199.66 | 797987.6 | 955044.09 | 1020926.62 | 1214945.39
PS | 6010.37 | 5438.03 | 8873.89 | 10410.4 | 4330.91 | 5576.39
PV | 411.15 | 4431.3 | 6507.46 | 7244.41 | 7722.08 | 11658.74
PeakG | 2390.27 | 2617.46 | 2110.68 | 2881.91 | 968.47 | 1079.84
PeakO | 0 | 0 | 0 | 0 | 0 | 0
ST | 0 | 0 | 0 | 0 | 0 | 0
STOG | 6367.52 | 4377.35 | 4351.81 | 4895.21 | 1778.85 | 1434.99
STWD | 8322.73 | 6848.6 | 8261.64 | 14993.77 | 20036.71 | 19527.95
WT | 106488.69 | 464364.33 | 848717.81 | 1156394.89 | 1324573.32 | 1398448.12
IGCC | 4427.31 | 4427.31 | 697.02 | 0 | 0 | 0
DemandResponse | 0 | 0 | 0 | 0 | 0 | 0
IGCC-CCS | 0 | 0 | 0.01 | 0.02 | 0.05 | 66779.13
WT_off | 1873.58 | 1873.59 | 5864.11 | 5864.12 | 75805.18 | 136218.15
PseudoUnit | 0 | 0 | 14570.13 | 18539.26 | 18539.26 | 18539.26
FixedInterchange | 33784.4 | 33784.4 | 33784.4 | 33784.4 | 33784.4 | 33784.4
Total Generation by Reporting Type: EI_Canada
ReportingType | 2015 | 2020 | 2025 | 2030 | 2035 | 2040
BM | 0 | 0.52 | 10.53 | 246.89 | 2436.46 | 2441.43
CC | 22106.35 | 22158.35 | 17008.97 | 2264.84 | 712.67 | 849.96
CSP | 0 | 0 | 0 | 0 | 0 | 0
CT | 0.44 | 3.45 | 0 | 0 | 0 | 0
Coal | 212.03 | 192.8 | 0 | 0 | 0 | 0
Geo | 0 | 0 | 0 | 0 | 0 | 0
H | 87709.45 | 91786.05 | 100555.14 | 116533.45 | 116533.45 | 116533.45
LFG | 926.37 | 926.37 | 926.37 | 930.31 | 930.31 | 930.31
Nuc | 101402.3 | 101402.32 | 101402.32 | 101402.38 | 93380.79 | 82767.85
PS | 13.53 | 13.53 | 13.53 | 13.53 | 24.6 | 12.3
PV | 78.84 | 78.84 | 78.84 | 78.84 | 78.84 | 78.84
PeakG | 55.81 | 8.81 | 0 | 0 | 0 | 0
PeakO | 0 | 0 | 0 | 0 | 0 | 0
ST | 0 | 0 | 0 | 0 | 0 | 0
STOG | 10.86 | 0 | 0 | 0 | 0 | 0
STWD | 4.38 | 13.76 | 26.27 | 974.11 | 974.11 | 974.11
WT | 9925.81 | 9925.81 | 9925.81 | 9925.81 | 57158.71 | 62984.92
IGCC | 0 | 0 | 0 | 0 | 0 | 0
DemandResponse | 0 | 0 | 0 | 0 | 0 | 0
IGCC-CCS | 0 | 0 | 0 | 0 | 0 | 0
WT_off | 0 | 0 | 0 | 0 | 0 | 0
PseudoUnit | 0 | 0 | 0 | 0 | 0 | 0
FixedInterchange | 2336 | 2336 | 2336 | 2336 | 2336 | 2336
Total Generation by Reporting Type: EI
ReportingType | 2015 | 2020 | 2025 | 2030 | 2035 | 2040
BM | 2328.71 | 7852.12 | 11879.22 | 15436.7 | 341659.12 | 552790.24
CC | 1162590.61 | 1635873.82 | 1603464.48 | 1355101.04 | 798493.04 | 515683.58
CSP | 0 | 0 | 0 | 0 | 0 | 0
CT | 567.11 | 640.55 | 709.79 | 759.77 | 29.84 | 5.29
Coal | 934295.49 | 302872.23 | 57144.53 | 58492.11 | 172334.01 | 202049.36
Geo | 354.6 | 354.6 | 354.6 | 354.6 | 354.6 | 354.6
H | 196462.75 | 202867.78 | 216246.43 | 235434.41 | 238754.79 | 241252.24
LFG | 28192.4 | 32228.97 | 48676 | 52178.53 | 52460.11 | 52460.14
Nuc | 799102.59 | 829601.98 | 899389.92 | 1056446.47 | 1114307.41 | 1297713.24
PS | 6023.9 | 5451.56 | 8887.42 | 10423.93 | 4355.51 | 5588.69
PV | 489.99 | 4510.14 | 6586.3 | 7323.25 | 7800.92 | 11737.58
PeakG | 2446.08 | 2626.27 | 2110.68 | 2881.91 | 968.47 | 1079.84
PeakO | 0 | 0 | 0 | 0 | 0 | 0
ST | 0 | 0 | 0 | 0 | 0 | 0
STOG | 6378.38 | 4377.35 | 4351.81 | 4895.21 | 1778.85 | 1434.99
STWD | 8327.11 | 6862.36 | 8287.91 | 15967.88 | 21010.82 | 20502.06
WT | 116414.5 | 474290.14 | 858643.61 | 1166320.7 | 1381732.03 | 1461433.04
IGCC | 4427.31 | 4427.31 | 697.02 | 0 | 0 | 0
DemandResponse | 0 | 0 | 0 | 0 | 0 | 0
IGCC-CCS | 0 | 0 | 0.01 | 0.02 | 0.05 | 66779.13
WT_off | 1873.58 | 1873.59 | 5864.11 | 5864.12 | 75805.19 | 136218.15
PseudoUnit | 0 | 0 | 14570.13 | 18539.26 | 18539.26 | 18539.26
FixedInterchange | 36120.4 | 36120.4 | 36120.4 | 36120.4 | 36120.4 | 36120.4
Total Generation by Reporting Type: Outside_EI
ReportingType | 2015 | 2020 | 2025 | 2030 | 2035 | 2040
BM | 102.96 | 356.34 | 441.89 | 1370.42 | 114189.71 | 185903.79
CC | 562078.37 | 655821.6 | 749242.69 | 628296.34 | 440085.29 | 214987.28
CSP | 0 | 0 | 0 | 0 | 0 | 0
CT | 0 | 2.34 | 0 | 2.34 | 0 | 0
Coal | 242096.32 | 182845.07 | 57918.61 | 7034.78 | 12895.24 | 12895.24
Geo | 20104.76 | 37372.91 | 74231.05 | 74231.05 | 74231.05 | 74231.05
H | 233891.47 | 233891.47 | 233891.47 | 233891.48 | 234983.28 | 236398.86
LFG | 4415.83 | 15776.71 | 16752.14 | 18677.2 | 18677.2 | 18677.2
Nuc | 114091.24 | 114091.25 | 123340.72 | 259699.64 | 386035.86 | 442299.73
PS | 134.79 | 264.02 | 202.85 | 397.16 | 208.03 | 310.34
PV | 944.36 | 944.36 | 944.36 | 944.36 | 3861.49 | 8577.5
PeakG | 7.52 | 4.67 | 0 | 57.16 | 5.5 | 6.79
PeakO | 0 | 0 | 0 | 0 | 0 | 0
ST | 2659.82 | 5825.07 | 6934.85 | 9780.91 | 20697.79 | 32327.6
STOG | 2638.17 | 2482 | 1687.79 | 2197.18 | 276.96 | 131.64
STWD | 4117.61 | 5533.16 | 9455.29 | 12838.65 | 12838.66 | 12838.66
WT | 61682.09 | 122118.63 | 196052.09 | 350398.79 | 365525.25 | 388257.17
IGCC | 0 | 0 | 0 | 0 | 0 | 0
DemandResponse | 0 | 0 | 0 | 0 | 0 | 0
IGCC-CCS | 0 | 0 | 0 | 0.01 | 39159.63 | 271006.73
WT_off | 0 | 0 | 0 | 0 | 0.12 | 0.12
PseudoUnit | 0 | 0 | 0 | 0 | 0 | 0
FixedInterchange | 0 | 0 | 0 | 0 | 0 | 0
#2 | Energy Demand (TWh)
Energy Demand by Pool & Region:
Pool/Region | 2015 | 2020 | 2025 | 2030 | 2035 | 2040
ENT | 178.96 | 183.64 | 192.56 | 194.38 | 199.74 | 220.34
FRCC | 260.07 | 272 | 304.18 | 325.8 | 340.9 | 386.97
MAPP_US | 29.03 | 32.7 | 34.35 | 37.73 | 40.49 | 43.54
MISO_IN | 100 | 103.97 | 118.66 | 125.96 | 128.64 | 143.69
MISO_MI | 100.12 | 101.9 | 114.17 | 122.28 | 129.82 | 142.01
MISO_MO-IL | 95.28 | 105.12 | 116.34 | 124.48 | 129.14 | 143.47
MISO_W | 137.98 | 147.51 | 172.18 | 185.15 | 188.56 | 203.45
MISO_WUMS | 66.44 | 74.11 | 79.2 | 86.43 | 88.75 | 96.92
NE | 33.46 | 37.1 | 36.91 | 41 | 46.62 | 50.09
NEISO | 136.86 | 133.08 | 137.84 | 142.76 | 154.3 | 158.49
NonRTO_Midwest | 64.17 | 68.82 | 74.53 | 73.93 | 80.41 | 88.65
NYISO_A-F | 59.1 | 67.17 | 71.48 | 77.61 | 78.63 | 83.32
NYISO_G-I | 18.25 | 20.29 | 21.93 | 22.97 | 24.72 | 26.62
NYISO_J-K | 68.89 | 77.56 | 83.78 | 89.8 | 95.28 | 102.74
PJM_E | 132.14 | 128.43 | 135.09 | 145.32 | 155.45 | 167.89
PJM_ROM | 147.94 | 160.8 | 169.63 | 183.25 | 195.75 | 213.79
PJM_ROR | 526.62 | 557.1 | 562.58 | 604.22 | 640.22 | 688.55
SOCO | 260.24 | 299.44 | 319.31 | 342.02 | 362.63 | 384.64
SPP_N | 81.41 | 90.71 | 91.07 | 103.63 | 116.21 | 125.67
SPP_S | 171.81 | 196.47 | 206.92 | 218.28 | 231.72 | 248.31
TVA | 177.87 | 191.52 | 198.8 | 208.24 | 232.14 | 243.52
TVA_Transmission | 0 | 0 | 0 | 0 | 0 | 0
VACAR | 264.32 | 293.72 | 316.77 | 337.59 | 356.19 | 390.82
IESO | 136.69 | 137.34 | 144.16 | 158.88 | 164.46 | 176.05
MAPP_CA | 51.84 | 56.87 | 60.02 | 66.51 | 69.22 | 74.51
AZ_NM_SNV_Coal | 134.73 | 157.46 | 170.59 | 183.58 | 204.22 | 219.8
AZ_NM_SNV_Gas | 0 | 0 | 0 | 0 | 0 | 0
AZ_NM_SNV_NucRenew | 0 | 0 | 0 | 0 | 0 | 0
ERCOT | 345.91 | 372.46 | 395.49 | 417.17 | 444.74 | 478.42
NP15 | 119.08 | 131.33 | 142.02 | 159.5 | 172.8 | 191.66
NWPP_Coal | 244.7 | 275.7 | 299.6 | 324.22 | 347 | 394.22
NWPP_Gas | 0 | 0 | 0 | 0 | 0 | 0
NWPP_NucRenew | 0 | 0 | 0 | 0 | 0 | 0
RMPA | 74.97 | 86.07 | 85.91 | 98.61 | 105.82 | 115.85
SP15 | 196.86 | 219.57 | 233.3 | 252.93 | 274.99 | 305.93
ALB | 66.77 | 73.23 | 79.72 | 91.13 | 97.83 | 108.62
BC | 64.64 | 69.35 | 73.85 | 82.58 | 86.72 | 94.18
HQ_IESO | 0 | 0 | 0 | 0 | 0 | 0
HQ_NEISO | 0 | 0 | 0 | 0 | 0 | 0
HQ_NY | 0 | 0 | 0 | 0 | 0 | 0
MARITIMES | 0 | 0 | 0 | 0 | 0 | 0
All | 4547.15 | 4922.54 | 5242.96 | 5627.93 | 5984.09 | 6512.73
EI_US | 3110.96 | 3343.16 | 3558.3 | 3792.82 | 4016.3 | 4353.5
EI_Canada | 188.52 | 194.2 | 204.18 | 225.4 | 233.68 | 250.56
EI | 3299.48 | 3537.37 | 3762.48 | 4018.22 | 4249.98 | 4604.06
Outside_EI | 1247.67 | 1385.17 | 1480.48 | 1609.71 | 1734.11 | 1908.67
#3 | Generation Minus Energy (TWh)
Generation Minus Energy by Pool & Region:
Pool/Region | 2015 | 2020 | 2025 | 2030 | 2035 | 2040
ENT | 3.58 | -24.85 | -71.37 | -90.42 | -117.54 | -96.84
FRCC | -0.49 | -0.74 | -0.63 | -0.15 | -0.77 | 1.44
MAPP_US | 1.7 | 2.3 | -2.55 | -5.79 | -6.09 | 3.04
MISO_IN | -12.95 | 52.72 | 18.37 | 91.81 | 61.96 | 78.45
MISO_MI | -13.55 | -14.68 | -22.34 | -43.94 | -67.88 | -48.34
MISO_MO-IL | 6.48 | -24.16 | -40.26 | -26.86 | -38.77 | -25.28
MISO_W | -5.99 | -61.54 | 106.75 | 94.84 | 84.54 | 79.95
MISO_WUMS | 18.85 | 23.16 | 12.28 | 2.44 | -4.75 | -7.66
NE | 10.09 | 42.63 | 41.03 | 46.5 | 40.49 | 37.83
NEISO | -24.69 | -22.34 | -22.87 | -29.94 | -24.78 | -18.33
NonRTO_Midwest | -0.39 | -0.64 | -17.56 | -19.07 | -4.84 | -13.88
NYISO_A-F | 14.64 | 11.1 | 7.1 | 18.31 | 9.5 | 3.83
NYISO_G-I | 4.32 | 12.97 | 13.15 | 8.4 | -0.73 | 10.2
NYISO_J-K | -42.02 | -49.08 | -53.15 | -51.17 | -48.42 | -53.32
PJM_E | -11.9 | -2.57 | 8.07 | 1.61 | -41.22 | -40.64
PJM_ROM | -47.98 | -64.7 | -78.89 | -62.93 | 0.07 | 5.11
PJM_ROR | 56.74 | 33.27 | -36.53 | -59.37 | -59.5 | -83.71
SOCO | -3.19 | -11.12 | -24.88 | -35.3 | -22.76 | -26.65
SPP_N | -3.23 | 42.31 | 124.77 | 132.85 | 164.64 | 161.54
SPP_S | -12.71 | 2.85 | -1.07 | 2.06 | 15.63 | 14.04
TVA | -0.48 | 1.36 | -8.87 | -13.01 | -8.06 | -35.58
TVA_Transmission | 0 | 0 | 0 | 0 | 0 | 0
VACAR | 0.03 | -1.25 | -5.48 | 1.79 | -7.4 | 0.82
IESO | 31.52 | 30.94 | 24.22 | 3.02 | 37.31 | 19.55
MAPP_CA | 2.4 | 1.37 | 1.55 | 3.95 | 1.23 | -2.54
AZ_NM_SNV_Coal | -81.02 | -117.95 | -169.63 | -183.33 | -201.07 | -216.66
AZ_NM_SNV_Gas | 73.04 | 70.38 | 109.18 | 87.45 | 63.24 | 30.09
AZ_NM_SNV_NucRenew | 42.13 | 79.42 | 94.59 | 118.43 | 158.26 | 192.64
ERCOT | 0.57 | -4.88 | -4.08 | -4.89 | -5.43 | -5.59
NP15 | 30.66 | 27.13 | 30.37 | 19.61 | 7.31 | 24.83
NWPP_Coal | -193.2 | -243.02 | -298.01 | -322.93 | -345.71 | -392.94
NWPP_Gas | 50.58 | 89.4 | 103.41 | 81.26 | 60.52 | 47.2
NWPP_NucRenew | 162.47 | 164.52 | 172.19 | 237.36 | 282.71 | 335.75
RMPA | 0.07 | -1.24 | -4.49 | -6.26 | -2.91 | 0.28
SP15 | -84.13 | -71.68 | -43.04 | -37.27 | -26.93 | -26
ALB | -0.53 | 0.05 | -1.21 | -4.33 | 0.91 | 0.2
BC | 0.66 | 0.03 | 1.33 | 5.02 | -1.34 | 0.39
HQ_IESO | 2.34 | 2.34 | 2.34 | 2.34 | 2.34 | 2.34
HQ_NEISO | 19.18 | 19.18 | 19.18 | 20.67 | 20.67 | 20.67
HQ_NY | 5.84 | 5.84 | 20.41 | 20.41 | 20.41 | 20.41
MARITIMES | 8.76 | 8.76 | 8.76 | 11.24 | 11.24 | 11.24
All | 8.21 | 7.62 | 12.12 | 14.43 | 6.08 | 7.87
EI_US | -29.35 | -19.18 | -6.6 | 15.02 | -24.36 | -1.66
EI_Canada | 36.26 | 34.64 | 28.1 | 9.31 | 40.88 | 19.35
EI | 6.91 | 15.46 | 21.51 | 24.32 | 16.53 | 17.69
Outside_EI | 1.3 | -7.84 | -9.39 | -9.9 | -10.44 | -9.82
#4 | Fuel Use (TBtu)
Total Fuel Consumption by Reporting Type: Entergy
ReportingType | 2015 | 2020 | 2025 | 2030 | 2035 | 2040
BM | 0 | 0 | 0 | 0 | 32.66 | 782.59
CC | 556.58 | 707.4 | 491.12 | 379.53 | 199.43 | 145.55
CSP | 0 | 0 | 0 | 0 | 0 | 0
CT | 0 | 0 | 0 | 0 | 0 | 0
Coal | 573.52 | 45.32 | 4.47 | 0 | 0 | 0
Geo | 0 | 0 | 0 | 0 | 0 | 0
H | 0 | 0 | 0 | 0 | 0 | 0
LFG | 0 | 0 | 11.56 | 11.56 | 11.56 | 11.56
Nuc | 464.87 | 464.87 | 464.87 | 464.87 | 392.68 | 307.2
PS | 0 | 0 | 0 | 0 | 0 | 0
PV | 0 | 0 | 0 | 0 | 0 | 0
PeakG | 0 | 0 | 0 | 0 | 0 | 0
PeakO | 0 | 0 | 0 | 0 | 0 | 0
ST | 0 | 0 | 0 | 0 | 0 | 0
STOG | 3.84 | 3.84 | 3.66 | 3.66 | 1.37 | 0.09
STWD | 0.51 | 1 | 0.97 | 3.98 | 18.94 | 14.71
WT | 0 | 0 | 0 | 0 | 0.01 | 0.01
IGCC | 0 | 0 | 0 | 0 | 0 | 0
DemandResponse | 0 | 0 | 0 | 0 | 0 | 0
IGCC-CCS | 0 | 0 | 0 | 0 | 0 | 0
WT_off | 0 | 0 | 0 | 0 | 0 | 0
PseudoUnit | 0 | 0 | 0 | 0 | 0 | 0
FixedInterchange | 0 | 0 | 0 | 0 | 0 | 0
Total Fuel Consumption by Reporting Type: FRCC
ReportingType | 2015 | 2020 | 2025 | 2030 | 2035 | 2040
BM | 0 | 0 | 0 | 0 | 194.31 | 194.31
CC | 1356.75 | 1498.06 | 1446.43 | 1264.1 | 572.16 | 417.27
CSP | 0 | 0 | 0 | 0 | 0 | 0
CT | 5.26 | 5.26 | 5.26 | 5.1 | 0 | 0
Coal | 183.35 | 64.36 | 12.2 | 17.82 | 67.91 | 82.64
Geo | 0 | 0 | 0 | 0 | 0 | 0
H | 0 | 0 | 0 | 0 | 0 | 0
LFG | 0 | 0 | 21.31 | 21.31 | 21.31 | 21.31
Nuc | 352.09 | 352.09 | 784.06 | 1281.25 | 2317.54 | 3062.06
PS | 0 | 0 | 0 | 0 | 0 | 0
PV | 0 | 0 | 0 | 0 | 0 | 0
PeakG | 3.59 | 3.7 | 5.67 | 1.99 | 1.15 | 0.91
PeakO | 0 | 0 | 0 | 0 | 0 | 0
ST | 0 | 0 | 0 | 0 | 0 | 0
STOG | 0 | 0 | 0 | 0 | 0 | 0
STWD | 1.49 | 1.49 | 15.45 | 15.45 | 15.45 | 15.45
WT | 0 | 0 | 0 | 0 | 0 | 0
IGCC | 0 | 0 | 0 | 0 | 0 | 0
DemandResponse | 0 | 0 | 0 | 0 | 0 | 0
IGCC-CCS | 0 | 0 | 0 | 0 | 0 | 0
WT_off | 0 | 0 | 0 | 0 | 0 | 0
PseudoUnit | 0 | 0 | 0 | 0 | 0 | 0
FixedInterchange | 0 | 0 | 0 | 0 | 0 | 0
Total Fuel Consumption by Reporting Type: MAPP_US
ReportingType | 2015 | 2020 | 2025 | 2030 | 2035 | 2040
BM | 0 | 0 | 0 | 0 | 42.03 | 199.58
CC | 7.08 | 1.63 | 6.82 | 5.95 | 3 | 2.39
CSP | 0 | 0 | 0 | 0 | 0 | 0
CT | 0 | 0 | 0 | 0.22 | 0.06 | 0
Coal | 141 | 46.32 | 4.91 | 0 | 0 | 0
Geo | 0 | 0 | 0 | 0 | 0 | 0
H | 0 | 0 | 0 | 0 | 0 | 0
LFG | 0 | 0 | 0 | 7.71 | 7.71 | 7.71
Nuc | 0 | 0 | 0 | 0.01 | 0.06 | 0.05
PS | 0 | 0 | 0 | 0 | 0 | 0
PV | 0 | 0 | 0 | 0 | 0 | 0
PeakG | 0.9 | 0.49 | 0.3 | 1.97 | 0.52 | 0.47
PeakO | 0 | 0 | 0 | 0 | 0 | 0
ST | 0 | 0 | 0 | 0 | 0 | 0
STOG | 0 | 0 | 0 | 0 | 0 | 0
STWD | 0 | 0 | 0 | 0 | 0 | 0
WT | 0.01 | 0.02 | 0.02 | 0.02 | 0.02 | 0.02
IGCC | 0 | 0 | 0 | 0 | 0 | 0
DemandResponse | 0 | 0 | 0 | 0 | 0 | 0
IGCC-CCS | 0 | 0 | 0 | 0 | 0 | 0
WT_off | 0 | 0 | 0 | 0 | 0 | 0
PseudoUnit | 0 | 0 | 0 | 0 | 0 | 0
FixedInterchange | 0 | 0 | 0 | 0 | 0 | 0
Total Fuel Consumption by Reporting Type: MISO_IN
ReportingType | 2015 | 2020 | 2025 | 2030 | 2035 | 2040
BM | 0 | 0 | 0 | 0 | 0.02 | 596.39
CC | 94.1 | 772.85 | 797.14 | 470.44 | 219.15 | 103.4
CSP | 0 | 0 | 0 | 0 | 0 | 0
CT | 0 | 0 | 0 | 0 | 0 | 0
Coal | 651.95 | 233.08 | 35.67 | 60.01 | 234.38 | 294.54
Geo | 0 | 0 | 0 | 0 | 0 | 0
H | 0 | 0 | 0 | 0 | 0 | 0
LFG | 0 | 0 | 8.62 | 8.62 | 8.62 | 8.62
Nuc | 0 | 0 | 0 | 0.01 | 0.08 | 0.07
PS | 0 | 0 | 0 | 0 | 0 | 0
PV | 0 | 0 | 0 | 0 | 0 | 0
PeakG | 0 | 0 | 0 | 0 | 0 | 0
PeakO | 0 | 0 | 0 | 0 | 0 | 0
ST | 0 | 0 | 0 | 0 | 0 | 0
STOG | 0.34 | 0.27 | 0.03 | 0 | 0 | 0
STWD | 0 | 0 | 0 | 0 | 0 | 0
WT | 0 | 0 | 0 | 0.13 | 0.13 | 0.13
IGCC | 40.45 | 40.45 | 6.37 | 0 | 0 | 0
DemandResponse | 0 | 0 | 0 | 0 | 0 | 0
IGCC-CCS | 0 | 0 | 0 | 0 | 0 | 0
WT_off | 0 | 0 | 0 | 0 | 0 | 0
PseudoUnit | 0 | 0 | 0 | 0 | 0 | 0
FixedInterchange | 0 | 0 | 0 | 0 | 0 | 0
Total Fuel Consumption by Reporting Type: MISO_MI
ReportingType | 2015 | 2020 | 2025 | 2030 | 2035 | 2040
BM | 0 | 0 | 0 | 0 | 224.79 | 596.39
CC | 199.8 | 381.41 | 408.43 | 312.55 | 136.2 | 42.27
CSP | 0 | 0 | 0 | 0 | 0 | 0
CT | 0 | 0 | 0 | 0 | 0 | 0
Coal | 318.67 | 15.79 | 5.77 | 7.85 | 25.52 | 73.24
Geo | 0 | 0 | 0 | 0 | 0 | 0
H | 0 | 0 | 0 | 0 | 0 | 0
LFG | 0 | 0.75 | 17.24 | 17.24 | 17.24 | 17.24
Nuc | 174.19 | 174.19 | 174.19 | 174.19 | 102.45 | 102.45
PS | 0 | 0 | 0 | 0 | 0 | 0
PV | 0 | 0 | 0 | 0 | 0 | 0
PeakG | 0 | 0 | 0 | 0 | 0 | 0
PeakO | 0 | 0 | 0 | 0 | 0 | 0
ST | 0 | 0 | 0 | 0 | 0 | 0
STOG | 2.78 | 0.44 | 0 | 0 | 0 | 0
STWD | 13.39 | 13.39 | 8.23 | 13.39 | 13.39 | 13.39
WT | 0.01 | 0.01 | 0.01 | 0.01 | 0.01 | 0.02
IGCC | 0 | 0 | 0 | 0 | 0 | 0
DemandResponse | 0 | 0 | 0 | 0 | 0 | 0
IGCC-CCS | 0 | 0 | 0 | 0 | 0 | 0
WT_off | 0 | 0 | 0 | 0 | 0 | 0
PseudoUnit | 0 | 0 | 0 | 0 | 0 | 0
FixedInterchange | 0 | 0 | 0 | 0 | 0 | 0
Total Fuel Consumption by Reporting Type: MISO_MO-IL
ReportingType | 2015 | 2020 | 2025 | 2030 | 2035 | 2040
BM | 0 | 0 | 0 | 0 | 23.74 | 361.32
CC | 20.17 | 267.31 | 198.83 | 111.54 | 39.56 | 38.1
CSP | 0 | 0 | 0 | 0 | 0 | 0
CT | 0 | 0 | 0 | 0 | 0 | 0
Coal | 768.53 | 152.48 | 22.93 | 17.05 | 52.66 | 67.5
Geo | 0 | 0 | 0 | 0 | 0 | 0
H | 0 | 0 | 0 | 0 | 0 | 0
LFG | 0 | 0 | 24.03 | 24.03 | 24.03 | 24.03
Nuc | 178.81 | 178.81 | 178.81 | 178.81 | 178.81 | 178.81
PS | 0 | 0 | 0 | 0 | 0 | 0
PV | 0 | 0 | 0 | 0 | 0 | 0
PeakG | 2.9 | 2.7 | 0 | 0 | 0 | 0
PeakO | 0 | 0 | 0 | 0 | 0 | 0
ST | 0 | 0 | 0 | 0 | 0 | 0
STOG | 0.06 | 0 | 0 | 0 | 0 | 0
STWD | 0 | 0 | 0 | 0 | 0 | 0
WT | 0 | 0 | 0.02 | 0.06 | 0.06 | 0.06
IGCC | 0 | 0 | 0 | 0 | 0 | 0
DemandResponse | 0 | 0 | 0 | 0 | 0 | 0
IGCC-CCS | 0 | 0 | 0 | 0 | 0 | 0
WT_off | 0 | 0 | 0 | 0 | 0 | 0
PseudoUnit | 0 | 0 | 0 | 0 | 0 | 0
FixedInterchange | 0 | 0 | 0 | 0 | 0 | 0
Total Fuel Consumption by Reporting Type: MISO_W
ReportingType | 2015 | 2020 | 2025 | 2030 | 2035 | 2040
BM | 0 | 0 | 0 | 0 | 0 | 0
CC | 63.31 | 90.52 | 51.42 | 30.75 | 17.64 | 14.84
CSP | 0 | 0 | 0 | 0 | 0 | 0
CT | 0 | 0 | 0 | 0 | 0 | 0
Coal | 755.75 | 229.96 | 52.53 | 42.36 | 48.29 | 51.95
Geo | 0 | 0 | 0 | 0 | 0 | 0
H | 0 | 0 | 0 | 0 | 0 | 0
LFG | 0 | 0 | 0 | 7.71 | 7.71 | 7.71
Nuc | 190.11 | 190.11 | 168.59 | 178.86 | 0.01 | 0.01
PS | 0 | 0 | 0 | 0 | 0 | 0
PV | 0 | 0 | 0 | 0 | 0 | 0
PeakG | 2.84 | 2.84 | 0 | 0 | 0 | 0
PeakO | 0 | 0 | 0 | 0 | 0 | 0
ST | 0 | 0 | 0 | 0 | 0 | 0
STOG | 0 | 0 | 0 | 0 | 0 | 0
STWD | 1.39 | 1.39 | 3.64 | 13.01 | 19.22 | 19.22
WT | 0.03 | 0.03 | 0.25 | 0.25 | 0.26 | 0.27
IGCC | 0 | 0 | 0 | 0 | 0 | 0
DemandResponse | 0 | 0 | 0 | 0 | 0 | 0
IGCC-CCS | 0 | 0 | 0 | 0 | 0 | 0
WT_off | 0 | 0 | 0 | 0 | 0 | 0
PseudoUnit | 0 | 0 | 0 | 0 | 0 | 0
FixedInterchange | 0 | 0 | 0 | 0 | 0 | 0
Total Fuel Consumption by Reporting Type: MISO_WUMS
ReportingType | 2015 | 2020 | 2025 | 2030 | 2035 | 2040
BM | 0 | 0 | 0 | 0 | 310.67 | 310.67
CC | 339.8 | 477.27 | 431.64 | 347.74 | 120.97 | 81.37
CSP | 0 | 0 | 0 | 0 | 0 | 0
CT | 0 | 0.73 | 1.42 | 1.55 | 0 | 0
Coal | 119.77 | 6.48 | 5.33 | 12.48 | 26.58 | 58.68
Geo | 0 | 0 | 0 | 0 | 0 | 0
H | 0 | 0 | 0 | 0 | 0 | 0
LFG | 0 | 0 | 24.03 | 24.03 | 24.03 | 24.03
Nuc | 150.68 | 150.68 | 150.68 | 150.68 | 0.01 | 0.01
PS | 0 | 0 | 0 | 0 | 0 | 0
PV | 0 | 0 | 0 | 0 | 0 | 0
PeakG | 0 | 0 | 0 | 0 | 0 | 0
PeakO | 0 | 0 | 0 | 0 | 0 | 0
ST | 0 | 0 | 0 | 0 | 0 | 0
STOG | 0 | 0 | 0 | 0 | 0 | 0
STWD | 0.29 | 0.14 | 0.88 | 2.32 | 9.7 | 9.7
WT | 0 | 0 | 0 | 0.01 | 0.03 | 0.04
IGCC | 0 | 0 | 0 | 0 | 0 | 0
DemandResponse | 0 | 0 | 0 | 0 | 0 | 0
IGCC-CCS | 0 | 0 | 0 | 0 | 0 | 0
WT_off | 0 | 0 | 0 | 0 | 0 | 0
PseudoUnit | 0 | 0 | 0 | 0 | 0 | 0
FixedInterchange | 0 | 0 | 0 | 0 | 0 | 0
Total Fuel Consumption by Reporting Type: Nebraska
ReportingType | 2015 | 2020 | 2025 | 2030 | 2035 | 2040
BM | 0 | 0 | 0 | 0 | 0 | 0
CC | 8.74 | 1.87 | 2.92 | 1.87 | 1.08 | 0.55
CSP | 0 | 0 | 0 | 0 | 0 | 0
CT | 0 | 0 | 0 | 0 | 0 | 0
Coal | 332.69 | 35.65 | 21.57 | 19.23 | 17.7 | 19.23
Geo | 0 | 0 | 0 | 0 | 0 | 0
H | 0 | 0 | 0 | 0 | 0 | 0
LFG | 0 | 0 | 0 | 6.77 | 7.71 | 7.71
Nuc | 104.28 | 104.28 | 92.28 | 80.04 | 0.01 | 0.02
PS | 0 | 0 | 0 | 0 | 0 | 0
PV | 0 | 0 | 0 | 0 | 0 | 0
PeakG | 0.62 | 0 | 0 | 0 | 0 | 0
PeakO | 0 | 0 | 0 | 0 | 0 | 0
ST | 0 | 0 | 0 | 0 | 0 | 0
STOG | 0.64 | 0 | 0 | 0 | 0 | 0
STWD | 0 | 0 | 0 | 0 | 0 | 0
WT | 0 | 0.07 | 0.07 | 0.08 | 0.08 | 0.09
IGCC | 0 | 0 | 0 | 0 | 0 | 0
DemandResponse | 0 | 0 | 0 | 0 | 0 | 0
IGCC-CCS | 0 | 0 | 0 | 0 | 0 | 0
WT_off | 0 | 0 | 0 | 0 | 0 | 0
PseudoUnit | 0 | 0 | 0 | 0 | 0 | 0
FixedInterchange | 0 | 0 | 0 | 0 | 0 | 0
Total Fuel Consumption by Reporting Type: NEISO
ReportingType | 2015 | 2020 | 2025 | 2030 | 2035 | 2040
BM | 24.48 | 24.48 | 7.81 | 24.48 | 24.48 | 24.48
CC | 339.9 | 278.88 | 276.28 | 227.29 | 103.32 | 77.6
CSP | 0 | 0 | 0 | 0 | 0 | 0
CT | 0.03 | 0.02 | 0.12 | 0.12 | 0 | 0
Coal | 0.53 | 0 | 0 | 0 | 0 | 0
Geo | 0 | 0 | 0 | 0 | 0 | 0
H | 0 | 0 | 0 | 0 | 0 | 0
LFG | 5.3 | 5.3 | 12.81 | 12.81 | 12.81 | 12.81
Nuc | 365.51 | 365.51 | 365.51 | 365.51 | 264.08 | 195.08
PS | 0 | 0 | 0 | 0 | 0 | 0
PV | 0 | 0 | 0 | 0 | 0 | 0
PeakG | 0.33 | 0.31 | 0.4 | 0.4 | 0.21 | 0
PeakO | 0 | 0 | 0 | 0 | 0 | 0
ST | 0 | 0 | 0 | 0 | 0 | 0
STOG | 0 | 0 | 0 | 0 | 0 | 0
STWD | 51.79 | 14.86 | 14.07 | 35.73 | 51.79 | 49.15
WT | 0 | 0.01 | 0.02 | 0.02 | 0.06 | 0.06
IGCC | 0 | 0 | 0 | 0 | 0 | 0
DemandResponse | 0 | 0 | 0 | 0 | 0 | 0
IGCC-CCS | 0 | 0 | 0 | 0 | 0 | 0
WT_off | 0 | 0 | 0 | 0 | 0.01 | 0.03
PseudoUnit | 0 | 0 | 0 | 0 | 0 | 0
FixedInterchange | 0 | 0 | 0 | 0 | 0 | 0
Total Fuel Consumption by Reporting Type: NonRTO_Midwest
ReportingType | 2015 | 2020 | 2025 | 2030 | 2035 | 2040
BM | 0 | 0 | 0 | 0 | 217.88 | 596.39
CC | 106.98 | 282.24 | 282.24 | 277.41 | 237.01 | 53.89
CSP | 0 | 0 | 0 | 0 | 0 | 0
CT | 0 | 0 | 0 | 0 | 0 | 0
Coal | 450.29 | 210.29 | 59.66 | 56.96 | 193.95 | 193.95
Geo | 0 | 0 | 0 | 0 | 0 | 0
H | 0 | 0 | 0 | 0 | 0 | 0
LFG | 0 | 0 | 17.24 | 17.24 | 17.24 | 17.24
Nuc | 0 | 0 | 0.01 | 0.02 | 0.08 | 0.08
PS | 0 | 0 | 0 | 0 | 0 | 0
PV | 0 | 0 | 0 | 0 | 0 | 0
PeakG | 1.55 | 0.21 | 0.07 | 0 | 0 | 0
PeakO | 0 | 0 | 0 | 0 | 0 | 0
ST | 0 | 0 | 0 | 0 | 0 | 0
STOG | 0 | 0 | 0 | 0 | 0 | 0
STWD | 0 | 0 | 0 | 0 | 0 | 0
WT | 0 | 0 | 0 | 0 | 0 | 0
IGCC | 0 | 0 | 0 | 0 | 0 | 0
DemandResponse | 0 | 0 | 0 | 0 | 0 | 0
IGCC-CCS | 0 | 0 | 0 | 0 | 0 | 0
WT_off | 0 | 0 | 0 | 0 | 0 | 0
PseudoUnit | 0 | 0 | 0 | 0 | 0 | 0
FixedInterchange | 0 | 0 | 0 | 0 | 0 | 0
Total Fuel Consumption by Reporting Type: NYISO_A-F
ReportingType | 2015 | 2020 | 2025 | 2030 | 2035 | 2040
BM | 0 | 0 | 0 | 0 | 0 | 97.06
CC | 59.31 | 78.5 | 76.55 | 51.55 | 28.5 | 15.73
CSP | 0 | 0 | 0 | 0 | 0 | 0
CT | 0 | 0 | 0 | 0 | 0 | 0
Coal | 0 | 0 | 0 | 0 | 0 | 0
Geo | 0 | 0 | 0 | 0 | 0 | 0
H | 0 | 0 | 0 | 0 | 0 | 0
LFG | 0.69 | 0.69 | 8 | 8 | 8 | 8
Nuc | 270.5 | 270.5 | 270.5 | 220.56 | 173.9 | 105.4
PS | 0 | 0 | 0 | 0 | 0 | 0
PV | 0 | 0 | 0 | 0 | 0 | 0
PeakG | 0.01 | 0.07 | 0.07 | 0 | 0 | 0
PeakO | 0 | 0 | 0 | 0 | 0 | 0
ST | 0 | 0 | 0 | 0 | 0 | 0
STOG | 0 | 0 | 0 | 0 | 0 | 0
STWD | 0.01 | 0.11 | 0.11 | 4.28 | 7.53 | 7.53
WT | 0.01 | 0.01 | 0.01 | 0.04 | 0.04 | 0.04
IGCC | 0 | 0 | 0 | 0 | 0 | 0
DemandResponse | 0 | 0 | 0 | 0 | 0 | 0
IGCC-CCS | 0 | 0 | 0 | 0 | 0 | 0
WT_off | 0 | 0 | 0 | 0 | 0 | 0
PseudoUnit | 0 | 0 | 0 | 0 | 0 | 0
FixedInterchange | 0 | 0 | 0 | 0 | 0 | 0
Total Fuel Consumption by Reporting Type: NYISO_G-I
ReportingType | 2015 | 2020 | 2025 | 2030 | 2035 | 2040
BM | 0 | 0 | 0 | 0 | 50.93 | 77.65
CC | 42.21 | 107.91 | 115.58 | 83.68 | 61.7 | 44.31
CSP | 0 | 0 | 0 | 0 | 0 | 0
CT | 0 | 0 | 0 | 0 | 0 | 0
Coal | 0 | 0 | 0 | 0 | 0 | 0
Geo | 0 | 0 | 0 | 0 | 0 | 0
H | 0 | 0 | 0 | 0 | 0 | 0
LFG | 0 | 0 | 8 | 8 | 8 | 8
Nuc | 162.83 | 162.83 | 162.83 | 162.83 | 81.65 | 190.07
PS | 0 | 0 | 0 | 0 | 0 | 0
PV | 0 | 0 | 0 | 0 | 0 | 0
PeakG | 0 | 0 | 0.01 | 0 | 0 | 0
PeakO | 0 | 0 | 0 | 0 | 0 | 0
ST | 0 | 0 | 0 | 0 | 0 | 0
STOG | 0 | 0 | 0 | 0 | 0 | 0
STWD | 0 | 0 | 0 | 0 | 0 | 0
WT | 0 | 0 | 0 | 0 | 0 | 0
IGCC | 0 | 0 | 0 | 0 | 0 | 0
DemandResponse | 0 | 0 | 0 | 0 | 0 | 0
IGCC-CCS | 0 | 0 | 0 | 0 | 0 | 0
WT_off | 0 | 0 | 0 | 0 | 0 | 0
PseudoUnit | 0 | 0 | 0 | 0 | 0 | 0
FixedInterchange | 0 | 0 | 0 | 0 | 0 | 0
Total Fuel Consumption by Reporting Type: NYISO_J-K
ReportingType | 2015 | 2020 | 2025 | 2030 | 2035 | 2040
BM | 0 | 0 | 0 | 0 | 0 | 0
CC | 171.86 | 178.96 | 189.74 | 228.26 | 272.66 | 287.6
CSP | 0 | 0 | 0 | 0 | 0 | 0
CT | 0 | 0 | 0 | 0 | 0 | 0
Coal | 0 | 0 | 0 | 0 | 0 | 0
Geo | 0 | 0 | 0 | 0 | 0 | 0
H | 0 | 0 | 0 | 0 | 0 | 0
LFG | 0 | 0 | 0 | 8 | 8 | 8
Nuc | 0 | 0 | 0.01 | 0.02 | 0.08 | 0.08
PS | 0 | 0 | 0 | 0 | 0 | 0
PV | 0 | 0 | 0 | 0 | 0 | 0
PeakG | 0.53 | 0.53 | 1.16 | 0.66 | 2.31 | 4.05
PeakO | 0 | 0 | 0 | 0 | 0 | 0
ST | 0 | 0 | 0 | 0 | 0 | 0
STOG | 6.53 | 13.43 | 20.26 | 15.9 | 4.04 | 3.22
STWD | 0 | 0 | 0 | 0 | 0 | 0
WT | 0 | 0 | 0 | 0 | 0 | 0
IGCC | 0 | 0 | 0 | 0 | 0 | 0
DemandResponse | 0 | 0 | 0 | 0 | 0 | 0
IGCC-CCS | 0 | 0 | 0 | 0 | 0 | 0
WT_off | 0 | 0 | 0 | 0 | 0 | 0
PseudoUnit | 0 | 0 | 0 | 0 | 0 | 0
FixedInterchange | 0 | 0 | 0 | 0 | 0 | 0
Total Fuel Consumption by Reporting Type: PJM_E
ReportingType | 2015 | 2020 | 2025 | 2030 | 2035 | 2040
BM | 1.75 | 2.91 | 2.91 | 2.91 | 2.91 | 32.25
CC | 294.13 | 358.77 | 462.25 | 461.76 | 351.24 | 305.7
CSP | 0 | 0 | 0 | 0 | 0 | 0
CT | 0 | 0.03 | 0.03 | 0.06 | 0.03 | 0.03
Coal | 6.39 | 2.67 | 0.67 | 0.1 | 4.95 | 12.7
Geo | 0 | 0 | 0 | 0 | 0 | 0
H | 0 | 0 | 0 | 0 | 0 | 0
LFG | 0.98 | 15.28 | 15.28 | 15.28 | 15.28 | 15.28
Nuc | 702.72 | 651.97 | 651.97 | 651.97 | 468.33 | 645.66
PS | 0 | 0 | 0 | 0 | 0 | 0
PV | 0 | 0 | 0 | 0 | 0 | 0
PeakG | 0.25 | 2.74 | 2.85 | 5.23 | 2.74 | 2.74
PeakO | 0 | 0 | 0 | 0 | 0 | 0
ST | 0 | 0 | 0 | 0 | 0 | 0
STOG | 3.02 | 5.76 | 3.02 | 5.76 | 3.02 | 3.02
STWD | 0 | 0 | 0 | 0 | 0 | 0
WT | 0 | 0 | 0 | 0 | 0 | 0
IGCC | 0 | 0 | 0 | 0 | 0 | 0
DemandResponse | 0 | 0 | 0 | 0 | 0 | 0
IGCC-CCS | 0 | 0 | 0 | 0 | 0 | 0
WT_off | 0 | 0 | 0 | 0 | 0 | 0
PseudoUnit | 0 | 0 | 0 | 0 | 0 | 0
FixedInterchange | 0 | 0 | 0 | 0 | 0 | 0
Total Fuel Consumption by Reporting Type: PJM_ROM
ReportingType | 2015 | 2020 | 2025 | 2030 | 2035 | 2040
BM | 0.9 | 1.75 | 1.75 | 1.75 | 228.85 | 228.85
CC | 137.17 | 173.51 | 197.26 | 230.71 | 174.54 | 154.41
CSP | 0 | 0 | 0 | 0 | 0 | 0
CT | 0 | 0.02 | 0.02 | 0.02 | 0.02 | 0.02
Coal | 278.27 | 124.55 | 31.86 | 50.03 | 142.62 | 177.73
Geo | 0 | 0 | 0 | 0 | 0 | 0
H | 0 | 0 | 0 | 0 | 0 | 0
LFG | 2.04 | 30.56 | 30.56 | 30.56 | 30.56 | 30.56
Nuc | 420.79 | 420.79 | 420.79 | 605.94 | 1216.23 | 1456.67
PS | 0 | 0 | 0 | 0 | 0 | 0
PV | 0 | 0 | 0 | 0 | 0.01 | 0.01
PeakG | 0 | 0.16 | 0.6 | 1.76 | 0.55 | 0.55
PeakO | 0 | 0 | 0 | 0 | 0 | 0
ST | 0 | 0 | 0 | 0 | 0 | 0
STOG | 7.33 | 7.33 | 7.33 | 7.46 | 3.84 | 3.84
STWD | 2.41 | 5.38 | 5.38 | 5.38 | 5.38 | 5.38
WT | 0 | 0 | 0 | 0 | 0 | 0
IGCC | 0 | 0 | 0 | 0 | 0 | 0
DemandResponse | 0 | 0 | 0 | 0 | 0 | 0
IGCC-CCS | 0 | 0 | 0 | 0 | 0 | 0
WT_off | 0 | 0 | 0 | 0 | 0 | 0
PseudoUnit | 0 | 0 | 0 | 0 | 0 | 0
FixedInterchange | 0 | 0 | 0 | 0 | 0 | 0
Total Fuel Consumption by Reporting Type: PJM_ROR
ReportingType | 2015 | 2020 | 2025 | 2030 | 2035 | 2040
BM | 2.56 | 37.37 | 31.54 | 37.37 | 1024.6 | 1024.6
CC | 933.6 | 1681.07 | 1658.39 | 1462.12 | 1109.97 | 597.03
CSP | 0 | 0 | 0 | 0 | 0 | 0
CT | 0.03 | 0.03 | 0.03 | 0.03 | 0.03 | 0.01
Coal | 2356.99 | 1161.8 | 228.03 | 287.62 | 929.49 | 1043.78
Geo | 0 | 0 | 0 | 0 | 0 | 0
H | 0 | 0 | 0 | 0 | 0 | 0
LFG | 6.18 | 6.18 | 61.46 | 61.46 | 61.46 | 61.46
Nuc | 1644.81 | 1644.81 | 1644.81 | 1573.65 | 1222.73 | 1587.17
PS | 0 | 0 | 0 | 0 | 0 | 0
PV | 0 | 0 | 0 | 0 | 0 | 0
PeakG | 7.42 | 9.45 | 1.87 | 5.73 | 2.13 | 1.61
PeakO | 0 | 0 | 0 | 0 | 0 | 0
ST | 0 | 0 | 0 | 0 | 0 | 0
STOG | 4.28 | 5.67 | 4.28 | 8.36 | 2.24 | 1.22
STWD | 1.13 | 15.91 | 15.91 | 11.69 | 15.91 | 15.91
WT | 0.03 | 0.03 | 0.06 | 0.11 | 0.11 | 0.13
IGCC | 0 | 0 | 0 | 0 | 0 | 0
DemandResponse | 0 | 0 | 0 | 0 | 0 | 0
IGCC-CCS | 0 | 0 | 0 | 0 | 0 | 466.61
WT_off | 0 | 0 | 0 | 0 | 0 | 0
PseudoUnit | 0 | 0 | 0 | 0 | 0 | 0
FixedInterchange | 0 | 0 | 0 | 0 | 0 | 0
Total Fuel Consumption by Reporting Type: SOCO
ReportingType | 2015 | 2020 | 2025 | 2030 | 2035 | 2040
BM | 0.5 | 0.76 | 3.43 | 5.34 | 636.25 | 636.25
CC | 1071.31 | 1291.56 | 1318.19 | 1085.61 | 527.25 | 292.07
CSP | 0 | 0 | 0 | 0 | 0 | 0
CT | 0 | 0 | 0 | 0 | 0 | 0
Coal | 398.16 | 132.53 | 39.25 | 105.63 | 175.87 | 201.22
Geo | 0 | 0 | 0 | 0 | 0 | 0
H | 0 | 0 | 0 | 0 | 0 | 0
LFG | 0 | 0 | 11.56 | 11.56 | 11.56 | 11.56
Nuc | 494.38 | 673.18 | 780.1 | 1160.65 | 1846 | 2371.03
PS | 0 | 0 | 0 | 0 | 0 | 0
PV | 0 | 0 | 0 | 0 | 0 | 0
PeakG | 3.87 | 4.34 | 7.08 | 9.15 | 0.36 | 0.03
PeakO | 0 | 0 | 0 | 0 | 0 | 0
ST | 0 | 0 | 0 | 0 | 0 | 0
STOG | 0 | 0 | 0 | 0 | 0 | 0
STWD | 3.17 | 3.27 | 8.89 | 50.38 | 60.13 | 60.13
WT | 0 | 0 | 0 | 0 | 0 | 0
IGCC | 0 | 0 | 0 | 0 | 0 | 0
DemandResponse | 0 | 0 | 0 | 0 | 0 | 0
IGCC-CCS | 0 | 0 | 0 | 0 | 0 | 0
WT_off | 0 | 0 | 0 | 0 | 0 | 0
PseudoUnit | 0 | 0 | 0 | 0 | 0 | 0
FixedInterchange | 0 | 0 | 0 | 0 | 0 | 0
Total Fuel Consumption by Reporting Type: SPP_N
ReportingType | 2015 | 2020 | 2025 | 2030 | 2035 | 2040
BM | 0 | 0 | 0 | 0 | 0 | 0
CC | 52.88 | 7.63 | 10.66 | 10.53 | 3.83 | 1.91
CSP | 0 | 0 | 0 | 0 | 0 | 0
CT | 0 | 0 | 0 | 0 | 0 | 0
Coal | 594.53 | 96.01 | 8.03 | 13.43 | 23.74 | 32.03
Geo | 0 | 0 | 0 | 0 | 0 | 0
H | 0 | 0 | 0 | 0 | 0 | 0
LFG | 0 | 0 | 0 | 8.97 | 10.22 | 10.22
Nuc | 93.19 | 93.19 | 82.64 | 71.81 | 55.05 | 93.19
PS | 0 | 0 | 0 | 0 | 0 | 0
PV | 0 | 0 | 0 | 0 | 0 | 0
PeakG | 1.15 | 0 | 0 | 0 | 0 | 0
PeakO | 0 | 0 | 0 | 0 | 0 | 0
ST | 0 | 0 | 0 | 0 | 0 | 0
STOG | 3.77 | 0 | 0 | 0 | 0 | 0
STWD | 0 | 0 | 0 | 0 | 0 | 0
WT | 0 | 0.11 | 0.21 | 0.23 | 0.27 | 0.27
IGCC | 0 | 0 | 0 | 0 | 0 | 0
DemandResponse | 0 | 0 | 0 | 0 | 0 | 0
IGCC-CCS | 0 | 0 | 0 | 0 | 0 | 0
WT_off | 0 | 0 | 0 | 0 | 0 | 0
PseudoUnit | 0 | 0 | 0 | 0 | 0 | 0
FixedInterchange | 0 | 0 | 0 | 0 | 0 | 0
Total Fuel Consumption by Reporting Type: SPP_S
ReportingType | 2015 | 2020 | 2025 | 2030 | 2035 | 2040
BM | 0 | 0 | 0 | 0 | 0 | 0
CC | 438.68 | 168.8 | 154.05 | 150.94 | 86 | 81.11
CSP | 0 | 0 | 0 | 0 | 0 | 0
CT | 0 | 0 | 0 | 0 | 0 | 0
Coal | 758.49 | 59.06 | 3.51 | 0 | 0 | 0
Geo | 0 | 0 | 0 | 0 | 0 | 0
H | 0 | 0 | 0 | 0 | 0 | 0
LFG | 0 | 0 | 0 | 8.97 | 10.22 | 10.22
Nuc | 0 | 0 | 0 | 0.01 | 0.03 | 0.03
PS | 0 | 0 | 0 | 0 | 0 | 0
PV | 0 | 0 | 0 | 0 | 0 | 0
PeakG | 0 | 0 | 0 | 0 | 0 | 0
PeakO | 0 | 0 | 0 | 0 | 0 | 0
ST | 0 | 0 | 0 | 0 | 0 | 0
STOG | 35.79 | 9.74 | 7.27 | 10.7 | 4.41 | 3.91
STWD | 0.74 | 0.39 | 0.39 | 1.61 | 3.18 | 3.39
WT | 0.01 | 0.16 | 0.17 | 0.18 | 0.22 | 0.24
IGCC | 0 | 0 | 0 | 0 | 0 | 0
DemandResponse | 0 | 0 | 0 | 0 | 0 | 0
IGCC-CCS | 0 | 0 | 0 | 0 | 0 | 0
WT_off | 0 | 0 | 0 | 0 | 0 | 0
PseudoUnit | 0 | 0 | 0 | 0 | 0 | 0
FixedInterchange | 0 | 0 | 0 | 0 | 0 | 0
Total Fuel Consumption by Reporting Type: TVA
ReportingType | 2015 | 2020 | 2025 | 2030 | 2035 | 2040
BM | 0 | 0 | 0 | 0 | 717.69 | 717.69
CC | 309.7 | 540.33 | 645.72 | 565.96 | 369.39 | 158.35
CSP | 0 | 0 | 0 | 0 | 0 | 0
CT | 0 | 0 | 0 | 0 | 0 | 0
Coal | 455.89 | 213.29 | 24.77 | 40.18 | 198.88 | 198.88
Geo | 0 | 0 | 0 | 0 | 0 | 0
H | 0 | 0 | 0 | 0 | 0 | 0
LFG | 0 | 0 | 11.56 | 11.56 | 11.56 | 11.56
Nuc | 676.63 | 676.63 | 676.63 | 841.15 | 770.16 | 715.95
PS | 0 | 0 | 0 | 0 | 0 | 0
PV | 0 | 0 | 0 | 0 | 0 | 0
PeakG | 0 | 0 | 0 | 0 | 0 | 0
PeakO | 0 | 0 | 0 | 0 | 0 | 0
ST | 0 | 0 | 0 | 0 | 0 | 0
STOG | 0 | 0 | 0 | 0 | 0 | 0
STWD | 0.01 | 0.01 | 0.04 | 0.31 | 0.42 | 0.42
WT | 0 | 0 | 0 | 0 | 0 | 0
IGCC | 0 | 0 | 0 | 0 | 0 | 0
DemandResponse | 0 | 0 | 0 | 0 | 0 | 0
IGCC-CCS | 0 | 0 | 0 | 0 | 0 | 253.33
WT_off | 0 | 0 | 0 | 0 | 0 | 0
PseudoUnit | 0 | 0 | 0 | 0 | 0 | 0
FixedInterchange | 0 | 0 | 0 | 0 | 0 | 0
Total Fuel Consumption by Reporting Type: TVA_Transmission
ReportingType | 2015 | 2020 | 2025 | 2030 | 2035 | 2040
BM | 0 | 0 | 0 | 0 | 0 | 0
CC | 0 | 0 | 0 | 0 | 0 | 0
CSP | 0 | 0 | 0 | 0 | 0 | 0
CT | 0 | 0 | 0 | 0 | 0 | 0
Coal | 0 | 0 | 0 | 0 | 0 | 0
Geo | 0 | 0 | 0 | 0 | 0 | 0
H | 0 | 0 | 0 | 0 | 0 | 0
LFG | 0 | 0 | 0 | 0 | 0 | 0
Nuc | 0 | 0 | 0 | 0 | 0 | 0
PS | 0 | 0 | 0 | 0 | 0 | 0
PV | 0 | 0 | 0 | 0 | 0 | 0
PeakG | 0 | 0 | 0 | 0 | 0 | 0
PeakO | 0 | 0 | 0 | 0 | 0 | 0
ST | 0 | 0 | 0 | 0 | 0 | 0
STOG | 0 | 0 | 0 | 0 | 0 | 0
STWD | 0 | 0 | 0 | 0 | 0 | 0
WT | 0 | 0 | 0 | 0 | 0 | 0
IGCC | 0 | 0 | 0 | 0 | 0 | 0
DemandResponse | 0 | 0 | 0 | 0 | 0 | 0
IGCC-CCS | 0 | 0 | 0 | 0 | 0 | 0
WT_off | 0 | 0 | 0 | 0 | 0 | 0
PseudoUnit | 0 | 0 | 0 | 0 | 0 | 0
FixedInterchange | 0 | 0 | 0 | 0 | 0 | 0
Total Fuel Consumption by Reporting Type: VACAR
ReportingType | 2015 | 2020 | 2025 | 2030 | 2035 | 2040
BM | 0.09 | 34.8 | 106.85 | 125.62 | 678.09 | 678.09
CC | 916.51 | 941.57 | 939.49 | 790.06 | 326.88 | 290.84
CSP | 0 | 0 | 0 | 0 | 0 | 0
CT | 0.8 | 0.8 | 0.8 | 1.13 | 0.19 | 0
Coal | 174.58 | 119.68 | 37.96 | 17.11 | 62.68 | 84.51
Geo | 0 | 0 | 0 | 0 | 0 | 0
H | 0 | 0 | 0 | 0 | 0 | 0
LFG | 0.04 | 11.56 | 11.56 | 11.56 | 11.56 | 11.56
Nuc | 910.72 | 1100.09 | 1333.48 | 1878.26 | 1619.47 | 1703.46
PS | 0 | 0 | 0 | 0 | 0 | 0
PV | 0 | 0 | 0 | 0 | 0 | 0
PeakG | 0.92 | 1.86 | 3.65 | 5.32 | 0.48 | 1.13
PeakO | 0 | 0 | 0 | 0 | 0 | 0
ST | 0 | 0 | 0 | 0 | 0 | 0
STOG | 0 | 0 | 0 | 0 | 0 | 0
STWD | 24.47 | 24.47 | 24.47 | 24.47 | 24.47 | 24.47
WT | 0 | 0.01 | 0.01 | 0.01 | 0.01 | 0.01
IGCC | 0 | 0 | 0 | 0 | 0 | 0
DemandResponse | 0 | 0 | 0 | 0 | 0 | 0
IGCC-CCS | 0 | 0 | 0 | 0 | 0 | 0
WT_off | 0 | 0 | 0 | 0 | 0.07 | 0.1
PseudoUnit | 0 | 0 | 0 | 0 | 0 | 0
FixedInterchange | 0 | 0 | 0 | 0 | 0 | 0
Total Fuel Consumption by Reporting Type: IESO
ReportingType | 2015 | 2020 | 2025 | 2030 | 2035 | 2040
BM | 0 | 0.01 | 0.14 | 3.21 | 31.67 | 31.74
CC | 69.6 | 69.97 | 70.61 | 13.24 | 3.15 | 3.08
CSP | 0 | 0 | 0 | 0 | 0 | 0
CT | 0 | 0.04 | 0 | 0 | 0 | 0
Coal | 0 | 0 | 0 | 0 | 0 | 0
Geo | 0 | 0 | 0 | 0 | 0 | 0
H | 0 | 0 | 0 | 0 | 0 | 0
LFG | 1.56 | 1.56 | 1.56 | 1.61 | 1.61 | 1.61
Nuc | 1064.72 | 1064.72 | 1064.72 | 1064.72 | 980.48 | 854.53
PS | 0 | 0 | 0 | 0 | 0 | 0
PV | 0 | 0 | 0 | 0 | 0 | 0
PeakG | 0 | 0.05 | 0 | 0 | 0 | 0
PeakO | 0 | 0 | 0 | 0 | 0 | 0
ST | 0 | 0 | 0 | 0 | 0 | 0
STOG | 0 | 0 | 0 | 0 | 0 | 0
STWD | 0.05 | 0.15 | 0.28 | 10.32 | 10.32 | 10.32
WT | 0.01 | 0.01 | 0.01 | 0.01 | 0.06 | 0.06
IGCC | 0 | 0 | 0 | 0 | 0 | 0
DemandResponse | 0 | 0 | 0 | 0 | 0 | 0
IGCC-CCS | 0 | 0 | 0 | 0 | 0 | 0
WT_off | 0 | 0 | 0 | 0 | 0 | 0
PseudoUnit | 0 | 0 | 0 | 0 | 0 | 0
FixedInterchange | 0 | 0 | 0 | 0 | 0 | 0
Total Fuel Consumption by Reporting Type: MAPP_CA
ReportingType | 2015 | 2020 | 2025 | 2030 | 2035 | 2040
BM | 0 | 0 | 0 | 0 | 0 | 0
CC | 75.49 | 75.49 | 35.59 | 1.39 | 1.31 | 2.13
CSP | 0 | 0 | 0 | 0 | 0 | 0
CT | 0 | 0 | 0 | 0 | 0 | 0
Coal | 2.12 | 1.93 | 0 | 0 | 0 | 0
Geo | 0 | 0 | 0 | 0 | 0 | 0
H | 0 | 0 | 0.01 | 0.03 | 0.03 | 0.03
LFG | 0 | 0 | 0 | 0 | 0 | 0
Nuc | 0 | 0 | 0 | 0 | 0.08 | 14.51
PS | 0 | 0 | 0 | 0 | 0 | 0
PV | 0 | 0 | 0 | 0 | 0 | 0
PeakG | 0.64 | 0.05 | 0 | 0 | 0 | 0
PeakO | 0 | 0 | 0 | 0 | 0 | 0
ST | 0 | 0 | 0 | 0 | 0 | 0
STOG | 0.14 | 0 | 0 | 0 | 0 | 0
STWD | 0 | 0 | 0 | 0 | 0 | 0
WT | 0 | 0 | 0 | 0 | 0 | 0
IGCC | 0 | 0 | 0 | 0 | 0 | 0
DemandResponse | 0 | 0 | 0 | 0 | 0 | 0
IGCC-CCS | 0 | 0 | 0 | 0 | 0 | 0
WT_off | 0 | 0 | 0 | 0 | 0 | 0
PseudoUnit | 0 | 0 | 0 | 0 | 0 | 0
FixedInterchange | 0 | 0 | 0 | 0 | 0 | 0
Total Fuel Consumption by Reporting Type: AZ_NM_SNV_Coal
ReportingType | 2015 | 2020 | 2025 | 2030 | 2035 | 2040
BM | 0 | 0 | 0 | 0 | 0 | 0
CC | 0 | 0 | 0 | 0 | 0 | 0
CSP | 0 | 0 | 0 | 0 | 0 | 0
CT | 0 | 0 | 0 | 0 | 0 | 0
Coal | 531.76 | 386.25 | 9.3 | 3.19 | 40.55 | 40.55
Geo | 0 | 0 | 0 | 0 | 0 | 0
H | 0 | 0 | 0 | 0 | 0 | 0
LFG | 0 | 0 | 0 | 0 | 0 | 0
Nuc | 0 | 0 | 0 | 0 | 0 | 0
PS | 0 | 0 | 0 | 0 | 0 | 0
PV | 0 | 0 | 0 | 0 | 0 | 0
PeakG | 0 | 0 | 0 | 0 | 0 | 0
PeakO | 0 | 0 | 0 | 0 | 0 | 0
ST | 0 | 0 | 0 | 0 | 0 | 0
STOG | 0 | 0 | 0 | 0 | 0 | 0
STWD | 0 | 0 | 0 | 0 | 0 | 0
WT | 0 | 0 | 0 | 0 | 0 | 0
IGCC | 0 | 0 | 0 | 0 | 0 | 0
DemandResponse | 0 | 0 | 0 | 0 | 0 | 0
IGCC-CCS | 0 | 0 | 0 | 0 | 0 | 0
WT_off | 0 | 0 | 0 | 0 | 0 | 0
PseudoUnit | 0 | 0 | 0 | 0 | 0 | 0
FixedInterchange | 0 | 0 | 0 | 0 | 0 | 0
Total Fuel Consumption by Reporting Type: AZ_NM_SNV_Gas
ReportingType | 2015 | 2020 | 2025 | 2030 | 2035 | 2040
BM | 0 | 0 | 0 | 0 | 0 | 0
CC | 521.82 | 468.81 | 717.6 | 564.94 | 404.75 | 189.19
CSP | 0 | 0 | 0 | 0 | 0 | 0
CT | 0 | 0 | 0 | 0 | 0 | 0
Coal | 0 | 0 | 0 | 0 | 0 | 0
Geo | 0 | 0 | 0 | 0 | 0 | 0
H | 0 | 0 | 0 | 0 | 0 | 0
LFG | 0 | 0 | 0 | 0 | 0 | 0
Nuc | 0 | 0 | 0 | 0 | 0 | 0
PS | 0 | 0 | 0 | 0 | 0 | 0
PV | 0 | 0 | 0 | 0 | 0 | 0
PeakG | 0 | 0 | 0 | 0 | 0 | 0
PeakO | 0 | 0 | 0 | 0 | 0 | 0
ST | 0 | 0 | 0 | 0 | 0 | 0
STOG | 0 | 0 | 0 | 0 | 0 | 0
STWD | 0 | 0 | 0 | 0 | 0 | 0
WT | 0 | 0 | 0 | 0 | 0 | 0
IGCC | 0 | 0 | 0 | 0 | 0 | 0
DemandResponse | 0 | 0 | 0 | 0 | 0 | 0
IGCC-CCS | 0 | 0 | 0 | 0 | 0 | 0
WT_off | 0 | 0 | 0 | 0 | 0 | 0
PseudoUnit | 0 | 0 | 0 | 0 | 0 | 0
FixedInterchange | 0 | 0 | 0 | 0 | 0 | 0
Total Fuel Consumption by Reporting Type: AZ_NM_SNV_NucRenew
ReportingType | 2015 | 2020 | 2025 | 2030 | 2035 | 2040
BM | 0 | 0 | 0 | 0 | 238.51 | 634.77
CC | 0 | 0 | 0 | 0 | 0 | 0
CSP | 0 | 0 | 0 | 0 | 0 | 0
CT | 0 | 0 | 0 | 0 | 0 | 0
Coal | 0 | 0 | 0 | 0 | 0 | 0
Geo | 0 | 0 | 0.01 | 0.01 | 0.01 | 0.01
H | 0 | 0 | 0 | 0 | 0 | 0
LFG | 0 | 6.53 | 6.53 | 6.53 | 6.53 | 6.53
Nuc | 317.72 | 317.72 | 317.72 | 532.56 | 703.13 | 703.13
PS | 0 | 0 | 0 | 0 | 0 | 0
PV | 0 | 0 | 0 | 0 | 0 | 0
PeakG | 0 | 0 | 0 | 0 | 0 | 0
PeakO | 0 | 0 | 0 | 0 | 0 | 0
ST | 0 | 0 | 0 | 0 | 0.01 | 0.01
STOG | 0 | 0 | 0 | 0 | 0 | 0
STWD | 1.77 | 1.77 | 1.77 | 1.77 | 1.77 | 1.77
WT | 0 | 0.04 | 0.04 | 0.04 | 0.04 | 0.04
IGCC | 0 | 0 | 0 | 0 | 0 | 0
DemandResponse | 0 | 0 | 0 | 0 | 0 | 0
IGCC-CCS | 0 | 0 | 0 | 0 | 0 | 0
WT_off | 0 | 0 | 0 | 0 | 0 | 0
PseudoUnit | 0 | 0 | 0 | 0 | 0 | 0
FixedInterchange | 0 | 0 | 0 | 0 | 0 | 0
Total Fuel Consumption by Reporting Type: ERCOT
ReportingType | 2015 | 2020 | 2025 | 2030 | 2035 | 2040
BM | 0.76 | 1.31 | 2 | 14.07 | 394.55 | 394.55
CC | 1546.69 | 1741.5 | 1583.15 | 1457.04 | 902.6 | 759.58
CSP | 0 | 0 | 0 | 0 | 0 | 0
CT | 0 | 0.03 | 0 | 0.03 | 0 | 0
Coal | 373.38 | 258.97 | 31.64 | 32.13 | 71.69 | 71.69
Geo | 0 | 0 | 0 | 0 | 0 | 0
H | 0 | 0 | 0 | 0 | 0 | 0
LFG | 0 | 0 | 11.82 | 38.09 | 38.09 | 38.09
Nuc | 422.69 | 422.69 | 422.69 | 747.56 | 1522.89 | 1878.86
PS | 0 | 0 | 0 | 0 | 0 | 0
PV | 0 | 0 | 0 | 0 | 0 | 0
PeakG | 0 | 0.05 | 0 | 0.11 | 0.06 | 0.08
PeakO | 0 | 0 | 0 | 0 | 0 | 0
ST | 0 | 0 | 0 | 0 | 0 | 0
STOG | 15.46 | 23.18 | 14.5 | 20.31 | 1.7 | 1.41
STWD | 0 | 0 | 0 | 0 | 0 | 0
WT | 0.03 | 0.03 | 0.1 | 0.1 | 0.11 | 0.12
IGCC | 0 | 0 | 0 | 0 | 0 | 0
DemandResponse | 0 | 0 | 0 | 0 | 0 | 0
IGCC-CCS | 0 | 0 | 0 | 0 | 0 | 134.33
WT_off | 0 | 0 | 0 | 0 | 0 | 0
PseudoUnit | 0 | 0 | 0 | 0 | 0 | 0
FixedInterchange | 0 | 0 | 0 | 0 | 0 | 0
Total Fuel Consumption by Reporting Type: NP15
ReportingType | 2015 | 2020 | 2025 | 2030 | 2035 | 2040
BM | 0 | 0 | 0 | 0 | 81.84 | 81.84
CC | 615.31 | 541.93 | 644.32 | 471.4 | 413.02 | 23.85
CSP | 0 | 0 | 0 | 0 | 0 | 0
CT | 0 | 0 | 0 | 0 | 0 | 0
Coal | 2.5 | 0 | 0 | 0 | 0 | 0
Geo | 0.01 | 0.01 | 0.01 | 0.01 | 0.01 | 0.01
H | 0 | 0 | 0 | 0 | 0 | 0
LFG | 0 | 60.8 | 60.8 | 60.8 | 60.8 | 60.8
Nuc | 187.74 | 187.74 | 187.74 | 187.74 | 187.74 | 187.74
PS | 0 | 0 | 0 | 0 | 0 | 0
PV | 0 | 0 | 0 | 0 | 0 | 0.01
PeakG | 0 | 0 | 0 | 0 | 0 | 0
PeakO | 0 | 0 | 0 | 0 | 0 | 0
ST | 0 | 0 | 0 | 0 | 0 | 0
STOG | 0 | 0.12 | 0.24 | 0.24 | 0.58 | 0
STWD | 37.44 | 37.44 | 6.9 | 37.44 | 37.44 | 37.44
WT | 0 | 0.01 | 0.01 | 0.04 | 0.04 | 0.04
IGCC | 0 | 0 | 0 | 0 | 0 | 0
DemandResponse | 0 | 0 | 0 | 0 | 0 | 0
IGCC-CCS | 0 | 0 | 0 | 0 | 0 | 1014.16
WT_off | 0 | 0 | 0 | 0 | 0 | 0
PseudoUnit | 0 | 0 | 0 | 0 | 0 | 0
FixedInterchange | 0 | 0 | 0 | 0 | 0 | 0
Total Fuel Consumption by Reporting Type: NWPP_Coal
ReportingType | 2015 | 2020 | 2025 | 2030 | 2035 | 2040
BM | 0 | 0 | 0 | 0 | 0 | 0
CC | 0 | 0 | 0 | 0 | 0 | 0
CSP | 0 | 0 | 0 | 0 | 0 | 0
CT | 0 | 0 | 0 | 0 | 0 | 0
Coal | 547.64 | 343.07 | 19.52 | 16.32 | 16.32 | 16.32
Geo | 0 | 0 | 0 | 0 | 0 | 0
H | 0 | 0 | 0 | 0 | 0 | 0
LFG | 0 | 0 | 0 | 0 | 0 | 0
Nuc | 0 | 0 | 0 | 0 | 0 | 0
PS | 0 | 0 | 0 | 0 | 0 | 0
PV | 0 | 0 | 0 | 0 | 0 | 0
PeakG | 0 | 0 | 0 | 0 | 0 | 0
PeakO | 0 | 0 | 0 | 0 | 0 | 0
ST | 0 | 0 | 0 | 0 | 0 | 0
STOG | 0 | 0 | 0 | 0 | 0 | 0
STWD | 0 | 0 | 0 | 0 | 0 | 0
WT | 0 | 0 | 0 | 0 | 0 | 0
IGCC | 0 | 0 | 0 | 0 | 0 | 0
DemandResponse | 0 | 0 | 0 | 0 | 0 | 0
IGCC-CCS | 0 | 0 | 0 | 0 | 0 | 0
WT_off | 0 | 0 | 0 | 0 | 0 | 0
PseudoUnit | 0 | 0 | 0 | 0 | 0 | 0
FixedInterchange | 0 | 0 | 0 | 0 | 0 | 0
Total Fuel Consumption by Reporting Type: NWPP_Gas
ReportingType | 2015 | 2020 | 2025 | 2030 | 2035 | 2040
BM | 0 | 0 | 0 | 0 | 0 | 0
CC | 361.48 | 599.11 | 684.84 | 525.43 | 376.2 | 147.18
CSP | 0 | 0 | 0 | 0 | 0 | 0
CT | 0 | 0 | 0 | 0 | 0 | 0
Coal | 0 | 0 | 0 | 0 | 0 | 0
Geo | 0 | 0 | 0 | 0 | 0 | 0
H | 0 | 0 | 0 | 0 | 0 | 0
LFG | 0 | 0 | 0 | 0 | 0 | 0
Nuc | 0 | 0 | 0 | 0 | 0 | 0
PS | 0 | 0 | 0 | 0 | 0 | 0
PV | 0 | 0 | 0 | 0 | 0 | 0
PeakG | 0 | 0 | 0 | 0 | 0 | 0
PeakO | 0 | 0 | 0 | 0 | 0 | 0
ST | 0 | 0 | 0 | 0 | 0 | 0
STOG | 0 | 0 | 0 | 0 | 0 | 0
STWD | 0 | 0 | 0 | 0 | 0 | 0
WT | 0 | 0 | 0 | 0 | 0 | 0
IGCC | 0 | 0 | 0 | 0 | 0 | 0
DemandResponse | 0 | 0 | 0 | 0 | 0 | 0
IGCC-CCS | 0 | 0 | 0 | 0 | 0 | 249.82
WT_off | 0 | 0 | 0 | 0 | 0 | 0
PseudoUnit | 0 | 0 | 0 | 0 | 0 | 0
FixedInterchange | 0 | 0 | 0 | 0 | 0 | 0
Total Fuel Consumption by Reporting Type: NWPP_NucRenew
ReportingType | 2015 | 2020 | 2025 | 2030 | 2035 | 2040
BM | 0 | 2.74 | 3.16 | 3.16 | 342.38 | 878.39
CC | 0 | 0 | 0 | 0 | 0 | 0
CSP | 0 | 0 | 0 | 0 | 0 | 0
CT | 0 | 0 | 0 | 0 | 0 | 0
Coal | 0 | 0 | 0 | 0 | 0 | 0
Geo | 0 | 0 | 0.01 | 0.01 | 0.01 | 0.01
H | 0 | 0 | 0 | 0 | 0 | 0
LFG | 2.74 | 27.56 | 29.05 | 29.05 | 29.05 | 29.05
Nuc | 88.66 | 88.66 | 88.66 | 88.66 | 218.83 | 218.83
PS | 0 | 0 | 0 | 0 | 0 | 0
PV | 0 | 0 | 0 | 0 | 0 | 0
PeakG | 0 | 0 | 0 | 0 | 0 | 0
PeakO | 0 | 0 | 0 | 0 | 0 | 0
ST | 0 | 0 | 0 | 0 | 0 | 0
STOG | 0 | 0 | 0 | 0 | 0 | 0
STWD | 0 | 0.21 | 46.18 | 46.18 | 46.18 | 46.18
WT | 0.02 | 0.02 | 0.02 | 0.08 | 0.09 | 0.1
IGCC | 0 | 0 | 0 | 0 | 0 | 0
DemandResponse | 0 | 0 | 0 | 0 | 0 | 0
IGCC-CCS | 0 | 0 | 0 | 0 | 0 | 0
WT_off | 0 | 0 | 0 | 0 | 0 | 0
PseudoUnit | 0 | 0 | 0 | 0 | 0 | 0
FixedInterchange | 0 | 0 | 0 | 0 | 0 | 0
Total Fuel Consumption by Reporting Type: RMPA
ReportingType | 2015 | 2020 | 2025 | 2030 | 2035 | 2040
BM | 0 | 0 | 0 | 0 | 361.72 | 361.72
CC | 101.55 | 138.62 | 176.12 | 242.86 | 120.4 | 34.7
CSP | 0 | 0 | 0 | 0 | 0 | 0
CT | 0 | 0 | 0 | 0 | 0 | 0
Coal | 523.81 | 372.08 | 75.97 | 42.95 | 42.57 | 42.57
Geo | 0 | 0 | 0.02 | 0.02 | 0.02 | 0.02
H | 0 | 0 | 0 | 0 | 0 | 0
LFG | 0.15 | 3.26 | 3.26 | 3.26 | 3.26 | 3.26
Nuc | 0 | 0 | 0 | 0.06 | 0.08 | 0.08
PS | 0 | 0 | 0 | 0 | 0 | 0
PV | 0 | 0 | 0 | 0 | 0 | 0
PeakG | 0.08 | 0 | 0 | 0.52 | 0 | 0
PeakO | 0 | 0 | 0 | 0 | 0 | 0
ST | 0 | 0 | 0 | 0 | 0 | 0
STOG | 0 | 0 | 0 | 0 | 0 | 0
STWD | 0 | 0 | 0 | 0 | 0 | 0
WT | 0.01 | 0.02 | 0.02 | 0.02 | 0.02 | 0.03
IGCC | 0 | 0 | 0 | 0 | 0 | 0
DemandResponse | 0 | 0 | 0 | 0 | 0 | 0
IGCC-CCS | 0 | 0 | 0 | 0 | 0 | 262.6
WT_off | 0 | 0 | 0 | 0 | 0 | 0
PseudoUnit | 0 | 0 | 0 | 0 | 0 | 0
FixedInterchange | 0 | 0 | 0 | 0 | 0 | 0
Total Fuel Consumption by Reporting Type: SP15
ReportingType | 2015 | 2020 | 2025 | 2030 | 2035 | 2040
BM | 0.58 | 0.58 | 0.58 | 0.58 | 65.48 | 65.48
CC | 493.53 | 575.83 | 846.49 | 651.93 | 535.24 | 192.88
CSP | 0 | 0 | 0 | 0 | 0 | 0
CT | 0 | 0 | 0 | 0 | 0 | 0
Coal | 15.7 | 8.42 | 2.44 | 0 | 0 | 0
Geo | 0.01 | 0.02 | 0.02 | 0.02 | 0.02 | 0.02
H | 0 | 0 | 0 | 0 | 0 | 0
LFG | 0.99 | 60.8 | 60.8 | 60.8 | 60.8 | 60.8
Nuc | 173.28 | 173.28 | 173.28 | 173.28 | 173.28 | 173.28
PS | 0 | 0 | 0 | 0 | 0 | 0
PV | 0 | 0 | 0 | 0 | 0 | 0
PeakG | 0 | 0 | 0 | 0 | 0 | 0
PeakO | 0 | 0 | 0 | 0 | 0 | 0
ST | 0 | 0 | 0 | 0 | 0.01 | 0.02
STOG | 12.47 | 3.18 | 3.22 | 2.88 | 0.62 | 0
STWD | 9.59 | 9.59 | 7.05 | 9.59 | 9.59 | 9.59
WT | 0.01 | 0.01 | 0.01 | 0.06 | 0.06 | 0.06
IGCC | 0 | 0 | 0 | 0 | 0 | 0
DemandResponse | 0 | 0 | 0 | 0 | 0 | 0
IGCC-CCS | 0 | 0 | 0 | 0 | 422.18 | 1260.81
WT_off | 0 | 0 | 0 | 0 | 0 | 0
PseudoUnit | 0 | 0 | 0 | 0 | 0 | 0
FixedInterchange | 0 | 0 | 0 | 0 | 0 | 0
Total Fuel Consumption by Reporting Type: ALB
ReportingType | 2015 | 2020 | 2025 | 2030 | 2035 | 2040
BM | 0 | 0 | 0 | 0 | 0 | 0
CC | 125.31 | 164.64 | 161.66 | 34.55 | 17.67 | 0
CSP | 0 | 0 | 0 | 0 | 0 | 0
CT | 0 | 0 | 0 | 0 | 0 | 0
Coal | 470.15 | 470.15 | 464.13 | 0 | 0 | 0
Geo | 0 | 0 | 0 | 0 | 0 | 0
H | 0 | 0 | 0 | 0 | 0 | 0
LFG | 0 | 0 | 0 | 0 | 0 | 0
Nuc | 0 | 0 | 59.74 | 796.45 | 947.63 | 1082.81
PS | 0 | 0 | 0 | 0 | 0 | 0
PV | 0 | 0 | 0 | 0 | 0 | 0
PeakG | 0 | 0 | 0 | 0 | 0 | 0
PeakO | 0 | 0 | 0 | 0 | 0 | 0
ST | 0 | 0 | 0 | 0 | 0 | 0
STOG | 0 | 0 | 0 | 0 | 0 | 0
STWD | 0.04 | 8 | 13.02 | 13.02 | 13.02 | 13.02
WT | 0 | 0 | 0 | 0 | 0 | 0
IGCC | 0 | 0 | 0 | 0 | 0 | 0
DemandResponse | 0 | 0 | 0 | 0 | 0 | 0
IGCC-CCS | 0 | 0 | 0 | 0 | 0 | 0
WT_off | 0 | 0 | 0 | 0 | 0 | 0
PseudoUnit | 0 | 0 | 0 | 0 | 0 | 0
FixedInterchange | 0 | 0 | 0 | 0 | 0 | 0
Total Fuel Consumption by Reporting Type: BC
ReportingType | 2015 | 2020 | 2025 | 2030 | 2035 | 2040
BM | 0 | 0 | 0 | 0 | 0 | 0
CC | 63.67 | 84.63 | 84.63 | 69.14 | 0 | 0
CSP | 0 | 0 | 0 | 0 | 0 | 0
CT | 0 | 0 | 0 | 0 | 0 | 0
Coal | 0 | 0 | 0 | 0 | 0 | 0
Geo | 0 | 0 | 0 | 0 | 0 | 0
H | 0 | 0 | 0 | 0 | 0 | 0
LFG | 0 | 0 | 0 | 0 | 0 | 0
Nuc | 0 | 0 | 36.78 | 183.22 | 274.19 | 370.1
PS | 0 | 0 | 0 | 0 | 0 | 0
PV | 0 | 0 | 0 | 0 | 0 | 0
PeakG | 0 | 0 | 0 | 0 | 0 | 0
PeakO | 0 | 0 | 0 | 0 | 0 | 0
ST | 0 | 0 | 0 | 0 | 0 | 0
STOG | 0 | 0 | 0 | 0 | 0 | 0
STWD | 0 | 7.59 | 34.18 | 41.58 | 41.58 | 41.58
WT | 0 | 0 | 0 | 0 | 0 | 0
IGCC | 0 | 0 | 0 | 0 | 0 | 0
DemandResponse | 0 | 0 | 0 | 0 | 0 | 0
IGCC-CCS | 0 | 0 | 0 | 0 | 0 | 0
WT_off | 0 | 0 | 0 | 0 | 0 | 0
PseudoUnit | 0 | 0 | 0 | 0 | 0 | 0
FixedInterchange | 0 | 0 | 0 | 0 | 0 | 0
Total Fuel Consumption by Reporting Type: HQ_IESO
ReportingType | 2015 | 2020 | 2025 | 2030 | 2035 | 2040
BM | 0 | 0 | 0 | 0 | 0 | 0
CC | 0 | 0 | 0 | 0 | 0 | 0
CSP | 0 | 0 | 0 | 0 | 0 | 0
CT | 0 | 0 | 0 | 0 | 0 | 0
Coal | 0 | 0 | 0 | 0 | 0 | 0
Geo | 0 | 0 | 0 | 0 | 0 | 0
H | 0 | 0 | 0 | 0 | 0 | 0
LFG | 0 | 0 | 0 | 0 | 0 | 0
Nuc | 0 | 0 | 0 | 0.01 | 0.08 | 0.08
PS | 0 | 0 | 0 | 0 | 0 | 0
PV | 0 | 0 | 0 | 0 | 0 | 0
PeakG | 0 | 0 | 0 | 0 | 0 | 0
PeakO | 0 | 0 | 0 | 0 | 0 | 0
ST | 0 | 0 | 0 | 0 | 0 | 0
STOG | 0 | 0 | 0 | 0 | 0 | 0
STWD | 0 | 0 | 0 | 0 | 0 | 0
WT | 0 | 0 | 0 | 0 | 0 | 0
IGCC | 0 | 0 | 0 | 0 | 0 | 0
DemandResponse | 0 | 0 | 0 | 0 | 0 | 0
IGCC-CCS | 0 | 0 | 0 | 0 | 0 | 0
WT_off | 0 | 0 | 0 | 0 | 0 | 0
PseudoUnit | 0 | 0 | 0 | 0 | 0 | 0
FixedInterchange | 0 | 0 | 0 | 0 | 0 | 0
Total Fuel Consumption by Reporting Type: HQ_NEISO
ReportingType | 2015 | 2020 | 2025 | 2030 | 2035 | 2040
BM | 0 | 0 | 0 | 0 | 0 | 0
CC | 0 | 0 | 0 | 0 | 0 | 0
CSP | 0 | 0 | 0 | 0 | 0 | 0
CT | 0 | 0 | 0 | 0 | 0 | 0
Coal | 0 | 0 | 0 | 0 | 0 | 0
Geo | 0 | 0 | 0 | 0 | 0 | 0
H | 0 | 0 | 0 | 0 | 0 | 0
LFG | 0 | 0 | 0 | 0 | 0 | 0
Nuc | 0 | 0 | 0 | 0.01 | 0.08 | 0.05
PS | 0 | 0 | 0 | 0 | 0 | 0
PV | 0 | 0 | 0 | 0 | 0 | 0
PeakG | 0 | 0 | 0 | 0 | 0 | 0
PeakO | 0 | 0 | 0 | 0 | 0 | 0
ST | 0 | 0 | 0 | 0 | 0 | 0
STOG | 0 | 0 | 0 | 0 | 0 | 0
STWD | 0 | 0 | 0 | 0 | 0 | 0
WT | 0 | 0 | 0 | 0 | 0 | 0
IGCC | 0 | 0 | 0 | 0 | 0 | 0
DemandResponse | 0 | 0 | 0 | 0 | 0 | 0
IGCC-CCS | 0 | 0 | 0 | 0 | 0 | 0
WT_off | 0 | 0 | 0 | 0 | 0 | 0
PseudoUnit | 0 | 0 | 0 | 0 | 0 | 0
FixedInterchange | 0.02 | 0.02 | 0.02 | 0.02 | 0.02 | 0.02
Total Fuel Consumption by Reporting Type: HQ_NY
ReportingType | 2015 | 2020 | 2025 | 2030 | 2035 | 2040
BM | 0 | 0 | 0 | 0 | 0 | 0
CC | 0 | 0 | 0 | 0 | 0 | 0
CSP | 0 | 0 | 0 | 0 | 0 | 0
CT | 0 | 0 | 0 | 0 | 0 | 0
Coal | 0 | 0 | 0 | 0 | 0 | 0
Geo | 0 | 0 | 0 | 0 | 0 | 0
H | 0 | 0 | 0 | 0 | 0 | 0
LFG | 0 | 0 | 0 | 0 | 0 | 0
Nuc | 0 | 0 | 0 | 0.01 | 0.08 | 0.08
PS | 0 | 0 | 0 | 0 | 0 | 0
PV | 0 | 0 | 0 | 0 | 0 | 0
PeakG | 0 | 0 | 0 | 0 | 0 | 0
PeakO | 0 | 0 | 0 | 0 | 0 | 0
ST | 0 | 0 | 0 | 0 | 0 | 0
STOG | 0 | 0 | 0 | 0 | 0 | 0
STWD | 0 | 0 | 0 | 0 | 0 | 0
WT | 0 | 0 | 0 | 0 | 0 | 0
IGCC | 0 | 0 | 0 | 0 | 0 | 0
DemandResponse | 0 | 0 | 0 | 0 | 0 | 0
IGCC-CCS | 0 | 0 | 0 | 0 | 0 | 0
WT_off | 0 | 0 | 0 | 0 | 0 | 0
PseudoUnit | 0 | 0 | 0.01 | 0.01 | 0.01 | 0.01
FixedInterchange | 0.01 | 0.01 | 0.01 | 0.01 | 0.01 | 0.01
Total Fuel Consumption by Reporting Type: MARITIMES
ReportingType | 2015 | 2020 | 2025 | 2030 | 2035 | 2040
BM | 0 | 0 | 0 | 0 | 0 | 0
CC | 0 | 0 | 0 | 0 | 0 | 0
CSP | 0 | 0 | 0 | 0 | 0 | 0
CT | 0 | 0 | 0 | 0 | 0 | 0
Coal | 0 | 0 | 0 | 0 | 0 | 0
Geo | 0 | 0 | 0 | 0 | 0 | 0
H | 0 | 0 | 0 | 0 | 0 | 0
LFG | 0 | 0 | 0 | 0 | 0 | 0
Nuc | 0 | 0 | 0 | 0.01 | 0.08 | 0.05
PS | 0 | 0 | 0 | 0 | 0 | 0
PV | 0 | 0 | 0 | 0 | 0 | 0
PeakG | 0 | 0 | 0 | 0 | 0 | 0
PeakO | 0 | 0 | 0 | 0 | 0 | 0
ST | 0 | 0 | 0 | 0 | 0 | 0
STOG | 0 | 0 | 0 | 0 | 0 | 0
STWD | 0 | 0 | 0 | 0 | 0 | 0
WT | 0 | 0 | 0 | 0 | 0 | 0
IGCC | 0 | 0 | 0 | 0 | 0 | 0
DemandResponse | 0 | 0 | 0 | 0 | 0 | 0
IGCC-CCS | 0 | 0 | 0 | 0 | 0 | 0
WT_off | 0 | 0 | 0 | 0 | 0 | 0
PseudoUnit | 0 | 0 | 0 | 0 | 0 | 0
FixedInterchange | 0.01 | 0.01 | 0.01 | 0.01 | 0.01 | 0.01
Total Fuel Consumption by Reporting Type: All
ReportingType | 2015 | 2020 | 2025 | 2030 | 2035 | 2040
BM | 31.61 | 106.71 | 160.17 | 218.49 | 5926.03 | 9603.02
CC | 11495.03 | 14748.56 | 15166.15 | 12582.27 | 7735.82 | 4558.89
CSP | 0 | 0 | 0 | 0 | 0 | 0
CT | 6.13 | 6.95 | 7.67 | 8.24 | 0.32 | 0.06
Coal | 11786.4 | 4790.19 | 1202.12 | 842.45 | 2376.38 | 2763.71
Geo | 0.02 | 0.04 | 0.07 | 0.07 | 0.07 | 0.07
H | 0 | 0.01 | 0.02 | 0.04 | 0.04 | 0.05
LFG | 20.69 | 230.83 | 468.63 | 543.1 | 546.54 | 546.54
Nuc | 9611.92 | 9929.35 | 10754.09 | 13815.4 | 15718.06 | 18198.64
PS | 0 | 0 | 0 | 0 | 0 | 0
PV | 0 | 0.01 | 0.01 | 0.01 | 0.01 | 0.02
PeakG | 27.6 | 29.54 | 23.74 | 32.85 | 10.52 | 11.57
PeakO | 0 | 0 | 0 | 0 | 0 | 0
ST | 0 | 0.01 | 0.01 | 0.01 | 0.02 | 0.03
STOG | 96.45 | 72.96 | 63.81 | 75.27 | 21.82 | 16.69
STWD | 149.68 | 146.55 | 207.8 | 341.88 | 405.4 | 398.75
WT | 0.18 | 0.6 | 1.05 | 1.52 | 1.75 | 1.85
IGCC | 40.45 | 40.45 | 6.37 | 0 | 0 | 0
DemandResponse | 0 | 0 | 0 | 0 | 0 | 0
IGCC-CCS | 0 | 0 | 0 | 0 | 422.18 | 3641.67
WT_off | 0 | 0 | 0.01 | 0.01 | 0.08 | 0.14
PseudoUnit | 0 | 0 | 0.01 | 0.02 | 0.02 | 0.02
FixedInterchange | 0.04 | 0.04 | 0.04 | 0.04 | 0.04 | 0.04
Total Fuel Consumption by Reporting Type: EI_US
ReportingType | 2015 | 2020 | 2025 | 2030 | 2035 | 2040
BM | 30.27 | 102.07 | 154.29 | 197.47 | 4409.89 | 7154.53
CC | 7520.58 | 10288.03 | 10161.14 | 8550.35 | 4961.48 | 3206.28
CSP | 0 | 0 | 0 | 0 | 0 | 0
CT | 6.13 | 6.89 | 7.67 | 8.21 | 0.32 | 0.06
Coal | 9319.34 | 2949.32 | 599.11 | 747.86 | 2205.24 | 2592.57
Geo | 0 | 0 | 0 | 0 | 0 | 0
H | 0 | 0 | 0.01 | 0.01 | 0.01 | 0.02
LFG | 15.24 | 70.33 | 294.82 | 342.95 | 346.39 | 346.39
Nuc | 7357.11 | 7674.54 | 8402.76 | 10041.13 | 10709.65 | 12714.71
PS | 0 | 0 | 0 | 0 | 0 | 0
PV | 0 | 0 | 0.01 | 0.01 | 0.01 | 0.01
PeakG | 26.88 | 29.38 | 23.74 | 32.22 | 10.46 | 11.49
PeakO | 0 | 0 | 0 | 0 | 0 | 0
ST | 0 | 0 | 0 | 0 | 0 | 0
STOG | 68.38 | 46.48 | 45.84 | 51.84 | 18.92 | 15.28
STWD | 100.79 | 81.8 | 98.43 | 181.98 | 245.5 | 238.85
WT | 0.11 | 0.46 | 0.85 | 1.16 | 1.32 | 1.4
IGCC | 40.45 | 40.45 | 6.37 | 0 | 0 | 0
DemandResponse | 0 | 0 | 0 | 0 | 0 | 0
IGCC-CCS | 0 | 0 | 0 | 0 | 0 | 719.95
WT_off | 0 | 0 | 0.01 | 0.01 | 0.08 | 0.14
PseudoUnit | 0 | 0 | 0.01 | 0.02 | 0.02 | 0.02
FixedInterchange | 0.03 | 0.03 | 0.03 | 0.03 | 0.03 | 0.03
Total Fuel Consumption by Reporting Type: EI_Canada
ReportingType | 2015 | 2020 | 2025 | 2030 | 2035 | 2040
BM | 0 | 0.01 | 0.14 | 3.21 | 31.67 | 31.74
CC | 145.09 | 145.46 | 106.2 | 14.64 | 4.46 | 5.22
CSP | 0 | 0 | 0 | 0 | 0 | 0
CT | 0 | 0.04 | 0 | 0 | 0 | 0
Coal | 2.12 | 1.93 | 0 | 0 | 0 | 0
Geo | 0 | 0 | 0 | 0 | 0 | 0
H | 0 | 0 | 0.01 | 0.03 | 0.03 | 0.03
LFG | 1.56 | 1.56 | 1.56 | 1.61 | 1.61 | 1.61
Nuc | 1064.72 | 1064.73 | 1064.73 | 1064.73 | 980.64 | 869.11
PS | 0 | 0 | 0 | 0 | 0 | 0
PV | 0 | 0 | 0 | 0 | 0 | 0
PeakG | 0.64 | 0.1 | 0 | 0 | 0 | 0
PeakO | 0 | 0 | 0 | 0 | 0 | 0
ST | 0 | 0 | 0 | 0 | 0 | 0
STOG | 0.14 | 0 | 0 | 0 | 0 | 0
STWD | 0.05 | 0.15 | 0.28 | 10.32 | 10.32 | 10.32
WT | 0.01 | 0.01 | 0.01 | 0.01 | 0.06 | 0.06
IGCC | 0 | 0 | 0 | 0 | 0 | 0
DemandResponse | 0 | 0 | 0 | 0 | 0 | 0
IGCC-CCS | 0 | 0 | 0 | 0 | 0 | 0
WT_off | 0 | 0 | 0 | 0 | 0 | 0
PseudoUnit | 0 | 0 | 0 | 0 | 0 | 0
FixedInterchange | 0 | 0 | 0 | 0 | 0 | 0
Total Fuel Consumption by Reporting Type: EI
ReportingType | 2015 | 2020 | 2025 | 2030 | 2035 | 2040
BM | 30.27 | 102.08 | 154.43 | 200.68 | 4441.57 | 7186.27
CC | 7665.66 | 10433.49 | 10267.34 | 8564.99 | 4965.94 | 3211.49
CSP | 0 | 0 | 0 | 0 | 0 | 0
CT | 6.13 | 6.92 | 7.67 | 8.21 | 0.32 | 0.06
Coal | 9321.46 | 2951.25 | 599.11 | 747.86 | 2205.24 | 2592.57
Geo | 0 | 0 | 0 | 0 | 0 | 0
H | 0 | 0.01 | 0.02 | 0.04 | 0.04 | 0.04
LFG | 16.8 | 71.89 | 296.38 | 344.57 | 348.01 | 348.01
Nuc | 8421.83 | 8739.26 | 9467.48 | 11105.87 | 11690.29 | 13583.82
PS | 0 | 0 | 0 | 0 | 0 | 0
PV | 0 | 0 | 0.01 | 0.01 | 0.01 | 0.01
PeakG | 27.52 | 29.48 | 23.74 | 32.22 | 10.46 | 11.49
PeakO | 0 | 0 | 0 | 0 | 0 | 0
ST | 0 | 0 | 0 | 0 | 0 | 0
STOG | 68.52 | 46.48 | 45.84 | 51.84 | 18.92 | 15.28
STWD | 100.84 | 81.95 | 98.7 | 192.3 | 255.82 | 249.17
WT | 0.12 | 0.47 | 0.86 | 1.17 | 1.38 | 1.46
IGCC | 40.45 | 40.45 | 6.37 | 0 | 0 | 0
DemandResponse | 0 | 0 | 0 | 0 | 0 | 0
IGCC-CCS | 0 | 0 | 0 | 0 | 0 | 719.95
WT_off | 0 | 0 | 0.01 | 0.01 | 0.08 | 0.14
PseudoUnit | 0 | 0 | 0.01 | 0.02 | 0.02 | 0.02
FixedInterchange | 0.04 | 0.04 | 0.04 | 0.04 | 0.04 | 0.04
Total Fuel Consumption by Reporting Type: Outside_EI
ReportingType | 2015 | 2020 | 2025 | 2030 | 2035 | 2040
BM | 1.34 | 4.63 | 5.74 | 17.82 | 1484.47 | 2416.75
CC | 3829.37 | 4315.07 | 4898.81 | 4017.28 | 2769.87 | 1347.39
CSP | 0 | 0 | 0 | 0 | 0 | 0
CT | 0 | 0.03 | 0 | 0.03 | 0 | 0
Coal | 2464.94 | 1838.94 | 603 | 94.59 | 171.14 | 171.14
Geo | 0.02 | 0.04 | 0.07 | 0.07 | 0.07 | 0.07
H | 0 | 0 | 0 | 0 | 0 | 0
LFG | 3.89 | 158.94 | 172.25 | 198.53 | 198.53 | 198.53
Nuc | 1190.09 | 1190.09 | 1286.61 | 2709.53 | 4027.77 | 4614.82
PS | 0 | 0 | 0 | 0 | 0 | 0
PV | 0 | 0 | 0 | 0 | 0 | 0.01
PeakG | 0.08 | 0.05 | 0 | 0.63 | 0.06 | 0.08
PeakO | 0 | 0 | 0 | 0 | 0 | 0
ST | 0 | 0.01 | 0.01 | 0.01 | 0.02 | 0.03
STOG | 27.93 | 26.48 | 17.97 | 23.43 | 2.9 | 1.41
STWD | 48.85 | 64.6 | 109.1 | 149.58 | 149.58 | 149.58
WT | 0.06 | 0.12 | 0.2 | 0.35 | 0.37 | 0.39
IGCC | 0 | 0 | 0 | 0 | 0 | 0
DemandResponse | 0 | 0 | 0 | 0 | 0 | 0
IGCC-CCS | 0 | 0 | 0 | 0 | 422.18 | 2921.72
WT_off | 0 | 0 | 0 | 0 | 0 | 0
PseudoUnit | 0 | 0 | 0 | 0 | 0 | 0
FixedInterchange | 0 | 0 | 0 | 0 | 0 | 0
#5 | Annual Emmission Levels
SO2 Emissions (MMshortTons): Entergy
ReportingType | 2015 | 2020 | 2025 | 2030 | 2035 | 2040
BM | 0 | 0 | 0 | 0 | 0 | 0
CC | 0 | 0 | 0 | 0 | 0 | 0
CSP | 0 | 0 | 0 | 0 | 0 | 0
CT | 0 | 0 | 0 | 0 | 0 | 0
Coal | 0.33 | 0 | 0 | 0 | 0 | 0
Geo | 0 | 0 | 0 | 0 | 0 | 0
H | 0 | 0 | 0 | 0 | 0 | 0
LFG | 0 | 0 | 0 | 0 | 0 | 0
Nuc | 0 | 0 | 0 | 0 | 0 | 0
PS | 0 | 0 | 0 | 0 | 0 | 0
PV | 0 | 0 | 0 | 0 | 0 | 0
PeakG | 0 | 0 | 0 | 0 | 0 | 0
PeakO | 0 | 0 | 0 | 0 | 0 | 0
ST | 0 | 0 | 0 | 0 | 0 | 0
STOG | 0 | 0 | 0 | 0 | 0 | 0
STWD | 0 | 0 | 0 | 0 | 0 | 0
WT | 0 | 0 | 0 | 0 | 0 | 0
IGCC | 0 | 0 | 0 | 0 | 0 | 0
DemandResponse | 0 | 0 | 0 | 0 | 0 | 0
IGCC-CCS | 0 | 0 | 0 | 0 | 0 | 0
WT_off | 0 | 0 | 0 | 0 | 0 | 0
PseudoUnit | 0 | 0 | 0 | 0 | 0 | 0
FixedInterchange | 0 | 0 | 0 | 0 | 0 | 0
SO2 Emissions (MMshortTons): FRCC
ReportingType | 2015 | 2020 | 2025 | 2030 | 2035 | 2040
BM | 0 | 0 | 0 | 0 | 0 | 0
CC | 0 | 0 | 0 | 0 | 0 | 0
CSP | 0 | 0 | 0 | 0 | 0 | 0
CT | 0 | 0 | 0 | 0 | 0 | 0
Coal | 0.04 | 0 | 0 | 0 | 0 | 0
Geo | 0 | 0 | 0 | 0 | 0 | 0
H | 0 | 0 | 0 | 0 | 0 | 0
LFG | 0 | 0 | 0 | 0 | 0 | 0
Nuc | 0 | 0 | 0 | 0 | 0 | 0
PS | 0 | 0 | 0 | 0 | 0 | 0
PV | 0 | 0 | 0 | 0 | 0 | 0
PeakG | 0 | 0 | 0 | 0 | 0 | 0
PeakO | 0 | 0 | 0 | 0 | 0 | 0
ST | 0 | 0 | 0 | 0 | 0 | 0
STOG | 0 | 0 | 0 | 0 | 0 | 0
STWD | 0 | 0 | 0 | 0 | 0 | 0
WT | 0 | 0 | 0 | 0 | 0 | 0
IGCC | 0 | 0 | 0 | 0 | 0 | 0
DemandResponse | 0 | 0 | 0 | 0 | 0 | 0
IGCC-CCS | 0 | 0 | 0 | 0 | 0 | 0
WT_off | 0 | 0 | 0 | 0 | 0 | 0
PseudoUnit | 0 | 0 | 0 | 0 | 0 | 0
FixedInterchange | 0 | 0 | 0 | 0 | 0 | 0
SO2 Emissions (MMshortTons): MAPP_US
ReportingType | 2015 | 2020 | 2025 | 2030 | 2035 | 2040
BM | 0 | 0 | 0 | 0 | 0 | 0
CC | 0 | 0 | 0 | 0 | 0 | 0
CSP | 0 | 0 | 0 | 0 | 0 | 0
CT | 0 | 0 | 0 | 0 | 0 | 0
Coal | 0.03 | 0 | 0 | 0 | 0 | 0
Geo | 0 | 0 | 0 | 0 | 0 | 0
H | 0 | 0 | 0 | 0 | 0 | 0
LFG | 0 | 0 | 0 | 0 | 0 | 0
Nuc | 0 | 0 | 0 | 0 | 0 | 0
PS | 0 | 0 | 0 | 0 | 0 | 0
PV | 0 | 0 | 0 | 0 | 0 | 0
PeakG | 0 | 0 | 0 | 0 | 0 | 0
PeakO | 0 | 0 | 0 | 0 | 0 | 0
ST | 0 | 0 | 0 | 0 | 0 | 0
STOG | 0 | 0 | 0 | 0 | 0 | 0
STWD | 0 | 0 | 0 | 0 | 0 | 0
WT | 0 | 0 | 0 | 0 | 0 | 0
IGCC | 0 | 0 | 0 | 0 | 0 | 0
DemandResponse | 0 | 0 | 0 | 0 | 0 | 0
IGCC-CCS | 0 | 0 | 0 | 0 | 0 | 0
WT_off | 0 | 0 | 0 | 0 | 0 | 0
PseudoUnit | 0 | 0 | 0 | 0 | 0 | 0
FixedInterchange | 0 | 0 | 0 | 0 | 0 | 0
SO2 Emissions (MMshortTons): MISO_IN
ReportingType | 2015 | 2020 | 2025 | 2030 | 2035 | 2040
BM | 0 | 0 | 0 | 0 | 0 | 0
CC | 0 | 0 | 0 | 0 | 0 | 0
CSP | 0 | 0 | 0 | 0 | 0 | 0
CT | 0 | 0 | 0 | 0 | 0 | 0
Coal | 0.25 | 0.03 | 0 | 0.01 | 0.03 | 0.03
Geo | 0 | 0 | 0 | 0 | 0 | 0
H | 0 | 0 | 0 | 0 | 0 | 0
LFG | 0 | 0 | 0 | 0 | 0 | 0
Nuc | 0 | 0 | 0 | 0 | 0 | 0
PS | 0 | 0 | 0 | 0 | 0 | 0
PV | 0 | 0 | 0 | 0 | 0 | 0
PeakG | 0 | 0 | 0 | 0 | 0 | 0
PeakO | 0 | 0 | 0 | 0 | 0 | 0
ST | 0 | 0 | 0 | 0 | 0 | 0
STOG | 0 | 0 | 0 | 0 | 0 | 0
STWD | 0 | 0 | 0 | 0 | 0 | 0
WT | 0 | 0 | 0 | 0 | 0 | 0
IGCC | 0 | 0 | 0 | 0 | 0 | 0
DemandResponse | 0 | 0 | 0 | 0 | 0 | 0
IGCC-CCS | 0 | 0 | 0 | 0 | 0 | 0
WT_off | 0 | 0 | 0 | 0 | 0 | 0
PseudoUnit | 0 | 0 | 0 | 0 | 0 | 0
FixedInterchange | 0 | 0 | 0 | 0 | 0 | 0
SO2 Emissions (MMshortTons): MISO_MI
ReportingType | 2015 | 2020 | 2025 | 2030 | 2035 | 2040
BM | 0 | 0 | 0 | 0 | 0 | 0
CC | 0 | 0 | 0 | 0 | 0 | 0
CSP | 0 | 0 | 0 | 0 | 0 | 0
CT | 0 | 0 | 0 | 0 | 0 | 0
Coal | 0.13 | 0 | 0 | 0 | 0 | 0.01
Geo | 0 | 0 | 0 | 0 | 0 | 0
H | 0 | 0 | 0 | 0 | 0 | 0
LFG | 0 | 0 | 0 | 0 | 0 | 0
Nuc | 0 | 0 | 0 | 0 | 0 | 0
PS | 0 | 0 | 0 | 0 | 0 | 0
PV | 0 | 0 | 0 | 0 | 0 | 0
PeakG | 0 | 0 | 0 | 0 | 0 | 0
PeakO | 0 | 0 | 0 | 0 | 0 | 0
ST | 0 | 0 | 0 | 0 | 0 | 0
STOG | 0 | 0 | 0 | 0 | 0 | 0
STWD | 0 | 0 | 0 | 0 | 0 | 0
WT | 0 | 0 | 0 | 0 | 0 | 0
IGCC | 0 | 0 | 0 | 0 | 0 | 0
DemandResponse | 0 | 0 | 0 | 0 | 0 | 0
IGCC-CCS | 0 | 0 | 0 | 0 | 0 | 0
WT_off | 0 | 0 | 0 | 0 | 0 | 0
PseudoUnit | 0 | 0 | 0 | 0 | 0 | 0
FixedInterchange | 0 | 0 | 0 | 0 | 0 | 0
SO2 Emissions (MMshortTons): MISO_MO-IL
ReportingType | 2015 | 2020 | 2025 | 2030 | 2035 | 2040
BM | 0 | 0 | 0 | 0 | 0 | 0
CC | 0 | 0 | 0 | 0 | 0 | 0
CSP | 0 | 0 | 0 | 0 | 0 | 0
CT | 0 | 0 | 0 | 0 | 0 | 0
Coal | 0.38 | 0 | 0 | 0 | 0 | 0
Geo | 0 | 0 | 0 | 0 | 0 | 0
H | 0 | 0 | 0 | 0 | 0 | 0
LFG | 0 | 0 | 0 | 0 | 0 | 0
Nuc | 0 | 0 | 0 | 0 | 0 | 0
PS | 0 | 0 | 0 | 0 | 0 | 0
PV | 0 | 0 | 0 | 0 | 0 | 0
PeakG | 0 | 0 | 0 | 0 | 0 | 0
PeakO | 0 | 0 | 0 | 0 | 0 | 0
ST | 0 | 0 | 0 | 0 | 0 | 0
STOG | 0 | 0 | 0 | 0 | 0 | 0
STWD | 0 | 0 | 0 | 0 | 0 | 0
WT | 0 | 0 | 0 | 0 | 0 | 0
IGCC | 0 | 0 | 0 | 0 | 0 | 0
DemandResponse | 0 | 0 | 0 | 0 | 0 | 0
IGCC-CCS | 0 | 0 | 0 | 0 | 0 | 0
WT_off | 0 | 0 | 0 | 0 | 0 | 0
PseudoUnit | 0 | 0 | 0 | 0 | 0 | 0
FixedInterchange | 0 | 0 | 0 | 0 | 0 | 0
SO2 Emissions (MMshortTons): MISO_W
ReportingType | 2015 | 2020 | 2025 | 2030 | 2035 | 2040
BM | 0 | 0 | 0 | 0 | 0 | 0
CC | 0 | 0 | 0 | 0 | 0 | 0
CSP | 0 | 0 | 0 | 0 | 0 | 0
CT | 0 | 0 | 0 | 0 | 0 | 0
Coal | 0.2 | 0.01 | 0 | 0 | 0 | 0
Geo | 0 | 0 | 0 | 0 | 0 | 0
H | 0 | 0 | 0 | 0 | 0 | 0
LFG | 0 | 0 | 0 | 0 | 0 | 0
Nuc | 0 | 0 | 0 | 0 | 0 | 0
PS | 0 | 0 | 0 | 0 | 0 | 0
PV | 0 | 0 | 0 | 0 | 0 | 0
PeakG | 0 | 0 | 0 | 0 | 0 | 0
PeakO | 0 | 0 | 0 | 0 | 0 | 0
ST | 0 | 0 | 0 | 0 | 0 | 0
STOG | 0 | 0 | 0 | 0 | 0 | 0
STWD | 0 | 0 | 0 | 0 | 0 | 0
WT | 0 | 0 | 0 | 0 | 0 | 0
IGCC | 0 | 0 | 0 | 0 | 0 | 0
DemandResponse | 0 | 0 | 0 | 0 | 0 | 0
IGCC-CCS | 0 | 0 | 0 | 0 | 0 | 0
WT_off | 0 | 0 | 0 | 0 | 0 | 0
PseudoUnit | 0 | 0 | 0 | 0 | 0 | 0
FixedInterchange | 0 | 0 | 0 | 0 | 0 | 0
SO2 Emissions (MMshortTons): MISO_WUMS
ReportingType | 2015 | 2020 | 2025 | 2030 | 2035 | 2040
BM | 0 | 0 | 0 | 0 | 0 | 0
CC | 0 | 0 | 0 | 0 | 0 | 0
CSP | 0 | 0 | 0 | 0 | 0 | 0
CT | 0 | 0 | 0 | 0 | 0 | 0
Coal | 0.03 | 0 | 0 | 0 | 0 | 0
Geo | 0 | 0 | 0 | 0 | 0 | 0
H | 0 | 0 | 0 | 0 | 0 | 0
LFG | 0 | 0 | 0 | 0 | 0 | 0
Nuc | 0 | 0 | 0 | 0 | 0 | 0
PS | 0 | 0 | 0 | 0 | 0 | 0
PV | 0 | 0 | 0 | 0 | 0 | 0
PeakG | 0 | 0 | 0 | 0 | 0 | 0
PeakO | 0 | 0 | 0 | 0 | 0 | 0
ST | 0 | 0 | 0 | 0 | 0 | 0
STOG | 0 | 0 | 0 | 0 | 0 | 0
STWD | 0 | 0 | 0 | 0 | 0 | 0
WT | 0 | 0 | 0 | 0 | 0 | 0
IGCC | 0 | 0 | 0 | 0 | 0 | 0
DemandResponse | 0 | 0 | 0 | 0 | 0 | 0
IGCC-CCS | 0 | 0 | 0 | 0 | 0 | 0
WT_off | 0 | 0 | 0 | 0 | 0 | 0
PseudoUnit | 0 | 0 | 0 | 0 | 0 | 0
FixedInterchange | 0 | 0 | 0 | 0 | 0 | 0
SO2 Emissions (MMshortTons): Nebraska
ReportingType | 2015 | 2020 | 2025 | 2030 | 2035 | 2040
BM | 0 | 0 | 0 | 0 | 0 | 0
CC | 0 | 0 | 0 | 0 | 0 | 0
CSP | 0 | 0 | 0 | 0 | 0 | 0
CT | 0 | 0 | 0 | 0 | 0 | 0
Coal | 0.1 | 0 | 0 | 0 | 0 | 0
Geo | 0 | 0 | 0 | 0 | 0 | 0
H | 0 | 0 | 0 | 0 | 0 | 0
LFG | 0 | 0 | 0 | 0 | 0 | 0
Nuc | 0 | 0 | 0 | 0 | 0 | 0
PS | 0 | 0 | 0 | 0 | 0 | 0
PV | 0 | 0 | 0 | 0 | 0 | 0
PeakG | 0 | 0 | 0 | 0 | 0 | 0
PeakO | 0 | 0 | 0 | 0 | 0 | 0
ST | 0 | 0 | 0 | 0 | 0 | 0
STOG | 0 | 0 | 0 | 0 | 0 | 0
STWD | 0 | 0 | 0 | 0 | 0 | 0
WT | 0 | 0 | 0 | 0 | 0 | 0
IGCC | 0 | 0 | 0 | 0 | 0 | 0
DemandResponse | 0 | 0 | 0 | 0 | 0 | 0
IGCC-CCS | 0 | 0 | 0 | 0 | 0 | 0
WT_off | 0 | 0 | 0 | 0 | 0 | 0
PseudoUnit | 0 | 0 | 0 | 0 | 0 | 0
FixedInterchange | 0 | 0 | 0 | 0 | 0 | 0
SO2 Emissions (MMshortTons): NEISO
ReportingType | 2015 | 2020 | 2025 | 2030 | 2035 | 2040
BM | 0 | 0 | 0 | 0 | 0 | 0
CC | 0 | 0 | 0 | 0 | 0 | 0
CSP | 0 | 0 | 0 | 0 | 0 | 0
CT | 0 | 0 | 0 | 0 | 0 | 0
Coal | 0 | 0 | 0 | 0 | 0 | 0
Geo | 0 | 0 | 0 | 0 | 0 | 0
H | 0 | 0 | 0 | 0 | 0 | 0
LFG | 0 | 0 | 0 | 0 | 0 | 0
Nuc | 0 | 0 | 0 | 0 | 0 | 0
PS | 0 | 0 | 0 | 0 | 0 | 0
PV | 0 | 0 | 0 | 0 | 0 | 0
PeakG | 0 | 0 | 0 | 0 | 0 | 0
PeakO | 0 | 0 | 0 | 0 | 0 | 0
ST | 0 | 0 | 0 | 0 | 0 | 0
STOG | 0 | 0 | 0 | 0 | 0 | 0
STWD | 0 | 0 | 0 | 0 | 0 | 0
WT | 0 | 0 | 0 | 0 | 0 | 0
IGCC | 0 | 0 | 0 | 0 | 0 | 0
DemandResponse | 0 | 0 | 0 | 0 | 0 | 0
IGCC-CCS | 0 | 0 | 0 | 0 | 0 | 0
WT_off | 0 | 0 | 0 | 0 | 0 | 0
PseudoUnit | 0 | 0 | 0 | 0 | 0 | 0
FixedInterchange | 0 | 0 | 0 | 0 | 0 | 0
SO2 Emissions (MMshortTons): NonRTO_Midwest
ReportingType | 2015 | 2020 | 2025 | 2030 | 2035 | 2040
BM | 0 | 0 | 0 | 0 | 0 | 0
CC | 0 | 0 | 0 | 0 | 0 | 0
CSP | 0 | 0 | 0 | 0 | 0 | 0
CT | 0 | 0 | 0 | 0 | 0 | 0
Coal | 0.14 | 0.03 | 0.01 | 0.01 | 0.02 | 0.02
Geo | 0 | 0 | 0 | 0 | 0 | 0
H | 0 | 0 | 0 | 0 | 0 | 0
LFG | 0 | 0 | 0 | 0 | 0 | 0
Nuc | 0 | 0 | 0 | 0 | 0 | 0
PS | 0 | 0 | 0 | 0 | 0 | 0
PV | 0 | 0 | 0 | 0 | 0 | 0
PeakG | 0 | 0 | 0 | 0 | 0 | 0
PeakO | 0 | 0 | 0 | 0 | 0 | 0
ST | 0 | 0 | 0 | 0 | 0 | 0
STOG | 0 | 0 | 0 | 0 | 0 | 0
STWD | 0 | 0 | 0 | 0 | 0 | 0
WT | 0 | 0 | 0 | 0 | 0 | 0
IGCC | 0 | 0 | 0 | 0 | 0 | 0
DemandResponse | 0 | 0 | 0 | 0 | 0 | 0
IGCC-CCS | 0 | 0 | 0 | 0 | 0 | 0
WT_off | 0 | 0 | 0 | 0 | 0 | 0
PseudoUnit | 0 | 0 | 0 | 0 | 0 | 0
FixedInterchange | 0 | 0 | 0 | 0 | 0 | 0
SO2 Emissions (MMshortTons): NYISO_A-F
ReportingType | 2015 | 2020 | 2025 | 2030 | 2035 | 2040
BM | 0 | 0 | 0 | 0 | 0 | 0
CC | 0 | 0 | 0 | 0 | 0 | 0
CSP | 0 | 0 | 0 | 0 | 0 | 0
CT | 0 | 0 | 0 | 0 | 0 | 0
Coal | 0 | 0 | 0 | 0 | 0 | 0
Geo | 0 | 0 | 0 | 0 | 0 | 0
H | 0 | 0 | 0 | 0 | 0 | 0
LFG | 0 | 0 | 0 | 0 | 0 | 0
Nuc | 0 | 0 | 0 | 0 | 0 | 0
PS | 0 | 0 | 0 | 0 | 0 | 0
PV | 0 | 0 | 0 | 0 | 0 | 0
PeakG | 0 | 0 | 0 | 0 | 0 | 0
PeakO | 0 | 0 | 0 | 0 | 0 | 0
ST | 0 | 0 | 0 | 0 | 0 | 0
STOG | 0 | 0 | 0 | 0 | 0 | 0
STWD | 0 | 0 | 0 | 0 | 0 | 0
WT | 0 | 0 | 0 | 0 | 0 | 0
IGCC | 0 | 0 | 0 | 0 | 0 | 0
DemandResponse | 0 | 0 | 0 | 0 | 0 | 0
IGCC-CCS | 0 | 0 | 0 | 0 | 0 | 0
WT_off | 0 | 0 | 0 | 0 | 0 | 0
PseudoUnit | 0 | 0 | 0 | 0 | 0 | 0
FixedInterchange | 0 | 0 | 0 | 0 | 0 | 0
SO2 Emissions (MMshortTons): NYISO_G-I
ReportingType | 2015 | 2020 | 2025 | 2030 | 2035 | 2040
BM | 0 | 0 | 0 | 0 | 0 | 0
CC | 0 | 0 | 0 | 0 | 0 | 0
CSP | 0 | 0 | 0 | 0 | 0 | 0
CT | 0 | 0 | 0 | 0 | 0 | 0
Coal | 0 | 0 | 0 | 0 | 0 | 0
Geo | 0 | 0 | 0 | 0 | 0 | 0
H | 0 | 0 | 0 | 0 | 0 | 0
LFG | 0 | 0 | 0 | 0 | 0 | 0
Nuc | 0 | 0 | 0 | 0 | 0 | 0
PS | 0 | 0 | 0 | 0 | 0 | 0
PV | 0 | 0 | 0 | 0 | 0 | 0
PeakG | 0 | 0 | 0 | 0 | 0 | 0
PeakO | 0 | 0 | 0 | 0 | 0 | 0
ST | 0 | 0 | 0 | 0 | 0 | 0
STOG | 0 | 0 | 0 | 0 | 0 | 0
STWD | 0 | 0 | 0 | 0 | 0 | 0
WT | 0 | 0 | 0 | 0 | 0 | 0
IGCC | 0 | 0 | 0 | 0 | 0 | 0
DemandResponse | 0 | 0 | 0 | 0 | 0 | 0
IGCC-CCS | 0 | 0 | 0 | 0 | 0 | 0
WT_off | 0 | 0 | 0 | 0 | 0 | 0
PseudoUnit | 0 | 0 | 0 | 0 | 0 | 0
FixedInterchange | 0 | 0 | 0 | 0 | 0 | 0
SO2 Emissions (MMshortTons): NYISO_J-K
ReportingType | 2015 | 2020 | 2025 | 2030 | 2035 | 2040
BM | 0 | 0 | 0 | 0 | 0 | 0
CC | 0 | 0 | 0 | 0 | 0 | 0
CSP | 0 | 0 | 0 | 0 | 0 | 0
CT | 0 | 0 | 0 | 0 | 0 | 0
Coal | 0 | 0 | 0 | 0 | 0 | 0
Geo | 0 | 0 | 0 | 0 | 0 | 0
H | 0 | 0 | 0 | 0 | 0 | 0
LFG | 0 | 0 | 0 | 0 | 0 | 0
Nuc | 0 | 0 | 0 | 0 | 0 | 0
PS | 0 | 0 | 0 | 0 | 0 | 0
PV | 0 | 0 | 0 | 0 | 0 | 0
PeakG | 0 | 0 | 0 | 0 | 0 | 0
PeakO | 0 | 0 | 0 | 0 | 0 | 0
ST | 0 | 0 | 0 | 0 | 0 | 0
STOG | 0 | 0 | 0 | 0 | 0 | 0
STWD | 0 | 0 | 0 | 0 | 0 | 0
WT | 0 | 0 | 0 | 0 | 0 | 0
IGCC | 0 | 0 | 0 | 0 | 0 | 0
DemandResponse | 0 | 0 | 0 | 0 | 0 | 0
IGCC-CCS | 0 | 0 | 0 | 0 | 0 | 0
WT_off | 0 | 0 | 0 | 0 | 0 | 0
PseudoUnit | 0 | 0 | 0 | 0 | 0 | 0
FixedInterchange | 0 | 0 | 0 | 0 | 0 | 0
SO2 Emissions (MMshortTons): PJM_E
ReportingType | 2015 | 2020 | 2025 | 2030 | 2035 | 2040
BM | 0 | 0 | 0 | 0 | 0 | 0
CC | 0 | 0 | 0 | 0 | 0 | 0
CSP | 0 | 0 | 0 | 0 | 0 | 0
CT | 0 | 0 | 0 | 0 | 0 | 0
Coal | 0 | 0 | 0 | 0 | 0 | 0
Geo | 0 | 0 | 0 | 0 | 0 | 0
H | 0 | 0 | 0 | 0 | 0 | 0
LFG | 0 | 0 | 0 | 0 | 0 | 0
Nuc | 0 | 0 | 0 | 0 | 0 | 0
PS | 0 | 0 | 0 | 0 | 0 | 0
PV | 0 | 0 | 0 | 0 | 0 | 0
PeakG | 0 | 0 | 0 | 0 | 0 | 0
PeakO | 0 | 0 | 0 | 0 | 0 | 0
ST | 0 | 0 | 0 | 0 | 0 | 0
STOG | 0 | 0 | 0 | 0 | 0 | 0
STWD | 0 | 0 | 0 | 0 | 0 | 0
WT | 0 | 0 | 0 | 0 | 0 | 0
IGCC | 0 | 0 | 0 | 0 | 0 | 0
DemandResponse | 0 | 0 | 0 | 0 | 0 | 0
IGCC-CCS | 0 | 0 | 0 | 0 | 0 | 0
WT_off | 0 | 0 | 0 | 0 | 0 | 0
PseudoUnit | 0 | 0 | 0 | 0 | 0 | 0
FixedInterchange | 0 | 0 | 0 | 0 | 0 | 0
SO2 Emissions (MMshortTons): PJM_ROM
ReportingType | 2015 | 2020 | 2025 | 2030 | 2035 | 2040
BM | 0 | 0 | 0 | 0 | 0 | 0
CC | 0 | 0 | 0 | 0 | 0 | 0
CSP | 0 | 0 | 0 | 0 | 0 | 0
CT | 0 | 0 | 0 | 0 | 0 | 0
Coal | 0.19 | 0.01 | 0 | 0 | 0.01 | 0.01
Geo | 0 | 0 | 0 | 0 | 0 | 0
H | 0 | 0 | 0 | 0 | 0 | 0
LFG | 0 | 0 | 0 | 0 | 0 | 0
Nuc | 0 | 0 | 0 | 0 | 0 | 0
PS | 0 | 0 | 0 | 0 | 0 | 0
PV | 0 | 0 | 0 | 0 | 0 | 0
PeakG | 0 | 0 | 0 | 0 | 0 | 0
PeakO | 0 | 0 | 0 | 0 | 0 | 0
ST | 0 | 0 | 0 | 0 | 0 | 0
STOG | 0 | 0 | 0 | 0 | 0 | 0
STWD | 0 | 0 | 0 | 0 | 0 | 0
WT | 0 | 0 | 0 | 0 | 0 | 0
IGCC | 0 | 0 | 0 | 0 | 0 | 0
DemandResponse | 0 | 0 | 0 | 0 | 0 | 0
IGCC-CCS | 0 | 0 | 0 | 0 | 0 | 0
WT_off | 0 | 0 | 0 | 0 | 0 | 0
PseudoUnit | 0 | 0 | 0 | 0 | 0 | 0
FixedInterchange | 0 | 0 | 0 | 0 | 0 | 0
SO2 Emissions (MMshortTons): PJM_ROR
ReportingType | 2015 | 2020 | 2025 | 2030 | 2035 | 2040
BM | 0 | 0 | 0 | 0 | 0 | 0
CC | 0 | 0 | 0 | 0 | 0 | 0
CSP | 0 | 0 | 0 | 0 | 0 | 0
CT | 0 | 0 | 0 | 0 | 0 | 0
Coal | 0.98 | 0.1 | 0.02 | 0.03 | 0.09 | 0.1
Geo | 0 | 0 | 0 | 0 | 0 | 0
H | 0 | 0 | 0 | 0 | 0 | 0
LFG | 0 | 0 | 0 | 0 | 0 | 0
Nuc | 0 | 0 | 0 | 0 | 0 | 0
PS | 0 | 0 | 0 | 0 | 0 | 0
PV | 0 | 0 | 0 | 0 | 0 | 0
PeakG | 0 | 0 | 0 | 0 | 0 | 0
PeakO | 0 | 0 | 0 | 0 | 0 | 0
ST | 0 | 0 | 0 | 0 | 0 | 0
STOG | 0 | 0 | 0 | 0 | 0 | 0
STWD | 0 | 0 | 0 | 0 | 0 | 0
WT | 0 | 0 | 0 | 0 | 0 | 0
IGCC | 0 | 0 | 0 | 0 | 0 | 0
DemandResponse | 0 | 0 | 0 | 0 | 0 | 0
IGCC-CCS | 0 | 0 | 0 | 0 | 0 | 0.02
WT_off | 0 | 0 | 0 | 0 | 0 | 0
PseudoUnit | 0 | 0 | 0 | 0 | 0 | 0
FixedInterchange | 0 | 0 | 0 | 0 | 0 | 0
SO2 Emissions (MMshortTons): SOCO
ReportingType | 2015 | 2020 | 2025 | 2030 | 2035 | 2040
BM | 0 | 0 | 0 | 0 | 0 | 0
CC | 0 | 0 | 0 | 0 | 0 | 0
CSP | 0 | 0 | 0 | 0 | 0 | 0
CT | 0 | 0 | 0 | 0 | 0 | 0
Coal | 0.22 | 0.01 | 0 | 0.01 | 0.01 | 0.02
Geo | 0 | 0 | 0 | 0 | 0 | 0
H | 0 | 0 | 0 | 0 | 0 | 0
LFG | 0 | 0 | 0 | 0 | 0 | 0
Nuc | 0 | 0 | 0 | 0 | 0 | 0
PS | 0 | 0 | 0 | 0 | 0 | 0
PV | 0 | 0 | 0 | 0 | 0 | 0
PeakG | 0 | 0 | 0 | 0 | 0 | 0
PeakO | 0 | 0 | 0 | 0 | 0 | 0
ST | 0 | 0 | 0 | 0 | 0 | 0
STOG | 0 | 0 | 0 | 0 | 0 | 0
STWD | 0 | 0 | 0 | 0 | 0 | 0
WT | 0 | 0 | 0 | 0 | 0 | 0
IGCC | 0 | 0 | 0 | 0 | 0 | 0
DemandResponse | 0 | 0 | 0 | 0 | 0 | 0
IGCC-CCS | 0 | 0 | 0 | 0 | 0 | 0
WT_off | 0 | 0 | 0 | 0 | 0 | 0
PseudoUnit | 0 | 0 | 0 | 0 | 0 | 0
FixedInterchange | 0 | 0 | 0 | 0 | 0 | 0
SO2 Emissions (MMshortTons): SPP_N
ReportingType | 2015 | 2020 | 2025 | 2030 | 2035 | 2040
BM | 0 | 0 | 0 | 0 | 0 | 0
CC | 0 | 0 | 0 | 0 | 0 | 0
CSP | 0 | 0 | 0 | 0 | 0 | 0
CT | 0 | 0 | 0 | 0 | 0 | 0
Coal | 0.07 | 0 | 0 | 0 | 0 | 0
Geo | 0 | 0 | 0 | 0 | 0 | 0
H | 0 | 0 | 0 | 0 | 0 | 0
LFG | 0 | 0 | 0 | 0 | 0 | 0
Nuc | 0 | 0 | 0 | 0 | 0 | 0
PS | 0 | 0 | 0 | 0 | 0 | 0
PV | 0 | 0 | 0 | 0 | 0 | 0
PeakG | 0 | 0 | 0 | 0 | 0 | 0
PeakO | 0 | 0 | 0 | 0 | 0 | 0
ST | 0 | 0 | 0 | 0 | 0 | 0
STOG | 0 | 0 | 0 | 0 | 0 | 0
STWD | 0 | 0 | 0 | 0 | 0 | 0
WT | 0 | 0 | 0 | 0 | 0 | 0
IGCC | 0 | 0 | 0 | 0 | 0 | 0
DemandResponse | 0 | 0 | 0 | 0 | 0 | 0
IGCC-CCS | 0 | 0 | 0 | 0 | 0 | 0
WT_off | 0 | 0 | 0 | 0 | 0 | 0
PseudoUnit | 0 | 0 | 0 | 0 | 0 | 0
FixedInterchange | 0 | 0 | 0 | 0 | 0 | 0
SO2 Emissions (MMshortTons): SPP_S
ReportingType | 2015 | 2020 | 2025 | 2030 | 2035 | 2040
BM | 0 | 0 | 0 | 0 | 0 | 0
CC | 0 | 0 | 0 | 0 | 0 | 0
CSP | 0 | 0 | 0 | 0 | 0 | 0
CT | 0 | 0 | 0 | 0 | 0 | 0
Coal | 0.28 | 0 | 0 | 0 | 0 | 0
Geo | 0 | 0 | 0 | 0 | 0 | 0
H | 0 | 0 | 0 | 0 | 0 | 0
LFG | 0 | 0 | 0 | 0 | 0 | 0
Nuc | 0 | 0 | 0 | 0 | 0 | 0
PS | 0 | 0 | 0 | 0 | 0 | 0
PV | 0 | 0 | 0 | 0 | 0 | 0
PeakG | 0 | 0 | 0 | 0 | 0 | 0
PeakO | 0 | 0 | 0 | 0 | 0 | 0
ST | 0 | 0 | 0 | 0 | 0 | 0
STOG | 0 | 0 | 0 | 0 | 0 | 0
STWD | 0 | 0 | 0 | 0 | 0 | 0
WT | 0 | 0 | 0 | 0 | 0 | 0
IGCC | 0 | 0 | 0 | 0 | 0 | 0
DemandResponse | 0 | 0 | 0 | 0 | 0 | 0
IGCC-CCS | 0 | 0 | 0 | 0 | 0 | 0
WT_off | 0 | 0 | 0 | 0 | 0 | 0
PseudoUnit | 0 | 0 | 0 | 0 | 0 | 0
FixedInterchange | 0 | 0 | 0 | 0 | 0 | 0
SO2 Emissions (MMshortTons): TVA
ReportingType | 2015 | 2020 | 2025 | 2030 | 2035 | 2040
BM | 0 | 0 | 0 | 0 | 0 | 0
CC | 0 | 0 | 0 | 0 | 0 | 0
CSP | 0 | 0 | 0 | 0 | 0 | 0
CT | 0 | 0 | 0 | 0 | 0 | 0
Coal | 0.26 | 0.02 | 0 | 0 | 0.02 | 0.02
Geo | 0 | 0 | 0 | 0 | 0 | 0
H | 0 | 0 | 0 | 0 | 0 | 0
LFG | 0 | 0 | 0 | 0 | 0 | 0
Nuc | 0 | 0 | 0 | 0 | 0 | 0
PS | 0 | 0 | 0 | 0 | 0 | 0
PV | 0 | 0 | 0 | 0 | 0 | 0
PeakG | 0 | 0 | 0 | 0 | 0 | 0
PeakO | 0 | 0 | 0 | 0 | 0 | 0
ST | 0 | 0 | 0 | 0 | 0 | 0
STOG | 0 | 0 | 0 | 0 | 0 | 0
STWD | 0 | 0 | 0 | 0 | 0 | 0
WT | 0 | 0 | 0 | 0 | 0 | 0
IGCC | 0 | 0 | 0 | 0 | 0 | 0
DemandResponse | 0 | 0 | 0 | 0 | 0 | 0
IGCC-CCS | 0 | 0 | 0 | 0 | 0 | 0.01
WT_off | 0 | 0 | 0 | 0 | 0 | 0
PseudoUnit | 0 | 0 | 0 | 0 | 0 | 0
FixedInterchange | 0 | 0 | 0 | 0 | 0 | 0
SO2 Emissions (MMshortTons): TVA_Transmission
ReportingType | 2015 | 2020 | 2025 | 2030 | 2035 | 2040
BM | 0 | 0 | 0 | 0 | 0 | 0
CC | 0 | 0 | 0 | 0 | 0 | 0
CSP | 0 | 0 | 0 | 0 | 0 | 0
CT | 0 | 0 | 0 | 0 | 0 | 0
Coal | 0 | 0 | 0 | 0 | 0 | 0
Geo | 0 | 0 | 0 | 0 | 0 | 0
H | 0 | 0 | 0 | 0 | 0 | 0
LFG | 0 | 0 | 0 | 0 | 0 | 0
Nuc | 0 | 0 | 0 | 0 | 0 | 0
PS | 0 | 0 | 0 | 0 | 0 | 0
PV | 0 | 0 | 0 | 0 | 0 | 0
PeakG | 0 | 0 | 0 | 0 | 0 | 0
PeakO | 0 | 0 | 0 | 0 | 0 | 0
ST | 0 | 0 | 0 | 0 | 0 | 0
STOG | 0 | 0 | 0 | 0 | 0 | 0
STWD | 0 | 0 | 0 | 0 | 0 | 0
WT | 0 | 0 | 0 | 0 | 0 | 0
IGCC | 0 | 0 | 0 | 0 | 0 | 0
DemandResponse | 0 | 0 | 0 | 0 | 0 | 0
IGCC-CCS | 0 | 0 | 0 | 0 | 0 | 0
WT_off | 0 | 0 | 0 | 0 | 0 | 0
PseudoUnit | 0 | 0 | 0 | 0 | 0 | 0
FixedInterchange | 0 | 0 | 0 | 0 | 0 | 0
SO2 Emissions (MMshortTons): VACAR
ReportingType | 2015 | 2020 | 2025 | 2030 | 2035 | 2040
BM | 0 | 0 | 0 | 0 | 0 | 0
CC | 0 | 0 | 0 | 0 | 0 | 0
CSP | 0 | 0 | 0 | 0 | 0 | 0
CT | 0 | 0 | 0 | 0 | 0 | 0
Coal | 0.01 | 0.01 | 0 | 0 | 0.01 | 0.01
Geo | 0 | 0 | 0 | 0 | 0 | 0
H | 0 | 0 | 0 | 0 | 0 | 0
LFG | 0 | 0 | 0 | 0 | 0 | 0
Nuc | 0 | 0 | 0 | 0 | 0 | 0
PS | 0 | 0 | 0 | 0 | 0 | 0
PV | 0 | 0 | 0 | 0 | 0 | 0
PeakG | 0 | 0 | 0 | 0 | 0 | 0
PeakO | 0 | 0 | 0 | 0 | 0 | 0
ST | 0 | 0 | 0 | 0 | 0 | 0
STOG | 0 | 0 | 0 | 0 | 0 | 0
STWD | 0 | 0 | 0 | 0 | 0 | 0
WT | 0 | 0 | 0 | 0 | 0 | 0
IGCC | 0 | 0 | 0 | 0 | 0 | 0
DemandResponse | 0 | 0 | 0 | 0 | 0 | 0
IGCC-CCS | 0 | 0 | 0 | 0 | 0 | 0
WT_off | 0 | 0 | 0 | 0 | 0 | 0
PseudoUnit | 0 | 0 | 0 | 0 | 0 | 0
FixedInterchange | 0 | 0 | 0 | 0 | 0 | 0
SO2 Emissions (MMshortTons): IESO
ReportingType | 2015 | 2020 | 2025 | 2030 | 2035 | 2040
BM | 0 | 0 | 0 | 0 | 0 | 0
CC | 0 | 0 | 0 | 0 | 0 | 0
CSP | 0 | 0 | 0 | 0 | 0 | 0
CT | 0 | 0 | 0 | 0 | 0 | 0
Coal | 0 | 0 | 0 | 0 | 0 | 0
Geo | 0 | 0 | 0 | 0 | 0 | 0
H | 0 | 0 | 0 | 0 | 0 | 0
LFG | 0 | 0 | 0 | 0 | 0 | 0
Nuc | 0 | 0 | 0 | 0 | 0 | 0
PS | 0 | 0 | 0 | 0 | 0 | 0
PV | 0 | 0 | 0 | 0 | 0 | 0
PeakG | 0 | 0 | 0 | 0 | 0 | 0
PeakO | 0 | 0 | 0 | 0 | 0 | 0
ST | 0 | 0 | 0 | 0 | 0 | 0
STOG | 0 | 0 | 0 | 0 | 0 | 0
STWD | 0 | 0 | 0 | 0 | 0 | 0
WT | 0 | 0 | 0 | 0 | 0 | 0
IGCC | 0 | 0 | 0 | 0 | 0 | 0
DemandResponse | 0 | 0 | 0 | 0 | 0 | 0
IGCC-CCS | 0 | 0 | 0 | 0 | 0 | 0
WT_off | 0 | 0 | 0 | 0 | 0 | 0
PseudoUnit | 0 | 0 | 0 | 0 | 0 | 0
FixedInterchange | 0 | 0 | 0 | 0 | 0 | 0
SO2 Emissions (MMshortTons): MAPP_CA
ReportingType | 2015 | 2020 | 2025 | 2030 | 2035 | 2040
BM | 0 | 0 | 0 | 0 | 0 | 0
CC | 0 | 0 | 0 | 0 | 0 | 0
CSP | 0 | 0 | 0 | 0 | 0 | 0
CT | 0 | 0 | 0 | 0 | 0 | 0
Coal | 0 | 0 | 0 | 0 | 0 | 0
Geo | 0 | 0 | 0 | 0 | 0 | 0
H | 0 | 0 | 0 | 0 | 0 | 0
LFG | 0 | 0 | 0 | 0 | 0 | 0
Nuc | 0 | 0 | 0 | 0 | 0 | 0
PS | 0 | 0 | 0 | 0 | 0 | 0
PV | 0 | 0 | 0 | 0 | 0 | 0
PeakG | 0 | 0 | 0 | 0 | 0 | 0
PeakO | 0 | 0 | 0 | 0 | 0 | 0
ST | 0 | 0 | 0 | 0 | 0 | 0
STOG | 0 | 0 | 0 | 0 | 0 | 0
STWD | 0 | 0 | 0 | 0 | 0 | 0
WT | 0 | 0 | 0 | 0 | 0 | 0
IGCC | 0 | 0 | 0 | 0 | 0 | 0
DemandResponse | 0 | 0 | 0 | 0 | 0 | 0
IGCC-CCS | 0 | 0 | 0 | 0 | 0 | 0
WT_off | 0 | 0 | 0 | 0 | 0 | 0
PseudoUnit | 0 | 0 | 0 | 0 | 0 | 0
FixedInterchange | 0 | 0 | 0 | 0 | 0 | 0
SO2 Emissions (MMshortTons): AZ_NM_SNV_Coal
ReportingType | 2015 | 2020 | 2025 | 2030 | 2035 | 2040
BM | 0 | 0 | 0 | 0 | 0 | 0
CC | 0 | 0 | 0 | 0 | 0 | 0
CSP | 0 | 0 | 0 | 0 | 0 | 0
CT | 0 | 0 | 0 | 0 | 0 | 0
Coal | 0.02 | 0.01 | 0 | 0 | 0 | 0
Geo | 0 | 0 | 0 | 0 | 0 | 0
H | 0 | 0 | 0 | 0 | 0 | 0
LFG | 0 | 0 | 0 | 0 | 0 | 0
Nuc | 0 | 0 | 0 | 0 | 0 | 0
PS | 0 | 0 | 0 | 0 | 0 | 0
PV | 0 | 0 | 0 | 0 | 0 | 0
PeakG | 0 | 0 | 0 | 0 | 0 | 0
PeakO | 0 | 0 | 0 | 0 | 0 | 0
ST | 0 | 0 | 0 | 0 | 0 | 0
STOG | 0 | 0 | 0 | 0 | 0 | 0
STWD | 0 | 0 | 0 | 0 | 0 | 0
WT | 0 | 0 | 0 | 0 | 0 | 0
IGCC | 0 | 0 | 0 | 0 | 0 | 0
DemandResponse | 0 | 0 | 0 | 0 | 0 | 0
IGCC-CCS | 0 | 0 | 0 | 0 | 0 | 0
WT_off | 0 | 0 | 0 | 0 | 0 | 0
PseudoUnit | 0 | 0 | 0 | 0 | 0 | 0
FixedInterchange | 0 | 0 | 0 | 0 | 0 | 0
SO2 Emissions (MMshortTons): AZ_NM_SNV_Gas
ReportingType | 2015 | 2020 | 2025 | 2030 | 2035 | 2040
BM | 0 | 0 | 0 | 0 | 0 | 0
CC | 0 | 0 | 0 | 0 | 0 | 0
CSP | 0 | 0 | 0 | 0 | 0 | 0
CT | 0 | 0 | 0 | 0 | 0 | 0
Coal | 0 | 0 | 0 | 0 | 0 | 0
Geo | 0 | 0 | 0 | 0 | 0 | 0
H | 0 | 0 | 0 | 0 | 0 | 0
LFG | 0 | 0 | 0 | 0 | 0 | 0
Nuc | 0 | 0 | 0 | 0 | 0 | 0
PS | 0 | 0 | 0 | 0 | 0 | 0
PV | 0 | 0 | 0 | 0 | 0 | 0
PeakG | 0 | 0 | 0 | 0 | 0 | 0
PeakO | 0 | 0 | 0 | 0 | 0 | 0
ST | 0 | 0 | 0 | 0 | 0 | 0
STOG | 0 | 0 | 0 | 0 | 0 | 0
STWD | 0 | 0 | 0 | 0 | 0 | 0
WT | 0 | 0 | 0 | 0 | 0 | 0
IGCC | 0 | 0 | 0 | 0 | 0 | 0
DemandResponse | 0 | 0 | 0 | 0 | 0 | 0
IGCC-CCS | 0 | 0 | 0 | 0 | 0 | 0
WT_off | 0 | 0 | 0 | 0 | 0 | 0
PseudoUnit | 0 | 0 | 0 | 0 | 0 | 0
FixedInterchange | 0 | 0 | 0 | 0 | 0 | 0
SO2 Emissions (MMshortTons): AZ_NM_SNV_NucRenew
ReportingType | 2015 | 2020 | 2025 | 2030 | 2035 | 2040
BM | 0 | 0 | 0 | 0 | 0 | 0
CC | 0 | 0 | 0 | 0 | 0 | 0
CSP | 0 | 0 | 0 | 0 | 0 | 0
CT | 0 | 0 | 0 | 0 | 0 | 0
Coal | 0 | 0 | 0 | 0 | 0 | 0
Geo | 0 | 0 | 0 | 0 | 0 | 0
H | 0 | 0 | 0 | 0 | 0 | 0
LFG | 0 | 0 | 0 | 0 | 0 | 0
Nuc | 0 | 0 | 0 | 0 | 0 | 0
PS | 0 | 0 | 0 | 0 | 0 | 0
PV | 0 | 0 | 0 | 0 | 0 | 0
PeakG | 0 | 0 | 0 | 0 | 0 | 0
PeakO | 0 | 0 | 0 | 0 | 0 | 0
ST | 0 | 0 | 0 | 0 | 0 | 0
STOG | 0 | 0 | 0 | 0 | 0 | 0
STWD | 0 | 0 | 0 | 0 | 0 | 0
WT | 0 | 0 | 0 | 0 | 0 | 0
IGCC | 0 | 0 | 0 | 0 | 0 | 0
DemandResponse | 0 | 0 | 0 | 0 | 0 | 0
IGCC-CCS | 0 | 0 | 0 | 0 | 0 | 0
WT_off | 0 | 0 | 0 | 0 | 0 | 0
PseudoUnit | 0 | 0 | 0 | 0 | 0 | 0
FixedInterchange | 0 | 0 | 0 | 0 | 0 | 0
SO2 Emissions (MMshortTons): ERCOT
ReportingType | 2015 | 2020 | 2025 | 2030 | 2035 | 2040
BM | 0 | 0 | 0 | 0 | 0 | 0
CC | 0 | 0 | 0 | 0 | 0 | 0
CSP | 0 | 0 | 0 | 0 | 0 | 0
CT | 0 | 0 | 0 | 0 | 0 | 0
Coal | 0.05 | 0.03 | 0 | 0 | 0 | 0
Geo | 0 | 0 | 0 | 0 | 0 | 0
H | 0 | 0 | 0 | 0 | 0 | 0
LFG | 0 | 0 | 0 | 0 | 0 | 0
Nuc | 0 | 0 | 0 | 0 | 0 | 0
PS | 0 | 0 | 0 | 0 | 0 | 0
PV | 0 | 0 | 0 | 0 | 0 | 0
PeakG | 0 | 0 | 0 | 0 | 0 | 0
PeakO | 0 | 0 | 0 | 0 | 0 | 0
ST | 0 | 0 | 0 | 0 | 0 | 0
STOG | 0 | 0 | 0 | 0 | 0 | 0
STWD | 0 | 0 | 0 | 0 | 0 | 0
WT | 0 | 0 | 0 | 0 | 0 | 0
IGCC | 0 | 0 | 0 | 0 | 0 | 0
DemandResponse | 0 | 0 | 0 | 0 | 0 | 0
IGCC-CCS | 0 | 0 | 0 | 0 | 0 | 0
WT_off | 0 | 0 | 0 | 0 | 0 | 0
PseudoUnit | 0 | 0 | 0 | 0 | 0 | 0
FixedInterchange | 0 | 0 | 0 | 0 | 0 | 0
SO2 Emissions (MMshortTons): NP15
ReportingType | 2015 | 2020 | 2025 | 2030 | 2035 | 2040
BM | 0 | 0 | 0 | 0 | 0 | 0
CC | 0 | 0 | 0 | 0 | 0 | 0
CSP | 0 | 0 | 0 | 0 | 0 | 0
CT | 0 | 0 | 0 | 0 | 0 | 0
Coal | 0 | 0 | 0 | 0 | 0 | 0
Geo | 0 | 0 | 0 | 0 | 0 | 0
H | 0 | 0 | 0 | 0 | 0 | 0
LFG | 0 | 0 | 0 | 0 | 0 | 0
Nuc | 0 | 0 | 0 | 0 | 0 | 0
PS | 0 | 0 | 0 | 0 | 0 | 0
PV | 0 | 0 | 0 | 0 | 0 | 0
PeakG | 0 | 0 | 0 | 0 | 0 | 0
PeakO | 0 | 0 | 0 | 0 | 0 | 0
ST | 0 | 0 | 0 | 0 | 0 | 0
STOG | 0 | 0 | 0 | 0 | 0 | 0
STWD | 0 | 0 | 0 | 0 | 0 | 0
WT | 0 | 0 | 0 | 0 | 0 | 0
IGCC | 0 | 0 | 0 | 0 | 0 | 0
DemandResponse | 0 | 0 | 0 | 0 | 0 | 0
IGCC-CCS | 0 | 0 | 0 | 0 | 0 | 0.01
WT_off | 0 | 0 | 0 | 0 | 0 | 0
PseudoUnit | 0 | 0 | 0 | 0 | 0 | 0
FixedInterchange | 0 | 0 | 0 | 0 | 0 | 0
SO2 Emissions (MMshortTons): NWPP_Coal
ReportingType | 2015 | 2020 | 2025 | 2030 | 2035 | 2040
BM | 0 | 0 | 0 | 0 | 0 | 0
CC | 0 | 0 | 0 | 0 | 0 | 0
CSP | 0 | 0 | 0 | 0 | 0 | 0
CT | 0 | 0 | 0 | 0 | 0 | 0
Coal | 0.08 | 0.01 | 0 | 0 | 0 | 0
Geo | 0 | 0 | 0 | 0 | 0 | 0
H | 0 | 0 | 0 | 0 | 0 | 0
LFG | 0 | 0 | 0 | 0 | 0 | 0
Nuc | 0 | 0 | 0 | 0 | 0 | 0
PS | 0 | 0 | 0 | 0 | 0 | 0
PV | 0 | 0 | 0 | 0 | 0 | 0
PeakG | 0 | 0 | 0 | 0 | 0 | 0
PeakO | 0 | 0 | 0 | 0 | 0 | 0
ST | 0 | 0 | 0 | 0 | 0 | 0
STOG | 0 | 0 | 0 | 0 | 0 | 0
STWD | 0 | 0 | 0 | 0 | 0 | 0
WT | 0 | 0 | 0 | 0 | 0 | 0
IGCC | 0 | 0 | 0 | 0 | 0 | 0
DemandResponse | 0 | 0 | 0 | 0 | 0 | 0
IGCC-CCS | 0 | 0 | 0 | 0 | 0 | 0
WT_off | 0 | 0 | 0 | 0 | 0 | 0
PseudoUnit | 0 | 0 | 0 | 0 | 0 | 0
FixedInterchange | 0 | 0 | 0 | 0 | 0 | 0
SO2 Emissions (MMshortTons): NWPP_Gas
ReportingType | 2015 | 2020 | 2025 | 2030 | 2035 | 2040
BM | 0 | 0 | 0 | 0 | 0 | 0
CC | 0 | 0 | 0 | 0 | 0 | 0
CSP | 0 | 0 | 0 | 0 | 0 | 0
CT | 0 | 0 | 0 | 0 | 0 | 0
Coal | 0 | 0 | 0 | 0 | 0 | 0
Geo | 0 | 0 | 0 | 0 | 0 | 0
H | 0 | 0 | 0 | 0 | 0 | 0
LFG | 0 | 0 | 0 | 0 | 0 | 0
Nuc | 0 | 0 | 0 | 0 | 0 | 0
PS | 0 | 0 | 0 | 0 | 0 | 0
PV | 0 | 0 | 0 | 0 | 0 | 0
PeakG | 0 | 0 | 0 | 0 | 0 | 0
PeakO | 0 | 0 | 0 | 0 | 0 | 0
ST | 0 | 0 | 0 | 0 | 0 | 0
STOG | 0 | 0 | 0 | 0 | 0 | 0
STWD | 0 | 0 | 0 | 0 | 0 | 0
WT | 0 | 0 | 0 | 0 | 0 | 0
IGCC | 0 | 0 | 0 | 0 | 0 | 0
DemandResponse | 0 | 0 | 0 | 0 | 0 | 0
IGCC-CCS | 0 | 0 | 0 | 0 | 0 | 0
WT_off | 0 | 0 | 0 | 0 | 0 | 0
PseudoUnit | 0 | 0 | 0 | 0 | 0 | 0
FixedInterchange | 0 | 0 | 0 | 0 | 0 | 0
SO2 Emissions (MMshortTons): NWPP_NucRenew
ReportingType | 2015 | 2020 | 2025 | 2030 | 2035 | 2040
BM | 0 | 0 | 0 | 0 | 0 | 0
CC | 0 | 0 | 0 | 0 | 0 | 0
CSP | 0 | 0 | 0 | 0 | 0 | 0
CT | 0 | 0 | 0 | 0 | 0 | 0
Coal | 0 | 0 | 0 | 0 | 0 | 0
Geo | 0 | 0 | 0 | 0 | 0 | 0
H | 0 | 0 | 0 | 0 | 0 | 0
LFG | 0 | 0 | 0 | 0 | 0 | 0
Nuc | 0 | 0 | 0 | 0 | 0 | 0
PS | 0 | 0 | 0 | 0 | 0 | 0
PV | 0 | 0 | 0 | 0 | 0 | 0
PeakG | 0 | 0 | 0 | 0 | 0 | 0
PeakO | 0 | 0 | 0 | 0 | 0 | 0
ST | 0 | 0 | 0 | 0 | 0 | 0
STOG | 0 | 0 | 0 | 0 | 0 | 0
STWD | 0 | 0 | 0 | 0 | 0 | 0
WT | 0 | 0 | 0 | 0 | 0 | 0
IGCC | 0 | 0 | 0 | 0 | 0 | 0
DemandResponse | 0 | 0 | 0 | 0 | 0 | 0
IGCC-CCS | 0 | 0 | 0 | 0 | 0 | 0
WT_off | 0 | 0 | 0 | 0 | 0 | 0
PseudoUnit | 0 | 0 | 0 | 0 | 0 | 0
FixedInterchange | 0 | 0 | 0 | 0 | 0 | 0
SO2 Emissions (MMshortTons): RMPA
ReportingType | 2015 | 2020 | 2025 | 2030 | 2035 | 2040
BM | 0 | 0 | 0 | 0 | 0 | 0
CC | 0 | 0 | 0 | 0 | 0 | 0
CSP | 0 | 0 | 0 | 0 | 0 | 0
CT | 0 | 0 | 0 | 0 | 0 | 0
Coal | 0.06 | 0.01 | 0 | 0 | 0 | 0
Geo | 0 | 0 | 0 | 0 | 0 | 0
H | 0 | 0 | 0 | 0 | 0 | 0
LFG | 0 | 0 | 0 | 0 | 0 | 0
Nuc | 0 | 0 | 0 | 0 | 0 | 0
PS | 0 | 0 | 0 | 0 | 0 | 0
PV | 0 | 0 | 0 | 0 | 0 | 0
PeakG | 0 | 0 | 0 | 0 | 0 | 0
PeakO | 0 | 0 | 0 | 0 | 0 | 0
ST | 0 | 0 | 0 | 0 | 0 | 0
STOG | 0 | 0 | 0 | 0 | 0 | 0
STWD | 0 | 0 | 0 | 0 | 0 | 0
WT | 0 | 0 | 0 | 0 | 0 | 0
IGCC | 0 | 0 | 0 | 0 | 0 | 0
DemandResponse | 0 | 0 | 0 | 0 | 0 | 0
IGCC-CCS | 0 | 0 | 0 | 0 | 0 | 0
WT_off | 0 | 0 | 0 | 0 | 0 | 0
PseudoUnit | 0 | 0 | 0 | 0 | 0 | 0
FixedInterchange | 0 | 0 | 0 | 0 | 0 | 0
SO2 Emissions (MMshortTons): SP15
ReportingType | 2015 | 2020 | 2025 | 2030 | 2035 | 2040
BM | 0 | 0 | 0 | 0 | 0 | 0
CC | 0 | 0 | 0 | 0 | 0 | 0
CSP | 0 | 0 | 0 | 0 | 0 | 0
CT | 0 | 0 | 0 | 0 | 0 | 0
Coal | 0 | 0 | 0 | 0 | 0 | 0
Geo | 0 | 0 | 0 | 0 | 0 | 0
H | 0 | 0 | 0 | 0 | 0 | 0
LFG | 0 | 0 | 0 | 0 | 0 | 0
Nuc | 0 | 0 | 0 | 0 | 0 | 0
PS | 0 | 0 | 0 | 0 | 0 | 0
PV | 0 | 0 | 0 | 0 | 0 | 0
PeakG | 0 | 0 | 0 | 0 | 0 | 0
PeakO | 0 | 0 | 0 | 0 | 0 | 0
ST | 0 | 0 | 0 | 0 | 0 | 0
STOG | 0 | 0 | 0 | 0 | 0 | 0
STWD | 0 | 0 | 0 | 0 | 0 | 0
WT | 0 | 0 | 0 | 0 | 0 | 0
IGCC | 0 | 0 | 0 | 0 | 0 | 0
DemandResponse | 0 | 0 | 0 | 0 | 0 | 0
IGCC-CCS | 0 | 0 | 0 | 0 | 0 | 0.01
WT_off | 0 | 0 | 0 | 0 | 0 | 0
PseudoUnit | 0 | 0 | 0 | 0 | 0 | 0
FixedInterchange | 0 | 0 | 0 | 0 | 0 | 0
SO2 Emissions (MMshortTons): ALB
ReportingType | 2015 | 2020 | 2025 | 2030 | 2035 | 2040
BM | 0 | 0 | 0 | 0 | 0 | 0
CC | 0 | 0 | 0 | 0 | 0 | 0
CSP | 0 | 0 | 0 | 0 | 0 | 0
CT | 0 | 0 | 0 | 0 | 0 | 0
Coal | 0.14 | 0.14 | 0.14 | 0 | 0 | 0
Geo | 0 | 0 | 0 | 0 | 0 | 0
H | 0 | 0 | 0 | 0 | 0 | 0
LFG | 0 | 0 | 0 | 0 | 0 | 0
Nuc | 0 | 0 | 0 | 0 | 0 | 0
PS | 0 | 0 | 0 | 0 | 0 | 0
PV | 0 | 0 | 0 | 0 | 0 | 0
PeakG | 0 | 0 | 0 | 0 | 0 | 0
PeakO | 0 | 0 | 0 | 0 | 0 | 0
ST | 0 | 0 | 0 | 0 | 0 | 0
STOG | 0 | 0 | 0 | 0 | 0 | 0
STWD | 0 | 0 | 0 | 0 | 0 | 0
WT | 0 | 0 | 0 | 0 | 0 | 0
IGCC | 0 | 0 | 0 | 0 | 0 | 0
DemandResponse | 0 | 0 | 0 | 0 | 0 | 0
IGCC-CCS | 0 | 0 | 0 | 0 | 0 | 0
WT_off | 0 | 0 | 0 | 0 | 0 | 0
PseudoUnit | 0 | 0 | 0 | 0 | 0 | 0
FixedInterchange | 0 | 0 | 0 | 0 | 0 | 0
SO2 Emissions (MMshortTons): BC
ReportingType | 2015 | 2020 | 2025 | 2030 | 2035 | 2040
BM | 0 | 0 | 0 | 0 | 0 | 0
CC | 0 | 0 | 0 | 0 | 0 | 0
CSP | 0 | 0 | 0 | 0 | 0 | 0
CT | 0 | 0 | 0 | 0 | 0 | 0
Coal | 0 | 0 | 0 | 0 | 0 | 0
Geo | 0 | 0 | 0 | 0 | 0 | 0
H | 0 | 0 | 0 | 0 | 0 | 0
LFG | 0 | 0 | 0 | 0 | 0 | 0
Nuc | 0 | 0 | 0 | 0 | 0 | 0
PS | 0 | 0 | 0 | 0 | 0 | 0
PV | 0 | 0 | 0 | 0 | 0 | 0
PeakG | 0 | 0 | 0 | 0 | 0 | 0
PeakO | 0 | 0 | 0 | 0 | 0 | 0
ST | 0 | 0 | 0 | 0 | 0 | 0
STOG | 0 | 0 | 0 | 0 | 0 | 0
STWD | 0 | 0 | 0 | 0 | 0 | 0
WT | 0 | 0 | 0 | 0 | 0 | 0
IGCC | 0 | 0 | 0 | 0 | 0 | 0
DemandResponse | 0 | 0 | 0 | 0 | 0 | 0
IGCC-CCS | 0 | 0 | 0 | 0 | 0 | 0
WT_off | 0 | 0 | 0 | 0 | 0 | 0
PseudoUnit | 0 | 0 | 0 | 0 | 0 | 0
FixedInterchange | 0 | 0 | 0 | 0 | 0 | 0
SO2 Emissions (MMshortTons): HQ_IESO
ReportingType | 2015 | 2020 | 2025 | 2030 | 2035 | 2040
BM | 0 | 0 | 0 | 0 | 0 | 0
CC | 0 | 0 | 0 | 0 | 0 | 0
CSP | 0 | 0 | 0 | 0 | 0 | 0
CT | 0 | 0 | 0 | 0 | 0 | 0
Coal | 0 | 0 | 0 | 0 | 0 | 0
Geo | 0 | 0 | 0 | 0 | 0 | 0
H | 0 | 0 | 0 | 0 | 0 | 0
LFG | 0 | 0 | 0 | 0 | 0 | 0
Nuc | 0 | 0 | 0 | 0 | 0 | 0
PS | 0 | 0 | 0 | 0 | 0 | 0
PV | 0 | 0 | 0 | 0 | 0 | 0
PeakG | 0 | 0 | 0 | 0 | 0 | 0
PeakO | 0 | 0 | 0 | 0 | 0 | 0
ST | 0 | 0 | 0 | 0 | 0 | 0
STOG | 0 | 0 | 0 | 0 | 0 | 0
STWD | 0 | 0 | 0 | 0 | 0 | 0
WT | 0 | 0 | 0 | 0 | 0 | 0
IGCC | 0 | 0 | 0 | 0 | 0 | 0
DemandResponse | 0 | 0 | 0 | 0 | 0 | 0
IGCC-CCS | 0 | 0 | 0 | 0 | 0 | 0
WT_off | 0 | 0 | 0 | 0 | 0 | 0
PseudoUnit | 0 | 0 | 0 | 0 | 0 | 0
FixedInterchange | 0 | 0 | 0 | 0 | 0 | 0
SO2 Emissions (MMshortTons): HQ_NEISO
ReportingType | 2015 | 2020 | 2025 | 2030 | 2035 | 2040
BM | 0 | 0 | 0 | 0 | 0 | 0
CC | 0 | 0 | 0 | 0 | 0 | 0
CSP | 0 | 0 | 0 | 0 | 0 | 0
CT | 0 | 0 | 0 | 0 | 0 | 0
Coal | 0 | 0 | 0 | 0 | 0 | 0
Geo | 0 | 0 | 0 | 0 | 0 | 0
H | 0 | 0 | 0 | 0 | 0 | 0
LFG | 0 | 0 | 0 | 0 | 0 | 0
Nuc | 0 | 0 | 0 | 0 | 0 | 0
PS | 0 | 0 | 0 | 0 | 0 | 0
PV | 0 | 0 | 0 | 0 | 0 | 0
PeakG | 0 | 0 | 0 | 0 | 0 | 0
PeakO | 0 | 0 | 0 | 0 | 0 | 0
ST | 0 | 0 | 0 | 0 | 0 | 0
STOG | 0 | 0 | 0 | 0 | 0 | 0
STWD | 0 | 0 | 0 | 0 | 0 | 0
WT | 0 | 0 | 0 | 0 | 0 | 0
IGCC | 0 | 0 | 0 | 0 | 0 | 0
DemandResponse | 0 | 0 | 0 | 0 | 0 | 0
IGCC-CCS | 0 | 0 | 0 | 0 | 0 | 0
WT_off | 0 | 0 | 0 | 0 | 0 | 0
PseudoUnit | 0 | 0 | 0 | 0 | 0 | 0
FixedInterchange | 0 | 0 | 0 | 0 | 0 | 0
SO2 Emissions (MMshortTons): HQ_NY
ReportingType | 2015 | 2020 | 2025 | 2030 | 2035 | 2040
BM | 0 | 0 | 0 | 0 | 0 | 0
CC | 0 | 0 | 0 | 0 | 0 | 0
CSP | 0 | 0 | 0 | 0 | 0 | 0
CT | 0 | 0 | 0 | 0 | 0 | 0
Coal | 0 | 0 | 0 | 0 | 0 | 0
Geo | 0 | 0 | 0 | 0 | 0 | 0
H | 0 | 0 | 0 | 0 | 0 | 0
LFG | 0 | 0 | 0 | 0 | 0 | 0
Nuc | 0 | 0 | 0 | 0 | 0 | 0
PS | 0 | 0 | 0 | 0 | 0 | 0
PV | 0 | 0 | 0 | 0 | 0 | 0
PeakG | 0 | 0 | 0 | 0 | 0 | 0
PeakO | 0 | 0 | 0 | 0 | 0 | 0
ST | 0 | 0 | 0 | 0 | 0 | 0
STOG | 0 | 0 | 0 | 0 | 0 | 0
STWD | 0 | 0 | 0 | 0 | 0 | 0
WT | 0 | 0 | 0 | 0 | 0 | 0
IGCC | 0 | 0 | 0 | 0 | 0 | 0
DemandResponse | 0 | 0 | 0 | 0 | 0 | 0
IGCC-CCS | 0 | 0 | 0 | 0 | 0 | 0
WT_off | 0 | 0 | 0 | 0 | 0 | 0
PseudoUnit | 0 | 0 | 0 | 0 | 0 | 0
FixedInterchange | 0 | 0 | 0 | 0 | 0 | 0
SO2 Emissions (MMshortTons): MARITIMES
ReportingType | 2015 | 2020 | 2025 | 2030 | 2035 | 2040
BM | 0 | 0 | 0 | 0 | 0 | 0
CC | 0 | 0 | 0 | 0 | 0 | 0
CSP | 0 | 0 | 0 | 0 | 0 | 0
CT | 0 | 0 | 0 | 0 | 0 | 0
Coal | 0 | 0 | 0 | 0 | 0 | 0
Geo | 0 | 0 | 0 | 0 | 0 | 0
H | 0 | 0 | 0 | 0 | 0 | 0
LFG | 0 | 0 | 0 | 0 | 0 | 0
Nuc | 0 | 0 | 0 | 0 | 0 | 0
PS | 0 | 0 | 0 | 0 | 0 | 0
PV | 0 | 0 | 0 | 0 | 0 | 0
PeakG | 0 | 0 | 0 | 0 | 0 | 0
PeakO | 0 | 0 | 0 | 0 | 0 | 0
ST | 0 | 0 | 0 | 0 | 0 | 0
STOG | 0 | 0 | 0 | 0 | 0 | 0
STWD | 0 | 0 | 0 | 0 | 0 | 0
WT | 0 | 0 | 0 | 0 | 0 | 0
IGCC | 0 | 0 | 0 | 0 | 0 | 0
DemandResponse | 0 | 0 | 0 | 0 | 0 | 0
IGCC-CCS | 0 | 0 | 0 | 0 | 0 | 0
WT_off | 0 | 0 | 0 | 0 | 0 | 0
PseudoUnit | 0 | 0 | 0 | 0 | 0 | 0
FixedInterchange | 0 | 0 | 0 | 0 | 0 | 0
SO2 Emissions (MMshortTons): All
ReportingType | 2015 | 2020 | 2025 | 2030 | 2035 | 2040
BM | 0 | 0 | 0 | 0 | 0 | 0
CC | 0 | 0 | 0 | 0 | 0 | 0
CSP | 0 | 0 | 0 | 0 | 0 | 0
CT | 0 | 0 | 0 | 0 | 0 | 0
Coal | 4 | 0.44 | 0.2 | 0.07 | 0.21 | 0.24
Geo | 0 | 0 | 0 | 0 | 0 | 0
H | 0 | 0 | 0 | 0 | 0 | 0
LFG | 0 | 0 | 0 | 0 | 0 | 0
Nuc | 0 | 0 | 0 | 0 | 0 | 0
PS | 0 | 0 | 0 | 0 | 0 | 0
PV | 0 | 0 | 0 | 0 | 0 | 0
PeakG | 0 | 0 | 0 | 0 | 0 | 0
PeakO | 0 | 0 | 0 | 0 | 0 | 0
ST | 0 | 0 | 0 | 0 | 0 | 0
STOG | 0 | 0 | 0 | 0 | 0 | 0
STWD | 0 | 0 | 0 | 0 | 0 | 0
WT | 0 | 0 | 0 | 0 | 0 | 0
IGCC | 0 | 0 | 0 | 0 | 0 | 0
DemandResponse | 0 | 0 | 0 | 0 | 0 | 0
IGCC-CCS | 0 | 0 | 0 | 0 | 0 | 0.05
WT_off | 0 | 0 | 0 | 0 | 0 | 0
PseudoUnit | 0 | 0 | 0 | 0 | 0 | 0
FixedInterchange | 0 | 0 | 0 | 0 | 0 | 0
SO2 Emissions (MMshortTons): EI_US
ReportingType | 2015 | 2020 | 2025 | 2030 | 2035 | 2040
BM | 0 | 0 | 0 | 0 | 0 | 0
CC | 0 | 0 | 0 | 0 | 0 | 0
CSP | 0 | 0 | 0 | 0 | 0 | 0
CT | 0 | 0 | 0 | 0 | 0 | 0
Coal | 3.64 | 0.23 | 0.05 | 0.06 | 0.2 | 0.23
Geo | 0 | 0 | 0 | 0 | 0 | 0
H | 0 | 0 | 0 | 0 | 0 | 0
LFG | 0 | 0 | 0 | 0 | 0 | 0
Nuc | 0 | 0 | 0 | 0 | 0 | 0
PS | 0 | 0 | 0 | 0 | 0 | 0
PV | 0 | 0 | 0 | 0 | 0 | 0
PeakG | 0 | 0 | 0 | 0 | 0 | 0
PeakO | 0 | 0 | 0 | 0 | 0 | 0
ST | 0 | 0 | 0 | 0 | 0 | 0
STOG | 0 | 0 | 0 | 0 | 0 | 0
STWD | 0 | 0 | 0 | 0 | 0 | 0
WT | 0 | 0 | 0 | 0 | 0 | 0
IGCC | 0 | 0 | 0 | 0 | 0 | 0
DemandResponse | 0 | 0 | 0 | 0 | 0 | 0
IGCC-CCS | 0 | 0 | 0 | 0 | 0 | 0.03
WT_off | 0 | 0 | 0 | 0 | 0 | 0
PseudoUnit | 0 | 0 | 0 | 0 | 0 | 0
FixedInterchange | 0 | 0 | 0 | 0 | 0 | 0
SO2 Emissions (MMshortTons): EI_Canada
ReportingType | 2015 | 2020 | 2025 | 2030 | 2035 | 2040
BM | 0 | 0 | 0 | 0 | 0 | 0
CC | 0 | 0 | 0 | 0 | 0 | 0
CSP | 0 | 0 | 0 | 0 | 0 | 0
CT | 0 | 0 | 0 | 0 | 0 | 0
Coal | 0 | 0 | 0 | 0 | 0 | 0
Geo | 0 | 0 | 0 | 0 | 0 | 0
H | 0 | 0 | 0 | 0 | 0 | 0
LFG | 0 | 0 | 0 | 0 | 0 | 0
Nuc | 0 | 0 | 0 | 0 | 0 | 0
PS | 0 | 0 | 0 | 0 | 0 | 0
PV | 0 | 0 | 0 | 0 | 0 | 0
PeakG | 0 | 0 | 0 | 0 | 0 | 0
PeakO | 0 | 0 | 0 | 0 | 0 | 0
ST | 0 | 0 | 0 | 0 | 0 | 0
STOG | 0 | 0 | 0 | 0 | 0 | 0
STWD | 0 | 0 | 0 | 0 | 0 | 0
WT | 0 | 0 | 0 | 0 | 0 | 0
IGCC | 0 | 0 | 0 | 0 | 0 | 0
DemandResponse | 0 | 0 | 0 | 0 | 0 | 0
IGCC-CCS | 0 | 0 | 0 | 0 | 0 | 0
WT_off | 0 | 0 | 0 | 0 | 0 | 0
PseudoUnit | 0 | 0 | 0 | 0 | 0 | 0
FixedInterchange | 0 | 0 | 0 | 0 | 0 | 0
SO2 Emissions (MMshortTons): EI
ReportingType | 2015 | 2020 | 2025 | 2030 | 2035 | 2040
BM | 0 | 0 | 0 | 0 | 0 | 0
CC | 0 | 0 | 0 | 0 | 0 | 0
CSP | 0 | 0 | 0 | 0 | 0 | 0
CT | 0 | 0 | 0 | 0 | 0 | 0
Coal | 3.64 | 0.24 | 0.05 | 0.06 | 0.2 | 0.23
Geo | 0 | 0 | 0 | 0 | 0 | 0
H | 0 | 0 | 0 | 0 | 0 | 0
LFG | 0 | 0 | 0 | 0 | 0 | 0
Nuc | 0 | 0 | 0 | 0 | 0 | 0
PS | 0 | 0 | 0 | 0 | 0 | 0
PV | 0 | 0 | 0 | 0 | 0 | 0
PeakG | 0 | 0 | 0 | 0 | 0 | 0
PeakO | 0 | 0 | 0 | 0 | 0 | 0
ST | 0 | 0 | 0 | 0 | 0 | 0
STOG | 0 | 0 | 0 | 0 | 0 | 0
STWD | 0 | 0 | 0 | 0 | 0 | 0
WT | 0 | 0 | 0 | 0 | 0 | 0
IGCC | 0 | 0 | 0 | 0 | 0 | 0
DemandResponse | 0 | 0 | 0 | 0 | 0 | 0
IGCC-CCS | 0 | 0 | 0 | 0 | 0 | 0.03
WT_off | 0 | 0 | 0 | 0 | 0 | 0
PseudoUnit | 0 | 0 | 0 | 0 | 0 | 0
FixedInterchange | 0 | 0 | 0 | 0 | 0 | 0
SO2 Emissions (MMshortTons): Outside_EI
ReportingType | 2015 | 2020 | 2025 | 2030 | 2035 | 2040
BM | 0 | 0 | 0 | 0 | 0 | 0
CC | 0 | 0 | 0 | 0 | 0 | 0
CSP | 0 | 0 | 0 | 0 | 0 | 0
CT | 0 | 0 | 0 | 0 | 0 | 0
Coal | 0.36 | 0.21 | 0.15 | 0.01 | 0.01 | 0.01
Geo | 0 | 0 | 0 | 0 | 0 | 0
H | 0 | 0 | 0 | 0 | 0 | 0
LFG | 0 | 0 | 0 | 0 | 0 | 0
Nuc | 0 | 0 | 0 | 0 | 0 | 0
PS | 0 | 0 | 0 | 0 | 0 | 0
PV | 0 | 0 | 0 | 0 | 0 | 0
PeakG | 0 | 0 | 0 | 0 | 0 | 0
PeakO | 0 | 0 | 0 | 0 | 0 | 0
ST | 0 | 0 | 0 | 0 | 0 | 0
STOG | 0 | 0 | 0 | 0 | 0 | 0
STWD | 0 | 0 | 0 | 0 | 0 | 0
WT | 0 | 0 | 0 | 0 | 0 | 0
IGCC | 0 | 0 | 0 | 0 | 0 | 0
DemandResponse | 0 | 0 | 0 | 0 | 0 | 0
IGCC-CCS | 0 | 0 | 0 | 0 | 0 | 0.02
WT_off | 0 | 0 | 0 | 0 | 0 | 0
PseudoUnit | 0 | 0 | 0 | 0 | 0 | 0
FixedInterchange | 0 | 0 | 0 | 0 | 0 | 0
NOx Emissions (MMshortTons): Entergy
ReportingType | 2015 | 2020 | 2025 | 2030 | 2035 | 2040
BM | 0 | 0 | 0 | 0 | 0 | 0
CC | 0.01 | 0.01 | 0 | 0 | 0 | 0
CSP | 0 | 0 | 0 | 0 | 0 | 0
CT | 0 | 0 | 0 | 0 | 0 | 0
Coal | 0.05 | 0 | 0 | 0 | 0 | 0
Geo | 0 | 0 | 0 | 0 | 0 | 0
H | 0 | 0 | 0 | 0 | 0 | 0
LFG | 0 | 0 | 0 | 0 | 0 | 0
Nuc | 0 | 0 | 0 | 0 | 0 | 0
PS | 0 | 0 | 0 | 0 | 0 | 0
PV | 0 | 0 | 0 | 0 | 0 | 0
PeakG | 0 | 0 | 0 | 0 | 0 | 0
PeakO | 0 | 0 | 0 | 0 | 0 | 0
ST | 0 | 0 | 0 | 0 | 0 | 0
STOG | 0 | 0 | 0 | 0 | 0 | 0
STWD | 0 | 0 | 0 | 0 | 0 | 0
WT | 0 | 0 | 0 | 0 | 0 | 0
IGCC | 0 | 0 | 0 | 0 | 0 | 0
DemandResponse | 0 | 0 | 0 | 0 | 0 | 0
IGCC-CCS | 0 | 0 | 0 | 0 | 0 | 0
WT_off | 0 | 0 | 0 | 0 | 0 | 0
PseudoUnit | 0 | 0 | 0 | 0 | 0 | 0
FixedInterchange | 0 | 0 | 0 | 0 | 0 | 0
NOx Emissions (MMshortTons): FRCC
ReportingType | 2015 | 2020 | 2025 | 2030 | 2035 | 2040
BM | 0 | 0 | 0 | 0 | 0 | 0
CC | 0.01 | 0.01 | 0.01 | 0.01 | 0.01 | 0
CSP | 0 | 0 | 0 | 0 | 0 | 0
CT | 0 | 0 | 0 | 0 | 0 | 0
Coal | 0.02 | 0 | 0 | 0 | 0 | 0.01
Geo | 0 | 0 | 0 | 0 | 0 | 0
H | 0 | 0 | 0 | 0 | 0 | 0
LFG | 0 | 0 | 0 | 0 | 0 | 0
Nuc | 0 | 0 | 0 | 0 | 0 | 0
PS | 0 | 0 | 0 | 0 | 0 | 0
PV | 0 | 0 | 0 | 0 | 0 | 0
PeakG | 0 | 0 | 0 | 0 | 0 | 0
PeakO | 0 | 0 | 0 | 0 | 0 | 0
ST | 0 | 0 | 0 | 0 | 0 | 0
STOG | 0 | 0 | 0 | 0 | 0 | 0
STWD | 0 | 0 | 0 | 0 | 0 | 0
WT | 0 | 0 | 0 | 0 | 0 | 0
IGCC | 0 | 0 | 0 | 0 | 0 | 0
DemandResponse | 0 | 0 | 0 | 0 | 0 | 0
IGCC-CCS | 0 | 0 | 0 | 0 | 0 | 0
WT_off | 0 | 0 | 0 | 0 | 0 | 0
PseudoUnit | 0 | 0 | 0 | 0 | 0 | 0
FixedInterchange | 0 | 0 | 0 | 0 | 0 | 0
NOx Emissions (MMshortTons): MAPP_US
ReportingType | 2015 | 2020 | 2025 | 2030 | 2035 | 2040
BM | 0 | 0 | 0 | 0 | 0 | 0
CC | 0 | 0 | 0 | 0 | 0 | 0
CSP | 0 | 0 | 0 | 0 | 0 | 0
CT | 0 | 0 | 0 | 0 | 0 | 0
Coal | 0.03 | 0.01 | 0 | 0 | 0 | 0
Geo | 0 | 0 | 0 | 0 | 0 | 0
H | 0 | 0 | 0 | 0 | 0 | 0
LFG | 0 | 0 | 0 | 0 | 0 | 0
Nuc | 0 | 0 | 0 | 0 | 0 | 0
PS | 0 | 0 | 0 | 0 | 0 | 0
PV | 0 | 0 | 0 | 0 | 0 | 0
PeakG | 0 | 0 | 0 | 0 | 0 | 0
PeakO | 0 | 0 | 0 | 0 | 0 | 0
ST | 0 | 0 | 0 | 0 | 0 | 0
STOG | 0 | 0 | 0 | 0 | 0 | 0
STWD | 0 | 0 | 0 | 0 | 0 | 0
WT | 0 | 0 | 0 | 0 | 0 | 0
IGCC | 0 | 0 | 0 | 0 | 0 | 0
DemandResponse | 0 | 0 | 0 | 0 | 0 | 0
IGCC-CCS | 0 | 0 | 0 | 0 | 0 | 0
WT_off | 0 | 0 | 0 | 0 | 0 | 0
PseudoUnit | 0 | 0 | 0 | 0 | 0 | 0
FixedInterchange | 0 | 0 | 0 | 0 | 0 | 0
NOx Emissions (MMshortTons): MISO_IN
ReportingType | 2015 | 2020 | 2025 | 2030 | 2035 | 2040
BM | 0 | 0 | 0 | 0 | 0 | 0
CC | 0 | 0.01 | 0.01 | 0 | 0 | 0
CSP | 0 | 0 | 0 | 0 | 0 | 0
CT | 0 | 0 | 0 | 0 | 0 | 0
Coal | 0.05 | 0.01 | 0 | 0 | 0.01 | 0.01
Geo | 0 | 0 | 0 | 0 | 0 | 0
H | 0 | 0 | 0 | 0 | 0 | 0
LFG | 0 | 0 | 0 | 0 | 0 | 0
Nuc | 0 | 0 | 0 | 0 | 0 | 0
PS | 0 | 0 | 0 | 0 | 0 | 0
PV | 0 | 0 | 0 | 0 | 0 | 0
PeakG | 0 | 0 | 0 | 0 | 0 | 0
PeakO | 0 | 0 | 0 | 0 | 0 | 0
ST | 0 | 0 | 0 | 0 | 0 | 0
STOG | 0 | 0 | 0 | 0 | 0 | 0
STWD | 0 | 0 | 0 | 0 | 0 | 0
WT | 0 | 0 | 0 | 0 | 0 | 0
IGCC | 0 | 0 | 0 | 0 | 0 | 0
DemandResponse | 0 | 0 | 0 | 0 | 0 | 0
IGCC-CCS | 0 | 0 | 0 | 0 | 0 | 0
WT_off | 0 | 0 | 0 | 0 | 0 | 0
PseudoUnit | 0 | 0 | 0 | 0 | 0 | 0
FixedInterchange | 0 | 0 | 0 | 0 | 0 | 0
NOx Emissions (MMshortTons): MISO_MI
ReportingType | 2015 | 2020 | 2025 | 2030 | 2035 | 2040
BM | 0 | 0 | 0 | 0 | 0 | 0
CC | 0 | 0 | 0 | 0 | 0 | 0
CSP | 0 | 0 | 0 | 0 | 0 | 0
CT | 0 | 0 | 0 | 0 | 0 | 0
Coal | 0.03 | 0 | 0 | 0 | 0 | 0
Geo | 0 | 0 | 0 | 0 | 0 | 0
H | 0 | 0 | 0 | 0 | 0 | 0
LFG | 0 | 0 | 0 | 0 | 0 | 0
Nuc | 0 | 0 | 0 | 0 | 0 | 0
PS | 0 | 0 | 0 | 0 | 0 | 0
PV | 0 | 0 | 0 | 0 | 0 | 0
PeakG | 0 | 0 | 0 | 0 | 0 | 0
PeakO | 0 | 0 | 0 | 0 | 0 | 0
ST | 0 | 0 | 0 | 0 | 0 | 0
STOG | 0 | 0 | 0 | 0 | 0 | 0
STWD | 0 | 0 | 0 | 0 | 0 | 0
WT | 0 | 0 | 0 | 0 | 0 | 0
IGCC | 0 | 0 | 0 | 0 | 0 | 0
DemandResponse | 0 | 0 | 0 | 0 | 0 | 0
IGCC-CCS | 0 | 0 | 0 | 0 | 0 | 0
WT_off | 0 | 0 | 0 | 0 | 0 | 0
PseudoUnit | 0 | 0 | 0 | 0 | 0 | 0
FixedInterchange | 0 | 0 | 0 | 0 | 0 | 0
NOx Emissions (MMshortTons): MISO_MO-IL
ReportingType | 2015 | 2020 | 2025 | 2030 | 2035 | 2040
BM | 0 | 0 | 0 | 0 | 0 | 0
CC | 0 | 0 | 0 | 0 | 0 | 0
CSP | 0 | 0 | 0 | 0 | 0 | 0
CT | 0 | 0 | 0 | 0 | 0 | 0
Coal | 0.04 | 0 | 0 | 0 | 0 | 0
Geo | 0 | 0 | 0 | 0 | 0 | 0
H | 0 | 0 | 0 | 0 | 0 | 0
LFG | 0 | 0 | 0 | 0 | 0 | 0
Nuc | 0 | 0 | 0 | 0 | 0 | 0
PS | 0 | 0 | 0 | 0 | 0 | 0
PV | 0 | 0 | 0 | 0 | 0 | 0
PeakG | 0 | 0 | 0 | 0 | 0 | 0
PeakO | 0 | 0 | 0 | 0 | 0 | 0
ST | 0 | 0 | 0 | 0 | 0 | 0
STOG | 0 | 0 | 0 | 0 | 0 | 0
STWD | 0 | 0 | 0 | 0 | 0 | 0
WT | 0 | 0 | 0 | 0 | 0 | 0
IGCC | 0 | 0 | 0 | 0 | 0 | 0
DemandResponse | 0 | 0 | 0 | 0 | 0 | 0
IGCC-CCS | 0 | 0 | 0 | 0 | 0 | 0
WT_off | 0 | 0 | 0 | 0 | 0 | 0
PseudoUnit | 0 | 0 | 0 | 0 | 0 | 0
FixedInterchange | 0 | 0 | 0 | 0 | 0 | 0
NOx Emissions (MMshortTons): MISO_W
ReportingType | 2015 | 2020 | 2025 | 2030 | 2035 | 2040
BM | 0 | 0 | 0 | 0 | 0 | 0
CC | 0 | 0 | 0 | 0 | 0 | 0
CSP | 0 | 0 | 0 | 0 | 0 | 0
CT | 0 | 0 | 0 | 0 | 0 | 0
Coal | 0.09 | 0.02 | 0 | 0 | 0 | 0
Geo | 0 | 0 | 0 | 0 | 0 | 0
H | 0 | 0 | 0 | 0 | 0 | 0
LFG | 0 | 0 | 0 | 0 | 0 | 0
Nuc | 0 | 0 | 0 | 0 | 0 | 0
PS | 0 | 0 | 0 | 0 | 0 | 0
PV | 0 | 0 | 0 | 0 | 0 | 0
PeakG | 0 | 0 | 0 | 0 | 0 | 0
PeakO | 0 | 0 | 0 | 0 | 0 | 0
ST | 0 | 0 | 0 | 0 | 0 | 0
STOG | 0 | 0 | 0 | 0 | 0 | 0
STWD | 0 | 0 | 0 | 0 | 0 | 0
WT | 0 | 0 | 0 | 0 | 0 | 0
IGCC | 0 | 0 | 0 | 0 | 0 | 0
DemandResponse | 0 | 0 | 0 | 0 | 0 | 0
IGCC-CCS | 0 | 0 | 0 | 0 | 0 | 0
WT_off | 0 | 0 | 0 | 0 | 0 | 0
PseudoUnit | 0 | 0 | 0 | 0 | 0 | 0
FixedInterchange | 0 | 0 | 0 | 0 | 0 | 0
NOx Emissions (MMshortTons): MISO_WUMS
ReportingType | 2015 | 2020 | 2025 | 2030 | 2035 | 2040
BM | 0 | 0 | 0 | 0 | 0 | 0
CC | 0 | 0 | 0 | 0 | 0 | 0
CSP | 0 | 0 | 0 | 0 | 0 | 0
CT | 0 | 0 | 0 | 0 | 0 | 0
Coal | 0.01 | 0 | 0 | 0 | 0 | 0
Geo | 0 | 0 | 0 | 0 | 0 | 0
H | 0 | 0 | 0 | 0 | 0 | 0
LFG | 0 | 0 | 0 | 0 | 0 | 0
Nuc | 0 | 0 | 0 | 0 | 0 | 0
PS | 0 | 0 | 0 | 0 | 0 | 0
PV | 0 | 0 | 0 | 0 | 0 | 0
PeakG | 0 | 0 | 0 | 0 | 0 | 0
PeakO | 0 | 0 | 0 | 0 | 0 | 0
ST | 0 | 0 | 0 | 0 | 0 | 0
STOG | 0 | 0 | 0 | 0 | 0 | 0
STWD | 0 | 0 | 0 | 0 | 0 | 0
WT | 0 | 0 | 0 | 0 | 0 | 0
IGCC | 0 | 0 | 0 | 0 | 0 | 0
DemandResponse | 0 | 0 | 0 | 0 | 0 | 0
IGCC-CCS | 0 | 0 | 0 | 0 | 0 | 0
WT_off | 0 | 0 | 0 | 0 | 0 | 0
PseudoUnit | 0 | 0 | 0 | 0 | 0 | 0
FixedInterchange | 0 | 0 | 0 | 0 | 0 | 0
NOx Emissions (MMshortTons): Nebraska
ReportingType | 2015 | 2020 | 2025 | 2030 | 2035 | 2040
BM | 0 | 0 | 0 | 0 | 0 | 0
CC | 0 | 0 | 0 | 0 | 0 | 0
CSP | 0 | 0 | 0 | 0 | 0 | 0
CT | 0 | 0 | 0 | 0 | 0 | 0
Coal | 0.04 | 0 | 0 | 0 | 0 | 0
Geo | 0 | 0 | 0 | 0 | 0 | 0
H | 0 | 0 | 0 | 0 | 0 | 0
LFG | 0 | 0 | 0 | 0 | 0 | 0
Nuc | 0 | 0 | 0 | 0 | 0 | 0
PS | 0 | 0 | 0 | 0 | 0 | 0
PV | 0 | 0 | 0 | 0 | 0 | 0
PeakG | 0 | 0 | 0 | 0 | 0 | 0
PeakO | 0 | 0 | 0 | 0 | 0 | 0
ST | 0 | 0 | 0 | 0 | 0 | 0
STOG | 0 | 0 | 0 | 0 | 0 | 0
STWD | 0 | 0 | 0 | 0 | 0 | 0
WT | 0 | 0 | 0 | 0 | 0 | 0
IGCC | 0 | 0 | 0 | 0 | 0 | 0
DemandResponse | 0 | 0 | 0 | 0 | 0 | 0
IGCC-CCS | 0 | 0 | 0 | 0 | 0 | 0
WT_off | 0 | 0 | 0 | 0 | 0 | 0
PseudoUnit | 0 | 0 | 0 | 0 | 0 | 0
FixedInterchange | 0 | 0 | 0 | 0 | 0 | 0
NOx Emissions (MMshortTons): NEISO
ReportingType | 2015 | 2020 | 2025 | 2030 | 2035 | 2040
BM | 0 | 0 | 0 | 0 | 0 | 0
CC | 0 | 0 | 0 | 0 | 0 | 0
CSP | 0 | 0 | 0 | 0 | 0 | 0
CT | 0 | 0 | 0 | 0 | 0 | 0
Coal | 0 | 0 | 0 | 0 | 0 | 0
Geo | 0 | 0 | 0 | 0 | 0 | 0
H | 0 | 0 | 0 | 0 | 0 | 0
LFG | 0 | 0 | 0 | 0 | 0 | 0
Nuc | 0 | 0 | 0 | 0 | 0 | 0
PS | 0 | 0 | 0 | 0 | 0 | 0
PV | 0 | 0 | 0 | 0 | 0 | 0
PeakG | 0 | 0 | 0 | 0 | 0 | 0
PeakO | 0 | 0 | 0 | 0 | 0 | 0
ST | 0 | 0 | 0 | 0 | 0 | 0
STOG | 0 | 0 | 0 | 0 | 0 | 0
STWD | 0 | 0 | 0 | 0 | 0 | 0
WT | 0 | 0 | 0 | 0 | 0 | 0
IGCC | 0 | 0 | 0 | 0 | 0 | 0
DemandResponse | 0 | 0 | 0 | 0 | 0 | 0
IGCC-CCS | 0 | 0 | 0 | 0 | 0 | 0
WT_off | 0 | 0 | 0 | 0 | 0 | 0
PseudoUnit | 0 | 0 | 0 | 0 | 0 | 0
FixedInterchange | 0 | 0 | 0 | 0 | 0 | 0
NOx Emissions (MMshortTons): NonRTO_Midwest
ReportingType | 2015 | 2020 | 2025 | 2030 | 2035 | 2040
BM | 0 | 0 | 0 | 0 | 0 | 0
CC | 0 | 0 | 0 | 0 | 0 | 0
CSP | 0 | 0 | 0 | 0 | 0 | 0
CT | 0 | 0 | 0 | 0 | 0 | 0
Coal | 0.03 | 0.01 | 0 | 0 | 0.01 | 0.01
Geo | 0 | 0 | 0 | 0 | 0 | 0
H | 0 | 0 | 0 | 0 | 0 | 0
LFG | 0 | 0 | 0 | 0 | 0 | 0
Nuc | 0 | 0 | 0 | 0 | 0 | 0
PS | 0 | 0 | 0 | 0 | 0 | 0
PV | 0 | 0 | 0 | 0 | 0 | 0
PeakG | 0 | 0 | 0 | 0 | 0 | 0
PeakO | 0 | 0 | 0 | 0 | 0 | 0
ST | 0 | 0 | 0 | 0 | 0 | 0
STOG | 0 | 0 | 0 | 0 | 0 | 0
STWD | 0 | 0 | 0 | 0 | 0 | 0
WT | 0 | 0 | 0 | 0 | 0 | 0
IGCC | 0 | 0 | 0 | 0 | 0 | 0
DemandResponse | 0 | 0 | 0 | 0 | 0 | 0
IGCC-CCS | 0 | 0 | 0 | 0 | 0 | 0
WT_off | 0 | 0 | 0 | 0 | 0 | 0
PseudoUnit | 0 | 0 | 0 | 0 | 0 | 0
FixedInterchange | 0 | 0 | 0 | 0 | 0 | 0
NOx Emissions (MMshortTons): NYISO_A-F
ReportingType | 2015 | 2020 | 2025 | 2030 | 2035 | 2040
BM | 0 | 0 | 0 | 0 | 0 | 0
CC | 0 | 0 | 0 | 0 | 0 | 0
CSP | 0 | 0 | 0 | 0 | 0 | 0
CT | 0 | 0 | 0 | 0 | 0 | 0
Coal | 0 | 0 | 0 | 0 | 0 | 0
Geo | 0 | 0 | 0 | 0 | 0 | 0
H | 0 | 0 | 0 | 0 | 0 | 0
LFG | 0 | 0 | 0 | 0 | 0 | 0
Nuc | 0 | 0 | 0 | 0 | 0 | 0
PS | 0 | 0 | 0 | 0 | 0 | 0
PV | 0 | 0 | 0 | 0 | 0 | 0
PeakG | 0 | 0 | 0 | 0 | 0 | 0
PeakO | 0 | 0 | 0 | 0 | 0 | 0
ST | 0 | 0 | 0 | 0 | 0 | 0
STOG | 0 | 0 | 0 | 0 | 0 | 0
STWD | 0 | 0 | 0 | 0 | 0 | 0
WT | 0 | 0 | 0 | 0 | 0 | 0
IGCC | 0 | 0 | 0 | 0 | 0 | 0
DemandResponse | 0 | 0 | 0 | 0 | 0 | 0
IGCC-CCS | 0 | 0 | 0 | 0 | 0 | 0
WT_off | 0 | 0 | 0 | 0 | 0 | 0
PseudoUnit | 0 | 0 | 0 | 0 | 0 | 0
FixedInterchange | 0 | 0 | 0 | 0 | 0 | 0
NOx Emissions (MMshortTons): NYISO_G-I
ReportingType | 2015 | 2020 | 2025 | 2030 | 2035 | 2040
BM | 0 | 0 | 0 | 0 | 0 | 0
CC | 0 | 0 | 0 | 0 | 0 | 0
CSP | 0 | 0 | 0 | 0 | 0 | 0
CT | 0 | 0 | 0 | 0 | 0 | 0
Coal | 0 | 0 | 0 | 0 | 0 | 0
Geo | 0 | 0 | 0 | 0 | 0 | 0
H | 0 | 0 | 0 | 0 | 0 | 0
LFG | 0 | 0 | 0 | 0 | 0 | 0
Nuc | 0 | 0 | 0 | 0 | 0 | 0
PS | 0 | 0 | 0 | 0 | 0 | 0
PV | 0 | 0 | 0 | 0 | 0 | 0
PeakG | 0 | 0 | 0 | 0 | 0 | 0
PeakO | 0 | 0 | 0 | 0 | 0 | 0
ST | 0 | 0 | 0 | 0 | 0 | 0
STOG | 0 | 0 | 0 | 0 | 0 | 0
STWD | 0 | 0 | 0 | 0 | 0 | 0
WT | 0 | 0 | 0 | 0 | 0 | 0
IGCC | 0 | 0 | 0 | 0 | 0 | 0
DemandResponse | 0 | 0 | 0 | 0 | 0 | 0
IGCC-CCS | 0 | 0 | 0 | 0 | 0 | 0
WT_off | 0 | 0 | 0 | 0 | 0 | 0
PseudoUnit | 0 | 0 | 0 | 0 | 0 | 0
FixedInterchange | 0 | 0 | 0 | 0 | 0 | 0
NOx Emissions (MMshortTons): NYISO_J-K
ReportingType | 2015 | 2020 | 2025 | 2030 | 2035 | 2040
BM | 0 | 0 | 0 | 0 | 0 | 0
CC | 0 | 0 | 0 | 0 | 0 | 0
CSP | 0 | 0 | 0 | 0 | 0 | 0
CT | 0 | 0 | 0 | 0 | 0 | 0
Coal | 0 | 0 | 0 | 0 | 0 | 0
Geo | 0 | 0 | 0 | 0 | 0 | 0
H | 0 | 0 | 0 | 0 | 0 | 0
LFG | 0 | 0 | 0 | 0 | 0 | 0
Nuc | 0 | 0 | 0 | 0 | 0 | 0
PS | 0 | 0 | 0 | 0 | 0 | 0
PV | 0 | 0 | 0 | 0 | 0 | 0
PeakG | 0 | 0 | 0 | 0 | 0 | 0
PeakO | 0 | 0 | 0 | 0 | 0 | 0
ST | 0 | 0 | 0 | 0 | 0 | 0
STOG | 0 | 0 | 0 | 0 | 0 | 0
STWD | 0 | 0 | 0 | 0 | 0 | 0
WT | 0 | 0 | 0 | 0 | 0 | 0
IGCC | 0 | 0 | 0 | 0 | 0 | 0
DemandResponse | 0 | 0 | 0 | 0 | 0 | 0
IGCC-CCS | 0 | 0 | 0 | 0 | 0 | 0
WT_off | 0 | 0 | 0 | 0 | 0 | 0
PseudoUnit | 0 | 0 | 0 | 0 | 0 | 0
FixedInterchange | 0 | 0 | 0 | 0 | 0 | 0
NOx Emissions (MMshortTons): PJM_E
ReportingType | 2015 | 2020 | 2025 | 2030 | 2035 | 2040
BM | 0 | 0 | 0 | 0 | 0 | 0
CC | 0 | 0 | 0 | 0 | 0 | 0
CSP | 0 | 0 | 0 | 0 | 0 | 0
CT | 0 | 0 | 0 | 0 | 0 | 0
Coal | 0 | 0 | 0 | 0 | 0 | 0
Geo | 0 | 0 | 0 | 0 | 0 | 0
H | 0 | 0 | 0 | 0 | 0 | 0
LFG | 0 | 0 | 0 | 0 | 0 | 0
Nuc | 0 | 0 | 0 | 0 | 0 | 0
PS | 0 | 0 | 0 | 0 | 0 | 0
PV | 0 | 0 | 0 | 0 | 0 | 0
PeakG | 0 | 0 | 0 | 0 | 0 | 0
PeakO | 0 | 0 | 0 | 0 | 0 | 0
ST | 0 | 0 | 0 | 0 | 0 | 0
STOG | 0 | 0 | 0 | 0 | 0 | 0
STWD | 0 | 0 | 0 | 0 | 0 | 0
WT | 0 | 0 | 0 | 0 | 0 | 0
IGCC | 0 | 0 | 0 | 0 | 0 | 0
DemandResponse | 0 | 0 | 0 | 0 | 0 | 0
IGCC-CCS | 0 | 0 | 0 | 0 | 0 | 0
WT_off | 0 | 0 | 0 | 0 | 0 | 0
PseudoUnit | 0 | 0 | 0 | 0 | 0 | 0
FixedInterchange | 0 | 0 | 0 | 0 | 0 | 0
NOx Emissions (MMshortTons): PJM_ROM
ReportingType | 2015 | 2020 | 2025 | 2030 | 2035 | 2040
BM | 0 | 0 | 0 | 0 | 0 | 0
CC | 0 | 0 | 0 | 0 | 0 | 0
CSP | 0 | 0 | 0 | 0 | 0 | 0
CT | 0 | 0 | 0 | 0 | 0 | 0
Coal | 0.01 | 0.01 | 0 | 0 | 0.01 | 0.01
Geo | 0 | 0 | 0 | 0 | 0 | 0
H | 0 | 0 | 0 | 0 | 0 | 0
LFG | 0 | 0 | 0 | 0 | 0 | 0
Nuc | 0 | 0 | 0 | 0 | 0 | 0
PS | 0 | 0 | 0 | 0 | 0 | 0
PV | 0 | 0 | 0 | 0 | 0 | 0
PeakG | 0 | 0 | 0 | 0 | 0 | 0
PeakO | 0 | 0 | 0 | 0 | 0 | 0
ST | 0 | 0 | 0 | 0 | 0 | 0
STOG | 0 | 0 | 0 | 0 | 0 | 0
STWD | 0 | 0 | 0 | 0 | 0 | 0
WT | 0 | 0 | 0 | 0 | 0 | 0
IGCC | 0 | 0 | 0 | 0 | 0 | 0
DemandResponse | 0 | 0 | 0 | 0 | 0 | 0
IGCC-CCS | 0 | 0 | 0 | 0 | 0 | 0
WT_off | 0 | 0 | 0 | 0 | 0 | 0
PseudoUnit | 0 | 0 | 0 | 0 | 0 | 0
FixedInterchange | 0 | 0 | 0 | 0 | 0 | 0
NOx Emissions (MMshortTons): PJM_ROR
ReportingType | 2015 | 2020 | 2025 | 2030 | 2035 | 2040
BM | 0 | 0 | 0 | 0 | 0 | 0
CC | 0.01 | 0.02 | 0.02 | 0.01 | 0.01 | 0.01
CSP | 0 | 0 | 0 | 0 | 0 | 0
CT | 0 | 0 | 0 | 0 | 0 | 0
Coal | 0.16 | 0.04 | 0.01 | 0.01 | 0.04 | 0.04
Geo | 0 | 0 | 0 | 0 | 0 | 0
H | 0 | 0 | 0 | 0 | 0 | 0
LFG | 0 | 0 | 0 | 0 | 0 | 0
Nuc | 0 | 0 | 0 | 0 | 0 | 0
PS | 0 | 0 | 0 | 0 | 0 | 0
PV | 0 | 0 | 0 | 0 | 0 | 0
PeakG | 0 | 0 | 0 | 0 | 0 | 0
PeakO | 0 | 0 | 0 | 0 | 0 | 0
ST | 0 | 0 | 0 | 0 | 0 | 0
STOG | 0 | 0 | 0 | 0 | 0 | 0
STWD | 0 | 0 | 0 | 0 | 0 | 0
WT | 0 | 0 | 0 | 0 | 0 | 0
IGCC | 0 | 0 | 0 | 0 | 0 | 0
DemandResponse | 0 | 0 | 0 | 0 | 0 | 0
IGCC-CCS | 0 | 0 | 0 | 0 | 0 | 0.01
WT_off | 0 | 0 | 0 | 0 | 0 | 0
PseudoUnit | 0 | 0 | 0 | 0 | 0 | 0
FixedInterchange | 0 | 0 | 0 | 0 | 0 | 0
NOx Emissions (MMshortTons): SOCO
ReportingType | 2015 | 2020 | 2025 | 2030 | 2035 | 2040
BM | 0 | 0 | 0 | 0 | 0 | 0
CC | 0.01 | 0.01 | 0.01 | 0.01 | 0.01 | 0
CSP | 0 | 0 | 0 | 0 | 0 | 0
CT | 0 | 0 | 0 | 0 | 0 | 0
Coal | 0.03 | 0 | 0 | 0 | 0.01 | 0.01
Geo | 0 | 0 | 0 | 0 | 0 | 0
H | 0 | 0 | 0 | 0 | 0 | 0
LFG | 0 | 0 | 0 | 0 | 0 | 0
Nuc | 0 | 0 | 0 | 0 | 0 | 0
PS | 0 | 0 | 0 | 0 | 0 | 0
PV | 0 | 0 | 0 | 0 | 0 | 0
PeakG | 0 | 0 | 0 | 0 | 0 | 0
PeakO | 0 | 0 | 0 | 0 | 0 | 0
ST | 0 | 0 | 0 | 0 | 0 | 0
STOG | 0 | 0 | 0 | 0 | 0 | 0
STWD | 0 | 0 | 0 | 0 | 0 | 0
WT | 0 | 0 | 0 | 0 | 0 | 0
IGCC | 0 | 0 | 0 | 0 | 0 | 0
DemandResponse | 0 | 0 | 0 | 0 | 0 | 0
IGCC-CCS | 0 | 0 | 0 | 0 | 0 | 0
WT_off | 0 | 0 | 0 | 0 | 0 | 0
PseudoUnit | 0 | 0 | 0 | 0 | 0 | 0
FixedInterchange | 0 | 0 | 0 | 0 | 0 | 0
NOx Emissions (MMshortTons): SPP_N
ReportingType | 2015 | 2020 | 2025 | 2030 | 2035 | 2040
BM | 0 | 0 | 0 | 0 | 0 | 0
CC | 0 | 0 | 0 | 0 | 0 | 0
CSP | 0 | 0 | 0 | 0 | 0 | 0
CT | 0 | 0 | 0 | 0 | 0 | 0
Coal | 0.06 | 0.01 | 0 | 0 | 0 | 0
Geo | 0 | 0 | 0 | 0 | 0 | 0
H | 0 | 0 | 0 | 0 | 0 | 0
LFG | 0 | 0 | 0 | 0 | 0 | 0
Nuc | 0 | 0 | 0 | 0 | 0 | 0
PS | 0 | 0 | 0 | 0 | 0 | 0
PV | 0 | 0 | 0 | 0 | 0 | 0
PeakG | 0 | 0 | 0 | 0 | 0 | 0
PeakO | 0 | 0 | 0 | 0 | 0 | 0
ST | 0 | 0 | 0 | 0 | 0 | 0
STOG | 0 | 0 | 0 | 0 | 0 | 0
STWD | 0 | 0 | 0 | 0 | 0 | 0
WT | 0 | 0 | 0 | 0 | 0 | 0
IGCC | 0 | 0 | 0 | 0 | 0 | 0
DemandResponse | 0 | 0 | 0 | 0 | 0 | 0
IGCC-CCS | 0 | 0 | 0 | 0 | 0 | 0
WT_off | 0 | 0 | 0 | 0 | 0 | 0
PseudoUnit | 0 | 0 | 0 | 0 | 0 | 0
FixedInterchange | 0 | 0 | 0 | 0 | 0 | 0
NOx Emissions (MMshortTons): SPP_S
ReportingType | 2015 | 2020 | 2025 | 2030 | 2035 | 2040
BM | 0 | 0 | 0 | 0 | 0 | 0
CC | 0 | 0 | 0 | 0 | 0 | 0
CSP | 0 | 0 | 0 | 0 | 0 | 0
CT | 0 | 0 | 0 | 0 | 0 | 0
Coal | 0.09 | 0 | 0 | 0 | 0 | 0
Geo | 0 | 0 | 0 | 0 | 0 | 0
H | 0 | 0 | 0 | 0 | 0 | 0
LFG | 0 | 0 | 0 | 0 | 0 | 0
Nuc | 0 | 0 | 0 | 0 | 0 | 0
PS | 0 | 0 | 0 | 0 | 0 | 0
PV | 0 | 0 | 0 | 0 | 0 | 0
PeakG | 0 | 0 | 0 | 0 | 0 | 0
PeakO | 0 | 0 | 0 | 0 | 0 | 0
ST | 0 | 0 | 0 | 0 | 0 | 0
STOG | 0 | 0 | 0 | 0 | 0 | 0
STWD | 0 | 0 | 0 | 0 | 0 | 0
WT | 0 | 0 | 0 | 0 | 0 | 0
IGCC | 0 | 0 | 0 | 0 | 0 | 0
DemandResponse | 0 | 0 | 0 | 0 | 0 | 0
IGCC-CCS | 0 | 0 | 0 | 0 | 0 | 0
WT_off | 0 | 0 | 0 | 0 | 0 | 0
PseudoUnit | 0 | 0 | 0 | 0 | 0 | 0
FixedInterchange | 0 | 0 | 0 | 0 | 0 | 0
NOx Emissions (MMshortTons): TVA
ReportingType | 2015 | 2020 | 2025 | 2030 | 2035 | 2040
BM | 0 | 0 | 0 | 0 | 0 | 0
CC | 0 | 0.01 | 0.01 | 0.01 | 0 | 0
CSP | 0 | 0 | 0 | 0 | 0 | 0
CT | 0 | 0 | 0 | 0 | 0 | 0
Coal | 0.02 | 0.01 | 0 | 0 | 0.01 | 0.01
Geo | 0 | 0 | 0 | 0 | 0 | 0
H | 0 | 0 | 0 | 0 | 0 | 0
LFG | 0 | 0 | 0 | 0 | 0 | 0
Nuc | 0 | 0 | 0 | 0 | 0 | 0
PS | 0 | 0 | 0 | 0 | 0 | 0
PV | 0 | 0 | 0 | 0 | 0 | 0
PeakG | 0 | 0 | 0 | 0 | 0 | 0
PeakO | 0 | 0 | 0 | 0 | 0 | 0
ST | 0 | 0 | 0 | 0 | 0 | 0
STOG | 0 | 0 | 0 | 0 | 0 | 0
STWD | 0 | 0 | 0 | 0 | 0 | 0
WT | 0 | 0 | 0 | 0 | 0 | 0
IGCC | 0 | 0 | 0 | 0 | 0 | 0
DemandResponse | 0 | 0 | 0 | 0 | 0 | 0
IGCC-CCS | 0 | 0 | 0 | 0 | 0 | 0.01
WT_off | 0 | 0 | 0 | 0 | 0 | 0
PseudoUnit | 0 | 0 | 0 | 0 | 0 | 0
FixedInterchange | 0 | 0 | 0 | 0 | 0 | 0
NOx Emissions (MMshortTons): TVA_Transmission
ReportingType | 2015 | 2020 | 2025 | 2030 | 2035 | 2040
BM | 0 | 0 | 0 | 0 | 0 | 0
CC | 0 | 0 | 0 | 0 | 0 | 0
CSP | 0 | 0 | 0 | 0 | 0 | 0
CT | 0 | 0 | 0 | 0 | 0 | 0
Coal | 0 | 0 | 0 | 0 | 0 | 0
Geo | 0 | 0 | 0 | 0 | 0 | 0
H | 0 | 0 | 0 | 0 | 0 | 0
LFG | 0 | 0 | 0 | 0 | 0 | 0
Nuc | 0 | 0 | 0 | 0 | 0 | 0
PS | 0 | 0 | 0 | 0 | 0 | 0
PV | 0 | 0 | 0 | 0 | 0 | 0
PeakG | 0 | 0 | 0 | 0 | 0 | 0
PeakO | 0 | 0 | 0 | 0 | 0 | 0
ST | 0 | 0 | 0 | 0 | 0 | 0
STOG | 0 | 0 | 0 | 0 | 0 | 0
STWD | 0 | 0 | 0 | 0 | 0 | 0
WT | 0 | 0 | 0 | 0 | 0 | 0
IGCC | 0 | 0 | 0 | 0 | 0 | 0
DemandResponse | 0 | 0 | 0 | 0 | 0 | 0
IGCC-CCS | 0 | 0 | 0 | 0 | 0 | 0
WT_off | 0 | 0 | 0 | 0 | 0 | 0
PseudoUnit | 0 | 0 | 0 | 0 | 0 | 0
FixedInterchange | 0 | 0 | 0 | 0 | 0 | 0
NOx Emissions (MMshortTons): VACAR
ReportingType | 2015 | 2020 | 2025 | 2030 | 2035 | 2040
BM | 0 | 0 | 0 | 0 | 0 | 0
CC | 0.01 | 0.01 | 0.01 | 0.01 | 0 | 0
CSP | 0 | 0 | 0 | 0 | 0 | 0
CT | 0 | 0 | 0 | 0 | 0 | 0
Coal | 0 | 0 | 0 | 0 | 0 | 0
Geo | 0 | 0 | 0 | 0 | 0 | 0
H | 0 | 0 | 0 | 0 | 0 | 0
LFG | 0 | 0 | 0 | 0 | 0 | 0
Nuc | 0 | 0 | 0 | 0 | 0 | 0
PS | 0 | 0 | 0 | 0 | 0 | 0
PV | 0 | 0 | 0 | 0 | 0 | 0
PeakG | 0 | 0 | 0 | 0 | 0 | 0
PeakO | 0 | 0 | 0 | 0 | 0 | 0
ST | 0 | 0 | 0 | 0 | 0 | 0
STOG | 0 | 0 | 0 | 0 | 0 | 0
STWD | 0 | 0 | 0 | 0 | 0 | 0
WT | 0 | 0 | 0 | 0 | 0 | 0
IGCC | 0 | 0 | 0 | 0 | 0 | 0
DemandResponse | 0 | 0 | 0 | 0 | 0 | 0
IGCC-CCS | 0 | 0 | 0 | 0 | 0 | 0
WT_off | 0 | 0 | 0 | 0 | 0 | 0
PseudoUnit | 0 | 0 | 0 | 0 | 0 | 0
FixedInterchange | 0 | 0 | 0 | 0 | 0 | 0
NOx Emissions (MMshortTons): IESO
ReportingType | 2015 | 2020 | 2025 | 2030 | 2035 | 2040
BM | 0 | 0 | 0 | 0 | 0 | 0
CC | 0 | 0 | 0 | 0 | 0 | 0
CSP | 0 | 0 | 0 | 0 | 0 | 0
CT | 0 | 0 | 0 | 0 | 0 | 0
Coal | 0 | 0 | 0 | 0 | 0 | 0
Geo | 0 | 0 | 0 | 0 | 0 | 0
H | 0 | 0 | 0 | 0 | 0 | 0
LFG | 0 | 0 | 0 | 0 | 0 | 0
Nuc | 0 | 0 | 0 | 0 | 0 | 0
PS | 0 | 0 | 0 | 0 | 0 | 0
PV | 0 | 0 | 0 | 0 | 0 | 0
PeakG | 0 | 0 | 0 | 0 | 0 | 0
PeakO | 0 | 0 | 0 | 0 | 0 | 0
ST | 0 | 0 | 0 | 0 | 0 | 0
STOG | 0 | 0 | 0 | 0 | 0 | 0
STWD | 0 | 0 | 0 | 0 | 0 | 0
WT | 0 | 0 | 0 | 0 | 0 | 0
IGCC | 0 | 0 | 0 | 0 | 0 | 0
DemandResponse | 0 | 0 | 0 | 0 | 0 | 0
IGCC-CCS | 0 | 0 | 0 | 0 | 0 | 0
WT_off | 0 | 0 | 0 | 0 | 0 | 0
PseudoUnit | 0 | 0 | 0 | 0 | 0 | 0
FixedInterchange | 0 | 0 | 0 | 0 | 0 | 0
NOx Emissions (MMshortTons): MAPP_CA
ReportingType | 2015 | 2020 | 2025 | 2030 | 2035 | 2040
BM | 0 | 0 | 0 | 0 | 0 | 0
CC | 0 | 0 | 0 | 0 | 0 | 0
CSP | 0 | 0 | 0 | 0 | 0 | 0
CT | 0 | 0 | 0 | 0 | 0 | 0
Coal | 0 | 0 | 0 | 0 | 0 | 0
Geo | 0 | 0 | 0 | 0 | 0 | 0
H | 0 | 0 | 0 | 0 | 0 | 0
LFG | 0 | 0 | 0 | 0 | 0 | 0
Nuc | 0 | 0 | 0 | 0 | 0 | 0
PS | 0 | 0 | 0 | 0 | 0 | 0
PV | 0 | 0 | 0 | 0 | 0 | 0
PeakG | 0 | 0 | 0 | 0 | 0 | 0
PeakO | 0 | 0 | 0 | 0 | 0 | 0
ST | 0 | 0 | 0 | 0 | 0 | 0
STOG | 0 | 0 | 0 | 0 | 0 | 0
STWD | 0 | 0 | 0 | 0 | 0 | 0
WT | 0 | 0 | 0 | 0 | 0 | 0
IGCC | 0 | 0 | 0 | 0 | 0 | 0
DemandResponse | 0 | 0 | 0 | 0 | 0 | 0
IGCC-CCS | 0 | 0 | 0 | 0 | 0 | 0
WT_off | 0 | 0 | 0 | 0 | 0 | 0
PseudoUnit | 0 | 0 | 0 | 0 | 0 | 0
FixedInterchange | 0 | 0 | 0 | 0 | 0 | 0
NOx Emissions (MMshortTons): AZ_NM_SNV_Coal
ReportingType | 2015 | 2020 | 2025 | 2030 | 2035 | 2040
BM | 0 | 0 | 0 | 0 | 0 | 0
CC | 0 | 0 | 0 | 0 | 0 | 0
CSP | 0 | 0 | 0 | 0 | 0 | 0
CT | 0 | 0 | 0 | 0 | 0 | 0
Coal | 0.09 | 0.07 | 0 | 0 | 0 | 0
Geo | 0 | 0 | 0 | 0 | 0 | 0
H | 0 | 0 | 0 | 0 | 0 | 0
LFG | 0 | 0 | 0 | 0 | 0 | 0
Nuc | 0 | 0 | 0 | 0 | 0 | 0
PS | 0 | 0 | 0 | 0 | 0 | 0
PV | 0 | 0 | 0 | 0 | 0 | 0
PeakG | 0 | 0 | 0 | 0 | 0 | 0
PeakO | 0 | 0 | 0 | 0 | 0 | 0
ST | 0 | 0 | 0 | 0 | 0 | 0
STOG | 0 | 0 | 0 | 0 | 0 | 0
STWD | 0 | 0 | 0 | 0 | 0 | 0
WT | 0 | 0 | 0 | 0 | 0 | 0
IGCC | 0 | 0 | 0 | 0 | 0 | 0
DemandResponse | 0 | 0 | 0 | 0 | 0 | 0
IGCC-CCS | 0 | 0 | 0 | 0 | 0 | 0
WT_off | 0 | 0 | 0 | 0 | 0 | 0
PseudoUnit | 0 | 0 | 0 | 0 | 0 | 0
FixedInterchange | 0 | 0 | 0 | 0 | 0 | 0
NOx Emissions (MMshortTons): AZ_NM_SNV_Gas
ReportingType | 2015 | 2020 | 2025 | 2030 | 2035 | 2040
BM | 0 | 0 | 0 | 0 | 0 | 0
CC | 0.01 | 0 | 0.01 | 0.01 | 0 | 0
CSP | 0 | 0 | 0 | 0 | 0 | 0
CT | 0 | 0 | 0 | 0 | 0 | 0
Coal | 0 | 0 | 0 | 0 | 0 | 0
Geo | 0 | 0 | 0 | 0 | 0 | 0
H | 0 | 0 | 0 | 0 | 0 | 0
LFG | 0 | 0 | 0 | 0 | 0 | 0
Nuc | 0 | 0 | 0 | 0 | 0 | 0
PS | 0 | 0 | 0 | 0 | 0 | 0
PV | 0 | 0 | 0 | 0 | 0 | 0
PeakG | 0 | 0 | 0 | 0 | 0 | 0
PeakO | 0 | 0 | 0 | 0 | 0 | 0
ST | 0 | 0 | 0 | 0 | 0 | 0
STOG | 0 | 0 | 0 | 0 | 0 | 0
STWD | 0 | 0 | 0 | 0 | 0 | 0
WT | 0 | 0 | 0 | 0 | 0 | 0
IGCC | 0 | 0 | 0 | 0 | 0 | 0
DemandResponse | 0 | 0 | 0 | 0 | 0 | 0
IGCC-CCS | 0 | 0 | 0 | 0 | 0 | 0
WT_off | 0 | 0 | 0 | 0 | 0 | 0
PseudoUnit | 0 | 0 | 0 | 0 | 0 | 0
FixedInterchange | 0 | 0 | 0 | 0 | 0 | 0
NOx Emissions (MMshortTons): AZ_NM_SNV_NucRenew
ReportingType | 2015 | 2020 | 2025 | 2030 | 2035 | 2040
BM | 0 | 0 | 0 | 0 | 0 | 0
CC | 0 | 0 | 0 | 0 | 0 | 0
CSP | 0 | 0 | 0 | 0 | 0 | 0
CT | 0 | 0 | 0 | 0 | 0 | 0
Coal | 0 | 0 | 0 | 0 | 0 | 0
Geo | 0 | 0 | 0 | 0 | 0 | 0
H | 0 | 0 | 0 | 0 | 0 | 0
LFG | 0 | 0 | 0 | 0 | 0 | 0
Nuc | 0 | 0 | 0 | 0 | 0 | 0
PS | 0 | 0 | 0 | 0 | 0 | 0
PV | 0 | 0 | 0 | 0 | 0 | 0
PeakG | 0 | 0 | 0 | 0 | 0 | 0
PeakO | 0 | 0 | 0 | 0 | 0 | 0
ST | 0 | 0 | 0 | 0 | 0 | 0
STOG | 0 | 0 | 0 | 0 | 0 | 0
STWD | 0 | 0 | 0 | 0 | 0 | 0
WT | 0 | 0 | 0 | 0 | 0 | 0
IGCC | 0 | 0 | 0 | 0 | 0 | 0
DemandResponse | 0 | 0 | 0 | 0 | 0 | 0
IGCC-CCS | 0 | 0 | 0 | 0 | 0 | 0
WT_off | 0 | 0 | 0 | 0 | 0 | 0
PseudoUnit | 0 | 0 | 0 | 0 | 0 | 0
FixedInterchange | 0 | 0 | 0 | 0 | 0 | 0
NOx Emissions (MMshortTons): ERCOT
ReportingType | 2015 | 2020 | 2025 | 2030 | 2035 | 2040
BM | 0 | 0 | 0 | 0 | 0 | 0
CC | 0.02 | 0.02 | 0.02 | 0.01 | 0.01 | 0.01
CSP | 0 | 0 | 0 | 0 | 0 | 0
CT | 0 | 0 | 0 | 0 | 0 | 0
Coal | 0.01 | 0.01 | 0 | 0 | 0 | 0
Geo | 0 | 0 | 0 | 0 | 0 | 0
H | 0 | 0 | 0 | 0 | 0 | 0
LFG | 0 | 0 | 0 | 0 | 0 | 0
Nuc | 0 | 0 | 0 | 0 | 0 | 0
PS | 0 | 0 | 0 | 0 | 0 | 0
PV | 0 | 0 | 0 | 0 | 0 | 0
PeakG | 0 | 0 | 0 | 0 | 0 | 0
PeakO | 0 | 0 | 0 | 0 | 0 | 0
ST | 0 | 0 | 0 | 0 | 0 | 0
STOG | 0 | 0 | 0 | 0 | 0 | 0
STWD | 0 | 0 | 0 | 0 | 0 | 0
WT | 0 | 0 | 0 | 0 | 0 | 0
IGCC | 0 | 0 | 0 | 0 | 0 | 0
DemandResponse | 0 | 0 | 0 | 0 | 0 | 0
IGCC-CCS | 0 | 0 | 0 | 0 | 0 | 0
WT_off | 0 | 0 | 0 | 0 | 0 | 0
PseudoUnit | 0 | 0 | 0 | 0 | 0 | 0
FixedInterchange | 0 | 0 | 0 | 0 | 0 | 0
NOx Emissions (MMshortTons): NP15
ReportingType | 2015 | 2020 | 2025 | 2030 | 2035 | 2040
BM | 0 | 0 | 0 | 0 | 0 | 0
CC | 0.01 | 0.01 | 0.01 | 0 | 0 | 0
CSP | 0 | 0 | 0 | 0 | 0 | 0
CT | 0 | 0 | 0 | 0 | 0 | 0
Coal | 0 | 0 | 0 | 0 | 0 | 0
Geo | 0 | 0 | 0 | 0 | 0 | 0
H | 0 | 0 | 0 | 0 | 0 | 0
LFG | 0 | 0 | 0 | 0 | 0 | 0
Nuc | 0 | 0 | 0 | 0 | 0 | 0
PS | 0 | 0 | 0 | 0 | 0 | 0
PV | 0 | 0 | 0 | 0 | 0 | 0
PeakG | 0 | 0 | 0 | 0 | 0 | 0
PeakO | 0 | 0 | 0 | 0 | 0 | 0
ST | 0 | 0 | 0 | 0 | 0 | 0
STOG | 0 | 0 | 0 | 0 | 0 | 0
STWD | 0 | 0 | 0 | 0 | 0 | 0
WT | 0 | 0 | 0 | 0 | 0 | 0
IGCC | 0 | 0 | 0 | 0 | 0 | 0
DemandResponse | 0 | 0 | 0 | 0 | 0 | 0
IGCC-CCS | 0 | 0 | 0 | 0 | 0 | 0.03
WT_off | 0 | 0 | 0 | 0 | 0 | 0
PseudoUnit | 0 | 0 | 0 | 0 | 0 | 0
FixedInterchange | 0 | 0 | 0 | 0 | 0 | 0
NOx Emissions (MMshortTons): NWPP_Coal
ReportingType | 2015 | 2020 | 2025 | 2030 | 2035 | 2040
BM | 0 | 0 | 0 | 0 | 0 | 0
CC | 0 | 0 | 0 | 0 | 0 | 0
CSP | 0 | 0 | 0 | 0 | 0 | 0
CT | 0 | 0 | 0 | 0 | 0 | 0
Coal | 0.08 | 0.05 | 0 | 0 | 0 | 0
Geo | 0 | 0 | 0 | 0 | 0 | 0
H | 0 | 0 | 0 | 0 | 0 | 0
LFG | 0 | 0 | 0 | 0 | 0 | 0
Nuc | 0 | 0 | 0 | 0 | 0 | 0
PS | 0 | 0 | 0 | 0 | 0 | 0
PV | 0 | 0 | 0 | 0 | 0 | 0
PeakG | 0 | 0 | 0 | 0 | 0 | 0
PeakO | 0 | 0 | 0 | 0 | 0 | 0
ST | 0 | 0 | 0 | 0 | 0 | 0
STOG | 0 | 0 | 0 | 0 | 0 | 0
STWD | 0 | 0 | 0 | 0 | 0 | 0
WT | 0 | 0 | 0 | 0 | 0 | 0
IGCC | 0 | 0 | 0 | 0 | 0 | 0
DemandResponse | 0 | 0 | 0 | 0 | 0 | 0
IGCC-CCS | 0 | 0 | 0 | 0 | 0 | 0
WT_off | 0 | 0 | 0 | 0 | 0 | 0
PseudoUnit | 0 | 0 | 0 | 0 | 0 | 0
FixedInterchange | 0 | 0 | 0 | 0 | 0 | 0
NOx Emissions (MMshortTons): NWPP_Gas
ReportingType | 2015 | 2020 | 2025 | 2030 | 2035 | 2040
BM | 0 | 0 | 0 | 0 | 0 | 0
CC | 0 | 0.01 | 0.01 | 0.01 | 0 | 0
CSP | 0 | 0 | 0 | 0 | 0 | 0
CT | 0 | 0 | 0 | 0 | 0 | 0
Coal | 0 | 0 | 0 | 0 | 0 | 0
Geo | 0 | 0 | 0 | 0 | 0 | 0
H | 0 | 0 | 0 | 0 | 0 | 0
LFG | 0 | 0 | 0 | 0 | 0 | 0
Nuc | 0 | 0 | 0 | 0 | 0 | 0
PS | 0 | 0 | 0 | 0 | 0 | 0
PV | 0 | 0 | 0 | 0 | 0 | 0
PeakG | 0 | 0 | 0 | 0 | 0 | 0
PeakO | 0 | 0 | 0 | 0 | 0 | 0
ST | 0 | 0 | 0 | 0 | 0 | 0
STOG | 0 | 0 | 0 | 0 | 0 | 0
STWD | 0 | 0 | 0 | 0 | 0 | 0
WT | 0 | 0 | 0 | 0 | 0 | 0
IGCC | 0 | 0 | 0 | 0 | 0 | 0
DemandResponse | 0 | 0 | 0 | 0 | 0 | 0
IGCC-CCS | 0 | 0 | 0 | 0 | 0 | 0.01
WT_off | 0 | 0 | 0 | 0 | 0 | 0
PseudoUnit | 0 | 0 | 0 | 0 | 0 | 0
FixedInterchange | 0 | 0 | 0 | 0 | 0 | 0
NOx Emissions (MMshortTons): NWPP_NucRenew
ReportingType | 2015 | 2020 | 2025 | 2030 | 2035 | 2040
BM | 0 | 0 | 0 | 0 | 0 | 0
CC | 0 | 0 | 0 | 0 | 0 | 0
CSP | 0 | 0 | 0 | 0 | 0 | 0
CT | 0 | 0 | 0 | 0 | 0 | 0
Coal | 0 | 0 | 0 | 0 | 0 | 0
Geo | 0 | 0 | 0 | 0 | 0 | 0
H | 0 | 0 | 0 | 0 | 0 | 0
LFG | 0 | 0 | 0 | 0 | 0 | 0
Nuc | 0 | 0 | 0 | 0 | 0 | 0
PS | 0 | 0 | 0 | 0 | 0 | 0
PV | 0 | 0 | 0 | 0 | 0 | 0
PeakG | 0 | 0 | 0 | 0 | 0 | 0
PeakO | 0 | 0 | 0 | 0 | 0 | 0
ST | 0 | 0 | 0 | 0 | 0 | 0
STOG | 0 | 0 | 0 | 0 | 0 | 0
STWD | 0 | 0 | 0 | 0 | 0 | 0
WT | 0 | 0 | 0 | 0 | 0 | 0
IGCC | 0 | 0 | 0 | 0 | 0 | 0
DemandResponse | 0 | 0 | 0 | 0 | 0 | 0
IGCC-CCS | 0 | 0 | 0 | 0 | 0 | 0
WT_off | 0 | 0 | 0 | 0 | 0 | 0
PseudoUnit | 0 | 0 | 0 | 0 | 0 | 0
FixedInterchange | 0 | 0 | 0 | 0 | 0 | 0
NOx Emissions (MMshortTons): RMPA
ReportingType | 2015 | 2020 | 2025 | 2030 | 2035 | 2040
BM | 0 | 0 | 0 | 0 | 0 | 0
CC | 0 | 0 | 0 | 0 | 0 | 0
CSP | 0 | 0 | 0 | 0 | 0 | 0
CT | 0 | 0 | 0 | 0 | 0 | 0
Coal | 0.06 | 0.04 | 0 | 0 | 0 | 0
Geo | 0 | 0 | 0 | 0 | 0 | 0
H | 0 | 0 | 0 | 0 | 0 | 0
LFG | 0 | 0 | 0 | 0 | 0 | 0
Nuc | 0 | 0 | 0 | 0 | 0 | 0
PS | 0 | 0 | 0 | 0 | 0 | 0
PV | 0 | 0 | 0 | 0 | 0 | 0
PeakG | 0 | 0 | 0 | 0 | 0 | 0
PeakO | 0 | 0 | 0 | 0 | 0 | 0
ST | 0 | 0 | 0 | 0 | 0 | 0
STOG | 0 | 0 | 0 | 0 | 0 | 0
STWD | 0 | 0 | 0 | 0 | 0 | 0
WT | 0 | 0 | 0 | 0 | 0 | 0
IGCC | 0 | 0 | 0 | 0 | 0 | 0
DemandResponse | 0 | 0 | 0 | 0 | 0 | 0
IGCC-CCS | 0 | 0 | 0 | 0 | 0 | 0.01
WT_off | 0 | 0 | 0 | 0 | 0 | 0
PseudoUnit | 0 | 0 | 0 | 0 | 0 | 0
FixedInterchange | 0 | 0 | 0 | 0 | 0 | 0
NOx Emissions (MMshortTons): SP15
ReportingType | 2015 | 2020 | 2025 | 2030 | 2035 | 2040
BM | 0 | 0 | 0 | 0 | 0 | 0
CC | 0 | 0.01 | 0.01 | 0.01 | 0.01 | 0
CSP | 0 | 0 | 0 | 0 | 0 | 0
CT | 0 | 0 | 0 | 0 | 0 | 0
Coal | 0 | 0 | 0 | 0 | 0 | 0
Geo | 0 | 0 | 0 | 0 | 0 | 0
H | 0 | 0 | 0 | 0 | 0 | 0
LFG | 0 | 0 | 0 | 0 | 0 | 0
Nuc | 0 | 0 | 0 | 0 | 0 | 0
PS | 0 | 0 | 0 | 0 | 0 | 0
PV | 0 | 0 | 0 | 0 | 0 | 0
PeakG | 0 | 0 | 0 | 0 | 0 | 0
PeakO | 0 | 0 | 0 | 0 | 0 | 0
ST | 0 | 0 | 0 | 0 | 0 | 0
STOG | 0 | 0 | 0 | 0 | 0 | 0
STWD | 0 | 0 | 0 | 0 | 0 | 0
WT | 0 | 0 | 0 | 0 | 0 | 0
IGCC | 0 | 0 | 0 | 0 | 0 | 0
DemandResponse | 0 | 0 | 0 | 0 | 0 | 0
IGCC-CCS | 0 | 0 | 0 | 0 | 0.01 | 0.04
WT_off | 0 | 0 | 0 | 0 | 0 | 0
PseudoUnit | 0 | 0 | 0 | 0 | 0 | 0
FixedInterchange | 0 | 0 | 0 | 0 | 0 | 0
NOx Emissions (MMshortTons): ALB
ReportingType | 2015 | 2020 | 2025 | 2030 | 2035 | 2040
BM | 0 | 0 | 0 | 0 | 0 | 0
CC | 0 | 0 | 0 | 0 | 0 | 0
CSP | 0 | 0 | 0 | 0 | 0 | 0
CT | 0 | 0 | 0 | 0 | 0 | 0
Coal | 0.01 | 0.01 | 0.01 | 0 | 0 | 0
Geo | 0 | 0 | 0 | 0 | 0 | 0
H | 0 | 0 | 0 | 0 | 0 | 0
LFG | 0 | 0 | 0 | 0 | 0 | 0
Nuc | 0 | 0 | 0 | 0 | 0 | 0
PS | 0 | 0 | 0 | 0 | 0 | 0
PV | 0 | 0 | 0 | 0 | 0 | 0
PeakG | 0 | 0 | 0 | 0 | 0 | 0
PeakO | 0 | 0 | 0 | 0 | 0 | 0
ST | 0 | 0 | 0 | 0 | 0 | 0
STOG | 0 | 0 | 0 | 0 | 0 | 0
STWD | 0 | 0 | 0 | 0 | 0 | 0
WT | 0 | 0 | 0 | 0 | 0 | 0
IGCC | 0 | 0 | 0 | 0 | 0 | 0
DemandResponse | 0 | 0 | 0 | 0 | 0 | 0
IGCC-CCS | 0 | 0 | 0 | 0 | 0 | 0
WT_off | 0 | 0 | 0 | 0 | 0 | 0
PseudoUnit | 0 | 0 | 0 | 0 | 0 | 0
FixedInterchange | 0 | 0 | 0 | 0 | 0 | 0
NOx Emissions (MMshortTons): BC
ReportingType | 2015 | 2020 | 2025 | 2030 | 2035 | 2040
BM | 0 | 0 | 0 | 0 | 0 | 0
CC | 0 | 0 | 0 | 0 | 0 | 0
CSP | 0 | 0 | 0 | 0 | 0 | 0
CT | 0 | 0 | 0 | 0 | 0 | 0
Coal | 0 | 0 | 0 | 0 | 0 | 0
Geo | 0 | 0 | 0 | 0 | 0 | 0
H | 0 | 0 | 0 | 0 | 0 | 0
LFG | 0 | 0 | 0 | 0 | 0 | 0
Nuc | 0 | 0 | 0 | 0 | 0 | 0
PS | 0 | 0 | 0 | 0 | 0 | 0
PV | 0 | 0 | 0 | 0 | 0 | 0
PeakG | 0 | 0 | 0 | 0 | 0 | 0
PeakO | 0 | 0 | 0 | 0 | 0 | 0
ST | 0 | 0 | 0 | 0 | 0 | 0
STOG | 0 | 0 | 0 | 0 | 0 | 0
STWD | 0 | 0 | 0 | 0 | 0 | 0
WT | 0 | 0 | 0 | 0 | 0 | 0
IGCC | 0 | 0 | 0 | 0 | 0 | 0
DemandResponse | 0 | 0 | 0 | 0 | 0 | 0
IGCC-CCS | 0 | 0 | 0 | 0 | 0 | 0
WT_off | 0 | 0 | 0 | 0 | 0 | 0
PseudoUnit | 0 | 0 | 0 | 0 | 0 | 0
FixedInterchange | 0 | 0 | 0 | 0 | 0 | 0
NOx Emissions (MMshortTons): HQ_IESO
ReportingType | 2015 | 2020 | 2025 | 2030 | 2035 | 2040
BM | 0 | 0 | 0 | 0 | 0 | 0
CC | 0 | 0 | 0 | 0 | 0 | 0
CSP | 0 | 0 | 0 | 0 | 0 | 0
CT | 0 | 0 | 0 | 0 | 0 | 0
Coal | 0 | 0 | 0 | 0 | 0 | 0
Geo | 0 | 0 | 0 | 0 | 0 | 0
H | 0 | 0 | 0 | 0 | 0 | 0
LFG | 0 | 0 | 0 | 0 | 0 | 0
Nuc | 0 | 0 | 0 | 0 | 0 | 0
PS | 0 | 0 | 0 | 0 | 0 | 0
PV | 0 | 0 | 0 | 0 | 0 | 0
PeakG | 0 | 0 | 0 | 0 | 0 | 0
PeakO | 0 | 0 | 0 | 0 | 0 | 0
ST | 0 | 0 | 0 | 0 | 0 | 0
STOG | 0 | 0 | 0 | 0 | 0 | 0
STWD | 0 | 0 | 0 | 0 | 0 | 0
WT | 0 | 0 | 0 | 0 | 0 | 0
IGCC | 0 | 0 | 0 | 0 | 0 | 0
DemandResponse | 0 | 0 | 0 | 0 | 0 | 0
IGCC-CCS | 0 | 0 | 0 | 0 | 0 | 0
WT_off | 0 | 0 | 0 | 0 | 0 | 0
PseudoUnit | 0 | 0 | 0 | 0 | 0 | 0
FixedInterchange | 0 | 0 | 0 | 0 | 0 | 0
NOx Emissions (MMshortTons): HQ_NEISO
ReportingType | 2015 | 2020 | 2025 | 2030 | 2035 | 2040
BM | 0 | 0 | 0 | 0 | 0 | 0
CC | 0 | 0 | 0 | 0 | 0 | 0
CSP | 0 | 0 | 0 | 0 | 0 | 0
CT | 0 | 0 | 0 | 0 | 0 | 0
Coal | 0 | 0 | 0 | 0 | 0 | 0
Geo | 0 | 0 | 0 | 0 | 0 | 0
H | 0 | 0 | 0 | 0 | 0 | 0
LFG | 0 | 0 | 0 | 0 | 0 | 0
Nuc | 0 | 0 | 0 | 0 | 0 | 0
PS | 0 | 0 | 0 | 0 | 0 | 0
PV | 0 | 0 | 0 | 0 | 0 | 0
PeakG | 0 | 0 | 0 | 0 | 0 | 0
PeakO | 0 | 0 | 0 | 0 | 0 | 0
ST | 0 | 0 | 0 | 0 | 0 | 0
STOG | 0 | 0 | 0 | 0 | 0 | 0
STWD | 0 | 0 | 0 | 0 | 0 | 0
WT | 0 | 0 | 0 | 0 | 0 | 0
IGCC | 0 | 0 | 0 | 0 | 0 | 0
DemandResponse | 0 | 0 | 0 | 0 | 0 | 0
IGCC-CCS | 0 | 0 | 0 | 0 | 0 | 0
WT_off | 0 | 0 | 0 | 0 | 0 | 0
PseudoUnit | 0 | 0 | 0 | 0 | 0 | 0
FixedInterchange | 0 | 0 | 0 | 0 | 0 | 0
NOx Emissions (MMshortTons): HQ_NY
ReportingType | 2015 | 2020 | 2025 | 2030 | 2035 | 2040
BM | 0 | 0 | 0 | 0 | 0 | 0
CC | 0 | 0 | 0 | 0 | 0 | 0
CSP | 0 | 0 | 0 | 0 | 0 | 0
CT | 0 | 0 | 0 | 0 | 0 | 0
Coal | 0 | 0 | 0 | 0 | 0 | 0
Geo | 0 | 0 | 0 | 0 | 0 | 0
H | 0 | 0 | 0 | 0 | 0 | 0
LFG | 0 | 0 | 0 | 0 | 0 | 0
Nuc | 0 | 0 | 0 | 0 | 0 | 0
PS | 0 | 0 | 0 | 0 | 0 | 0
PV | 0 | 0 | 0 | 0 | 0 | 0
PeakG | 0 | 0 | 0 | 0 | 0 | 0
PeakO | 0 | 0 | 0 | 0 | 0 | 0
ST | 0 | 0 | 0 | 0 | 0 | 0
STOG | 0 | 0 | 0 | 0 | 0 | 0
STWD | 0 | 0 | 0 | 0 | 0 | 0
WT | 0 | 0 | 0 | 0 | 0 | 0
IGCC | 0 | 0 | 0 | 0 | 0 | 0
DemandResponse | 0 | 0 | 0 | 0 | 0 | 0
IGCC-CCS | 0 | 0 | 0 | 0 | 0 | 0
WT_off | 0 | 0 | 0 | 0 | 0 | 0
PseudoUnit | 0 | 0 | 0 | 0 | 0 | 0
FixedInterchange | 0 | 0 | 0 | 0 | 0 | 0
NOx Emissions (MMshortTons): MARITIMES
ReportingType | 2015 | 2020 | 2025 | 2030 | 2035 | 2040
BM | 0 | 0 | 0 | 0 | 0 | 0
CC | 0 | 0 | 0 | 0 | 0 | 0
CSP | 0 | 0 | 0 | 0 | 0 | 0
CT | 0 | 0 | 0 | 0 | 0 | 0
Coal | 0 | 0 | 0 | 0 | 0 | 0
Geo | 0 | 0 | 0 | 0 | 0 | 0
H | 0 | 0 | 0 | 0 | 0 | 0
LFG | 0 | 0 | 0 | 0 | 0 | 0
Nuc | 0 | 0 | 0 | 0 | 0 | 0
PS | 0 | 0 | 0 | 0 | 0 | 0
PV | 0 | 0 | 0 | 0 | 0 | 0
PeakG | 0 | 0 | 0 | 0 | 0 | 0
PeakO | 0 | 0 | 0 | 0 | 0 | 0
ST | 0 | 0 | 0 | 0 | 0 | 0
STOG | 0 | 0 | 0 | 0 | 0 | 0
STWD | 0 | 0 | 0 | 0 | 0 | 0
WT | 0 | 0 | 0 | 0 | 0 | 0
IGCC | 0 | 0 | 0 | 0 | 0 | 0
DemandResponse | 0 | 0 | 0 | 0 | 0 | 0
IGCC-CCS | 0 | 0 | 0 | 0 | 0 | 0
WT_off | 0 | 0 | 0 | 0 | 0 | 0
PseudoUnit | 0 | 0 | 0 | 0 | 0 | 0
FixedInterchange | 0 | 0 | 0 | 0 | 0 | 0
NOx Emissions (MMshortTons): All
ReportingType | 2015 | 2020 | 2025 | 2030 | 2035 | 2040
BM | 0 | 0 | 0 | 0 | 0 | 0
CC | 0.11 | 0.15 | 0.15 | 0.13 | 0.08 | 0.05
CSP | 0 | 0 | 0 | 0 | 0 | 0
CT | 0 | 0 | 0 | 0 | 0 | 0
Coal | 1 | 0.29 | 0.03 | 0.03 | 0.09 | 0.11
Geo | 0 | 0 | 0 | 0 | 0 | 0
H | 0 | 0 | 0 | 0 | 0 | 0
LFG | 0 | 0 | 0 | 0 | 0 | 0
Nuc | 0 | 0 | 0 | 0 | 0 | 0
PS | 0 | 0 | 0 | 0 | 0 | 0
PV | 0 | 0 | 0 | 0 | 0 | 0
PeakG | 0 | 0 | 0 | 0 | 0 | 0
PeakO | 0 | 0 | 0 | 0 | 0 | 0
ST | 0 | 0 | 0 | 0 | 0 | 0
STOG | 0.01 | 0.01 | 0.01 | 0.01 | 0 | 0
STWD | 0 | 0 | 0 | 0 | 0 | 0
WT | 0 | 0 | 0 | 0 | 0 | 0
IGCC | 0 | 0 | 0 | 0 | 0 | 0
DemandResponse | 0 | 0 | 0 | 0 | 0 | 0
IGCC-CCS | 0 | 0 | 0 | 0 | 0.01 | 0.11
WT_off | 0 | 0 | 0 | 0 | 0 | 0
PseudoUnit | 0 | 0 | 0 | 0 | 0 | 0
FixedInterchange | 0 | 0 | 0 | 0 | 0 | 0
NOx Emissions (MMshortTons): EI_US
ReportingType | 2015 | 2020 | 2025 | 2030 | 2035 | 2040
BM | 0 | 0 | 0 | 0 | 0 | 0
CC | 0.08 | 0.1 | 0.1 | 0.09 | 0.05 | 0.03
CSP | 0 | 0 | 0 | 0 | 0 | 0
CT | 0 | 0 | 0 | 0 | 0 | 0
Coal | 0.75 | 0.13 | 0.02 | 0.03 | 0.09 | 0.1
Geo | 0 | 0 | 0 | 0 | 0 | 0
H | 0 | 0 | 0 | 0 | 0 | 0
LFG | 0 | 0 | 0 | 0 | 0 | 0
Nuc | 0 | 0 | 0 | 0 | 0 | 0
PS | 0 | 0 | 0 | 0 | 0 | 0
PV | 0 | 0 | 0 | 0 | 0 | 0
PeakG | 0 | 0 | 0 | 0 | 0 | 0
PeakO | 0 | 0 | 0 | 0 | 0 | 0
ST | 0 | 0 | 0 | 0 | 0 | 0
STOG | 0.01 | 0 | 0 | 0 | 0 | 0
STWD | 0 | 0 | 0 | 0 | 0 | 0
WT | 0 | 0 | 0 | 0 | 0 | 0
IGCC | 0 | 0 | 0 | 0 | 0 | 0
DemandResponse | 0 | 0 | 0 | 0 | 0 | 0
IGCC-CCS | 0 | 0 | 0 | 0 | 0 | 0.02
WT_off | 0 | 0 | 0 | 0 | 0 | 0
PseudoUnit | 0 | 0 | 0 | 0 | 0 | 0
FixedInterchange | 0 | 0 | 0 | 0 | 0 | 0
NOx Emissions (MMshortTons): EI_Canada
ReportingType | 2015 | 2020 | 2025 | 2030 | 2035 | 2040
BM | 0 | 0 | 0 | 0 | 0 | 0
CC | 0 | 0 | 0 | 0 | 0 | 0
CSP | 0 | 0 | 0 | 0 | 0 | 0
CT | 0 | 0 | 0 | 0 | 0 | 0
Coal | 0 | 0 | 0 | 0 | 0 | 0
Geo | 0 | 0 | 0 | 0 | 0 | 0
H | 0 | 0 | 0 | 0 | 0 | 0
LFG | 0 | 0 | 0 | 0 | 0 | 0
Nuc | 0 | 0 | 0 | 0 | 0 | 0
PS | 0 | 0 | 0 | 0 | 0 | 0
PV | 0 | 0 | 0 | 0 | 0 | 0
PeakG | 0 | 0 | 0 | 0 | 0 | 0
PeakO | 0 | 0 | 0 | 0 | 0 | 0
ST | 0 | 0 | 0 | 0 | 0 | 0
STOG | 0 | 0 | 0 | 0 | 0 | 0
STWD | 0 | 0 | 0 | 0 | 0 | 0
WT | 0 | 0 | 0 | 0 | 0 | 0
IGCC | 0 | 0 | 0 | 0 | 0 | 0
DemandResponse | 0 | 0 | 0 | 0 | 0 | 0
IGCC-CCS | 0 | 0 | 0 | 0 | 0 | 0
WT_off | 0 | 0 | 0 | 0 | 0 | 0
PseudoUnit | 0 | 0 | 0 | 0 | 0 | 0
FixedInterchange | 0 | 0 | 0 | 0 | 0 | 0
NOx Emissions (MMshortTons): EI
ReportingType | 2015 | 2020 | 2025 | 2030 | 2035 | 2040
BM | 0 | 0 | 0 | 0 | 0 | 0
CC | 0.08 | 0.1 | 0.1 | 0.09 | 0.05 | 0.03
CSP | 0 | 0 | 0 | 0 | 0 | 0
CT | 0 | 0 | 0 | 0 | 0 | 0
Coal | 0.75 | 0.13 | 0.02 | 0.03 | 0.09 | 0.1
Geo | 0 | 0 | 0 | 0 | 0 | 0
H | 0 | 0 | 0 | 0 | 0 | 0
LFG | 0 | 0 | 0 | 0 | 0 | 0
Nuc | 0 | 0 | 0 | 0 | 0 | 0
PS | 0 | 0 | 0 | 0 | 0 | 0
PV | 0 | 0 | 0 | 0 | 0 | 0
PeakG | 0 | 0 | 0 | 0 | 0 | 0
PeakO | 0 | 0 | 0 | 0 | 0 | 0
ST | 0 | 0 | 0 | 0 | 0 | 0
STOG | 0.01 | 0 | 0 | 0 | 0 | 0
STWD | 0 | 0 | 0 | 0 | 0 | 0
WT | 0 | 0 | 0 | 0 | 0 | 0
IGCC | 0 | 0 | 0 | 0 | 0 | 0
DemandResponse | 0 | 0 | 0 | 0 | 0 | 0
IGCC-CCS | 0 | 0 | 0 | 0 | 0 | 0.02
WT_off | 0 | 0 | 0 | 0 | 0 | 0
PseudoUnit | 0 | 0 | 0 | 0 | 0 | 0
FixedInterchange | 0 | 0 | 0 | 0 | 0 | 0
NOx Emissions (MMshortTons): Outside_EI
ReportingType | 2015 | 2020 | 2025 | 2030 | 2035 | 2040
BM | 0 | 0 | 0 | 0 | 0 | 0
CC | 0.04 | 0.04 | 0.05 | 0.04 | 0.03 | 0.01
CSP | 0 | 0 | 0 | 0 | 0 | 0
CT | 0 | 0 | 0 | 0 | 0 | 0
Coal | 0.25 | 0.16 | 0.01 | 0 | 0 | 0
Geo | 0 | 0 | 0 | 0 | 0 | 0
H | 0 | 0 | 0 | 0 | 0 | 0
LFG | 0 | 0 | 0 | 0 | 0 | 0
Nuc | 0 | 0 | 0 | 0 | 0 | 0
PS | 0 | 0 | 0 | 0 | 0 | 0
PV | 0 | 0 | 0 | 0 | 0 | 0
PeakG | 0 | 0 | 0 | 0 | 0 | 0
PeakO | 0 | 0 | 0 | 0 | 0 | 0
ST | 0 | 0 | 0 | 0 | 0 | 0
STOG | 0 | 0 | 0 | 0 | 0 | 0
STWD | 0 | 0 | 0 | 0 | 0 | 0
WT | 0 | 0 | 0 | 0 | 0 | 0
IGCC | 0 | 0 | 0 | 0 | 0 | 0
DemandResponse | 0 | 0 | 0 | 0 | 0 | 0
IGCC-CCS | 0 | 0 | 0 | 0 | 0.01 | 0.09
WT_off | 0 | 0 | 0 | 0 | 0 | 0
PseudoUnit | 0 | 0 | 0 | 0 | 0 | 0
FixedInterchange | 0 | 0 | 0 | 0 | 0 | 0
CO2 Emissions (MMshortTons): Entergy
ReportingType | 2015 | 2020 | 2025 | 2030 | 2035 | 2040
BM | 0 | 0 | 0 | 0 | 0 | 0
CC | 32.48 | 41.28 | 28.66 | 22.15 | 11.64 | 8.49
CSP | 0 | 0 | 0 | 0 | 0 | 0
CT | 0 | 0 | 0 | 0 | 0 | 0
Coal | 60.58 | 4.81 | 0.48 | 0 | 0 | 0
Geo | 0 | 0 | 0 | 0 | 0 | 0
H | 0 | 0 | 0 | 0 | 0 | 0
LFG | 0 | 0 | 0 | 0 | 0 | 0
Nuc | 0 | 0 | 0 | 0 | 0 | 0
PS | 0 | 0 | 0 | 0 | 0 | 0
PV | 0 | 0 | 0 | 0 | 0 | 0
PeakG | 0 | 0 | 0 | 0 | 0 | 0
PeakO | 0 | 0 | 0 | 0 | 0 | 0
ST | 0 | 0 | 0 | 0 | 0 | 0
STOG | 0.22 | 0.22 | 0.21 | 0.21 | 0.08 | 0.01
STWD | 0 | 0 | 0 | 0 | 0 | 0
WT | 0 | 0 | 0 | 0 | 0 | 0
IGCC | 0 | 0 | 0 | 0 | 0 | 0
DemandResponse | 0 | 0 | 0 | 0 | 0 | 0
IGCC-CCS | 0 | 0 | 0 | 0 | 0 | 0
WT_off | 0 | 0 | 0 | 0 | 0 | 0
PseudoUnit | 0 | 0 | 0 | 0 | 0 | 0
FixedInterchange | 0 | 0 | 0 | 0 | 0 | 0
CO2 Emissions (MMshortTons): FRCC
ReportingType | 2015 | 2020 | 2025 | 2030 | 2035 | 2040
BM | 0 | 0 | 0 | 0 | 0 | 0
CC | 79.17 | 87.41 | 84.4 | 73.76 | 33.38 | 24.35
CSP | 0 | 0 | 0 | 0 | 0 | 0
CT | 0.31 | 0.31 | 0.31 | 0.3 | 0 | 0
Coal | 18.82 | 6.61 | 1.25 | 0.18 | 0.7 | 0.85
Geo | 0 | 0 | 0 | 0 | 0 | 0
H | 0 | 0 | 0 | 0 | 0 | 0
LFG | 0 | 0 | 0 | 0 | 0 | 0
Nuc | 0 | 0 | 0 | 0 | 0 | 0
PS | 0 | 0 | 0 | 0 | 0 | 0
PV | 0 | 0 | 0 | 0 | 0 | 0
PeakG | 0.21 | 0.22 | 0.33 | 0.12 | 0.07 | 0.05
PeakO | 0 | 0 | 0 | 0 | 0 | 0
ST | 0 | 0 | 0 | 0 | 0 | 0
STOG | 0 | 0 | 0 | 0 | 0 | 0
STWD | 0 | 0 | 0 | 0 | 0 | 0
WT | 0 | 0 | 0 | 0 | 0 | 0
IGCC | 0 | 0 | 0 | 0 | 0 | 0
DemandResponse | 0 | 0 | 0 | 0 | 0 | 0
IGCC-CCS | 0 | 0 | 0 | 0 | 0 | 0
WT_off | 0 | 0 | 0 | 0 | 0 | 0
PseudoUnit | 0 | 0 | 0 | 0 | 0 | 0
FixedInterchange | 0 | 0 | 0 | 0 | 0 | 0
CO2 Emissions (MMshortTons): MAPP_US
ReportingType | 2015 | 2020 | 2025 | 2030 | 2035 | 2040
BM | 0 | 0 | 0 | 0 | 0 | 0
CC | 0.41 | 0.09 | 0.4 | 0.35 | 0.17 | 0.14
CSP | 0 | 0 | 0 | 0 | 0 | 0
CT | 0 | 0 | 0 | 0.01 | 0 | 0
Coal | 15.1 | 4.94 | 0.52 | 0 | 0 | 0
Geo | 0 | 0 | 0 | 0 | 0 | 0
H | 0 | 0 | 0 | 0 | 0 | 0
LFG | 0 | 0 | 0 | 0 | 0 | 0
Nuc | 0 | 0 | 0 | 0 | 0 | 0
PS | 0 | 0 | 0 | 0 | 0 | 0
PV | 0 | 0 | 0 | 0 | 0 | 0
PeakG | 0.05 | 0.03 | 0.02 | 0.12 | 0.03 | 0.03
PeakO | 0 | 0 | 0 | 0 | 0 | 0
ST | 0 | 0 | 0 | 0 | 0 | 0
STOG | 0 | 0 | 0 | 0 | 0 | 0
STWD | 0 | 0 | 0 | 0 | 0 | 0
WT | 0 | 0 | 0 | 0 | 0 | 0
IGCC | 0 | 0 | 0 | 0 | 0 | 0
DemandResponse | 0 | 0 | 0 | 0 | 0 | 0
IGCC-CCS | 0 | 0 | 0 | 0 | 0 | 0
WT_off | 0 | 0 | 0 | 0 | 0 | 0
PseudoUnit | 0 | 0 | 0 | 0 | 0 | 0
FixedInterchange | 0 | 0 | 0 | 0 | 0 | 0
CO2 Emissions (MMshortTons): MISO_IN
ReportingType | 2015 | 2020 | 2025 | 2030 | 2035 | 2040
BM | 0 | 0 | 0 | 0 | 0 | 0
CC | 5.49 | 45.1 | 46.51 | 27.45 | 12.79 | 6.03
CSP | 0 | 0 | 0 | 0 | 0 | 0
CT | 0 | 0 | 0 | 0 | 0 | 0
Coal | 67.18 | 23.93 | 3.66 | 0.62 | 2.41 | 3.02
Geo | 0 | 0 | 0 | 0 | 0 | 0
H | 0 | 0 | 0 | 0 | 0 | 0
LFG | 0 | 0 | 0 | 0 | 0 | 0
Nuc | 0 | 0 | 0 | 0 | 0 | 0
PS | 0 | 0 | 0 | 0 | 0 | 0
PV | 0 | 0 | 0 | 0 | 0 | 0
PeakG | 0 | 0 | 0 | 0 | 0 | 0
PeakO | 0 | 0 | 0 | 0 | 0 | 0
ST | 0 | 0 | 0 | 0 | 0 | 0
STOG | 0.02 | 0.02 | 0 | 0 | 0 | 0
STWD | 0 | 0 | 0 | 0 | 0 | 0
WT | 0 | 0 | 0 | 0 | 0 | 0
IGCC | 4.15 | 4.15 | 0.65 | 0 | 0 | 0
DemandResponse | 0 | 0 | 0 | 0 | 0 | 0
IGCC-CCS | 0 | 0 | 0 | 0 | 0 | 0
WT_off | 0 | 0 | 0 | 0 | 0 | 0
PseudoUnit | 0 | 0 | 0 | 0 | 0 | 0
FixedInterchange | 0 | 0 | 0 | 0 | 0 | 0
CO2 Emissions (MMshortTons): MISO_MI
ReportingType | 2015 | 2020 | 2025 | 2030 | 2035 | 2040
BM | 0 | 0 | 0 | 0 | 0 | 0
CC | 11.66 | 22.25 | 23.83 | 18.24 | 7.95 | 2.47
CSP | 0 | 0 | 0 | 0 | 0 | 0
CT | 0 | 0 | 0 | 0 | 0 | 0
Coal | 33.89 | 1.62 | 0.59 | 0.08 | 0.26 | 0.75
Geo | 0 | 0 | 0 | 0 | 0 | 0
H | 0 | 0 | 0 | 0 | 0 | 0
LFG | 0 | 0 | 0 | 0 | 0 | 0
Nuc | 0 | 0 | 0 | 0 | 0 | 0
PS | 0 | 0 | 0 | 0 | 0 | 0
PV | 0 | 0 | 0 | 0 | 0 | 0
PeakG | 0 | 0 | 0 | 0 | 0 | 0
PeakO | 0 | 0 | 0 | 0 | 0 | 0
ST | 0 | 0 | 0 | 0 | 0 | 0
STOG | 0.16 | 0.03 | 0 | 0 | 0 | 0
STWD | 0 | 0 | 0 | 0 | 0 | 0
WT | 0 | 0 | 0 | 0 | 0 | 0
IGCC | 0 | 0 | 0 | 0 | 0 | 0
DemandResponse | 0 | 0 | 0 | 0 | 0 | 0
IGCC-CCS | 0 | 0 | 0 | 0 | 0 | 0
WT_off | 0 | 0 | 0 | 0 | 0 | 0
PseudoUnit | 0 | 0 | 0 | 0 | 0 | 0
FixedInterchange | 0 | 0 | 0 | 0 | 0 | 0
CO2 Emissions (MMshortTons): MISO_MO-IL
ReportingType | 2015 | 2020 | 2025 | 2030 | 2035 | 2040
BM | 0 | 0 | 0 | 0 | 0 | 0
CC | 1.18 | 15.6 | 11.6 | 6.51 | 2.31 | 2.22
CSP | 0 | 0 | 0 | 0 | 0 | 0
CT | 0 | 0 | 0 | 0 | 0 | 0
Coal | 81.1 | 16.16 | 2.42 | 0.18 | 0.56 | 0.71
Geo | 0 | 0 | 0 | 0 | 0 | 0
H | 0 | 0 | 0 | 0 | 0 | 0
LFG | 0 | 0 | 0 | 0 | 0 | 0
Nuc | 0 | 0 | 0 | 0 | 0 | 0
PS | 0 | 0 | 0 | 0 | 0 | 0
PV | 0 | 0 | 0 | 0 | 0 | 0
PeakG | 0.17 | 0.16 | 0 | 0 | 0 | 0
PeakO | 0 | 0 | 0 | 0 | 0 | 0
ST | 0 | 0 | 0 | 0 | 0 | 0
STOG | 0 | 0 | 0 | 0 | 0 | 0
STWD | 0 | 0 | 0 | 0 | 0 | 0
WT | 0 | 0 | 0 | 0 | 0 | 0
IGCC | 0 | 0 | 0 | 0 | 0 | 0
DemandResponse | 0 | 0 | 0 | 0 | 0 | 0
IGCC-CCS | 0 | 0 | 0 | 0 | 0 | 0
WT_off | 0 | 0 | 0 | 0 | 0 | 0
PseudoUnit | 0 | 0 | 0 | 0 | 0 | 0
FixedInterchange | 0 | 0 | 0 | 0 | 0 | 0
CO2 Emissions (MMshortTons): MISO_W
ReportingType | 2015 | 2020 | 2025 | 2030 | 2035 | 2040
BM | 0 | 0 | 0 | 0 | 0 | 0
CC | 3.69 | 5.28 | 3 | 1.79 | 1.03 | 0.87
CSP | 0 | 0 | 0 | 0 | 0 | 0
CT | 0 | 0 | 0 | 0 | 0 | 0
Coal | 80.5 | 24.47 | 1.89 | 0.45 | 0.51 | 0.55
Geo | 0 | 0 | 0 | 0 | 0 | 0
H | 0 | 0 | 0 | 0 | 0 | 0
LFG | 0 | 0 | 0 | 0 | 0 | 0
Nuc | 0 | 0 | 0 | 0 | 0 | 0
PS | 0 | 0 | 0 | 0 | 0 | 0
PV | 0 | 0 | 0 | 0 | 0 | 0
PeakG | 0.17 | 0.17 | 0 | 0 | 0 | 0
PeakO | 0 | 0 | 0 | 0 | 0 | 0
ST | 0 | 0 | 0 | 0 | 0 | 0
STOG | 0 | 0 | 0 | 0 | 0 | 0
STWD | 0 | 0 | 0 | 0 | 0 | 0
WT | 0 | 0 | 0 | 0 | 0 | 0
IGCC | 0 | 0 | 0 | 0 | 0 | 0
DemandResponse | 0 | 0 | 0 | 0 | 0 | 0
IGCC-CCS | 0 | 0 | 0 | 0 | 0 | 0
WT_off | 0 | 0 | 0 | 0 | 0 | 0
PseudoUnit | 0 | 0 | 0 | 0 | 0 | 0
FixedInterchange | 0 | 0 | 0 | 0 | 0 | 0
CO2 Emissions (MMshortTons): MISO_WUMS
ReportingType | 2015 | 2020 | 2025 | 2030 | 2035 | 2040
BM | 0 | 0 | 0 | 0 | 0 | 0
CC | 19.83 | 27.85 | 25.19 | 20.29 | 7.06 | 4.75
CSP | 0 | 0 | 0 | 0 | 0 | 0
CT | 0 | 0.04 | 0.08 | 0.09 | 0 | 0
Coal | 12.72 | 0.69 | 0.3 | 0.13 | 0.28 | 0.62
Geo | 0 | 0 | 0 | 0 | 0 | 0
H | 0 | 0 | 0 | 0 | 0 | 0
LFG | 0 | 0 | 0 | 0 | 0 | 0
Nuc | 0 | 0 | 0 | 0 | 0 | 0
PS | 0 | 0 | 0 | 0 | 0 | 0
PV | 0 | 0 | 0 | 0 | 0 | 0
PeakG | 0 | 0 | 0 | 0 | 0 | 0
PeakO | 0 | 0 | 0 | 0 | 0 | 0
ST | 0 | 0 | 0 | 0 | 0 | 0
STOG | 0 | 0 | 0 | 0 | 0 | 0
STWD | 0 | 0 | 0 | 0 | 0 | 0
WT | 0 | 0 | 0 | 0 | 0 | 0
IGCC | 0 | 0 | 0 | 0 | 0 | 0
DemandResponse | 0 | 0 | 0 | 0 | 0 | 0
IGCC-CCS | 0 | 0 | 0 | 0 | 0 | 0
WT_off | 0 | 0 | 0 | 0 | 0 | 0
PseudoUnit | 0 | 0 | 0 | 0 | 0 | 0
FixedInterchange | 0 | 0 | 0 | 0 | 0 | 0
CO2 Emissions (MMshortTons): Nebraska
ReportingType | 2015 | 2020 | 2025 | 2030 | 2035 | 2040
BM | 0 | 0 | 0 | 0 | 0 | 0
CC | 0.51 | 0.11 | 0.17 | 0.11 | 0.06 | 0.03
CSP | 0 | 0 | 0 | 0 | 0 | 0
CT | 0 | 0 | 0 | 0 | 0 | 0
Coal | 35.38 | 1.95 | 0.45 | 0.2 | 0.19 | 0.2
Geo | 0 | 0 | 0 | 0 | 0 | 0
H | 0 | 0 | 0 | 0 | 0 | 0
LFG | 0 | 0 | 0 | 0 | 0 | 0
Nuc | 0 | 0 | 0 | 0 | 0 | 0
PS | 0 | 0 | 0 | 0 | 0 | 0
PV | 0 | 0 | 0 | 0 | 0 | 0
PeakG | 0.04 | 0 | 0 | 0 | 0 | 0
PeakO | 0 | 0 | 0 | 0 | 0 | 0
ST | 0 | 0 | 0 | 0 | 0 | 0
STOG | 0.04 | 0 | 0 | 0 | 0 | 0
STWD | 0 | 0 | 0 | 0 | 0 | 0
WT | 0 | 0 | 0 | 0 | 0 | 0
IGCC | 0 | 0 | 0 | 0 | 0 | 0
DemandResponse | 0 | 0 | 0 | 0 | 0 | 0
IGCC-CCS | 0 | 0 | 0 | 0 | 0 | 0
WT_off | 0 | 0 | 0 | 0 | 0 | 0
PseudoUnit | 0 | 0 | 0 | 0 | 0 | 0
FixedInterchange | 0 | 0 | 0 | 0 | 0 | 0
CO2 Emissions (MMshortTons): NEISO
ReportingType | 2015 | 2020 | 2025 | 2030 | 2035 | 2040
BM | 0 | 0 | 0 | 0 | 0 | 0
CC | 19.83 | 16.27 | 16.12 | 13.26 | 6.03 | 4.53
CSP | 0 | 0 | 0 | 0 | 0 | 0
CT | 0 | 0 | 0.01 | 0.01 | 0 | 0
Coal | 0.05 | 0 | 0 | 0 | 0 | 0
Geo | 0 | 0 | 0 | 0 | 0 | 0
H | 0 | 0 | 0 | 0 | 0 | 0
LFG | 0 | 0 | 0 | 0 | 0 | 0
Nuc | 0 | 0 | 0 | 0 | 0 | 0
PS | 0 | 0 | 0 | 0 | 0 | 0
PV | 0 | 0 | 0 | 0 | 0 | 0
PeakG | 0.02 | 0.02 | 0.02 | 0.02 | 0.01 | 0
PeakO | 0 | 0 | 0 | 0 | 0 | 0
ST | 0 | 0 | 0 | 0 | 0 | 0
STOG | 0 | 0 | 0 | 0 | 0 | 0
STWD | 0 | 0 | 0 | 0 | 0 | 0
WT | 0 | 0 | 0 | 0 | 0 | 0
IGCC | 0 | 0 | 0 | 0 | 0 | 0
DemandResponse | 0 | 0 | 0 | 0 | 0 | 0
IGCC-CCS | 0 | 0 | 0 | 0 | 0 | 0
WT_off | 0 | 0 | 0 | 0 | 0 | 0
PseudoUnit | 0 | 0 | 0 | 0 | 0 | 0
FixedInterchange | 0 | 0 | 0 | 0 | 0 | 0
CO2 Emissions (MMshortTons): NonRTO_Midwest
ReportingType | 2015 | 2020 | 2025 | 2030 | 2035 | 2040
BM | 0 | 0 | 0 | 0 | 0 | 0
CC | 6.24 | 16.47 | 16.47 | 16.19 | 13.83 | 3.14
CSP | 0 | 0 | 0 | 0 | 0 | 0
CT | 0 | 0 | 0 | 0 | 0 | 0
Coal | 46.22 | 21.59 | 4.91 | 0.58 | 1.99 | 1.99
Geo | 0 | 0 | 0 | 0 | 0 | 0
H | 0 | 0 | 0 | 0 | 0 | 0
LFG | 0 | 0 | 0 | 0 | 0 | 0
Nuc | 0 | 0 | 0 | 0 | 0 | 0
PS | 0 | 0 | 0 | 0 | 0 | 0
PV | 0 | 0 | 0 | 0 | 0 | 0
PeakG | 0.09 | 0.01 | 0 | 0 | 0 | 0
PeakO | 0 | 0 | 0 | 0 | 0 | 0
ST | 0 | 0 | 0 | 0 | 0 | 0
STOG | 0 | 0 | 0 | 0 | 0 | 0
STWD | 0 | 0 | 0 | 0 | 0 | 0
WT | 0 | 0 | 0 | 0 | 0 | 0
IGCC | 0 | 0 | 0 | 0 | 0 | 0
DemandResponse | 0 | 0 | 0 | 0 | 0 | 0
IGCC-CCS | 0 | 0 | 0 | 0 | 0 | 0
WT_off | 0 | 0 | 0 | 0 | 0 | 0
PseudoUnit | 0 | 0 | 0 | 0 | 0 | 0
FixedInterchange | 0 | 0 | 0 | 0 | 0 | 0
CO2 Emissions (MMshortTons): NYISO_A-F
ReportingType | 2015 | 2020 | 2025 | 2030 | 2035 | 2040
BM | 0 | 0 | 0 | 0 | 0 | 0
CC | 3.46 | 4.58 | 4.47 | 3.01 | 1.66 | 0.92
CSP | 0 | 0 | 0 | 0 | 0 | 0
CT | 0 | 0 | 0 | 0 | 0 | 0
Coal | 0 | 0 | 0 | 0 | 0 | 0
Geo | 0 | 0 | 0 | 0 | 0 | 0
H | 0 | 0 | 0 | 0 | 0 | 0
LFG | 0 | 0 | 0 | 0 | 0 | 0
Nuc | 0 | 0 | 0 | 0 | 0 | 0
PS | 0 | 0 | 0 | 0 | 0 | 0
PV | 0 | 0 | 0 | 0 | 0 | 0
PeakG | 0 | 0 | 0 | 0 | 0 | 0
PeakO | 0 | 0 | 0 | 0 | 0 | 0
ST | 0 | 0 | 0 | 0 | 0 | 0
STOG | 0 | 0 | 0 | 0 | 0 | 0
STWD | 0 | 0 | 0 | 0 | 0 | 0
WT | 0 | 0 | 0 | 0 | 0 | 0
IGCC | 0 | 0 | 0 | 0 | 0 | 0
DemandResponse | 0 | 0 | 0 | 0 | 0 | 0
IGCC-CCS | 0 | 0 | 0 | 0 | 0 | 0
WT_off | 0 | 0 | 0 | 0 | 0 | 0
PseudoUnit | 0 | 0 | 0 | 0 | 0 | 0
FixedInterchange | 0 | 0 | 0 | 0 | 0 | 0
CO2 Emissions (MMshortTons): NYISO_G-I
ReportingType | 2015 | 2020 | 2025 | 2030 | 2035 | 2040
BM | 0 | 0 | 0 | 0 | 0 | 0
CC | 2.46 | 6.3 | 6.74 | 4.88 | 3.6 | 2.59
CSP | 0 | 0 | 0 | 0 | 0 | 0
CT | 0 | 0 | 0 | 0 | 0 | 0
Coal | 0 | 0 | 0 | 0 | 0 | 0
Geo | 0 | 0 | 0 | 0 | 0 | 0
H | 0 | 0 | 0 | 0 | 0 | 0
LFG | 0 | 0 | 0 | 0 | 0 | 0
Nuc | 0 | 0 | 0 | 0 | 0 | 0
PS | 0 | 0 | 0 | 0 | 0 | 0
PV | 0 | 0 | 0 | 0 | 0 | 0
PeakG | 0 | 0 | 0 | 0 | 0 | 0
PeakO | 0 | 0 | 0 | 0 | 0 | 0
ST | 0 | 0 | 0 | 0 | 0 | 0
STOG | 0 | 0 | 0 | 0 | 0 | 0
STWD | 0 | 0 | 0 | 0 | 0 | 0
WT | 0 | 0 | 0 | 0 | 0 | 0
IGCC | 0 | 0 | 0 | 0 | 0 | 0
DemandResponse | 0 | 0 | 0 | 0 | 0 | 0
IGCC-CCS | 0 | 0 | 0 | 0 | 0 | 0
WT_off | 0 | 0 | 0 | 0 | 0 | 0
PseudoUnit | 0 | 0 | 0 | 0 | 0 | 0
FixedInterchange | 0 | 0 | 0 | 0 | 0 | 0
CO2 Emissions (MMshortTons): NYISO_J-K
ReportingType | 2015 | 2020 | 2025 | 2030 | 2035 | 2040
BM | 0 | 0 | 0 | 0 | 0 | 0
CC | 10.03 | 10.44 | 11.07 | 13.32 | 15.91 | 16.78
CSP | 0 | 0 | 0 | 0 | 0 | 0
CT | 0 | 0 | 0 | 0 | 0 | 0
Coal | 0 | 0 | 0 | 0 | 0 | 0
Geo | 0 | 0 | 0 | 0 | 0 | 0
H | 0 | 0 | 0 | 0 | 0 | 0
LFG | 0 | 0 | 0 | 0 | 0 | 0
Nuc | 0 | 0 | 0 | 0 | 0 | 0
PS | 0 | 0 | 0 | 0 | 0 | 0
PV | 0 | 0 | 0 | 0 | 0 | 0
PeakG | 0.03 | 0.03 | 0.07 | 0.04 | 0.13 | 0.24
PeakO | 0 | 0 | 0 | 0 | 0 | 0
ST | 0 | 0 | 0 | 0 | 0 | 0
STOG | 0.38 | 0.78 | 1.18 | 0.93 | 0.24 | 0.19
STWD | 0 | 0 | 0 | 0 | 0 | 0
WT | 0 | 0 | 0 | 0 | 0 | 0
IGCC | 0 | 0 | 0 | 0 | 0 | 0
DemandResponse | 0 | 0 | 0 | 0 | 0 | 0
IGCC-CCS | 0 | 0 | 0 | 0 | 0 | 0
WT_off | 0 | 0 | 0 | 0 | 0 | 0
PseudoUnit | 0 | 0 | 0 | 0 | 0 | 0
FixedInterchange | 0 | 0 | 0 | 0 | 0 | 0
CO2 Emissions (MMshortTons): PJM_E
ReportingType | 2015 | 2020 | 2025 | 2030 | 2035 | 2040
BM | 0 | 0 | 0 | 0 | 0 | 0
CC | 17.16 | 20.93 | 26.97 | 26.94 | 20.49 | 17.84
CSP | 0 | 0 | 0 | 0 | 0 | 0
CT | 0 | 0 | 0 | 0 | 0 | 0
Coal | 0.66 | 0.27 | 0.07 | 0 | 0.05 | 0.13
Geo | 0 | 0 | 0 | 0 | 0 | 0
H | 0 | 0 | 0 | 0 | 0 | 0
LFG | 0 | 0 | 0 | 0 | 0 | 0
Nuc | 0 | 0 | 0 | 0 | 0 | 0
PS | 0 | 0 | 0 | 0 | 0 | 0
PV | 0 | 0 | 0 | 0 | 0 | 0
PeakG | 0.01 | 0.16 | 0.17 | 0.31 | 0.16 | 0.16
PeakO | 0 | 0 | 0 | 0 | 0 | 0
ST | 0 | 0 | 0 | 0 | 0 | 0
STOG | 0.18 | 0.34 | 0.18 | 0.34 | 0.18 | 0.18
STWD | 0 | 0 | 0 | 0 | 0 | 0
WT | 0 | 0 | 0 | 0 | 0 | 0
IGCC | 0 | 0 | 0 | 0 | 0 | 0
DemandResponse | 0 | 0 | 0 | 0 | 0 | 0
IGCC-CCS | 0 | 0 | 0 | 0 | 0 | 0
WT_off | 0 | 0 | 0 | 0 | 0 | 0
PseudoUnit | 0 | 0 | 0 | 0 | 0 | 0
FixedInterchange | 0 | 0 | 0 | 0 | 0 | 0
CO2 Emissions (MMshortTons): PJM_ROM
ReportingType | 2015 | 2020 | 2025 | 2030 | 2035 | 2040
BM | 0 | 0 | 0 | 0 | 0 | 0
CC | 8 | 10.12 | 11.51 | 13.46 | 10.18 | 9.01
CSP | 0 | 0 | 0 | 0 | 0 | 0
CT | 0 | 0 | 0 | 0 | 0 | 0
Coal | 28.56 | 12.79 | 1.32 | 0.52 | 1.46 | 1.82
Geo | 0 | 0 | 0 | 0 | 0 | 0
H | 0 | 0 | 0 | 0 | 0 | 0
LFG | 0 | 0 | 0 | 0 | 0 | 0
Nuc | 0 | 0 | 0 | 0 | 0 | 0
PS | 0 | 0 | 0 | 0 | 0 | 0
PV | 0 | 0 | 0 | 0 | 0 | 0
PeakG | 0 | 0.01 | 0.04 | 0.1 | 0.03 | 0.03
PeakO | 0 | 0 | 0 | 0 | 0 | 0
ST | 0 | 0 | 0 | 0 | 0 | 0
STOG | 0.43 | 0.43 | 0.43 | 0.44 | 0.22 | 0.22
STWD | 0 | 0 | 0 | 0 | 0 | 0
WT | 0 | 0 | 0 | 0 | 0 | 0
IGCC | 0 | 0 | 0 | 0 | 0 | 0
DemandResponse | 0 | 0 | 0 | 0 | 0 | 0
IGCC-CCS | 0 | 0 | 0 | 0 | 0 | 0
WT_off | 0 | 0 | 0 | 0 | 0 | 0
PseudoUnit | 0 | 0 | 0 | 0 | 0 | 0
FixedInterchange | 0 | 0 | 0 | 0 | 0 | 0
CO2 Emissions (MMshortTons): PJM_ROR
ReportingType | 2015 | 2020 | 2025 | 2030 | 2035 | 2040
BM | 0 | 0 | 0 | 0 | 0 | 0
CC | 54.48 | 98.09 | 96.77 | 85.31 | 64.77 | 34.84
CSP | 0 | 0 | 0 | 0 | 0 | 0
CT | 0 | 0 | 0 | 0 | 0 | 0
Coal | 242.59 | 119.24 | 17.14 | 2.95 | 9.54 | 10.71
Geo | 0 | 0 | 0 | 0 | 0 | 0
H | 0 | 0 | 0 | 0 | 0 | 0
LFG | 0 | 0 | 0 | 0 | 0 | 0
Nuc | 0 | 0 | 0 | 0 | 0 | 0
PS | 0 | 0 | 0 | 0 | 0 | 0
PV | 0 | 0 | 0 | 0 | 0 | 0
PeakG | 0.43 | 0.55 | 0.11 | 0.33 | 0.12 | 0.09
PeakO | 0 | 0 | 0 | 0 | 0 | 0
ST | 0 | 0 | 0 | 0 | 0 | 0
STOG | 0.25 | 0.33 | 0.25 | 0.49 | 0.13 | 0.07
STWD | 0 | 0 | 0 | 0 | 0 | 0
WT | 0 | 0 | 0 | 0 | 0 | 0
IGCC | 0 | 0 | 0 | 0 | 0 | 0
DemandResponse | 0 | 0 | 0 | 0 | 0 | 0
IGCC-CCS | 0 | 0 | 0 | 0 | 0 | 4.79
WT_off | 0 | 0 | 0 | 0 | 0 | 0
PseudoUnit | 0 | 0 | 0 | 0 | 0 | 0
FixedInterchange | 0 | 0 | 0 | 0 | 0 | 0
CO2 Emissions (MMshortTons): SOCO
ReportingType | 2015 | 2020 | 2025 | 2030 | 2035 | 2040
BM | 0 | 0 | 0 | 0 | 0 | 0
CC | 62.51 | 75.36 | 76.92 | 63.34 | 30.76 | 17.04
CSP | 0 | 0 | 0 | 0 | 0 | 0
CT | 0 | 0 | 0 | 0 | 0 | 0
Coal | 41.01 | 13.6 | 3.13 | 1.08 | 1.81 | 2.07
Geo | 0 | 0 | 0 | 0 | 0 | 0
H | 0 | 0 | 0 | 0 | 0 | 0
LFG | 0 | 0 | 0 | 0 | 0 | 0
Nuc | 0 | 0 | 0 | 0 | 0 | 0
PS | 0 | 0 | 0 | 0 | 0 | 0
PV | 0 | 0 | 0 | 0 | 0 | 0
PeakG | 0.23 | 0.25 | 0.41 | 0.53 | 0.02 | 0
PeakO | 0 | 0 | 0 | 0 | 0 | 0
ST | 0 | 0 | 0 | 0 | 0 | 0
STOG | 0 | 0 | 0 | 0 | 0 | 0
STWD | 0 | 0 | 0 | 0 | 0 | 0
WT | 0 | 0 | 0 | 0 | 0 | 0
IGCC | 0 | 0 | 0 | 0 | 0 | 0
DemandResponse | 0 | 0 | 0 | 0 | 0 | 0
IGCC-CCS | 0 | 0 | 0 | 0 | 0 | 0
WT_off | 0 | 0 | 0 | 0 | 0 | 0
PseudoUnit | 0 | 0 | 0 | 0 | 0 | 0
FixedInterchange | 0 | 0 | 0 | 0 | 0 | 0
CO2 Emissions (MMshortTons): SPP_N
ReportingType | 2015 | 2020 | 2025 | 2030 | 2035 | 2040
BM | 0 | 0 | 0 | 0 | 0 | 0
CC | 3.09 | 0.45 | 0.62 | 0.61 | 0.22 | 0.11
CSP | 0 | 0 | 0 | 0 | 0 | 0
CT | 0 | 0 | 0 | 0 | 0 | 0
Coal | 63.22 | 10.21 | 0.85 | 0.14 | 0.25 | 0.34
Geo | 0 | 0 | 0 | 0 | 0 | 0
H | 0 | 0 | 0 | 0 | 0 | 0
LFG | 0 | 0 | 0 | 0 | 0 | 0
Nuc | 0 | 0 | 0 | 0 | 0 | 0
PS | 0 | 0 | 0 | 0 | 0 | 0
PV | 0 | 0 | 0 | 0 | 0 | 0
PeakG | 0.07 | 0 | 0 | 0 | 0 | 0
PeakO | 0 | 0 | 0 | 0 | 0 | 0
ST | 0 | 0 | 0 | 0 | 0 | 0
STOG | 0.22 | 0 | 0 | 0 | 0 | 0
STWD | 0 | 0 | 0 | 0 | 0 | 0
WT | 0 | 0 | 0 | 0 | 0 | 0
IGCC | 0 | 0 | 0 | 0 | 0 | 0
DemandResponse | 0 | 0 | 0 | 0 | 0 | 0
IGCC-CCS | 0 | 0 | 0 | 0 | 0 | 0
WT_off | 0 | 0 | 0 | 0 | 0 | 0
PseudoUnit | 0 | 0 | 0 | 0 | 0 | 0
FixedInterchange | 0 | 0 | 0 | 0 | 0 | 0
CO2 Emissions (MMshortTons): SPP_S
ReportingType | 2015 | 2020 | 2025 | 2030 | 2035 | 2040
BM | 0 | 0 | 0 | 0 | 0 | 0
CC | 25.6 | 9.85 | 8.99 | 8.81 | 5.02 | 4.73
CSP | 0 | 0 | 0 | 0 | 0 | 0
CT | 0 | 0 | 0 | 0 | 0 | 0
Coal | 80.67 | 6.28 | 0.37 | 0 | 0 | 0
Geo | 0 | 0 | 0 | 0 | 0 | 0
H | 0 | 0 | 0 | 0 | 0 | 0
LFG | 0 | 0 | 0 | 0 | 0 | 0
Nuc | 0 | 0 | 0 | 0 | 0 | 0
PS | 0 | 0 | 0 | 0 | 0 | 0
PV | 0 | 0 | 0 | 0 | 0 | 0
PeakG | 0 | 0 | 0 | 0 | 0 | 0
PeakO | 0 | 0 | 0 | 0 | 0 | 0
ST | 0 | 0 | 0 | 0 | 0 | 0
STOG | 2.09 | 0.57 | 0.42 | 0.62 | 0.26 | 0.23
STWD | 0 | 0 | 0 | 0 | 0 | 0
WT | 0 | 0 | 0 | 0 | 0 | 0
IGCC | 0 | 0 | 0 | 0 | 0 | 0
DemandResponse | 0 | 0 | 0 | 0 | 0 | 0
IGCC-CCS | 0 | 0 | 0 | 0 | 0 | 0
WT_off | 0 | 0 | 0 | 0 | 0 | 0
PseudoUnit | 0 | 0 | 0 | 0 | 0 | 0
FixedInterchange | 0 | 0 | 0 | 0 | 0 | 0
CO2 Emissions (MMshortTons): TVA
ReportingType | 2015 | 2020 | 2025 | 2030 | 2035 | 2040
BM | 0 | 0 | 0 | 0 | 0 | 0
CC | 18.07 | 31.53 | 37.68 | 33.02 | 21.55 | 9.24
CSP | 0 | 0 | 0 | 0 | 0 | 0
CT | 0 | 0 | 0 | 0 | 0 | 0
Coal | 46.95 | 21.9 | 2.55 | 0.41 | 2.04 | 2.04
Geo | 0 | 0 | 0 | 0 | 0 | 0
H | 0 | 0 | 0 | 0 | 0 | 0
LFG | 0 | 0 | 0 | 0 | 0 | 0
Nuc | 0 | 0 | 0 | 0 | 0 | 0
PS | 0 | 0 | 0 | 0 | 0 | 0
PV | 0 | 0 | 0 | 0 | 0 | 0
PeakG | 0 | 0 | 0 | 0 | 0 | 0
PeakO | 0 | 0 | 0 | 0 | 0 | 0
ST | 0 | 0 | 0 | 0 | 0 | 0
STOG | 0 | 0 | 0 | 0 | 0 | 0
STWD | 0 | 0 | 0 | 0 | 0 | 0
WT | 0 | 0 | 0 | 0 | 0 | 0
IGCC | 0 | 0 | 0 | 0 | 0 | 0
DemandResponse | 0 | 0 | 0 | 0 | 0 | 0
IGCC-CCS | 0 | 0 | 0 | 0 | 0 | 2.6
WT_off | 0 | 0 | 0 | 0 | 0 | 0
PseudoUnit | 0 | 0 | 0 | 0 | 0 | 0
FixedInterchange | 0 | 0 | 0 | 0 | 0 | 0
CO2 Emissions (MMshortTons): TVA_Transmission
ReportingType | 2015 | 2020 | 2025 | 2030 | 2035 | 2040
BM | 0 | 0 | 0 | 0 | 0 | 0
CC | 0 | 0 | 0 | 0 | 0 | 0
CSP | 0 | 0 | 0 | 0 | 0 | 0
CT | 0 | 0 | 0 | 0 | 0 | 0
Coal | 0 | 0 | 0 | 0 | 0 | 0
Geo | 0 | 0 | 0 | 0 | 0 | 0
H | 0 | 0 | 0 | 0 | 0 | 0
LFG | 0 | 0 | 0 | 0 | 0 | 0
Nuc | 0 | 0 | 0 | 0 | 0 | 0
PS | 0 | 0 | 0 | 0 | 0 | 0
PV | 0 | 0 | 0 | 0 | 0 | 0
PeakG | 0 | 0 | 0 | 0 | 0 | 0
PeakO | 0 | 0 | 0 | 0 | 0 | 0
ST | 0 | 0 | 0 | 0 | 0 | 0
STOG | 0 | 0 | 0 | 0 | 0 | 0
STWD | 0 | 0 | 0 | 0 | 0 | 0
WT | 0 | 0 | 0 | 0 | 0 | 0
IGCC | 0 | 0 | 0 | 0 | 0 | 0
DemandResponse | 0 | 0 | 0 | 0 | 0 | 0
IGCC-CCS | 0 | 0 | 0 | 0 | 0 | 0
WT_off | 0 | 0 | 0 | 0 | 0 | 0
PseudoUnit | 0 | 0 | 0 | 0 | 0 | 0
FixedInterchange | 0 | 0 | 0 | 0 | 0 | 0
CO2 Emissions (MMshortTons): VACAR
ReportingType | 2015 | 2020 | 2025 | 2030 | 2035 | 2040
BM | 0 | 0 | 0 | 0 | 0 | 0
CC | 53.48 | 54.94 | 54.82 | 46.1 | 19.07 | 16.97
CSP | 0 | 0 | 0 | 0 | 0 | 0
CT | 0.05 | 0.05 | 0.05 | 0.07 | 0.01 | 0
Coal | 17.92 | 12.28 | 2.49 | 0.18 | 0.64 | 0.87
Geo | 0 | 0 | 0 | 0 | 0 | 0
H | 0 | 0 | 0 | 0 | 0 | 0
LFG | 0 | 0 | 0 | 0 | 0 | 0
Nuc | 0 | 0 | 0 | 0 | 0 | 0
PS | 0 | 0 | 0 | 0 | 0 | 0
PV | 0 | 0 | 0 | 0 | 0 | 0
PeakG | 0.05 | 0.11 | 0.21 | 0.31 | 0.03 | 0.07
PeakO | 0 | 0 | 0 | 0 | 0 | 0
ST | 0 | 0 | 0 | 0 | 0 | 0
STOG | 0 | 0 | 0 | 0 | 0 | 0
STWD | 0 | 0 | 0 | 0 | 0 | 0
WT | 0 | 0 | 0 | 0 | 0 | 0
IGCC | 0 | 0 | 0 | 0 | 0 | 0
DemandResponse | 0 | 0 | 0 | 0 | 0 | 0
IGCC-CCS | 0 | 0 | 0 | 0 | 0 | 0
WT_off | 0 | 0 | 0 | 0 | 0 | 0
PseudoUnit | 0 | 0 | 0 | 0 | 0 | 0
FixedInterchange | 0 | 0 | 0 | 0 | 0 | 0
CO2 Emissions (MMshortTons): IESO
ReportingType | 2015 | 2020 | 2025 | 2030 | 2035 | 2040
BM | 0 | 0 | 0 | 0 | 0 | 0
CC | 4.06 | 4.08 | 4.12 | 0.77 | 0.18 | 0.18
CSP | 0 | 0 | 0 | 0 | 0 | 0
CT | 0 | 0 | 0 | 0 | 0 | 0
Coal | 0 | 0 | 0 | 0 | 0 | 0
Geo | 0 | 0 | 0 | 0 | 0 | 0
H | 0 | 0 | 0 | 0 | 0 | 0
LFG | 0 | 0 | 0 | 0 | 0 | 0
Nuc | 0 | 0 | 0 | 0 | 0 | 0
PS | 0 | 0 | 0 | 0 | 0 | 0
PV | 0 | 0 | 0 | 0 | 0 | 0
PeakG | 0 | 0 | 0 | 0 | 0 | 0
PeakO | 0 | 0 | 0 | 0 | 0 | 0
ST | 0 | 0 | 0 | 0 | 0 | 0
STOG | 0 | 0 | 0 | 0 | 0 | 0
STWD | 0 | 0 | 0 | 0 | 0 | 0
WT | 0 | 0 | 0 | 0 | 0 | 0
IGCC | 0 | 0 | 0 | 0 | 0 | 0
DemandResponse | 0 | 0 | 0 | 0 | 0 | 0
IGCC-CCS | 0 | 0 | 0 | 0 | 0 | 0
WT_off | 0 | 0 | 0 | 0 | 0 | 0
PseudoUnit | 0 | 0 | 0 | 0 | 0 | 0
FixedInterchange | 0 | 0 | 0 | 0 | 0 | 0
CO2 Emissions (MMshortTons): MAPP_CA
ReportingType | 2015 | 2020 | 2025 | 2030 | 2035 | 2040
BM | 0 | 0 | 0 | 0 | 0 | 0
CC | 4.4 | 4.4 | 2.08 | 0.08 | 0.08 | 0.12
CSP | 0 | 0 | 0 | 0 | 0 | 0
CT | 0 | 0 | 0 | 0 | 0 | 0
Coal | 0.22 | 0.2 | 0 | 0 | 0 | 0
Geo | 0 | 0 | 0 | 0 | 0 | 0
H | 0 | 0 | 0 | 0 | 0 | 0
LFG | 0 | 0 | 0 | 0 | 0 | 0
Nuc | 0 | 0 | 0 | 0 | 0 | 0
PS | 0 | 0 | 0 | 0 | 0 | 0
PV | 0 | 0 | 0 | 0 | 0 | 0
PeakG | 0.04 | 0 | 0 | 0 | 0 | 0
PeakO | 0 | 0 | 0 | 0 | 0 | 0
ST | 0 | 0 | 0 | 0 | 0 | 0
STOG | 0.01 | 0 | 0 | 0 | 0 | 0
STWD | 0 | 0 | 0 | 0 | 0 | 0
WT | 0 | 0 | 0 | 0 | 0 | 0
IGCC | 0 | 0 | 0 | 0 | 0 | 0
DemandResponse | 0 | 0 | 0 | 0 | 0 | 0
IGCC-CCS | 0 | 0 | 0 | 0 | 0 | 0
WT_off | 0 | 0 | 0 | 0 | 0 | 0
PseudoUnit | 0 | 0 | 0 | 0 | 0 | 0
FixedInterchange | 0 | 0 | 0 | 0 | 0 | 0
CO2 Emissions (MMshortTons): AZ_NM_SNV_Coal
ReportingType | 2015 | 2020 | 2025 | 2030 | 2035 | 2040
BM | 0 | 0 | 0 | 0 | 0 | 0
CC | 0 | 0 | 0 | 0 | 0 | 0
CSP | 0 | 0 | 0 | 0 | 0 | 0
CT | 0 | 0 | 0 | 0 | 0 | 0
Coal | 54.61 | 39.65 | 0.95 | 0.03 | 0.42 | 0.42
Geo | 0 | 0 | 0 | 0 | 0 | 0
H | 0 | 0 | 0 | 0 | 0 | 0
LFG | 0 | 0 | 0 | 0 | 0 | 0
Nuc | 0 | 0 | 0 | 0 | 0 | 0
PS | 0 | 0 | 0 | 0 | 0 | 0
PV | 0 | 0 | 0 | 0 | 0 | 0
PeakG | 0 | 0 | 0 | 0 | 0 | 0
PeakO | 0 | 0 | 0 | 0 | 0 | 0
ST | 0 | 0 | 0 | 0 | 0 | 0
STOG | 0 | 0 | 0 | 0 | 0 | 0
STWD | 0 | 0 | 0 | 0 | 0 | 0
WT | 0 | 0 | 0 | 0 | 0 | 0
IGCC | 0 | 0 | 0 | 0 | 0 | 0
DemandResponse | 0 | 0 | 0 | 0 | 0 | 0
IGCC-CCS | 0 | 0 | 0 | 0 | 0 | 0
WT_off | 0 | 0 | 0 | 0 | 0 | 0
PseudoUnit | 0 | 0 | 0 | 0 | 0 | 0
FixedInterchange | 0 | 0 | 0 | 0 | 0 | 0
CO2 Emissions (MMshortTons): AZ_NM_SNV_Gas
ReportingType | 2015 | 2020 | 2025 | 2030 | 2035 | 2040
BM | 0 | 0 | 0 | 0 | 0 | 0
CC | 30.45 | 27.35 | 41.87 | 32.96 | 23.62 | 11.04
CSP | 0 | 0 | 0 | 0 | 0 | 0
CT | 0 | 0 | 0 | 0 | 0 | 0
Coal | 0 | 0 | 0 | 0 | 0 | 0
Geo | 0 | 0 | 0 | 0 | 0 | 0
H | 0 | 0 | 0 | 0 | 0 | 0
LFG | 0 | 0 | 0 | 0 | 0 | 0
Nuc | 0 | 0 | 0 | 0 | 0 | 0
PS | 0 | 0 | 0 | 0 | 0 | 0
PV | 0 | 0 | 0 | 0 | 0 | 0
PeakG | 0 | 0 | 0 | 0 | 0 | 0
PeakO | 0 | 0 | 0 | 0 | 0 | 0
ST | 0 | 0 | 0 | 0 | 0 | 0
STOG | 0 | 0 | 0 | 0 | 0 | 0
STWD | 0 | 0 | 0 | 0 | 0 | 0
WT | 0 | 0 | 0 | 0 | 0 | 0
IGCC | 0 | 0 | 0 | 0 | 0 | 0
DemandResponse | 0 | 0 | 0 | 0 | 0 | 0
IGCC-CCS | 0 | 0 | 0 | 0 | 0 | 0
WT_off | 0 | 0 | 0 | 0 | 0 | 0
PseudoUnit | 0 | 0 | 0 | 0 | 0 | 0
FixedInterchange | 0 | 0 | 0 | 0 | 0 | 0
CO2 Emissions (MMshortTons): AZ_NM_SNV_NucRenew
ReportingType | 2015 | 2020 | 2025 | 2030 | 2035 | 2040
BM | 0 | 0 | 0 | 0 | 0 | 0
CC | 0 | 0 | 0 | 0 | 0 | 0
CSP | 0 | 0 | 0 | 0 | 0 | 0
CT | 0 | 0 | 0 | 0 | 0 | 0
Coal | 0 | 0 | 0 | 0 | 0 | 0
Geo | 0 | 0 | 0 | 0 | 0 | 0
H | 0 | 0 | 0 | 0 | 0 | 0
LFG | 0 | 0 | 0 | 0 | 0 | 0
Nuc | 0 | 0 | 0 | 0 | 0 | 0
PS | 0 | 0 | 0 | 0 | 0 | 0
PV | 0 | 0 | 0 | 0 | 0 | 0
PeakG | 0 | 0 | 0 | 0 | 0 | 0
PeakO | 0 | 0 | 0 | 0 | 0 | 0
ST | 0 | 0 | 0 | 0 | 0 | 0
STOG | 0 | 0 | 0 | 0 | 0 | 0
STWD | 0 | 0 | 0 | 0 | 0 | 0
WT | 0 | 0 | 0 | 0 | 0 | 0
IGCC | 0 | 0 | 0 | 0 | 0 | 0
DemandResponse | 0 | 0 | 0 | 0 | 0 | 0
IGCC-CCS | 0 | 0 | 0 | 0 | 0 | 0
WT_off | 0 | 0 | 0 | 0 | 0 | 0
PseudoUnit | 0 | 0 | 0 | 0 | 0 | 0
FixedInterchange | 0 | 0 | 0 | 0 | 0 | 0
CO2 Emissions (MMshortTons): ERCOT
ReportingType | 2015 | 2020 | 2025 | 2030 | 2035 | 2040
BM | 0 | 0 | 0 | 0 | 0 | 0
CC | 90.25 | 101.62 | 92.38 | 85.02 | 52.67 | 44.32
CSP | 0 | 0 | 0 | 0 | 0 | 0
CT | 0 | 0 | 0 | 0 | 0 | 0
Coal | 39.92 | 27.68 | 1.48 | 0.35 | 0.77 | 0.77
Geo | 0 | 0 | 0 | 0 | 0 | 0
H | 0 | 0 | 0 | 0 | 0 | 0
LFG | 0 | 0 | 0 | 0 | 0 | 0
Nuc | 0 | 0 | 0 | 0 | 0 | 0
PS | 0 | 0 | 0 | 0 | 0 | 0
PV | 0 | 0 | 0 | 0 | 0 | 0
PeakG | 0 | 0 | 0 | 0.01 | 0 | 0
PeakO | 0 | 0 | 0 | 0 | 0 | 0
ST | 0 | 0 | 0 | 0 | 0 | 0
STOG | 0.9 | 1.35 | 0.85 | 1.19 | 0.1 | 0.08
STWD | 0 | 0 | 0 | 0 | 0 | 0
WT | 0 | 0 | 0 | 0 | 0 | 0
IGCC | 0 | 0 | 0 | 0 | 0 | 0
DemandResponse | 0 | 0 | 0 | 0 | 0 | 0
IGCC-CCS | 0 | 0 | 0 | 0 | 0 | 1.43
WT_off | 0 | 0 | 0 | 0 | 0 | 0
PseudoUnit | 0 | 0 | 0 | 0 | 0 | 0
FixedInterchange | 0 | 0 | 0 | 0 | 0 | 0
CO2 Emissions (MMshortTons): NP15
ReportingType | 2015 | 2020 | 2025 | 2030 | 2035 | 2040
BM | 0 | 0 | 0 | 0 | 0 | 0
CC | 35.9 | 31.62 | 37.6 | 27.51 | 24.1 | 1.39
CSP | 0 | 0 | 0 | 0 | 0 | 0
CT | 0 | 0 | 0 | 0 | 0 | 0
Coal | 0.27 | 0 | 0 | 0 | 0 | 0
Geo | 0 | 0 | 0 | 0 | 0 | 0
H | 0 | 0 | 0 | 0 | 0 | 0
LFG | 0 | 0 | 0 | 0 | 0 | 0
Nuc | 0 | 0 | 0 | 0 | 0 | 0
PS | 0 | 0 | 0 | 0 | 0 | 0
PV | 0 | 0 | 0 | 0 | 0 | 0
PeakG | 0 | 0 | 0 | 0 | 0 | 0
PeakO | 0 | 0 | 0 | 0 | 0 | 0
ST | 0 | 0 | 0 | 0 | 0 | 0
STOG | 0 | 0.01 | 0.01 | 0.01 | 0.03 | 0
STWD | 0 | 0 | 0 | 0 | 0 | 0
WT | 0 | 0 | 0 | 0 | 0 | 0
IGCC | 0 | 0 | 0 | 0 | 0 | 0
DemandResponse | 0 | 0 | 0 | 0 | 0 | 0
IGCC-CCS | 0 | 0 | 0 | 0 | 0 | 10.79
WT_off | 0 | 0 | 0 | 0 | 0 | 0
PseudoUnit | 0 | 0 | 0 | 0 | 0 | 0
FixedInterchange | 0 | 0 | 0 | 0 | 0 | 0
CO2 Emissions (MMshortTons): NWPP_Coal
ReportingType | 2015 | 2020 | 2025 | 2030 | 2035 | 2040
BM | 0 | 0 | 0 | 0 | 0 | 0
CC | 0 | 0 | 0 | 0 | 0 | 0
CSP | 0 | 0 | 0 | 0 | 0 | 0
CT | 0 | 0 | 0 | 0 | 0 | 0
Coal | 58.03 | 36.39 | 0.51 | 0.17 | 0.17 | 0.17
Geo | 0 | 0 | 0 | 0 | 0 | 0
H | 0 | 0 | 0 | 0 | 0 | 0
LFG | 0 | 0 | 0 | 0 | 0 | 0
Nuc | 0 | 0 | 0 | 0 | 0 | 0
PS | 0 | 0 | 0 | 0 | 0 | 0
PV | 0 | 0 | 0 | 0 | 0 | 0
PeakG | 0 | 0 | 0 | 0 | 0 | 0
PeakO | 0 | 0 | 0 | 0 | 0 | 0
ST | 0 | 0 | 0 | 0 | 0 | 0
STOG | 0 | 0 | 0 | 0 | 0 | 0
STWD | 0 | 0 | 0 | 0 | 0 | 0
WT | 0 | 0 | 0 | 0 | 0 | 0
IGCC | 0 | 0 | 0 | 0 | 0 | 0
DemandResponse | 0 | 0 | 0 | 0 | 0 | 0
IGCC-CCS | 0 | 0 | 0 | 0 | 0 | 0
WT_off | 0 | 0 | 0 | 0 | 0 | 0
PseudoUnit | 0 | 0 | 0 | 0 | 0 | 0
FixedInterchange | 0 | 0 | 0 | 0 | 0 | 0
CO2 Emissions (MMshortTons): NWPP_Gas
ReportingType | 2015 | 2020 | 2025 | 2030 | 2035 | 2040
BM | 0 | 0 | 0 | 0 | 0 | 0
CC | 21.09 | 34.96 | 39.96 | 30.66 | 21.95 | 8.59
CSP | 0 | 0 | 0 | 0 | 0 | 0
CT | 0 | 0 | 0 | 0 | 0 | 0
Coal | 0 | 0 | 0 | 0 | 0 | 0
Geo | 0 | 0 | 0 | 0 | 0 | 0
H | 0 | 0 | 0 | 0 | 0 | 0
LFG | 0 | 0 | 0 | 0 | 0 | 0
Nuc | 0 | 0 | 0 | 0 | 0 | 0
PS | 0 | 0 | 0 | 0 | 0 | 0
PV | 0 | 0 | 0 | 0 | 0 | 0
PeakG | 0 | 0 | 0 | 0 | 0 | 0
PeakO | 0 | 0 | 0 | 0 | 0 | 0
ST | 0 | 0 | 0 | 0 | 0 | 0
STOG | 0 | 0 | 0 | 0 | 0 | 0
STWD | 0 | 0 | 0 | 0 | 0 | 0
WT | 0 | 0 | 0 | 0 | 0 | 0
IGCC | 0 | 0 | 0 | 0 | 0 | 0
DemandResponse | 0 | 0 | 0 | 0 | 0 | 0
IGCC-CCS | 0 | 0 | 0 | 0 | 0 | 2.66
WT_off | 0 | 0 | 0 | 0 | 0 | 0
PseudoUnit | 0 | 0 | 0 | 0 | 0 | 0
FixedInterchange | 0 | 0 | 0 | 0 | 0 | 0
CO2 Emissions (MMshortTons): NWPP_NucRenew
ReportingType | 2015 | 2020 | 2025 | 2030 | 2035 | 2040
BM | 0 | 0 | 0 | 0 | 0 | 0
CC | 0 | 0 | 0 | 0 | 0 | 0
CSP | 0 | 0 | 0 | 0 | 0 | 0
CT | 0 | 0 | 0 | 0 | 0 | 0
Coal | 0 | 0 | 0 | 0 | 0 | 0
Geo | 0 | 0 | 0 | 0 | 0 | 0
H | 0 | 0 | 0 | 0 | 0 | 0
LFG | 0 | 0 | 0 | 0 | 0 | 0
Nuc | 0 | 0 | 0 | 0 | 0 | 0
PS | 0 | 0 | 0 | 0 | 0 | 0
PV | 0 | 0 | 0 | 0 | 0 | 0
PeakG | 0 | 0 | 0 | 0 | 0 | 0
PeakO | 0 | 0 | 0 | 0 | 0 | 0
ST | 0 | 0 | 0 | 0 | 0 | 0
STOG | 0 | 0 | 0 | 0 | 0 | 0
STWD | 0 | 0 | 0 | 0 | 0 | 0
WT | 0 | 0 | 0 | 0 | 0 | 0
IGCC | 0 | 0 | 0 | 0 | 0 | 0
DemandResponse | 0 | 0 | 0 | 0 | 0 | 0
IGCC-CCS | 0 | 0 | 0 | 0 | 0 | 0
WT_off | 0 | 0 | 0 | 0 | 0 | 0
PseudoUnit | 0 | 0 | 0 | 0 | 0 | 0
FixedInterchange | 0 | 0 | 0 | 0 | 0 | 0
CO2 Emissions (MMshortTons): RMPA
ReportingType | 2015 | 2020 | 2025 | 2030 | 2035 | 2040
BM | 0 | 0 | 0 | 0 | 0 | 0
CC | 5.93 | 8.09 | 10.28 | 14.17 | 7.03 | 2.02
CSP | 0 | 0 | 0 | 0 | 0 | 0
CT | 0 | 0 | 0 | 0 | 0 | 0
Coal | 55.63 | 39.57 | 4 | 0.49 | 0.45 | 0.45
Geo | 0 | 0 | 0 | 0 | 0 | 0
H | 0 | 0 | 0 | 0 | 0 | 0
LFG | 0 | 0 | 0 | 0 | 0 | 0
Nuc | 0 | 0 | 0 | 0 | 0 | 0
PS | 0 | 0 | 0 | 0 | 0 | 0
PV | 0 | 0 | 0 | 0 | 0 | 0
PeakG | 0 | 0 | 0 | 0.03 | 0 | 0
PeakO | 0 | 0 | 0 | 0 | 0 | 0
ST | 0 | 0 | 0 | 0 | 0 | 0
STOG | 0 | 0 | 0 | 0 | 0 | 0
STWD | 0 | 0 | 0 | 0 | 0 | 0
WT | 0 | 0 | 0 | 0 | 0 | 0
IGCC | 0 | 0 | 0 | 0 | 0 | 0
DemandResponse | 0 | 0 | 0 | 0 | 0 | 0
IGCC-CCS | 0 | 0 | 0 | 0 | 0 | 2.79
WT_off | 0 | 0 | 0 | 0 | 0 | 0
PseudoUnit | 0 | 0 | 0 | 0 | 0 | 0
FixedInterchange | 0 | 0 | 0 | 0 | 0 | 0
CO2 Emissions (MMshortTons): SP15
ReportingType | 2015 | 2020 | 2025 | 2030 | 2035 | 2040
BM | 0 | 0 | 0 | 0 | 0 | 0
CC | 28.8 | 33.6 | 49.39 | 38.04 | 31.23 | 11.25
CSP | 0 | 0 | 0 | 0 | 0 | 0
CT | 0 | 0 | 0 | 0 | 0 | 0
Coal | 1.64 | 0.9 | 0.26 | 0 | 0 | 0
Geo | 0 | 0 | 0 | 0 | 0 | 0
H | 0 | 0 | 0 | 0 | 0 | 0
LFG | 0 | 0 | 0 | 0 | 0 | 0
Nuc | 0 | 0 | 0 | 0 | 0 | 0
PS | 0 | 0 | 0 | 0 | 0 | 0
PV | 0 | 0 | 0 | 0 | 0 | 0
PeakG | 0 | 0 | 0 | 0 | 0 | 0
PeakO | 0 | 0 | 0 | 0 | 0 | 0
ST | 0 | 0 | 0 | 0 | 0 | 0
STOG | 0.73 | 0.19 | 0.19 | 0.17 | 0.04 | 0
STWD | 0 | 0 | 0 | 0 | 0 | 0
WT | 0 | 0 | 0 | 0 | 0 | 0
IGCC | 0 | 0 | 0 | 0 | 0 | 0
DemandResponse | 0 | 0 | 0 | 0 | 0 | 0
IGCC-CCS | 0 | 0 | 0 | 0 | 4.49 | 13.41
WT_off | 0 | 0 | 0 | 0 | 0 | 0
PseudoUnit | 0 | 0 | 0 | 0 | 0 | 0
FixedInterchange | 0 | 0 | 0 | 0 | 0 | 0
CO2 Emissions (MMshortTons): ALB
ReportingType | 2015 | 2020 | 2025 | 2030 | 2035 | 2040
BM | 0 | 0 | 0 | 0 | 0 | 0
CC | 7.31 | 9.61 | 9.43 | 2.02 | 1.03 | 0
CSP | 0 | 0 | 0 | 0 | 0 | 0
CT | 0 | 0 | 0 | 0 | 0 | 0
Coal | 50 | 50 | 49.36 | 0 | 0 | 0
Geo | 0 | 0 | 0 | 0 | 0 | 0
H | 0 | 0 | 0 | 0 | 0 | 0
LFG | 0 | 0 | 0 | 0 | 0 | 0
Nuc | 0 | 0 | 0 | 0 | 0 | 0
PS | 0 | 0 | 0 | 0 | 0 | 0
PV | 0 | 0 | 0 | 0 | 0 | 0
PeakG | 0 | 0 | 0 | 0 | 0 | 0
PeakO | 0 | 0 | 0 | 0 | 0 | 0
ST | 0 | 0 | 0 | 0 | 0 | 0
STOG | 0 | 0 | 0 | 0 | 0 | 0
STWD | 0 | 0 | 0 | 0 | 0 | 0
WT | 0 | 0 | 0 | 0 | 0 | 0
IGCC | 0 | 0 | 0 | 0 | 0 | 0
DemandResponse | 0 | 0 | 0 | 0 | 0 | 0
IGCC-CCS | 0 | 0 | 0 | 0 | 0 | 0
WT_off | 0 | 0 | 0 | 0 | 0 | 0
PseudoUnit | 0 | 0 | 0 | 0 | 0 | 0
FixedInterchange | 0 | 0 | 0 | 0 | 0 | 0
CO2 Emissions (MMshortTons): BC
ReportingType | 2015 | 2020 | 2025 | 2030 | 2035 | 2040
BM | 0 | 0 | 0 | 0 | 0 | 0
CC | 3.72 | 4.94 | 4.94 | 4.03 | 0 | 0
CSP | 0 | 0 | 0 | 0 | 0 | 0
CT | 0 | 0 | 0 | 0 | 0 | 0
Coal | 0 | 0 | 0 | 0 | 0 | 0
Geo | 0 | 0 | 0 | 0 | 0 | 0
H | 0 | 0 | 0 | 0 | 0 | 0
LFG | 0 | 0 | 0 | 0 | 0 | 0
Nuc | 0 | 0 | 0 | 0 | 0 | 0
PS | 0 | 0 | 0 | 0 | 0 | 0
PV | 0 | 0 | 0 | 0 | 0 | 0
PeakG | 0 | 0 | 0 | 0 | 0 | 0
PeakO | 0 | 0 | 0 | 0 | 0 | 0
ST | 0 | 0 | 0 | 0 | 0 | 0
STOG | 0 | 0 | 0 | 0 | 0 | 0
STWD | 0 | 0 | 0 | 0 | 0 | 0
WT | 0 | 0 | 0 | 0 | 0 | 0
IGCC | 0 | 0 | 0 | 0 | 0 | 0
DemandResponse | 0 | 0 | 0 | 0 | 0 | 0
IGCC-CCS | 0 | 0 | 0 | 0 | 0 | 0
WT_off | 0 | 0 | 0 | 0 | 0 | 0
PseudoUnit | 0 | 0 | 0 | 0 | 0 | 0
FixedInterchange | 0 | 0 | 0 | 0 | 0 | 0
CO2 Emissions (MMshortTons): HQ_IESO
ReportingType | 2015 | 2020 | 2025 | 2030 | 2035 | 2040
BM | 0 | 0 | 0 | 0 | 0 | 0
CC | 0 | 0 | 0 | 0 | 0 | 0
CSP | 0 | 0 | 0 | 0 | 0 | 0
CT | 0 | 0 | 0 | 0 | 0 | 0
Coal | 0 | 0 | 0 | 0 | 0 | 0
Geo | 0 | 0 | 0 | 0 | 0 | 0
H | 0 | 0 | 0 | 0 | 0 | 0
LFG | 0 | 0 | 0 | 0 | 0 | 0
Nuc | 0 | 0 | 0 | 0 | 0 | 0
PS | 0 | 0 | 0 | 0 | 0 | 0
PV | 0 | 0 | 0 | 0 | 0 | 0
PeakG | 0 | 0 | 0 | 0 | 0 | 0
PeakO | 0 | 0 | 0 | 0 | 0 | 0
ST | 0 | 0 | 0 | 0 | 0 | 0
STOG | 0 | 0 | 0 | 0 | 0 | 0
STWD | 0 | 0 | 0 | 0 | 0 | 0
WT | 0 | 0 | 0 | 0 | 0 | 0
IGCC | 0 | 0 | 0 | 0 | 0 | 0
DemandResponse | 0 | 0 | 0 | 0 | 0 | 0
IGCC-CCS | 0 | 0 | 0 | 0 | 0 | 0
WT_off | 0 | 0 | 0 | 0 | 0 | 0
PseudoUnit | 0 | 0 | 0 | 0 | 0 | 0
FixedInterchange | 0 | 0 | 0 | 0 | 0 | 0
CO2 Emissions (MMshortTons): HQ_NEISO
ReportingType | 2015 | 2020 | 2025 | 2030 | 2035 | 2040
BM | 0 | 0 | 0 | 0 | 0 | 0
CC | 0 | 0 | 0 | 0 | 0 | 0
CSP | 0 | 0 | 0 | 0 | 0 | 0
CT | 0 | 0 | 0 | 0 | 0 | 0
Coal | 0 | 0 | 0 | 0 | 0 | 0
Geo | 0 | 0 | 0 | 0 | 0 | 0
H | 0 | 0 | 0 | 0 | 0 | 0
LFG | 0 | 0 | 0 | 0 | 0 | 0
Nuc | 0 | 0 | 0 | 0 | 0 | 0
PS | 0 | 0 | 0 | 0 | 0 | 0
PV | 0 | 0 | 0 | 0 | 0 | 0
PeakG | 0 | 0 | 0 | 0 | 0 | 0
PeakO | 0 | 0 | 0 | 0 | 0 | 0
ST | 0 | 0 | 0 | 0 | 0 | 0
STOG | 0 | 0 | 0 | 0 | 0 | 0
STWD | 0 | 0 | 0 | 0 | 0 | 0
WT | 0 | 0 | 0 | 0 | 0 | 0
IGCC | 0 | 0 | 0 | 0 | 0 | 0
DemandResponse | 0 | 0 | 0 | 0 | 0 | 0
IGCC-CCS | 0 | 0 | 0 | 0 | 0 | 0
WT_off | 0 | 0 | 0 | 0 | 0 | 0
PseudoUnit | 0 | 0 | 0 | 0 | 0 | 0
FixedInterchange | 0 | 0 | 0 | 0 | 0 | 0
CO2 Emissions (MMshortTons): HQ_NY
ReportingType | 2015 | 2020 | 2025 | 2030 | 2035 | 2040
BM | 0 | 0 | 0 | 0 | 0 | 0
CC | 0 | 0 | 0 | 0 | 0 | 0
CSP | 0 | 0 | 0 | 0 | 0 | 0
CT | 0 | 0 | 0 | 0 | 0 | 0
Coal | 0 | 0 | 0 | 0 | 0 | 0
Geo | 0 | 0 | 0 | 0 | 0 | 0
H | 0 | 0 | 0 | 0 | 0 | 0
LFG | 0 | 0 | 0 | 0 | 0 | 0
Nuc | 0 | 0 | 0 | 0 | 0 | 0
PS | 0 | 0 | 0 | 0 | 0 | 0
PV | 0 | 0 | 0 | 0 | 0 | 0
PeakG | 0 | 0 | 0 | 0 | 0 | 0
PeakO | 0 | 0 | 0 | 0 | 0 | 0
ST | 0 | 0 | 0 | 0 | 0 | 0
STOG | 0 | 0 | 0 | 0 | 0 | 0
STWD | 0 | 0 | 0 | 0 | 0 | 0
WT | 0 | 0 | 0 | 0 | 0 | 0
IGCC | 0 | 0 | 0 | 0 | 0 | 0
DemandResponse | 0 | 0 | 0 | 0 | 0 | 0
IGCC-CCS | 0 | 0 | 0 | 0 | 0 | 0
WT_off | 0 | 0 | 0 | 0 | 0 | 0
PseudoUnit | 0 | 0 | 0 | 0 | 0 | 0
FixedInterchange | 0 | 0 | 0 | 0 | 0 | 0
CO2 Emissions (MMshortTons): MARITIMES
ReportingType | 2015 | 2020 | 2025 | 2030 | 2035 | 2040
BM | 0 | 0 | 0 | 0 | 0 | 0
CC | 0 | 0 | 0 | 0 | 0 | 0
CSP | 0 | 0 | 0 | 0 | 0 | 0
CT | 0 | 0 | 0 | 0 | 0 | 0
Coal | 0 | 0 | 0 | 0 | 0 | 0
Geo | 0 | 0 | 0 | 0 | 0 | 0
H | 0 | 0 | 0 | 0 | 0 | 0
LFG | 0 | 0 | 0 | 0 | 0 | 0
Nuc | 0 | 0 | 0 | 0 | 0 | 0
PS | 0 | 0 | 0 | 0 | 0 | 0
PV | 0 | 0 | 0 | 0 | 0 | 0
PeakG | 0 | 0 | 0 | 0 | 0 | 0
PeakO | 0 | 0 | 0 | 0 | 0 | 0
ST | 0 | 0 | 0 | 0 | 0 | 0
STOG | 0 | 0 | 0 | 0 | 0 | 0
STWD | 0 | 0 | 0 | 0 | 0 | 0
WT | 0 | 0 | 0 | 0 | 0 | 0
IGCC | 0 | 0 | 0 | 0 | 0 | 0
DemandResponse | 0 | 0 | 0 | 0 | 0 | 0
IGCC-CCS | 0 | 0 | 0 | 0 | 0 | 0
WT_off | 0 | 0 | 0 | 0 | 0 | 0
PseudoUnit | 0 | 0 | 0 | 0 | 0 | 0
FixedInterchange | 0 | 0 | 0 | 0 | 0 | 0
CO2 Emissions (MMshortTons): All
ReportingType | 2015 | 2020 | 2025 | 2030 | 2035 | 2040
BM | 0 | 0 | 0 | 0 | 0 | 0
CC | 670.73 | 860.57 | 884.93 | 734.17 | 451.38 | 266.01
CSP | 0 | 0 | 0 | 0 | 0 | 0
CT | 0.36 | 0.41 | 0.45 | 0.48 | 0.02 | 0
Coal | 1233.45 | 497.72 | 100.96 | 8.76 | 24.51 | 28.51
Geo | 0 | 0 | 0 | 0 | 0 | 0
H | 0 | 0 | 0 | 0 | 0 | 0
LFG | 0 | 0 | 0 | 0 | 0 | 0
Nuc | 0 | 0 | 0 | 0 | 0 | 0
PS | 0 | 0 | 0 | 0 | 0 | 0
PV | 0 | 0 | 0 | 0 | 0 | 0
PeakG | 1.61 | 1.72 | 1.39 | 1.92 | 0.61 | 0.67
PeakO | 0 | 0 | 0 | 0 | 0 | 0
ST | 0 | 0 | 0 | 0 | 0 | 0
STOG | 5.63 | 4.26 | 3.72 | 4.39 | 1.27 | 0.97
STWD | 0 | 0 | 0 | 0 | 0 | 0
WT | 0 | 0 | 0 | 0 | 0 | 0
IGCC | 4.15 | 4.15 | 0.65 | 0 | 0 | 0
DemandResponse | 0 | 0 | 0 | 0 | 0 | 0
IGCC-CCS | 0 | 0 | 0 | 0 | 4.49 | 38.46
WT_off | 0 | 0 | 0 | 0 | 0 | 0
PseudoUnit | 0 | 0 | 0 | 0 | 0 | 0
FixedInterchange | 0 | 0 | 0 | 0 | 0 | 0
CO2 Emissions (MMshortTons): EI_US
ReportingType | 2015 | 2020 | 2025 | 2030 | 2035 | 2040
BM | 0 | 0 | 0 | 0 | 0 | 0
CC | 438.82 | 600.3 | 592.89 | 498.91 | 289.5 | 187.08
CSP | 0 | 0 | 0 | 0 | 0 | 0
CT | 0.36 | 0.4 | 0.45 | 0.48 | 0.02 | 0
Coal | 973.14 | 303.35 | 44.4 | 7.71 | 22.7 | 26.69
Geo | 0 | 0 | 0 | 0 | 0 | 0
H | 0 | 0 | 0 | 0 | 0 | 0
LFG | 0 | 0 | 0 | 0 | 0 | 0
Nuc | 0 | 0 | 0 | 0 | 0 | 0
PS | 0 | 0 | 0 | 0 | 0 | 0
PV | 0 | 0 | 0 | 0 | 0 | 0
PeakG | 1.57 | 1.71 | 1.39 | 1.88 | 0.61 | 0.67
PeakO | 0 | 0 | 0 | 0 | 0 | 0
ST | 0 | 0 | 0 | 0 | 0 | 0
STOG | 3.99 | 2.71 | 2.67 | 3.02 | 1.1 | 0.89
STWD | 0 | 0 | 0 | 0 | 0 | 0
WT | 0 | 0 | 0 | 0 | 0 | 0
IGCC | 4.15 | 4.15 | 0.65 | 0 | 0 | 0
DemandResponse | 0 | 0 | 0 | 0 | 0 | 0
IGCC-CCS | 0 | 0 | 0 | 0 | 0 | 7.39
WT_off | 0 | 0 | 0 | 0 | 0 | 0
PseudoUnit | 0 | 0 | 0 | 0 | 0 | 0
FixedInterchange | 0 | 0 | 0 | 0 | 0 | 0
CO2 Emissions (MMshortTons): EI_Canada
ReportingType | 2015 | 2020 | 2025 | 2030 | 2035 | 2040
BM | 0 | 0 | 0 | 0 | 0 | 0
CC | 8.47 | 8.49 | 6.2 | 0.85 | 0.26 | 0.3
CSP | 0 | 0 | 0 | 0 | 0 | 0
CT | 0 | 0 | 0 | 0 | 0 | 0
Coal | 0.22 | 0.2 | 0 | 0 | 0 | 0
Geo | 0 | 0 | 0 | 0 | 0 | 0
H | 0 | 0 | 0 | 0 | 0 | 0
LFG | 0 | 0 | 0 | 0 | 0 | 0
Nuc | 0 | 0 | 0 | 0 | 0 | 0
PS | 0 | 0 | 0 | 0 | 0 | 0
PV | 0 | 0 | 0 | 0 | 0 | 0
PeakG | 0.04 | 0.01 | 0 | 0 | 0 | 0
PeakO | 0 | 0 | 0 | 0 | 0 | 0
ST | 0 | 0 | 0 | 0 | 0 | 0
STOG | 0.01 | 0 | 0 | 0 | 0 | 0
STWD | 0 | 0 | 0 | 0 | 0 | 0
WT | 0 | 0 | 0 | 0 | 0 | 0
IGCC | 0 | 0 | 0 | 0 | 0 | 0
DemandResponse | 0 | 0 | 0 | 0 | 0 | 0
IGCC-CCS | 0 | 0 | 0 | 0 | 0 | 0
WT_off | 0 | 0 | 0 | 0 | 0 | 0
PseudoUnit | 0 | 0 | 0 | 0 | 0 | 0
FixedInterchange | 0 | 0 | 0 | 0 | 0 | 0
CO2 Emissions (MMshortTons): EI
ReportingType | 2015 | 2020 | 2025 | 2030 | 2035 | 2040
BM | 0 | 0 | 0 | 0 | 0 | 0
CC | 447.29 | 608.79 | 599.09 | 499.76 | 289.76 | 187.39
CSP | 0 | 0 | 0 | 0 | 0 | 0
CT | 0.36 | 0.4 | 0.45 | 0.48 | 0.02 | 0
Coal | 973.36 | 303.55 | 44.4 | 7.71 | 22.7 | 26.69
Geo | 0 | 0 | 0 | 0 | 0 | 0
H | 0 | 0 | 0 | 0 | 0 | 0
LFG | 0 | 0 | 0 | 0 | 0 | 0
Nuc | 0 | 0 | 0 | 0 | 0 | 0
PS | 0 | 0 | 0 | 0 | 0 | 0
PV | 0 | 0 | 0 | 0 | 0 | 0
PeakG | 1.61 | 1.72 | 1.39 | 1.88 | 0.61 | 0.67
PeakO | 0 | 0 | 0 | 0 | 0 | 0
ST | 0 | 0 | 0 | 0 | 0 | 0
STOG | 4 | 2.71 | 2.67 | 3.02 | 1.1 | 0.89
STWD | 0 | 0 | 0 | 0 | 0 | 0
WT | 0 | 0 | 0 | 0 | 0 | 0
IGCC | 4.15 | 4.15 | 0.65 | 0 | 0 | 0
DemandResponse | 0 | 0 | 0 | 0 | 0 | 0
IGCC-CCS | 0 | 0 | 0 | 0 | 0 | 7.39
WT_off | 0 | 0 | 0 | 0 | 0 | 0
PseudoUnit | 0 | 0 | 0 | 0 | 0 | 0
FixedInterchange | 0 | 0 | 0 | 0 | 0 | 0
CO2 Emissions (MMshortTons): Outside_EI
ReportingType | 2015 | 2020 | 2025 | 2030 | 2035 | 2040
BM | 0 | 0 | 0 | 0 | 0 | 0
CC | 223.44 | 251.78 | 285.84 | 234.41 | 161.62 | 78.62
CSP | 0 | 0 | 0 | 0 | 0 | 0
CT | 0 | 0 | 0 | 0 | 0 | 0
Coal | 260.09 | 194.18 | 56.56 | 1.04 | 1.81 | 1.81
Geo | 0 | 0 | 0 | 0 | 0 | 0
H | 0 | 0 | 0 | 0 | 0 | 0
LFG | 0 | 0 | 0 | 0 | 0 | 0
Nuc | 0 | 0 | 0 | 0 | 0 | 0
PS | 0 | 0 | 0 | 0 | 0 | 0
PV | 0 | 0 | 0 | 0 | 0 | 0
PeakG | 0 | 0 | 0 | 0.04 | 0 | 0
PeakO | 0 | 0 | 0 | 0 | 0 | 0
ST | 0 | 0 | 0 | 0 | 0 | 0
STOG | 1.63 | 1.55 | 1.05 | 1.37 | 0.17 | 0.08
STWD | 0 | 0 | 0 | 0 | 0 | 0
WT | 0 | 0 | 0 | 0 | 0 | 0
IGCC | 0 | 0 | 0 | 0 | 0 | 0
DemandResponse | 0 | 0 | 0 | 0 | 0 | 0
IGCC-CCS | 0 | 0 | 0 | 0 | 4.49 | 31.07
WT_off | 0 | 0 | 0 | 0 | 0 | 0
PseudoUnit | 0 | 0 | 0 | 0 | 0 | 0
FixedInterchange | 0 | 0 | 0 | 0 | 0 | 0
CO2 Emissions (MMmetricTons): Entergy
ReportingType | 2015 | 2020 | 2025 | 2030 | 2035 | 2040
BM | 0 | 0 | 0 | 0 | 0 | 0
CC | 29.46 | 37.45 | 26 | 20.09 | 10.56 | 7.7
CSP | 0 | 0 | 0 | 0 | 0 | 0
CT | 0 | 0 | 0 | 0 | 0 | 0
Coal | 54.96 | 4.37 | 0.43 | 0 | 0 | 0
Geo | 0 | 0 | 0 | 0 | 0 | 0
H | 0 | 0 | 0 | 0 | 0 | 0
LFG | 0 | 0 | 0 | 0 | 0 | 0
Nuc | 0 | 0 | 0 | 0 | 0 | 0
PS | 0 | 0 | 0 | 0 | 0 | 0
PV | 0 | 0 | 0 | 0 | 0 | 0
PeakG | 0 | 0 | 0 | 0 | 0 | 0
PeakO | 0 | 0 | 0 | 0 | 0 | 0
ST | 0 | 0 | 0 | 0 | 0 | 0
STOG | 0.2 | 0.2 | 0.19 | 0.19 | 0.07 | 0
STWD | 0 | 0 | 0 | 0 | 0 | 0
WT | 0 | 0 | 0 | 0 | 0 | 0
IGCC | 0 | 0 | 0 | 0 | 0 | 0
DemandResponse | 0 | 0 | 0 | 0 | 0 | 0
IGCC-CCS | 0 | 0 | 0 | 0 | 0 | 0
WT_off | 0 | 0 | 0 | 0 | 0 | 0
PseudoUnit | 0 | 0 | 0 | 0 | 0 | 0
FixedInterchange | 0 | 0 | 0 | 0 | 0 | 0
CO2 Emissions (MMmetricTons): FRCC
ReportingType | 2015 | 2020 | 2025 | 2030 | 2035 | 2040
BM | 0 | 0 | 0 | 0 | 0 | 0
CC | 71.82 | 79.3 | 76.56 | 66.91 | 30.29 | 22.09
CSP | 0 | 0 | 0 | 0 | 0 | 0
CT | 0.28 | 0.28 | 0.28 | 0.27 | 0 | 0
Coal | 17.07 | 5.99 | 1.14 | 0.17 | 0.63 | 0.77
Geo | 0 | 0 | 0 | 0 | 0 | 0
H | 0 | 0 | 0 | 0 | 0 | 0
LFG | 0 | 0 | 0 | 0 | 0 | 0
Nuc | 0 | 0 | 0 | 0 | 0 | 0
PS | 0 | 0 | 0 | 0 | 0 | 0
PV | 0 | 0 | 0 | 0 | 0 | 0
PeakG | 0.19 | 0.2 | 0.3 | 0.11 | 0.06 | 0.05
PeakO | 0 | 0 | 0 | 0 | 0 | 0
ST | 0 | 0 | 0 | 0 | 0 | 0
STOG | 0 | 0 | 0 | 0 | 0 | 0
STWD | 0 | 0 | 0 | 0 | 0 | 0
WT | 0 | 0 | 0 | 0 | 0 | 0
IGCC | 0 | 0 | 0 | 0 | 0 | 0
DemandResponse | 0 | 0 | 0 | 0 | 0 | 0
IGCC-CCS | 0 | 0 | 0 | 0 | 0 | 0
WT_off | 0 | 0 | 0 | 0 | 0 | 0
PseudoUnit | 0 | 0 | 0 | 0 | 0 | 0
FixedInterchange | 0 | 0 | 0 | 0 | 0 | 0
CO2 Emissions (MMmetricTons): MAPP_US
ReportingType | 2015 | 2020 | 2025 | 2030 | 2035 | 2040
BM | 0 | 0 | 0 | 0 | 0 | 0
CC | 0.37 | 0.09 | 0.36 | 0.31 | 0.16 | 0.13
CSP | 0 | 0 | 0 | 0 | 0 | 0
CT | 0 | 0 | 0 | 0.01 | 0 | 0
Coal | 13.7 | 4.48 | 0.48 | 0 | 0 | 0
Geo | 0 | 0 | 0 | 0 | 0 | 0
H | 0 | 0 | 0 | 0 | 0 | 0
LFG | 0 | 0 | 0 | 0 | 0 | 0
Nuc | 0 | 0 | 0 | 0 | 0 | 0
PS | 0 | 0 | 0 | 0 | 0 | 0
PV | 0 | 0 | 0 | 0 | 0 | 0
PeakG | 0.05 | 0.03 | 0.02 | 0.1 | 0.03 | 0.02
PeakO | 0 | 0 | 0 | 0 | 0 | 0
ST | 0 | 0 | 0 | 0 | 0 | 0
STOG | 0 | 0 | 0 | 0 | 0 | 0
STWD | 0 | 0 | 0 | 0 | 0 | 0
WT | 0 | 0 | 0 | 0 | 0 | 0
IGCC | 0 | 0 | 0 | 0 | 0 | 0
DemandResponse | 0 | 0 | 0 | 0 | 0 | 0
IGCC-CCS | 0 | 0 | 0 | 0 | 0 | 0
WT_off | 0 | 0 | 0 | 0 | 0 | 0
PseudoUnit | 0 | 0 | 0 | 0 | 0 | 0
FixedInterchange | 0 | 0 | 0 | 0 | 0 | 0
CO2 Emissions (MMmetricTons): MISO_IN
ReportingType | 2015 | 2020 | 2025 | 2030 | 2035 | 2040
BM | 0 | 0 | 0 | 0 | 0 | 0
CC | 4.98 | 40.91 | 42.2 | 24.9 | 11.6 | 5.47
CSP | 0 | 0 | 0 | 0 | 0 | 0
CT | 0 | 0 | 0 | 0 | 0 | 0
Coal | 60.94 | 21.7 | 3.32 | 0.56 | 2.18 | 2.74
Geo | 0 | 0 | 0 | 0 | 0 | 0
H | 0 | 0 | 0 | 0 | 0 | 0
LFG | 0 | 0 | 0 | 0 | 0 | 0
Nuc | 0 | 0 | 0 | 0 | 0 | 0
PS | 0 | 0 | 0 | 0 | 0 | 0
PV | 0 | 0 | 0 | 0 | 0 | 0
PeakG | 0 | 0 | 0 | 0 | 0 | 0
PeakO | 0 | 0 | 0 | 0 | 0 | 0
ST | 0 | 0 | 0 | 0 | 0 | 0
STOG | 0.02 | 0.01 | 0 | 0 | 0 | 0
STWD | 0 | 0 | 0 | 0 | 0 | 0
WT | 0 | 0 | 0 | 0 | 0 | 0
IGCC | 3.76 | 3.76 | 0.59 | 0 | 0 | 0
DemandResponse | 0 | 0 | 0 | 0 | 0 | 0
IGCC-CCS | 0 | 0 | 0 | 0 | 0 | 0
WT_off | 0 | 0 | 0 | 0 | 0 | 0
PseudoUnit | 0 | 0 | 0 | 0 | 0 | 0
FixedInterchange | 0 | 0 | 0 | 0 | 0 | 0
CO2 Emissions (MMmetricTons): MISO_MI
ReportingType | 2015 | 2020 | 2025 | 2030 | 2035 | 2040
BM | 0 | 0 | 0 | 0 | 0 | 0
CC | 10.58 | 20.19 | 21.62 | 16.54 | 7.21 | 2.24
CSP | 0 | 0 | 0 | 0 | 0 | 0
CT | 0 | 0 | 0 | 0 | 0 | 0
Coal | 30.75 | 1.47 | 0.54 | 0.07 | 0.24 | 0.68
Geo | 0 | 0 | 0 | 0 | 0 | 0
H | 0 | 0 | 0 | 0 | 0 | 0
LFG | 0 | 0 | 0 | 0 | 0 | 0
Nuc | 0 | 0 | 0 | 0 | 0 | 0
PS | 0 | 0 | 0 | 0 | 0 | 0
PV | 0 | 0 | 0 | 0 | 0 | 0
PeakG | 0 | 0 | 0 | 0 | 0 | 0
PeakO | 0 | 0 | 0 | 0 | 0 | 0
ST | 0 | 0 | 0 | 0 | 0 | 0
STOG | 0.15 | 0.02 | 0 | 0 | 0 | 0
STWD | 0 | 0 | 0 | 0 | 0 | 0
WT | 0 | 0 | 0 | 0 | 0 | 0
IGCC | 0 | 0 | 0 | 0 | 0 | 0
DemandResponse | 0 | 0 | 0 | 0 | 0 | 0
IGCC-CCS | 0 | 0 | 0 | 0 | 0 | 0
WT_off | 0 | 0 | 0 | 0 | 0 | 0
PseudoUnit | 0 | 0 | 0 | 0 | 0 | 0
FixedInterchange | 0 | 0 | 0 | 0 | 0 | 0
CO2 Emissions (MMmetricTons): MISO_MO-IL
ReportingType | 2015 | 2020 | 2025 | 2030 | 2035 | 2040
BM | 0 | 0 | 0 | 0 | 0 | 0
CC | 1.07 | 14.15 | 10.52 | 5.9 | 2.09 | 2.02
CSP | 0 | 0 | 0 | 0 | 0 | 0
CT | 0 | 0 | 0 | 0 | 0 | 0
Coal | 73.58 | 14.66 | 2.2 | 0.16 | 0.5 | 0.65
Geo | 0 | 0 | 0 | 0 | 0 | 0
H | 0 | 0 | 0 | 0 | 0 | 0
LFG | 0 | 0 | 0 | 0 | 0 | 0
Nuc | 0 | 0 | 0 | 0 | 0 | 0
PS | 0 | 0 | 0 | 0 | 0 | 0
PV | 0 | 0 | 0 | 0 | 0 | 0
PeakG | 0.15 | 0.14 | 0 | 0 | 0 | 0
PeakO | 0 | 0 | 0 | 0 | 0 | 0
ST | 0 | 0 | 0 | 0 | 0 | 0
STOG | 0 | 0 | 0 | 0 | 0 | 0
STWD | 0 | 0 | 0 | 0 | 0 | 0
WT | 0 | 0 | 0 | 0 | 0 | 0
IGCC | 0 | 0 | 0 | 0 | 0 | 0
DemandResponse | 0 | 0 | 0 | 0 | 0 | 0
IGCC-CCS | 0 | 0 | 0 | 0 | 0 | 0
WT_off | 0 | 0 | 0 | 0 | 0 | 0
PseudoUnit | 0 | 0 | 0 | 0 | 0 | 0
FixedInterchange | 0 | 0 | 0 | 0 | 0 | 0
CO2 Emissions (MMmetricTons): MISO_W
ReportingType | 2015 | 2020 | 2025 | 2030 | 2035 | 2040
BM | 0 | 0 | 0 | 0 | 0 | 0
CC | 3.35 | 4.79 | 2.72 | 1.63 | 0.93 | 0.79
CSP | 0 | 0 | 0 | 0 | 0 | 0
CT | 0 | 0 | 0 | 0 | 0 | 0
Coal | 73.03 | 22.2 | 1.72 | 0.41 | 0.47 | 0.5
Geo | 0 | 0 | 0 | 0 | 0 | 0
H | 0 | 0 | 0 | 0 | 0 | 0
LFG | 0 | 0 | 0 | 0 | 0 | 0
Nuc | 0 | 0 | 0 | 0 | 0 | 0
PS | 0 | 0 | 0 | 0 | 0 | 0
PV | 0 | 0 | 0 | 0 | 0 | 0
PeakG | 0.15 | 0.15 | 0 | 0 | 0 | 0
PeakO | 0 | 0 | 0 | 0 | 0 | 0
ST | 0 | 0 | 0 | 0 | 0 | 0
STOG | 0 | 0 | 0 | 0 | 0 | 0
STWD | 0 | 0 | 0 | 0 | 0 | 0
WT | 0 | 0 | 0 | 0 | 0 | 0
IGCC | 0 | 0 | 0 | 0 | 0 | 0
DemandResponse | 0 | 0 | 0 | 0 | 0 | 0
IGCC-CCS | 0 | 0 | 0 | 0 | 0 | 0
WT_off | 0 | 0 | 0 | 0 | 0 | 0
PseudoUnit | 0 | 0 | 0 | 0 | 0 | 0
FixedInterchange | 0 | 0 | 0 | 0 | 0 | 0
CO2 Emissions (MMmetricTons): MISO_WUMS
ReportingType | 2015 | 2020 | 2025 | 2030 | 2035 | 2040
BM | 0 | 0 | 0 | 0 | 0 | 0
CC | 17.99 | 25.26 | 22.85 | 18.41 | 6.4 | 4.31
CSP | 0 | 0 | 0 | 0 | 0 | 0
CT | 0 | 0.04 | 0.08 | 0.08 | 0 | 0
Coal | 11.54 | 0.62 | 0.27 | 0.12 | 0.26 | 0.57
Geo | 0 | 0 | 0 | 0 | 0 | 0
H | 0 | 0 | 0 | 0 | 0 | 0
LFG | 0 | 0 | 0 | 0 | 0 | 0
Nuc | 0 | 0 | 0 | 0 | 0 | 0
PS | 0 | 0 | 0 | 0 | 0 | 0
PV | 0 | 0 | 0 | 0 | 0 | 0
PeakG | 0 | 0 | 0 | 0 | 0 | 0
PeakO | 0 | 0 | 0 | 0 | 0 | 0
ST | 0 | 0 | 0 | 0 | 0 | 0
STOG | 0 | 0 | 0 | 0 | 0 | 0
STWD | 0 | 0 | 0 | 0 | 0 | 0
WT | 0 | 0 | 0 | 0 | 0 | 0
IGCC | 0 | 0 | 0 | 0 | 0 | 0
DemandResponse | 0 | 0 | 0 | 0 | 0 | 0
IGCC-CCS | 0 | 0 | 0 | 0 | 0 | 0
WT_off | 0 | 0 | 0 | 0 | 0 | 0
PseudoUnit | 0 | 0 | 0 | 0 | 0 | 0
FixedInterchange | 0 | 0 | 0 | 0 | 0 | 0
CO2 Emissions (MMmetricTons): Nebraska
ReportingType | 2015 | 2020 | 2025 | 2030 | 2035 | 2040
BM | 0 | 0 | 0 | 0 | 0 | 0
CC | 0.46 | 0.1 | 0.15 | 0.1 | 0.06 | 0.03
CSP | 0 | 0 | 0 | 0 | 0 | 0
CT | 0 | 0 | 0 | 0 | 0 | 0
Coal | 32.1 | 1.77 | 0.41 | 0.19 | 0.17 | 0.19
Geo | 0 | 0 | 0 | 0 | 0 | 0
H | 0 | 0 | 0 | 0 | 0 | 0
LFG | 0 | 0 | 0 | 0 | 0 | 0
Nuc | 0 | 0 | 0 | 0 | 0 | 0
PS | 0 | 0 | 0 | 0 | 0 | 0
PV | 0 | 0 | 0 | 0 | 0 | 0
PeakG | 0.03 | 0 | 0 | 0 | 0 | 0
PeakO | 0 | 0 | 0 | 0 | 0 | 0
ST | 0 | 0 | 0 | 0 | 0 | 0
STOG | 0.03 | 0 | 0 | 0 | 0 | 0
STWD | 0 | 0 | 0 | 0 | 0 | 0
WT | 0 | 0 | 0 | 0 | 0 | 0
IGCC | 0 | 0 | 0 | 0 | 0 | 0
DemandResponse | 0 | 0 | 0 | 0 | 0 | 0
IGCC-CCS | 0 | 0 | 0 | 0 | 0 | 0
WT_off | 0 | 0 | 0 | 0 | 0 | 0
PseudoUnit | 0 | 0 | 0 | 0 | 0 | 0
FixedInterchange | 0 | 0 | 0 | 0 | 0 | 0
CO2 Emissions (MMmetricTons): NEISO
ReportingType | 2015 | 2020 | 2025 | 2030 | 2035 | 2040
BM | 0 | 0 | 0 | 0 | 0 | 0
CC | 17.99 | 14.76 | 14.62 | 12.03 | 5.47 | 4.11
CSP | 0 | 0 | 0 | 0 | 0 | 0
CT | 0 | 0 | 0.01 | 0.01 | 0 | 0
Coal | 0.05 | 0 | 0 | 0 | 0 | 0
Geo | 0 | 0 | 0 | 0 | 0 | 0
H | 0 | 0 | 0 | 0 | 0 | 0
LFG | 0 | 0 | 0 | 0 | 0 | 0
Nuc | 0 | 0 | 0 | 0 | 0 | 0
PS | 0 | 0 | 0 | 0 | 0 | 0
PV | 0 | 0 | 0 | 0 | 0 | 0
PeakG | 0.02 | 0.02 | 0.02 | 0.02 | 0.01 | 0
PeakO | 0 | 0 | 0 | 0 | 0 | 0
ST | 0 | 0 | 0 | 0 | 0 | 0
STOG | 0 | 0 | 0 | 0 | 0 | 0
STWD | 0 | 0 | 0 | 0 | 0 | 0
WT | 0 | 0 | 0 | 0 | 0 | 0
IGCC | 0 | 0 | 0 | 0 | 0 | 0
DemandResponse | 0 | 0 | 0 | 0 | 0 | 0
IGCC-CCS | 0 | 0 | 0 | 0 | 0 | 0
WT_off | 0 | 0 | 0 | 0 | 0 | 0
PseudoUnit | 0 | 0 | 0 | 0 | 0 | 0
FixedInterchange | 0 | 0 | 0 | 0 | 0 | 0
CO2 Emissions (MMmetricTons): NonRTO_Midwest
ReportingType | 2015 | 2020 | 2025 | 2030 | 2035 | 2040
BM | 0 | 0 | 0 | 0 | 0 | 0
CC | 5.66 | 14.94 | 14.94 | 14.68 | 12.55 | 2.85
CSP | 0 | 0 | 0 | 0 | 0 | 0
CT | 0 | 0 | 0 | 0 | 0 | 0
Coal | 41.93 | 19.58 | 4.45 | 0.53 | 1.81 | 1.81
Geo | 0 | 0 | 0 | 0 | 0 | 0
H | 0 | 0 | 0 | 0 | 0 | 0
LFG | 0 | 0 | 0 | 0 | 0 | 0
Nuc | 0 | 0 | 0 | 0 | 0 | 0
PS | 0 | 0 | 0 | 0 | 0 | 0
PV | 0 | 0 | 0 | 0 | 0 | 0
PeakG | 0.08 | 0.01 | 0 | 0 | 0 | 0
PeakO | 0 | 0 | 0 | 0 | 0 | 0
ST | 0 | 0 | 0 | 0 | 0 | 0
STOG | 0 | 0 | 0 | 0 | 0 | 0
STWD | 0 | 0 | 0 | 0 | 0 | 0
WT | 0 | 0 | 0 | 0 | 0 | 0
IGCC | 0 | 0 | 0 | 0 | 0 | 0
DemandResponse | 0 | 0 | 0 | 0 | 0 | 0
IGCC-CCS | 0 | 0 | 0 | 0 | 0 | 0
WT_off | 0 | 0 | 0 | 0 | 0 | 0
PseudoUnit | 0 | 0 | 0 | 0 | 0 | 0
FixedInterchange | 0 | 0 | 0 | 0 | 0 | 0
CO2 Emissions (MMmetricTons): NYISO_A-F
ReportingType | 2015 | 2020 | 2025 | 2030 | 2035 | 2040
BM | 0 | 0 | 0 | 0 | 0 | 0
CC | 3.14 | 4.16 | 4.05 | 2.73 | 1.51 | 0.83
CSP | 0 | 0 | 0 | 0 | 0 | 0
CT | 0 | 0 | 0 | 0 | 0 | 0
Coal | 0 | 0 | 0 | 0 | 0 | 0
Geo | 0 | 0 | 0 | 0 | 0 | 0
H | 0 | 0 | 0 | 0 | 0 | 0
LFG | 0 | 0 | 0 | 0 | 0 | 0
Nuc | 0 | 0 | 0 | 0 | 0 | 0
PS | 0 | 0 | 0 | 0 | 0 | 0
PV | 0 | 0 | 0 | 0 | 0 | 0
PeakG | 0 | 0 | 0 | 0 | 0 | 0
PeakO | 0 | 0 | 0 | 0 | 0 | 0
ST | 0 | 0 | 0 | 0 | 0 | 0
STOG | 0 | 0 | 0 | 0 | 0 | 0
STWD | 0 | 0 | 0 | 0 | 0 | 0
WT | 0 | 0 | 0 | 0 | 0 | 0
IGCC | 0 | 0 | 0 | 0 | 0 | 0
DemandResponse | 0 | 0 | 0 | 0 | 0 | 0
IGCC-CCS | 0 | 0 | 0 | 0 | 0 | 0
WT_off | 0 | 0 | 0 | 0 | 0 | 0
PseudoUnit | 0 | 0 | 0 | 0 | 0 | 0
FixedInterchange | 0 | 0 | 0 | 0 | 0 | 0
CO2 Emissions (MMmetricTons): NYISO_G-I
ReportingType | 2015 | 2020 | 2025 | 2030 | 2035 | 2040
BM | 0 | 0 | 0 | 0 | 0 | 0
CC | 2.23 | 5.71 | 6.12 | 4.43 | 3.27 | 2.35
CSP | 0 | 0 | 0 | 0 | 0 | 0
CT | 0 | 0 | 0 | 0 | 0 | 0
Coal | 0 | 0 | 0 | 0 | 0 | 0
Geo | 0 | 0 | 0 | 0 | 0 | 0
H | 0 | 0 | 0 | 0 | 0 | 0
LFG | 0 | 0 | 0 | 0 | 0 | 0
Nuc | 0 | 0 | 0 | 0 | 0 | 0
PS | 0 | 0 | 0 | 0 | 0 | 0
PV | 0 | 0 | 0 | 0 | 0 | 0
PeakG | 0 | 0 | 0 | 0 | 0 | 0
PeakO | 0 | 0 | 0 | 0 | 0 | 0
ST | 0 | 0 | 0 | 0 | 0 | 0
STOG | 0 | 0 | 0 | 0 | 0 | 0
STWD | 0 | 0 | 0 | 0 | 0 | 0
WT | 0 | 0 | 0 | 0 | 0 | 0
IGCC | 0 | 0 | 0 | 0 | 0 | 0
DemandResponse | 0 | 0 | 0 | 0 | 0 | 0
IGCC-CCS | 0 | 0 | 0 | 0 | 0 | 0
WT_off | 0 | 0 | 0 | 0 | 0 | 0
PseudoUnit | 0 | 0 | 0 | 0 | 0 | 0
FixedInterchange | 0 | 0 | 0 | 0 | 0 | 0
CO2 Emissions (MMmetricTons): NYISO_J-K
ReportingType | 2015 | 2020 | 2025 | 2030 | 2035 | 2040
BM | 0 | 0 | 0 | 0 | 0 | 0
CC | 9.1 | 9.47 | 10.04 | 12.08 | 14.43 | 15.22
CSP | 0 | 0 | 0 | 0 | 0 | 0
CT | 0 | 0 | 0 | 0 | 0 | 0
Coal | 0 | 0 | 0 | 0 | 0 | 0
Geo | 0 | 0 | 0 | 0 | 0 | 0
H | 0 | 0 | 0 | 0 | 0 | 0
LFG | 0 | 0 | 0 | 0 | 0 | 0
Nuc | 0 | 0 | 0 | 0 | 0 | 0
PS | 0 | 0 | 0 | 0 | 0 | 0
PV | 0 | 0 | 0 | 0 | 0 | 0
PeakG | 0.03 | 0.03 | 0.06 | 0.03 | 0.12 | 0.21
PeakO | 0 | 0 | 0 | 0 | 0 | 0
ST | 0 | 0 | 0 | 0 | 0 | 0
STOG | 0.35 | 0.71 | 1.07 | 0.84 | 0.21 | 0.17
STWD | 0 | 0 | 0 | 0 | 0 | 0
WT | 0 | 0 | 0 | 0 | 0 | 0
IGCC | 0 | 0 | 0 | 0 | 0 | 0
DemandResponse | 0 | 0 | 0 | 0 | 0 | 0
IGCC-CCS | 0 | 0 | 0 | 0 | 0 | 0
WT_off | 0 | 0 | 0 | 0 | 0 | 0
PseudoUnit | 0 | 0 | 0 | 0 | 0 | 0
FixedInterchange | 0 | 0 | 0 | 0 | 0 | 0
CO2 Emissions (MMmetricTons): PJM_E
ReportingType | 2015 | 2020 | 2025 | 2030 | 2035 | 2040
BM | 0 | 0 | 0 | 0 | 0 | 0
CC | 15.57 | 18.99 | 24.47 | 24.44 | 18.59 | 16.18
CSP | 0 | 0 | 0 | 0 | 0 | 0
CT | 0 | 0 | 0 | 0 | 0 | 0
Coal | 0.59 | 0.25 | 0.06 | 0 | 0.05 | 0.12
Geo | 0 | 0 | 0 | 0 | 0 | 0
H | 0 | 0 | 0 | 0 | 0 | 0
LFG | 0 | 0 | 0 | 0 | 0 | 0
Nuc | 0 | 0 | 0 | 0 | 0 | 0
PS | 0 | 0 | 0 | 0 | 0 | 0
PV | 0 | 0 | 0 | 0 | 0 | 0
PeakG | 0.01 | 0.15 | 0.15 | 0.28 | 0.15 | 0.15
PeakO | 0 | 0 | 0 | 0 | 0 | 0
ST | 0 | 0 | 0 | 0 | 0 | 0
STOG | 0.16 | 0.3 | 0.16 | 0.3 | 0.16 | 0.16
STWD | 0 | 0 | 0 | 0 | 0 | 0
WT | 0 | 0 | 0 | 0 | 0 | 0
IGCC | 0 | 0 | 0 | 0 | 0 | 0
DemandResponse | 0 | 0 | 0 | 0 | 0 | 0
IGCC-CCS | 0 | 0 | 0 | 0 | 0 | 0
WT_off | 0 | 0 | 0 | 0 | 0 | 0
PseudoUnit | 0 | 0 | 0 | 0 | 0 | 0
FixedInterchange | 0 | 0 | 0 | 0 | 0 | 0
CO2 Emissions (MMmetricTons): PJM_ROM
ReportingType | 2015 | 2020 | 2025 | 2030 | 2035 | 2040
BM | 0 | 0 | 0 | 0 | 0 | 0
CC | 7.26 | 9.18 | 10.44 | 12.21 | 9.24 | 8.17
CSP | 0 | 0 | 0 | 0 | 0 | 0
CT | 0 | 0 | 0 | 0 | 0 | 0
Coal | 25.91 | 11.6 | 1.2 | 0.47 | 1.33 | 1.66
Geo | 0 | 0 | 0 | 0 | 0 | 0
H | 0 | 0 | 0 | 0 | 0 | 0
LFG | 0 | 0 | 0 | 0 | 0 | 0
Nuc | 0 | 0 | 0 | 0 | 0 | 0
PS | 0 | 0 | 0 | 0 | 0 | 0
PV | 0 | 0 | 0 | 0 | 0 | 0
PeakG | 0 | 0.01 | 0.03 | 0.09 | 0.03 | 0.03
PeakO | 0 | 0 | 0 | 0 | 0 | 0
ST | 0 | 0 | 0 | 0 | 0 | 0
STOG | 0.39 | 0.39 | 0.39 | 0.4 | 0.2 | 0.2
STWD | 0 | 0 | 0 | 0 | 0 | 0
WT | 0 | 0 | 0 | 0 | 0 | 0
IGCC | 0 | 0 | 0 | 0 | 0 | 0
DemandResponse | 0 | 0 | 0 | 0 | 0 | 0
IGCC-CCS | 0 | 0 | 0 | 0 | 0 | 0
WT_off | 0 | 0 | 0 | 0 | 0 | 0
PseudoUnit | 0 | 0 | 0 | 0 | 0 | 0
FixedInterchange | 0 | 0 | 0 | 0 | 0 | 0
CO2 Emissions (MMmetricTons): PJM_ROR
ReportingType | 2015 | 2020 | 2025 | 2030 | 2035 | 2040
BM | 0 | 0 | 0 | 0 | 0 | 0
CC | 49.42 | 88.99 | 87.78 | 77.4 | 58.75 | 31.6
CSP | 0 | 0 | 0 | 0 | 0 | 0
CT | 0 | 0 | 0 | 0 | 0 | 0
Coal | 220.07 | 108.18 | 15.54 | 2.68 | 8.66 | 9.72
Geo | 0 | 0 | 0 | 0 | 0 | 0
H | 0 | 0 | 0 | 0 | 0 | 0
LFG | 0 | 0 | 0 | 0 | 0 | 0
Nuc | 0 | 0 | 0 | 0 | 0 | 0
PS | 0 | 0 | 0 | 0 | 0 | 0
PV | 0 | 0 | 0 | 0 | 0 | 0
PeakG | 0.39 | 0.5 | 0.1 | 0.3 | 0.11 | 0.09
PeakO | 0 | 0 | 0 | 0 | 0 | 0
ST | 0 | 0 | 0 | 0 | 0 | 0
STOG | 0.23 | 0.3 | 0.23 | 0.44 | 0.12 | 0.06
STWD | 0 | 0 | 0 | 0 | 0 | 0
WT | 0 | 0 | 0 | 0 | 0 | 0
IGCC | 0 | 0 | 0 | 0 | 0 | 0
DemandResponse | 0 | 0 | 0 | 0 | 0 | 0
IGCC-CCS | 0 | 0 | 0 | 0 | 0 | 4.35
WT_off | 0 | 0 | 0 | 0 | 0 | 0
PseudoUnit | 0 | 0 | 0 | 0 | 0 | 0
FixedInterchange | 0 | 0 | 0 | 0 | 0 | 0
CO2 Emissions (MMmetricTons): SOCO
ReportingType | 2015 | 2020 | 2025 | 2030 | 2035 | 2040
BM | 0 | 0 | 0 | 0 | 0 | 0
CC | 56.71 | 68.37 | 69.78 | 57.47 | 27.91 | 15.46
CSP | 0 | 0 | 0 | 0 | 0 | 0
CT | 0 | 0 | 0 | 0 | 0 | 0
Coal | 37.2 | 12.34 | 2.84 | 0.98 | 1.64 | 1.87
Geo | 0 | 0 | 0 | 0 | 0 | 0
H | 0 | 0 | 0 | 0 | 0 | 0
LFG | 0 | 0 | 0 | 0 | 0 | 0
Nuc | 0 | 0 | 0 | 0 | 0 | 0
PS | 0 | 0 | 0 | 0 | 0 | 0
PV | 0 | 0 | 0 | 0 | 0 | 0
PeakG | 0.2 | 0.23 | 0.37 | 0.48 | 0.02 | 0
PeakO | 0 | 0 | 0 | 0 | 0 | 0
ST | 0 | 0 | 0 | 0 | 0 | 0
STOG | 0 | 0 | 0 | 0 | 0 | 0
STWD | 0 | 0 | 0 | 0 | 0 | 0
WT | 0 | 0 | 0 | 0 | 0 | 0
IGCC | 0 | 0 | 0 | 0 | 0 | 0
DemandResponse | 0 | 0 | 0 | 0 | 0 | 0
IGCC-CCS | 0 | 0 | 0 | 0 | 0 | 0
WT_off | 0 | 0 | 0 | 0 | 0 | 0
PseudoUnit | 0 | 0 | 0 | 0 | 0 | 0
FixedInterchange | 0 | 0 | 0 | 0 | 0 | 0
CO2 Emissions (MMmetricTons): SPP_N
ReportingType | 2015 | 2020 | 2025 | 2030 | 2035 | 2040
BM | 0 | 0 | 0 | 0 | 0 | 0
CC | 2.8 | 0.4 | 0.56 | 0.56 | 0.2 | 0.1
CSP | 0 | 0 | 0 | 0 | 0 | 0
CT | 0 | 0 | 0 | 0 | 0 | 0
Coal | 57.36 | 9.26 | 0.77 | 0.13 | 0.23 | 0.31
Geo | 0 | 0 | 0 | 0 | 0 | 0
H | 0 | 0 | 0 | 0 | 0 | 0
LFG | 0 | 0 | 0 | 0 | 0 | 0
Nuc | 0 | 0 | 0 | 0 | 0 | 0
PS | 0 | 0 | 0 | 0 | 0 | 0
PV | 0 | 0 | 0 | 0 | 0 | 0
PeakG | 0.06 | 0 | 0 | 0 | 0 | 0
PeakO | 0 | 0 | 0 | 0 | 0 | 0
ST | 0 | 0 | 0 | 0 | 0 | 0
STOG | 0.2 | 0 | 0 | 0 | 0 | 0
STWD | 0 | 0 | 0 | 0 | 0 | 0
WT | 0 | 0 | 0 | 0 | 0 | 0
IGCC | 0 | 0 | 0 | 0 | 0 | 0
DemandResponse | 0 | 0 | 0 | 0 | 0 | 0
IGCC-CCS | 0 | 0 | 0 | 0 | 0 | 0
WT_off | 0 | 0 | 0 | 0 | 0 | 0
PseudoUnit | 0 | 0 | 0 | 0 | 0 | 0
FixedInterchange | 0 | 0 | 0 | 0 | 0 | 0
CO2 Emissions (MMmetricTons): SPP_S
ReportingType | 2015 | 2020 | 2025 | 2030 | 2035 | 2040
BM | 0 | 0 | 0 | 0 | 0 | 0
CC | 23.22 | 8.94 | 8.15 | 7.99 | 4.55 | 4.29
CSP | 0 | 0 | 0 | 0 | 0 | 0
CT | 0 | 0 | 0 | 0 | 0 | 0
Coal | 73.18 | 5.7 | 0.34 | 0 | 0 | 0
Geo | 0 | 0 | 0 | 0 | 0 | 0
H | 0 | 0 | 0 | 0 | 0 | 0
LFG | 0 | 0 | 0 | 0 | 0 | 0
Nuc | 0 | 0 | 0 | 0 | 0 | 0
PS | 0 | 0 | 0 | 0 | 0 | 0
PV | 0 | 0 | 0 | 0 | 0 | 0
PeakG | 0 | 0 | 0 | 0 | 0 | 0
PeakO | 0 | 0 | 0 | 0 | 0 | 0
ST | 0 | 0 | 0 | 0 | 0 | 0
STOG | 1.89 | 0.52 | 0.38 | 0.57 | 0.23 | 0.21
STWD | 0 | 0 | 0 | 0 | 0 | 0
WT | 0 | 0 | 0 | 0 | 0 | 0
IGCC | 0 | 0 | 0 | 0 | 0 | 0
DemandResponse | 0 | 0 | 0 | 0 | 0 | 0
IGCC-CCS | 0 | 0 | 0 | 0 | 0 | 0
WT_off | 0 | 0 | 0 | 0 | 0 | 0
PseudoUnit | 0 | 0 | 0 | 0 | 0 | 0
FixedInterchange | 0 | 0 | 0 | 0 | 0 | 0
CO2 Emissions (MMmetricTons): TVA
ReportingType | 2015 | 2020 | 2025 | 2030 | 2035 | 2040
BM | 0 | 0 | 0 | 0 | 0 | 0
CC | 16.39 | 28.6 | 34.18 | 29.96 | 19.55 | 8.38
CSP | 0 | 0 | 0 | 0 | 0 | 0
CT | 0 | 0 | 0 | 0 | 0 | 0
Coal | 42.59 | 19.87 | 2.31 | 0.37 | 1.85 | 1.85
Geo | 0 | 0 | 0 | 0 | 0 | 0
H | 0 | 0 | 0 | 0 | 0 | 0
LFG | 0 | 0 | 0 | 0 | 0 | 0
Nuc | 0 | 0 | 0 | 0 | 0 | 0
PS | 0 | 0 | 0 | 0 | 0 | 0
PV | 0 | 0 | 0 | 0 | 0 | 0
PeakG | 0 | 0 | 0 | 0 | 0 | 0
PeakO | 0 | 0 | 0 | 0 | 0 | 0
ST | 0 | 0 | 0 | 0 | 0 | 0
STOG | 0 | 0 | 0 | 0 | 0 | 0
STWD | 0 | 0 | 0 | 0 | 0 | 0
WT | 0 | 0 | 0 | 0 | 0 | 0
IGCC | 0 | 0 | 0 | 0 | 0 | 0
DemandResponse | 0 | 0 | 0 | 0 | 0 | 0
IGCC-CCS | 0 | 0 | 0 | 0 | 0 | 2.36
WT_off | 0 | 0 | 0 | 0 | 0 | 0
PseudoUnit | 0 | 0 | 0 | 0 | 0 | 0
FixedInterchange | 0 | 0 | 0 | 0 | 0 | 0
CO2 Emissions (MMmetricTons): TVA_Transmission
ReportingType | 2015 | 2020 | 2025 | 2030 | 2035 | 2040
BM | 0 | 0 | 0 | 0 | 0 | 0
CC | 0 | 0 | 0 | 0 | 0 | 0
CSP | 0 | 0 | 0 | 0 | 0 | 0
CT | 0 | 0 | 0 | 0 | 0 | 0
Coal | 0 | 0 | 0 | 0 | 0 | 0
Geo | 0 | 0 | 0 | 0 | 0 | 0
H | 0 | 0 | 0 | 0 | 0 | 0
LFG | 0 | 0 | 0 | 0 | 0 | 0
Nuc | 0 | 0 | 0 | 0 | 0 | 0
PS | 0 | 0 | 0 | 0 | 0 | 0
PV | 0 | 0 | 0 | 0 | 0 | 0
PeakG | 0 | 0 | 0 | 0 | 0 | 0
PeakO | 0 | 0 | 0 | 0 | 0 | 0
ST | 0 | 0 | 0 | 0 | 0 | 0
STOG | 0 | 0 | 0 | 0 | 0 | 0
STWD | 0 | 0 | 0 | 0 | 0 | 0
WT | 0 | 0 | 0 | 0 | 0 | 0
IGCC | 0 | 0 | 0 | 0 | 0 | 0
DemandResponse | 0 | 0 | 0 | 0 | 0 | 0
IGCC-CCS | 0 | 0 | 0 | 0 | 0 | 0
WT_off | 0 | 0 | 0 | 0 | 0 | 0
PseudoUnit | 0 | 0 | 0 | 0 | 0 | 0
FixedInterchange | 0 | 0 | 0 | 0 | 0 | 0
CO2 Emissions (MMmetricTons): VACAR
ReportingType | 2015 | 2020 | 2025 | 2030 | 2035 | 2040
BM | 0 | 0 | 0 | 0 | 0 | 0
CC | 48.51 | 49.84 | 49.73 | 41.82 | 17.3 | 15.4
CSP | 0 | 0 | 0 | 0 | 0 | 0
CT | 0.04 | 0.04 | 0.04 | 0.06 | 0.01 | 0
Coal | 16.25 | 11.14 | 2.26 | 0.16 | 0.58 | 0.79
Geo | 0 | 0 | 0 | 0 | 0 | 0
H | 0 | 0 | 0 | 0 | 0 | 0
LFG | 0 | 0 | 0 | 0 | 0 | 0
Nuc | 0 | 0 | 0 | 0 | 0 | 0
PS | 0 | 0 | 0 | 0 | 0 | 0
PV | 0 | 0 | 0 | 0 | 0 | 0
PeakG | 0.05 | 0.1 | 0.19 | 0.28 | 0.03 | 0.06
PeakO | 0 | 0 | 0 | 0 | 0 | 0
ST | 0 | 0 | 0 | 0 | 0 | 0
STOG | 0 | 0 | 0 | 0 | 0 | 0
STWD | 0 | 0 | 0 | 0 | 0 | 0
WT | 0 | 0 | 0 | 0 | 0 | 0
IGCC | 0 | 0 | 0 | 0 | 0 | 0
DemandResponse | 0 | 0 | 0 | 0 | 0 | 0
IGCC-CCS | 0 | 0 | 0 | 0 | 0 | 0
WT_off | 0 | 0 | 0 | 0 | 0 | 0
PseudoUnit | 0 | 0 | 0 | 0 | 0 | 0
FixedInterchange | 0 | 0 | 0 | 0 | 0 | 0
CO2 Emissions (MMmetricTons): IESO
ReportingType | 2015 | 2020 | 2025 | 2030 | 2035 | 2040
BM | 0 | 0 | 0 | 0 | 0 | 0
CC | 3.68 | 3.7 | 3.74 | 0.7 | 0.17 | 0.16
CSP | 0 | 0 | 0 | 0 | 0 | 0
CT | 0 | 0 | 0 | 0 | 0 | 0
Coal | 0 | 0 | 0 | 0 | 0 | 0
Geo | 0 | 0 | 0 | 0 | 0 | 0
H | 0 | 0 | 0 | 0 | 0 | 0
LFG | 0 | 0 | 0 | 0 | 0 | 0
Nuc | 0 | 0 | 0 | 0 | 0 | 0
PS | 0 | 0 | 0 | 0 | 0 | 0
PV | 0 | 0 | 0 | 0 | 0 | 0
PeakG | 0 | 0 | 0 | 0 | 0 | 0
PeakO | 0 | 0 | 0 | 0 | 0 | 0
ST | 0 | 0 | 0 | 0 | 0 | 0
STOG | 0 | 0 | 0 | 0 | 0 | 0
STWD | 0 | 0 | 0 | 0 | 0 | 0
WT | 0 | 0 | 0 | 0 | 0 | 0
IGCC | 0 | 0 | 0 | 0 | 0 | 0
DemandResponse | 0 | 0 | 0 | 0 | 0 | 0
IGCC-CCS | 0 | 0 | 0 | 0 | 0 | 0
WT_off | 0 | 0 | 0 | 0 | 0 | 0
PseudoUnit | 0 | 0 | 0 | 0 | 0 | 0
FixedInterchange | 0 | 0 | 0 | 0 | 0 | 0
CO2 Emissions (MMmetricTons): MAPP_CA
ReportingType | 2015 | 2020 | 2025 | 2030 | 2035 | 2040
BM | 0 | 0 | 0 | 0 | 0 | 0
CC | 4 | 4 | 1.88 | 0.07 | 0.07 | 0.11
CSP | 0 | 0 | 0 | 0 | 0 | 0
CT | 0 | 0 | 0 | 0 | 0 | 0
Coal | 0.2 | 0.18 | 0 | 0 | 0 | 0
Geo | 0 | 0 | 0 | 0 | 0 | 0
H | 0 | 0 | 0 | 0 | 0 | 0
LFG | 0 | 0 | 0 | 0 | 0 | 0
Nuc | 0 | 0 | 0 | 0 | 0 | 0
PS | 0 | 0 | 0 | 0 | 0 | 0
PV | 0 | 0 | 0 | 0 | 0 | 0
PeakG | 0.03 | 0 | 0 | 0 | 0 | 0
PeakO | 0 | 0 | 0 | 0 | 0 | 0
ST | 0 | 0 | 0 | 0 | 0 | 0
STOG | 0.01 | 0 | 0 | 0 | 0 | 0
STWD | 0 | 0 | 0 | 0 | 0 | 0
WT | 0 | 0 | 0 | 0 | 0 | 0
IGCC | 0 | 0 | 0 | 0 | 0 | 0
DemandResponse | 0 | 0 | 0 | 0 | 0 | 0
IGCC-CCS | 0 | 0 | 0 | 0 | 0 | 0
WT_off | 0 | 0 | 0 | 0 | 0 | 0
PseudoUnit | 0 | 0 | 0 | 0 | 0 | 0
FixedInterchange | 0 | 0 | 0 | 0 | 0 | 0
CO2 Emissions (MMmetricTons): AZ_NM_SNV_Coal
ReportingType | 2015 | 2020 | 2025 | 2030 | 2035 | 2040
BM | 0 | 0 | 0 | 0 | 0 | 0
CC | 0 | 0 | 0 | 0 | 0 | 0
CSP | 0 | 0 | 0 | 0 | 0 | 0
CT | 0 | 0 | 0 | 0 | 0 | 0
Coal | 49.54 | 35.97 | 0.87 | 0.03 | 0.38 | 0.38
Geo | 0 | 0 | 0 | 0 | 0 | 0
H | 0 | 0 | 0 | 0 | 0 | 0
LFG | 0 | 0 | 0 | 0 | 0 | 0
Nuc | 0 | 0 | 0 | 0 | 0 | 0
PS | 0 | 0 | 0 | 0 | 0 | 0
PV | 0 | 0 | 0 | 0 | 0 | 0
PeakG | 0 | 0 | 0 | 0 | 0 | 0
PeakO | 0 | 0 | 0 | 0 | 0 | 0
ST | 0 | 0 | 0 | 0 | 0 | 0
STOG | 0 | 0 | 0 | 0 | 0 | 0
STWD | 0 | 0 | 0 | 0 | 0 | 0
WT | 0 | 0 | 0 | 0 | 0 | 0
IGCC | 0 | 0 | 0 | 0 | 0 | 0
DemandResponse | 0 | 0 | 0 | 0 | 0 | 0
IGCC-CCS | 0 | 0 | 0 | 0 | 0 | 0
WT_off | 0 | 0 | 0 | 0 | 0 | 0
PseudoUnit | 0 | 0 | 0 | 0 | 0 | 0
FixedInterchange | 0 | 0 | 0 | 0 | 0 | 0
CO2 Emissions (MMmetricTons): AZ_NM_SNV_Gas
ReportingType | 2015 | 2020 | 2025 | 2030 | 2035 | 2040
BM | 0 | 0 | 0 | 0 | 0 | 0
CC | 27.62 | 24.82 | 37.99 | 29.9 | 21.42 | 10.01
CSP | 0 | 0 | 0 | 0 | 0 | 0
CT | 0 | 0 | 0 | 0 | 0 | 0
Coal | 0 | 0 | 0 | 0 | 0 | 0
Geo | 0 | 0 | 0 | 0 | 0 | 0
H | 0 | 0 | 0 | 0 | 0 | 0
LFG | 0 | 0 | 0 | 0 | 0 | 0
Nuc | 0 | 0 | 0 | 0 | 0 | 0
PS | 0 | 0 | 0 | 0 | 0 | 0
PV | 0 | 0 | 0 | 0 | 0 | 0
PeakG | 0 | 0 | 0 | 0 | 0 | 0
PeakO | 0 | 0 | 0 | 0 | 0 | 0
ST | 0 | 0 | 0 | 0 | 0 | 0
STOG | 0 | 0 | 0 | 0 | 0 | 0
STWD | 0 | 0 | 0 | 0 | 0 | 0
WT | 0 | 0 | 0 | 0 | 0 | 0
IGCC | 0 | 0 | 0 | 0 | 0 | 0
DemandResponse | 0 | 0 | 0 | 0 | 0 | 0
IGCC-CCS | 0 | 0 | 0 | 0 | 0 | 0
WT_off | 0 | 0 | 0 | 0 | 0 | 0
PseudoUnit | 0 | 0 | 0 | 0 | 0 | 0
FixedInterchange | 0 | 0 | 0 | 0 | 0 | 0
CO2 Emissions (MMmetricTons): AZ_NM_SNV_NucRenew
ReportingType | 2015 | 2020 | 2025 | 2030 | 2035 | 2040
BM | 0 | 0 | 0 | 0 | 0 | 0
CC | 0 | 0 | 0 | 0 | 0 | 0
CSP | 0 | 0 | 0 | 0 | 0 | 0
CT | 0 | 0 | 0 | 0 | 0 | 0
Coal | 0 | 0 | 0 | 0 | 0 | 0
Geo | 0 | 0 | 0 | 0 | 0 | 0
H | 0 | 0 | 0 | 0 | 0 | 0
LFG | 0 | 0 | 0 | 0 | 0 | 0
Nuc | 0 | 0 | 0 | 0 | 0 | 0
PS | 0 | 0 | 0 | 0 | 0 | 0
PV | 0 | 0 | 0 | 0 | 0 | 0
PeakG | 0 | 0 | 0 | 0 | 0 | 0
PeakO | 0 | 0 | 0 | 0 | 0 | 0
ST | 0 | 0 | 0 | 0 | 0 | 0
STOG | 0 | 0 | 0 | 0 | 0 | 0
STWD | 0 | 0 | 0 | 0 | 0 | 0
WT | 0 | 0 | 0 | 0 | 0 | 0
IGCC | 0 | 0 | 0 | 0 | 0 | 0
DemandResponse | 0 | 0 | 0 | 0 | 0 | 0
IGCC-CCS | 0 | 0 | 0 | 0 | 0 | 0
WT_off | 0 | 0 | 0 | 0 | 0 | 0
PseudoUnit | 0 | 0 | 0 | 0 | 0 | 0
FixedInterchange | 0 | 0 | 0 | 0 | 0 | 0
CO2 Emissions (MMmetricTons): ERCOT
ReportingType | 2015 | 2020 | 2025 | 2030 | 2035 | 2040
BM | 0 | 0 | 0 | 0 | 0 | 0
CC | 81.87 | 92.18 | 83.8 | 77.13 | 47.78 | 40.21
CSP | 0 | 0 | 0 | 0 | 0 | 0
CT | 0 | 0 | 0 | 0 | 0 | 0
Coal | 36.21 | 25.11 | 1.34 | 0.31 | 0.7 | 0.7
Geo | 0 | 0 | 0 | 0 | 0 | 0
H | 0 | 0 | 0 | 0 | 0 | 0
LFG | 0 | 0 | 0 | 0 | 0 | 0
Nuc | 0 | 0 | 0 | 0 | 0 | 0
PS | 0 | 0 | 0 | 0 | 0 | 0
PV | 0 | 0 | 0 | 0 | 0 | 0
PeakG | 0 | 0 | 0 | 0.01 | 0 | 0
PeakO | 0 | 0 | 0 | 0 | 0 | 0
ST | 0 | 0 | 0 | 0 | 0 | 0
STOG | 0.82 | 1.23 | 0.77 | 1.08 | 0.09 | 0.07
STWD | 0 | 0 | 0 | 0 | 0 | 0
WT | 0 | 0 | 0 | 0 | 0 | 0
IGCC | 0 | 0 | 0 | 0 | 0 | 0
DemandResponse | 0 | 0 | 0 | 0 | 0 | 0
IGCC-CCS | 0 | 0 | 0 | 0 | 0 | 1.3
WT_off | 0 | 0 | 0 | 0 | 0 | 0
PseudoUnit | 0 | 0 | 0 | 0 | 0 | 0
FixedInterchange | 0 | 0 | 0 | 0 | 0 | 0
CO2 Emissions (MMmetricTons): NP15
ReportingType | 2015 | 2020 | 2025 | 2030 | 2035 | 2040
BM | 0 | 0 | 0 | 0 | 0 | 0
CC | 32.57 | 28.69 | 34.11 | 24.95 | 21.86 | 1.26
CSP | 0 | 0 | 0 | 0 | 0 | 0
CT | 0 | 0 | 0 | 0 | 0 | 0
Coal | 0.24 | 0 | 0 | 0 | 0 | 0
Geo | 0 | 0 | 0 | 0 | 0 | 0
H | 0 | 0 | 0 | 0 | 0 | 0
LFG | 0 | 0 | 0 | 0 | 0 | 0
Nuc | 0 | 0 | 0 | 0 | 0 | 0
PS | 0 | 0 | 0 | 0 | 0 | 0
PV | 0 | 0 | 0 | 0 | 0 | 0
PeakG | 0 | 0 | 0 | 0 | 0 | 0
PeakO | 0 | 0 | 0 | 0 | 0 | 0
ST | 0 | 0 | 0 | 0 | 0 | 0
STOG | 0 | 0.01 | 0.01 | 0.01 | 0.03 | 0
STWD | 0 | 0 | 0 | 0 | 0 | 0
WT | 0 | 0 | 0 | 0 | 0 | 0
IGCC | 0 | 0 | 0 | 0 | 0 | 0
DemandResponse | 0 | 0 | 0 | 0 | 0 | 0
IGCC-CCS | 0 | 0 | 0 | 0 | 0 | 9.78
WT_off | 0 | 0 | 0 | 0 | 0 | 0
PseudoUnit | 0 | 0 | 0 | 0 | 0 | 0
FixedInterchange | 0 | 0 | 0 | 0 | 0 | 0
CO2 Emissions (MMmetricTons): NWPP_Coal
ReportingType | 2015 | 2020 | 2025 | 2030 | 2035 | 2040
BM | 0 | 0 | 0 | 0 | 0 | 0
CC | 0 | 0 | 0 | 0 | 0 | 0
CSP | 0 | 0 | 0 | 0 | 0 | 0
CT | 0 | 0 | 0 | 0 | 0 | 0
Coal | 52.64 | 33.01 | 0.47 | 0.16 | 0.16 | 0.16
Geo | 0 | 0 | 0 | 0 | 0 | 0
H | 0 | 0 | 0 | 0 | 0 | 0
LFG | 0 | 0 | 0 | 0 | 0 | 0
Nuc | 0 | 0 | 0 | 0 | 0 | 0
PS | 0 | 0 | 0 | 0 | 0 | 0
PV | 0 | 0 | 0 | 0 | 0 | 0
PeakG | 0 | 0 | 0 | 0 | 0 | 0
PeakO | 0 | 0 | 0 | 0 | 0 | 0
ST | 0 | 0 | 0 | 0 | 0 | 0
STOG | 0 | 0 | 0 | 0 | 0 | 0
STWD | 0 | 0 | 0 | 0 | 0 | 0
WT | 0 | 0 | 0 | 0 | 0 | 0
IGCC | 0 | 0 | 0 | 0 | 0 | 0
DemandResponse | 0 | 0 | 0 | 0 | 0 | 0
IGCC-CCS | 0 | 0 | 0 | 0 | 0 | 0
WT_off | 0 | 0 | 0 | 0 | 0 | 0
PseudoUnit | 0 | 0 | 0 | 0 | 0 | 0
FixedInterchange | 0 | 0 | 0 | 0 | 0 | 0
CO2 Emissions (MMmetricTons): NWPP_Gas
ReportingType | 2015 | 2020 | 2025 | 2030 | 2035 | 2040
BM | 0 | 0 | 0 | 0 | 0 | 0
CC | 19.13 | 31.71 | 36.25 | 27.81 | 19.91 | 7.79
CSP | 0 | 0 | 0 | 0 | 0 | 0
CT | 0 | 0 | 0 | 0 | 0 | 0
Coal | 0 | 0 | 0 | 0 | 0 | 0
Geo | 0 | 0 | 0 | 0 | 0 | 0
H | 0 | 0 | 0 | 0 | 0 | 0
LFG | 0 | 0 | 0 | 0 | 0 | 0
Nuc | 0 | 0 | 0 | 0 | 0 | 0
PS | 0 | 0 | 0 | 0 | 0 | 0
PV | 0 | 0 | 0 | 0 | 0 | 0
PeakG | 0 | 0 | 0 | 0 | 0 | 0
PeakO | 0 | 0 | 0 | 0 | 0 | 0
ST | 0 | 0 | 0 | 0 | 0 | 0
STOG | 0 | 0 | 0 | 0 | 0 | 0
STWD | 0 | 0 | 0 | 0 | 0 | 0
WT | 0 | 0 | 0 | 0 | 0 | 0
IGCC | 0 | 0 | 0 | 0 | 0 | 0
DemandResponse | 0 | 0 | 0 | 0 | 0 | 0
IGCC-CCS | 0 | 0 | 0 | 0 | 0 | 2.41
WT_off | 0 | 0 | 0 | 0 | 0 | 0
PseudoUnit | 0 | 0 | 0 | 0 | 0 | 0
FixedInterchange | 0 | 0 | 0 | 0 | 0 | 0
CO2 Emissions (MMmetricTons): NWPP_NucRenew
ReportingType | 2015 | 2020 | 2025 | 2030 | 2035 | 2040
BM | 0 | 0 | 0 | 0 | 0 | 0
CC | 0 | 0 | 0 | 0 | 0 | 0
CSP | 0 | 0 | 0 | 0 | 0 | 0
CT | 0 | 0 | 0 | 0 | 0 | 0
Coal | 0 | 0 | 0 | 0 | 0 | 0
Geo | 0 | 0 | 0 | 0 | 0 | 0
H | 0 | 0 | 0 | 0 | 0 | 0
LFG | 0 | 0 | 0 | 0 | 0 | 0
Nuc | 0 | 0 | 0 | 0 | 0 | 0
PS | 0 | 0 | 0 | 0 | 0 | 0
PV | 0 | 0 | 0 | 0 | 0 | 0
PeakG | 0 | 0 | 0 | 0 | 0 | 0
PeakO | 0 | 0 | 0 | 0 | 0 | 0
ST | 0 | 0 | 0 | 0 | 0 | 0
STOG | 0 | 0 | 0 | 0 | 0 | 0
STWD | 0 | 0 | 0 | 0 | 0 | 0
WT | 0 | 0 | 0 | 0 | 0 | 0
IGCC | 0 | 0 | 0 | 0 | 0 | 0
DemandResponse | 0 | 0 | 0 | 0 | 0 | 0
IGCC-CCS | 0 | 0 | 0 | 0 | 0 | 0
WT_off | 0 | 0 | 0 | 0 | 0 | 0
PseudoUnit | 0 | 0 | 0 | 0 | 0 | 0
FixedInterchange | 0 | 0 | 0 | 0 | 0 | 0
CO2 Emissions (MMmetricTons): RMPA
ReportingType | 2015 | 2020 | 2025 | 2030 | 2035 | 2040
BM | 0 | 0 | 0 | 0 | 0 | 0
CC | 5.38 | 7.34 | 9.32 | 12.86 | 6.37 | 1.84
CSP | 0 | 0 | 0 | 0 | 0 | 0
CT | 0 | 0 | 0 | 0 | 0 | 0
Coal | 50.47 | 35.9 | 3.63 | 0.45 | 0.41 | 0.41
Geo | 0 | 0 | 0 | 0 | 0 | 0
H | 0 | 0 | 0 | 0 | 0 | 0
LFG | 0 | 0 | 0 | 0 | 0 | 0
Nuc | 0 | 0 | 0 | 0 | 0 | 0
PS | 0 | 0 | 0 | 0 | 0 | 0
PV | 0 | 0 | 0 | 0 | 0 | 0
PeakG | 0 | 0 | 0 | 0.03 | 0 | 0
PeakO | 0 | 0 | 0 | 0 | 0 | 0
ST | 0 | 0 | 0 | 0 | 0 | 0
STOG | 0 | 0 | 0 | 0 | 0 | 0
STWD | 0 | 0 | 0 | 0 | 0 | 0
WT | 0 | 0 | 0 | 0 | 0 | 0
IGCC | 0 | 0 | 0 | 0 | 0 | 0
DemandResponse | 0 | 0 | 0 | 0 | 0 | 0
IGCC-CCS | 0 | 0 | 0 | 0 | 0 | 2.53
WT_off | 0 | 0 | 0 | 0 | 0 | 0
PseudoUnit | 0 | 0 | 0 | 0 | 0 | 0
FixedInterchange | 0 | 0 | 0 | 0 | 0 | 0
CO2 Emissions (MMmetricTons): SP15
ReportingType | 2015 | 2020 | 2025 | 2030 | 2035 | 2040
BM | 0 | 0 | 0 | 0 | 0 | 0
CC | 26.12 | 30.48 | 44.81 | 34.51 | 28.33 | 10.21
CSP | 0 | 0 | 0 | 0 | 0 | 0
CT | 0 | 0 | 0 | 0 | 0 | 0
Coal | 1.49 | 0.81 | 0.24 | 0 | 0 | 0
Geo | 0 | 0 | 0 | 0 | 0 | 0
H | 0 | 0 | 0 | 0 | 0 | 0
LFG | 0 | 0 | 0 | 0 | 0 | 0
Nuc | 0 | 0 | 0 | 0 | 0 | 0
PS | 0 | 0 | 0 | 0 | 0 | 0
PV | 0 | 0 | 0 | 0 | 0 | 0
PeakG | 0 | 0 | 0 | 0 | 0 | 0
PeakO | 0 | 0 | 0 | 0 | 0 | 0
ST | 0 | 0 | 0 | 0 | 0 | 0
STOG | 0.66 | 0.17 | 0.17 | 0.15 | 0.03 | 0
STWD | 0 | 0 | 0 | 0 | 0 | 0
WT | 0 | 0 | 0 | 0 | 0 | 0
IGCC | 0 | 0 | 0 | 0 | 0 | 0
DemandResponse | 0 | 0 | 0 | 0 | 0 | 0
IGCC-CCS | 0 | 0 | 0 | 0 | 4.07 | 12.16
WT_off | 0 | 0 | 0 | 0 | 0 | 0
PseudoUnit | 0 | 0 | 0 | 0 | 0 | 0
FixedInterchange | 0 | 0 | 0 | 0 | 0 | 0
CO2 Emissions (MMmetricTons): ALB
ReportingType | 2015 | 2020 | 2025 | 2030 | 2035 | 2040
BM | 0 | 0 | 0 | 0 | 0 | 0
CC | 6.63 | 8.72 | 8.56 | 1.83 | 0.94 | 0
CSP | 0 | 0 | 0 | 0 | 0 | 0
CT | 0 | 0 | 0 | 0 | 0 | 0
Coal | 45.36 | 45.36 | 44.78 | 0 | 0 | 0
Geo | 0 | 0 | 0 | 0 | 0 | 0
H | 0 | 0 | 0 | 0 | 0 | 0
LFG | 0 | 0 | 0 | 0 | 0 | 0
Nuc | 0 | 0 | 0 | 0 | 0 | 0
PS | 0 | 0 | 0 | 0 | 0 | 0
PV | 0 | 0 | 0 | 0 | 0 | 0
PeakG | 0 | 0 | 0 | 0 | 0 | 0
PeakO | 0 | 0 | 0 | 0 | 0 | 0
ST | 0 | 0 | 0 | 0 | 0 | 0
STOG | 0 | 0 | 0 | 0 | 0 | 0
STWD | 0 | 0 | 0 | 0 | 0 | 0
WT | 0 | 0 | 0 | 0 | 0 | 0
IGCC | 0 | 0 | 0 | 0 | 0 | 0
DemandResponse | 0 | 0 | 0 | 0 | 0 | 0
IGCC-CCS | 0 | 0 | 0 | 0 | 0 | 0
WT_off | 0 | 0 | 0 | 0 | 0 | 0
PseudoUnit | 0 | 0 | 0 | 0 | 0 | 0
FixedInterchange | 0 | 0 | 0 | 0 | 0 | 0
CO2 Emissions (MMmetricTons): BC
ReportingType | 2015 | 2020 | 2025 | 2030 | 2035 | 2040
BM | 0 | 0 | 0 | 0 | 0 | 0
CC | 3.37 | 4.48 | 4.48 | 3.66 | 0 | 0
CSP | 0 | 0 | 0 | 0 | 0 | 0
CT | 0 | 0 | 0 | 0 | 0 | 0
Coal | 0 | 0 | 0 | 0 | 0 | 0
Geo | 0 | 0 | 0 | 0 | 0 | 0
H | 0 | 0 | 0 | 0 | 0 | 0
LFG | 0 | 0 | 0 | 0 | 0 | 0
Nuc | 0 | 0 | 0 | 0 | 0 | 0
PS | 0 | 0 | 0 | 0 | 0 | 0
PV | 0 | 0 | 0 | 0 | 0 | 0
PeakG | 0 | 0 | 0 | 0 | 0 | 0
PeakO | 0 | 0 | 0 | 0 | 0 | 0
ST | 0 | 0 | 0 | 0 | 0 | 0
STOG | 0 | 0 | 0 | 0 | 0 | 0
STWD | 0 | 0 | 0 | 0 | 0 | 0
WT | 0 | 0 | 0 | 0 | 0 | 0
IGCC | 0 | 0 | 0 | 0 | 0 | 0
DemandResponse | 0 | 0 | 0 | 0 | 0 | 0
IGCC-CCS | 0 | 0 | 0 | 0 | 0 | 0
WT_off | 0 | 0 | 0 | 0 | 0 | 0
PseudoUnit | 0 | 0 | 0 | 0 | 0 | 0
FixedInterchange | 0 | 0 | 0 | 0 | 0 | 0
CO2 Emissions (MMmetricTons): HQ_IESO
ReportingType | 2015 | 2020 | 2025 | 2030 | 2035 | 2040
BM | 0 | 0 | 0 | 0 | 0 | 0
CC | 0 | 0 | 0 | 0 | 0 | 0
CSP | 0 | 0 | 0 | 0 | 0 | 0
CT | 0 | 0 | 0 | 0 | 0 | 0
Coal | 0 | 0 | 0 | 0 | 0 | 0
Geo | 0 | 0 | 0 | 0 | 0 | 0
H | 0 | 0 | 0 | 0 | 0 | 0
LFG | 0 | 0 | 0 | 0 | 0 | 0
Nuc | 0 | 0 | 0 | 0 | 0 | 0
PS | 0 | 0 | 0 | 0 | 0 | 0
PV | 0 | 0 | 0 | 0 | 0 | 0
PeakG | 0 | 0 | 0 | 0 | 0 | 0
PeakO | 0 | 0 | 0 | 0 | 0 | 0
ST | 0 | 0 | 0 | 0 | 0 | 0
STOG | 0 | 0 | 0 | 0 | 0 | 0
STWD | 0 | 0 | 0 | 0 | 0 | 0
WT | 0 | 0 | 0 | 0 | 0 | 0
IGCC | 0 | 0 | 0 | 0 | 0 | 0
DemandResponse | 0 | 0 | 0 | 0 | 0 | 0
IGCC-CCS | 0 | 0 | 0 | 0 | 0 | 0
WT_off | 0 | 0 | 0 | 0 | 0 | 0
PseudoUnit | 0 | 0 | 0 | 0 | 0 | 0
FixedInterchange | 0 | 0 | 0 | 0 | 0 | 0
CO2 Emissions (MMmetricTons): HQ_NEISO
ReportingType | 2015 | 2020 | 2025 | 2030 | 2035 | 2040
BM | 0 | 0 | 0 | 0 | 0 | 0
CC | 0 | 0 | 0 | 0 | 0 | 0
CSP | 0 | 0 | 0 | 0 | 0 | 0
CT | 0 | 0 | 0 | 0 | 0 | 0
Coal | 0 | 0 | 0 | 0 | 0 | 0
Geo | 0 | 0 | 0 | 0 | 0 | 0
H | 0 | 0 | 0 | 0 | 0 | 0
LFG | 0 | 0 | 0 | 0 | 0 | 0
Nuc | 0 | 0 | 0 | 0 | 0 | 0
PS | 0 | 0 | 0 | 0 | 0 | 0
PV | 0 | 0 | 0 | 0 | 0 | 0
PeakG | 0 | 0 | 0 | 0 | 0 | 0
PeakO | 0 | 0 | 0 | 0 | 0 | 0
ST | 0 | 0 | 0 | 0 | 0 | 0
STOG | 0 | 0 | 0 | 0 | 0 | 0
STWD | 0 | 0 | 0 | 0 | 0 | 0
WT | 0 | 0 | 0 | 0 | 0 | 0
IGCC | 0 | 0 | 0 | 0 | 0 | 0
DemandResponse | 0 | 0 | 0 | 0 | 0 | 0
IGCC-CCS | 0 | 0 | 0 | 0 | 0 | 0
WT_off | 0 | 0 | 0 | 0 | 0 | 0
PseudoUnit | 0 | 0 | 0 | 0 | 0 | 0
FixedInterchange | 0 | 0 | 0 | 0 | 0 | 0
CO2 Emissions (MMmetricTons): HQ_NY
ReportingType | 2015 | 2020 | 2025 | 2030 | 2035 | 2040
BM | 0 | 0 | 0 | 0 | 0 | 0
CC | 0 | 0 | 0 | 0 | 0 | 0
CSP | 0 | 0 | 0 | 0 | 0 | 0
CT | 0 | 0 | 0 | 0 | 0 | 0
Coal | 0 | 0 | 0 | 0 | 0 | 0
Geo | 0 | 0 | 0 | 0 | 0 | 0
H | 0 | 0 | 0 | 0 | 0 | 0
LFG | 0 | 0 | 0 | 0 | 0 | 0
Nuc | 0 | 0 | 0 | 0 | 0 | 0
PS | 0 | 0 | 0 | 0 | 0 | 0
PV | 0 | 0 | 0 | 0 | 0 | 0
PeakG | 0 | 0 | 0 | 0 | 0 | 0
PeakO | 0 | 0 | 0 | 0 | 0 | 0
ST | 0 | 0 | 0 | 0 | 0 | 0
STOG | 0 | 0 | 0 | 0 | 0 | 0
STWD | 0 | 0 | 0 | 0 | 0 | 0
WT | 0 | 0 | 0 | 0 | 0 | 0
IGCC | 0 | 0 | 0 | 0 | 0 | 0
DemandResponse | 0 | 0 | 0 | 0 | 0 | 0
IGCC-CCS | 0 | 0 | 0 | 0 | 0 | 0
WT_off | 0 | 0 | 0 | 0 | 0 | 0
PseudoUnit | 0 | 0 | 0 | 0 | 0 | 0
FixedInterchange | 0 | 0 | 0 | 0 | 0 | 0
CO2 Emissions (MMmetricTons): MARITIMES
ReportingType | 2015 | 2020 | 2025 | 2030 | 2035 | 2040
BM | 0 | 0 | 0 | 0 | 0 | 0
CC | 0 | 0 | 0 | 0 | 0 | 0
CSP | 0 | 0 | 0 | 0 | 0 | 0
CT | 0 | 0 | 0 | 0 | 0 | 0
Coal | 0 | 0 | 0 | 0 | 0 | 0
Geo | 0 | 0 | 0 | 0 | 0 | 0
H | 0 | 0 | 0 | 0 | 0 | 0
LFG | 0 | 0 | 0 | 0 | 0 | 0
Nuc | 0 | 0 | 0 | 0 | 0 | 0
PS | 0 | 0 | 0 | 0 | 0 | 0
PV | 0 | 0 | 0 | 0 | 0 | 0
PeakG | 0 | 0 | 0 | 0 | 0 | 0
PeakO | 0 | 0 | 0 | 0 | 0 | 0
ST | 0 | 0 | 0 | 0 | 0 | 0
STOG | 0 | 0 | 0 | 0 | 0 | 0
STWD | 0 | 0 | 0 | 0 | 0 | 0
WT | 0 | 0 | 0 | 0 | 0 | 0
IGCC | 0 | 0 | 0 | 0 | 0 | 0
DemandResponse | 0 | 0 | 0 | 0 | 0 | 0
IGCC-CCS | 0 | 0 | 0 | 0 | 0 | 0
WT_off | 0 | 0 | 0 | 0 | 0 | 0
PseudoUnit | 0 | 0 | 0 | 0 | 0 | 0
FixedInterchange | 0 | 0 | 0 | 0 | 0 | 0
CO2 Emissions (MMmetricTons): All
ReportingType | 2015 | 2020 | 2025 | 2030 | 2035 | 2040
BM | 0 | 0 | 0 | 0 | 0 | 0
CC | 608.48 | 780.7 | 802.8 | 666.03 | 409.49 | 241.32
CSP | 0 | 0 | 0 | 0 | 0 | 0
CT | 0.32 | 0.37 | 0.41 | 0.44 | 0.02 | 0
Coal | 1118.97 | 451.53 | 91.59 | 7.95 | 22.23 | 25.86
Geo | 0 | 0 | 0 | 0 | 0 | 0
H | 0 | 0 | 0 | 0 | 0 | 0
LFG | 0 | 0 | 0 | 0 | 0 | 0
Nuc | 0 | 0 | 0 | 0 | 0 | 0
PS | 0 | 0 | 0 | 0 | 0 | 0
PV | 0 | 0 | 0 | 0 | 0 | 0
PeakG | 1.46 | 1.56 | 1.26 | 1.74 | 0.56 | 0.61
PeakO | 0 | 0 | 0 | 0 | 0 | 0
ST | 0 | 0 | 0 | 0 | 0 | 0
STOG | 5.11 | 3.86 | 3.38 | 3.98 | 1.15 | 0.88
STWD | 0 | 0 | 0 | 0 | 0 | 0
WT | 0 | 0 | 0 | 0 | 0 | 0
IGCC | 3.76 | 3.76 | 0.59 | 0 | 0 | 0
DemandResponse | 0 | 0 | 0 | 0 | 0 | 0
IGCC-CCS | 0 | 0 | 0 | 0 | 4.07 | 34.89
WT_off | 0 | 0 | 0 | 0 | 0 | 0
PseudoUnit | 0 | 0 | 0 | 0 | 0 | 0
FixedInterchange | 0 | 0 | 0 | 0 | 0 | 0
CO2 Emissions (MMmetricTons): EI_US
ReportingType | 2015 | 2020 | 2025 | 2030 | 2035 | 2040
BM | 0 | 0 | 0 | 0 | 0 | 0
CC | 398.09 | 544.58 | 537.87 | 452.6 | 262.63 | 169.72
CSP | 0 | 0 | 0 | 0 | 0 | 0
CT | 0.32 | 0.36 | 0.41 | 0.43 | 0.02 | 0
Coal | 882.82 | 275.19 | 40.28 | 7 | 20.59 | 24.22
Geo | 0 | 0 | 0 | 0 | 0 | 0
H | 0 | 0 | 0 | 0 | 0 | 0
LFG | 0 | 0 | 0 | 0 | 0 | 0
Nuc | 0 | 0 | 0 | 0 | 0 | 0
PS | 0 | 0 | 0 | 0 | 0 | 0
PV | 0 | 0 | 0 | 0 | 0 | 0
PeakG | 1.42 | 1.56 | 1.26 | 1.71 | 0.55 | 0.61
PeakO | 0 | 0 | 0 | 0 | 0 | 0
ST | 0 | 0 | 0 | 0 | 0 | 0
STOG | 3.62 | 2.46 | 2.43 | 2.74 | 1 | 0.81
STWD | 0 | 0 | 0 | 0 | 0 | 0
WT | 0 | 0 | 0 | 0 | 0 | 0
IGCC | 3.76 | 3.76 | 0.59 | 0 | 0 | 0
DemandResponse | 0 | 0 | 0 | 0 | 0 | 0
IGCC-CCS | 0 | 0 | 0 | 0 | 0 | 6.7
WT_off | 0 | 0 | 0 | 0 | 0 | 0
PseudoUnit | 0 | 0 | 0 | 0 | 0 | 0
FixedInterchange | 0 | 0 | 0 | 0 | 0 | 0
CO2 Emissions (MMmetricTons): EI_Canada
ReportingType | 2015 | 2020 | 2025 | 2030 | 2035 | 2040
BM | 0 | 0 | 0 | 0 | 0 | 0
CC | 7.68 | 7.7 | 5.62 | 0.77 | 0.24 | 0.28
CSP | 0 | 0 | 0 | 0 | 0 | 0
CT | 0 | 0 | 0 | 0 | 0 | 0
Coal | 0.2 | 0.18 | 0 | 0 | 0 | 0
Geo | 0 | 0 | 0 | 0 | 0 | 0
H | 0 | 0 | 0 | 0 | 0 | 0
LFG | 0 | 0 | 0 | 0 | 0 | 0
Nuc | 0 | 0 | 0 | 0 | 0 | 0
PS | 0 | 0 | 0 | 0 | 0 | 0
PV | 0 | 0 | 0 | 0 | 0 | 0
PeakG | 0.03 | 0.01 | 0 | 0 | 0 | 0
PeakO | 0 | 0 | 0 | 0 | 0 | 0
ST | 0 | 0 | 0 | 0 | 0 | 0
STOG | 0.01 | 0 | 0 | 0 | 0 | 0
STWD | 0 | 0 | 0 | 0 | 0 | 0
WT | 0 | 0 | 0 | 0 | 0 | 0
IGCC | 0 | 0 | 0 | 0 | 0 | 0
DemandResponse | 0 | 0 | 0 | 0 | 0 | 0
IGCC-CCS | 0 | 0 | 0 | 0 | 0 | 0
WT_off | 0 | 0 | 0 | 0 | 0 | 0
PseudoUnit | 0 | 0 | 0 | 0 | 0 | 0
FixedInterchange | 0 | 0 | 0 | 0 | 0 | 0
CO2 Emissions (MMmetricTons): EI
ReportingType | 2015 | 2020 | 2025 | 2030 | 2035 | 2040
BM | 0 | 0 | 0 | 0 | 0 | 0
CC | 405.77 | 552.28 | 543.49 | 453.38 | 262.87 | 170
CSP | 0 | 0 | 0 | 0 | 0 | 0
CT | 0.32 | 0.37 | 0.41 | 0.43 | 0.02 | 0
Coal | 883.02 | 275.37 | 40.28 | 7 | 20.59 | 24.22
Geo | 0 | 0 | 0 | 0 | 0 | 0
H | 0 | 0 | 0 | 0 | 0 | 0
LFG | 0 | 0 | 0 | 0 | 0 | 0
Nuc | 0 | 0 | 0 | 0 | 0 | 0
PS | 0 | 0 | 0 | 0 | 0 | 0
PV | 0 | 0 | 0 | 0 | 0 | 0
PeakG | 1.46 | 1.56 | 1.26 | 1.71 | 0.55 | 0.61
PeakO | 0 | 0 | 0 | 0 | 0 | 0
ST | 0 | 0 | 0 | 0 | 0 | 0
STOG | 3.63 | 2.46 | 2.43 | 2.74 | 1 | 0.81
STWD | 0 | 0 | 0 | 0 | 0 | 0
WT | 0 | 0 | 0 | 0 | 0 | 0
IGCC | 3.76 | 3.76 | 0.59 | 0 | 0 | 0
DemandResponse | 0 | 0 | 0 | 0 | 0 | 0
IGCC-CCS | 0 | 0 | 0 | 0 | 0 | 6.7
WT_off | 0 | 0 | 0 | 0 | 0 | 0
PseudoUnit | 0 | 0 | 0 | 0 | 0 | 0
FixedInterchange | 0 | 0 | 0 | 0 | 0 | 0
CO2 Emissions (MMmetricTons): Outside_EI
ReportingType | 2015 | 2020 | 2025 | 2030 | 2035 | 2040
BM | 0 | 0 | 0 | 0 | 0 | 0
CC | 202.7 | 228.41 | 259.31 | 212.65 | 146.62 | 71.32
CSP | 0 | 0 | 0 | 0 | 0 | 0
CT | 0 | 0 | 0 | 0 | 0 | 0
Coal | 235.95 | 176.16 | 51.31 | 0.95 | 1.64 | 1.64
Geo | 0 | 0 | 0 | 0 | 0 | 0
H | 0 | 0 | 0 | 0 | 0 | 0
LFG | 0 | 0 | 0 | 0 | 0 | 0
Nuc | 0 | 0 | 0 | 0 | 0 | 0
PS | 0 | 0 | 0 | 0 | 0 | 0
PV | 0 | 0 | 0 | 0 | 0 | 0
PeakG | 0 | 0 | 0 | 0.03 | 0 | 0
PeakO | 0 | 0 | 0 | 0 | 0 | 0
ST | 0 | 0 | 0 | 0 | 0 | 0
STOG | 1.48 | 1.4 | 0.95 | 1.24 | 0.15 | 0.07
STWD | 0 | 0 | 0 | 0 | 0 | 0
WT | 0 | 0 | 0 | 0 | 0 | 0
IGCC | 0 | 0 | 0 | 0 | 0 | 0
DemandResponse | 0 | 0 | 0 | 0 | 0 | 0
IGCC-CCS | 0 | 0 | 0 | 0 | 4.07 | 28.19
WT_off | 0 | 0 | 0 | 0 | 0 | 0
PseudoUnit | 0 | 0 | 0 | 0 | 0 | 0
FixedInterchange | 0 | 0 | 0 | 0 | 0 | 0
#6 | Fuel Cost [includes coal shadow price] ($million)
Fuel Cost by Reporting Type: Entergy
ReportingType | 2015 | 2020 | 2025 | 2030 | 2035 | 2040
BM | 0 | 0 | 0 | 0 | 172.1 | 4123.61
CC | 3456.59 | 4753.94 | 3005.21 | 1782.92 | 933.91 | 757.95
CSP | 0 | 0 | 0 | 0 | 0 | 0
CT | 0 | 0 | 0 | 0 | 0 | 0
Coal | 1233.26 | 102.3 | 10.1 | 0 | 0 | 0
Geo | 0 | 0 | 0 | 0 | 0 | 0
H | 0 | 0 | 0 | 0 | 0 | 0
LFG | 0 | 0 | 0.14 | 0.14 | 0.14 | 0.14
Nuc | 372.97 | 380.57 | 404.36 | 412.26 | 348.24 | 272.43
PS | 0 | 0 | 0 | 0 | 0 | 0
PV | 0 | 0 | 0 | 0 | 0 | 0
PeakG | 0 | 0 | 0 | 0 | 0 | 0
PeakO | 0 | 0 | 0 | 0 | 0 | 0
ST | 0 | 0 | 0 | 0 | 0 | 0
STOG | 23.36 | 25.27 | 21.93 | 16.88 | 6.42 | 0.45
STWD | 3.33 | 6.51 | 6.35 | 25.96 | 123.64 | 96.04
WT | 0 | 0 | 0 | 0 | 0 | 0
IGCC | 0 | 0 | 0 | 0 | 0 | 0
DemandResponse | 0 | 0 | 0 | 0 | 0 | 0
IGCC-CCS | 0 | 0 | 0 | 0 | 0 | 0
WT_off | 0 | 0 | 0 | 0 | 0 | 0
PseudoUnit | 0 | 0 | 0 | 0 | 0 | 0
FixedInterchange | 0 | 0 | 0 | 0 | 0 | 0
Fuel Cost by Reporting Type: FRCC
ReportingType | 2015 | 2020 | 2025 | 2030 | 2035 | 2040
BM | 0 | 0 | 0 | 0 | 1023.83 | 1023.83
CC | 9730.52 | 11555.01 | 10409.56 | 7384.56 | 3378.63 | 2698.9
CSP | 0 | 0 | 0 | 0 | 0 | 0
CT | 37.17 | 39.97 | 37.2 | 29.11 | 0 | 0
Coal | 487.92 | 164.25 | 32.9 | 48.37 | 181.54 | 226.12
Geo | 0 | 0 | 0 | 0 | 0 | 0
H | 0 | 0 | 0 | 0 | 0 | 0
LFG | 0 | 0 | 0.25 | 0.25 | 0.25 | 0.25
Nuc | 282.48 | 288.24 | 682 | 1136.24 | 2055.25 | 2715.51
PS | 0 | 0 | 0 | 0 | 0 | 0
PV | 0 | 0 | 0 | 0 | 0 | 0
PeakG | 25.36 | 28.16 | 40.12 | 11.36 | 6.66 | 5.74
PeakO | 0 | 0 | 0 | 0 | 0 | 0
ST | 0 | 0 | 0 | 0 | 0 | 0
STOG | 0 | 0 | 0 | 0 | 0 | 0
STWD | 9.7 | 9.7 | 100.84 | 100.84 | 100.84 | 100.84
WT | 0 | 0 | 0 | 0 | 0 | 0
IGCC | 0 | 0 | 0 | 0 | 0 | 0
DemandResponse | 0 | 0 | 0 | 0 | 0 | 0
IGCC-CCS | 0 | 0 | 0 | 0 | 0 | 0
WT_off | 0 | 0 | 0 | 0 | 0 | 0
PseudoUnit | 0 | 0 | 0 | 0 | 0 | 0
FixedInterchange | 0 | 0 | 0 | 0 | 0 | 0
Fuel Cost by Reporting Type: MAPP_US
ReportingType | 2015 | 2020 | 2025 | 2030 | 2035 | 2040
BM | 0 | 0 | 0 | 0 | 221.48 | 1051.62
CC | 42.34 | 10.38 | 40.85 | 26.98 | 13.87 | 12.38
CSP | 0 | 0 | 0 | 0 | 0 | 0
CT | 0 | 0 | 0 | 0.98 | 0.26 | 0
Coal | 166.13 | 43.53 | 4.89 | 0 | 0 | 0
Geo | 0 | 0 | 0 | 0 | 0 | 0
H | 0 | 0 | 0 | 0 | 0 | 0
LFG | 0 | 0 | 0 | 0.09 | 0.09 | 0.09
Nuc | 0 | 0 | 0 | 0.01 | 0.05 | 0.04
PS | 0 | 0 | 0 | 0 | 0 | 0
PV | 0 | 0 | 0 | 0 | 0 | 0
PeakG | 5.17 | 3.08 | 1.76 | 8.92 | 2.39 | 2.44
PeakO | 0 | 0 | 0 | 0 | 0 | 0
ST | 0 | 0 | 0 | 0 | 0 | 0
STOG | 0 | 0 | 0 | 0 | 0 | 0
STWD | 0 | 0 | 0 | 0 | 0 | 0
WT | 0 | 0 | 0 | 0 | 0 | 0
IGCC | 0 | 0 | 0 | 0 | 0 | 0
DemandResponse | 0 | 0 | 0 | 0 | 0 | 0
IGCC-CCS | 0 | 0 | 0 | 0 | 0 | 0
WT_off | 0 | 0 | 0 | 0 | 0 | 0
PseudoUnit | 0 | 0 | 0 | 0 | 0 | 0
FixedInterchange | 0 | 0 | 0 | 0 | 0 | 0
Fuel Cost by Reporting Type: MISO_IN
ReportingType | 2015 | 2020 | 2025 | 2030 | 2035 | 2040
BM | 0 | 0 | 0 | 0 | 0.11 | 3142.48
CC | 552.86 | 4895.47 | 4620.08 | 2063.63 | 935.61 | 492.78
CSP | 0 | 0 | 0 | 0 | 0 | 0
CT | 0 | 0 | 0 | 0 | 0 | 0
Coal | 1250.25 | 389.53 | 53.16 | 90.41 | 393.78 | 538.71
Geo | 0 | 0 | 0 | 0 | 0 | 0
H | 0 | 0 | 0 | 0 | 0 | 0
LFG | 0 | 0 | 0.1 | 0.1 | 0.1 | 0.1
Nuc | 0 | 0 | 0 | 0.01 | 0.07 | 0.06
PS | 0 | 0 | 0 | 0 | 0 | 0
PV | 0 | 0 | 0 | 0 | 0 | 0
PeakG | 0 | 0 | 0 | 0 | 0 | 0
PeakO | 0 | 0 | 0 | 0 | 0 | 0
ST | 0 | 0 | 0 | 0 | 0 | 0
STOG | 1.94 | 1.65 | 0.17 | 0 | 0 | 0
STWD | 0 | 0 | 0 | 0 | 0 | 0
WT | 0 | 0 | 0 | 0 | 0 | 0
IGCC | 87.33 | 81.76 | 10.83 | 0 | 0 | 0
DemandResponse | 0 | 0 | 0 | 0 | 0 | 0
IGCC-CCS | 0 | 0 | 0 | 0 | 0 | 0
WT_off | 0 | 0 | 0 | 0 | 0 | 0
PseudoUnit | 0 | 0 | 0 | 0 | 0 | 0
FixedInterchange | 0 | 0 | 0 | 0 | 0 | 0
Fuel Cost by Reporting Type: MISO_MI
ReportingType | 2015 | 2020 | 2025 | 2030 | 2035 | 2040
BM | 0 | 0 | 0 | 0 | 1184.45 | 3142.48
CC | 1149.85 | 2403.04 | 2347.22 | 1376.09 | 608.36 | 205.68
CSP | 0 | 0 | 0 | 0 | 0 | 0
CT | 0 | 0 | 0 | 0 | 0 | 0
Coal | 743.19 | 37.59 | 11.86 | 16.48 | 60.55 | 181.11
Geo | 0 | 0 | 0 | 0 | 0 | 0
H | 0 | 0 | 0 | 0 | 0 | 0
LFG | 0 | 0.01 | 0.2 | 0.2 | 0.2 | 0.2
Nuc | 139.75 | 142.6 | 151.51 | 154.47 | 90.85 | 90.85
PS | 0 | 0 | 0 | 0 | 0 | 0
PV | 0 | 0 | 0 | 0 | 0 | 0
PeakG | 0 | 0 | 0 | 0 | 0 | 0
PeakO | 0 | 0 | 0 | 0 | 0 | 0
ST | 0 | 0 | 0 | 0 | 0 | 0
STOG | 15.69 | 2.7 | 0 | 0 | 0 | 0
STWD | 87.42 | 87.42 | 53.74 | 87.42 | 87.42 | 87.42
WT | 0 | 0 | 0 | 0 | 0 | 0
IGCC | 0 | 0 | 0 | 0 | 0 | 0
DemandResponse | 0 | 0 | 0 | 0 | 0 | 0
IGCC-CCS | 0 | 0 | 0 | 0 | 0 | 0
WT_off | 0 | 0 | 0 | 0 | 0 | 0
PseudoUnit | 0 | 0 | 0 | 0 | 0 | 0
FixedInterchange | 0 | 0 | 0 | 0 | 0 | 0
Fuel Cost by Reporting Type: MISO_MO-IL
ReportingType | 2015 | 2020 | 2025 | 2030 | 2035 | 2040
BM | 0 | 0 | 0 | 0 | 125.11 | 1903.86
CC | 118.01 | 1707.61 | 1169.85 | 498.05 | 176.11 | 189.55
CSP | 0 | 0 | 0 | 0 | 0 | 0
CT | 0 | 0 | 0 | 0 | 0 | 0
Coal | 1458.88 | 260.16 | 38.42 | 29.61 | 99.21 | 130.65
Geo | 0 | 0 | 0 | 0 | 0 | 0
H | 0 | 0 | 0 | 0 | 0 | 0
LFG | 0 | 0 | 0.29 | 0.29 | 0.29 | 0.29
Nuc | 143.46 | 146.38 | 155.53 | 158.57 | 158.57 | 158.57
PS | 0 | 0 | 0 | 0 | 0 | 0
PV | 0 | 0 | 0 | 0 | 0 | 0
PeakG | 16.62 | 16.76 | 0 | 0 | 0 | 0
PeakO | 0 | 0 | 0 | 0 | 0 | 0
ST | 0 | 0 | 0 | 0 | 0 | 0
STOG | 0.37 | 0 | 0 | 0 | 0 | 0
STWD | 0 | 0 | 0 | 0 | 0 | 0
WT | 0 | 0 | 0 | 0 | 0 | 0
IGCC | 0 | 0 | 0 | 0 | 0 | 0
DemandResponse | 0 | 0 | 0 | 0 | 0 | 0
IGCC-CCS | 0 | 0 | 0 | 0 | 0 | 0
WT_off | 0 | 0 | 0 | 0 | 0 | 0
PseudoUnit | 0 | 0 | 0 | 0 | 0 | 0
FixedInterchange | 0 | 0 | 0 | 0 | 0 | 0
Fuel Cost by Reporting Type: MISO_W
ReportingType | 2015 | 2020 | 2025 | 2030 | 2035 | 2040
BM | 0 | 0 | 0 | 0 | 0 | 0
CC | 375.6 | 587.23 | 304.81 | 139.56 | 81.59 | 76.76
CSP | 0 | 0 | 0 | 0 | 0 | 0
CT | 0 | 0 | 0 | 0 | 0 | 0
Coal | 1217.11 | 355.32 | 74.72 | 58.54 | 68.62 | 74.91
Geo | 0 | 0 | 0 | 0 | 0 | 0
H | 0 | 0 | 0 | 0 | 0 | 0
LFG | 0 | 0 | 0 | 0.09 | 0.09 | 0.09
Nuc | 152.53 | 155.64 | 146.65 | 158.62 | 0.01 | 0.01
PS | 0 | 0 | 0 | 0 | 0 | 0
PV | 0 | 0 | 0 | 0 | 0 | 0
PeakG | 16.41 | 18.05 | 0 | 0 | 0 | 0
PeakO | 0 | 0 | 0 | 0 | 0 | 0
ST | 0 | 0 | 0 | 0 | 0 | 0
STOG | 0.01 | 0.01 | 0 | 0 | 0 | 0
STWD | 9.1 | 9.1 | 23.74 | 84.92 | 125.5 | 125.5
WT | 0 | 0 | 0 | 0 | 0 | 0
IGCC | 0 | 0 | 0 | 0 | 0 | 0
DemandResponse | 0 | 0 | 0 | 0 | 0 | 0
IGCC-CCS | 0 | 0 | 0 | 0 | 0 | 0
WT_off | 0 | 0 | 0 | 0 | 0 | 0
PseudoUnit | 0 | 0 | 0 | 0 | 0 | 0
FixedInterchange | 0 | 0 | 0 | 0 | 0 | 0
Fuel Cost by Reporting Type: MISO_WUMS
ReportingType | 2015 | 2020 | 2025 | 2030 | 2035 | 2040
BM | 0 | 0 | 0 | 0 | 1636.97 | 1636.97
CC | 1952.46 | 2997.92 | 2470.71 | 1520.8 | 516.91 | 388.25
CSP | 0 | 0 | 0 | 0 | 0 | 0
CT | 0 | 4.47 | 7.86 | 6.49 | 0 | 0
Coal | 261.42 | 15.46 | 12.91 | 30.61 | 64.86 | 130.07
Geo | 0 | 0 | 0 | 0 | 0 | 0
H | 0 | 0 | 0 | 0 | 0 | 0
LFG | 0 | 0 | 0.29 | 0.29 | 0.29 | 0.29
Nuc | 120.89 | 123.35 | 131.06 | 133.62 | 0.01 | 0.01
PS | 0 | 0 | 0 | 0 | 0 | 0
PV | 0 | 0 | 0 | 0 | 0 | 0
PeakG | 0 | 0 | 0 | 0 | 0 | 0
PeakO | 0 | 0 | 0 | 0 | 0 | 0
ST | 0 | 0 | 0 | 0 | 0 | 0
STOG | 0 | 0 | 0 | 0 | 0 | 0
STWD | 1.91 | 0.89 | 5.77 | 15.13 | 63.34 | 63.34
WT | 0 | 0 | 0 | 0 | 0 | 0
IGCC | 0 | 0 | 0 | 0 | 0 | 0
DemandResponse | 0 | 0 | 0 | 0 | 0 | 0
IGCC-CCS | 0 | 0 | 0 | 0 | 0 | 0
WT_off | 0 | 0 | 0 | 0 | 0 | 0
PseudoUnit | 0 | 0 | 0 | 0 | 0 | 0
FixedInterchange | 0 | 0 | 0 | 0 | 0 | 0
Fuel Cost by Reporting Type: Nebraska
ReportingType | 2015 | 2020 | 2025 | 2030 | 2035 | 2040
BM | 0 | 0 | 0 | 0 | 0 | 0
CC | 51 | 11.89 | 17.09 | 8.51 | 5.04 | 2.9
CSP | 0 | 0 | 0 | 0 | 0 | 0
CT | 0 | 0 | 0 | 0 | 0 | 0
Coal | 414.89 | 49.09 | 30.17 | 27.03 | 24.88 | 27.03
Geo | 0 | 0 | 0 | 0 | 0 | 0
H | 0 | 0 | 0 | 0 | 0 | 0
LFG | 0 | 0 | 0 | 0.08 | 0.09 | 0.09
Nuc | 83.67 | 85.37 | 80.27 | 70.98 | 0.01 | 0.01
PS | 0 | 0 | 0 | 0 | 0 | 0
PV | 0 | 0 | 0 | 0 | 0 | 0
PeakG | 3.58 | 0 | 0 | 0 | 0 | 0
PeakO | 0 | 0 | 0 | 0 | 0 | 0
ST | 0 | 0 | 0 | 0 | 0 | 0
STOG | 3.71 | 0 | 0 | 0 | 0 | 0
STWD | 0 | 0 | 0 | 0 | 0 | 0
WT | 0 | 0 | 0 | 0 | 0 | 0
IGCC | 0 | 0 | 0 | 0 | 0 | 0
DemandResponse | 0 | 0 | 0 | 0 | 0 | 0
IGCC-CCS | 0 | 0 | 0 | 0 | 0 | 0
WT_off | 0 | 0 | 0 | 0 | 0 | 0
PseudoUnit | 0 | 0 | 0 | 0 | 0 | 0
FixedInterchange | 0 | 0 | 0 | 0 | 0 | 0
Fuel Cost by Reporting Type: NEISO
ReportingType | 2015 | 2020 | 2025 | 2030 | 2035 | 2040
BM | 128.98 | 128.98 | 41.13 | 128.98 | 128.98 | 128.98
CC | 2056.57 | 1716.29 | 1494.68 | 862.97 | 327.87 | 246.19
CSP | 0 | 0 | 0 | 0 | 0 | 0
CT | 0.19 | 0.11 | 0.6 | 0.41 | 0 | 0
Coal | 1.62 | 0 | 0 | 0 | 0 | 0
Geo | 0 | 0 | 0 | 0 | 0 | 0
H | 0 | 0 | 0 | 0 | 0 | 0
LFG | 0.06 | 0.06 | 0.15 | 0.15 | 0.15 | 0.15
Nuc | 293.25 | 299.23 | 317.93 | 324.14 | 234.19 | 173
PS | 0 | 0 | 0 | 0 | 0 | 0
PV | 0 | 0 | 0 | 0 | 0 | 0
PeakG | 1.88 | 1.78 | 2.04 | 1.42 | 0.67 | 0
PeakO | 0 | 0 | 0 | 0 | 0 | 0
ST | 0 | 0 | 0 | 0 | 0 | 0
STOG | 0 | 0 | 0 | 0 | 0 | 0
STWD | 338.09 | 97.02 | 91.84 | 233.26 | 338.09 | 320.9
WT | 0 | 0 | 0 | 0 | 0 | 0
IGCC | 0 | 0 | 0 | 0 | 0 | 0
DemandResponse | 0 | 0 | 0 | 0 | 0 | 0
IGCC-CCS | 0 | 0 | 0 | 0 | 0 | 0
WT_off | 0 | 0 | 0 | 0 | 0 | 0
PseudoUnit | 0 | 0 | 0 | 0 | 0 | 0
FixedInterchange | 0 | 0 | 0 | 0 | 0 | 0
Fuel Cost by Reporting Type: NonRTO_Midwest
ReportingType | 2015 | 2020 | 2025 | 2030 | 2035 | 2040
BM | 0 | 0 | 0 | 0 | 1148.03 | 3142.48
CC | 691.16 | 1964.97 | 1800.78 | 1387.32 | 1204.01 | 295.8
CSP | 0 | 0 | 0 | 0 | 0 | 0
CT | 0 | 0 | 0 | 0 | 0 | 0
Coal | 968.15 | 423.44 | 99.94 | 96.38 | 396.45 | 416.34
Geo | 0 | 0 | 0 | 0 | 0 | 0
H | 0 | 0 | 0 | 0 | 0 | 0
LFG | 0 | 0 | 0.2 | 0.2 | 0.2 | 0.2
Nuc | 0 | 0 | 0.01 | 0.01 | 0.07 | 0.07
PS | 0 | 0 | 0 | 0 | 0 | 0
PV | 0 | 0 | 0 | 0 | 0 | 0
PeakG | 9.77 | 1.42 | 0.43 | 0 | 0 | 0
PeakO | 0 | 0 | 0 | 0 | 0 | 0
ST | 0 | 0 | 0 | 0 | 0 | 0
STOG | 0 | 0 | 0 | 0 | 0 | 0
STWD | 0 | 0 | 0 | 0 | 0 | 0
WT | 0 | 0 | 0 | 0 | 0 | 0
IGCC | 0 | 0 | 0 | 0 | 0 | 0
DemandResponse | 0 | 0 | 0 | 0 | 0 | 0
IGCC-CCS | 0 | 0 | 0 | 0 | 0 | 0
WT_off | 0 | 0 | 0 | 0 | 0 | 0
PseudoUnit | 0 | 0 | 0 | 0 | 0 | 0
FixedInterchange | 0 | 0 | 0 | 0 | 0 | 0
Fuel Cost by Reporting Type: NYISO_A-F
ReportingType | 2015 | 2020 | 2025 | 2030 | 2035 | 2040
BM | 0 | 0 | 0 | 0 | 0 | 511.43
CC | 385.88 | 516.39 | 455.12 | 223.15 | 111.83 | 63.99
CSP | 0 | 0 | 0 | 0 | 0 | 0
CT | 0 | 0 | 0 | 0 | 0 | 0
Coal | 0 | 0 | 0 | 0 | 0 | 0
Geo | 0 | 0 | 0 | 0 | 0 | 0
H | 0 | 0 | 0 | 0 | 0 | 0
LFG | 0.01 | 0.01 | 0.09 | 0.09 | 0.09 | 0.09
Nuc | 217.02 | 221.45 | 235.29 | 195.6 | 154.22 | 93.47
PS | 0 | 0 | 0 | 0 | 0 | 0
PV | 0 | 0 | 0 | 0 | 0 | 0
PeakG | 0.05 | 0.42 | 0.38 | 0 | 0 | 0
PeakO | 0 | 0 | 0 | 0 | 0 | 0
ST | 0 | 0 | 0 | 0 | 0 | 0
STOG | 0 | 0 | 0 | 0 | 0 | 0
STWD | 0.06 | 0.69 | 0.69 | 27.92 | 49.16 | 49.16
WT | 0 | 0 | 0 | 0 | 0 | 0
IGCC | 0 | 0 | 0 | 0 | 0 | 0
DemandResponse | 0 | 0 | 0 | 0 | 0 | 0
IGCC-CCS | 0 | 0 | 0 | 0 | 0 | 0
WT_off | 0 | 0 | 0 | 0 | 0 | 0
PseudoUnit | 0 | 0 | 0 | 0 | 0 | 0
FixedInterchange | 0 | 0 | 0 | 0 | 0 | 0
Fuel Cost by Reporting Type: NYISO_G-I
ReportingType | 2015 | 2020 | 2025 | 2030 | 2035 | 2040
BM | 0 | 0 | 0 | 0 | 268.37 | 409.14
CC | 260.74 | 681.55 | 652.02 | 351.74 | 237.26 | 161.51
CSP | 0 | 0 | 0 | 0 | 0 | 0
CT | 0 | 0 | 0 | 0 | 0 | 0
Coal | 0 | 0 | 0 | 0 | 0 | 0
Geo | 0 | 0 | 0 | 0 | 0 | 0
H | 0 | 0 | 0 | 0 | 0 | 0
LFG | 0 | 0 | 0.09 | 0.09 | 0.09 | 0.09
Nuc | 130.64 | 133.3 | 141.63 | 144.4 | 72.41 | 168.56
PS | 0 | 0 | 0 | 0 | 0 | 0
PV | 0 | 0 | 0 | 0 | 0 | 0
PeakG | 0 | 0 | 0.06 | 0 | 0 | 0
PeakO | 0 | 0 | 0 | 0 | 0 | 0
ST | 0 | 0 | 0 | 0 | 0 | 0
STOG | 0 | 0 | 0 | 0 | 0 | 0
STWD | 0 | 0 | 0 | 0 | 0 | 0
WT | 0 | 0 | 0 | 0 | 0 | 0
IGCC | 0 | 0 | 0 | 0 | 0 | 0
DemandResponse | 0 | 0 | 0 | 0 | 0 | 0
IGCC-CCS | 0 | 0 | 0 | 0 | 0 | 0
WT_off | 0 | 0 | 0 | 0 | 0 | 0
PseudoUnit | 0 | 0 | 0 | 0 | 0 | 0
FixedInterchange | 0 | 0 | 0 | 0 | 0 | 0
Fuel Cost by Reporting Type: NYISO_J-K
ReportingType | 2015 | 2020 | 2025 | 2030 | 2035 | 2040
BM | 0 | 0 | 0 | 0 | 0 | 0
CC | 1052.07 | 1114.66 | 1066.75 | 946.07 | 1014.39 | 1110.49
CSP | 0 | 0 | 0 | 0 | 0 | 0
CT | 0 | 0 | 0 | 0 | 0 | 0
Coal | 0 | 0 | 0 | 0 | 0 | 0
Geo | 0 | 0 | 0 | 0 | 0 | 0
H | 0 | 0 | 0 | 0 | 0 | 0
LFG | 0 | 0 | 0 | 0.09 | 0.09 | 0.09
Nuc | 0 | 0 | 0.01 | 0.02 | 0.07 | 0.07
PS | 0 | 0 | 0 | 0 | 0 | 0
PV | 0 | 0 | 0 | 0 | 0 | 0
PeakG | 3.04 | 3.07 | 5.96 | 2.35 | 7.4 | 13.3
PeakO | 0 | 0 | 0 | 0 | 0 | 0
ST | 0 | 0 | 0 | 0 | 0 | 0
STOG | 37.59 | 78.12 | 103.62 | 56.92 | 12.96 | 10.57
STWD | 0 | 0 | 0 | 0 | 0 | 0
WT | 0 | 0 | 0 | 0 | 0 | 0
IGCC | 0 | 0 | 0 | 0 | 0 | 0
DemandResponse | 0 | 0 | 0 | 0 | 0 | 0
IGCC-CCS | 0 | 0 | 0 | 0 | 0 | 0
WT_off | 0 | 0 | 0 | 0 | 0 | 0
PseudoUnit | 0 | 0 | 0 | 0 | 0 | 0
FixedInterchange | 0 | 0 | 0 | 0 | 0 | 0
Fuel Cost by Reporting Type: PJM_E
ReportingType | 2015 | 2020 | 2025 | 2030 | 2035 | 2040
BM | 9.22 | 15.34 | 15.34 | 15.34 | 15.34 | 169.95
CC | 1868.2 | 2341.73 | 2750.42 | 2046.8 | 1434.69 | 1263.45
CSP | 0 | 0 | 0 | 0 | 0 | 0
CT | 0.02 | 0.18 | 0.16 | 0.23 | 0.11 | 0.11
Coal | 19.08 | 7.83 | 1.73 | 0.24 | 14.91 | 39.7
Geo | 0 | 0 | 0 | 0 | 0 | 0
H | 0 | 0 | 0 | 0 | 0 | 0
LFG | 0.01 | 0.18 | 0.18 | 0.18 | 0.18 | 0.18
Nuc | 563.79 | 533.75 | 567.11 | 578.18 | 415.32 | 572.58
PS | 0 | 0 | 0 | 0 | 0 | 0
PV | 0 | 0 | 0 | 0 | 0 | 0
PeakG | 1.53 | 17.14 | 15.96 | 21.43 | 10.29 | 10.59
PeakO | 0 | 0 | 0 | 0 | 0 | 0
ST | 0 | 0 | 0 | 0 | 0 | 0
STOG | 18.46 | 36 | 16.89 | 23.57 | 11.32 | 11.64
STWD | 0 | 0 | 0 | 0 | 0 | 0
WT | 0 | 0 | 0 | 0 | 0 | 0
IGCC | 0 | 0 | 0 | 0 | 0 | 0
DemandResponse | 0 | 0 | 0 | 0 | 0 | 0
IGCC-CCS | 0 | 0 | 0 | 0 | 0 | 0
WT_off | 0 | 0 | 0 | 0 | 0 | 0
PseudoUnit | 0 | 0 | 0 | 0 | 0 | 0
FixedInterchange | 0 | 0 | 0 | 0 | 0 | 0
Fuel Cost by Reporting Type: PJM_ROM
ReportingType | 2015 | 2020 | 2025 | 2030 | 2035 | 2040
BM | 4.74 | 9.21 | 9.21 | 9.21 | 1205.84 | 1205.84
CC | 883.97 | 1141.86 | 1182.67 | 1044.8 | 715.77 | 642.1
CSP | 0 | 0 | 0 | 0 | 0 | 0
CT | 0.01 | 0.11 | 0.1 | 0.07 | 0.07 | 0.07
Coal | 639.02 | 275.75 | 59.59 | 92.57 | 325.64 | 427.89
Geo | 0 | 0 | 0 | 0 | 0 | 0
H | 0 | 0 | 0 | 0 | 0 | 0
LFG | 0.02 | 0.36 | 0.36 | 0.36 | 0.36 | 0.36
Nuc | 337.6 | 344.49 | 366.02 | 537.36 | 1078.58 | 1291.81
PS | 0 | 0 | 0 | 0 | 0 | 0
PV | 0 | 0 | 0 | 0 | 0 | 0
PeakG | 0 | 1 | 3.39 | 7.29 | 2.1 | 2.15
PeakO | 0 | 0 | 0 | 0 | 0 | 0
ST | 0 | 0 | 0 | 0 | 0 | 0
STOG | 45.13 | 46.09 | 41.34 | 30.86 | 14.52 | 14.89
STWD | 15.72 | 35.1 | 35.1 | 35.1 | 35.1 | 35.1
WT | 0 | 0 | 0 | 0 | 0 | 0
IGCC | 0 | 0 | 0 | 0 | 0 | 0
DemandResponse | 0 | 0 | 0 | 0 | 0 | 0
IGCC-CCS | 0 | 0 | 0 | 0 | 0 | 0
WT_off | 0 | 0 | 0 | 0 | 0 | 0
PseudoUnit | 0 | 0 | 0 | 0 | 0 | 0
FixedInterchange | 0 | 0 | 0 | 0 | 0 | 0
Fuel Cost by Reporting Type: PJM_ROR
ReportingType | 2015 | 2020 | 2025 | 2030 | 2035 | 2040
BM | 13.48 | 196.9 | 166.21 | 196.9 | 5398.8 | 5398.8
CC | 5478.88 | 10610.29 | 9582.74 | 6449.11 | 4924.85 | 2902.26
CSP | 0 | 0 | 0 | 0 | 0 | 0
CT | 0.18 | 0.2 | 0.18 | 0.14 | 0.14 | 0.05
Coal | 4851.71 | 2216.19 | 357.98 | 453.73 | 1906.89 | 2246.94
Geo | 0 | 0 | 0 | 0 | 0 | 0
H | 0 | 0 | 0 | 0 | 0 | 0
LFG | 0.07 | 0.07 | 0.73 | 0.73 | 0.73 | 0.73
Nuc | 1319.64 | 1346.55 | 1430.71 | 1395.54 | 1084.35 | 1407.54
PS | 0 | 0 | 0 | 0 | 0 | 0
PV | 0 | 0 | 0 | 0 | 0 | 0
PeakG | 42.33 | 57.92 | 10.4 | 24.04 | 9 | 7.59
PeakO | 0 | 0 | 0 | 0 | 0 | 0
ST | 0 | 0 | 0 | 0 | 0 | 0
STOG | 24.44 | 34.77 | 23.81 | 35.08 | 9.49 | 5.75
STWD | 7.36 | 103.87 | 103.86 | 76.32 | 103.87 | 103.87
WT | 0 | 0 | 0 | 0 | 0 | 0
IGCC | 0 | 0 | 0 | 0 | 0 | 0
DemandResponse | 0 | 0 | 0 | 0 | 0 | 0
IGCC-CCS | 0 | 0 | 0 | 0 | 0 | 1011.07
WT_off | 0 | 0 | 0 | 0 | 0 | 0
PseudoUnit | 0 | 0 | 0 | 0 | 0 | 0
FixedInterchange | 0 | 0 | 0 | 0 | 0 | 0
Fuel Cost by Reporting Type: SOCO
ReportingType | 2015 | 2020 | 2025 | 2030 | 2035 | 2040
BM | 2.62 | 4.01 | 18.09 | 28.13 | 3352.53 | 3352.53
CC | 7008.94 | 9039.96 | 8506.91 | 5517.43 | 2712.32 | 1660.61
CSP | 0 | 0 | 0 | 0 | 0 | 0
CT | 0 | 0 | 0 | 0 | 0 | 0
Coal | 1000.6 | 313.3 | 81.29 | 225.96 | 425.87 | 524.5
Geo | 0 | 0 | 0 | 0 | 0 | 0
H | 0 | 0 | 0 | 0 | 0 | 0
LFG | 0 | 0 | 0.14 | 0.14 | 0.14 | 0.14
Nuc | 396.64 | 551.11 | 678.55 | 1029.29 | 1637.08 | 2102.69
PS | 0 | 0 | 0 | 0 | 0 | 0
PV | 0 | 0 | 0 | 0 | 0 | 0
PeakG | 24.72 | 29.66 | 44.35 | 44.87 | 1.81 | 0.16
PeakO | 0 | 0 | 0 | 0 | 0 | 0
ST | 0 | 0 | 0 | 0 | 0 | 0
STOG | 0 | 0 | 0 | 0 | 0 | 0
STWD | 20.67 | 21.37 | 58.06 | 328.92 | 392.54 | 392.54
WT | 0 | 0 | 0 | 0 | 0 | 0
IGCC | 0 | 0 | 0 | 0 | 0 | 0
DemandResponse | 0 | 0 | 0 | 0 | 0 | 0
IGCC-CCS | 0 | 0 | 0 | 0 | 0 | 0
WT_off | 0 | 0 | 0 | 0 | 0 | 0
PseudoUnit | 0 | 0 | 0 | 0 | 0 | 0
FixedInterchange | 0 | 0 | 0 | 0 | 0 | 0
Fuel Cost by Reporting Type: SPP_N
ReportingType | 2015 | 2020 | 2025 | 2030 | 2035 | 2040
BM | 0 | 0 | 0 | 0 | 0 | 0
CC | 322.69 | 49.92 | 63.98 | 49.36 | 18.34 | 10.24
CSP | 0 | 0 | 0 | 0 | 0 | 0
CT | 0 | 0 | 0 | 0 | 0 | 0
Coal | 934.11 | 151.74 | 13.62 | 20.81 | 36.35 | 49.65
Geo | 0 | 0 | 0 | 0 | 0 | 0
H | 0 | 0 | 0 | 0 | 0 | 0
LFG | 0 | 0 | 0 | 0.11 | 0.12 | 0.12
Nuc | 74.76 | 76.29 | 71.88 | 63.68 | 48.82 | 82.64
PS | 0 | 0 | 0 | 0 | 0 | 0
PV | 0 | 0 | 0 | 0 | 0 | 0
PeakG | 6.85 | 0 | 0 | 0 | 0 | 0
PeakO | 0 | 0 | 0 | 0 | 0 | 0
ST | 0 | 0 | 0 | 0 | 0 | 0
STOG | 22.4 | 0 | 0 | 0 | 0 | 0
STWD | 0 | 0 | 0 | 0 | 0 | 0
WT | 0 | 0 | 0 | 0 | 0 | 0
IGCC | 0 | 0 | 0 | 0 | 0 | 0
DemandResponse | 0 | 0 | 0 | 0 | 0 | 0
IGCC-CCS | 0 | 0 | 0 | 0 | 0 | 0
WT_off | 0 | 0 | 0 | 0 | 0 | 0
PseudoUnit | 0 | 0 | 0 | 0 | 0 | 0
FixedInterchange | 0 | 0 | 0 | 0 | 0 | 0
Fuel Cost by Reporting Type: SPP_S
ReportingType | 2015 | 2020 | 2025 | 2030 | 2035 | 2040
BM | 0 | 0 | 0 | 0 | 0 | 0
CC | 2708.33 | 1116.6 | 921.2 | 689.96 | 398.59 | 419.05
CSP | 0 | 0 | 0 | 0 | 0 | 0
CT | 0 | 0 | 0 | 0 | 0 | 0
Coal | 1401.69 | 116.92 | 8.72 | 0 | 0 | 0
Geo | 0 | 0 | 0 | 0 | 0 | 0
H | 0 | 0 | 0 | 0 | 0 | 0
LFG | 0 | 0 | 0 | 0.11 | 0.12 | 0.12
Nuc | 0 | 0 | 0 | 0.01 | 0.03 | 0.03
PS | 0 | 0 | 0 | 0 | 0 | 0
PV | 0 | 0 | 0 | 0 | 0 | 0
PeakG | 0 | 0 | 0 | 0 | 0 | 0
PeakO | 0 | 0 | 0 | 0 | 0 | 0
ST | 0 | 0 | 0 | 0 | 0 | 0
STOG | 216.1 | 63.7 | 43.24 | 48.91 | 20.44 | 20.19
STWD | 4.83 | 2.57 | 2.57 | 10.51 | 20.79 | 22.15
WT | 0 | 0 | 0 | 0 | 0 | 0
IGCC | 0 | 0 | 0 | 0 | 0 | 0
DemandResponse | 0 | 0 | 0 | 0 | 0 | 0
IGCC-CCS | 0 | 0 | 0 | 0 | 0 | 0
WT_off | 0 | 0 | 0 | 0 | 0 | 0
PseudoUnit | 0 | 0 | 0 | 0 | 0 | 0
FixedInterchange | 0 | 0 | 0 | 0 | 0 | 0
Fuel Cost by Reporting Type: TVA
ReportingType | 2015 | 2020 | 2025 | 2030 | 2035 | 2040
BM | 0 | 0 | 0 | 0 | 3781.64 | 3781.64
CC | 1998.91 | 3756.77 | 4129.54 | 2838.1 | 1878.83 | 879.04
CSP | 0 | 0 | 0 | 0 | 0 | 0
CT | 0 | 0 | 0 | 0 | 0 | 0
Coal | 952.54 | 423.89 | 41.54 | 69.52 | 396.08 | 416
Geo | 0 | 0 | 0 | 0 | 0 | 0
H | 0 | 0 | 0 | 0 | 0 | 0
LFG | 0 | 0 | 0.14 | 0.14 | 0.14 | 0.14
Nuc | 542.87 | 553.94 | 588.56 | 745.95 | 682.99 | 634.92
PS | 0 | 0 | 0 | 0 | 0 | 0
PV | 0 | 0 | 0 | 0 | 0 | 0
PeakG | 0 | 0 | 0 | 0 | 0 | 0
PeakO | 0 | 0 | 0 | 0 | 0 | 0
ST | 0 | 0 | 0 | 0 | 0 | 0
STOG | 0 | 0 | 0 | 0 | 0 | 0
STWD | 0.09 | 0.07 | 0.27 | 2.02 | 2.75 | 2.75
WT | 0 | 0 | 0 | 0 | 0 | 0
IGCC | 0 | 0 | 0 | 0 | 0 | 0
DemandResponse | 0 | 0 | 0 | 0 | 0 | 0
IGCC-CCS | 0 | 0 | 0 | 0 | 0 | 575.03
WT_off | 0 | 0 | 0 | 0 | 0 | 0
PseudoUnit | 0 | 0 | 0 | 0 | 0 | 0
FixedInterchange | 0 | 0 | 0 | 0 | 0 | 0
Fuel Cost by Reporting Type: TVA_Transmission
ReportingType | 2015 | 2020 | 2025 | 2030 | 2035 | 2040
BM | 0 | 0 | 0 | 0 | 0 | 0
CC | 0 | 0 | 0 | 0 | 0 | 0
CSP | 0 | 0 | 0 | 0 | 0 | 0
CT | 0 | 0 | 0 | 0 | 0 | 0
Coal | 0 | 0 | 0 | 0 | 0 | 0
Geo | 0 | 0 | 0 | 0 | 0 | 0
H | 0 | 0 | 0 | 0 | 0 | 0
LFG | 0 | 0 | 0 | 0 | 0 | 0
Nuc | 0 | 0 | 0 | 0 | 0 | 0
PS | 0 | 0 | 0 | 0 | 0 | 0
PV | 0 | 0 | 0 | 0 | 0 | 0
PeakG | 0 | 0 | 0 | 0 | 0 | 0
PeakO | 0 | 0 | 0 | 0 | 0 | 0
ST | 0 | 0 | 0 | 0 | 0 | 0
STOG | 0 | 0 | 0 | 0 | 0 | 0
STWD | 0 | 0 | 0 | 0 | 0 | 0
WT | 0 | 0 | 0 | 0 | 0 | 0
IGCC | 0 | 0 | 0 | 0 | 0 | 0
DemandResponse | 0 | 0 | 0 | 0 | 0 | 0
IGCC-CCS | 0 | 0 | 0 | 0 | 0 | 0
WT_off | 0 | 0 | 0 | 0 | 0 | 0
PseudoUnit | 0 | 0 | 0 | 0 | 0 | 0
FixedInterchange | 0 | 0 | 0 | 0 | 0 | 0
Fuel Cost by Reporting Type: VACAR
ReportingType | 2015 | 2020 | 2025 | 2030 | 2035 | 2040
BM | 0.47 | 183.39 | 563.02 | 661.94 | 3572.99 | 3572.99
CC | 6417.5 | 7056.32 | 6536.36 | 4386.69 | 1742.57 | 1650.32
CSP | 0 | 0 | 0 | 0 | 0 | 0
CT | 5.38 | 5.75 | 5.31 | 5.92 | 0.97 | 0
Coal | 517.77 | 352.59 | 107.91 | 50.02 | 199.76 | 277.57
Geo | 0 | 0 | 0 | 0 | 0 | 0
H | 0 | 0 | 0 | 0 | 0 | 0
LFG | 0 | 0.14 | 0.14 | 0.14 | 0.14 | 0.14
Nuc | 730.67 | 900.6 | 1159.9 | 1665.69 | 1436.18 | 1510.67
PS | 0 | 0 | 0 | 0 | 0 | 0
PV | 0 | 0 | 0 | 0 | 0 | 0
PeakG | 6.18 | 13.45 | 24.32 | 27.97 | 2.5 | 6.25
PeakO | 0 | 0 | 0 | 0 | 0 | 0
ST | 0 | 0 | 0 | 0 | 0 | 0
STOG | 0 | 0 | 0 | 0 | 0 | 0
STWD | 159.73 | 159.73 | 159.73 | 159.73 | 159.73 | 159.73
WT | 0 | 0 | 0 | 0 | 0 | 0
IGCC | 0 | 0 | 0 | 0 | 0 | 0
DemandResponse | 0 | 0 | 0 | 0 | 0 | 0
IGCC-CCS | 0 | 0 | 0 | 0 | 0 | 0
WT_off | 0 | 0 | 0 | 0 | 0 | 0
PseudoUnit | 0 | 0 | 0 | 0 | 0 | 0
FixedInterchange | 0 | 0 | 0 | 0 | 0 | 0
Fuel Cost by Reporting Type: IESO
ReportingType | 2015 | 2020 | 2025 | 2030 | 2035 | 2040
BM | 0 | 0.04 | 0.89 | 20.95 | 206.78 | 207.21
CC | 354.55 | 367.94 | 406.37 | 80.52 | 20.38 | 21.27
CSP | 0 | 0 | 0 | 0 | 0 | 0
CT | 0.02 | 0.19 | 0 | 0 | 0 | 0
Coal | 0 | 0 | 0 | 0 | 0 | 0
Geo | 0 | 0 | 0 | 0 | 0 | 0
H | 0 | 0 | 0 | 0 | 0 | 0
LFG | 0.02 | 0.02 | 0.02 | 0.02 | 0.02 | 0.02
Nuc | 854.23 | 871.65 | 926.13 | 944.22 | 869.51 | 757.81
PS | 0 | 0 | 0 | 0 | 0 | 0
PV | 0 | 0 | 0 | 0 | 0 | 0
PeakG | 0 | 0.25 | 0 | 0 | 0 | 0
PeakO | 0 | 0 | 0 | 0 | 0 | 0
ST | 0 | 0 | 0 | 0 | 0 | 0
STOG | 0 | 0 | 0 | 0 | 0 | 0
STWD | 0.3 | 0.95 | 1.82 | 67.38 | 67.38 | 67.38
WT | 0 | 0 | 0 | 0 | 0 | 0
IGCC | 0 | 0 | 0 | 0 | 0 | 0
DemandResponse | 0 | 0 | 0 | 0 | 0 | 0
IGCC-CCS | 0 | 0 | 0 | 0 | 0 | 0
WT_off | 0 | 0 | 0 | 0 | 0 | 0
PseudoUnit | 0 | 0 | 0 | 0 | 0 | 0
FixedInterchange | 0 | 0 | 0 | 0 | 0 | 0
Fuel Cost by Reporting Type: MAPP_CA
ReportingType | 2015 | 2020 | 2025 | 2030 | 2035 | 2040
BM | 0 | 0 | 0 | 0 | 0 | 0
CC | 350.49 | 402.44 | 212.73 | 8.83 | 9.34 | 17.05
CSP | 0 | 0 | 0 | 0 | 0 | 0
CT | 0 | 0 | 0 | 0 | 0 | 0
Coal | 9 | 7.88 | 0 | 0 | 0 | 0
Geo | 0 | 0 | 0 | 0 | 0 | 0
H | 0 | 0 | 0 | 0 | 0 | 0
LFG | 0 | 0 | 0 | 0 | 0 | 0
Nuc | 0 | 0 | 0 | 0 | 0.07 | 12.86
PS | 0 | 0 | 0 | 0 | 0 | 0
PV | 0 | 0 | 0 | 0 | 0 | 0
PeakG | 2.86 | 0.26 | 0 | 0 | 0 | 0
PeakO | 0 | 0 | 0 | 0 | 0 | 0
ST | 0 | 0 | 0 | 0 | 0 | 0
STOG | 0.61 | 0 | 0 | 0 | 0 | 0
STWD | 0 | 0 | 0 | 0 | 0 | 0
WT | 0 | 0 | 0 | 0 | 0 | 0
IGCC | 0 | 0 | 0 | 0 | 0 | 0
DemandResponse | 0 | 0 | 0 | 0 | 0 | 0
IGCC-CCS | 0 | 0 | 0 | 0 | 0 | 0
WT_off | 0 | 0 | 0 | 0 | 0 | 0
PseudoUnit | 0 | 0 | 0 | 0 | 0 | 0
FixedInterchange | 0 | 0 | 0 | 0 | 0 | 0
Fuel Cost by Reporting Type: AZ_NM_SNV_Coal
ReportingType | 2015 | 2020 | 2025 | 2030 | 2035 | 2040
BM | 0 | 0 | 0 | 0 | 0 | 0
CC | 0 | 0 | 0 | 0 | 0 | 0
CSP | 0 | 0 | 0 | 0 | 0 | 0
CT | 0 | 0 | 0 | 0 | 0 | 0
Coal | 815.78 | 507.49 | 9.34 | 6.25 | 79.58 | 79.58
Geo | 0 | 0 | 0 | 0 | 0 | 0
H | 0 | 0 | 0 | 0 | 0 | 0
LFG | 0 | 0 | 0 | 0 | 0 | 0
Nuc | 0 | 0 | 0 | 0 | 0 | 0
PS | 0 | 0 | 0 | 0 | 0 | 0
PV | 0 | 0 | 0 | 0 | 0 | 0
PeakG | 0 | 0 | 0 | 0 | 0 | 0
PeakO | 0 | 0 | 0 | 0 | 0 | 0
ST | 0 | 0 | 0 | 0 | 0 | 0
STOG | 0 | 0 | 0 | 0 | 0 | 0
STWD | 0 | 0 | 0 | 0 | 0 | 0
WT | 0 | 0 | 0 | 0 | 0 | 0
IGCC | 0 | 0 | 0 | 0 | 0 | 0
DemandResponse | 0 | 0 | 0 | 0 | 0 | 0
IGCC-CCS | 0 | 0 | 0 | 0 | 0 | 0
WT_off | 0 | 0 | 0 | 0 | 0 | 0
PseudoUnit | 0 | 0 | 0 | 0 | 0 | 0
FixedInterchange | 0 | 0 | 0 | 0 | 0 | 0
Fuel Cost by Reporting Type: AZ_NM_SNV_Gas
ReportingType | 2015 | 2020 | 2025 | 2030 | 2035 | 2040
BM | 0 | 0 | 0 | 0 | 0 | 0
CC | 3244.08 | 3201.64 | 4559.72 | 2847.4 | 2034.54 | 1023.11
CSP | 0 | 0 | 0 | 0 | 0 | 0
CT | 0 | 0 | 0 | 0 | 0 | 0
Coal | 0 | 0 | 0 | 0 | 0 | 0
Geo | 0 | 0 | 0 | 0 | 0 | 0
H | 0 | 0 | 0 | 0 | 0 | 0
LFG | 0 | 0 | 0 | 0 | 0 | 0
Nuc | 0 | 0 | 0 | 0 | 0 | 0
PS | 0 | 0 | 0 | 0 | 0 | 0
PV | 0 | 0 | 0 | 0 | 0 | 0
PeakG | 0 | 0 | 0 | 0 | 0 | 0
PeakO | 0 | 0 | 0 | 0 | 0 | 0
ST | 0 | 0 | 0 | 0 | 0 | 0
STOG | 0 | 0 | 0 | 0 | 0 | 0
STWD | 0 | 0 | 0 | 0 | 0 | 0
WT | 0 | 0 | 0 | 0 | 0 | 0
IGCC | 0 | 0 | 0 | 0 | 0 | 0
DemandResponse | 0 | 0 | 0 | 0 | 0 | 0
IGCC-CCS | 0 | 0 | 0 | 0 | 0 | 0
WT_off | 0 | 0 | 0 | 0 | 0 | 0
PseudoUnit | 0 | 0 | 0 | 0 | 0 | 0
FixedInterchange | 0 | 0 | 0 | 0 | 0 | 0
Fuel Cost by Reporting Type: AZ_NM_SNV_NucRenew
ReportingType | 2015 | 2020 | 2025 | 2030 | 2035 | 2040
BM | 0 | 0 | 0 | 0 | 1256.73 | 3344.74
CC | 0 | 0 | 0 | 0 | 0 | 0
CSP | 0 | 0 | 0 | 0 | 0 | 0
CT | 0 | 0 | 0 | 0 | 0 | 0
Coal | 0 | 0 | 0 | 0 | 0 | 0
Geo | 0 | 0 | 0 | 0 | 0 | 0
H | 0 | 0 | 0 | 0 | 0 | 0
LFG | 0 | 0.08 | 0.08 | 0.08 | 0.08 | 0.08
Nuc | 254.91 | 260.1 | 276.36 | 472.28 | 623.55 | 623.55
PS | 0 | 0 | 0 | 0 | 0 | 0
PV | 0 | 0 | 0 | 0 | 0 | 0
PeakG | 0 | 0 | 0 | 0 | 0 | 0
PeakO | 0 | 0 | 0 | 0 | 0 | 0
ST | 0 | 0 | 0 | 0 | 0 | 0
STOG | 0 | 0 | 0 | 0 | 0 | 0
STWD | 11.54 | 11.54 | 11.54 | 11.54 | 11.54 | 11.54
WT | 0 | 0 | 0 | 0 | 0 | 0
IGCC | 0 | 0 | 0 | 0 | 0 | 0
DemandResponse | 0 | 0 | 0 | 0 | 0 | 0
IGCC-CCS | 0 | 0 | 0 | 0 | 0 | 0
WT_off | 0 | 0 | 0 | 0 | 0 | 0
PseudoUnit | 0 | 0 | 0 | 0 | 0 | 0
FixedInterchange | 0 | 0 | 0 | 0 | 0 | 0
Fuel Cost by Reporting Type: ERCOT
ReportingType | 2015 | 2020 | 2025 | 2030 | 2035 | 2040
BM | 3.98 | 6.89 | 10.55 | 74.16 | 2078.94 | 2078.94
CC | 9569.72 | 11685.07 | 9706.11 | 6934.14 | 4333.31 | 4048.06
CSP | 0 | 0 | 0 | 0 | 0 | 0
CT | 0 | 0.17 | 0 | 0.12 | 0 | 0
Coal | 675.95 | 478.21 | 63.45 | 60.68 | 142.82 | 142.82
Geo | 0 | 0 | 0 | 0 | 0 | 0
H | 0 | 0 | 0 | 0 | 0 | 0
LFG | 0 | 0 | 0.14 | 0.45 | 0.45 | 0.45
Nuc | 339.13 | 346.04 | 367.67 | 662.95 | 1350.53 | 1666.22
PS | 0 | 0 | 0 | 0 | 0 | 0
PV | 0 | 0 | 0 | 0 | 0 | 0
PeakG | 0 | 0.36 | 0 | 0.51 | 0.3 | 0.41
PeakO | 0 | 0 | 0 | 0 | 0 | 0
ST | 0 | 0 | 0 | 0 | 0 | 0
STOG | 93.72 | 152.3 | 86.7 | 93.4 | 7.95 | 7.32
STWD | 0 | 0 | 0 | 0 | 0 | 0
WT | 0 | 0 | 0 | 0 | 0 | 0
IGCC | 0 | 0 | 0 | 0 | 0 | 0
DemandResponse | 0 | 0 | 0 | 0 | 0 | 0
IGCC-CCS | 0 | 0 | 0 | 0 | 0 | 327.05
WT_off | 0 | 0 | 0 | 0 | 0 | 0
PseudoUnit | 0 | 0 | 0 | 0 | 0 | 0
FixedInterchange | 0 | 0 | 0 | 0 | 0 | 0
Fuel Cost by Reporting Type: NP15
ReportingType | 2015 | 2020 | 2025 | 2030 | 2035 | 2040
BM | 0 | 0 | 0 | 0 | 431.26 | 431.26
CC | 4025.63 | 3938.67 | 4376.88 | 2601.34 | 2328.42 | 142.31
CSP | 0 | 0 | 0 | 0 | 0 | 0
CT | 0 | 0 | 0 | 0 | 0 | 0
Coal | 1.16 | 0 | 0 | 0 | 0 | 0
Geo | 0 | 0 | 0 | 0 | 0 | 0
H | 0 | 0 | 0 | 0 | 0 | 0
LFG | 0 | 0.72 | 0.72 | 0.72 | 0.72 | 0.72
Nuc | 150.62 | 153.69 | 163.3 | 166.49 | 166.49 | 166.49
PS | 0 | 0 | 0 | 0 | 0 | 0
PV | 0 | 0 | 0 | 0 | 0 | 0
PeakG | 0 | 0 | 0 | 0 | 0 | 0
PeakO | 0 | 0 | 0 | 0 | 0 | 0
ST | 0 | 0 | 0 | 0 | 0 | 0
STOG | 0.01 | 0.85 | 1.6 | 1.29 | 3.14 | 0
STWD | 244.45 | 244.45 | 45.05 | 244.45 | 244.45 | 244.45
WT | 0 | 0 | 0 | 0 | 0 | 0
IGCC | 0 | 0 | 0 | 0 | 0 | 0
DemandResponse | 0 | 0 | 0 | 0 | 0 | 0
IGCC-CCS | 0 | 0 | 0 | 0 | 0 | 469.6
WT_off | 0 | 0 | 0 | 0 | 0 | 0
PseudoUnit | 0 | 0 | 0 | 0 | 0 | 0
FixedInterchange | 0 | 0 | 0 | 0 | 0 | 0
Fuel Cost by Reporting Type: NWPP_Coal
ReportingType | 2015 | 2020 | 2025 | 2030 | 2035 | 2040
BM | 0 | 0 | 0 | 0 | 0 | 0
CC | 0 | 0 | 0 | 0 | 0 | 0
CSP | 0 | 0 | 0 | 0 | 0 | 0
CT | 0 | 0 | 0 | 0 | 0 | 0
Coal | 548.26 | 288.67 | 24.43 | 21.69 | 30.86 | 30.86
Geo | 0 | 0 | 0 | 0 | 0 | 0
H | 0 | 0 | 0 | 0 | 0 | 0
LFG | 0 | 0 | 0 | 0 | 0 | 0
Nuc | 0 | 0 | 0 | 0 | 0 | 0
PS | 0 | 0 | 0 | 0 | 0 | 0
PV | 0 | 0 | 0 | 0 | 0 | 0
PeakG | 0 | 0 | 0 | 0 | 0 | 0
PeakO | 0 | 0 | 0 | 0 | 0 | 0
ST | 0 | 0 | 0 | 0 | 0 | 0
STOG | 0 | 0 | 0 | 0 | 0 | 0
STWD | 0 | 0 | 0 | 0 | 0 | 0
WT | 0 | 0 | 0 | 0 | 0 | 0
IGCC | 0 | 0 | 0 | 0 | 0 | 0
DemandResponse | 0 | 0 | 0 | 0 | 0 | 0
IGCC-CCS | 0 | 0 | 0 | 0 | 0 | 0
WT_off | 0 | 0 | 0 | 0 | 0 | 0
PseudoUnit | 0 | 0 | 0 | 0 | 0 | 0
FixedInterchange | 0 | 0 | 0 | 0 | 0 | 0
Fuel Cost by Reporting Type: NWPP_Gas
ReportingType | 2015 | 2020 | 2025 | 2030 | 2035 | 2040
BM | 0 | 0 | 0 | 0 | 0 | 0
CC | 2208.81 | 4087.28 | 4340.33 | 2635.45 | 1987.61 | 821.85
CSP | 0 | 0 | 0 | 0 | 0 | 0
CT | 0 | 0 | 0 | 0 | 0 | 0
Coal | 0 | 0 | 0 | 0 | 0 | 0
Geo | 0 | 0 | 0 | 0 | 0 | 0
H | 0 | 0 | 0 | 0 | 0 | 0
LFG | 0 | 0 | 0 | 0 | 0 | 0
Nuc | 0 | 0 | 0 | 0 | 0 | 0
PS | 0 | 0 | 0 | 0 | 0 | 0
PV | 0 | 0 | 0 | 0 | 0 | 0
PeakG | 0 | 0 | 0 | 0 | 0 | 0
PeakO | 0 | 0 | 0 | 0 | 0 | 0
ST | 0 | 0 | 0 | 0 | 0 | 0
STOG | 0 | 0 | 0 | 0 | 0 | 0
STWD | 0 | 0 | 0 | 0 | 0 | 0
WT | 0 | 0 | 0 | 0 | 0 | 0
IGCC | 0 | 0 | 0 | 0 | 0 | 0
DemandResponse | 0 | 0 | 0 | 0 | 0 | 0
IGCC-CCS | 0 | 0 | 0 | 0 | 0 | 393.97
WT_off | 0 | 0 | 0 | 0 | 0 | 0
PseudoUnit | 0 | 0 | 0 | 0 | 0 | 0
FixedInterchange | 0 | 0 | 0 | 0 | 0 | 0
Fuel Cost by Reporting Type: NWPP_NucRenew
ReportingType | 2015 | 2020 | 2025 | 2030 | 2035 | 2040
BM | 0 | 14.45 | 16.65 | 16.65 | 1804.04 | 4628.42
CC | 0 | 0 | 0 | 0 | 0 | 0
CSP | 0 | 0 | 0 | 0 | 0 | 0
CT | 0 | 0 | 0 | 0 | 0 | 0
Coal | 0 | 0 | 0 | 0 | 0 | 0
Geo | 0 | 0 | 0 | 0 | 0 | 0
H | 0 | 0 | 0 | 0 | 0 | 0
LFG | 0.03 | 0.33 | 0.34 | 0.34 | 0.34 | 0.34
Nuc | 71.13 | 72.58 | 77.12 | 78.63 | 194.06 | 194.06
PS | 0 | 0 | 0 | 0 | 0 | 0
PV | 0 | 0 | 0 | 0 | 0 | 0
PeakG | 0 | 0 | 0 | 0 | 0 | 0
PeakO | 0 | 0 | 0 | 0 | 0 | 0
ST | 0 | 0 | 0 | 0 | 0 | 0
STOG | 0 | 0 | 0 | 0 | 0 | 0
STWD | 0 | 1.36 | 301.46 | 301.46 | 301.46 | 301.46
WT | 0 | 0 | 0 | 0 | 0 | 0
IGCC | 0 | 0 | 0 | 0 | 0 | 0
DemandResponse | 0 | 0 | 0 | 0 | 0 | 0
IGCC-CCS | 0 | 0 | 0 | 0 | 0 | 0
WT_off | 0 | 0 | 0 | 0 | 0 | 0
PseudoUnit | 0 | 0 | 0 | 0 | 0 | 0
FixedInterchange | 0 | 0 | 0 | 0 | 0 | 0
Fuel Cost by Reporting Type: RMPA
ReportingType | 2015 | 2020 | 2025 | 2030 | 2035 | 2040
BM | 0 | 0 | 0 | 0 | 1905.97 | 1905.97
CC | 637.24 | 956.44 | 1130.21 | 1251.64 | 617.73 | 191.4
CSP | 0 | 0 | 0 | 0 | 0 | 0
CT | 0 | 0 | 0 | 0 | 0 | 0
Coal | 570.61 | 415.18 | 90.75 | 52.75 | 52.31 | 52.31
Geo | 0 | 0 | 0 | 0 | 0 | 0
H | 0 | 0 | 0 | 0 | 0 | 0
LFG | 0 | 0.04 | 0.04 | 0.04 | 0.04 | 0.04
Nuc | 0 | 0 | 0 | 0.05 | 0.07 | 0.07
PS | 0 | 0 | 0 | 0 | 0 | 0
PV | 0 | 0 | 0 | 0 | 0 | 0
PeakG | 0.5 | 0 | 0 | 2.56 | 0 | 0
PeakO | 0 | 0 | 0 | 0 | 0 | 0
ST | 0 | 0 | 0 | 0 | 0 | 0
STOG | 0 | 0 | 0 | 0 | 0 | 0
STWD | 0 | 0 | 0 | 0 | 0 | 0
WT | 0 | 0 | 0 | 0 | 0 | 0
IGCC | 0 | 0 | 0 | 0 | 0 | 0
DemandResponse | 0 | 0 | 0 | 0 | 0 | 0
IGCC-CCS | 0 | 0 | 0 | 0 | 0 | 304.85
WT_off | 0 | 0 | 0 | 0 | 0 | 0
PseudoUnit | 0 | 0 | 0 | 0 | 0 | 0
FixedInterchange | 0 | 0 | 0 | 0 | 0 | 0
Fuel Cost by Reporting Type: SP15
ReportingType | 2015 | 2020 | 2025 | 2030 | 2035 | 2040
BM | 3.07 | 3.07 | 3.07 | 3.07 | 345 | 345
CC | 3219.54 | 4165.36 | 5744.13 | 3574.13 | 2967.29 | 1160.71
CSP | 0 | 0 | 0 | 0 | 0 | 0
CT | 0 | 0 | 0 | 0 | 0 | 0
Coal | 20.36 | 3.9 | 1.13 | 0 | 0 | 0
Geo | 0 | 0 | 0 | 0 | 0 | 0
H | 0 | 0 | 0 | 0 | 0 | 0
LFG | 0.01 | 0.72 | 0.72 | 0.72 | 0.72 | 0.72
Nuc | 139.02 | 141.86 | 150.73 | 153.67 | 153.67 | 153.67
PS | 0 | 0 | 0 | 0 | 0 | 0
PV | 0 | 0 | 0 | 0 | 0 | 0
PeakG | 0 | 0 | 0 | 0 | 0 | 0
PeakO | 0 | 0 | 0 | 0 | 0 | 0
ST | 0 | 0 | 0 | 0 | 0 | 0
STOG | 79.45 | 22.47 | 21.18 | 15.19 | 3.32 | 0
STWD | 62.63 | 62.63 | 46.02 | 62.63 | 62.63 | 62.63
WT | 0 | 0 | 0 | 0 | 0 | 0
IGCC | 0 | 0 | 0 | 0 | 0 | 0
DemandResponse | 0 | 0 | 0 | 0 | 0 | 0
IGCC-CCS | 0 | 0 | 0 | 0 | 195.49 | 583.82
WT_off | 0 | 0 | 0 | 0 | 0 | 0
PseudoUnit | 0 | 0 | 0 | 0 | 0 | 0
FixedInterchange | 0 | 0 | 0 | 0 | 0 | 0
Fuel Cost by Reporting Type: ALB
ReportingType | 2015 | 2020 | 2025 | 2030 | 2035 | 2040
BM | 0 | 0 | 0 | 0 | 0 | 0
CC | 606.61 | 921.04 | 1011.06 | 239.56 | 136.42 | 0
CSP | 0 | 0 | 0 | 0 | 0 | 0
CT | 0 | 0 | 0 | 0 | 0 | 0
Coal | 217.7 | 217.7 | 214.92 | 0 | 0 | 0
Geo | 0 | 0 | 0 | 0 | 0 | 0
H | 0 | 0 | 0 | 0 | 0 | 0
LFG | 0 | 0 | 0 | 0 | 0 | 0
Nuc | 0 | 0 | 51.97 | 706.31 | 840.38 | 960.26
PS | 0 | 0 | 0 | 0 | 0 | 0
PV | 0 | 0 | 0 | 0 | 0 | 0
PeakG | 0 | 0 | 0 | 0 | 0 | 0
PeakO | 0 | 0 | 0 | 0 | 0 | 0
ST | 0 | 0 | 0 | 0 | 0 | 0
STOG | 0 | 0 | 0 | 0 | 0 | 0
STWD | 0.27 | 52.25 | 85 | 85 | 85 | 85
WT | 0 | 0 | 0 | 0 | 0 | 0
IGCC | 0 | 0 | 0 | 0 | 0 | 0
DemandResponse | 0 | 0 | 0 | 0 | 0 | 0
IGCC-CCS | 0 | 0 | 0 | 0 | 0 | 0
WT_off | 0 | 0 | 0 | 0 | 0 | 0
PseudoUnit | 0 | 0 | 0 | 0 | 0 | 0
FixedInterchange | 0 | 0 | 0 | 0 | 0 | 0
Fuel Cost by Reporting Type: BC
ReportingType | 2015 | 2020 | 2025 | 2030 | 2035 | 2040
BM | 0 | 0 | 0 | 0 | 0 | 0
CC | 309.38 | 475.62 | 530.18 | 482.45 | 0 | 0
CSP | 0 | 0 | 0 | 0 | 0 | 0
CT | 0 | 0 | 0 | 0 | 0 | 0
Coal | 0 | 0 | 0 | 0 | 0 | 0
Geo | 0 | 0 | 0 | 0 | 0 | 0
H | 0 | 0 | 0 | 0 | 0 | 0
LFG | 0 | 0 | 0 | 0 | 0 | 0
Nuc | 0 | 0 | 31.99 | 162.49 | 243.16 | 328.21
PS | 0 | 0 | 0 | 0 | 0 | 0
PV | 0 | 0 | 0 | 0 | 0 | 0
PeakG | 0 | 0 | 0 | 0 | 0 | 0
PeakO | 0 | 0 | 0 | 0 | 0 | 0
ST | 0 | 0 | 0 | 0 | 0 | 0
STOG | 0 | 0 | 0 | 0 | 0 | 0
STWD | 0 | 49.53 | 223.17 | 271.44 | 271.44 | 271.44
WT | 0 | 0 | 0 | 0 | 0 | 0
IGCC | 0 | 0 | 0 | 0 | 0 | 0
DemandResponse | 0 | 0 | 0 | 0 | 0 | 0
IGCC-CCS | 0 | 0 | 0 | 0 | 0 | 0
WT_off | 0 | 0 | 0 | 0 | 0 | 0
PseudoUnit | 0 | 0 | 0 | 0 | 0 | 0
FixedInterchange | 0 | 0 | 0 | 0 | 0 | 0
Fuel Cost by Reporting Type: HQ_IESO
ReportingType | 2015 | 2020 | 2025 | 2030 | 2035 | 2040
BM | 0 | 0 | 0 | 0 | 0 | 0
CC | 0 | 0 | 0 | 0 | 0 | 0
CSP | 0 | 0 | 0 | 0 | 0 | 0
CT | 0 | 0 | 0 | 0 | 0 | 0
Coal | 0 | 0 | 0 | 0 | 0 | 0
Geo | 0 | 0 | 0 | 0 | 0 | 0
H | 0 | 0 | 0 | 0 | 0 | 0
LFG | 0 | 0 | 0 | 0 | 0 | 0
Nuc | 0 | 0 | 0 | 0.01 | 0.07 | 0.07
PS | 0 | 0 | 0 | 0 | 0 | 0
PV | 0 | 0 | 0 | 0 | 0 | 0
PeakG | 0 | 0 | 0 | 0 | 0 | 0
PeakO | 0 | 0 | 0 | 0 | 0 | 0
ST | 0 | 0 | 0 | 0 | 0 | 0
STOG | 0 | 0 | 0 | 0 | 0 | 0
STWD | 0 | 0 | 0 | 0 | 0 | 0
WT | 0 | 0 | 0 | 0 | 0 | 0
IGCC | 0 | 0 | 0 | 0 | 0 | 0
DemandResponse | 0 | 0 | 0 | 0 | 0 | 0
IGCC-CCS | 0 | 0 | 0 | 0 | 0 | 0
WT_off | 0 | 0 | 0 | 0 | 0 | 0
PseudoUnit | 0 | 0 | 0 | 0 | 0 | 0
FixedInterchange | 0 | 0 | 0 | 0 | 0 | 0
Fuel Cost by Reporting Type: HQ_NEISO
ReportingType | 2015 | 2020 | 2025 | 2030 | 2035 | 2040
BM | 0 | 0 | 0 | 0 | 0 | 0
CC | 0 | 0 | 0 | 0 | 0 | 0
CSP | 0 | 0 | 0 | 0 | 0 | 0
CT | 0 | 0 | 0 | 0 | 0 | 0
Coal | 0 | 0 | 0 | 0 | 0 | 0
Geo | 0 | 0 | 0 | 0 | 0 | 0
H | 0 | 0 | 0 | 0 | 0 | 0
LFG | 0 | 0 | 0 | 0 | 0 | 0
Nuc | 0 | 0 | 0 | 0.01 | 0.07 | 0.04
PS | 0 | 0 | 0 | 0 | 0 | 0
PV | 0 | 0 | 0 | 0 | 0 | 0
PeakG | 0 | 0 | 0 | 0 | 0 | 0
PeakO | 0 | 0 | 0 | 0 | 0 | 0
ST | 0 | 0 | 0 | 0 | 0 | 0
STOG | 0 | 0 | 0 | 0 | 0 | 0
STWD | 0 | 0 | 0 | 0 | 0 | 0
WT | 0 | 0 | 0 | 0 | 0 | 0
IGCC | 0 | 0 | 0 | 0 | 0 | 0
DemandResponse | 0 | 0 | 0 | 0 | 0 | 0
IGCC-CCS | 0 | 0 | 0 | 0 | 0 | 0
WT_off | 0 | 0 | 0 | 0 | 0 | 0
PseudoUnit | 0 | 0 | 0 | 0 | 0 | 0
FixedInterchange | 0 | 0 | 0 | 0 | 0 | 0
Fuel Cost by Reporting Type: HQ_NY
ReportingType | 2015 | 2020 | 2025 | 2030 | 2035 | 2040
BM | 0 | 0 | 0 | 0 | 0 | 0
CC | 0 | 0 | 0 | 0 | 0 | 0
CSP | 0 | 0 | 0 | 0 | 0 | 0
CT | 0 | 0 | 0 | 0 | 0 | 0
Coal | 0 | 0 | 0 | 0 | 0 | 0
Geo | 0 | 0 | 0 | 0 | 0 | 0
H | 0 | 0 | 0 | 0 | 0 | 0
LFG | 0 | 0 | 0 | 0 | 0 | 0
Nuc | 0 | 0 | 0 | 0.01 | 0.07 | 0.07
PS | 0 | 0 | 0 | 0 | 0 | 0
PV | 0 | 0 | 0 | 0 | 0 | 0
PeakG | 0 | 0 | 0 | 0 | 0 | 0
PeakO | 0 | 0 | 0 | 0 | 0 | 0
ST | 0 | 0 | 0 | 0 | 0 | 0
STOG | 0 | 0 | 0 | 0 | 0 | 0
STWD | 0 | 0 | 0 | 0 | 0 | 0
WT | 0 | 0 | 0 | 0 | 0 | 0
IGCC | 0 | 0 | 0 | 0 | 0 | 0
DemandResponse | 0 | 0 | 0 | 0 | 0 | 0
IGCC-CCS | 0 | 0 | 0 | 0 | 0 | 0
WT_off | 0 | 0 | 0 | 0 | 0 | 0
PseudoUnit | 0 | 0 | 0 | 0 | 0 | 0
FixedInterchange | 0 | 0 | 0 | 0 | 0 | 0
Fuel Cost by Reporting Type: MARITIMES
ReportingType | 2015 | 2020 | 2025 | 2030 | 2035 | 2040
BM | 0 | 0 | 0 | 0 | 0 | 0
CC | 0 | 0 | 0 | 0 | 0 | 0
CSP | 0 | 0 | 0 | 0 | 0 | 0
CT | 0 | 0 | 0 | 0 | 0 | 0
Coal | 0 | 0 | 0 | 0 | 0 | 0
Geo | 0 | 0 | 0 | 0 | 0 | 0
H | 0 | 0 | 0 | 0 | 0 | 0
LFG | 0 | 0 | 0 | 0 | 0 | 0
Nuc | 0 | 0 | 0 | 0.01 | 0.07 | 0.04
PS | 0 | 0 | 0 | 0 | 0 | 0
PV | 0 | 0 | 0 | 0 | 0 | 0
PeakG | 0 | 0 | 0 | 0 | 0 | 0
PeakO | 0 | 0 | 0 | 0 | 0 | 0
ST | 0 | 0 | 0 | 0 | 0 | 0
STOG | 0 | 0 | 0 | 0 | 0 | 0
STWD | 0 | 0 | 0 | 0 | 0 | 0
WT | 0 | 0 | 0 | 0 | 0 | 0
IGCC | 0 | 0 | 0 | 0 | 0 | 0
DemandResponse | 0 | 0 | 0 | 0 | 0 | 0
IGCC-CCS | 0 | 0 | 0 | 0 | 0 | 0
WT_off | 0 | 0 | 0 | 0 | 0 | 0
PseudoUnit | 0 | 0 | 0 | 0 | 0 | 0
FixedInterchange | 0 | 0 | 0 | 0 | 0 | 0
Fuel Cost by Reporting Type: All
ReportingType | 2015 | 2020 | 2025 | 2030 | 2035 | 2040
BM | 166.57 | 562.28 | 844.16 | 1155.32 | 31265.33 | 50640.18
CC | 73089.11 | 100231.35 | 95546.3 | 62250.05 | 37806.38 | 23555.97
CSP | 0 | 0 | 0 | 0 | 0 | 0
CT | 42.97 | 51.16 | 51.41 | 43.47 | 1.54 | 0.23
Coal | 21378.15 | 7617.91 | 1445.46 | 1451.66 | 4900.95 | 6012.74
Geo | 0 | 0 | 0 | 0 | 0 | 0
H | 0 | 0 | 0 | 0 | 0 | 0
LFG | 0.25 | 2.74 | 5.56 | 6.45 | 6.49 | 6.49
Nuc | 7711.7 | 8128.83 | 9354.25 | 12251.8 | 13939.11 | 16138.95
PS | 0 | 0 | 0 | 0 | 0 | 0
PV | 0 | 0 | 0 | 0 | 0 | 0
PeakG | 166.86 | 192.77 | 149.17 | 152.7 | 43.12 | 48.63
PeakO | 0 | 0 | 0 | 0 | 0 | 0
ST | 0 | 0 | 0 | 0 | 0 | 0
STOG | 583 | 463.93 | 360.48 | 322.1 | 89.55 | 70.82
STWD | 977.21 | 956.76 | 1356.63 | 2231.94 | 2646.66 | 2603.22
WT | 0 | 0.01 | 0.01 | 0.02 | 0.02 | 0.02
IGCC | 87.33 | 81.76 | 10.83 | 0 | 0 | 0
DemandResponse | 0 | 0 | 0 | 0 | 0 | 0
IGCC-CCS | 0 | 0 | 0 | 0 | 195.49 | 3665.4
WT_off | 0 | 0 | 0 | 0 | 0 | 0
PseudoUnit | 0 | 0 | 0 | 0 | 0 | 0
FixedInterchange | 0 | 0 | 0 | 0 | 0 | 0
Fuel Cost by Reporting Type: EI_US
ReportingType | 2015 | 2020 | 2025 | 2030 | 2035 | 2040
BM | 159.52 | 537.83 | 813 | 1040.49 | 23236.6 | 37698.65
CC | 48563.06 | 70029.83 | 63528.57 | 41594.6 | 23371.34 | 16130.2
CSP | 0 | 0 | 0 | 0 | 0 | 0
CT | 42.95 | 50.8 | 51.41 | 43.36 | 1.54 | 0.23
Coal | 18519.34 | 5698.87 | 1041.45 | 1310.29 | 4595.38 | 5707.18
Geo | 0 | 0 | 0 | 0 | 0 | 0
H | 0 | 0 | 0 | 0 | 0 | 0
LFG | 0.18 | 0.83 | 3.5 | 4.07 | 4.11 | 4.11
Nuc | 5902.65 | 6282.89 | 7308.98 | 8904.7 | 9497.55 | 11275.68
PS | 0 | 0 | 0 | 0 | 0 | 0
PV | 0 | 0 | 0 | 0 | 0 | 0
PeakG | 163.5 | 191.9 | 149.17 | 149.63 | 42.82 | 48.22
PeakO | 0 | 0 | 0 | 0 | 0 | 0
ST | 0 | 0 | 0 | 0 | 0 | 0
STOG | 409.22 | 288.3 | 251 | 212.22 | 75.15 | 63.5
STWD | 658.01 | 534.05 | 642.57 | 1188.05 | 1602.76 | 1559.33
WT | 0 | 0.01 | 0.01 | 0.01 | 0.02 | 0.02
IGCC | 87.33 | 81.76 | 10.83 | 0 | 0 | 0
DemandResponse | 0 | 0 | 0 | 0 | 0 | 0
IGCC-CCS | 0 | 0 | 0 | 0 | 0 | 1586.1
WT_off | 0 | 0 | 0 | 0 | 0 | 0
PseudoUnit | 0 | 0 | 0 | 0 | 0 | 0
FixedInterchange | 0 | 0 | 0 | 0 | 0 | 0
Fuel Cost by Reporting Type: EI_Canada
ReportingType | 2015 | 2020 | 2025 | 2030 | 2035 | 2040
BM | 0 | 0.04 | 0.89 | 20.95 | 206.78 | 207.21
CC | 705.04 | 770.39 | 619.1 | 89.35 | 29.72 | 38.32
CSP | 0 | 0 | 0 | 0 | 0 | 0
CT | 0.02 | 0.19 | 0 | 0 | 0 | 0
Coal | 9 | 7.88 | 0 | 0 | 0 | 0
Geo | 0 | 0 | 0 | 0 | 0 | 0
H | 0 | 0 | 0 | 0 | 0 | 0
LFG | 0.02 | 0.02 | 0.02 | 0.02 | 0.02 | 0.02
Nuc | 854.23 | 871.66 | 926.13 | 944.23 | 869.65 | 770.75
PS | 0 | 0 | 0 | 0 | 0 | 0
PV | 0 | 0 | 0 | 0 | 0 | 0
PeakG | 2.86 | 0.51 | 0 | 0 | 0 | 0
PeakO | 0 | 0 | 0 | 0 | 0 | 0
ST | 0 | 0 | 0 | 0 | 0 | 0
STOG | 0.61 | 0 | 0 | 0 | 0 | 0
STWD | 0.3 | 0.95 | 1.82 | 67.38 | 67.38 | 67.38
WT | 0 | 0 | 0 | 0 | 0 | 0
IGCC | 0 | 0 | 0 | 0 | 0 | 0
DemandResponse | 0 | 0 | 0 | 0 | 0 | 0
IGCC-CCS | 0 | 0 | 0 | 0 | 0 | 0
WT_off | 0 | 0 | 0 | 0 | 0 | 0
PseudoUnit | 0 | 0 | 0 | 0 | 0 | 0
FixedInterchange | 0 | 0 | 0 | 0 | 0 | 0
Fuel Cost by Reporting Type: EI
ReportingType | 2015 | 2020 | 2025 | 2030 | 2035 | 2040
BM | 159.52 | 537.88 | 813.89 | 1061.45 | 23443.39 | 37905.85
CC | 49268.11 | 70800.21 | 64147.68 | 41683.94 | 23401.06 | 16168.52
CSP | 0 | 0 | 0 | 0 | 0 | 0
CT | 42.97 | 50.99 | 51.41 | 43.36 | 1.54 | 0.23
Coal | 18528.33 | 5706.75 | 1041.45 | 1310.29 | 4595.38 | 5707.18
Geo | 0 | 0 | 0 | 0 | 0 | 0
H | 0 | 0 | 0 | 0 | 0 | 0
LFG | 0.2 | 0.85 | 3.52 | 4.09 | 4.13 | 4.13
Nuc | 6756.88 | 7154.55 | 8235.11 | 9848.92 | 10367.2 | 12046.43
PS | 0 | 0 | 0 | 0 | 0 | 0
PV | 0 | 0 | 0 | 0 | 0 | 0
PeakG | 166.36 | 192.41 | 149.17 | 149.63 | 42.82 | 48.22
PeakO | 0 | 0 | 0 | 0 | 0 | 0
ST | 0 | 0 | 0 | 0 | 0 | 0
STOG | 409.83 | 288.3 | 251 | 212.22 | 75.15 | 63.5
STWD | 658.32 | 535.01 | 644.39 | 1255.43 | 1670.14 | 1626.71
WT | 0 | 0.01 | 0.01 | 0.01 | 0.02 | 0.02
IGCC | 87.33 | 81.76 | 10.83 | 0 | 0 | 0
DemandResponse | 0 | 0 | 0 | 0 | 0 | 0
IGCC-CCS | 0 | 0 | 0 | 0 | 0 | 1586.1
WT_off | 0 | 0 | 0 | 0 | 0 | 0
PseudoUnit | 0 | 0 | 0 | 0 | 0 | 0
FixedInterchange | 0 | 0 | 0 | 0 | 0 | 0
Fuel Cost by Reporting Type: Outside_EI
ReportingType | 2015 | 2020 | 2025 | 2030 | 2035 | 2040
BM | 7.05 | 24.41 | 30.27 | 93.87 | 7821.94 | 12734.33
CC | 23821 | 29431.13 | 31398.62 | 20566.11 | 14405.32 | 7387.45
CSP | 0 | 0 | 0 | 0 | 0 | 0
CT | 0 | 0.17 | 0 | 0.12 | 0 | 0
Coal | 2849.82 | 1911.16 | 404 | 141.37 | 305.56 | 305.57
Geo | 0 | 0 | 0 | 0 | 0 | 0
H | 0 | 0 | 0 | 0 | 0 | 0
LFG | 0.05 | 1.89 | 2.04 | 2.36 | 2.36 | 2.36
Nuc | 954.81 | 974.29 | 1119.13 | 2402.87 | 3571.91 | 4092.53
PS | 0 | 0 | 0 | 0 | 0 | 0
PV | 0 | 0 | 0 | 0 | 0 | 0
PeakG | 0.5 | 0.36 | 0 | 3.06 | 0.3 | 0.41
PeakO | 0 | 0 | 0 | 0 | 0 | 0
ST | 0 | 0 | 0 | 0 | 0 | 0
STOG | 173.17 | 175.62 | 109.48 | 109.88 | 14.41 | 7.32
STWD | 318.89 | 421.76 | 712.24 | 976.51 | 976.51 | 976.51
WT | 0 | 0 | 0 | 0 | 0 | 0
IGCC | 0 | 0 | 0 | 0 | 0 | 0
DemandResponse | 0 | 0 | 0 | 0 | 0 | 0
IGCC-CCS | 0 | 0 | 0 | 0 | 195.49 | 2079.3
WT_off | 0 | 0 | 0 | 0 | 0 | 0
PseudoUnit | 0 | 0 | 0 | 0 | 0 | 0
FixedInterchange | 0 | 0 | 0 | 0 | 0 | 0
#7 | Emission Cost ($million)
==== Emission Program: TitleIV_CAIRSO2 : (SO2) ====
Emission Cost by Reporting Type: Entergy
ReportingType | 2015 | 2020 | 2025 | 2030 | 2035 | 2040
BM | 0 | 0 | 0 | 0 | 0 | 0
CC | 0 | 0 | 0 | 0 | 0 | 0
CSP | 0 | 0 | 0 | 0 | 0 | 0
CT | 0 | 0 | 0 | 0 | 0 | 0
Coal | 23.63 | 0 | 0 | 0 | 0 | 0
Geo | 0 | 0 | 0 | 0 | 0 | 0
H | 0 | 0 | 0 | 0 | 0 | 0
LFG | 0 | 0 | 0 | 0 | 0 | 0
Nuc | 0 | 0 | 0 | 0 | 0 | 0
PS | 0 | 0 | 0 | 0 | 0 | 0
PV | 0 | 0 | 0 | 0 | 0 | 0
PeakG | 0 | 0 | 0 | 0 | 0 | 0
PeakO | 0 | 0 | 0 | 0 | 0 | 0
ST | 0 | 0 | 0 | 0 | 0 | 0
STOG | 0 | 0 | 0 | 0 | 0 | 0
STWD | 0 | 0 | 0 | 0 | 0 | 0
WT | 0 | 0 | 0 | 0 | 0 | 0
IGCC | 0 | 0 | 0 | 0 | 0 | 0
DemandResponse | 0 | 0 | 0 | 0 | 0 | 0
IGCC-CCS | 0 | 0 | 0 | 0 | 0 | 0
WT_off | 0 | 0 | 0 | 0 | 0 | 0
PseudoUnit | 0 | 0 | 0 | 0 | 0 | 0
FixedInterchange | 0 | 0 | 0 | 0 | 0 | 0
Emission Cost by Reporting Type: FRCC
ReportingType | 2015 | 2020 | 2025 | 2030 | 2035 | 2040
BM | 0 | 0 | 0 | 0 | 0 | 0
CC | 0 | 0 | 0 | 0 | 0 | 0
CSP | 0 | 0 | 0 | 0 | 0 | 0
CT | 0 | 0 | 0 | 0 | 0 | 0
Coal | 3.83 | 0 | 0 | 0 | 0 | 0
Geo | 0 | 0 | 0 | 0 | 0 | 0
H | 0 | 0 | 0 | 0 | 0 | 0
LFG | 0 | 0 | 0 | 0 | 0 | 0
Nuc | 0 | 0 | 0 | 0 | 0 | 0
PS | 0 | 0 | 0 | 0 | 0 | 0
PV | 0 | 0 | 0 | 0 | 0 | 0
PeakG | 0 | 0 | 0 | 0 | 0 | 0
PeakO | 0 | 0 | 0 | 0 | 0 | 0
ST | 0 | 0 | 0 | 0 | 0 | 0
STOG | 0 | 0 | 0 | 0 | 0 | 0
STWD | 0 | 0 | 0 | 0 | 0 | 0
WT | 0 | 0 | 0 | 0 | 0 | 0
IGCC | 0 | 0 | 0 | 0 | 0 | 0
DemandResponse | 0 | 0 | 0 | 0 | 0 | 0
IGCC-CCS | 0 | 0 | 0 | 0 | 0 | 0
WT_off | 0 | 0 | 0 | 0 | 0 | 0
PseudoUnit | 0 | 0 | 0 | 0 | 0 | 0
FixedInterchange | 0 | 0 | 0 | 0 | 0 | 0
Emission Cost by Reporting Type: MAPP_US
ReportingType | 2015 | 2020 | 2025 | 2030 | 2035 | 2040
BM | 0 | 0 | 0 | 0 | 0 | 0
CC | 0 | 0 | 0 | 0 | 0 | 0
CSP | 0 | 0 | 0 | 0 | 0 | 0
CT | 0 | 0 | 0 | 0 | 0 | 0
Coal | 0.97 | 0 | 0 | 0 | 0 | 0
Geo | 0 | 0 | 0 | 0 | 0 | 0
H | 0 | 0 | 0 | 0 | 0 | 0
LFG | 0 | 0 | 0 | 0 | 0 | 0
Nuc | 0 | 0 | 0 | 0 | 0 | 0
PS | 0 | 0 | 0 | 0 | 0 | 0
PV | 0 | 0 | 0 | 0 | 0 | 0
PeakG | 0 | 0 | 0 | 0 | 0 | 0
PeakO | 0 | 0 | 0 | 0 | 0 | 0
ST | 0 | 0 | 0 | 0 | 0 | 0
STOG | 0 | 0 | 0 | 0 | 0 | 0
STWD | 0 | 0 | 0 | 0 | 0 | 0
WT | 0 | 0 | 0 | 0 | 0 | 0
IGCC | 0 | 0 | 0 | 0 | 0 | 0
DemandResponse | 0 | 0 | 0 | 0 | 0 | 0
IGCC-CCS | 0 | 0 | 0 | 0 | 0 | 0
WT_off | 0 | 0 | 0 | 0 | 0 | 0
PseudoUnit | 0 | 0 | 0 | 0 | 0 | 0
FixedInterchange | 0 | 0 | 0 | 0 | 0 | 0
Emission Cost by Reporting Type: MISO_IN
ReportingType | 2015 | 2020 | 2025 | 2030 | 2035 | 2040
BM | 0 | 0 | 0 | 0 | 0 | 0
CC | 0 | 0 | 0 | 0 | 0 | 0
CSP | 0 | 0 | 0 | 0 | 0 | 0
CT | 0 | 0 | 0 | 0 | 0 | 0
Coal | 21.87 | 0 | 0 | 0 | 0 | 0
Geo | 0 | 0 | 0 | 0 | 0 | 0
H | 0 | 0 | 0 | 0 | 0 | 0
LFG | 0 | 0 | 0 | 0 | 0 | 0
Nuc | 0 | 0 | 0 | 0 | 0 | 0
PS | 0 | 0 | 0 | 0 | 0 | 0
PV | 0 | 0 | 0 | 0 | 0 | 0
PeakG | 0 | 0 | 0 | 0 | 0 | 0
PeakO | 0 | 0 | 0 | 0 | 0 | 0
ST | 0 | 0 | 0 | 0 | 0 | 0
STOG | 0 | 0 | 0 | 0 | 0 | 0
STWD | 0 | 0 | 0 | 0 | 0 | 0
WT | 0 | 0 | 0 | 0 | 0 | 0
IGCC | 0.18 | 0 | 0 | 0 | 0 | 0
DemandResponse | 0 | 0 | 0 | 0 | 0 | 0
IGCC-CCS | 0 | 0 | 0 | 0 | 0 | 0
WT_off | 0 | 0 | 0 | 0 | 0 | 0
PseudoUnit | 0 | 0 | 0 | 0 | 0 | 0
FixedInterchange | 0 | 0 | 0 | 0 | 0 | 0
Emission Cost by Reporting Type: MISO_MI
ReportingType | 2015 | 2020 | 2025 | 2030 | 2035 | 2040
BM | 0 | 0 | 0 | 0 | 0 | 0
CC | 0 | 0 | 0 | 0 | 0 | 0
CSP | 0 | 0 | 0 | 0 | 0 | 0
CT | 0 | 0 | 0 | 0 | 0 | 0
Coal | 11.86 | 0 | 0 | 0 | 0 | 0
Geo | 0 | 0 | 0 | 0 | 0 | 0
H | 0 | 0 | 0 | 0 | 0 | 0
LFG | 0 | 0 | 0 | 0 | 0 | 0
Nuc | 0 | 0 | 0 | 0 | 0 | 0
PS | 0 | 0 | 0 | 0 | 0 | 0
PV | 0 | 0 | 0 | 0 | 0 | 0
PeakG | 0 | 0 | 0 | 0 | 0 | 0
PeakO | 0 | 0 | 0 | 0 | 0 | 0
ST | 0 | 0 | 0 | 0 | 0 | 0
STOG | 0 | 0 | 0 | 0 | 0 | 0
STWD | 0 | 0 | 0 | 0 | 0 | 0
WT | 0 | 0 | 0 | 0 | 0 | 0
IGCC | 0 | 0 | 0 | 0 | 0 | 0
DemandResponse | 0 | 0 | 0 | 0 | 0 | 0
IGCC-CCS | 0 | 0 | 0 | 0 | 0 | 0
WT_off | 0 | 0 | 0 | 0 | 0 | 0
PseudoUnit | 0 | 0 | 0 | 0 | 0 | 0
FixedInterchange | 0 | 0 | 0 | 0 | 0 | 0
Emission Cost by Reporting Type: MISO_MO-IL
ReportingType | 2015 | 2020 | 2025 | 2030 | 2035 | 2040
BM | 0 | 0 | 0 | 0 | 0 | 0
CC | 0 | 0 | 0 | 0 | 0 | 0
CSP | 0 | 0 | 0 | 0 | 0 | 0
CT | 0 | 0 | 0 | 0 | 0 | 0
Coal | 34 | 0 | 0 | 0 | 0 | 0
Geo | 0 | 0 | 0 | 0 | 0 | 0
H | 0 | 0 | 0 | 0 | 0 | 0
LFG | 0 | 0 | 0 | 0 | 0 | 0
Nuc | 0 | 0 | 0 | 0 | 0 | 0
PS | 0 | 0 | 0 | 0 | 0 | 0
PV | 0 | 0 | 0 | 0 | 0 | 0
PeakG | 0 | 0 | 0 | 0 | 0 | 0
PeakO | 0 | 0 | 0 | 0 | 0 | 0
ST | 0 | 0 | 0 | 0 | 0 | 0
STOG | 0 | 0 | 0 | 0 | 0 | 0
STWD | 0 | 0 | 0 | 0 | 0 | 0
WT | 0 | 0 | 0 | 0 | 0 | 0
IGCC | 0 | 0 | 0 | 0 | 0 | 0
DemandResponse | 0 | 0 | 0 | 0 | 0 | 0
IGCC-CCS | 0 | 0 | 0 | 0 | 0 | 0
WT_off | 0 | 0 | 0 | 0 | 0 | 0
PseudoUnit | 0 | 0 | 0 | 0 | 0 | 0
FixedInterchange | 0 | 0 | 0 | 0 | 0 | 0
Emission Cost by Reporting Type: MISO_W
ReportingType | 2015 | 2020 | 2025 | 2030 | 2035 | 2040
BM | 0 | 0 | 0 | 0 | 0 | 0
CC | 0 | 0 | 0 | 0 | 0 | 0
CSP | 0 | 0 | 0 | 0 | 0 | 0
CT | 0 | 0 | 0 | 0 | 0 | 0
Coal | 17.81 | 0 | 0 | 0 | 0 | 0
Geo | 0 | 0 | 0 | 0 | 0 | 0
H | 0 | 0 | 0 | 0 | 0 | 0
LFG | 0 | 0 | 0 | 0 | 0 | 0
Nuc | 0 | 0 | 0 | 0 | 0 | 0
PS | 0 | 0 | 0 | 0 | 0 | 0
PV | 0 | 0 | 0 | 0 | 0 | 0
PeakG | 0 | 0 | 0 | 0 | 0 | 0
PeakO | 0 | 0 | 0 | 0 | 0 | 0
ST | 0 | 0 | 0 | 0 | 0 | 0
STOG | 0 | 0 | 0 | 0 | 0 | 0
STWD | 0 | 0 | 0 | 0 | 0 | 0
WT | 0 | 0 | 0 | 0 | 0 | 0
IGCC | 0 | 0 | 0 | 0 | 0 | 0
DemandResponse | 0 | 0 | 0 | 0 | 0 | 0
IGCC-CCS | 0 | 0 | 0 | 0 | 0 | 0
WT_off | 0 | 0 | 0 | 0 | 0 | 0
PseudoUnit | 0 | 0 | 0 | 0 | 0 | 0
FixedInterchange | 0 | 0 | 0 | 0 | 0 | 0
Emission Cost by Reporting Type: MISO_WUMS
ReportingType | 2015 | 2020 | 2025 | 2030 | 2035 | 2040
BM | 0 | 0 | 0 | 0 | 0 | 0
CC | 0 | 0 | 0 | 0 | 0 | 0
CSP | 0 | 0 | 0 | 0 | 0 | 0
CT | 0 | 0 | 0 | 0 | 0 | 0
Coal | 2.27 | 0 | 0 | 0 | 0 | 0
Geo | 0 | 0 | 0 | 0 | 0 | 0
H | 0 | 0 | 0 | 0 | 0 | 0
LFG | 0 | 0 | 0 | 0 | 0 | 0
Nuc | 0 | 0 | 0 | 0 | 0 | 0
PS | 0 | 0 | 0 | 0 | 0 | 0
PV | 0 | 0 | 0 | 0 | 0 | 0
PeakG | 0 | 0 | 0 | 0 | 0 | 0
PeakO | 0 | 0 | 0 | 0 | 0 | 0
ST | 0 | 0 | 0 | 0 | 0 | 0
STOG | 0 | 0 | 0 | 0 | 0 | 0
STWD | 0 | 0 | 0 | 0 | 0 | 0
WT | 0 | 0 | 0 | 0 | 0 | 0
IGCC | 0 | 0 | 0 | 0 | 0 | 0
DemandResponse | 0 | 0 | 0 | 0 | 0 | 0
IGCC-CCS | 0 | 0 | 0 | 0 | 0 | 0
WT_off | 0 | 0 | 0 | 0 | 0 | 0
PseudoUnit | 0 | 0 | 0 | 0 | 0 | 0
FixedInterchange | 0 | 0 | 0 | 0 | 0 | 0
Emission Cost by Reporting Type: Nebraska
ReportingType | 2015 | 2020 | 2025 | 2030 | 2035 | 2040
BM | 0 | 0 | 0 | 0 | 0 | 0
CC | 0 | 0 | 0 | 0 | 0 | 0
CSP | 0 | 0 | 0 | 0 | 0 | 0
CT | 0 | 0 | 0 | 0 | 0 | 0
Coal | 3.26 | 0 | 0 | 0 | 0 | 0
Geo | 0 | 0 | 0 | 0 | 0 | 0
H | 0 | 0 | 0 | 0 | 0 | 0
LFG | 0 | 0 | 0 | 0 | 0 | 0
Nuc | 0 | 0 | 0 | 0 | 0 | 0
PS | 0 | 0 | 0 | 0 | 0 | 0
PV | 0 | 0 | 0 | 0 | 0 | 0
PeakG | 0 | 0 | 0 | 0 | 0 | 0
PeakO | 0 | 0 | 0 | 0 | 0 | 0
ST | 0 | 0 | 0 | 0 | 0 | 0
STOG | 0 | 0 | 0 | 0 | 0 | 0
STWD | 0 | 0 | 0 | 0 | 0 | 0
WT | 0 | 0 | 0 | 0 | 0 | 0
IGCC | 0 | 0 | 0 | 0 | 0 | 0
DemandResponse | 0 | 0 | 0 | 0 | 0 | 0
IGCC-CCS | 0 | 0 | 0 | 0 | 0 | 0
WT_off | 0 | 0 | 0 | 0 | 0 | 0
PseudoUnit | 0 | 0 | 0 | 0 | 0 | 0
FixedInterchange | 0 | 0 | 0 | 0 | 0 | 0
Emission Cost by Reporting Type: NEISO
ReportingType | 2015 | 2020 | 2025 | 2030 | 2035 | 2040
BM | 0 | 0 | 0 | 0 | 0 | 0
CC | 0 | 0 | 0 | 0 | 0 | 0
CSP | 0 | 0 | 0 | 0 | 0 | 0
CT | 0 | 0 | 0 | 0 | 0 | 0
Coal | 0 | 0 | 0 | 0 | 0 | 0
Geo | 0 | 0 | 0 | 0 | 0 | 0
H | 0 | 0 | 0 | 0 | 0 | 0
LFG | 0 | 0 | 0 | 0 | 0 | 0
Nuc | 0 | 0 | 0 | 0 | 0 | 0
PS | 0 | 0 | 0 | 0 | 0 | 0
PV | 0 | 0 | 0 | 0 | 0 | 0
PeakG | 0 | 0 | 0 | 0 | 0 | 0
PeakO | 0 | 0 | 0 | 0 | 0 | 0
ST | 0 | 0 | 0 | 0 | 0 | 0
STOG | 0 | 0 | 0 | 0 | 0 | 0
STWD | 0 | 0 | 0 | 0 | 0 | 0
WT | 0 | 0 | 0 | 0 | 0 | 0
IGCC | 0 | 0 | 0 | 0 | 0 | 0
DemandResponse | 0 | 0 | 0 | 0 | 0 | 0
IGCC-CCS | 0 | 0 | 0 | 0 | 0 | 0
WT_off | 0 | 0 | 0 | 0 | 0 | 0
PseudoUnit | 0 | 0 | 0 | 0 | 0 | 0
FixedInterchange | 0 | 0 | 0 | 0 | 0 | 0
Emission Cost by Reporting Type: NonRTO_Midwest
ReportingType | 2015 | 2020 | 2025 | 2030 | 2035 | 2040
BM | 0 | 0 | 0 | 0 | 0 | 0
CC | 0 | 0 | 0 | 0 | 0 | 0
CSP | 0 | 0 | 0 | 0 | 0 | 0
CT | 0 | 0 | 0 | 0 | 0 | 0
Coal | 12.38 | 0 | 0 | 0 | 0 | 0
Geo | 0 | 0 | 0 | 0 | 0 | 0
H | 0 | 0 | 0 | 0 | 0 | 0
LFG | 0 | 0 | 0 | 0 | 0 | 0
Nuc | 0 | 0 | 0 | 0 | 0 | 0
PS | 0 | 0 | 0 | 0 | 0 | 0
PV | 0 | 0 | 0 | 0 | 0 | 0
PeakG | 0 | 0 | 0 | 0 | 0 | 0
PeakO | 0 | 0 | 0 | 0 | 0 | 0
ST | 0 | 0 | 0 | 0 | 0 | 0
STOG | 0 | 0 | 0 | 0 | 0 | 0
STWD | 0 | 0 | 0 | 0 | 0 | 0
WT | 0 | 0 | 0 | 0 | 0 | 0
IGCC | 0 | 0 | 0 | 0 | 0 | 0
DemandResponse | 0 | 0 | 0 | 0 | 0 | 0
IGCC-CCS | 0 | 0 | 0 | 0 | 0 | 0
WT_off | 0 | 0 | 0 | 0 | 0 | 0
PseudoUnit | 0 | 0 | 0 | 0 | 0 | 0
FixedInterchange | 0 | 0 | 0 | 0 | 0 | 0
Emission Cost by Reporting Type: NYISO_A-F
ReportingType | 2015 | 2020 | 2025 | 2030 | 2035 | 2040
BM | 0 | 0 | 0 | 0 | 0 | 0
CC | 0 | 0 | 0 | 0 | 0 | 0
CSP | 0 | 0 | 0 | 0 | 0 | 0
CT | 0 | 0 | 0 | 0 | 0 | 0
Coal | 0 | 0 | 0 | 0 | 0 | 0
Geo | 0 | 0 | 0 | 0 | 0 | 0
H | 0 | 0 | 0 | 0 | 0 | 0
LFG | 0 | 0 | 0 | 0 | 0 | 0
Nuc | 0 | 0 | 0 | 0 | 0 | 0
PS | 0 | 0 | 0 | 0 | 0 | 0
PV | 0 | 0 | 0 | 0 | 0 | 0
PeakG | 0 | 0 | 0 | 0 | 0 | 0
PeakO | 0 | 0 | 0 | 0 | 0 | 0
ST | 0 | 0 | 0 | 0 | 0 | 0
STOG | 0 | 0 | 0 | 0 | 0 | 0
STWD | 0 | 0 | 0 | 0 | 0 | 0
WT | 0 | 0 | 0 | 0 | 0 | 0
IGCC | 0 | 0 | 0 | 0 | 0 | 0
DemandResponse | 0 | 0 | 0 | 0 | 0 | 0
IGCC-CCS | 0 | 0 | 0 | 0 | 0 | 0
WT_off | 0 | 0 | 0 | 0 | 0 | 0
PseudoUnit | 0 | 0 | 0 | 0 | 0 | 0
FixedInterchange | 0 | 0 | 0 | 0 | 0 | 0
Emission Cost by Reporting Type: NYISO_G-I
ReportingType | 2015 | 2020 | 2025 | 2030 | 2035 | 2040
BM | 0 | 0 | 0 | 0 | 0 | 0
CC | 0 | 0 | 0 | 0 | 0 | 0
CSP | 0 | 0 | 0 | 0 | 0 | 0
CT | 0 | 0 | 0 | 0 | 0 | 0
Coal | 0 | 0 | 0 | 0 | 0 | 0
Geo | 0 | 0 | 0 | 0 | 0 | 0
H | 0 | 0 | 0 | 0 | 0 | 0
LFG | 0 | 0 | 0 | 0 | 0 | 0
Nuc | 0 | 0 | 0 | 0 | 0 | 0
PS | 0 | 0 | 0 | 0 | 0 | 0
PV | 0 | 0 | 0 | 0 | 0 | 0
PeakG | 0 | 0 | 0 | 0 | 0 | 0
PeakO | 0 | 0 | 0 | 0 | 0 | 0
ST | 0 | 0 | 0 | 0 | 0 | 0
STOG | 0 | 0 | 0 | 0 | 0 | 0
STWD | 0 | 0 | 0 | 0 | 0 | 0
WT | 0 | 0 | 0 | 0 | 0 | 0
IGCC | 0 | 0 | 0 | 0 | 0 | 0
DemandResponse | 0 | 0 | 0 | 0 | 0 | 0
IGCC-CCS | 0 | 0 | 0 | 0 | 0 | 0
WT_off | 0 | 0 | 0 | 0 | 0 | 0
PseudoUnit | 0 | 0 | 0 | 0 | 0 | 0
FixedInterchange | 0 | 0 | 0 | 0 | 0 | 0
Emission Cost by Reporting Type: NYISO_J-K
ReportingType | 2015 | 2020 | 2025 | 2030 | 2035 | 2040
BM | 0 | 0 | 0 | 0 | 0 | 0
CC | 0 | 0 | 0 | 0 | 0 | 0
CSP | 0 | 0 | 0 | 0 | 0 | 0
CT | 0 | 0 | 0 | 0 | 0 | 0
Coal | 0 | 0 | 0 | 0 | 0 | 0
Geo | 0 | 0 | 0 | 0 | 0 | 0
H | 0 | 0 | 0 | 0 | 0 | 0
LFG | 0 | 0 | 0 | 0 | 0 | 0
Nuc | 0 | 0 | 0 | 0 | 0 | 0
PS | 0 | 0 | 0 | 0 | 0 | 0
PV | 0 | 0 | 0 | 0 | 0 | 0
PeakG | 0 | 0 | 0 | 0 | 0 | 0
PeakO | 0 | 0 | 0 | 0 | 0 | 0
ST | 0 | 0 | 0 | 0 | 0 | 0
STOG | 0 | 0 | 0 | 0 | 0 | 0
STWD | 0 | 0 | 0 | 0 | 0 | 0
WT | 0 | 0 | 0 | 0 | 0 | 0
IGCC | 0 | 0 | 0 | 0 | 0 | 0
DemandResponse | 0 | 0 | 0 | 0 | 0 | 0
IGCC-CCS | 0 | 0 | 0 | 0 | 0 | 0
WT_off | 0 | 0 | 0 | 0 | 0 | 0
PseudoUnit | 0 | 0 | 0 | 0 | 0 | 0
FixedInterchange | 0 | 0 | 0 | 0 | 0 | 0
Emission Cost by Reporting Type: PJM_E
ReportingType | 2015 | 2020 | 2025 | 2030 | 2035 | 2040
BM | 0 | 0 | 0 | 0 | 0 | 0
CC | 0 | 0 | 0 | 0 | 0 | 0
CSP | 0 | 0 | 0 | 0 | 0 | 0
CT | 0 | 0 | 0 | 0 | 0 | 0
Coal | 0.04 | 0 | 0 | 0 | 0 | 0
Geo | 0 | 0 | 0 | 0 | 0 | 0
H | 0 | 0 | 0 | 0 | 0 | 0
LFG | 0 | 0 | 0 | 0 | 0 | 0
Nuc | 0 | 0 | 0 | 0 | 0 | 0
PS | 0 | 0 | 0 | 0 | 0 | 0
PV | 0 | 0 | 0 | 0 | 0 | 0
PeakG | 0 | 0 | 0 | 0 | 0 | 0
PeakO | 0 | 0 | 0 | 0 | 0 | 0
ST | 0 | 0 | 0 | 0 | 0 | 0
STOG | 0 | 0 | 0 | 0 | 0 | 0
STWD | 0 | 0 | 0 | 0 | 0 | 0
WT | 0 | 0 | 0 | 0 | 0 | 0
IGCC | 0 | 0 | 0 | 0 | 0 | 0
DemandResponse | 0 | 0 | 0 | 0 | 0 | 0
IGCC-CCS | 0 | 0 | 0 | 0 | 0 | 0
WT_off | 0 | 0 | 0 | 0 | 0 | 0
PseudoUnit | 0 | 0 | 0 | 0 | 0 | 0
FixedInterchange | 0 | 0 | 0 | 0 | 0 | 0
Emission Cost by Reporting Type: PJM_ROM
ReportingType | 2015 | 2020 | 2025 | 2030 | 2035 | 2040
BM | 0 | 0 | 0 | 0 | 0 | 0
CC | 0 | 0 | 0 | 0 | 0 | 0
CSP | 0 | 0 | 0 | 0 | 0 | 0
CT | 0 | 0 | 0 | 0 | 0 | 0
Coal | 16.69 | 0 | 0 | 0 | 0 | 0
Geo | 0 | 0 | 0 | 0 | 0 | 0
H | 0 | 0 | 0 | 0 | 0 | 0
LFG | 0 | 0 | 0 | 0 | 0 | 0
Nuc | 0 | 0 | 0 | 0 | 0 | 0
PS | 0 | 0 | 0 | 0 | 0 | 0
PV | 0 | 0 | 0 | 0 | 0 | 0
PeakG | 0 | 0 | 0 | 0 | 0 | 0
PeakO | 0 | 0 | 0 | 0 | 0 | 0
ST | 0 | 0 | 0 | 0 | 0 | 0
STOG | 0 | 0 | 0 | 0 | 0 | 0
STWD | 0 | 0 | 0 | 0 | 0 | 0
WT | 0 | 0 | 0 | 0 | 0 | 0
IGCC | 0 | 0 | 0 | 0 | 0 | 0
DemandResponse | 0 | 0 | 0 | 0 | 0 | 0
IGCC-CCS | 0 | 0 | 0 | 0 | 0 | 0
WT_off | 0 | 0 | 0 | 0 | 0 | 0
PseudoUnit | 0 | 0 | 0 | 0 | 0 | 0
FixedInterchange | 0 | 0 | 0 | 0 | 0 | 0
Emission Cost by Reporting Type: PJM_ROR
ReportingType | 2015 | 2020 | 2025 | 2030 | 2035 | 2040
BM | 0 | 0 | 0 | 0 | 0 | 0
CC | 0 | 0 | 0 | 0 | 0 | 0
CSP | 0 | 0 | 0 | 0 | 0 | 0
CT | 0 | 0 | 0 | 0 | 0 | 0
Coal | 87.61 | 0 | 0 | 0 | 0 | 0
Geo | 0 | 0 | 0 | 0 | 0 | 0
H | 0 | 0 | 0 | 0 | 0 | 0
LFG | 0 | 0 | 0 | 0 | 0 | 0
Nuc | 0 | 0 | 0 | 0 | 0 | 0
PS | 0 | 0 | 0 | 0 | 0 | 0
PV | 0 | 0 | 0 | 0 | 0 | 0
PeakG | 0 | 0 | 0 | 0 | 0 | 0
PeakO | 0 | 0 | 0 | 0 | 0 | 0
ST | 0 | 0 | 0 | 0 | 0 | 0
STOG | 0 | 0 | 0 | 0 | 0 | 0
STWD | 0 | 0 | 0 | 0 | 0 | 0
WT | 0 | 0 | 0 | 0 | 0 | 0
IGCC | 0 | 0 | 0 | 0 | 0 | 0
DemandResponse | 0 | 0 | 0 | 0 | 0 | 0
IGCC-CCS | 0 | 0 | 0 | 0 | 0 | 0
WT_off | 0 | 0 | 0 | 0 | 0 | 0
PseudoUnit | 0 | 0 | 0 | 0 | 0 | 0
FixedInterchange | 0 | 0 | 0 | 0 | 0 | 0
Emission Cost by Reporting Type: SOCO
ReportingType | 2015 | 2020 | 2025 | 2030 | 2035 | 2040
BM | 0 | 0 | 0 | 0 | 0 | 0
CC | 0 | 0 | 0 | 0 | 0 | 0
CSP | 0 | 0 | 0 | 0 | 0 | 0
CT | 0 | 0 | 0 | 0 | 0 | 0
Coal | 20.06 | 0 | 0 | 0 | 0 | 0
Geo | 0 | 0 | 0 | 0 | 0 | 0
H | 0 | 0 | 0 | 0 | 0 | 0
LFG | 0 | 0 | 0 | 0 | 0 | 0
Nuc | 0 | 0 | 0 | 0 | 0 | 0
PS | 0 | 0 | 0 | 0 | 0 | 0
PV | 0 | 0 | 0 | 0 | 0 | 0
PeakG | 0 | 0 | 0 | 0 | 0 | 0
PeakO | 0 | 0 | 0 | 0 | 0 | 0
ST | 0 | 0 | 0 | 0 | 0 | 0
STOG | 0 | 0 | 0 | 0 | 0 | 0
STWD | 0 | 0 | 0 | 0 | 0 | 0
WT | 0 | 0 | 0 | 0 | 0 | 0
IGCC | 0 | 0 | 0 | 0 | 0 | 0
DemandResponse | 0 | 0 | 0 | 0 | 0 | 0
IGCC-CCS | 0 | 0 | 0 | 0 | 0 | 0
WT_off | 0 | 0 | 0 | 0 | 0 | 0
PseudoUnit | 0 | 0 | 0 | 0 | 0 | 0
FixedInterchange | 0 | 0 | 0 | 0 | 0 | 0
Emission Cost by Reporting Type: SPP_N
ReportingType | 2015 | 2020 | 2025 | 2030 | 2035 | 2040
BM | 0 | 0 | 0 | 0 | 0 | 0
CC | 0 | 0 | 0 | 0 | 0 | 0
CSP | 0 | 0 | 0 | 0 | 0 | 0
CT | 0 | 0 | 0 | 0 | 0 | 0
Coal | 4.34 | 0 | 0 | 0 | 0 | 0
Geo | 0 | 0 | 0 | 0 | 0 | 0
H | 0 | 0 | 0 | 0 | 0 | 0
LFG | 0 | 0 | 0 | 0 | 0 | 0
Nuc | 0 | 0 | 0 | 0 | 0 | 0
PS | 0 | 0 | 0 | 0 | 0 | 0
PV | 0 | 0 | 0 | 0 | 0 | 0
PeakG | 0 | 0 | 0 | 0 | 0 | 0
PeakO | 0 | 0 | 0 | 0 | 0 | 0
ST | 0 | 0 | 0 | 0 | 0 | 0
STOG | 0 | 0 | 0 | 0 | 0 | 0
STWD | 0 | 0 | 0 | 0 | 0 | 0
WT | 0 | 0 | 0 | 0 | 0 | 0
IGCC | 0 | 0 | 0 | 0 | 0 | 0
DemandResponse | 0 | 0 | 0 | 0 | 0 | 0
IGCC-CCS | 0 | 0 | 0 | 0 | 0 | 0
WT_off | 0 | 0 | 0 | 0 | 0 | 0
PseudoUnit | 0 | 0 | 0 | 0 | 0 | 0
FixedInterchange | 0 | 0 | 0 | 0 | 0 | 0
Emission Cost by Reporting Type: SPP_S
ReportingType | 2015 | 2020 | 2025 | 2030 | 2035 | 2040
BM | 0 | 0 | 0 | 0 | 0 | 0
CC | 0 | 0 | 0 | 0 | 0 | 0
CSP | 0 | 0 | 0 | 0 | 0 | 0
CT | 0 | 0 | 0 | 0 | 0 | 0
Coal | 12.34 | 0 | 0 | 0 | 0 | 0
Geo | 0 | 0 | 0 | 0 | 0 | 0
H | 0 | 0 | 0 | 0 | 0 | 0
LFG | 0 | 0 | 0 | 0 | 0 | 0
Nuc | 0 | 0 | 0 | 0 | 0 | 0
PS | 0 | 0 | 0 | 0 | 0 | 0
PV | 0 | 0 | 0 | 0 | 0 | 0
PeakG | 0 | 0 | 0 | 0 | 0 | 0
PeakO | 0 | 0 | 0 | 0 | 0 | 0
ST | 0 | 0 | 0 | 0 | 0 | 0
STOG | 0 | 0 | 0 | 0 | 0 | 0
STWD | 0 | 0 | 0 | 0 | 0 | 0
WT | 0 | 0 | 0 | 0 | 0 | 0
IGCC | 0 | 0 | 0 | 0 | 0 | 0
DemandResponse | 0 | 0 | 0 | 0 | 0 | 0
IGCC-CCS | 0 | 0 | 0 | 0 | 0 | 0
WT_off | 0 | 0 | 0 | 0 | 0 | 0
PseudoUnit | 0 | 0 | 0 | 0 | 0 | 0
FixedInterchange | 0 | 0 | 0 | 0 | 0 | 0
Emission Cost by Reporting Type: TVA
ReportingType | 2015 | 2020 | 2025 | 2030 | 2035 | 2040
BM | 0 | 0 | 0 | 0 | 0 | 0
CC | 0 | 0 | 0 | 0 | 0 | 0
CSP | 0 | 0 | 0 | 0 | 0 | 0
CT | 0 | 0 | 0 | 0 | 0 | 0
Coal | 22.82 | 0 | 0 | 0 | 0 | 0
Geo | 0 | 0 | 0 | 0 | 0 | 0
H | 0 | 0 | 0 | 0 | 0 | 0
LFG | 0 | 0 | 0 | 0 | 0 | 0
Nuc | 0 | 0 | 0 | 0 | 0 | 0
PS | 0 | 0 | 0 | 0 | 0 | 0
PV | 0 | 0 | 0 | 0 | 0 | 0
PeakG | 0 | 0 | 0 | 0 | 0 | 0
PeakO | 0 | 0 | 0 | 0 | 0 | 0
ST | 0 | 0 | 0 | 0 | 0 | 0
STOG | 0 | 0 | 0 | 0 | 0 | 0
STWD | 0 | 0 | 0 | 0 | 0 | 0
WT | 0 | 0 | 0 | 0 | 0 | 0
IGCC | 0 | 0 | 0 | 0 | 0 | 0
DemandResponse | 0 | 0 | 0 | 0 | 0 | 0
IGCC-CCS | 0 | 0 | 0 | 0 | 0 | 0
WT_off | 0 | 0 | 0 | 0 | 0 | 0
PseudoUnit | 0 | 0 | 0 | 0 | 0 | 0
FixedInterchange | 0 | 0 | 0 | 0 | 0 | 0
Emission Cost by Reporting Type: TVA_Transmission
ReportingType | 2015 | 2020 | 2025 | 2030 | 2035 | 2040
BM | 0 | 0 | 0 | 0 | 0 | 0
CC | 0 | 0 | 0 | 0 | 0 | 0
CSP | 0 | 0 | 0 | 0 | 0 | 0
CT | 0 | 0 | 0 | 0 | 0 | 0
Coal | 0 | 0 | 0 | 0 | 0 | 0
Geo | 0 | 0 | 0 | 0 | 0 | 0
H | 0 | 0 | 0 | 0 | 0 | 0
LFG | 0 | 0 | 0 | 0 | 0 | 0
Nuc | 0 | 0 | 0 | 0 | 0 | 0
PS | 0 | 0 | 0 | 0 | 0 | 0
PV | 0 | 0 | 0 | 0 | 0 | 0
PeakG | 0 | 0 | 0 | 0 | 0 | 0
PeakO | 0 | 0 | 0 | 0 | 0 | 0
ST | 0 | 0 | 0 | 0 | 0 | 0
STOG | 0 | 0 | 0 | 0 | 0 | 0
STWD | 0 | 0 | 0 | 0 | 0 | 0
WT | 0 | 0 | 0 | 0 | 0 | 0
IGCC | 0 | 0 | 0 | 0 | 0 | 0
DemandResponse | 0 | 0 | 0 | 0 | 0 | 0
IGCC-CCS | 0 | 0 | 0 | 0 | 0 | 0
WT_off | 0 | 0 | 0 | 0 | 0 | 0
PseudoUnit | 0 | 0 | 0 | 0 | 0 | 0
FixedInterchange | 0 | 0 | 0 | 0 | 0 | 0
Emission Cost by Reporting Type: VACAR
ReportingType | 2015 | 2020 | 2025 | 2030 | 2035 | 2040
BM | 0 | 0 | 0 | 0 | 0 | 0
CC | 0 | 0 | 0 | 0 | 0 | 0
CSP | 0 | 0 | 0 | 0 | 0 | 0
CT | 0 | 0 | 0 | 0 | 0 | 0
Coal | 0.79 | 0 | 0 | 0 | 0 | 0
Geo | 0 | 0 | 0 | 0 | 0 | 0
H | 0 | 0 | 0 | 0 | 0 | 0
LFG | 0 | 0 | 0 | 0 | 0 | 0
Nuc | 0 | 0 | 0 | 0 | 0 | 0
PS | 0 | 0 | 0 | 0 | 0 | 0
PV | 0 | 0 | 0 | 0 | 0 | 0
PeakG | 0 | 0 | 0 | 0 | 0 | 0
PeakO | 0 | 0 | 0 | 0 | 0 | 0
ST | 0 | 0 | 0 | 0 | 0 | 0
STOG | 0 | 0 | 0 | 0 | 0 | 0
STWD | 0 | 0 | 0 | 0 | 0 | 0
WT | 0 | 0 | 0 | 0 | 0 | 0
IGCC | 0 | 0 | 0 | 0 | 0 | 0
DemandResponse | 0 | 0 | 0 | 0 | 0 | 0
IGCC-CCS | 0 | 0 | 0 | 0 | 0 | 0
WT_off | 0 | 0 | 0 | 0 | 0 | 0
PseudoUnit | 0 | 0 | 0 | 0 | 0 | 0
FixedInterchange | 0 | 0 | 0 | 0 | 0 | 0
Emission Cost by Reporting Type: IESO
ReportingType | 2015 | 2020 | 2025 | 2030 | 2035 | 2040
BM | 0 | 0 | 0 | 0 | 0 | 0
CC | 0 | 0 | 0 | 0 | 0 | 0
CSP | 0 | 0 | 0 | 0 | 0 | 0
CT | 0 | 0 | 0 | 0 | 0 | 0
Coal | 0 | 0 | 0 | 0 | 0 | 0
Geo | 0 | 0 | 0 | 0 | 0 | 0
H | 0 | 0 | 0 | 0 | 0 | 0
LFG | 0 | 0 | 0 | 0 | 0 | 0
Nuc | 0 | 0 | 0 | 0 | 0 | 0
PS | 0 | 0 | 0 | 0 | 0 | 0
PV | 0 | 0 | 0 | 0 | 0 | 0
PeakG | 0 | 0 | 0 | 0 | 0 | 0
PeakO | 0 | 0 | 0 | 0 | 0 | 0
ST | 0 | 0 | 0 | 0 | 0 | 0
STOG | 0 | 0 | 0 | 0 | 0 | 0
STWD | 0 | 0 | 0 | 0 | 0 | 0
WT | 0 | 0 | 0 | 0 | 0 | 0
IGCC | 0 | 0 | 0 | 0 | 0 | 0
DemandResponse | 0 | 0 | 0 | 0 | 0 | 0
IGCC-CCS | 0 | 0 | 0 | 0 | 0 | 0
WT_off | 0 | 0 | 0 | 0 | 0 | 0
PseudoUnit | 0 | 0 | 0 | 0 | 0 | 0
FixedInterchange | 0 | 0 | 0 | 0 | 0 | 0
Emission Cost by Reporting Type: MAPP_CA
ReportingType | 2015 | 2020 | 2025 | 2030 | 2035 | 2040
BM | 0 | 0 | 0 | 0 | 0 | 0
CC | 0 | 0 | 0 | 0 | 0 | 0
CSP | 0 | 0 | 0 | 0 | 0 | 0
CT | 0 | 0 | 0 | 0 | 0 | 0
Coal | 0 | 0 | 0 | 0 | 0 | 0
Geo | 0 | 0 | 0 | 0 | 0 | 0
H | 0 | 0 | 0 | 0 | 0 | 0
LFG | 0 | 0 | 0 | 0 | 0 | 0
Nuc | 0 | 0 | 0 | 0 | 0 | 0
PS | 0 | 0 | 0 | 0 | 0 | 0
PV | 0 | 0 | 0 | 0 | 0 | 0
PeakG | 0 | 0 | 0 | 0 | 0 | 0
PeakO | 0 | 0 | 0 | 0 | 0 | 0
ST | 0 | 0 | 0 | 0 | 0 | 0
STOG | 0 | 0 | 0 | 0 | 0 | 0
STWD | 0 | 0 | 0 | 0 | 0 | 0
WT | 0 | 0 | 0 | 0 | 0 | 0
IGCC | 0 | 0 | 0 | 0 | 0 | 0
DemandResponse | 0 | 0 | 0 | 0 | 0 | 0
IGCC-CCS | 0 | 0 | 0 | 0 | 0 | 0
WT_off | 0 | 0 | 0 | 0 | 0 | 0
PseudoUnit | 0 | 0 | 0 | 0 | 0 | 0
FixedInterchange | 0 | 0 | 0 | 0 | 0 | 0
Emission Cost by Reporting Type: AZ_NM_SNV_Coal
ReportingType | 2015 | 2020 | 2025 | 2030 | 2035 | 2040
BM | 0 | 0 | 0 | 0 | 0 | 0
CC | 0 | 0 | 0 | 0 | 0 | 0
CSP | 0 | 0 | 0 | 0 | 0 | 0
CT | 0 | 0 | 0 | 0 | 0 | 0
Coal | 0.73 | 0 | 0 | 0 | 0 | 0
Geo | 0 | 0 | 0 | 0 | 0 | 0
H | 0 | 0 | 0 | 0 | 0 | 0
LFG | 0 | 0 | 0 | 0 | 0 | 0
Nuc | 0 | 0 | 0 | 0 | 0 | 0
PS | 0 | 0 | 0 | 0 | 0 | 0
PV | 0 | 0 | 0 | 0 | 0 | 0
PeakG | 0 | 0 | 0 | 0 | 0 | 0
PeakO | 0 | 0 | 0 | 0 | 0 | 0
ST | 0 | 0 | 0 | 0 | 0 | 0
STOG | 0 | 0 | 0 | 0 | 0 | 0
STWD | 0 | 0 | 0 | 0 | 0 | 0
WT | 0 | 0 | 0 | 0 | 0 | 0
IGCC | 0 | 0 | 0 | 0 | 0 | 0
DemandResponse | 0 | 0 | 0 | 0 | 0 | 0
IGCC-CCS | 0 | 0 | 0 | 0 | 0 | 0
WT_off | 0 | 0 | 0 | 0 | 0 | 0
PseudoUnit | 0 | 0 | 0 | 0 | 0 | 0
FixedInterchange | 0 | 0 | 0 | 0 | 0 | 0
Emission Cost by Reporting Type: AZ_NM_SNV_Gas
ReportingType | 2015 | 2020 | 2025 | 2030 | 2035 | 2040
BM | 0 | 0 | 0 | 0 | 0 | 0
CC | 0 | 0 | 0 | 0 | 0 | 0
CSP | 0 | 0 | 0 | 0 | 0 | 0
CT | 0 | 0 | 0 | 0 | 0 | 0
Coal | 0 | 0 | 0 | 0 | 0 | 0
Geo | 0 | 0 | 0 | 0 | 0 | 0
H | 0 | 0 | 0 | 0 | 0 | 0
LFG | 0 | 0 | 0 | 0 | 0 | 0
Nuc | 0 | 0 | 0 | 0 | 0 | 0
PS | 0 | 0 | 0 | 0 | 0 | 0
PV | 0 | 0 | 0 | 0 | 0 | 0
PeakG | 0 | 0 | 0 | 0 | 0 | 0
PeakO | 0 | 0 | 0 | 0 | 0 | 0
ST | 0 | 0 | 0 | 0 | 0 | 0
STOG | 0 | 0 | 0 | 0 | 0 | 0
STWD | 0 | 0 | 0 | 0 | 0 | 0
WT | 0 | 0 | 0 | 0 | 0 | 0
IGCC | 0 | 0 | 0 | 0 | 0 | 0
DemandResponse | 0 | 0 | 0 | 0 | 0 | 0
IGCC-CCS | 0 | 0 | 0 | 0 | 0 | 0
WT_off | 0 | 0 | 0 | 0 | 0 | 0
PseudoUnit | 0 | 0 | 0 | 0 | 0 | 0
FixedInterchange | 0 | 0 | 0 | 0 | 0 | 0
Emission Cost by Reporting Type: AZ_NM_SNV_NucRenew
ReportingType | 2015 | 2020 | 2025 | 2030 | 2035 | 2040
BM | 0 | 0 | 0 | 0 | 0 | 0
CC | 0 | 0 | 0 | 0 | 0 | 0
CSP | 0 | 0 | 0 | 0 | 0 | 0
CT | 0 | 0 | 0 | 0 | 0 | 0
Coal | 0 | 0 | 0 | 0 | 0 | 0
Geo | 0 | 0 | 0 | 0 | 0 | 0
H | 0 | 0 | 0 | 0 | 0 | 0
LFG | 0 | 0 | 0 | 0 | 0 | 0
Nuc | 0 | 0 | 0 | 0 | 0 | 0
PS | 0 | 0 | 0 | 0 | 0 | 0
PV | 0 | 0 | 0 | 0 | 0 | 0
PeakG | 0 | 0 | 0 | 0 | 0 | 0
PeakO | 0 | 0 | 0 | 0 | 0 | 0
ST | 0 | 0 | 0 | 0 | 0 | 0
STOG | 0 | 0 | 0 | 0 | 0 | 0
STWD | 0 | 0 | 0 | 0 | 0 | 0
WT | 0 | 0 | 0 | 0 | 0 | 0
IGCC | 0 | 0 | 0 | 0 | 0 | 0
DemandResponse | 0 | 0 | 0 | 0 | 0 | 0
IGCC-CCS | 0 | 0 | 0 | 0 | 0 | 0
WT_off | 0 | 0 | 0 | 0 | 0 | 0
PseudoUnit | 0 | 0 | 0 | 0 | 0 | 0
FixedInterchange | 0 | 0 | 0 | 0 | 0 | 0
Emission Cost by Reporting Type: ERCOT
ReportingType | 2015 | 2020 | 2025 | 2030 | 2035 | 2040
BM | 0 | 0 | 0 | 0 | 0 | 0
CC | 0 | 0 | 0 | 0 | 0 | 0
CSP | 0 | 0 | 0 | 0 | 0 | 0
CT | 0 | 0 | 0 | 0 | 0 | 0
Coal | 4.53 | 0 | 0 | 0 | 0 | 0
Geo | 0 | 0 | 0 | 0 | 0 | 0
H | 0 | 0 | 0 | 0 | 0 | 0
LFG | 0 | 0 | 0 | 0 | 0 | 0
Nuc | 0 | 0 | 0 | 0 | 0 | 0
PS | 0 | 0 | 0 | 0 | 0 | 0
PV | 0 | 0 | 0 | 0 | 0 | 0
PeakG | 0 | 0 | 0 | 0 | 0 | 0
PeakO | 0 | 0 | 0 | 0 | 0 | 0
ST | 0 | 0 | 0 | 0 | 0 | 0
STOG | 0 | 0 | 0 | 0 | 0 | 0
STWD | 0 | 0 | 0 | 0 | 0 | 0
WT | 0 | 0 | 0 | 0 | 0 | 0
IGCC | 0 | 0 | 0 | 0 | 0 | 0
DemandResponse | 0 | 0 | 0 | 0 | 0 | 0
IGCC-CCS | 0 | 0 | 0 | 0 | 0 | 0
WT_off | 0 | 0 | 0 | 0 | 0 | 0
PseudoUnit | 0 | 0 | 0 | 0 | 0 | 0
FixedInterchange | 0 | 0 | 0 | 0 | 0 | 0
Emission Cost by Reporting Type: NP15
ReportingType | 2015 | 2020 | 2025 | 2030 | 2035 | 2040
BM | 0 | 0 | 0 | 0 | 0 | 0
CC | 0 | 0 | 0 | 0 | 0 | 0
CSP | 0 | 0 | 0 | 0 | 0 | 0
CT | 0 | 0 | 0 | 0 | 0 | 0
Coal | 0 | 0 | 0 | 0 | 0 | 0
Geo | 0 | 0 | 0 | 0 | 0 | 0
H | 0 | 0 | 0 | 0 | 0 | 0
LFG | 0 | 0 | 0 | 0 | 0 | 0
Nuc | 0 | 0 | 0 | 0 | 0 | 0
PS | 0 | 0 | 0 | 0 | 0 | 0
PV | 0 | 0 | 0 | 0 | 0 | 0
PeakG | 0 | 0 | 0 | 0 | 0 | 0
PeakO | 0 | 0 | 0 | 0 | 0 | 0
ST | 0 | 0 | 0 | 0 | 0 | 0
STOG | 0 | 0 | 0 | 0 | 0 | 0
STWD | 0 | 0 | 0 | 0 | 0 | 0
WT | 0 | 0 | 0 | 0 | 0 | 0
IGCC | 0 | 0 | 0 | 0 | 0 | 0
DemandResponse | 0 | 0 | 0 | 0 | 0 | 0
IGCC-CCS | 0 | 0 | 0 | 0 | 0 | 0
WT_off | 0 | 0 | 0 | 0 | 0 | 0
PseudoUnit | 0 | 0 | 0 | 0 | 0 | 0
FixedInterchange | 0 | 0 | 0 | 0 | 0 | 0
Emission Cost by Reporting Type: NWPP_Coal
ReportingType | 2015 | 2020 | 2025 | 2030 | 2035 | 2040
BM | 0 | 0 | 0 | 0 | 0 | 0
CC | 0 | 0 | 0 | 0 | 0 | 0
CSP | 0 | 0 | 0 | 0 | 0 | 0
CT | 0 | 0 | 0 | 0 | 0 | 0
Coal | 2.51 | 0 | 0 | 0 | 0 | 0
Geo | 0 | 0 | 0 | 0 | 0 | 0
H | 0 | 0 | 0 | 0 | 0 | 0
LFG | 0 | 0 | 0 | 0 | 0 | 0
Nuc | 0 | 0 | 0 | 0 | 0 | 0
PS | 0 | 0 | 0 | 0 | 0 | 0
PV | 0 | 0 | 0 | 0 | 0 | 0
PeakG | 0 | 0 | 0 | 0 | 0 | 0
PeakO | 0 | 0 | 0 | 0 | 0 | 0
ST | 0 | 0 | 0 | 0 | 0 | 0
STOG | 0 | 0 | 0 | 0 | 0 | 0
STWD | 0 | 0 | 0 | 0 | 0 | 0
WT | 0 | 0 | 0 | 0 | 0 | 0
IGCC | 0 | 0 | 0 | 0 | 0 | 0
DemandResponse | 0 | 0 | 0 | 0 | 0 | 0
IGCC-CCS | 0 | 0 | 0 | 0 | 0 | 0
WT_off | 0 | 0 | 0 | 0 | 0 | 0
PseudoUnit | 0 | 0 | 0 | 0 | 0 | 0
FixedInterchange | 0 | 0 | 0 | 0 | 0 | 0
Emission Cost by Reporting Type: NWPP_Gas
ReportingType | 2015 | 2020 | 2025 | 2030 | 2035 | 2040
BM | 0 | 0 | 0 | 0 | 0 | 0
CC | 0 | 0 | 0 | 0 | 0 | 0
CSP | 0 | 0 | 0 | 0 | 0 | 0
CT | 0 | 0 | 0 | 0 | 0 | 0
Coal | 0 | 0 | 0 | 0 | 0 | 0
Geo | 0 | 0 | 0 | 0 | 0 | 0
H | 0 | 0 | 0 | 0 | 0 | 0
LFG | 0 | 0 | 0 | 0 | 0 | 0
Nuc | 0 | 0 | 0 | 0 | 0 | 0
PS | 0 | 0 | 0 | 0 | 0 | 0
PV | 0 | 0 | 0 | 0 | 0 | 0
PeakG | 0 | 0 | 0 | 0 | 0 | 0
PeakO | 0 | 0 | 0 | 0 | 0 | 0
ST | 0 | 0 | 0 | 0 | 0 | 0
STOG | 0 | 0 | 0 | 0 | 0 | 0
STWD | 0 | 0 | 0 | 0 | 0 | 0
WT | 0 | 0 | 0 | 0 | 0 | 0
IGCC | 0 | 0 | 0 | 0 | 0 | 0
DemandResponse | 0 | 0 | 0 | 0 | 0 | 0
IGCC-CCS | 0 | 0 | 0 | 0 | 0 | 0
WT_off | 0 | 0 | 0 | 0 | 0 | 0
PseudoUnit | 0 | 0 | 0 | 0 | 0 | 0
FixedInterchange | 0 | 0 | 0 | 0 | 0 | 0
Emission Cost by Reporting Type: NWPP_NucRenew
ReportingType | 2015 | 2020 | 2025 | 2030 | 2035 | 2040
BM | 0 | 0 | 0 | 0 | 0 | 0
CC | 0 | 0 | 0 | 0 | 0 | 0
CSP | 0 | 0 | 0 | 0 | 0 | 0
CT | 0 | 0 | 0 | 0 | 0 | 0
Coal | 0 | 0 | 0 | 0 | 0 | 0
Geo | 0 | 0 | 0 | 0 | 0 | 0
H | 0 | 0 | 0 | 0 | 0 | 0
LFG | 0 | 0 | 0 | 0 | 0 | 0
Nuc | 0 | 0 | 0 | 0 | 0 | 0
PS | 0 | 0 | 0 | 0 | 0 | 0
PV | 0 | 0 | 0 | 0 | 0 | 0
PeakG | 0 | 0 | 0 | 0 | 0 | 0
PeakO | 0 | 0 | 0 | 0 | 0 | 0
ST | 0 | 0 | 0 | 0 | 0 | 0
STOG | 0 | 0 | 0 | 0 | 0 | 0
STWD | 0 | 0 | 0 | 0 | 0 | 0
WT | 0 | 0 | 0 | 0 | 0 | 0
IGCC | 0 | 0 | 0 | 0 | 0 | 0
DemandResponse | 0 | 0 | 0 | 0 | 0 | 0
IGCC-CCS | 0 | 0 | 0 | 0 | 0 | 0
WT_off | 0 | 0 | 0 | 0 | 0 | 0
PseudoUnit | 0 | 0 | 0 | 0 | 0 | 0
FixedInterchange | 0 | 0 | 0 | 0 | 0 | 0
Emission Cost by Reporting Type: RMPA
ReportingType | 2015 | 2020 | 2025 | 2030 | 2035 | 2040
BM | 0 | 0 | 0 | 0 | 0 | 0
CC | 0 | 0 | 0 | 0 | 0 | 0
CSP | 0 | 0 | 0 | 0 | 0 | 0
CT | 0 | 0 | 0 | 0 | 0 | 0
Coal | 1.75 | 0 | 0 | 0 | 0 | 0
Geo | 0 | 0 | 0 | 0 | 0 | 0
H | 0 | 0 | 0 | 0 | 0 | 0
LFG | 0 | 0 | 0 | 0 | 0 | 0
Nuc | 0 | 0 | 0 | 0 | 0 | 0
PS | 0 | 0 | 0 | 0 | 0 | 0
PV | 0 | 0 | 0 | 0 | 0 | 0
PeakG | 0 | 0 | 0 | 0 | 0 | 0
PeakO | 0 | 0 | 0 | 0 | 0 | 0
ST | 0 | 0 | 0 | 0 | 0 | 0
STOG | 0 | 0 | 0 | 0 | 0 | 0
STWD | 0 | 0 | 0 | 0 | 0 | 0
WT | 0 | 0 | 0 | 0 | 0 | 0
IGCC | 0 | 0 | 0 | 0 | 0 | 0
DemandResponse | 0 | 0 | 0 | 0 | 0 | 0
IGCC-CCS | 0 | 0 | 0 | 0 | 0 | 0
WT_off | 0 | 0 | 0 | 0 | 0 | 0
PseudoUnit | 0 | 0 | 0 | 0 | 0 | 0
FixedInterchange | 0 | 0 | 0 | 0 | 0 | 0
Emission Cost by Reporting Type: SP15
ReportingType | 2015 | 2020 | 2025 | 2030 | 2035 | 2040
BM | 0 | 0 | 0 | 0 | 0 | 0
CC | 0 | 0 | 0 | 0 | 0 | 0
CSP | 0 | 0 | 0 | 0 | 0 | 0
CT | 0 | 0 | 0 | 0 | 0 | 0
Coal | 0.15 | 0 | 0 | 0 | 0 | 0
Geo | 0 | 0 | 0 | 0 | 0 | 0
H | 0 | 0 | 0 | 0 | 0 | 0
LFG | 0 | 0 | 0 | 0 | 0 | 0
Nuc | 0 | 0 | 0 | 0 | 0 | 0
PS | 0 | 0 | 0 | 0 | 0 | 0
PV | 0 | 0 | 0 | 0 | 0 | 0
PeakG | 0 | 0 | 0 | 0 | 0 | 0
PeakO | 0 | 0 | 0 | 0 | 0 | 0
ST | 0 | 0 | 0 | 0 | 0 | 0
STOG | 0 | 0 | 0 | 0 | 0 | 0
STWD | 0 | 0 | 0 | 0 | 0 | 0
WT | 0 | 0 | 0 | 0 | 0 | 0
IGCC | 0 | 0 | 0 | 0 | 0 | 0
DemandResponse | 0 | 0 | 0 | 0 | 0 | 0
IGCC-CCS | 0 | 0 | 0 | 0 | 0 | 0
WT_off | 0 | 0 | 0 | 0 | 0 | 0
PseudoUnit | 0 | 0 | 0 | 0 | 0 | 0
FixedInterchange | 0 | 0 | 0 | 0 | 0 | 0
Emission Cost by Reporting Type: ALB
ReportingType | 2015 | 2020 | 2025 | 2030 | 2035 | 2040
BM | 0 | 0 | 0 | 0 | 0 | 0
CC | 0 | 0 | 0 | 0 | 0 | 0
CSP | 0 | 0 | 0 | 0 | 0 | 0
CT | 0 | 0 | 0 | 0 | 0 | 0
Coal | 0 | 0 | 0 | 0 | 0 | 0
Geo | 0 | 0 | 0 | 0 | 0 | 0
H | 0 | 0 | 0 | 0 | 0 | 0
LFG | 0 | 0 | 0 | 0 | 0 | 0
Nuc | 0 | 0 | 0 | 0 | 0 | 0
PS | 0 | 0 | 0 | 0 | 0 | 0
PV | 0 | 0 | 0 | 0 | 0 | 0
PeakG | 0 | 0 | 0 | 0 | 0 | 0
PeakO | 0 | 0 | 0 | 0 | 0 | 0
ST | 0 | 0 | 0 | 0 | 0 | 0
STOG | 0 | 0 | 0 | 0 | 0 | 0
STWD | 0 | 0 | 0 | 0 | 0 | 0
WT | 0 | 0 | 0 | 0 | 0 | 0
IGCC | 0 | 0 | 0 | 0 | 0 | 0
DemandResponse | 0 | 0 | 0 | 0 | 0 | 0
IGCC-CCS | 0 | 0 | 0 | 0 | 0 | 0
WT_off | 0 | 0 | 0 | 0 | 0 | 0
PseudoUnit | 0 | 0 | 0 | 0 | 0 | 0
FixedInterchange | 0 | 0 | 0 | 0 | 0 | 0
Emission Cost by Reporting Type: BC
ReportingType | 2015 | 2020 | 2025 | 2030 | 2035 | 2040
BM | 0 | 0 | 0 | 0 | 0 | 0
CC | 0 | 0 | 0 | 0 | 0 | 0
CSP | 0 | 0 | 0 | 0 | 0 | 0
CT | 0 | 0 | 0 | 0 | 0 | 0
Coal | 0 | 0 | 0 | 0 | 0 | 0
Geo | 0 | 0 | 0 | 0 | 0 | 0
H | 0 | 0 | 0 | 0 | 0 | 0
LFG | 0 | 0 | 0 | 0 | 0 | 0
Nuc | 0 | 0 | 0 | 0 | 0 | 0
PS | 0 | 0 | 0 | 0 | 0 | 0
PV | 0 | 0 | 0 | 0 | 0 | 0
PeakG | 0 | 0 | 0 | 0 | 0 | 0
PeakO | 0 | 0 | 0 | 0 | 0 | 0
ST | 0 | 0 | 0 | 0 | 0 | 0
STOG | 0 | 0 | 0 | 0 | 0 | 0
STWD | 0 | 0 | 0 | 0 | 0 | 0
WT | 0 | 0 | 0 | 0 | 0 | 0
IGCC | 0 | 0 | 0 | 0 | 0 | 0
DemandResponse | 0 | 0 | 0 | 0 | 0 | 0
IGCC-CCS | 0 | 0 | 0 | 0 | 0 | 0
WT_off | 0 | 0 | 0 | 0 | 0 | 0
PseudoUnit | 0 | 0 | 0 | 0 | 0 | 0
FixedInterchange | 0 | 0 | 0 | 0 | 0 | 0
Emission Cost by Reporting Type: HQ_IESO
ReportingType | 2015 | 2020 | 2025 | 2030 | 2035 | 2040
BM | 0 | 0 | 0 | 0 | 0 | 0
CC | 0 | 0 | 0 | 0 | 0 | 0
CSP | 0 | 0 | 0 | 0 | 0 | 0
CT | 0 | 0 | 0 | 0 | 0 | 0
Coal | 0 | 0 | 0 | 0 | 0 | 0
Geo | 0 | 0 | 0 | 0 | 0 | 0
H | 0 | 0 | 0 | 0 | 0 | 0
LFG | 0 | 0 | 0 | 0 | 0 | 0
Nuc | 0 | 0 | 0 | 0 | 0 | 0
PS | 0 | 0 | 0 | 0 | 0 | 0
PV | 0 | 0 | 0 | 0 | 0 | 0
PeakG | 0 | 0 | 0 | 0 | 0 | 0
PeakO | 0 | 0 | 0 | 0 | 0 | 0
ST | 0 | 0 | 0 | 0 | 0 | 0
STOG | 0 | 0 | 0 | 0 | 0 | 0
STWD | 0 | 0 | 0 | 0 | 0 | 0
WT | 0 | 0 | 0 | 0 | 0 | 0
IGCC | 0 | 0 | 0 | 0 | 0 | 0
DemandResponse | 0 | 0 | 0 | 0 | 0 | 0
IGCC-CCS | 0 | 0 | 0 | 0 | 0 | 0
WT_off | 0 | 0 | 0 | 0 | 0 | 0
PseudoUnit | 0 | 0 | 0 | 0 | 0 | 0
FixedInterchange | 0 | 0 | 0 | 0 | 0 | 0
Emission Cost by Reporting Type: HQ_NEISO
ReportingType | 2015 | 2020 | 2025 | 2030 | 2035 | 2040
BM | 0 | 0 | 0 | 0 | 0 | 0
CC | 0 | 0 | 0 | 0 | 0 | 0
CSP | 0 | 0 | 0 | 0 | 0 | 0
CT | 0 | 0 | 0 | 0 | 0 | 0
Coal | 0 | 0 | 0 | 0 | 0 | 0
Geo | 0 | 0 | 0 | 0 | 0 | 0
H | 0 | 0 | 0 | 0 | 0 | 0
LFG | 0 | 0 | 0 | 0 | 0 | 0
Nuc | 0 | 0 | 0 | 0 | 0 | 0
PS | 0 | 0 | 0 | 0 | 0 | 0
PV | 0 | 0 | 0 | 0 | 0 | 0
PeakG | 0 | 0 | 0 | 0 | 0 | 0
PeakO | 0 | 0 | 0 | 0 | 0 | 0
ST | 0 | 0 | 0 | 0 | 0 | 0
STOG | 0 | 0 | 0 | 0 | 0 | 0
STWD | 0 | 0 | 0 | 0 | 0 | 0
WT | 0 | 0 | 0 | 0 | 0 | 0
IGCC | 0 | 0 | 0 | 0 | 0 | 0
DemandResponse | 0 | 0 | 0 | 0 | 0 | 0
IGCC-CCS | 0 | 0 | 0 | 0 | 0 | 0
WT_off | 0 | 0 | 0 | 0 | 0 | 0
PseudoUnit | 0 | 0 | 0 | 0 | 0 | 0
FixedInterchange | 0 | 0 | 0 | 0 | 0 | 0
Emission Cost by Reporting Type: HQ_NY
ReportingType | 2015 | 2020 | 2025 | 2030 | 2035 | 2040
BM | 0 | 0 | 0 | 0 | 0 | 0
CC | 0 | 0 | 0 | 0 | 0 | 0
CSP | 0 | 0 | 0 | 0 | 0 | 0
CT | 0 | 0 | 0 | 0 | 0 | 0
Coal | 0 | 0 | 0 | 0 | 0 | 0
Geo | 0 | 0 | 0 | 0 | 0 | 0
H | 0 | 0 | 0 | 0 | 0 | 0
LFG | 0 | 0 | 0 | 0 | 0 | 0
Nuc | 0 | 0 | 0 | 0 | 0 | 0
PS | 0 | 0 | 0 | 0 | 0 | 0
PV | 0 | 0 | 0 | 0 | 0 | 0
PeakG | 0 | 0 | 0 | 0 | 0 | 0
PeakO | 0 | 0 | 0 | 0 | 0 | 0
ST | 0 | 0 | 0 | 0 | 0 | 0
STOG | 0 | 0 | 0 | 0 | 0 | 0
STWD | 0 | 0 | 0 | 0 | 0 | 0
WT | 0 | 0 | 0 | 0 | 0 | 0
IGCC | 0 | 0 | 0 | 0 | 0 | 0
DemandResponse | 0 | 0 | 0 | 0 | 0 | 0
IGCC-CCS | 0 | 0 | 0 | 0 | 0 | 0
WT_off | 0 | 0 | 0 | 0 | 0 | 0
PseudoUnit | 0 | 0 | 0 | 0 | 0 | 0
FixedInterchange | 0 | 0 | 0 | 0 | 0 | 0
Emission Cost by Reporting Type: MARITIMES
ReportingType | 2015 | 2020 | 2025 | 2030 | 2035 | 2040
BM | 0 | 0 | 0 | 0 | 0 | 0
CC | 0 | 0 | 0 | 0 | 0 | 0
CSP | 0 | 0 | 0 | 0 | 0 | 0
CT | 0 | 0 | 0 | 0 | 0 | 0
Coal | 0 | 0 | 0 | 0 | 0 | 0
Geo | 0 | 0 | 0 | 0 | 0 | 0
H | 0 | 0 | 0 | 0 | 0 | 0
LFG | 0 | 0 | 0 | 0 | 0 | 0
Nuc | 0 | 0 | 0 | 0 | 0 | 0
PS | 0 | 0 | 0 | 0 | 0 | 0
PV | 0 | 0 | 0 | 0 | 0 | 0
PeakG | 0 | 0 | 0 | 0 | 0 | 0
PeakO | 0 | 0 | 0 | 0 | 0 | 0
ST | 0 | 0 | 0 | 0 | 0 | 0
STOG | 0 | 0 | 0 | 0 | 0 | 0
STWD | 0 | 0 | 0 | 0 | 0 | 0
WT | 0 | 0 | 0 | 0 | 0 | 0
IGCC | 0 | 0 | 0 | 0 | 0 | 0
DemandResponse | 0 | 0 | 0 | 0 | 0 | 0
IGCC-CCS | 0 | 0 | 0 | 0 | 0 | 0
WT_off | 0 | 0 | 0 | 0 | 0 | 0
PseudoUnit | 0 | 0 | 0 | 0 | 0 | 0
FixedInterchange | 0 | 0 | 0 | 0 | 0 | 0
Emission Cost by Reporting Type: All
ReportingType | 2015 | 2020 | 2025 | 2030 | 2035 | 2040
BM | 0 | 0 | 0 | 0 | 0 | 0
CC | 0 | 0 | 0 | 0 | 0 | 0
CSP | 0 | 0 | 0 | 0 | 0 | 0
CT | 0 | 0 | 0 | 0 | 0 | 0
Coal | 306.24 | 0 | 0 | 0 | 0 | 0
Geo | 0 | 0 | 0 | 0 | 0 | 0
H | 0 | 0 | 0 | 0 | 0 | 0
LFG | 0 | 0 | 0 | 0 | 0 | 0
Nuc | 0 | 0 | 0 | 0 | 0 | 0
PS | 0 | 0 | 0 | 0 | 0 | 0
PV | 0 | 0 | 0 | 0 | 0 | 0
PeakG | 0 | 0 | 0 | 0 | 0 | 0
PeakO | 0 | 0 | 0 | 0 | 0 | 0
ST | 0 | 0 | 0 | 0 | 0 | 0
STOG | 0 | 0 | 0 | 0 | 0 | 0
STWD | 0 | 0 | 0 | 0 | 0 | 0
WT | 0 | 0 | 0 | 0 | 0 | 0
IGCC | 0.18 | 0 | 0 | 0 | 0 | 0
DemandResponse | 0 | 0 | 0 | 0 | 0 | 0
IGCC-CCS | 0 | 0 | 0 | 0 | 0 | 0
WT_off | 0 | 0 | 0 | 0 | 0 | 0
PseudoUnit | 0 | 0 | 0 | 0 | 0 | 0
FixedInterchange | 0 | 0 | 0 | 0 | 0 | 0
Emission Cost by Reporting Type: EI_US
ReportingType | 2015 | 2020 | 2025 | 2030 | 2035 | 2040
BM | 0 | 0 | 0 | 0 | 0 | 0
CC | 0 | 0 | 0 | 0 | 0 | 0
CSP | 0 | 0 | 0 | 0 | 0 | 0
CT | 0 | 0 | 0 | 0 | 0 | 0
Coal | 296.57 | 0 | 0 | 0 | 0 | 0
Geo | 0 | 0 | 0 | 0 | 0 | 0
H | 0 | 0 | 0 | 0 | 0 | 0
LFG | 0 | 0 | 0 | 0 | 0 | 0
Nuc | 0 | 0 | 0 | 0 | 0 | 0
PS | 0 | 0 | 0 | 0 | 0 | 0
PV | 0 | 0 | 0 | 0 | 0 | 0
PeakG | 0 | 0 | 0 | 0 | 0 | 0
PeakO | 0 | 0 | 0 | 0 | 0 | 0
ST | 0 | 0 | 0 | 0 | 0 | 0
STOG | 0 | 0 | 0 | 0 | 0 | 0
STWD | 0 | 0 | 0 | 0 | 0 | 0
WT | 0 | 0 | 0 | 0 | 0 | 0
IGCC | 0.18 | 0 | 0 | 0 | 0 | 0
DemandResponse | 0 | 0 | 0 | 0 | 0 | 0
IGCC-CCS | 0 | 0 | 0 | 0 | 0 | 0
WT_off | 0 | 0 | 0 | 0 | 0 | 0
PseudoUnit | 0 | 0 | 0 | 0 | 0 | 0
FixedInterchange | 0 | 0 | 0 | 0 | 0 | 0
Emission Cost by Reporting Type: EI_Canada
ReportingType | 2015 | 2020 | 2025 | 2030 | 2035 | 2040
BM | 0 | 0 | 0 | 0 | 0 | 0
CC | 0 | 0 | 0 | 0 | 0 | 0
CSP | 0 | 0 | 0 | 0 | 0 | 0
CT | 0 | 0 | 0 | 0 | 0 | 0
Coal | 0 | 0 | 0 | 0 | 0 | 0
Geo | 0 | 0 | 0 | 0 | 0 | 0
H | 0 | 0 | 0 | 0 | 0 | 0
LFG | 0 | 0 | 0 | 0 | 0 | 0
Nuc | 0 | 0 | 0 | 0 | 0 | 0
PS | 0 | 0 | 0 | 0 | 0 | 0
PV | 0 | 0 | 0 | 0 | 0 | 0
PeakG | 0 | 0 | 0 | 0 | 0 | 0
PeakO | 0 | 0 | 0 | 0 | 0 | 0
ST | 0 | 0 | 0 | 0 | 0 | 0
STOG | 0 | 0 | 0 | 0 | 0 | 0
STWD | 0 | 0 | 0 | 0 | 0 | 0
WT | 0 | 0 | 0 | 0 | 0 | 0
IGCC | 0 | 0 | 0 | 0 | 0 | 0
DemandResponse | 0 | 0 | 0 | 0 | 0 | 0
IGCC-CCS | 0 | 0 | 0 | 0 | 0 | 0
WT_off | 0 | 0 | 0 | 0 | 0 | 0
PseudoUnit | 0 | 0 | 0 | 0 | 0 | 0
FixedInterchange | 0 | 0 | 0 | 0 | 0 | 0
Emission Cost by Reporting Type: EI
ReportingType | 2015 | 2020 | 2025 | 2030 | 2035 | 2040
BM | 0 | 0 | 0 | 0 | 0 | 0
CC | 0 | 0 | 0 | 0 | 0 | 0
CSP | 0 | 0 | 0 | 0 | 0 | 0
CT | 0 | 0 | 0 | 0 | 0 | 0
Coal | 296.57 | 0 | 0 | 0 | 0 | 0
Geo | 0 | 0 | 0 | 0 | 0 | 0
H | 0 | 0 | 0 | 0 | 0 | 0
LFG | 0 | 0 | 0 | 0 | 0 | 0
Nuc | 0 | 0 | 0 | 0 | 0 | 0
PS | 0 | 0 | 0 | 0 | 0 | 0
PV | 0 | 0 | 0 | 0 | 0 | 0
PeakG | 0 | 0 | 0 | 0 | 0 | 0
PeakO | 0 | 0 | 0 | 0 | 0 | 0
ST | 0 | 0 | 0 | 0 | 0 | 0
STOG | 0 | 0 | 0 | 0 | 0 | 0
STWD | 0 | 0 | 0 | 0 | 0 | 0
WT | 0 | 0 | 0 | 0 | 0 | 0
IGCC | 0.18 | 0 | 0 | 0 | 0 | 0
DemandResponse | 0 | 0 | 0 | 0 | 0 | 0
IGCC-CCS | 0 | 0 | 0 | 0 | 0 | 0
WT_off | 0 | 0 | 0 | 0 | 0 | 0
PseudoUnit | 0 | 0 | 0 | 0 | 0 | 0
FixedInterchange | 0 | 0 | 0 | 0 | 0 | 0
Emission Cost by Reporting Type: Outside_EI
ReportingType | 2015 | 2020 | 2025 | 2030 | 2035 | 2040
BM | 0 | 0 | 0 | 0 | 0 | 0
CC | 0 | 0 | 0 | 0 | 0 | 0
CSP | 0 | 0 | 0 | 0 | 0 | 0
CT | 0 | 0 | 0 | 0 | 0 | 0
Coal | 9.67 | 0 | 0 | 0 | 0 | 0
Geo | 0 | 0 | 0 | 0 | 0 | 0
H | 0 | 0 | 0 | 0 | 0 | 0
LFG | 0 | 0 | 0 | 0 | 0 | 0
Nuc | 0 | 0 | 0 | 0 | 0 | 0
PS | 0 | 0 | 0 | 0 | 0 | 0
PV | 0 | 0 | 0 | 0 | 0 | 0
PeakG | 0 | 0 | 0 | 0 | 0 | 0
PeakO | 0 | 0 | 0 | 0 | 0 | 0
ST | 0 | 0 | 0 | 0 | 0 | 0
STOG | 0 | 0 | 0 | 0 | 0 | 0
STWD | 0 | 0 | 0 | 0 | 0 | 0
WT | 0 | 0 | 0 | 0 | 0 | 0
IGCC | 0 | 0 | 0 | 0 | 0 | 0
DemandResponse | 0 | 0 | 0 | 0 | 0 | 0
IGCC-CCS | 0 | 0 | 0 | 0 | 0 | 0
WT_off | 0 | 0 | 0 | 0 | 0 | 0
PseudoUnit | 0 | 0 | 0 | 0 | 0 | 0
FixedInterchange | 0 | 0 | 0 | 0 | 0 | 0
==== Emission Program: CAIRNoxSeasonal : (NOx) ====
Emission Cost by Reporting Type: Entergy
ReportingType | 2015 | 2020 | 2025 | 2030 | 2035 | 2040
BM | 0 | 0 | 0 | 0 | 0 | 0
CC | 0 | 0 | 0 | 0 | 0 | 0
CSP | 0 | 0 | 0 | 0 | 0 | 0
CT | 0 | 0 | 0 | 0 | 0 | 0
Coal | 0 | 0 | 0 | 0 | 0 | 0
Geo | 0 | 0 | 0 | 0 | 0 | 0
H | 0 | 0 | 0 | 0 | 0 | 0
LFG | 0 | 0 | 0 | 0 | 0 | 0
Nuc | 0 | 0 | 0 | 0 | 0 | 0
PS | 0 | 0 | 0 | 0 | 0 | 0
PV | 0 | 0 | 0 | 0 | 0 | 0
PeakG | 0 | 0 | 0 | 0 | 0 | 0
PeakO | 0 | 0 | 0 | 0 | 0 | 0
ST | 0 | 0 | 0 | 0 | 0 | 0
STOG | 0 | 0 | 0 | 0 | 0 | 0
STWD | 0 | 0 | 0 | 0 | 0 | 0
WT | 0 | 0 | 0 | 0 | 0 | 0
IGCC | 0 | 0 | 0 | 0 | 0 | 0
DemandResponse | 0 | 0 | 0 | 0 | 0 | 0
IGCC-CCS | 0 | 0 | 0 | 0 | 0 | 0
WT_off | 0 | 0 | 0 | 0 | 0 | 0
PseudoUnit | 0 | 0 | 0 | 0 | 0 | 0
FixedInterchange | 0 | 0 | 0 | 0 | 0 | 0
Emission Cost by Reporting Type: FRCC
ReportingType | 2015 | 2020 | 2025 | 2030 | 2035 | 2040
BM | 0 | 0 | 0 | 0 | 0 | 0
CC | 0 | 0 | 0 | 0 | 0 | 0
CSP | 0 | 0 | 0 | 0 | 0 | 0
CT | 0 | 0 | 0 | 0 | 0 | 0
Coal | 0 | 0 | 0 | 0 | 0 | 0
Geo | 0 | 0 | 0 | 0 | 0 | 0
H | 0 | 0 | 0 | 0 | 0 | 0
LFG | 0 | 0 | 0 | 0 | 0 | 0
Nuc | 0 | 0 | 0 | 0 | 0 | 0
PS | 0 | 0 | 0 | 0 | 0 | 0
PV | 0 | 0 | 0 | 0 | 0 | 0
PeakG | 0 | 0 | 0 | 0 | 0 | 0
PeakO | 0 | 0 | 0 | 0 | 0 | 0
ST | 0 | 0 | 0 | 0 | 0 | 0
STOG | 0 | 0 | 0 | 0 | 0 | 0
STWD | 0 | 0 | 0 | 0 | 0 | 0
WT | 0 | 0 | 0 | 0 | 0 | 0
IGCC | 0 | 0 | 0 | 0 | 0 | 0
DemandResponse | 0 | 0 | 0 | 0 | 0 | 0
IGCC-CCS | 0 | 0 | 0 | 0 | 0 | 0
WT_off | 0 | 0 | 0 | 0 | 0 | 0
PseudoUnit | 0 | 0 | 0 | 0 | 0 | 0
FixedInterchange | 0 | 0 | 0 | 0 | 0 | 0
Emission Cost by Reporting Type: MAPP_US
ReportingType | 2015 | 2020 | 2025 | 2030 | 2035 | 2040
BM | 0 | 0 | 0 | 0 | 0 | 0
CC | 0 | 0 | 0 | 0 | 0 | 0
CSP | 0 | 0 | 0 | 0 | 0 | 0
CT | 0 | 0 | 0 | 0 | 0 | 0
Coal | 0 | 0 | 0 | 0 | 0 | 0
Geo | 0 | 0 | 0 | 0 | 0 | 0
H | 0 | 0 | 0 | 0 | 0 | 0
LFG | 0 | 0 | 0 | 0 | 0 | 0
Nuc | 0 | 0 | 0 | 0 | 0 | 0
PS | 0 | 0 | 0 | 0 | 0 | 0
PV | 0 | 0 | 0 | 0 | 0 | 0
PeakG | 0 | 0 | 0 | 0 | 0 | 0
PeakO | 0 | 0 | 0 | 0 | 0 | 0
ST | 0 | 0 | 0 | 0 | 0 | 0
STOG | 0 | 0 | 0 | 0 | 0 | 0
STWD | 0 | 0 | 0 | 0 | 0 | 0
WT | 0 | 0 | 0 | 0 | 0 | 0
IGCC | 0 | 0 | 0 | 0 | 0 | 0
DemandResponse | 0 | 0 | 0 | 0 | 0 | 0
IGCC-CCS | 0 | 0 | 0 | 0 | 0 | 0
WT_off | 0 | 0 | 0 | 0 | 0 | 0
PseudoUnit | 0 | 0 | 0 | 0 | 0 | 0
FixedInterchange | 0 | 0 | 0 | 0 | 0 | 0
Emission Cost by Reporting Type: MISO_IN
ReportingType | 2015 | 2020 | 2025 | 2030 | 2035 | 2040
BM | 0 | 0 | 0 | 0 | 0 | 0
CC | 0 | 0 | 0 | 0 | 0 | 0
CSP | 0 | 0 | 0 | 0 | 0 | 0
CT | 0 | 0 | 0 | 0 | 0 | 0
Coal | 0 | 0 | 0 | 0 | 0 | 0
Geo | 0 | 0 | 0 | 0 | 0 | 0
H | 0 | 0 | 0 | 0 | 0 | 0
LFG | 0 | 0 | 0 | 0 | 0 | 0
Nuc | 0 | 0 | 0 | 0 | 0 | 0
PS | 0 | 0 | 0 | 0 | 0 | 0
PV | 0 | 0 | 0 | 0 | 0 | 0
PeakG | 0 | 0 | 0 | 0 | 0 | 0
PeakO | 0 | 0 | 0 | 0 | 0 | 0
ST | 0 | 0 | 0 | 0 | 0 | 0
STOG | 0 | 0 | 0 | 0 | 0 | 0
STWD | 0 | 0 | 0 | 0 | 0 | 0
WT | 0 | 0 | 0 | 0 | 0 | 0
IGCC | 0 | 0 | 0 | 0 | 0 | 0
DemandResponse | 0 | 0 | 0 | 0 | 0 | 0
IGCC-CCS | 0 | 0 | 0 | 0 | 0 | 0
WT_off | 0 | 0 | 0 | 0 | 0 | 0
PseudoUnit | 0 | 0 | 0 | 0 | 0 | 0
FixedInterchange | 0 | 0 | 0 | 0 | 0 | 0
Emission Cost by Reporting Type: MISO_MI
ReportingType | 2015 | 2020 | 2025 | 2030 | 2035 | 2040
BM | 0 | 0 | 0 | 0 | 0 | 0
CC | 0 | 0 | 0 | 0 | 0 | 0
CSP | 0 | 0 | 0 | 0 | 0 | 0
CT | 0 | 0 | 0 | 0 | 0 | 0
Coal | 0 | 0 | 0 | 0 | 0 | 0
Geo | 0 | 0 | 0 | 0 | 0 | 0
H | 0 | 0 | 0 | 0 | 0 | 0
LFG | 0 | 0 | 0 | 0 | 0 | 0
Nuc | 0 | 0 | 0 | 0 | 0 | 0
PS | 0 | 0 | 0 | 0 | 0 | 0
PV | 0 | 0 | 0 | 0 | 0 | 0
PeakG | 0 | 0 | 0 | 0 | 0 | 0
PeakO | 0 | 0 | 0 | 0 | 0 | 0
ST | 0 | 0 | 0 | 0 | 0 | 0
STOG | 0 | 0 | 0 | 0 | 0 | 0
STWD | 0 | 0 | 0 | 0 | 0 | 0
WT | 0 | 0 | 0 | 0 | 0 | 0
IGCC | 0 | 0 | 0 | 0 | 0 | 0
DemandResponse | 0 | 0 | 0 | 0 | 0 | 0
IGCC-CCS | 0 | 0 | 0 | 0 | 0 | 0
WT_off | 0 | 0 | 0 | 0 | 0 | 0
PseudoUnit | 0 | 0 | 0 | 0 | 0 | 0
FixedInterchange | 0 | 0 | 0 | 0 | 0 | 0
Emission Cost by Reporting Type: MISO_MO-IL
ReportingType | 2015 | 2020 | 2025 | 2030 | 2035 | 2040
BM | 0 | 0 | 0 | 0 | 0 | 0
CC | 0 | 0 | 0 | 0 | 0 | 0
CSP | 0 | 0 | 0 | 0 | 0 | 0
CT | 0 | 0 | 0 | 0 | 0 | 0
Coal | 0 | 0 | 0 | 0 | 0 | 0
Geo | 0 | 0 | 0 | 0 | 0 | 0
H | 0 | 0 | 0 | 0 | 0 | 0
LFG | 0 | 0 | 0 | 0 | 0 | 0
Nuc | 0 | 0 | 0 | 0 | 0 | 0
PS | 0 | 0 | 0 | 0 | 0 | 0
PV | 0 | 0 | 0 | 0 | 0 | 0
PeakG | 0 | 0 | 0 | 0 | 0 | 0
PeakO | 0 | 0 | 0 | 0 | 0 | 0
ST | 0 | 0 | 0 | 0 | 0 | 0
STOG | 0 | 0 | 0 | 0 | 0 | 0
STWD | 0 | 0 | 0 | 0 | 0 | 0
WT | 0 | 0 | 0 | 0 | 0 | 0
IGCC | 0 | 0 | 0 | 0 | 0 | 0
DemandResponse | 0 | 0 | 0 | 0 | 0 | 0
IGCC-CCS | 0 | 0 | 0 | 0 | 0 | 0
WT_off | 0 | 0 | 0 | 0 | 0 | 0
PseudoUnit | 0 | 0 | 0 | 0 | 0 | 0
FixedInterchange | 0 | 0 | 0 | 0 | 0 | 0
Emission Cost by Reporting Type: MISO_W
ReportingType | 2015 | 2020 | 2025 | 2030 | 2035 | 2040
BM | 0 | 0 | 0 | 0 | 0 | 0
CC | 0 | 0 | 0 | 0 | 0 | 0
CSP | 0 | 0 | 0 | 0 | 0 | 0
CT | 0 | 0 | 0 | 0 | 0 | 0
Coal | 0 | 0 | 0 | 0 | 0 | 0
Geo | 0 | 0 | 0 | 0 | 0 | 0
H | 0 | 0 | 0 | 0 | 0 | 0
LFG | 0 | 0 | 0 | 0 | 0 | 0
Nuc | 0 | 0 | 0 | 0 | 0 | 0
PS | 0 | 0 | 0 | 0 | 0 | 0
PV | 0 | 0 | 0 | 0 | 0 | 0
PeakG | 0 | 0 | 0 | 0 | 0 | 0
PeakO | 0 | 0 | 0 | 0 | 0 | 0
ST | 0 | 0 | 0 | 0 | 0 | 0
STOG | 0 | 0 | 0 | 0 | 0 | 0
STWD | 0 | 0 | 0 | 0 | 0 | 0
WT | 0 | 0 | 0 | 0 | 0 | 0
IGCC | 0 | 0 | 0 | 0 | 0 | 0
DemandResponse | 0 | 0 | 0 | 0 | 0 | 0
IGCC-CCS | 0 | 0 | 0 | 0 | 0 | 0
WT_off | 0 | 0 | 0 | 0 | 0 | 0
PseudoUnit | 0 | 0 | 0 | 0 | 0 | 0
FixedInterchange | 0 | 0 | 0 | 0 | 0 | 0
Emission Cost by Reporting Type: MISO_WUMS
ReportingType | 2015 | 2020 | 2025 | 2030 | 2035 | 2040
BM | 0 | 0 | 0 | 0 | 0 | 0
CC | 0 | 0 | 0 | 0 | 0 | 0
CSP | 0 | 0 | 0 | 0 | 0 | 0
CT | 0 | 0 | 0 | 0 | 0 | 0
Coal | 0 | 0 | 0 | 0 | 0 | 0
Geo | 0 | 0 | 0 | 0 | 0 | 0
H | 0 | 0 | 0 | 0 | 0 | 0
LFG | 0 | 0 | 0 | 0 | 0 | 0
Nuc | 0 | 0 | 0 | 0 | 0 | 0
PS | 0 | 0 | 0 | 0 | 0 | 0
PV | 0 | 0 | 0 | 0 | 0 | 0
PeakG | 0 | 0 | 0 | 0 | 0 | 0
PeakO | 0 | 0 | 0 | 0 | 0 | 0
ST | 0 | 0 | 0 | 0 | 0 | 0
STOG | 0 | 0 | 0 | 0 | 0 | 0
STWD | 0 | 0 | 0 | 0 | 0 | 0
WT | 0 | 0 | 0 | 0 | 0 | 0
IGCC | 0 | 0 | 0 | 0 | 0 | 0
DemandResponse | 0 | 0 | 0 | 0 | 0 | 0
IGCC-CCS | 0 | 0 | 0 | 0 | 0 | 0
WT_off | 0 | 0 | 0 | 0 | 0 | 0
PseudoUnit | 0 | 0 | 0 | 0 | 0 | 0
FixedInterchange | 0 | 0 | 0 | 0 | 0 | 0
Emission Cost by Reporting Type: Nebraska
ReportingType | 2015 | 2020 | 2025 | 2030 | 2035 | 2040
BM | 0 | 0 | 0 | 0 | 0 | 0
CC | 0 | 0 | 0 | 0 | 0 | 0
CSP | 0 | 0 | 0 | 0 | 0 | 0
CT | 0 | 0 | 0 | 0 | 0 | 0
Coal | 0 | 0 | 0 | 0 | 0 | 0
Geo | 0 | 0 | 0 | 0 | 0 | 0
H | 0 | 0 | 0 | 0 | 0 | 0
LFG | 0 | 0 | 0 | 0 | 0 | 0
Nuc | 0 | 0 | 0 | 0 | 0 | 0
PS | 0 | 0 | 0 | 0 | 0 | 0
PV | 0 | 0 | 0 | 0 | 0 | 0
PeakG | 0 | 0 | 0 | 0 | 0 | 0
PeakO | 0 | 0 | 0 | 0 | 0 | 0
ST | 0 | 0 | 0 | 0 | 0 | 0
STOG | 0 | 0 | 0 | 0 | 0 | 0
STWD | 0 | 0 | 0 | 0 | 0 | 0
WT | 0 | 0 | 0 | 0 | 0 | 0
IGCC | 0 | 0 | 0 | 0 | 0 | 0
DemandResponse | 0 | 0 | 0 | 0 | 0 | 0
IGCC-CCS | 0 | 0 | 0 | 0 | 0 | 0
WT_off | 0 | 0 | 0 | 0 | 0 | 0
PseudoUnit | 0 | 0 | 0 | 0 | 0 | 0
FixedInterchange | 0 | 0 | 0 | 0 | 0 | 0
Emission Cost by Reporting Type: NEISO
ReportingType | 2015 | 2020 | 2025 | 2030 | 2035 | 2040
BM | 0 | 0 | 0 | 0 | 0 | 0
CC | 0 | 0 | 0 | 0 | 0 | 0
CSP | 0 | 0 | 0 | 0 | 0 | 0
CT | 0 | 0 | 0 | 0 | 0 | 0
Coal | 0 | 0 | 0 | 0 | 0 | 0
Geo | 0 | 0 | 0 | 0 | 0 | 0
H | 0 | 0 | 0 | 0 | 0 | 0
LFG | 0 | 0 | 0 | 0 | 0 | 0
Nuc | 0 | 0 | 0 | 0 | 0 | 0
PS | 0 | 0 | 0 | 0 | 0 | 0
PV | 0 | 0 | 0 | 0 | 0 | 0
PeakG | 0 | 0 | 0 | 0 | 0 | 0
PeakO | 0 | 0 | 0 | 0 | 0 | 0
ST | 0 | 0 | 0 | 0 | 0 | 0
STOG | 0 | 0 | 0 | 0 | 0 | 0
STWD | 0 | 0 | 0 | 0 | 0 | 0
WT | 0 | 0 | 0 | 0 | 0 | 0
IGCC | 0 | 0 | 0 | 0 | 0 | 0
DemandResponse | 0 | 0 | 0 | 0 | 0 | 0
IGCC-CCS | 0 | 0 | 0 | 0 | 0 | 0
WT_off | 0 | 0 | 0 | 0 | 0 | 0
PseudoUnit | 0 | 0 | 0 | 0 | 0 | 0
FixedInterchange | 0 | 0 | 0 | 0 | 0 | 0
Emission Cost by Reporting Type: NonRTO_Midwest
ReportingType | 2015 | 2020 | 2025 | 2030 | 2035 | 2040
BM | 0 | 0 | 0 | 0 | 0 | 0
CC | 0 | 0 | 0 | 0 | 0 | 0
CSP | 0 | 0 | 0 | 0 | 0 | 0
CT | 0 | 0 | 0 | 0 | 0 | 0
Coal | 0 | 0 | 0 | 0 | 0 | 0
Geo | 0 | 0 | 0 | 0 | 0 | 0
H | 0 | 0 | 0 | 0 | 0 | 0
LFG | 0 | 0 | 0 | 0 | 0 | 0
Nuc | 0 | 0 | 0 | 0 | 0 | 0
PS | 0 | 0 | 0 | 0 | 0 | 0
PV | 0 | 0 | 0 | 0 | 0 | 0
PeakG | 0 | 0 | 0 | 0 | 0 | 0
PeakO | 0 | 0 | 0 | 0 | 0 | 0
ST | 0 | 0 | 0 | 0 | 0 | 0
STOG | 0 | 0 | 0 | 0 | 0 | 0
STWD | 0 | 0 | 0 | 0 | 0 | 0
WT | 0 | 0 | 0 | 0 | 0 | 0
IGCC | 0 | 0 | 0 | 0 | 0 | 0
DemandResponse | 0 | 0 | 0 | 0 | 0 | 0
IGCC-CCS | 0 | 0 | 0 | 0 | 0 | 0
WT_off | 0 | 0 | 0 | 0 | 0 | 0
PseudoUnit | 0 | 0 | 0 | 0 | 0 | 0
FixedInterchange | 0 | 0 | 0 | 0 | 0 | 0
Emission Cost by Reporting Type: NYISO_A-F
ReportingType | 2015 | 2020 | 2025 | 2030 | 2035 | 2040
BM | 0 | 0 | 0 | 0 | 0 | 0
CC | 0 | 0 | 0 | 0 | 0 | 0
CSP | 0 | 0 | 0 | 0 | 0 | 0
CT | 0 | 0 | 0 | 0 | 0 | 0
Coal | 0 | 0 | 0 | 0 | 0 | 0
Geo | 0 | 0 | 0 | 0 | 0 | 0
H | 0 | 0 | 0 | 0 | 0 | 0
LFG | 0 | 0 | 0 | 0 | 0 | 0
Nuc | 0 | 0 | 0 | 0 | 0 | 0
PS | 0 | 0 | 0 | 0 | 0 | 0
PV | 0 | 0 | 0 | 0 | 0 | 0
PeakG | 0 | 0 | 0 | 0 | 0 | 0
PeakO | 0 | 0 | 0 | 0 | 0 | 0
ST | 0 | 0 | 0 | 0 | 0 | 0
STOG | 0 | 0 | 0 | 0 | 0 | 0
STWD | 0 | 0 | 0 | 0 | 0 | 0
WT | 0 | 0 | 0 | 0 | 0 | 0
IGCC | 0 | 0 | 0 | 0 | 0 | 0
DemandResponse | 0 | 0 | 0 | 0 | 0 | 0
IGCC-CCS | 0 | 0 | 0 | 0 | 0 | 0
WT_off | 0 | 0 | 0 | 0 | 0 | 0
PseudoUnit | 0 | 0 | 0 | 0 | 0 | 0
FixedInterchange | 0 | 0 | 0 | 0 | 0 | 0
Emission Cost by Reporting Type: NYISO_G-I
ReportingType | 2015 | 2020 | 2025 | 2030 | 2035 | 2040
BM | 0 | 0 | 0 | 0 | 0 | 0
CC | 0 | 0 | 0 | 0 | 0 | 0
CSP | 0 | 0 | 0 | 0 | 0 | 0
CT | 0 | 0 | 0 | 0 | 0 | 0
Coal | 0 | 0 | 0 | 0 | 0 | 0
Geo | 0 | 0 | 0 | 0 | 0 | 0
H | 0 | 0 | 0 | 0 | 0 | 0
LFG | 0 | 0 | 0 | 0 | 0 | 0
Nuc | 0 | 0 | 0 | 0 | 0 | 0
PS | 0 | 0 | 0 | 0 | 0 | 0
PV | 0 | 0 | 0 | 0 | 0 | 0
PeakG | 0 | 0 | 0 | 0 | 0 | 0
PeakO | 0 | 0 | 0 | 0 | 0 | 0
ST | 0 | 0 | 0 | 0 | 0 | 0
STOG | 0 | 0 | 0 | 0 | 0 | 0
STWD | 0 | 0 | 0 | 0 | 0 | 0
WT | 0 | 0 | 0 | 0 | 0 | 0
IGCC | 0 | 0 | 0 | 0 | 0 | 0
DemandResponse | 0 | 0 | 0 | 0 | 0 | 0
IGCC-CCS | 0 | 0 | 0 | 0 | 0 | 0
WT_off | 0 | 0 | 0 | 0 | 0 | 0
PseudoUnit | 0 | 0 | 0 | 0 | 0 | 0
FixedInterchange | 0 | 0 | 0 | 0 | 0 | 0
Emission Cost by Reporting Type: NYISO_J-K
ReportingType | 2015 | 2020 | 2025 | 2030 | 2035 | 2040
BM | 0 | 0 | 0 | 0 | 0 | 0
CC | 0 | 0 | 0 | 0 | 0 | 0
CSP | 0 | 0 | 0 | 0 | 0 | 0
CT | 0 | 0 | 0 | 0 | 0 | 0
Coal | 0 | 0 | 0 | 0 | 0 | 0
Geo | 0 | 0 | 0 | 0 | 0 | 0
H | 0 | 0 | 0 | 0 | 0 | 0
LFG | 0 | 0 | 0 | 0 | 0 | 0
Nuc | 0 | 0 | 0 | 0 | 0 | 0
PS | 0 | 0 | 0 | 0 | 0 | 0
PV | 0 | 0 | 0 | 0 | 0 | 0
PeakG | 0 | 0 | 0 | 0 | 0 | 0
PeakO | 0 | 0 | 0 | 0 | 0 | 0
ST | 0 | 0 | 0 | 0 | 0 | 0
STOG | 0 | 0 | 0 | 0 | 0 | 0
STWD | 0 | 0 | 0 | 0 | 0 | 0
WT | 0 | 0 | 0 | 0 | 0 | 0
IGCC | 0 | 0 | 0 | 0 | 0 | 0
DemandResponse | 0 | 0 | 0 | 0 | 0 | 0
IGCC-CCS | 0 | 0 | 0 | 0 | 0 | 0
WT_off | 0 | 0 | 0 | 0 | 0 | 0
PseudoUnit | 0 | 0 | 0 | 0 | 0 | 0
FixedInterchange | 0 | 0 | 0 | 0 | 0 | 0
Emission Cost by Reporting Type: PJM_E
ReportingType | 2015 | 2020 | 2025 | 2030 | 2035 | 2040
BM | 0 | 0 | 0 | 0 | 0 | 0
CC | 0 | 0 | 0 | 0 | 0 | 0
CSP | 0 | 0 | 0 | 0 | 0 | 0
CT | 0 | 0 | 0 | 0 | 0 | 0
Coal | 0 | 0 | 0 | 0 | 0 | 0
Geo | 0 | 0 | 0 | 0 | 0 | 0
H | 0 | 0 | 0 | 0 | 0 | 0
LFG | 0 | 0 | 0 | 0 | 0 | 0
Nuc | 0 | 0 | 0 | 0 | 0 | 0
PS | 0 | 0 | 0 | 0 | 0 | 0
PV | 0 | 0 | 0 | 0 | 0 | 0
PeakG | 0 | 0 | 0 | 0 | 0 | 0
PeakO | 0 | 0 | 0 | 0 | 0 | 0
ST | 0 | 0 | 0 | 0 | 0 | 0
STOG | 0 | 0 | 0 | 0 | 0 | 0
STWD | 0 | 0 | 0 | 0 | 0 | 0
WT | 0 | 0 | 0 | 0 | 0 | 0
IGCC | 0 | 0 | 0 | 0 | 0 | 0
DemandResponse | 0 | 0 | 0 | 0 | 0 | 0
IGCC-CCS | 0 | 0 | 0 | 0 | 0 | 0
WT_off | 0 | 0 | 0 | 0 | 0 | 0
PseudoUnit | 0 | 0 | 0 | 0 | 0 | 0
FixedInterchange | 0 | 0 | 0 | 0 | 0 | 0
Emission Cost by Reporting Type: PJM_ROM
ReportingType | 2015 | 2020 | 2025 | 2030 | 2035 | 2040
BM | 0 | 0 | 0 | 0 | 0 | 0
CC | 0 | 0 | 0 | 0 | 0 | 0
CSP | 0 | 0 | 0 | 0 | 0 | 0
CT | 0 | 0 | 0 | 0 | 0 | 0
Coal | 0 | 0 | 0 | 0 | 0 | 0
Geo | 0 | 0 | 0 | 0 | 0 | 0
H | 0 | 0 | 0 | 0 | 0 | 0
LFG | 0 | 0 | 0 | 0 | 0 | 0
Nuc | 0 | 0 | 0 | 0 | 0 | 0
PS | 0 | 0 | 0 | 0 | 0 | 0
PV | 0 | 0 | 0 | 0 | 0 | 0
PeakG | 0 | 0 | 0 | 0 | 0 | 0
PeakO | 0 | 0 | 0 | 0 | 0 | 0
ST | 0 | 0 | 0 | 0 | 0 | 0
STOG | 0 | 0 | 0 | 0 | 0 | 0
STWD | 0 | 0 | 0 | 0 | 0 | 0
WT | 0 | 0 | 0 | 0 | 0 | 0
IGCC | 0 | 0 | 0 | 0 | 0 | 0
DemandResponse | 0 | 0 | 0 | 0 | 0 | 0
IGCC-CCS | 0 | 0 | 0 | 0 | 0 | 0
WT_off | 0 | 0 | 0 | 0 | 0 | 0
PseudoUnit | 0 | 0 | 0 | 0 | 0 | 0
FixedInterchange | 0 | 0 | 0 | 0 | 0 | 0
Emission Cost by Reporting Type: PJM_ROR
ReportingType | 2015 | 2020 | 2025 | 2030 | 2035 | 2040
BM | 0 | 0 | 0 | 0 | 0 | 0
CC | 0 | 0 | 0 | 0 | 0 | 0
CSP | 0 | 0 | 0 | 0 | 0 | 0
CT | 0 | 0 | 0 | 0 | 0 | 0
Coal | 0 | 0 | 0 | 0 | 0 | 0
Geo | 0 | 0 | 0 | 0 | 0 | 0
H | 0 | 0 | 0 | 0 | 0 | 0
LFG | 0 | 0 | 0 | 0 | 0 | 0
Nuc | 0 | 0 | 0 | 0 | 0 | 0
PS | 0 | 0 | 0 | 0 | 0 | 0
PV | 0 | 0 | 0 | 0 | 0 | 0
PeakG | 0 | 0 | 0 | 0 | 0 | 0
PeakO | 0 | 0 | 0 | 0 | 0 | 0
ST | 0 | 0 | 0 | 0 | 0 | 0
STOG | 0 | 0 | 0 | 0 | 0 | 0
STWD | 0 | 0 | 0 | 0 | 0 | 0
WT | 0 | 0 | 0 | 0 | 0 | 0
IGCC | 0 | 0 | 0 | 0 | 0 | 0
DemandResponse | 0 | 0 | 0 | 0 | 0 | 0
IGCC-CCS | 0 | 0 | 0 | 0 | 0 | 0
WT_off | 0 | 0 | 0 | 0 | 0 | 0
PseudoUnit | 0 | 0 | 0 | 0 | 0 | 0
FixedInterchange | 0 | 0 | 0 | 0 | 0 | 0
Emission Cost by Reporting Type: SOCO
ReportingType | 2015 | 2020 | 2025 | 2030 | 2035 | 2040
BM | 0 | 0 | 0 | 0 | 0 | 0
CC | 0 | 0 | 0 | 0 | 0 | 0
CSP | 0 | 0 | 0 | 0 | 0 | 0
CT | 0 | 0 | 0 | 0 | 0 | 0
Coal | 0 | 0 | 0 | 0 | 0 | 0
Geo | 0 | 0 | 0 | 0 | 0 | 0
H | 0 | 0 | 0 | 0 | 0 | 0
LFG | 0 | 0 | 0 | 0 | 0 | 0
Nuc | 0 | 0 | 0 | 0 | 0 | 0
PS | 0 | 0 | 0 | 0 | 0 | 0
PV | 0 | 0 | 0 | 0 | 0 | 0
PeakG | 0 | 0 | 0 | 0 | 0 | 0
PeakO | 0 | 0 | 0 | 0 | 0 | 0
ST | 0 | 0 | 0 | 0 | 0 | 0
STOG | 0 | 0 | 0 | 0 | 0 | 0
STWD | 0 | 0 | 0 | 0 | 0 | 0
WT | 0 | 0 | 0 | 0 | 0 | 0
IGCC | 0 | 0 | 0 | 0 | 0 | 0
DemandResponse | 0 | 0 | 0 | 0 | 0 | 0
IGCC-CCS | 0 | 0 | 0 | 0 | 0 | 0
WT_off | 0 | 0 | 0 | 0 | 0 | 0
PseudoUnit | 0 | 0 | 0 | 0 | 0 | 0
FixedInterchange | 0 | 0 | 0 | 0 | 0 | 0
Emission Cost by Reporting Type: SPP_N
ReportingType | 2015 | 2020 | 2025 | 2030 | 2035 | 2040
BM | 0 | 0 | 0 | 0 | 0 | 0
CC | 0 | 0 | 0 | 0 | 0 | 0
CSP | 0 | 0 | 0 | 0 | 0 | 0
CT | 0 | 0 | 0 | 0 | 0 | 0
Coal | 0 | 0 | 0 | 0 | 0 | 0
Geo | 0 | 0 | 0 | 0 | 0 | 0
H | 0 | 0 | 0 | 0 | 0 | 0
LFG | 0 | 0 | 0 | 0 | 0 | 0
Nuc | 0 | 0 | 0 | 0 | 0 | 0
PS | 0 | 0 | 0 | 0 | 0 | 0
PV | 0 | 0 | 0 | 0 | 0 | 0
PeakG | 0 | 0 | 0 | 0 | 0 | 0
PeakO | 0 | 0 | 0 | 0 | 0 | 0
ST | 0 | 0 | 0 | 0 | 0 | 0
STOG | 0 | 0 | 0 | 0 | 0 | 0
STWD | 0 | 0 | 0 | 0 | 0 | 0
WT | 0 | 0 | 0 | 0 | 0 | 0
IGCC | 0 | 0 | 0 | 0 | 0 | 0
DemandResponse | 0 | 0 | 0 | 0 | 0 | 0
IGCC-CCS | 0 | 0 | 0 | 0 | 0 | 0
WT_off | 0 | 0 | 0 | 0 | 0 | 0
PseudoUnit | 0 | 0 | 0 | 0 | 0 | 0
FixedInterchange | 0 | 0 | 0 | 0 | 0 | 0
Emission Cost by Reporting Type: SPP_S
ReportingType | 2015 | 2020 | 2025 | 2030 | 2035 | 2040
BM | 0 | 0 | 0 | 0 | 0 | 0
CC | 0 | 0 | 0 | 0 | 0 | 0
CSP | 0 | 0 | 0 | 0 | 0 | 0
CT | 0 | 0 | 0 | 0 | 0 | 0
Coal | 0 | 0 | 0 | 0 | 0 | 0
Geo | 0 | 0 | 0 | 0 | 0 | 0
H | 0 | 0 | 0 | 0 | 0 | 0
LFG | 0 | 0 | 0 | 0 | 0 | 0
Nuc | 0 | 0 | 0 | 0 | 0 | 0
PS | 0 | 0 | 0 | 0 | 0 | 0
PV | 0 | 0 | 0 | 0 | 0 | 0
PeakG | 0 | 0 | 0 | 0 | 0 | 0
PeakO | 0 | 0 | 0 | 0 | 0 | 0
ST | 0 | 0 | 0 | 0 | 0 | 0
STOG | 0 | 0 | 0 | 0 | 0 | 0
STWD | 0 | 0 | 0 | 0 | 0 | 0
WT | 0 | 0 | 0 | 0 | 0 | 0
IGCC | 0 | 0 | 0 | 0 | 0 | 0
DemandResponse | 0 | 0 | 0 | 0 | 0 | 0
IGCC-CCS | 0 | 0 | 0 | 0 | 0 | 0
WT_off | 0 | 0 | 0 | 0 | 0 | 0
PseudoUnit | 0 | 0 | 0 | 0 | 0 | 0
FixedInterchange | 0 | 0 | 0 | 0 | 0 | 0
Emission Cost by Reporting Type: TVA
ReportingType | 2015 | 2020 | 2025 | 2030 | 2035 | 2040
BM | 0 | 0 | 0 | 0 | 0 | 0
CC | 0 | 0 | 0 | 0 | 0 | 0
CSP | 0 | 0 | 0 | 0 | 0 | 0
CT | 0 | 0 | 0 | 0 | 0 | 0
Coal | 0 | 0 | 0 | 0 | 0 | 0
Geo | 0 | 0 | 0 | 0 | 0 | 0
H | 0 | 0 | 0 | 0 | 0 | 0
LFG | 0 | 0 | 0 | 0 | 0 | 0
Nuc | 0 | 0 | 0 | 0 | 0 | 0
PS | 0 | 0 | 0 | 0 | 0 | 0
PV | 0 | 0 | 0 | 0 | 0 | 0
PeakG | 0 | 0 | 0 | 0 | 0 | 0
PeakO | 0 | 0 | 0 | 0 | 0 | 0
ST | 0 | 0 | 0 | 0 | 0 | 0
STOG | 0 | 0 | 0 | 0 | 0 | 0
STWD | 0 | 0 | 0 | 0 | 0 | 0
WT | 0 | 0 | 0 | 0 | 0 | 0
IGCC | 0 | 0 | 0 | 0 | 0 | 0
DemandResponse | 0 | 0 | 0 | 0 | 0 | 0
IGCC-CCS | 0 | 0 | 0 | 0 | 0 | 0
WT_off | 0 | 0 | 0 | 0 | 0 | 0
PseudoUnit | 0 | 0 | 0 | 0 | 0 | 0
FixedInterchange | 0 | 0 | 0 | 0 | 0 | 0
Emission Cost by Reporting Type: TVA_Transmission
ReportingType | 2015 | 2020 | 2025 | 2030 | 2035 | 2040
BM | 0 | 0 | 0 | 0 | 0 | 0
CC | 0 | 0 | 0 | 0 | 0 | 0
CSP | 0 | 0 | 0 | 0 | 0 | 0
CT | 0 | 0 | 0 | 0 | 0 | 0
Coal | 0 | 0 | 0 | 0 | 0 | 0
Geo | 0 | 0 | 0 | 0 | 0 | 0
H | 0 | 0 | 0 | 0 | 0 | 0
LFG | 0 | 0 | 0 | 0 | 0 | 0
Nuc | 0 | 0 | 0 | 0 | 0 | 0
PS | 0 | 0 | 0 | 0 | 0 | 0
PV | 0 | 0 | 0 | 0 | 0 | 0
PeakG | 0 | 0 | 0 | 0 | 0 | 0
PeakO | 0 | 0 | 0 | 0 | 0 | 0
ST | 0 | 0 | 0 | 0 | 0 | 0
STOG | 0 | 0 | 0 | 0 | 0 | 0
STWD | 0 | 0 | 0 | 0 | 0 | 0
WT | 0 | 0 | 0 | 0 | 0 | 0
IGCC | 0 | 0 | 0 | 0 | 0 | 0
DemandResponse | 0 | 0 | 0 | 0 | 0 | 0
IGCC-CCS | 0 | 0 | 0 | 0 | 0 | 0
WT_off | 0 | 0 | 0 | 0 | 0 | 0
PseudoUnit | 0 | 0 | 0 | 0 | 0 | 0
FixedInterchange | 0 | 0 | 0 | 0 | 0 | 0
Emission Cost by Reporting Type: VACAR
ReportingType | 2015 | 2020 | 2025 | 2030 | 2035 | 2040
BM | 0 | 0 | 0 | 0 | 0 | 0
CC | 0 | 0 | 0 | 0 | 0 | 0
CSP | 0 | 0 | 0 | 0 | 0 | 0
CT | 0 | 0 | 0 | 0 | 0 | 0
Coal | 0 | 0 | 0 | 0 | 0 | 0
Geo | 0 | 0 | 0 | 0 | 0 | 0
H | 0 | 0 | 0 | 0 | 0 | 0
LFG | 0 | 0 | 0 | 0 | 0 | 0
Nuc | 0 | 0 | 0 | 0 | 0 | 0
PS | 0 | 0 | 0 | 0 | 0 | 0
PV | 0 | 0 | 0 | 0 | 0 | 0
PeakG | 0 | 0 | 0 | 0 | 0 | 0
PeakO | 0 | 0 | 0 | 0 | 0 | 0
ST | 0 | 0 | 0 | 0 | 0 | 0
STOG | 0 | 0 | 0 | 0 | 0 | 0
STWD | 0 | 0 | 0 | 0 | 0 | 0
WT | 0 | 0 | 0 | 0 | 0 | 0
IGCC | 0 | 0 | 0 | 0 | 0 | 0
DemandResponse | 0 | 0 | 0 | 0 | 0 | 0
IGCC-CCS | 0 | 0 | 0 | 0 | 0 | 0
WT_off | 0 | 0 | 0 | 0 | 0 | 0
PseudoUnit | 0 | 0 | 0 | 0 | 0 | 0
FixedInterchange | 0 | 0 | 0 | 0 | 0 | 0
Emission Cost by Reporting Type: IESO
ReportingType | 2015 | 2020 | 2025 | 2030 | 2035 | 2040
BM | 0 | 0 | 0 | 0 | 0 | 0
CC | 0 | 0 | 0 | 0 | 0 | 0
CSP | 0 | 0 | 0 | 0 | 0 | 0
CT | 0 | 0 | 0 | 0 | 0 | 0
Coal | 0 | 0 | 0 | 0 | 0 | 0
Geo | 0 | 0 | 0 | 0 | 0 | 0
H | 0 | 0 | 0 | 0 | 0 | 0
LFG | 0 | 0 | 0 | 0 | 0 | 0
Nuc | 0 | 0 | 0 | 0 | 0 | 0
PS | 0 | 0 | 0 | 0 | 0 | 0
PV | 0 | 0 | 0 | 0 | 0 | 0
PeakG | 0 | 0 | 0 | 0 | 0 | 0
PeakO | 0 | 0 | 0 | 0 | 0 | 0
ST | 0 | 0 | 0 | 0 | 0 | 0
STOG | 0 | 0 | 0 | 0 | 0 | 0
STWD | 0 | 0 | 0 | 0 | 0 | 0
WT | 0 | 0 | 0 | 0 | 0 | 0
IGCC | 0 | 0 | 0 | 0 | 0 | 0
DemandResponse | 0 | 0 | 0 | 0 | 0 | 0
IGCC-CCS | 0 | 0 | 0 | 0 | 0 | 0
WT_off | 0 | 0 | 0 | 0 | 0 | 0
PseudoUnit | 0 | 0 | 0 | 0 | 0 | 0
FixedInterchange | 0 | 0 | 0 | 0 | 0 | 0
Emission Cost by Reporting Type: MAPP_CA
ReportingType | 2015 | 2020 | 2025 | 2030 | 2035 | 2040
BM | 0 | 0 | 0 | 0 | 0 | 0
CC | 0 | 0 | 0 | 0 | 0 | 0
CSP | 0 | 0 | 0 | 0 | 0 | 0
CT | 0 | 0 | 0 | 0 | 0 | 0
Coal | 0 | 0 | 0 | 0 | 0 | 0
Geo | 0 | 0 | 0 | 0 | 0 | 0
H | 0 | 0 | 0 | 0 | 0 | 0
LFG | 0 | 0 | 0 | 0 | 0 | 0
Nuc | 0 | 0 | 0 | 0 | 0 | 0
PS | 0 | 0 | 0 | 0 | 0 | 0
PV | 0 | 0 | 0 | 0 | 0 | 0
PeakG | 0 | 0 | 0 | 0 | 0 | 0
PeakO | 0 | 0 | 0 | 0 | 0 | 0
ST | 0 | 0 | 0 | 0 | 0 | 0
STOG | 0 | 0 | 0 | 0 | 0 | 0
STWD | 0 | 0 | 0 | 0 | 0 | 0
WT | 0 | 0 | 0 | 0 | 0 | 0
IGCC | 0 | 0 | 0 | 0 | 0 | 0
DemandResponse | 0 | 0 | 0 | 0 | 0 | 0
IGCC-CCS | 0 | 0 | 0 | 0 | 0 | 0
WT_off | 0 | 0 | 0 | 0 | 0 | 0
PseudoUnit | 0 | 0 | 0 | 0 | 0 | 0
FixedInterchange | 0 | 0 | 0 | 0 | 0 | 0
Emission Cost by Reporting Type: AZ_NM_SNV_Coal
ReportingType | 2015 | 2020 | 2025 | 2030 | 2035 | 2040
BM | 0 | 0 | 0 | 0 | 0 | 0
CC | 0 | 0 | 0 | 0 | 0 | 0
CSP | 0 | 0 | 0 | 0 | 0 | 0
CT | 0 | 0 | 0 | 0 | 0 | 0
Coal | 0 | 0 | 0 | 0 | 0 | 0
Geo | 0 | 0 | 0 | 0 | 0 | 0
H | 0 | 0 | 0 | 0 | 0 | 0
LFG | 0 | 0 | 0 | 0 | 0 | 0
Nuc | 0 | 0 | 0 | 0 | 0 | 0
PS | 0 | 0 | 0 | 0 | 0 | 0
PV | 0 | 0 | 0 | 0 | 0 | 0
PeakG | 0 | 0 | 0 | 0 | 0 | 0
PeakO | 0 | 0 | 0 | 0 | 0 | 0
ST | 0 | 0 | 0 | 0 | 0 | 0
STOG | 0 | 0 | 0 | 0 | 0 | 0
STWD | 0 | 0 | 0 | 0 | 0 | 0
WT | 0 | 0 | 0 | 0 | 0 | 0
IGCC | 0 | 0 | 0 | 0 | 0 | 0
DemandResponse | 0 | 0 | 0 | 0 | 0 | 0
IGCC-CCS | 0 | 0 | 0 | 0 | 0 | 0
WT_off | 0 | 0 | 0 | 0 | 0 | 0
PseudoUnit | 0 | 0 | 0 | 0 | 0 | 0
FixedInterchange | 0 | 0 | 0 | 0 | 0 | 0
Emission Cost by Reporting Type: AZ_NM_SNV_Gas
ReportingType | 2015 | 2020 | 2025 | 2030 | 2035 | 2040
BM | 0 | 0 | 0 | 0 | 0 | 0
CC | 0 | 0 | 0 | 0 | 0 | 0
CSP | 0 | 0 | 0 | 0 | 0 | 0
CT | 0 | 0 | 0 | 0 | 0 | 0
Coal | 0 | 0 | 0 | 0 | 0 | 0
Geo | 0 | 0 | 0 | 0 | 0 | 0
H | 0 | 0 | 0 | 0 | 0 | 0
LFG | 0 | 0 | 0 | 0 | 0 | 0
Nuc | 0 | 0 | 0 | 0 | 0 | 0
PS | 0 | 0 | 0 | 0 | 0 | 0
PV | 0 | 0 | 0 | 0 | 0 | 0
PeakG | 0 | 0 | 0 | 0 | 0 | 0
PeakO | 0 | 0 | 0 | 0 | 0 | 0
ST | 0 | 0 | 0 | 0 | 0 | 0
STOG | 0 | 0 | 0 | 0 | 0 | 0
STWD | 0 | 0 | 0 | 0 | 0 | 0
WT | 0 | 0 | 0 | 0 | 0 | 0
IGCC | 0 | 0 | 0 | 0 | 0 | 0
DemandResponse | 0 | 0 | 0 | 0 | 0 | 0
IGCC-CCS | 0 | 0 | 0 | 0 | 0 | 0
WT_off | 0 | 0 | 0 | 0 | 0 | 0
PseudoUnit | 0 | 0 | 0 | 0 | 0 | 0
FixedInterchange | 0 | 0 | 0 | 0 | 0 | 0
Emission Cost by Reporting Type: AZ_NM_SNV_NucRenew
ReportingType | 2015 | 2020 | 2025 | 2030 | 2035 | 2040
BM | 0 | 0 | 0 | 0 | 0 | 0
CC | 0 | 0 | 0 | 0 | 0 | 0
CSP | 0 | 0 | 0 | 0 | 0 | 0
CT | 0 | 0 | 0 | 0 | 0 | 0
Coal | 0 | 0 | 0 | 0 | 0 | 0
Geo | 0 | 0 | 0 | 0 | 0 | 0
H | 0 | 0 | 0 | 0 | 0 | 0
LFG | 0 | 0 | 0 | 0 | 0 | 0
Nuc | 0 | 0 | 0 | 0 | 0 | 0
PS | 0 | 0 | 0 | 0 | 0 | 0
PV | 0 | 0 | 0 | 0 | 0 | 0
PeakG | 0 | 0 | 0 | 0 | 0 | 0
PeakO | 0 | 0 | 0 | 0 | 0 | 0
ST | 0 | 0 | 0 | 0 | 0 | 0
STOG | 0 | 0 | 0 | 0 | 0 | 0
STWD | 0 | 0 | 0 | 0 | 0 | 0
WT | 0 | 0 | 0 | 0 | 0 | 0
IGCC | 0 | 0 | 0 | 0 | 0 | 0
DemandResponse | 0 | 0 | 0 | 0 | 0 | 0
IGCC-CCS | 0 | 0 | 0 | 0 | 0 | 0
WT_off | 0 | 0 | 0 | 0 | 0 | 0
PseudoUnit | 0 | 0 | 0 | 0 | 0 | 0
FixedInterchange | 0 | 0 | 0 | 0 | 0 | 0
Emission Cost by Reporting Type: ERCOT
ReportingType | 2015 | 2020 | 2025 | 2030 | 2035 | 2040
BM | 0 | 0 | 0 | 0 | 0 | 0
CC | 0 | 0 | 0 | 0 | 0 | 0
CSP | 0 | 0 | 0 | 0 | 0 | 0
CT | 0 | 0 | 0 | 0 | 0 | 0
Coal | 0 | 0 | 0 | 0 | 0 | 0
Geo | 0 | 0 | 0 | 0 | 0 | 0
H | 0 | 0 | 0 | 0 | 0 | 0
LFG | 0 | 0 | 0 | 0 | 0 | 0
Nuc | 0 | 0 | 0 | 0 | 0 | 0
PS | 0 | 0 | 0 | 0 | 0 | 0
PV | 0 | 0 | 0 | 0 | 0 | 0
PeakG | 0 | 0 | 0 | 0 | 0 | 0
PeakO | 0 | 0 | 0 | 0 | 0 | 0
ST | 0 | 0 | 0 | 0 | 0 | 0
STOG | 0 | 0 | 0 | 0 | 0 | 0
STWD | 0 | 0 | 0 | 0 | 0 | 0
WT | 0 | 0 | 0 | 0 | 0 | 0
IGCC | 0 | 0 | 0 | 0 | 0 | 0
DemandResponse | 0 | 0 | 0 | 0 | 0 | 0
IGCC-CCS | 0 | 0 | 0 | 0 | 0 | 0
WT_off | 0 | 0 | 0 | 0 | 0 | 0
PseudoUnit | 0 | 0 | 0 | 0 | 0 | 0
FixedInterchange | 0 | 0 | 0 | 0 | 0 | 0
Emission Cost by Reporting Type: NP15
ReportingType | 2015 | 2020 | 2025 | 2030 | 2035 | 2040
BM | 0 | 0 | 0 | 0 | 0 | 0
CC | 0 | 0 | 0 | 0 | 0 | 0
CSP | 0 | 0 | 0 | 0 | 0 | 0
CT | 0 | 0 | 0 | 0 | 0 | 0
Coal | 0 | 0 | 0 | 0 | 0 | 0
Geo | 0 | 0 | 0 | 0 | 0 | 0
H | 0 | 0 | 0 | 0 | 0 | 0
LFG | 0 | 0 | 0 | 0 | 0 | 0
Nuc | 0 | 0 | 0 | 0 | 0 | 0
PS | 0 | 0 | 0 | 0 | 0 | 0
PV | 0 | 0 | 0 | 0 | 0 | 0
PeakG | 0 | 0 | 0 | 0 | 0 | 0
PeakO | 0 | 0 | 0 | 0 | 0 | 0
ST | 0 | 0 | 0 | 0 | 0 | 0
STOG | 0 | 0 | 0 | 0 | 0 | 0
STWD | 0 | 0 | 0 | 0 | 0 | 0
WT | 0 | 0 | 0 | 0 | 0 | 0
IGCC | 0 | 0 | 0 | 0 | 0 | 0
DemandResponse | 0 | 0 | 0 | 0 | 0 | 0
IGCC-CCS | 0 | 0 | 0 | 0 | 0 | 0
WT_off | 0 | 0 | 0 | 0 | 0 | 0
PseudoUnit | 0 | 0 | 0 | 0 | 0 | 0
FixedInterchange | 0 | 0 | 0 | 0 | 0 | 0
Emission Cost by Reporting Type: NWPP_Coal
ReportingType | 2015 | 2020 | 2025 | 2030 | 2035 | 2040
BM | 0 | 0 | 0 | 0 | 0 | 0
CC | 0 | 0 | 0 | 0 | 0 | 0
CSP | 0 | 0 | 0 | 0 | 0 | 0
CT | 0 | 0 | 0 | 0 | 0 | 0
Coal | 0 | 0 | 0 | 0 | 0 | 0
Geo | 0 | 0 | 0 | 0 | 0 | 0
H | 0 | 0 | 0 | 0 | 0 | 0
LFG | 0 | 0 | 0 | 0 | 0 | 0
Nuc | 0 | 0 | 0 | 0 | 0 | 0
PS | 0 | 0 | 0 | 0 | 0 | 0
PV | 0 | 0 | 0 | 0 | 0 | 0
PeakG | 0 | 0 | 0 | 0 | 0 | 0
PeakO | 0 | 0 | 0 | 0 | 0 | 0
ST | 0 | 0 | 0 | 0 | 0 | 0
STOG | 0 | 0 | 0 | 0 | 0 | 0
STWD | 0 | 0 | 0 | 0 | 0 | 0
WT | 0 | 0 | 0 | 0 | 0 | 0
IGCC | 0 | 0 | 0 | 0 | 0 | 0
DemandResponse | 0 | 0 | 0 | 0 | 0 | 0
IGCC-CCS | 0 | 0 | 0 | 0 | 0 | 0
WT_off | 0 | 0 | 0 | 0 | 0 | 0
PseudoUnit | 0 | 0 | 0 | 0 | 0 | 0
FixedInterchange | 0 | 0 | 0 | 0 | 0 | 0
Emission Cost by Reporting Type: NWPP_Gas
ReportingType | 2015 | 2020 | 2025 | 2030 | 2035 | 2040
BM | 0 | 0 | 0 | 0 | 0 | 0
CC | 0 | 0 | 0 | 0 | 0 | 0
CSP | 0 | 0 | 0 | 0 | 0 | 0
CT | 0 | 0 | 0 | 0 | 0 | 0
Coal | 0 | 0 | 0 | 0 | 0 | 0
Geo | 0 | 0 | 0 | 0 | 0 | 0
H | 0 | 0 | 0 | 0 | 0 | 0
LFG | 0 | 0 | 0 | 0 | 0 | 0
Nuc | 0 | 0 | 0 | 0 | 0 | 0
PS | 0 | 0 | 0 | 0 | 0 | 0
PV | 0 | 0 | 0 | 0 | 0 | 0
PeakG | 0 | 0 | 0 | 0 | 0 | 0
PeakO | 0 | 0 | 0 | 0 | 0 | 0
ST | 0 | 0 | 0 | 0 | 0 | 0
STOG | 0 | 0 | 0 | 0 | 0 | 0
STWD | 0 | 0 | 0 | 0 | 0 | 0
WT | 0 | 0 | 0 | 0 | 0 | 0
IGCC | 0 | 0 | 0 | 0 | 0 | 0
DemandResponse | 0 | 0 | 0 | 0 | 0 | 0
IGCC-CCS | 0 | 0 | 0 | 0 | 0 | 0
WT_off | 0 | 0 | 0 | 0 | 0 | 0
PseudoUnit | 0 | 0 | 0 | 0 | 0 | 0
FixedInterchange | 0 | 0 | 0 | 0 | 0 | 0
Emission Cost by Reporting Type: NWPP_NucRenew
ReportingType | 2015 | 2020 | 2025 | 2030 | 2035 | 2040
BM | 0 | 0 | 0 | 0 | 0 | 0
CC | 0 | 0 | 0 | 0 | 0 | 0
CSP | 0 | 0 | 0 | 0 | 0 | 0
CT | 0 | 0 | 0 | 0 | 0 | 0
Coal | 0 | 0 | 0 | 0 | 0 | 0
Geo | 0 | 0 | 0 | 0 | 0 | 0
H | 0 | 0 | 0 | 0 | 0 | 0
LFG | 0 | 0 | 0 | 0 | 0 | 0
Nuc | 0 | 0 | 0 | 0 | 0 | 0
PS | 0 | 0 | 0 | 0 | 0 | 0
PV | 0 | 0 | 0 | 0 | 0 | 0
PeakG | 0 | 0 | 0 | 0 | 0 | 0
PeakO | 0 | 0 | 0 | 0 | 0 | 0
ST | 0 | 0 | 0 | 0 | 0 | 0
STOG | 0 | 0 | 0 | 0 | 0 | 0
STWD | 0 | 0 | 0 | 0 | 0 | 0
WT | 0 | 0 | 0 | 0 | 0 | 0
IGCC | 0 | 0 | 0 | 0 | 0 | 0
DemandResponse | 0 | 0 | 0 | 0 | 0 | 0
IGCC-CCS | 0 | 0 | 0 | 0 | 0 | 0
WT_off | 0 | 0 | 0 | 0 | 0 | 0
PseudoUnit | 0 | 0 | 0 | 0 | 0 | 0
FixedInterchange | 0 | 0 | 0 | 0 | 0 | 0
Emission Cost by Reporting Type: RMPA
ReportingType | 2015 | 2020 | 2025 | 2030 | 2035 | 2040
BM | 0 | 0 | 0 | 0 | 0 | 0
CC | 0 | 0 | 0 | 0 | 0 | 0
CSP | 0 | 0 | 0 | 0 | 0 | 0
CT | 0 | 0 | 0 | 0 | 0 | 0
Coal | 0 | 0 | 0 | 0 | 0 | 0
Geo | 0 | 0 | 0 | 0 | 0 | 0
H | 0 | 0 | 0 | 0 | 0 | 0
LFG | 0 | 0 | 0 | 0 | 0 | 0
Nuc | 0 | 0 | 0 | 0 | 0 | 0
PS | 0 | 0 | 0 | 0 | 0 | 0
PV | 0 | 0 | 0 | 0 | 0 | 0
PeakG | 0 | 0 | 0 | 0 | 0 | 0
PeakO | 0 | 0 | 0 | 0 | 0 | 0
ST | 0 | 0 | 0 | 0 | 0 | 0
STOG | 0 | 0 | 0 | 0 | 0 | 0
STWD | 0 | 0 | 0 | 0 | 0 | 0
WT | 0 | 0 | 0 | 0 | 0 | 0
IGCC | 0 | 0 | 0 | 0 | 0 | 0
DemandResponse | 0 | 0 | 0 | 0 | 0 | 0
IGCC-CCS | 0 | 0 | 0 | 0 | 0 | 0
WT_off | 0 | 0 | 0 | 0 | 0 | 0
PseudoUnit | 0 | 0 | 0 | 0 | 0 | 0
FixedInterchange | 0 | 0 | 0 | 0 | 0 | 0
Emission Cost by Reporting Type: SP15
ReportingType | 2015 | 2020 | 2025 | 2030 | 2035 | 2040
BM | 0 | 0 | 0 | 0 | 0 | 0
CC | 0 | 0 | 0 | 0 | 0 | 0
CSP | 0 | 0 | 0 | 0 | 0 | 0
CT | 0 | 0 | 0 | 0 | 0 | 0
Coal | 0 | 0 | 0 | 0 | 0 | 0
Geo | 0 | 0 | 0 | 0 | 0 | 0
H | 0 | 0 | 0 | 0 | 0 | 0
LFG | 0 | 0 | 0 | 0 | 0 | 0
Nuc | 0 | 0 | 0 | 0 | 0 | 0
PS | 0 | 0 | 0 | 0 | 0 | 0
PV | 0 | 0 | 0 | 0 | 0 | 0
PeakG | 0 | 0 | 0 | 0 | 0 | 0
PeakO | 0 | 0 | 0 | 0 | 0 | 0
ST | 0 | 0 | 0 | 0 | 0 | 0
STOG | 0 | 0 | 0 | 0 | 0 | 0
STWD | 0 | 0 | 0 | 0 | 0 | 0
WT | 0 | 0 | 0 | 0 | 0 | 0
IGCC | 0 | 0 | 0 | 0 | 0 | 0
DemandResponse | 0 | 0 | 0 | 0 | 0 | 0
IGCC-CCS | 0 | 0 | 0 | 0 | 0 | 0
WT_off | 0 | 0 | 0 | 0 | 0 | 0
PseudoUnit | 0 | 0 | 0 | 0 | 0 | 0
FixedInterchange | 0 | 0 | 0 | 0 | 0 | 0
Emission Cost by Reporting Type: ALB
ReportingType | 2015 | 2020 | 2025 | 2030 | 2035 | 2040
BM | 0 | 0 | 0 | 0 | 0 | 0
CC | 0 | 0 | 0 | 0 | 0 | 0
CSP | 0 | 0 | 0 | 0 | 0 | 0
CT | 0 | 0 | 0 | 0 | 0 | 0
Coal | 0 | 0 | 0 | 0 | 0 | 0
Geo | 0 | 0 | 0 | 0 | 0 | 0
H | 0 | 0 | 0 | 0 | 0 | 0
LFG | 0 | 0 | 0 | 0 | 0 | 0
Nuc | 0 | 0 | 0 | 0 | 0 | 0
PS | 0 | 0 | 0 | 0 | 0 | 0
PV | 0 | 0 | 0 | 0 | 0 | 0
PeakG | 0 | 0 | 0 | 0 | 0 | 0
PeakO | 0 | 0 | 0 | 0 | 0 | 0
ST | 0 | 0 | 0 | 0 | 0 | 0
STOG | 0 | 0 | 0 | 0 | 0 | 0
STWD | 0 | 0 | 0 | 0 | 0 | 0
WT | 0 | 0 | 0 | 0 | 0 | 0
IGCC | 0 | 0 | 0 | 0 | 0 | 0
DemandResponse | 0 | 0 | 0 | 0 | 0 | 0
IGCC-CCS | 0 | 0 | 0 | 0 | 0 | 0
WT_off | 0 | 0 | 0 | 0 | 0 | 0
PseudoUnit | 0 | 0 | 0 | 0 | 0 | 0
FixedInterchange | 0 | 0 | 0 | 0 | 0 | 0
Emission Cost by Reporting Type: BC
ReportingType | 2015 | 2020 | 2025 | 2030 | 2035 | 2040
BM | 0 | 0 | 0 | 0 | 0 | 0
CC | 0 | 0 | 0 | 0 | 0 | 0
CSP | 0 | 0 | 0 | 0 | 0 | 0
CT | 0 | 0 | 0 | 0 | 0 | 0
Coal | 0 | 0 | 0 | 0 | 0 | 0
Geo | 0 | 0 | 0 | 0 | 0 | 0
H | 0 | 0 | 0 | 0 | 0 | 0
LFG | 0 | 0 | 0 | 0 | 0 | 0
Nuc | 0 | 0 | 0 | 0 | 0 | 0
PS | 0 | 0 | 0 | 0 | 0 | 0
PV | 0 | 0 | 0 | 0 | 0 | 0
PeakG | 0 | 0 | 0 | 0 | 0 | 0
PeakO | 0 | 0 | 0 | 0 | 0 | 0
ST | 0 | 0 | 0 | 0 | 0 | 0
STOG | 0 | 0 | 0 | 0 | 0 | 0
STWD | 0 | 0 | 0 | 0 | 0 | 0
WT | 0 | 0 | 0 | 0 | 0 | 0
IGCC | 0 | 0 | 0 | 0 | 0 | 0
DemandResponse | 0 | 0 | 0 | 0 | 0 | 0
IGCC-CCS | 0 | 0 | 0 | 0 | 0 | 0
WT_off | 0 | 0 | 0 | 0 | 0 | 0
PseudoUnit | 0 | 0 | 0 | 0 | 0 | 0
FixedInterchange | 0 | 0 | 0 | 0 | 0 | 0
Emission Cost by Reporting Type: HQ_IESO
ReportingType | 2015 | 2020 | 2025 | 2030 | 2035 | 2040
BM | 0 | 0 | 0 | 0 | 0 | 0
CC | 0 | 0 | 0 | 0 | 0 | 0
CSP | 0 | 0 | 0 | 0 | 0 | 0
CT | 0 | 0 | 0 | 0 | 0 | 0
Coal | 0 | 0 | 0 | 0 | 0 | 0
Geo | 0 | 0 | 0 | 0 | 0 | 0
H | 0 | 0 | 0 | 0 | 0 | 0
LFG | 0 | 0 | 0 | 0 | 0 | 0
Nuc | 0 | 0 | 0 | 0 | 0 | 0
PS | 0 | 0 | 0 | 0 | 0 | 0
PV | 0 | 0 | 0 | 0 | 0 | 0
PeakG | 0 | 0 | 0 | 0 | 0 | 0
PeakO | 0 | 0 | 0 | 0 | 0 | 0
ST | 0 | 0 | 0 | 0 | 0 | 0
STOG | 0 | 0 | 0 | 0 | 0 | 0
STWD | 0 | 0 | 0 | 0 | 0 | 0
WT | 0 | 0 | 0 | 0 | 0 | 0
IGCC | 0 | 0 | 0 | 0 | 0 | 0
DemandResponse | 0 | 0 | 0 | 0 | 0 | 0
IGCC-CCS | 0 | 0 | 0 | 0 | 0 | 0
WT_off | 0 | 0 | 0 | 0 | 0 | 0
PseudoUnit | 0 | 0 | 0 | 0 | 0 | 0
FixedInterchange | 0 | 0 | 0 | 0 | 0 | 0
Emission Cost by Reporting Type: HQ_NEISO
ReportingType | 2015 | 2020 | 2025 | 2030 | 2035 | 2040
BM | 0 | 0 | 0 | 0 | 0 | 0
CC | 0 | 0 | 0 | 0 | 0 | 0
CSP | 0 | 0 | 0 | 0 | 0 | 0
CT | 0 | 0 | 0 | 0 | 0 | 0
Coal | 0 | 0 | 0 | 0 | 0 | 0
Geo | 0 | 0 | 0 | 0 | 0 | 0
H | 0 | 0 | 0 | 0 | 0 | 0
LFG | 0 | 0 | 0 | 0 | 0 | 0
Nuc | 0 | 0 | 0 | 0 | 0 | 0
PS | 0 | 0 | 0 | 0 | 0 | 0
PV | 0 | 0 | 0 | 0 | 0 | 0
PeakG | 0 | 0 | 0 | 0 | 0 | 0
PeakO | 0 | 0 | 0 | 0 | 0 | 0
ST | 0 | 0 | 0 | 0 | 0 | 0
STOG | 0 | 0 | 0 | 0 | 0 | 0
STWD | 0 | 0 | 0 | 0 | 0 | 0
WT | 0 | 0 | 0 | 0 | 0 | 0
IGCC | 0 | 0 | 0 | 0 | 0 | 0
DemandResponse | 0 | 0 | 0 | 0 | 0 | 0
IGCC-CCS | 0 | 0 | 0 | 0 | 0 | 0
WT_off | 0 | 0 | 0 | 0 | 0 | 0
PseudoUnit | 0 | 0 | 0 | 0 | 0 | 0
FixedInterchange | 0 | 0 | 0 | 0 | 0 | 0
Emission Cost by Reporting Type: HQ_NY
ReportingType | 2015 | 2020 | 2025 | 2030 | 2035 | 2040
BM | 0 | 0 | 0 | 0 | 0 | 0
CC | 0 | 0 | 0 | 0 | 0 | 0
CSP | 0 | 0 | 0 | 0 | 0 | 0
CT | 0 | 0 | 0 | 0 | 0 | 0
Coal | 0 | 0 | 0 | 0 | 0 | 0
Geo | 0 | 0 | 0 | 0 | 0 | 0
H | 0 | 0 | 0 | 0 | 0 | 0
LFG | 0 | 0 | 0 | 0 | 0 | 0
Nuc | 0 | 0 | 0 | 0 | 0 | 0
PS | 0 | 0 | 0 | 0 | 0 | 0
PV | 0 | 0 | 0 | 0 | 0 | 0
PeakG | 0 | 0 | 0 | 0 | 0 | 0
PeakO | 0 | 0 | 0 | 0 | 0 | 0
ST | 0 | 0 | 0 | 0 | 0 | 0
STOG | 0 | 0 | 0 | 0 | 0 | 0
STWD | 0 | 0 | 0 | 0 | 0 | 0
WT | 0 | 0 | 0 | 0 | 0 | 0
IGCC | 0 | 0 | 0 | 0 | 0 | 0
DemandResponse | 0 | 0 | 0 | 0 | 0 | 0
IGCC-CCS | 0 | 0 | 0 | 0 | 0 | 0
WT_off | 0 | 0 | 0 | 0 | 0 | 0
PseudoUnit | 0 | 0 | 0 | 0 | 0 | 0
FixedInterchange | 0 | 0 | 0 | 0 | 0 | 0
Emission Cost by Reporting Type: MARITIMES
ReportingType | 2015 | 2020 | 2025 | 2030 | 2035 | 2040
BM | 0 | 0 | 0 | 0 | 0 | 0
CC | 0 | 0 | 0 | 0 | 0 | 0
CSP | 0 | 0 | 0 | 0 | 0 | 0
CT | 0 | 0 | 0 | 0 | 0 | 0
Coal | 0 | 0 | 0 | 0 | 0 | 0
Geo | 0 | 0 | 0 | 0 | 0 | 0
H | 0 | 0 | 0 | 0 | 0 | 0
LFG | 0 | 0 | 0 | 0 | 0 | 0
Nuc | 0 | 0 | 0 | 0 | 0 | 0
PS | 0 | 0 | 0 | 0 | 0 | 0
PV | 0 | 0 | 0 | 0 | 0 | 0
PeakG | 0 | 0 | 0 | 0 | 0 | 0
PeakO | 0 | 0 | 0 | 0 | 0 | 0
ST | 0 | 0 | 0 | 0 | 0 | 0
STOG | 0 | 0 | 0 | 0 | 0 | 0
STWD | 0 | 0 | 0 | 0 | 0 | 0
WT | 0 | 0 | 0 | 0 | 0 | 0
IGCC | 0 | 0 | 0 | 0 | 0 | 0
DemandResponse | 0 | 0 | 0 | 0 | 0 | 0
IGCC-CCS | 0 | 0 | 0 | 0 | 0 | 0
WT_off | 0 | 0 | 0 | 0 | 0 | 0
PseudoUnit | 0 | 0 | 0 | 0 | 0 | 0
FixedInterchange | 0 | 0 | 0 | 0 | 0 | 0
Emission Cost by Reporting Type: All
ReportingType | 2015 | 2020 | 2025 | 2030 | 2035 | 2040
BM | 0 | 0 | 0 | 0 | 0 | 0
CC | 0 | 0 | 0 | 0 | 0 | 0
CSP | 0 | 0 | 0 | 0 | 0 | 0
CT | 0 | 0 | 0 | 0 | 0 | 0
Coal | 0 | 0 | 0 | 0 | 0 | 0
Geo | 0 | 0 | 0 | 0 | 0 | 0
H | 0 | 0 | 0 | 0 | 0 | 0
LFG | 0 | 0 | 0 | 0 | 0 | 0
Nuc | 0 | 0 | 0 | 0 | 0 | 0
PS | 0 | 0 | 0 | 0 | 0 | 0
PV | 0 | 0 | 0 | 0 | 0 | 0
PeakG | 0 | 0 | 0 | 0 | 0 | 0
PeakO | 0 | 0 | 0 | 0 | 0 | 0
ST | 0 | 0 | 0 | 0 | 0 | 0
STOG | 0 | 0 | 0 | 0 | 0 | 0
STWD | 0 | 0 | 0 | 0 | 0 | 0
WT | 0 | 0 | 0 | 0 | 0 | 0
IGCC | 0 | 0 | 0 | 0 | 0 | 0
DemandResponse | 0 | 0 | 0 | 0 | 0 | 0
IGCC-CCS | 0 | 0 | 0 | 0 | 0 | 0
WT_off | 0 | 0 | 0 | 0 | 0 | 0
PseudoUnit | 0 | 0 | 0 | 0 | 0 | 0
FixedInterchange | 0 | 0 | 0 | 0 | 0 | 0
Emission Cost by Reporting Type: EI_US
ReportingType | 2015 | 2020 | 2025 | 2030 | 2035 | 2040
BM | 0 | 0 | 0 | 0 | 0 | 0
CC | 0 | 0 | 0 | 0 | 0 | 0
CSP | 0 | 0 | 0 | 0 | 0 | 0
CT | 0 | 0 | 0 | 0 | 0 | 0
Coal | 0 | 0 | 0 | 0 | 0 | 0
Geo | 0 | 0 | 0 | 0 | 0 | 0
H | 0 | 0 | 0 | 0 | 0 | 0
LFG | 0 | 0 | 0 | 0 | 0 | 0
Nuc | 0 | 0 | 0 | 0 | 0 | 0
PS | 0 | 0 | 0 | 0 | 0 | 0
PV | 0 | 0 | 0 | 0 | 0 | 0
PeakG | 0 | 0 | 0 | 0 | 0 | 0
PeakO | 0 | 0 | 0 | 0 | 0 | 0
ST | 0 | 0 | 0 | 0 | 0 | 0
STOG | 0 | 0 | 0 | 0 | 0 | 0
STWD | 0 | 0 | 0 | 0 | 0 | 0
WT | 0 | 0 | 0 | 0 | 0 | 0
IGCC | 0 | 0 | 0 | 0 | 0 | 0
DemandResponse | 0 | 0 | 0 | 0 | 0 | 0
IGCC-CCS | 0 | 0 | 0 | 0 | 0 | 0
WT_off | 0 | 0 | 0 | 0 | 0 | 0
PseudoUnit | 0 | 0 | 0 | 0 | 0 | 0
FixedInterchange | 0 | 0 | 0 | 0 | 0 | 0
Emission Cost by Reporting Type: EI_Canada
ReportingType | 2015 | 2020 | 2025 | 2030 | 2035 | 2040
BM | 0 | 0 | 0 | 0 | 0 | 0
CC | 0 | 0 | 0 | 0 | 0 | 0
CSP | 0 | 0 | 0 | 0 | 0 | 0
CT | 0 | 0 | 0 | 0 | 0 | 0
Coal | 0 | 0 | 0 | 0 | 0 | 0
Geo | 0 | 0 | 0 | 0 | 0 | 0
H | 0 | 0 | 0 | 0 | 0 | 0
LFG | 0 | 0 | 0 | 0 | 0 | 0
Nuc | 0 | 0 | 0 | 0 | 0 | 0
PS | 0 | 0 | 0 | 0 | 0 | 0
PV | 0 | 0 | 0 | 0 | 0 | 0
PeakG | 0 | 0 | 0 | 0 | 0 | 0
PeakO | 0 | 0 | 0 | 0 | 0 | 0
ST | 0 | 0 | 0 | 0 | 0 | 0
STOG | 0 | 0 | 0 | 0 | 0 | 0
STWD | 0 | 0 | 0 | 0 | 0 | 0
WT | 0 | 0 | 0 | 0 | 0 | 0
IGCC | 0 | 0 | 0 | 0 | 0 | 0
DemandResponse | 0 | 0 | 0 | 0 | 0 | 0
IGCC-CCS | 0 | 0 | 0 | 0 | 0 | 0
WT_off | 0 | 0 | 0 | 0 | 0 | 0
PseudoUnit | 0 | 0 | 0 | 0 | 0 | 0
FixedInterchange | 0 | 0 | 0 | 0 | 0 | 0
Emission Cost by Reporting Type: EI
ReportingType | 2015 | 2020 | 2025 | 2030 | 2035 | 2040
BM | 0 | 0 | 0 | 0 | 0 | 0
CC | 0 | 0 | 0 | 0 | 0 | 0
CSP | 0 | 0 | 0 | 0 | 0 | 0
CT | 0 | 0 | 0 | 0 | 0 | 0
Coal | 0 | 0 | 0 | 0 | 0 | 0
Geo | 0 | 0 | 0 | 0 | 0 | 0
H | 0 | 0 | 0 | 0 | 0 | 0
LFG | 0 | 0 | 0 | 0 | 0 | 0
Nuc | 0 | 0 | 0 | 0 | 0 | 0
PS | 0 | 0 | 0 | 0 | 0 | 0
PV | 0 | 0 | 0 | 0 | 0 | 0
PeakG | 0 | 0 | 0 | 0 | 0 | 0
PeakO | 0 | 0 | 0 | 0 | 0 | 0
ST | 0 | 0 | 0 | 0 | 0 | 0
STOG | 0 | 0 | 0 | 0 | 0 | 0
STWD | 0 | 0 | 0 | 0 | 0 | 0
WT | 0 | 0 | 0 | 0 | 0 | 0
IGCC | 0 | 0 | 0 | 0 | 0 | 0
DemandResponse | 0 | 0 | 0 | 0 | 0 | 0
IGCC-CCS | 0 | 0 | 0 | 0 | 0 | 0
WT_off | 0 | 0 | 0 | 0 | 0 | 0
PseudoUnit | 0 | 0 | 0 | 0 | 0 | 0
FixedInterchange | 0 | 0 | 0 | 0 | 0 | 0
Emission Cost by Reporting Type: Outside_EI
ReportingType | 2015 | 2020 | 2025 | 2030 | 2035 | 2040
BM | 0 | 0 | 0 | 0 | 0 | 0
CC | 0 | 0 | 0 | 0 | 0 | 0
CSP | 0 | 0 | 0 | 0 | 0 | 0
CT | 0 | 0 | 0 | 0 | 0 | 0
Coal | 0 | 0 | 0 | 0 | 0 | 0
Geo | 0 | 0 | 0 | 0 | 0 | 0
H | 0 | 0 | 0 | 0 | 0 | 0
LFG | 0 | 0 | 0 | 0 | 0 | 0
Nuc | 0 | 0 | 0 | 0 | 0 | 0
PS | 0 | 0 | 0 | 0 | 0 | 0
PV | 0 | 0 | 0 | 0 | 0 | 0
PeakG | 0 | 0 | 0 | 0 | 0 | 0
PeakO | 0 | 0 | 0 | 0 | 0 | 0
ST | 0 | 0 | 0 | 0 | 0 | 0
STOG | 0 | 0 | 0 | 0 | 0 | 0
STWD | 0 | 0 | 0 | 0 | 0 | 0
WT | 0 | 0 | 0 | 0 | 0 | 0
IGCC | 0 | 0 | 0 | 0 | 0 | 0
DemandResponse | 0 | 0 | 0 | 0 | 0 | 0
IGCC-CCS | 0 | 0 | 0 | 0 | 0 | 0
WT_off | 0 | 0 | 0 | 0 | 0 | 0
PseudoUnit | 0 | 0 | 0 | 0 | 0 | 0
FixedInterchange | 0 | 0 | 0 | 0 | 0 | 0
==== Emission Program: CAMR : (Hg) ====
Emission Cost by Reporting Type: Entergy
ReportingType | 2015 | 2020 | 2025 | 2030 | 2035 | 2040
BM | 0 | 0 | 0 | 0 | 0 | 0
CC | 0 | 0 | 0 | 0 | 0 | 0
CSP | 0 | 0 | 0 | 0 | 0 | 0
CT | 0 | 0 | 0 | 0 | 0 | 0
Coal | 0 | 0 | 0 | 0 | 0 | 0
Geo | 0 | 0 | 0 | 0 | 0 | 0
H | 0 | 0 | 0 | 0 | 0 | 0
LFG | 0 | 0 | 0 | 0 | 0 | 0
Nuc | 0 | 0 | 0 | 0 | 0 | 0
PS | 0 | 0 | 0 | 0 | 0 | 0
PV | 0 | 0 | 0 | 0 | 0 | 0
PeakG | 0 | 0 | 0 | 0 | 0 | 0
PeakO | 0 | 0 | 0 | 0 | 0 | 0
ST | 0 | 0 | 0 | 0 | 0 | 0
STOG | 0 | 0 | 0 | 0 | 0 | 0
STWD | 0 | 0 | 0 | 0 | 0 | 0
WT | 0 | 0 | 0 | 0 | 0 | 0
IGCC | 0 | 0 | 0 | 0 | 0 | 0
DemandResponse | 0 | 0 | 0 | 0 | 0 | 0
IGCC-CCS | 0 | 0 | 0 | 0 | 0 | 0
WT_off | 0 | 0 | 0 | 0 | 0 | 0
PseudoUnit | 0 | 0 | 0 | 0 | 0 | 0
FixedInterchange | 0 | 0 | 0 | 0 | 0 | 0
Emission Cost by Reporting Type: FRCC
ReportingType | 2015 | 2020 | 2025 | 2030 | 2035 | 2040
BM | 0 | 0 | 0 | 0 | 0 | 0
CC | 0 | 0 | 0 | 0 | 0 | 0
CSP | 0 | 0 | 0 | 0 | 0 | 0
CT | 0 | 0 | 0 | 0 | 0 | 0
Coal | 0 | 0 | 0 | 0 | 0 | 0
Geo | 0 | 0 | 0 | 0 | 0 | 0
H | 0 | 0 | 0 | 0 | 0 | 0
LFG | 0 | 0 | 0 | 0 | 0 | 0
Nuc | 0 | 0 | 0 | 0 | 0 | 0
PS | 0 | 0 | 0 | 0 | 0 | 0
PV | 0 | 0 | 0 | 0 | 0 | 0
PeakG | 0 | 0 | 0 | 0 | 0 | 0
PeakO | 0 | 0 | 0 | 0 | 0 | 0
ST | 0 | 0 | 0 | 0 | 0 | 0
STOG | 0 | 0 | 0 | 0 | 0 | 0
STWD | 0 | 0 | 0 | 0 | 0 | 0
WT | 0 | 0 | 0 | 0 | 0 | 0
IGCC | 0 | 0 | 0 | 0 | 0 | 0
DemandResponse | 0 | 0 | 0 | 0 | 0 | 0
IGCC-CCS | 0 | 0 | 0 | 0 | 0 | 0
WT_off | 0 | 0 | 0 | 0 | 0 | 0
PseudoUnit | 0 | 0 | 0 | 0 | 0 | 0
FixedInterchange | 0 | 0 | 0 | 0 | 0 | 0
Emission Cost by Reporting Type: MAPP_US
ReportingType | 2015 | 2020 | 2025 | 2030 | 2035 | 2040
BM | 0 | 0 | 0 | 0 | 0 | 0
CC | 0 | 0 | 0 | 0 | 0 | 0
CSP | 0 | 0 | 0 | 0 | 0 | 0
CT | 0 | 0 | 0 | 0 | 0 | 0
Coal | 0 | 0 | 0 | 0 | 0 | 0
Geo | 0 | 0 | 0 | 0 | 0 | 0
H | 0 | 0 | 0 | 0 | 0 | 0
LFG | 0 | 0 | 0 | 0 | 0 | 0
Nuc | 0 | 0 | 0 | 0 | 0 | 0
PS | 0 | 0 | 0 | 0 | 0 | 0
PV | 0 | 0 | 0 | 0 | 0 | 0
PeakG | 0 | 0 | 0 | 0 | 0 | 0
PeakO | 0 | 0 | 0 | 0 | 0 | 0
ST | 0 | 0 | 0 | 0 | 0 | 0
STOG | 0 | 0 | 0 | 0 | 0 | 0
STWD | 0 | 0 | 0 | 0 | 0 | 0
WT | 0 | 0 | 0 | 0 | 0 | 0
IGCC | 0 | 0 | 0 | 0 | 0 | 0
DemandResponse | 0 | 0 | 0 | 0 | 0 | 0
IGCC-CCS | 0 | 0 | 0 | 0 | 0 | 0
WT_off | 0 | 0 | 0 | 0 | 0 | 0
PseudoUnit | 0 | 0 | 0 | 0 | 0 | 0
FixedInterchange | 0 | 0 | 0 | 0 | 0 | 0
Emission Cost by Reporting Type: MISO_IN
ReportingType | 2015 | 2020 | 2025 | 2030 | 2035 | 2040
BM | 0 | 0 | 0 | 0 | 0 | 0
CC | 0 | 0 | 0 | 0 | 0 | 0
CSP | 0 | 0 | 0 | 0 | 0 | 0
CT | 0 | 0 | 0 | 0 | 0 | 0
Coal | 0 | 0 | 0 | 0 | 0 | 0
Geo | 0 | 0 | 0 | 0 | 0 | 0
H | 0 | 0 | 0 | 0 | 0 | 0
LFG | 0 | 0 | 0 | 0 | 0 | 0
Nuc | 0 | 0 | 0 | 0 | 0 | 0
PS | 0 | 0 | 0 | 0 | 0 | 0
PV | 0 | 0 | 0 | 0 | 0 | 0
PeakG | 0 | 0 | 0 | 0 | 0 | 0
PeakO | 0 | 0 | 0 | 0 | 0 | 0
ST | 0 | 0 | 0 | 0 | 0 | 0
STOG | 0 | 0 | 0 | 0 | 0 | 0
STWD | 0 | 0 | 0 | 0 | 0 | 0
WT | 0 | 0 | 0 | 0 | 0 | 0
IGCC | 0 | 0 | 0 | 0 | 0 | 0
DemandResponse | 0 | 0 | 0 | 0 | 0 | 0
IGCC-CCS | 0 | 0 | 0 | 0 | 0 | 0
WT_off | 0 | 0 | 0 | 0 | 0 | 0
PseudoUnit | 0 | 0 | 0 | 0 | 0 | 0
FixedInterchange | 0 | 0 | 0 | 0 | 0 | 0
Emission Cost by Reporting Type: MISO_MI
ReportingType | 2015 | 2020 | 2025 | 2030 | 2035 | 2040
BM | 0 | 0 | 0 | 0 | 0 | 0
CC | 0 | 0 | 0 | 0 | 0 | 0
CSP | 0 | 0 | 0 | 0 | 0 | 0
CT | 0 | 0 | 0 | 0 | 0 | 0
Coal | 0 | 0 | 0 | 0 | 0 | 0
Geo | 0 | 0 | 0 | 0 | 0 | 0
H | 0 | 0 | 0 | 0 | 0 | 0
LFG | 0 | 0 | 0 | 0 | 0 | 0
Nuc | 0 | 0 | 0 | 0 | 0 | 0
PS | 0 | 0 | 0 | 0 | 0 | 0
PV | 0 | 0 | 0 | 0 | 0 | 0
PeakG | 0 | 0 | 0 | 0 | 0 | 0
PeakO | 0 | 0 | 0 | 0 | 0 | 0
ST | 0 | 0 | 0 | 0 | 0 | 0
STOG | 0 | 0 | 0 | 0 | 0 | 0
STWD | 0 | 0 | 0 | 0 | 0 | 0
WT | 0 | 0 | 0 | 0 | 0 | 0
IGCC | 0 | 0 | 0 | 0 | 0 | 0
DemandResponse | 0 | 0 | 0 | 0 | 0 | 0
IGCC-CCS | 0 | 0 | 0 | 0 | 0 | 0
WT_off | 0 | 0 | 0 | 0 | 0 | 0
PseudoUnit | 0 | 0 | 0 | 0 | 0 | 0
FixedInterchange | 0 | 0 | 0 | 0 | 0 | 0
Emission Cost by Reporting Type: MISO_MO-IL
ReportingType | 2015 | 2020 | 2025 | 2030 | 2035 | 2040
BM | 0 | 0 | 0 | 0 | 0 | 0
CC | 0 | 0 | 0 | 0 | 0 | 0
CSP | 0 | 0 | 0 | 0 | 0 | 0
CT | 0 | 0 | 0 | 0 | 0 | 0
Coal | 0 | 0 | 0 | 0 | 0 | 0
Geo | 0 | 0 | 0 | 0 | 0 | 0
H | 0 | 0 | 0 | 0 | 0 | 0
LFG | 0 | 0 | 0 | 0 | 0 | 0
Nuc | 0 | 0 | 0 | 0 | 0 | 0
PS | 0 | 0 | 0 | 0 | 0 | 0
PV | 0 | 0 | 0 | 0 | 0 | 0
PeakG | 0 | 0 | 0 | 0 | 0 | 0
PeakO | 0 | 0 | 0 | 0 | 0 | 0
ST | 0 | 0 | 0 | 0 | 0 | 0
STOG | 0 | 0 | 0 | 0 | 0 | 0
STWD | 0 | 0 | 0 | 0 | 0 | 0
WT | 0 | 0 | 0 | 0 | 0 | 0
IGCC | 0 | 0 | 0 | 0 | 0 | 0
DemandResponse | 0 | 0 | 0 | 0 | 0 | 0
IGCC-CCS | 0 | 0 | 0 | 0 | 0 | 0
WT_off | 0 | 0 | 0 | 0 | 0 | 0
PseudoUnit | 0 | 0 | 0 | 0 | 0 | 0
FixedInterchange | 0 | 0 | 0 | 0 | 0 | 0
Emission Cost by Reporting Type: MISO_W
ReportingType | 2015 | 2020 | 2025 | 2030 | 2035 | 2040
BM | 0 | 0 | 0 | 0 | 0 | 0
CC | 0 | 0 | 0 | 0 | 0 | 0
CSP | 0 | 0 | 0 | 0 | 0 | 0
CT | 0 | 0 | 0 | 0 | 0 | 0
Coal | 0 | 0 | 0 | 0 | 0 | 0
Geo | 0 | 0 | 0 | 0 | 0 | 0
H | 0 | 0 | 0 | 0 | 0 | 0
LFG | 0 | 0 | 0 | 0 | 0 | 0
Nuc | 0 | 0 | 0 | 0 | 0 | 0
PS | 0 | 0 | 0 | 0 | 0 | 0
PV | 0 | 0 | 0 | 0 | 0 | 0
PeakG | 0 | 0 | 0 | 0 | 0 | 0
PeakO | 0 | 0 | 0 | 0 | 0 | 0
ST | 0 | 0 | 0 | 0 | 0 | 0
STOG | 0 | 0 | 0 | 0 | 0 | 0
STWD | 0 | 0 | 0 | 0 | 0 | 0
WT | 0 | 0 | 0 | 0 | 0 | 0
IGCC | 0 | 0 | 0 | 0 | 0 | 0
DemandResponse | 0 | 0 | 0 | 0 | 0 | 0
IGCC-CCS | 0 | 0 | 0 | 0 | 0 | 0
WT_off | 0 | 0 | 0 | 0 | 0 | 0
PseudoUnit | 0 | 0 | 0 | 0 | 0 | 0
FixedInterchange | 0 | 0 | 0 | 0 | 0 | 0
Emission Cost by Reporting Type: MISO_WUMS
ReportingType | 2015 | 2020 | 2025 | 2030 | 2035 | 2040
BM | 0 | 0 | 0 | 0 | 0 | 0
CC | 0 | 0 | 0 | 0 | 0 | 0
CSP | 0 | 0 | 0 | 0 | 0 | 0
CT | 0 | 0 | 0 | 0 | 0 | 0
Coal | 0 | 0 | 0 | 0 | 0 | 0
Geo | 0 | 0 | 0 | 0 | 0 | 0
H | 0 | 0 | 0 | 0 | 0 | 0
LFG | 0 | 0 | 0 | 0 | 0 | 0
Nuc | 0 | 0 | 0 | 0 | 0 | 0
PS | 0 | 0 | 0 | 0 | 0 | 0
PV | 0 | 0 | 0 | 0 | 0 | 0
PeakG | 0 | 0 | 0 | 0 | 0 | 0
PeakO | 0 | 0 | 0 | 0 | 0 | 0
ST | 0 | 0 | 0 | 0 | 0 | 0
STOG | 0 | 0 | 0 | 0 | 0 | 0
STWD | 0 | 0 | 0 | 0 | 0 | 0
WT | 0 | 0 | 0 | 0 | 0 | 0
IGCC | 0 | 0 | 0 | 0 | 0 | 0
DemandResponse | 0 | 0 | 0 | 0 | 0 | 0
IGCC-CCS | 0 | 0 | 0 | 0 | 0 | 0
WT_off | 0 | 0 | 0 | 0 | 0 | 0
PseudoUnit | 0 | 0 | 0 | 0 | 0 | 0
FixedInterchange | 0 | 0 | 0 | 0 | 0 | 0
Emission Cost by Reporting Type: Nebraska
ReportingType | 2015 | 2020 | 2025 | 2030 | 2035 | 2040
BM | 0 | 0 | 0 | 0 | 0 | 0
CC | 0 | 0 | 0 | 0 | 0 | 0
CSP | 0 | 0 | 0 | 0 | 0 | 0
CT | 0 | 0 | 0 | 0 | 0 | 0
Coal | 0 | 0 | 0 | 0 | 0 | 0
Geo | 0 | 0 | 0 | 0 | 0 | 0
H | 0 | 0 | 0 | 0 | 0 | 0
LFG | 0 | 0 | 0 | 0 | 0 | 0
Nuc | 0 | 0 | 0 | 0 | 0 | 0
PS | 0 | 0 | 0 | 0 | 0 | 0
PV | 0 | 0 | 0 | 0 | 0 | 0
PeakG | 0 | 0 | 0 | 0 | 0 | 0
PeakO | 0 | 0 | 0 | 0 | 0 | 0
ST | 0 | 0 | 0 | 0 | 0 | 0
STOG | 0 | 0 | 0 | 0 | 0 | 0
STWD | 0 | 0 | 0 | 0 | 0 | 0
WT | 0 | 0 | 0 | 0 | 0 | 0
IGCC | 0 | 0 | 0 | 0 | 0 | 0
DemandResponse | 0 | 0 | 0 | 0 | 0 | 0
IGCC-CCS | 0 | 0 | 0 | 0 | 0 | 0
WT_off | 0 | 0 | 0 | 0 | 0 | 0
PseudoUnit | 0 | 0 | 0 | 0 | 0 | 0
FixedInterchange | 0 | 0 | 0 | 0 | 0 | 0
Emission Cost by Reporting Type: NEISO
ReportingType | 2015 | 2020 | 2025 | 2030 | 2035 | 2040
BM | 0 | 0 | 0 | 0 | 0 | 0
CC | 0 | 0 | 0 | 0 | 0 | 0
CSP | 0 | 0 | 0 | 0 | 0 | 0
CT | 0 | 0 | 0 | 0 | 0 | 0
Coal | 0 | 0 | 0 | 0 | 0 | 0
Geo | 0 | 0 | 0 | 0 | 0 | 0
H | 0 | 0 | 0 | 0 | 0 | 0
LFG | 0 | 0 | 0 | 0 | 0 | 0
Nuc | 0 | 0 | 0 | 0 | 0 | 0
PS | 0 | 0 | 0 | 0 | 0 | 0
PV | 0 | 0 | 0 | 0 | 0 | 0
PeakG | 0 | 0 | 0 | 0 | 0 | 0
PeakO | 0 | 0 | 0 | 0 | 0 | 0
ST | 0 | 0 | 0 | 0 | 0 | 0
STOG | 0 | 0 | 0 | 0 | 0 | 0
STWD | 0 | 0 | 0 | 0 | 0 | 0
WT | 0 | 0 | 0 | 0 | 0 | 0
IGCC | 0 | 0 | 0 | 0 | 0 | 0
DemandResponse | 0 | 0 | 0 | 0 | 0 | 0
IGCC-CCS | 0 | 0 | 0 | 0 | 0 | 0
WT_off | 0 | 0 | 0 | 0 | 0 | 0
PseudoUnit | 0 | 0 | 0 | 0 | 0 | 0
FixedInterchange | 0 | 0 | 0 | 0 | 0 | 0
Emission Cost by Reporting Type: NonRTO_Midwest
ReportingType | 2015 | 2020 | 2025 | 2030 | 2035 | 2040
BM | 0 | 0 | 0 | 0 | 0 | 0
CC | 0 | 0 | 0 | 0 | 0 | 0
CSP | 0 | 0 | 0 | 0 | 0 | 0
CT | 0 | 0 | 0 | 0 | 0 | 0
Coal | 0 | 0 | 0 | 0 | 0 | 0
Geo | 0 | 0 | 0 | 0 | 0 | 0
H | 0 | 0 | 0 | 0 | 0 | 0
LFG | 0 | 0 | 0 | 0 | 0 | 0
Nuc | 0 | 0 | 0 | 0 | 0 | 0
PS | 0 | 0 | 0 | 0 | 0 | 0
PV | 0 | 0 | 0 | 0 | 0 | 0
PeakG | 0 | 0 | 0 | 0 | 0 | 0
PeakO | 0 | 0 | 0 | 0 | 0 | 0
ST | 0 | 0 | 0 | 0 | 0 | 0
STOG | 0 | 0 | 0 | 0 | 0 | 0
STWD | 0 | 0 | 0 | 0 | 0 | 0
WT | 0 | 0 | 0 | 0 | 0 | 0
IGCC | 0 | 0 | 0 | 0 | 0 | 0
DemandResponse | 0 | 0 | 0 | 0 | 0 | 0
IGCC-CCS | 0 | 0 | 0 | 0 | 0 | 0
WT_off | 0 | 0 | 0 | 0 | 0 | 0
PseudoUnit | 0 | 0 | 0 | 0 | 0 | 0
FixedInterchange | 0 | 0 | 0 | 0 | 0 | 0
Emission Cost by Reporting Type: NYISO_A-F
ReportingType | 2015 | 2020 | 2025 | 2030 | 2035 | 2040
BM | 0 | 0 | 0 | 0 | 0 | 0
CC | 0 | 0 | 0 | 0 | 0 | 0
CSP | 0 | 0 | 0 | 0 | 0 | 0
CT | 0 | 0 | 0 | 0 | 0 | 0
Coal | 0 | 0 | 0 | 0 | 0 | 0
Geo | 0 | 0 | 0 | 0 | 0 | 0
H | 0 | 0 | 0 | 0 | 0 | 0
LFG | 0 | 0 | 0 | 0 | 0 | 0
Nuc | 0 | 0 | 0 | 0 | 0 | 0
PS | 0 | 0 | 0 | 0 | 0 | 0
PV | 0 | 0 | 0 | 0 | 0 | 0
PeakG | 0 | 0 | 0 | 0 | 0 | 0
PeakO | 0 | 0 | 0 | 0 | 0 | 0
ST | 0 | 0 | 0 | 0 | 0 | 0
STOG | 0 | 0 | 0 | 0 | 0 | 0
STWD | 0 | 0 | 0 | 0 | 0 | 0
WT | 0 | 0 | 0 | 0 | 0 | 0
IGCC | 0 | 0 | 0 | 0 | 0 | 0
DemandResponse | 0 | 0 | 0 | 0 | 0 | 0
IGCC-CCS | 0 | 0 | 0 | 0 | 0 | 0
WT_off | 0 | 0 | 0 | 0 | 0 | 0
PseudoUnit | 0 | 0 | 0 | 0 | 0 | 0
FixedInterchange | 0 | 0 | 0 | 0 | 0 | 0
Emission Cost by Reporting Type: NYISO_G-I
ReportingType | 2015 | 2020 | 2025 | 2030 | 2035 | 2040
BM | 0 | 0 | 0 | 0 | 0 | 0
CC | 0 | 0 | 0 | 0 | 0 | 0
CSP | 0 | 0 | 0 | 0 | 0 | 0
CT | 0 | 0 | 0 | 0 | 0 | 0
Coal | 0 | 0 | 0 | 0 | 0 | 0
Geo | 0 | 0 | 0 | 0 | 0 | 0
H | 0 | 0 | 0 | 0 | 0 | 0
LFG | 0 | 0 | 0 | 0 | 0 | 0
Nuc | 0 | 0 | 0 | 0 | 0 | 0
PS | 0 | 0 | 0 | 0 | 0 | 0
PV | 0 | 0 | 0 | 0 | 0 | 0
PeakG | 0 | 0 | 0 | 0 | 0 | 0
PeakO | 0 | 0 | 0 | 0 | 0 | 0
ST | 0 | 0 | 0 | 0 | 0 | 0
STOG | 0 | 0 | 0 | 0 | 0 | 0
STWD | 0 | 0 | 0 | 0 | 0 | 0
WT | 0 | 0 | 0 | 0 | 0 | 0
IGCC | 0 | 0 | 0 | 0 | 0 | 0
DemandResponse | 0 | 0 | 0 | 0 | 0 | 0
IGCC-CCS | 0 | 0 | 0 | 0 | 0 | 0
WT_off | 0 | 0 | 0 | 0 | 0 | 0
PseudoUnit | 0 | 0 | 0 | 0 | 0 | 0
FixedInterchange | 0 | 0 | 0 | 0 | 0 | 0
Emission Cost by Reporting Type: NYISO_J-K
ReportingType | 2015 | 2020 | 2025 | 2030 | 2035 | 2040
BM | 0 | 0 | 0 | 0 | 0 | 0
CC | 0 | 0 | 0 | 0 | 0 | 0
CSP | 0 | 0 | 0 | 0 | 0 | 0
CT | 0 | 0 | 0 | 0 | 0 | 0
Coal | 0 | 0 | 0 | 0 | 0 | 0
Geo | 0 | 0 | 0 | 0 | 0 | 0
H | 0 | 0 | 0 | 0 | 0 | 0
LFG | 0 | 0 | 0 | 0 | 0 | 0
Nuc | 0 | 0 | 0 | 0 | 0 | 0
PS | 0 | 0 | 0 | 0 | 0 | 0
PV | 0 | 0 | 0 | 0 | 0 | 0
PeakG | 0 | 0 | 0 | 0 | 0 | 0
PeakO | 0 | 0 | 0 | 0 | 0 | 0
ST | 0 | 0 | 0 | 0 | 0 | 0
STOG | 0 | 0 | 0 | 0 | 0 | 0
STWD | 0 | 0 | 0 | 0 | 0 | 0
WT | 0 | 0 | 0 | 0 | 0 | 0
IGCC | 0 | 0 | 0 | 0 | 0 | 0
DemandResponse | 0 | 0 | 0 | 0 | 0 | 0
IGCC-CCS | 0 | 0 | 0 | 0 | 0 | 0
WT_off | 0 | 0 | 0 | 0 | 0 | 0
PseudoUnit | 0 | 0 | 0 | 0 | 0 | 0
FixedInterchange | 0 | 0 | 0 | 0 | 0 | 0
Emission Cost by Reporting Type: PJM_E
ReportingType | 2015 | 2020 | 2025 | 2030 | 2035 | 2040
BM | 0 | 0 | 0 | 0 | 0 | 0
CC | 0 | 0 | 0 | 0 | 0 | 0
CSP | 0 | 0 | 0 | 0 | 0 | 0
CT | 0 | 0 | 0 | 0 | 0 | 0
Coal | 0 | 0 | 0 | 0 | 0 | 0
Geo | 0 | 0 | 0 | 0 | 0 | 0
H | 0 | 0 | 0 | 0 | 0 | 0
LFG | 0 | 0 | 0 | 0 | 0 | 0
Nuc | 0 | 0 | 0 | 0 | 0 | 0
PS | 0 | 0 | 0 | 0 | 0 | 0
PV | 0 | 0 | 0 | 0 | 0 | 0
PeakG | 0 | 0 | 0 | 0 | 0 | 0
PeakO | 0 | 0 | 0 | 0 | 0 | 0
ST | 0 | 0 | 0 | 0 | 0 | 0
STOG | 0 | 0 | 0 | 0 | 0 | 0
STWD | 0 | 0 | 0 | 0 | 0 | 0
WT | 0 | 0 | 0 | 0 | 0 | 0
IGCC | 0 | 0 | 0 | 0 | 0 | 0
DemandResponse | 0 | 0 | 0 | 0 | 0 | 0
IGCC-CCS | 0 | 0 | 0 | 0 | 0 | 0
WT_off | 0 | 0 | 0 | 0 | 0 | 0
PseudoUnit | 0 | 0 | 0 | 0 | 0 | 0
FixedInterchange | 0 | 0 | 0 | 0 | 0 | 0
Emission Cost by Reporting Type: PJM_ROM
ReportingType | 2015 | 2020 | 2025 | 2030 | 2035 | 2040
BM | 0 | 0 | 0 | 0 | 0 | 0
CC | 0 | 0 | 0 | 0 | 0 | 0
CSP | 0 | 0 | 0 | 0 | 0 | 0
CT | 0 | 0 | 0 | 0 | 0 | 0
Coal | 0 | 0 | 0 | 0 | 0 | 0
Geo | 0 | 0 | 0 | 0 | 0 | 0
H | 0 | 0 | 0 | 0 | 0 | 0
LFG | 0 | 0 | 0 | 0 | 0 | 0
Nuc | 0 | 0 | 0 | 0 | 0 | 0
PS | 0 | 0 | 0 | 0 | 0 | 0
PV | 0 | 0 | 0 | 0 | 0 | 0
PeakG | 0 | 0 | 0 | 0 | 0 | 0
PeakO | 0 | 0 | 0 | 0 | 0 | 0
ST | 0 | 0 | 0 | 0 | 0 | 0
STOG | 0 | 0 | 0 | 0 | 0 | 0
STWD | 0 | 0 | 0 | 0 | 0 | 0
WT | 0 | 0 | 0 | 0 | 0 | 0
IGCC | 0 | 0 | 0 | 0 | 0 | 0
DemandResponse | 0 | 0 | 0 | 0 | 0 | 0
IGCC-CCS | 0 | 0 | 0 | 0 | 0 | 0
WT_off | 0 | 0 | 0 | 0 | 0 | 0
PseudoUnit | 0 | 0 | 0 | 0 | 0 | 0
FixedInterchange | 0 | 0 | 0 | 0 | 0 | 0
Emission Cost by Reporting Type: PJM_ROR
ReportingType | 2015 | 2020 | 2025 | 2030 | 2035 | 2040
BM | 0 | 0 | 0 | 0 | 0 | 0
CC | 0 | 0 | 0 | 0 | 0 | 0
CSP | 0 | 0 | 0 | 0 | 0 | 0
CT | 0 | 0 | 0 | 0 | 0 | 0
Coal | 0 | 0 | 0 | 0 | 0 | 0
Geo | 0 | 0 | 0 | 0 | 0 | 0
H | 0 | 0 | 0 | 0 | 0 | 0
LFG | 0 | 0 | 0 | 0 | 0 | 0
Nuc | 0 | 0 | 0 | 0 | 0 | 0
PS | 0 | 0 | 0 | 0 | 0 | 0
PV | 0 | 0 | 0 | 0 | 0 | 0
PeakG | 0 | 0 | 0 | 0 | 0 | 0
PeakO | 0 | 0 | 0 | 0 | 0 | 0
ST | 0 | 0 | 0 | 0 | 0 | 0
STOG | 0 | 0 | 0 | 0 | 0 | 0
STWD | 0 | 0 | 0 | 0 | 0 | 0
WT | 0 | 0 | 0 | 0 | 0 | 0
IGCC | 0 | 0 | 0 | 0 | 0 | 0
DemandResponse | 0 | 0 | 0 | 0 | 0 | 0
IGCC-CCS | 0 | 0 | 0 | 0 | 0 | 0
WT_off | 0 | 0 | 0 | 0 | 0 | 0
PseudoUnit | 0 | 0 | 0 | 0 | 0 | 0
FixedInterchange | 0 | 0 | 0 | 0 | 0 | 0
Emission Cost by Reporting Type: SOCO
ReportingType | 2015 | 2020 | 2025 | 2030 | 2035 | 2040
BM | 0 | 0 | 0 | 0 | 0 | 0
CC | 0 | 0 | 0 | 0 | 0 | 0
CSP | 0 | 0 | 0 | 0 | 0 | 0
CT | 0 | 0 | 0 | 0 | 0 | 0
Coal | 0 | 0 | 0 | 0 | 0 | 0
Geo | 0 | 0 | 0 | 0 | 0 | 0
H | 0 | 0 | 0 | 0 | 0 | 0
LFG | 0 | 0 | 0 | 0 | 0 | 0
Nuc | 0 | 0 | 0 | 0 | 0 | 0
PS | 0 | 0 | 0 | 0 | 0 | 0
PV | 0 | 0 | 0 | 0 | 0 | 0
PeakG | 0 | 0 | 0 | 0 | 0 | 0
PeakO | 0 | 0 | 0 | 0 | 0 | 0
ST | 0 | 0 | 0 | 0 | 0 | 0
STOG | 0 | 0 | 0 | 0 | 0 | 0
STWD | 0 | 0 | 0 | 0 | 0 | 0
WT | 0 | 0 | 0 | 0 | 0 | 0
IGCC | 0 | 0 | 0 | 0 | 0 | 0
DemandResponse | 0 | 0 | 0 | 0 | 0 | 0
IGCC-CCS | 0 | 0 | 0 | 0 | 0 | 0
WT_off | 0 | 0 | 0 | 0 | 0 | 0
PseudoUnit | 0 | 0 | 0 | 0 | 0 | 0
FixedInterchange | 0 | 0 | 0 | 0 | 0 | 0
Emission Cost by Reporting Type: SPP_N
ReportingType | 2015 | 2020 | 2025 | 2030 | 2035 | 2040
BM | 0 | 0 | 0 | 0 | 0 | 0
CC | 0 | 0 | 0 | 0 | 0 | 0
CSP | 0 | 0 | 0 | 0 | 0 | 0
CT | 0 | 0 | 0 | 0 | 0 | 0
Coal | 0 | 0 | 0 | 0 | 0 | 0
Geo | 0 | 0 | 0 | 0 | 0 | 0
H | 0 | 0 | 0 | 0 | 0 | 0
LFG | 0 | 0 | 0 | 0 | 0 | 0
Nuc | 0 | 0 | 0 | 0 | 0 | 0
PS | 0 | 0 | 0 | 0 | 0 | 0
PV | 0 | 0 | 0 | 0 | 0 | 0
PeakG | 0 | 0 | 0 | 0 | 0 | 0
PeakO | 0 | 0 | 0 | 0 | 0 | 0
ST | 0 | 0 | 0 | 0 | 0 | 0
STOG | 0 | 0 | 0 | 0 | 0 | 0
STWD | 0 | 0 | 0 | 0 | 0 | 0
WT | 0 | 0 | 0 | 0 | 0 | 0
IGCC | 0 | 0 | 0 | 0 | 0 | 0
DemandResponse | 0 | 0 | 0 | 0 | 0 | 0
IGCC-CCS | 0 | 0 | 0 | 0 | 0 | 0
WT_off | 0 | 0 | 0 | 0 | 0 | 0
PseudoUnit | 0 | 0 | 0 | 0 | 0 | 0
FixedInterchange | 0 | 0 | 0 | 0 | 0 | 0
Emission Cost by Reporting Type: SPP_S
ReportingType | 2015 | 2020 | 2025 | 2030 | 2035 | 2040
BM | 0 | 0 | 0 | 0 | 0 | 0
CC | 0 | 0 | 0 | 0 | 0 | 0
CSP | 0 | 0 | 0 | 0 | 0 | 0
CT | 0 | 0 | 0 | 0 | 0 | 0
Coal | 0 | 0 | 0 | 0 | 0 | 0
Geo | 0 | 0 | 0 | 0 | 0 | 0
H | 0 | 0 | 0 | 0 | 0 | 0
LFG | 0 | 0 | 0 | 0 | 0 | 0
Nuc | 0 | 0 | 0 | 0 | 0 | 0
PS | 0 | 0 | 0 | 0 | 0 | 0
PV | 0 | 0 | 0 | 0 | 0 | 0
PeakG | 0 | 0 | 0 | 0 | 0 | 0
PeakO | 0 | 0 | 0 | 0 | 0 | 0
ST | 0 | 0 | 0 | 0 | 0 | 0
STOG | 0 | 0 | 0 | 0 | 0 | 0
STWD | 0 | 0 | 0 | 0 | 0 | 0
WT | 0 | 0 | 0 | 0 | 0 | 0
IGCC | 0 | 0 | 0 | 0 | 0 | 0
DemandResponse | 0 | 0 | 0 | 0 | 0 | 0
IGCC-CCS | 0 | 0 | 0 | 0 | 0 | 0
WT_off | 0 | 0 | 0 | 0 | 0 | 0
PseudoUnit | 0 | 0 | 0 | 0 | 0 | 0
FixedInterchange | 0 | 0 | 0 | 0 | 0 | 0
Emission Cost by Reporting Type: TVA
ReportingType | 2015 | 2020 | 2025 | 2030 | 2035 | 2040
BM | 0 | 0 | 0 | 0 | 0 | 0
CC | 0 | 0 | 0 | 0 | 0 | 0
CSP | 0 | 0 | 0 | 0 | 0 | 0
CT | 0 | 0 | 0 | 0 | 0 | 0
Coal | 0 | 0 | 0 | 0 | 0 | 0
Geo | 0 | 0 | 0 | 0 | 0 | 0
H | 0 | 0 | 0 | 0 | 0 | 0
LFG | 0 | 0 | 0 | 0 | 0 | 0
Nuc | 0 | 0 | 0 | 0 | 0 | 0
PS | 0 | 0 | 0 | 0 | 0 | 0
PV | 0 | 0 | 0 | 0 | 0 | 0
PeakG | 0 | 0 | 0 | 0 | 0 | 0
PeakO | 0 | 0 | 0 | 0 | 0 | 0
ST | 0 | 0 | 0 | 0 | 0 | 0
STOG | 0 | 0 | 0 | 0 | 0 | 0
STWD | 0 | 0 | 0 | 0 | 0 | 0
WT | 0 | 0 | 0 | 0 | 0 | 0
IGCC | 0 | 0 | 0 | 0 | 0 | 0
DemandResponse | 0 | 0 | 0 | 0 | 0 | 0
IGCC-CCS | 0 | 0 | 0 | 0 | 0 | 0
WT_off | 0 | 0 | 0 | 0 | 0 | 0
PseudoUnit | 0 | 0 | 0 | 0 | 0 | 0
FixedInterchange | 0 | 0 | 0 | 0 | 0 | 0
Emission Cost by Reporting Type: TVA_Transmission
ReportingType | 2015 | 2020 | 2025 | 2030 | 2035 | 2040
BM | 0 | 0 | 0 | 0 | 0 | 0
CC | 0 | 0 | 0 | 0 | 0 | 0
CSP | 0 | 0 | 0 | 0 | 0 | 0
CT | 0 | 0 | 0 | 0 | 0 | 0
Coal | 0 | 0 | 0 | 0 | 0 | 0
Geo | 0 | 0 | 0 | 0 | 0 | 0
H | 0 | 0 | 0 | 0 | 0 | 0
LFG | 0 | 0 | 0 | 0 | 0 | 0
Nuc | 0 | 0 | 0 | 0 | 0 | 0
PS | 0 | 0 | 0 | 0 | 0 | 0
PV | 0 | 0 | 0 | 0 | 0 | 0
PeakG | 0 | 0 | 0 | 0 | 0 | 0
PeakO | 0 | 0 | 0 | 0 | 0 | 0
ST | 0 | 0 | 0 | 0 | 0 | 0
STOG | 0 | 0 | 0 | 0 | 0 | 0
STWD | 0 | 0 | 0 | 0 | 0 | 0
WT | 0 | 0 | 0 | 0 | 0 | 0
IGCC | 0 | 0 | 0 | 0 | 0 | 0
DemandResponse | 0 | 0 | 0 | 0 | 0 | 0
IGCC-CCS | 0 | 0 | 0 | 0 | 0 | 0
WT_off | 0 | 0 | 0 | 0 | 0 | 0
PseudoUnit | 0 | 0 | 0 | 0 | 0 | 0
FixedInterchange | 0 | 0 | 0 | 0 | 0 | 0
Emission Cost by Reporting Type: VACAR
ReportingType | 2015 | 2020 | 2025 | 2030 | 2035 | 2040
BM | 0 | 0 | 0 | 0 | 0 | 0
CC | 0 | 0 | 0 | 0 | 0 | 0
CSP | 0 | 0 | 0 | 0 | 0 | 0
CT | 0 | 0 | 0 | 0 | 0 | 0
Coal | 0 | 0 | 0 | 0 | 0 | 0
Geo | 0 | 0 | 0 | 0 | 0 | 0
H | 0 | 0 | 0 | 0 | 0 | 0
LFG | 0 | 0 | 0 | 0 | 0 | 0
Nuc | 0 | 0 | 0 | 0 | 0 | 0
PS | 0 | 0 | 0 | 0 | 0 | 0
PV | 0 | 0 | 0 | 0 | 0 | 0
PeakG | 0 | 0 | 0 | 0 | 0 | 0
PeakO | 0 | 0 | 0 | 0 | 0 | 0
ST | 0 | 0 | 0 | 0 | 0 | 0
STOG | 0 | 0 | 0 | 0 | 0 | 0
STWD | 0 | 0 | 0 | 0 | 0 | 0
WT | 0 | 0 | 0 | 0 | 0 | 0
IGCC | 0 | 0 | 0 | 0 | 0 | 0
DemandResponse | 0 | 0 | 0 | 0 | 0 | 0
IGCC-CCS | 0 | 0 | 0 | 0 | 0 | 0
WT_off | 0 | 0 | 0 | 0 | 0 | 0
PseudoUnit | 0 | 0 | 0 | 0 | 0 | 0
FixedInterchange | 0 | 0 | 0 | 0 | 0 | 0
Emission Cost by Reporting Type: IESO
ReportingType | 2015 | 2020 | 2025 | 2030 | 2035 | 2040
BM | 0 | 0 | 0 | 0 | 0 | 0
CC | 0 | 0 | 0 | 0 | 0 | 0
CSP | 0 | 0 | 0 | 0 | 0 | 0
CT | 0 | 0 | 0 | 0 | 0 | 0
Coal | 0 | 0 | 0 | 0 | 0 | 0
Geo | 0 | 0 | 0 | 0 | 0 | 0
H | 0 | 0 | 0 | 0 | 0 | 0
LFG | 0 | 0 | 0 | 0 | 0 | 0
Nuc | 0 | 0 | 0 | 0 | 0 | 0
PS | 0 | 0 | 0 | 0 | 0 | 0
PV | 0 | 0 | 0 | 0 | 0 | 0
PeakG | 0 | 0 | 0 | 0 | 0 | 0
PeakO | 0 | 0 | 0 | 0 | 0 | 0
ST | 0 | 0 | 0 | 0 | 0 | 0
STOG | 0 | 0 | 0 | 0 | 0 | 0
STWD | 0 | 0 | 0 | 0 | 0 | 0
WT | 0 | 0 | 0 | 0 | 0 | 0
IGCC | 0 | 0 | 0 | 0 | 0 | 0
DemandResponse | 0 | 0 | 0 | 0 | 0 | 0
IGCC-CCS | 0 | 0 | 0 | 0 | 0 | 0
WT_off | 0 | 0 | 0 | 0 | 0 | 0
PseudoUnit | 0 | 0 | 0 | 0 | 0 | 0
FixedInterchange | 0 | 0 | 0 | 0 | 0 | 0
Emission Cost by Reporting Type: MAPP_CA
ReportingType | 2015 | 2020 | 2025 | 2030 | 2035 | 2040
BM | 0 | 0 | 0 | 0 | 0 | 0
CC | 0 | 0 | 0 | 0 | 0 | 0
CSP | 0 | 0 | 0 | 0 | 0 | 0
CT | 0 | 0 | 0 | 0 | 0 | 0
Coal | 0 | 0 | 0 | 0 | 0 | 0
Geo | 0 | 0 | 0 | 0 | 0 | 0
H | 0 | 0 | 0 | 0 | 0 | 0
LFG | 0 | 0 | 0 | 0 | 0 | 0
Nuc | 0 | 0 | 0 | 0 | 0 | 0
PS | 0 | 0 | 0 | 0 | 0 | 0
PV | 0 | 0 | 0 | 0 | 0 | 0
PeakG | 0 | 0 | 0 | 0 | 0 | 0
PeakO | 0 | 0 | 0 | 0 | 0 | 0
ST | 0 | 0 | 0 | 0 | 0 | 0
STOG | 0 | 0 | 0 | 0 | 0 | 0
STWD | 0 | 0 | 0 | 0 | 0 | 0
WT | 0 | 0 | 0 | 0 | 0 | 0
IGCC | 0 | 0 | 0 | 0 | 0 | 0
DemandResponse | 0 | 0 | 0 | 0 | 0 | 0
IGCC-CCS | 0 | 0 | 0 | 0 | 0 | 0
WT_off | 0 | 0 | 0 | 0 | 0 | 0
PseudoUnit | 0 | 0 | 0 | 0 | 0 | 0
FixedInterchange | 0 | 0 | 0 | 0 | 0 | 0
Emission Cost by Reporting Type: AZ_NM_SNV_Coal
ReportingType | 2015 | 2020 | 2025 | 2030 | 2035 | 2040
BM | 0 | 0 | 0 | 0 | 0 | 0
CC | 0 | 0 | 0 | 0 | 0 | 0
CSP | 0 | 0 | 0 | 0 | 0 | 0
CT | 0 | 0 | 0 | 0 | 0 | 0
Coal | 0 | 0 | 0 | 0 | 0 | 0
Geo | 0 | 0 | 0 | 0 | 0 | 0
H | 0 | 0 | 0 | 0 | 0 | 0
LFG | 0 | 0 | 0 | 0 | 0 | 0
Nuc | 0 | 0 | 0 | 0 | 0 | 0
PS | 0 | 0 | 0 | 0 | 0 | 0
PV | 0 | 0 | 0 | 0 | 0 | 0
PeakG | 0 | 0 | 0 | 0 | 0 | 0
PeakO | 0 | 0 | 0 | 0 | 0 | 0
ST | 0 | 0 | 0 | 0 | 0 | 0
STOG | 0 | 0 | 0 | 0 | 0 | 0
STWD | 0 | 0 | 0 | 0 | 0 | 0
WT | 0 | 0 | 0 | 0 | 0 | 0
IGCC | 0 | 0 | 0 | 0 | 0 | 0
DemandResponse | 0 | 0 | 0 | 0 | 0 | 0
IGCC-CCS | 0 | 0 | 0 | 0 | 0 | 0
WT_off | 0 | 0 | 0 | 0 | 0 | 0
PseudoUnit | 0 | 0 | 0 | 0 | 0 | 0
FixedInterchange | 0 | 0 | 0 | 0 | 0 | 0
Emission Cost by Reporting Type: AZ_NM_SNV_Gas
ReportingType | 2015 | 2020 | 2025 | 2030 | 2035 | 2040
BM | 0 | 0 | 0 | 0 | 0 | 0
CC | 0 | 0 | 0 | 0 | 0 | 0
CSP | 0 | 0 | 0 | 0 | 0 | 0
CT | 0 | 0 | 0 | 0 | 0 | 0
Coal | 0 | 0 | 0 | 0 | 0 | 0
Geo | 0 | 0 | 0 | 0 | 0 | 0
H | 0 | 0 | 0 | 0 | 0 | 0
LFG | 0 | 0 | 0 | 0 | 0 | 0
Nuc | 0 | 0 | 0 | 0 | 0 | 0
PS | 0 | 0 | 0 | 0 | 0 | 0
PV | 0 | 0 | 0 | 0 | 0 | 0
PeakG | 0 | 0 | 0 | 0 | 0 | 0
PeakO | 0 | 0 | 0 | 0 | 0 | 0
ST | 0 | 0 | 0 | 0 | 0 | 0
STOG | 0 | 0 | 0 | 0 | 0 | 0
STWD | 0 | 0 | 0 | 0 | 0 | 0
WT | 0 | 0 | 0 | 0 | 0 | 0
IGCC | 0 | 0 | 0 | 0 | 0 | 0
DemandResponse | 0 | 0 | 0 | 0 | 0 | 0
IGCC-CCS | 0 | 0 | 0 | 0 | 0 | 0
WT_off | 0 | 0 | 0 | 0 | 0 | 0
PseudoUnit | 0 | 0 | 0 | 0 | 0 | 0
FixedInterchange | 0 | 0 | 0 | 0 | 0 | 0
Emission Cost by Reporting Type: AZ_NM_SNV_NucRenew
ReportingType | 2015 | 2020 | 2025 | 2030 | 2035 | 2040
BM | 0 | 0 | 0 | 0 | 0 | 0
CC | 0 | 0 | 0 | 0 | 0 | 0
CSP | 0 | 0 | 0 | 0 | 0 | 0
CT | 0 | 0 | 0 | 0 | 0 | 0
Coal | 0 | 0 | 0 | 0 | 0 | 0
Geo | 0 | 0 | 0 | 0 | 0 | 0
H | 0 | 0 | 0 | 0 | 0 | 0
LFG | 0 | 0 | 0 | 0 | 0 | 0
Nuc | 0 | 0 | 0 | 0 | 0 | 0
PS | 0 | 0 | 0 | 0 | 0 | 0
PV | 0 | 0 | 0 | 0 | 0 | 0
PeakG | 0 | 0 | 0 | 0 | 0 | 0
PeakO | 0 | 0 | 0 | 0 | 0 | 0
ST | 0 | 0 | 0 | 0 | 0 | 0
STOG | 0 | 0 | 0 | 0 | 0 | 0
STWD | 0 | 0 | 0 | 0 | 0 | 0
WT | 0 | 0 | 0 | 0 | 0 | 0
IGCC | 0 | 0 | 0 | 0 | 0 | 0
DemandResponse | 0 | 0 | 0 | 0 | 0 | 0
IGCC-CCS | 0 | 0 | 0 | 0 | 0 | 0
WT_off | 0 | 0 | 0 | 0 | 0 | 0
PseudoUnit | 0 | 0 | 0 | 0 | 0 | 0
FixedInterchange | 0 | 0 | 0 | 0 | 0 | 0
Emission Cost by Reporting Type: ERCOT
ReportingType | 2015 | 2020 | 2025 | 2030 | 2035 | 2040
BM | 0 | 0 | 0 | 0 | 0 | 0
CC | 0 | 0 | 0 | 0 | 0 | 0
CSP | 0 | 0 | 0 | 0 | 0 | 0
CT | 0 | 0 | 0 | 0 | 0 | 0
Coal | 0 | 0 | 0 | 0 | 0 | 0
Geo | 0 | 0 | 0 | 0 | 0 | 0
H | 0 | 0 | 0 | 0 | 0 | 0
LFG | 0 | 0 | 0 | 0 | 0 | 0
Nuc | 0 | 0 | 0 | 0 | 0 | 0
PS | 0 | 0 | 0 | 0 | 0 | 0
PV | 0 | 0 | 0 | 0 | 0 | 0
PeakG | 0 | 0 | 0 | 0 | 0 | 0
PeakO | 0 | 0 | 0 | 0 | 0 | 0
ST | 0 | 0 | 0 | 0 | 0 | 0
STOG | 0 | 0 | 0 | 0 | 0 | 0
STWD | 0 | 0 | 0 | 0 | 0 | 0
WT | 0 | 0 | 0 | 0 | 0 | 0
IGCC | 0 | 0 | 0 | 0 | 0 | 0
DemandResponse | 0 | 0 | 0 | 0 | 0 | 0
IGCC-CCS | 0 | 0 | 0 | 0 | 0 | 0
WT_off | 0 | 0 | 0 | 0 | 0 | 0
PseudoUnit | 0 | 0 | 0 | 0 | 0 | 0
FixedInterchange | 0 | 0 | 0 | 0 | 0 | 0
Emission Cost by Reporting Type: NP15
ReportingType | 2015 | 2020 | 2025 | 2030 | 2035 | 2040
BM | 0 | 0 | 0 | 0 | 0 | 0
CC | 0 | 0 | 0 | 0 | 0 | 0
CSP | 0 | 0 | 0 | 0 | 0 | 0
CT | 0 | 0 | 0 | 0 | 0 | 0
Coal | 0 | 0 | 0 | 0 | 0 | 0
Geo | 0 | 0 | 0 | 0 | 0 | 0
H | 0 | 0 | 0 | 0 | 0 | 0
LFG | 0 | 0 | 0 | 0 | 0 | 0
Nuc | 0 | 0 | 0 | 0 | 0 | 0
PS | 0 | 0 | 0 | 0 | 0 | 0
PV | 0 | 0 | 0 | 0 | 0 | 0
PeakG | 0 | 0 | 0 | 0 | 0 | 0
PeakO | 0 | 0 | 0 | 0 | 0 | 0
ST | 0 | 0 | 0 | 0 | 0 | 0
STOG | 0 | 0 | 0 | 0 | 0 | 0
STWD | 0 | 0 | 0 | 0 | 0 | 0
WT | 0 | 0 | 0 | 0 | 0 | 0
IGCC | 0 | 0 | 0 | 0 | 0 | 0
DemandResponse | 0 | 0 | 0 | 0 | 0 | 0
IGCC-CCS | 0 | 0 | 0 | 0 | 0 | 0
WT_off | 0 | 0 | 0 | 0 | 0 | 0
PseudoUnit | 0 | 0 | 0 | 0 | 0 | 0
FixedInterchange | 0 | 0 | 0 | 0 | 0 | 0
Emission Cost by Reporting Type: NWPP_Coal
ReportingType | 2015 | 2020 | 2025 | 2030 | 2035 | 2040
BM | 0 | 0 | 0 | 0 | 0 | 0
CC | 0 | 0 | 0 | 0 | 0 | 0
CSP | 0 | 0 | 0 | 0 | 0 | 0
CT | 0 | 0 | 0 | 0 | 0 | 0
Coal | 0 | 0 | 0 | 0 | 0 | 0
Geo | 0 | 0 | 0 | 0 | 0 | 0
H | 0 | 0 | 0 | 0 | 0 | 0
LFG | 0 | 0 | 0 | 0 | 0 | 0
Nuc | 0 | 0 | 0 | 0 | 0 | 0
PS | 0 | 0 | 0 | 0 | 0 | 0
PV | 0 | 0 | 0 | 0 | 0 | 0
PeakG | 0 | 0 | 0 | 0 | 0 | 0
PeakO | 0 | 0 | 0 | 0 | 0 | 0
ST | 0 | 0 | 0 | 0 | 0 | 0
STOG | 0 | 0 | 0 | 0 | 0 | 0
STWD | 0 | 0 | 0 | 0 | 0 | 0
WT | 0 | 0 | 0 | 0 | 0 | 0
IGCC | 0 | 0 | 0 | 0 | 0 | 0
DemandResponse | 0 | 0 | 0 | 0 | 0 | 0
IGCC-CCS | 0 | 0 | 0 | 0 | 0 | 0
WT_off | 0 | 0 | 0 | 0 | 0 | 0
PseudoUnit | 0 | 0 | 0 | 0 | 0 | 0
FixedInterchange | 0 | 0 | 0 | 0 | 0 | 0
Emission Cost by Reporting Type: NWPP_Gas
ReportingType | 2015 | 2020 | 2025 | 2030 | 2035 | 2040
BM | 0 | 0 | 0 | 0 | 0 | 0
CC | 0 | 0 | 0 | 0 | 0 | 0
CSP | 0 | 0 | 0 | 0 | 0 | 0
CT | 0 | 0 | 0 | 0 | 0 | 0
Coal | 0 | 0 | 0 | 0 | 0 | 0
Geo | 0 | 0 | 0 | 0 | 0 | 0
H | 0 | 0 | 0 | 0 | 0 | 0
LFG | 0 | 0 | 0 | 0 | 0 | 0
Nuc | 0 | 0 | 0 | 0 | 0 | 0
PS | 0 | 0 | 0 | 0 | 0 | 0
PV | 0 | 0 | 0 | 0 | 0 | 0
PeakG | 0 | 0 | 0 | 0 | 0 | 0
PeakO | 0 | 0 | 0 | 0 | 0 | 0
ST | 0 | 0 | 0 | 0 | 0 | 0
STOG | 0 | 0 | 0 | 0 | 0 | 0
STWD | 0 | 0 | 0 | 0 | 0 | 0
WT | 0 | 0 | 0 | 0 | 0 | 0
IGCC | 0 | 0 | 0 | 0 | 0 | 0
DemandResponse | 0 | 0 | 0 | 0 | 0 | 0
IGCC-CCS | 0 | 0 | 0 | 0 | 0 | 0
WT_off | 0 | 0 | 0 | 0 | 0 | 0
PseudoUnit | 0 | 0 | 0 | 0 | 0 | 0
FixedInterchange | 0 | 0 | 0 | 0 | 0 | 0
Emission Cost by Reporting Type: NWPP_NucRenew
ReportingType | 2015 | 2020 | 2025 | 2030 | 2035 | 2040
BM | 0 | 0 | 0 | 0 | 0 | 0
CC | 0 | 0 | 0 | 0 | 0 | 0
CSP | 0 | 0 | 0 | 0 | 0 | 0
CT | 0 | 0 | 0 | 0 | 0 | 0
Coal | 0 | 0 | 0 | 0 | 0 | 0
Geo | 0 | 0 | 0 | 0 | 0 | 0
H | 0 | 0 | 0 | 0 | 0 | 0
LFG | 0 | 0 | 0 | 0 | 0 | 0
Nuc | 0 | 0 | 0 | 0 | 0 | 0
PS | 0 | 0 | 0 | 0 | 0 | 0
PV | 0 | 0 | 0 | 0 | 0 | 0
PeakG | 0 | 0 | 0 | 0 | 0 | 0
PeakO | 0 | 0 | 0 | 0 | 0 | 0
ST | 0 | 0 | 0 | 0 | 0 | 0
STOG | 0 | 0 | 0 | 0 | 0 | 0
STWD | 0 | 0 | 0 | 0 | 0 | 0
WT | 0 | 0 | 0 | 0 | 0 | 0
IGCC | 0 | 0 | 0 | 0 | 0 | 0
DemandResponse | 0 | 0 | 0 | 0 | 0 | 0
IGCC-CCS | 0 | 0 | 0 | 0 | 0 | 0
WT_off | 0 | 0 | 0 | 0 | 0 | 0
PseudoUnit | 0 | 0 | 0 | 0 | 0 | 0
FixedInterchange | 0 | 0 | 0 | 0 | 0 | 0
Emission Cost by Reporting Type: RMPA
ReportingType | 2015 | 2020 | 2025 | 2030 | 2035 | 2040
BM | 0 | 0 | 0 | 0 | 0 | 0
CC | 0 | 0 | 0 | 0 | 0 | 0
CSP | 0 | 0 | 0 | 0 | 0 | 0
CT | 0 | 0 | 0 | 0 | 0 | 0
Coal | 0 | 0 | 0 | 0 | 0 | 0
Geo | 0 | 0 | 0 | 0 | 0 | 0
H | 0 | 0 | 0 | 0 | 0 | 0
LFG | 0 | 0 | 0 | 0 | 0 | 0
Nuc | 0 | 0 | 0 | 0 | 0 | 0
PS | 0 | 0 | 0 | 0 | 0 | 0
PV | 0 | 0 | 0 | 0 | 0 | 0
PeakG | 0 | 0 | 0 | 0 | 0 | 0
PeakO | 0 | 0 | 0 | 0 | 0 | 0
ST | 0 | 0 | 0 | 0 | 0 | 0
STOG | 0 | 0 | 0 | 0 | 0 | 0
STWD | 0 | 0 | 0 | 0 | 0 | 0
WT | 0 | 0 | 0 | 0 | 0 | 0
IGCC | 0 | 0 | 0 | 0 | 0 | 0
DemandResponse | 0 | 0 | 0 | 0 | 0 | 0
IGCC-CCS | 0 | 0 | 0 | 0 | 0 | 0
WT_off | 0 | 0 | 0 | 0 | 0 | 0
PseudoUnit | 0 | 0 | 0 | 0 | 0 | 0
FixedInterchange | 0 | 0 | 0 | 0 | 0 | 0
Emission Cost by Reporting Type: SP15
ReportingType | 2015 | 2020 | 2025 | 2030 | 2035 | 2040
BM | 0 | 0 | 0 | 0 | 0 | 0
CC | 0 | 0 | 0 | 0 | 0 | 0
CSP | 0 | 0 | 0 | 0 | 0 | 0
CT | 0 | 0 | 0 | 0 | 0 | 0
Coal | 0 | 0 | 0 | 0 | 0 | 0
Geo | 0 | 0 | 0 | 0 | 0 | 0
H | 0 | 0 | 0 | 0 | 0 | 0
LFG | 0 | 0 | 0 | 0 | 0 | 0
Nuc | 0 | 0 | 0 | 0 | 0 | 0
PS | 0 | 0 | 0 | 0 | 0 | 0
PV | 0 | 0 | 0 | 0 | 0 | 0
PeakG | 0 | 0 | 0 | 0 | 0 | 0
PeakO | 0 | 0 | 0 | 0 | 0 | 0
ST | 0 | 0 | 0 | 0 | 0 | 0
STOG | 0 | 0 | 0 | 0 | 0 | 0
STWD | 0 | 0 | 0 | 0 | 0 | 0
WT | 0 | 0 | 0 | 0 | 0 | 0
IGCC | 0 | 0 | 0 | 0 | 0 | 0
DemandResponse | 0 | 0 | 0 | 0 | 0 | 0
IGCC-CCS | 0 | 0 | 0 | 0 | 0 | 0
WT_off | 0 | 0 | 0 | 0 | 0 | 0
PseudoUnit | 0 | 0 | 0 | 0 | 0 | 0
FixedInterchange | 0 | 0 | 0 | 0 | 0 | 0
Emission Cost by Reporting Type: ALB
ReportingType | 2015 | 2020 | 2025 | 2030 | 2035 | 2040
BM | 0 | 0 | 0 | 0 | 0 | 0
CC | 0 | 0 | 0 | 0 | 0 | 0
CSP | 0 | 0 | 0 | 0 | 0 | 0
CT | 0 | 0 | 0 | 0 | 0 | 0
Coal | 0 | 0 | 0 | 0 | 0 | 0
Geo | 0 | 0 | 0 | 0 | 0 | 0
H | 0 | 0 | 0 | 0 | 0 | 0
LFG | 0 | 0 | 0 | 0 | 0 | 0
Nuc | 0 | 0 | 0 | 0 | 0 | 0
PS | 0 | 0 | 0 | 0 | 0 | 0
PV | 0 | 0 | 0 | 0 | 0 | 0
PeakG | 0 | 0 | 0 | 0 | 0 | 0
PeakO | 0 | 0 | 0 | 0 | 0 | 0
ST | 0 | 0 | 0 | 0 | 0 | 0
STOG | 0 | 0 | 0 | 0 | 0 | 0
STWD | 0 | 0 | 0 | 0 | 0 | 0
WT | 0 | 0 | 0 | 0 | 0 | 0
IGCC | 0 | 0 | 0 | 0 | 0 | 0
DemandResponse | 0 | 0 | 0 | 0 | 0 | 0
IGCC-CCS | 0 | 0 | 0 | 0 | 0 | 0
WT_off | 0 | 0 | 0 | 0 | 0 | 0
PseudoUnit | 0 | 0 | 0 | 0 | 0 | 0
FixedInterchange | 0 | 0 | 0 | 0 | 0 | 0
Emission Cost by Reporting Type: BC
ReportingType | 2015 | 2020 | 2025 | 2030 | 2035 | 2040
BM | 0 | 0 | 0 | 0 | 0 | 0
CC | 0 | 0 | 0 | 0 | 0 | 0
CSP | 0 | 0 | 0 | 0 | 0 | 0
CT | 0 | 0 | 0 | 0 | 0 | 0
Coal | 0 | 0 | 0 | 0 | 0 | 0
Geo | 0 | 0 | 0 | 0 | 0 | 0
H | 0 | 0 | 0 | 0 | 0 | 0
LFG | 0 | 0 | 0 | 0 | 0 | 0
Nuc | 0 | 0 | 0 | 0 | 0 | 0
PS | 0 | 0 | 0 | 0 | 0 | 0
PV | 0 | 0 | 0 | 0 | 0 | 0
PeakG | 0 | 0 | 0 | 0 | 0 | 0
PeakO | 0 | 0 | 0 | 0 | 0 | 0
ST | 0 | 0 | 0 | 0 | 0 | 0
STOG | 0 | 0 | 0 | 0 | 0 | 0
STWD | 0 | 0 | 0 | 0 | 0 | 0
WT | 0 | 0 | 0 | 0 | 0 | 0
IGCC | 0 | 0 | 0 | 0 | 0 | 0
DemandResponse | 0 | 0 | 0 | 0 | 0 | 0
IGCC-CCS | 0 | 0 | 0 | 0 | 0 | 0
WT_off | 0 | 0 | 0 | 0 | 0 | 0
PseudoUnit | 0 | 0 | 0 | 0 | 0 | 0
FixedInterchange | 0 | 0 | 0 | 0 | 0 | 0
Emission Cost by Reporting Type: HQ_IESO
ReportingType | 2015 | 2020 | 2025 | 2030 | 2035 | 2040
BM | 0 | 0 | 0 | 0 | 0 | 0
CC | 0 | 0 | 0 | 0 | 0 | 0
CSP | 0 | 0 | 0 | 0 | 0 | 0
CT | 0 | 0 | 0 | 0 | 0 | 0
Coal | 0 | 0 | 0 | 0 | 0 | 0
Geo | 0 | 0 | 0 | 0 | 0 | 0
H | 0 | 0 | 0 | 0 | 0 | 0
LFG | 0 | 0 | 0 | 0 | 0 | 0
Nuc | 0 | 0 | 0 | 0 | 0 | 0
PS | 0 | 0 | 0 | 0 | 0 | 0
PV | 0 | 0 | 0 | 0 | 0 | 0
PeakG | 0 | 0 | 0 | 0 | 0 | 0
PeakO | 0 | 0 | 0 | 0 | 0 | 0
ST | 0 | 0 | 0 | 0 | 0 | 0
STOG | 0 | 0 | 0 | 0 | 0 | 0
STWD | 0 | 0 | 0 | 0 | 0 | 0
WT | 0 | 0 | 0 | 0 | 0 | 0
IGCC | 0 | 0 | 0 | 0 | 0 | 0
DemandResponse | 0 | 0 | 0 | 0 | 0 | 0
IGCC-CCS | 0 | 0 | 0 | 0 | 0 | 0
WT_off | 0 | 0 | 0 | 0 | 0 | 0
PseudoUnit | 0 | 0 | 0 | 0 | 0 | 0
FixedInterchange | 0 | 0 | 0 | 0 | 0 | 0
Emission Cost by Reporting Type: HQ_NEISO
ReportingType | 2015 | 2020 | 2025 | 2030 | 2035 | 2040
BM | 0 | 0 | 0 | 0 | 0 | 0
CC | 0 | 0 | 0 | 0 | 0 | 0
CSP | 0 | 0 | 0 | 0 | 0 | 0
CT | 0 | 0 | 0 | 0 | 0 | 0
Coal | 0 | 0 | 0 | 0 | 0 | 0
Geo | 0 | 0 | 0 | 0 | 0 | 0
H | 0 | 0 | 0 | 0 | 0 | 0
LFG | 0 | 0 | 0 | 0 | 0 | 0
Nuc | 0 | 0 | 0 | 0 | 0 | 0
PS | 0 | 0 | 0 | 0 | 0 | 0
PV | 0 | 0 | 0 | 0 | 0 | 0
PeakG | 0 | 0 | 0 | 0 | 0 | 0
PeakO | 0 | 0 | 0 | 0 | 0 | 0
ST | 0 | 0 | 0 | 0 | 0 | 0
STOG | 0 | 0 | 0 | 0 | 0 | 0
STWD | 0 | 0 | 0 | 0 | 0 | 0
WT | 0 | 0 | 0 | 0 | 0 | 0
IGCC | 0 | 0 | 0 | 0 | 0 | 0
DemandResponse | 0 | 0 | 0 | 0 | 0 | 0
IGCC-CCS | 0 | 0 | 0 | 0 | 0 | 0
WT_off | 0 | 0 | 0 | 0 | 0 | 0
PseudoUnit | 0 | 0 | 0 | 0 | 0 | 0
FixedInterchange | 0 | 0 | 0 | 0 | 0 | 0
Emission Cost by Reporting Type: HQ_NY
ReportingType | 2015 | 2020 | 2025 | 2030 | 2035 | 2040
BM | 0 | 0 | 0 | 0 | 0 | 0
CC | 0 | 0 | 0 | 0 | 0 | 0
CSP | 0 | 0 | 0 | 0 | 0 | 0
CT | 0 | 0 | 0 | 0 | 0 | 0
Coal | 0 | 0 | 0 | 0 | 0 | 0
Geo | 0 | 0 | 0 | 0 | 0 | 0
H | 0 | 0 | 0 | 0 | 0 | 0
LFG | 0 | 0 | 0 | 0 | 0 | 0
Nuc | 0 | 0 | 0 | 0 | 0 | 0
PS | 0 | 0 | 0 | 0 | 0 | 0
PV | 0 | 0 | 0 | 0 | 0 | 0
PeakG | 0 | 0 | 0 | 0 | 0 | 0
PeakO | 0 | 0 | 0 | 0 | 0 | 0
ST | 0 | 0 | 0 | 0 | 0 | 0
STOG | 0 | 0 | 0 | 0 | 0 | 0
STWD | 0 | 0 | 0 | 0 | 0 | 0
WT | 0 | 0 | 0 | 0 | 0 | 0
IGCC | 0 | 0 | 0 | 0 | 0 | 0
DemandResponse | 0 | 0 | 0 | 0 | 0 | 0
IGCC-CCS | 0 | 0 | 0 | 0 | 0 | 0
WT_off | 0 | 0 | 0 | 0 | 0 | 0
PseudoUnit | 0 | 0 | 0 | 0 | 0 | 0
FixedInterchange | 0 | 0 | 0 | 0 | 0 | 0
Emission Cost by Reporting Type: MARITIMES
ReportingType | 2015 | 2020 | 2025 | 2030 | 2035 | 2040
BM | 0 | 0 | 0 | 0 | 0 | 0
CC | 0 | 0 | 0 | 0 | 0 | 0
CSP | 0 | 0 | 0 | 0 | 0 | 0
CT | 0 | 0 | 0 | 0 | 0 | 0
Coal | 0 | 0 | 0 | 0 | 0 | 0
Geo | 0 | 0 | 0 | 0 | 0 | 0
H | 0 | 0 | 0 | 0 | 0 | 0
LFG | 0 | 0 | 0 | 0 | 0 | 0
Nuc | 0 | 0 | 0 | 0 | 0 | 0
PS | 0 | 0 | 0 | 0 | 0 | 0
PV | 0 | 0 | 0 | 0 | 0 | 0
PeakG | 0 | 0 | 0 | 0 | 0 | 0
PeakO | 0 | 0 | 0 | 0 | 0 | 0
ST | 0 | 0 | 0 | 0 | 0 | 0
STOG | 0 | 0 | 0 | 0 | 0 | 0
STWD | 0 | 0 | 0 | 0 | 0 | 0
WT | 0 | 0 | 0 | 0 | 0 | 0
IGCC | 0 | 0 | 0 | 0 | 0 | 0
DemandResponse | 0 | 0 | 0 | 0 | 0 | 0
IGCC-CCS | 0 | 0 | 0 | 0 | 0 | 0
WT_off | 0 | 0 | 0 | 0 | 0 | 0
PseudoUnit | 0 | 0 | 0 | 0 | 0 | 0
FixedInterchange | 0 | 0 | 0 | 0 | 0 | 0
Emission Cost by Reporting Type: All
ReportingType | 2015 | 2020 | 2025 | 2030 | 2035 | 2040
BM | 0 | 0 | 0 | 0 | 0 | 0
CC | 0 | 0 | 0 | 0 | 0 | 0
CSP | 0 | 0 | 0 | 0 | 0 | 0
CT | 0 | 0 | 0 | 0 | 0 | 0
Coal | 0 | 0 | 0 | 0 | 0 | 0
Geo | 0 | 0 | 0 | 0 | 0 | 0
H | 0 | 0 | 0 | 0 | 0 | 0
LFG | 0 | 0 | 0 | 0 | 0 | 0
Nuc | 0 | 0 | 0 | 0 | 0 | 0
PS | 0 | 0 | 0 | 0 | 0 | 0
PV | 0 | 0 | 0 | 0 | 0 | 0
PeakG | 0 | 0 | 0 | 0 | 0 | 0
PeakO | 0 | 0 | 0 | 0 | 0 | 0
ST | 0 | 0 | 0 | 0 | 0 | 0
STOG | 0 | 0 | 0 | 0 | 0 | 0
STWD | 0 | 0 | 0 | 0 | 0 | 0
WT | 0 | 0 | 0 | 0 | 0 | 0
IGCC | 0 | 0 | 0 | 0 | 0 | 0
DemandResponse | 0 | 0 | 0 | 0 | 0 | 0
IGCC-CCS | 0 | 0 | 0 | 0 | 0 | 0
WT_off | 0 | 0 | 0 | 0 | 0 | 0
PseudoUnit | 0 | 0 | 0 | 0 | 0 | 0
FixedInterchange | 0 | 0 | 0 | 0 | 0 | 0
Emission Cost by Reporting Type: EI_US
ReportingType | 2015 | 2020 | 2025 | 2030 | 2035 | 2040
BM | 0 | 0 | 0 | 0 | 0 | 0
CC | 0 | 0 | 0 | 0 | 0 | 0
CSP | 0 | 0 | 0 | 0 | 0 | 0
CT | 0 | 0 | 0 | 0 | 0 | 0
Coal | 0 | 0 | 0 | 0 | 0 | 0
Geo | 0 | 0 | 0 | 0 | 0 | 0
H | 0 | 0 | 0 | 0 | 0 | 0
LFG | 0 | 0 | 0 | 0 | 0 | 0
Nuc | 0 | 0 | 0 | 0 | 0 | 0
PS | 0 | 0 | 0 | 0 | 0 | 0
PV | 0 | 0 | 0 | 0 | 0 | 0
PeakG | 0 | 0 | 0 | 0 | 0 | 0
PeakO | 0 | 0 | 0 | 0 | 0 | 0
ST | 0 | 0 | 0 | 0 | 0 | 0
STOG | 0 | 0 | 0 | 0 | 0 | 0
STWD | 0 | 0 | 0 | 0 | 0 | 0
WT | 0 | 0 | 0 | 0 | 0 | 0
IGCC | 0 | 0 | 0 | 0 | 0 | 0
DemandResponse | 0 | 0 | 0 | 0 | 0 | 0
IGCC-CCS | 0 | 0 | 0 | 0 | 0 | 0
WT_off | 0 | 0 | 0 | 0 | 0 | 0
PseudoUnit | 0 | 0 | 0 | 0 | 0 | 0
FixedInterchange | 0 | 0 | 0 | 0 | 0 | 0
Emission Cost by Reporting Type: EI_Canada
ReportingType | 2015 | 2020 | 2025 | 2030 | 2035 | 2040
BM | 0 | 0 | 0 | 0 | 0 | 0
CC | 0 | 0 | 0 | 0 | 0 | 0
CSP | 0 | 0 | 0 | 0 | 0 | 0
CT | 0 | 0 | 0 | 0 | 0 | 0
Coal | 0 | 0 | 0 | 0 | 0 | 0
Geo | 0 | 0 | 0 | 0 | 0 | 0
H | 0 | 0 | 0 | 0 | 0 | 0
LFG | 0 | 0 | 0 | 0 | 0 | 0
Nuc | 0 | 0 | 0 | 0 | 0 | 0
PS | 0 | 0 | 0 | 0 | 0 | 0
PV | 0 | 0 | 0 | 0 | 0 | 0
PeakG | 0 | 0 | 0 | 0 | 0 | 0
PeakO | 0 | 0 | 0 | 0 | 0 | 0
ST | 0 | 0 | 0 | 0 | 0 | 0
STOG | 0 | 0 | 0 | 0 | 0 | 0
STWD | 0 | 0 | 0 | 0 | 0 | 0
WT | 0 | 0 | 0 | 0 | 0 | 0
IGCC | 0 | 0 | 0 | 0 | 0 | 0
DemandResponse | 0 | 0 | 0 | 0 | 0 | 0
IGCC-CCS | 0 | 0 | 0 | 0 | 0 | 0
WT_off | 0 | 0 | 0 | 0 | 0 | 0
PseudoUnit | 0 | 0 | 0 | 0 | 0 | 0
FixedInterchange | 0 | 0 | 0 | 0 | 0 | 0
Emission Cost by Reporting Type: EI
ReportingType | 2015 | 2020 | 2025 | 2030 | 2035 | 2040
BM | 0 | 0 | 0 | 0 | 0 | 0
CC | 0 | 0 | 0 | 0 | 0 | 0
CSP | 0 | 0 | 0 | 0 | 0 | 0
CT | 0 | 0 | 0 | 0 | 0 | 0
Coal | 0 | 0 | 0 | 0 | 0 | 0
Geo | 0 | 0 | 0 | 0 | 0 | 0
H | 0 | 0 | 0 | 0 | 0 | 0
LFG | 0 | 0 | 0 | 0 | 0 | 0
Nuc | 0 | 0 | 0 | 0 | 0 | 0
PS | 0 | 0 | 0 | 0 | 0 | 0
PV | 0 | 0 | 0 | 0 | 0 | 0
PeakG | 0 | 0 | 0 | 0 | 0 | 0
PeakO | 0 | 0 | 0 | 0 | 0 | 0
ST | 0 | 0 | 0 | 0 | 0 | 0
STOG | 0 | 0 | 0 | 0 | 0 | 0
STWD | 0 | 0 | 0 | 0 | 0 | 0
WT | 0 | 0 | 0 | 0 | 0 | 0
IGCC | 0 | 0 | 0 | 0 | 0 | 0
DemandResponse | 0 | 0 | 0 | 0 | 0 | 0
IGCC-CCS | 0 | 0 | 0 | 0 | 0 | 0
WT_off | 0 | 0 | 0 | 0 | 0 | 0
PseudoUnit | 0 | 0 | 0 | 0 | 0 | 0
FixedInterchange | 0 | 0 | 0 | 0 | 0 | 0
Emission Cost by Reporting Type: Outside_EI
ReportingType | 2015 | 2020 | 2025 | 2030 | 2035 | 2040
BM | 0 | 0 | 0 | 0 | 0 | 0
CC | 0 | 0 | 0 | 0 | 0 | 0
CSP | 0 | 0 | 0 | 0 | 0 | 0
CT | 0 | 0 | 0 | 0 | 0 | 0
Coal | 0 | 0 | 0 | 0 | 0 | 0
Geo | 0 | 0 | 0 | 0 | 0 | 0
H | 0 | 0 | 0 | 0 | 0 | 0
LFG | 0 | 0 | 0 | 0 | 0 | 0
Nuc | 0 | 0 | 0 | 0 | 0 | 0
PS | 0 | 0 | 0 | 0 | 0 | 0
PV | 0 | 0 | 0 | 0 | 0 | 0
PeakG | 0 | 0 | 0 | 0 | 0 | 0
PeakO | 0 | 0 | 0 | 0 | 0 | 0
ST | 0 | 0 | 0 | 0 | 0 | 0
STOG | 0 | 0 | 0 | 0 | 0 | 0
STWD | 0 | 0 | 0 | 0 | 0 | 0
WT | 0 | 0 | 0 | 0 | 0 | 0
IGCC | 0 | 0 | 0 | 0 | 0 | 0
DemandResponse | 0 | 0 | 0 | 0 | 0 | 0
IGCC-CCS | 0 | 0 | 0 | 0 | 0 | 0
WT_off | 0 | 0 | 0 | 0 | 0 | 0
PseudoUnit | 0 | 0 | 0 | 0 | 0 | 0
FixedInterchange | 0 | 0 | 0 | 0 | 0 | 0
==== Emission Program: CAIRNOxAnnual : (NOx) ====
Emission Cost by Reporting Type: Entergy
ReportingType | 2015 | 2020 | 2025 | 2030 | 2035 | 2040
BM | 0 | 0 | 0 | 0 | 0 | 0
CC | 0 | 0 | 0 | 0 | 0 | 0
CSP | 0 | 0 | 0 | 0 | 0 | 0
CT | 0 | 0 | 0 | 0 | 0 | 0
Coal | 0 | 0 | 0 | 0 | 0 | 0
Geo | 0 | 0 | 0 | 0 | 0 | 0
H | 0 | 0 | 0 | 0 | 0 | 0
LFG | 0 | 0 | 0 | 0 | 0 | 0
Nuc | 0 | 0 | 0 | 0 | 0 | 0
PS | 0 | 0 | 0 | 0 | 0 | 0
PV | 0 | 0 | 0 | 0 | 0 | 0
PeakG | 0 | 0 | 0 | 0 | 0 | 0
PeakO | 0 | 0 | 0 | 0 | 0 | 0
ST | 0 | 0 | 0 | 0 | 0 | 0
STOG | 0 | 0 | 0 | 0 | 0 | 0
STWD | 0 | 0 | 0 | 0 | 0 | 0
WT | 0 | 0 | 0 | 0 | 0 | 0
IGCC | 0 | 0 | 0 | 0 | 0 | 0
DemandResponse | 0 | 0 | 0 | 0 | 0 | 0
IGCC-CCS | 0 | 0 | 0 | 0 | 0 | 0
WT_off | 0 | 0 | 0 | 0 | 0 | 0
PseudoUnit | 0 | 0 | 0 | 0 | 0 | 0
FixedInterchange | 0 | 0 | 0 | 0 | 0 | 0
Emission Cost by Reporting Type: FRCC
ReportingType | 2015 | 2020 | 2025 | 2030 | 2035 | 2040
BM | 0 | 0 | 0 | 0 | 0 | 0
CC | 0 | 0 | 0 | 0 | 0 | 0
CSP | 0 | 0 | 0 | 0 | 0 | 0
CT | 0 | 0 | 0 | 0 | 0 | 0
Coal | 0 | 0 | 0 | 0 | 0 | 0
Geo | 0 | 0 | 0 | 0 | 0 | 0
H | 0 | 0 | 0 | 0 | 0 | 0
LFG | 0 | 0 | 0 | 0 | 0 | 0
Nuc | 0 | 0 | 0 | 0 | 0 | 0
PS | 0 | 0 | 0 | 0 | 0 | 0
PV | 0 | 0 | 0 | 0 | 0 | 0
PeakG | 0 | 0 | 0 | 0 | 0 | 0
PeakO | 0 | 0 | 0 | 0 | 0 | 0
ST | 0 | 0 | 0 | 0 | 0 | 0
STOG | 0 | 0 | 0 | 0 | 0 | 0
STWD | 0 | 0 | 0 | 0 | 0 | 0
WT | 0 | 0 | 0 | 0 | 0 | 0
IGCC | 0 | 0 | 0 | 0 | 0 | 0
DemandResponse | 0 | 0 | 0 | 0 | 0 | 0
IGCC-CCS | 0 | 0 | 0 | 0 | 0 | 0
WT_off | 0 | 0 | 0 | 0 | 0 | 0
PseudoUnit | 0 | 0 | 0 | 0 | 0 | 0
FixedInterchange | 0 | 0 | 0 | 0 | 0 | 0
Emission Cost by Reporting Type: MAPP_US
ReportingType | 2015 | 2020 | 2025 | 2030 | 2035 | 2040
BM | 0 | 0 | 0 | 0 | 0 | 0
CC | 0 | 0 | 0 | 0 | 0 | 0
CSP | 0 | 0 | 0 | 0 | 0 | 0
CT | 0 | 0 | 0 | 0 | 0 | 0
Coal | 0 | 0 | 0 | 0 | 0 | 0
Geo | 0 | 0 | 0 | 0 | 0 | 0
H | 0 | 0 | 0 | 0 | 0 | 0
LFG | 0 | 0 | 0 | 0 | 0 | 0
Nuc | 0 | 0 | 0 | 0 | 0 | 0
PS | 0 | 0 | 0 | 0 | 0 | 0
PV | 0 | 0 | 0 | 0 | 0 | 0
PeakG | 0 | 0 | 0 | 0 | 0 | 0
PeakO | 0 | 0 | 0 | 0 | 0 | 0
ST | 0 | 0 | 0 | 0 | 0 | 0
STOG | 0 | 0 | 0 | 0 | 0 | 0
STWD | 0 | 0 | 0 | 0 | 0 | 0
WT | 0 | 0 | 0 | 0 | 0 | 0
IGCC | 0 | 0 | 0 | 0 | 0 | 0
DemandResponse | 0 | 0 | 0 | 0 | 0 | 0
IGCC-CCS | 0 | 0 | 0 | 0 | 0 | 0
WT_off | 0 | 0 | 0 | 0 | 0 | 0
PseudoUnit | 0 | 0 | 0 | 0 | 0 | 0
FixedInterchange | 0 | 0 | 0 | 0 | 0 | 0
Emission Cost by Reporting Type: MISO_IN
ReportingType | 2015 | 2020 | 2025 | 2030 | 2035 | 2040
BM | 0 | 0 | 0 | 0 | 0 | 0
CC | 0 | 0 | 0 | 0 | 0 | 0
CSP | 0 | 0 | 0 | 0 | 0 | 0
CT | 0 | 0 | 0 | 0 | 0 | 0
Coal | 0 | 0 | 0 | 0 | 0 | 0
Geo | 0 | 0 | 0 | 0 | 0 | 0
H | 0 | 0 | 0 | 0 | 0 | 0
LFG | 0 | 0 | 0 | 0 | 0 | 0
Nuc | 0 | 0 | 0 | 0 | 0 | 0
PS | 0 | 0 | 0 | 0 | 0 | 0
PV | 0 | 0 | 0 | 0 | 0 | 0
PeakG | 0 | 0 | 0 | 0 | 0 | 0
PeakO | 0 | 0 | 0 | 0 | 0 | 0
ST | 0 | 0 | 0 | 0 | 0 | 0
STOG | 0 | 0 | 0 | 0 | 0 | 0
STWD | 0 | 0 | 0 | 0 | 0 | 0
WT | 0 | 0 | 0 | 0 | 0 | 0
IGCC | 0 | 0 | 0 | 0 | 0 | 0
DemandResponse | 0 | 0 | 0 | 0 | 0 | 0
IGCC-CCS | 0 | 0 | 0 | 0 | 0 | 0
WT_off | 0 | 0 | 0 | 0 | 0 | 0
PseudoUnit | 0 | 0 | 0 | 0 | 0 | 0
FixedInterchange | 0 | 0 | 0 | 0 | 0 | 0
Emission Cost by Reporting Type: MISO_MI
ReportingType | 2015 | 2020 | 2025 | 2030 | 2035 | 2040
BM | 0 | 0 | 0 | 0 | 0 | 0
CC | 0 | 0 | 0 | 0 | 0 | 0
CSP | 0 | 0 | 0 | 0 | 0 | 0
CT | 0 | 0 | 0 | 0 | 0 | 0
Coal | 0 | 0 | 0 | 0 | 0 | 0
Geo | 0 | 0 | 0 | 0 | 0 | 0
H | 0 | 0 | 0 | 0 | 0 | 0
LFG | 0 | 0 | 0 | 0 | 0 | 0
Nuc | 0 | 0 | 0 | 0 | 0 | 0
PS | 0 | 0 | 0 | 0 | 0 | 0
PV | 0 | 0 | 0 | 0 | 0 | 0
PeakG | 0 | 0 | 0 | 0 | 0 | 0
PeakO | 0 | 0 | 0 | 0 | 0 | 0
ST | 0 | 0 | 0 | 0 | 0 | 0
STOG | 0 | 0 | 0 | 0 | 0 | 0
STWD | 0 | 0 | 0 | 0 | 0 | 0
WT | 0 | 0 | 0 | 0 | 0 | 0
IGCC | 0 | 0 | 0 | 0 | 0 | 0
DemandResponse | 0 | 0 | 0 | 0 | 0 | 0
IGCC-CCS | 0 | 0 | 0 | 0 | 0 | 0
WT_off | 0 | 0 | 0 | 0 | 0 | 0
PseudoUnit | 0 | 0 | 0 | 0 | 0 | 0
FixedInterchange | 0 | 0 | 0 | 0 | 0 | 0
Emission Cost by Reporting Type: MISO_MO-IL
ReportingType | 2015 | 2020 | 2025 | 2030 | 2035 | 2040
BM | 0 | 0 | 0 | 0 | 0 | 0
CC | 0 | 0 | 0 | 0 | 0 | 0
CSP | 0 | 0 | 0 | 0 | 0 | 0
CT | 0 | 0 | 0 | 0 | 0 | 0
Coal | 0 | 0 | 0 | 0 | 0 | 0
Geo | 0 | 0 | 0 | 0 | 0 | 0
H | 0 | 0 | 0 | 0 | 0 | 0
LFG | 0 | 0 | 0 | 0 | 0 | 0
Nuc | 0 | 0 | 0 | 0 | 0 | 0
PS | 0 | 0 | 0 | 0 | 0 | 0
PV | 0 | 0 | 0 | 0 | 0 | 0
PeakG | 0 | 0 | 0 | 0 | 0 | 0
PeakO | 0 | 0 | 0 | 0 | 0 | 0
ST | 0 | 0 | 0 | 0 | 0 | 0
STOG | 0 | 0 | 0 | 0 | 0 | 0
STWD | 0 | 0 | 0 | 0 | 0 | 0
WT | 0 | 0 | 0 | 0 | 0 | 0
IGCC | 0 | 0 | 0 | 0 | 0 | 0
DemandResponse | 0 | 0 | 0 | 0 | 0 | 0
IGCC-CCS | 0 | 0 | 0 | 0 | 0 | 0
WT_off | 0 | 0 | 0 | 0 | 0 | 0
PseudoUnit | 0 | 0 | 0 | 0 | 0 | 0
FixedInterchange | 0 | 0 | 0 | 0 | 0 | 0
Emission Cost by Reporting Type: MISO_W
ReportingType | 2015 | 2020 | 2025 | 2030 | 2035 | 2040
BM | 0 | 0 | 0 | 0 | 0 | 0
CC | 0 | 0 | 0 | 0 | 0 | 0
CSP | 0 | 0 | 0 | 0 | 0 | 0
CT | 0 | 0 | 0 | 0 | 0 | 0
Coal | 0 | 0 | 0 | 0 | 0 | 0
Geo | 0 | 0 | 0 | 0 | 0 | 0
H | 0 | 0 | 0 | 0 | 0 | 0
LFG | 0 | 0 | 0 | 0 | 0 | 0
Nuc | 0 | 0 | 0 | 0 | 0 | 0
PS | 0 | 0 | 0 | 0 | 0 | 0
PV | 0 | 0 | 0 | 0 | 0 | 0
PeakG | 0 | 0 | 0 | 0 | 0 | 0
PeakO | 0 | 0 | 0 | 0 | 0 | 0
ST | 0 | 0 | 0 | 0 | 0 | 0
STOG | 0 | 0 | 0 | 0 | 0 | 0
STWD | 0 | 0 | 0 | 0 | 0 | 0
WT | 0 | 0 | 0 | 0 | 0 | 0
IGCC | 0 | 0 | 0 | 0 | 0 | 0
DemandResponse | 0 | 0 | 0 | 0 | 0 | 0
IGCC-CCS | 0 | 0 | 0 | 0 | 0 | 0
WT_off | 0 | 0 | 0 | 0 | 0 | 0
PseudoUnit | 0 | 0 | 0 | 0 | 0 | 0
FixedInterchange | 0 | 0 | 0 | 0 | 0 | 0
Emission Cost by Reporting Type: MISO_WUMS
ReportingType | 2015 | 2020 | 2025 | 2030 | 2035 | 2040
BM | 0 | 0 | 0 | 0 | 0 | 0
CC | 0 | 0 | 0 | 0 | 0 | 0
CSP | 0 | 0 | 0 | 0 | 0 | 0
CT | 0 | 0 | 0 | 0 | 0 | 0
Coal | 0 | 0 | 0 | 0 | 0 | 0
Geo | 0 | 0 | 0 | 0 | 0 | 0
H | 0 | 0 | 0 | 0 | 0 | 0
LFG | 0 | 0 | 0 | 0 | 0 | 0
Nuc | 0 | 0 | 0 | 0 | 0 | 0
PS | 0 | 0 | 0 | 0 | 0 | 0
PV | 0 | 0 | 0 | 0 | 0 | 0
PeakG | 0 | 0 | 0 | 0 | 0 | 0
PeakO | 0 | 0 | 0 | 0 | 0 | 0
ST | 0 | 0 | 0 | 0 | 0 | 0
STOG | 0 | 0 | 0 | 0 | 0 | 0
STWD | 0 | 0 | 0 | 0 | 0 | 0
WT | 0 | 0 | 0 | 0 | 0 | 0
IGCC | 0 | 0 | 0 | 0 | 0 | 0
DemandResponse | 0 | 0 | 0 | 0 | 0 | 0
IGCC-CCS | 0 | 0 | 0 | 0 | 0 | 0
WT_off | 0 | 0 | 0 | 0 | 0 | 0
PseudoUnit | 0 | 0 | 0 | 0 | 0 | 0
FixedInterchange | 0 | 0 | 0 | 0 | 0 | 0
Emission Cost by Reporting Type: Nebraska
ReportingType | 2015 | 2020 | 2025 | 2030 | 2035 | 2040
BM | 0 | 0 | 0 | 0 | 0 | 0
CC | 0 | 0 | 0 | 0 | 0 | 0
CSP | 0 | 0 | 0 | 0 | 0 | 0
CT | 0 | 0 | 0 | 0 | 0 | 0
Coal | 0 | 0 | 0 | 0 | 0 | 0
Geo | 0 | 0 | 0 | 0 | 0 | 0
H | 0 | 0 | 0 | 0 | 0 | 0
LFG | 0 | 0 | 0 | 0 | 0 | 0
Nuc | 0 | 0 | 0 | 0 | 0 | 0
PS | 0 | 0 | 0 | 0 | 0 | 0
PV | 0 | 0 | 0 | 0 | 0 | 0
PeakG | 0 | 0 | 0 | 0 | 0 | 0
PeakO | 0 | 0 | 0 | 0 | 0 | 0
ST | 0 | 0 | 0 | 0 | 0 | 0
STOG | 0 | 0 | 0 | 0 | 0 | 0
STWD | 0 | 0 | 0 | 0 | 0 | 0
WT | 0 | 0 | 0 | 0 | 0 | 0
IGCC | 0 | 0 | 0 | 0 | 0 | 0
DemandResponse | 0 | 0 | 0 | 0 | 0 | 0
IGCC-CCS | 0 | 0 | 0 | 0 | 0 | 0
WT_off | 0 | 0 | 0 | 0 | 0 | 0
PseudoUnit | 0 | 0 | 0 | 0 | 0 | 0
FixedInterchange | 0 | 0 | 0 | 0 | 0 | 0
Emission Cost by Reporting Type: NEISO
ReportingType | 2015 | 2020 | 2025 | 2030 | 2035 | 2040
BM | 0 | 0 | 0 | 0 | 0 | 0
CC | 0 | 0 | 0 | 0 | 0 | 0
CSP | 0 | 0 | 0 | 0 | 0 | 0
CT | 0 | 0 | 0 | 0 | 0 | 0
Coal | 0 | 0 | 0 | 0 | 0 | 0
Geo | 0 | 0 | 0 | 0 | 0 | 0
H | 0 | 0 | 0 | 0 | 0 | 0
LFG | 0 | 0 | 0 | 0 | 0 | 0
Nuc | 0 | 0 | 0 | 0 | 0 | 0
PS | 0 | 0 | 0 | 0 | 0 | 0
PV | 0 | 0 | 0 | 0 | 0 | 0
PeakG | 0 | 0 | 0 | 0 | 0 | 0
PeakO | 0 | 0 | 0 | 0 | 0 | 0
ST | 0 | 0 | 0 | 0 | 0 | 0
STOG | 0 | 0 | 0 | 0 | 0 | 0
STWD | 0 | 0 | 0 | 0 | 0 | 0
WT | 0 | 0 | 0 | 0 | 0 | 0
IGCC | 0 | 0 | 0 | 0 | 0 | 0
DemandResponse | 0 | 0 | 0 | 0 | 0 | 0
IGCC-CCS | 0 | 0 | 0 | 0 | 0 | 0
WT_off | 0 | 0 | 0 | 0 | 0 | 0
PseudoUnit | 0 | 0 | 0 | 0 | 0 | 0
FixedInterchange | 0 | 0 | 0 | 0 | 0 | 0
Emission Cost by Reporting Type: NonRTO_Midwest
ReportingType | 2015 | 2020 | 2025 | 2030 | 2035 | 2040
BM | 0 | 0 | 0 | 0 | 0 | 0
CC | 0 | 0 | 0 | 0 | 0 | 0
CSP | 0 | 0 | 0 | 0 | 0 | 0
CT | 0 | 0 | 0 | 0 | 0 | 0
Coal | 0 | 0 | 0 | 0 | 0 | 0
Geo | 0 | 0 | 0 | 0 | 0 | 0
H | 0 | 0 | 0 | 0 | 0 | 0
LFG | 0 | 0 | 0 | 0 | 0 | 0
Nuc | 0 | 0 | 0 | 0 | 0 | 0
PS | 0 | 0 | 0 | 0 | 0 | 0
PV | 0 | 0 | 0 | 0 | 0 | 0
PeakG | 0 | 0 | 0 | 0 | 0 | 0
PeakO | 0 | 0 | 0 | 0 | 0 | 0
ST | 0 | 0 | 0 | 0 | 0 | 0
STOG | 0 | 0 | 0 | 0 | 0 | 0
STWD | 0 | 0 | 0 | 0 | 0 | 0
WT | 0 | 0 | 0 | 0 | 0 | 0
IGCC | 0 | 0 | 0 | 0 | 0 | 0
DemandResponse | 0 | 0 | 0 | 0 | 0 | 0
IGCC-CCS | 0 | 0 | 0 | 0 | 0 | 0
WT_off | 0 | 0 | 0 | 0 | 0 | 0
PseudoUnit | 0 | 0 | 0 | 0 | 0 | 0
FixedInterchange | 0 | 0 | 0 | 0 | 0 | 0
Emission Cost by Reporting Type: NYISO_A-F
ReportingType | 2015 | 2020 | 2025 | 2030 | 2035 | 2040
BM | 0 | 0 | 0 | 0 | 0 | 0
CC | 0 | 0 | 0 | 0 | 0 | 0
CSP | 0 | 0 | 0 | 0 | 0 | 0
CT | 0 | 0 | 0 | 0 | 0 | 0
Coal | 0 | 0 | 0 | 0 | 0 | 0
Geo | 0 | 0 | 0 | 0 | 0 | 0
H | 0 | 0 | 0 | 0 | 0 | 0
LFG | 0 | 0 | 0 | 0 | 0 | 0
Nuc | 0 | 0 | 0 | 0 | 0 | 0
PS | 0 | 0 | 0 | 0 | 0 | 0
PV | 0 | 0 | 0 | 0 | 0 | 0
PeakG | 0 | 0 | 0 | 0 | 0 | 0
PeakO | 0 | 0 | 0 | 0 | 0 | 0
ST | 0 | 0 | 0 | 0 | 0 | 0
STOG | 0 | 0 | 0 | 0 | 0 | 0
STWD | 0 | 0 | 0 | 0 | 0 | 0
WT | 0 | 0 | 0 | 0 | 0 | 0
IGCC | 0 | 0 | 0 | 0 | 0 | 0
DemandResponse | 0 | 0 | 0 | 0 | 0 | 0
IGCC-CCS | 0 | 0 | 0 | 0 | 0 | 0
WT_off | 0 | 0 | 0 | 0 | 0 | 0
PseudoUnit | 0 | 0 | 0 | 0 | 0 | 0
FixedInterchange | 0 | 0 | 0 | 0 | 0 | 0
Emission Cost by Reporting Type: NYISO_G-I
ReportingType | 2015 | 2020 | 2025 | 2030 | 2035 | 2040
BM | 0 | 0 | 0 | 0 | 0 | 0
CC | 0 | 0 | 0 | 0 | 0 | 0
CSP | 0 | 0 | 0 | 0 | 0 | 0
CT | 0 | 0 | 0 | 0 | 0 | 0
Coal | 0 | 0 | 0 | 0 | 0 | 0
Geo | 0 | 0 | 0 | 0 | 0 | 0
H | 0 | 0 | 0 | 0 | 0 | 0
LFG | 0 | 0 | 0 | 0 | 0 | 0
Nuc | 0 | 0 | 0 | 0 | 0 | 0
PS | 0 | 0 | 0 | 0 | 0 | 0
PV | 0 | 0 | 0 | 0 | 0 | 0
PeakG | 0 | 0 | 0 | 0 | 0 | 0
PeakO | 0 | 0 | 0 | 0 | 0 | 0
ST | 0 | 0 | 0 | 0 | 0 | 0
STOG | 0 | 0 | 0 | 0 | 0 | 0
STWD | 0 | 0 | 0 | 0 | 0 | 0
WT | 0 | 0 | 0 | 0 | 0 | 0
IGCC | 0 | 0 | 0 | 0 | 0 | 0
DemandResponse | 0 | 0 | 0 | 0 | 0 | 0
IGCC-CCS | 0 | 0 | 0 | 0 | 0 | 0
WT_off | 0 | 0 | 0 | 0 | 0 | 0
PseudoUnit | 0 | 0 | 0 | 0 | 0 | 0
FixedInterchange | 0 | 0 | 0 | 0 | 0 | 0
Emission Cost by Reporting Type: NYISO_J-K
ReportingType | 2015 | 2020 | 2025 | 2030 | 2035 | 2040
BM | 0 | 0 | 0 | 0 | 0 | 0
CC | 0 | 0 | 0 | 0 | 0 | 0
CSP | 0 | 0 | 0 | 0 | 0 | 0
CT | 0 | 0 | 0 | 0 | 0 | 0
Coal | 0 | 0 | 0 | 0 | 0 | 0
Geo | 0 | 0 | 0 | 0 | 0 | 0
H | 0 | 0 | 0 | 0 | 0 | 0
LFG | 0 | 0 | 0 | 0 | 0 | 0
Nuc | 0 | 0 | 0 | 0 | 0 | 0
PS | 0 | 0 | 0 | 0 | 0 | 0
PV | 0 | 0 | 0 | 0 | 0 | 0
PeakG | 0 | 0 | 0 | 0 | 0 | 0
PeakO | 0 | 0 | 0 | 0 | 0 | 0
ST | 0 | 0 | 0 | 0 | 0 | 0
STOG | 0 | 0 | 0 | 0 | 0 | 0
STWD | 0 | 0 | 0 | 0 | 0 | 0
WT | 0 | 0 | 0 | 0 | 0 | 0
IGCC | 0 | 0 | 0 | 0 | 0 | 0
DemandResponse | 0 | 0 | 0 | 0 | 0 | 0
IGCC-CCS | 0 | 0 | 0 | 0 | 0 | 0
WT_off | 0 | 0 | 0 | 0 | 0 | 0
PseudoUnit | 0 | 0 | 0 | 0 | 0 | 0
FixedInterchange | 0 | 0 | 0 | 0 | 0 | 0
Emission Cost by Reporting Type: PJM_E
ReportingType | 2015 | 2020 | 2025 | 2030 | 2035 | 2040
BM | 0 | 0 | 0 | 0 | 0 | 0
CC | 0 | 0 | 0 | 0 | 0 | 0
CSP | 0 | 0 | 0 | 0 | 0 | 0
CT | 0 | 0 | 0 | 0 | 0 | 0
Coal | 0 | 0 | 0 | 0 | 0 | 0
Geo | 0 | 0 | 0 | 0 | 0 | 0
H | 0 | 0 | 0 | 0 | 0 | 0
LFG | 0 | 0 | 0 | 0 | 0 | 0
Nuc | 0 | 0 | 0 | 0 | 0 | 0
PS | 0 | 0 | 0 | 0 | 0 | 0
PV | 0 | 0 | 0 | 0 | 0 | 0
PeakG | 0 | 0 | 0 | 0 | 0 | 0
PeakO | 0 | 0 | 0 | 0 | 0 | 0
ST | 0 | 0 | 0 | 0 | 0 | 0
STOG | 0 | 0 | 0 | 0 | 0 | 0
STWD | 0 | 0 | 0 | 0 | 0 | 0
WT | 0 | 0 | 0 | 0 | 0 | 0
IGCC | 0 | 0 | 0 | 0 | 0 | 0
DemandResponse | 0 | 0 | 0 | 0 | 0 | 0
IGCC-CCS | 0 | 0 | 0 | 0 | 0 | 0
WT_off | 0 | 0 | 0 | 0 | 0 | 0
PseudoUnit | 0 | 0 | 0 | 0 | 0 | 0
FixedInterchange | 0 | 0 | 0 | 0 | 0 | 0
Emission Cost by Reporting Type: PJM_ROM
ReportingType | 2015 | 2020 | 2025 | 2030 | 2035 | 2040
BM | 0 | 0 | 0 | 0 | 0 | 0
CC | 0 | 0 | 0 | 0 | 0 | 0
CSP | 0 | 0 | 0 | 0 | 0 | 0
CT | 0 | 0 | 0 | 0 | 0 | 0
Coal | 0 | 0 | 0 | 0 | 0 | 0
Geo | 0 | 0 | 0 | 0 | 0 | 0
H | 0 | 0 | 0 | 0 | 0 | 0
LFG | 0 | 0 | 0 | 0 | 0 | 0
Nuc | 0 | 0 | 0 | 0 | 0 | 0
PS | 0 | 0 | 0 | 0 | 0 | 0
PV | 0 | 0 | 0 | 0 | 0 | 0
PeakG | 0 | 0 | 0 | 0 | 0 | 0
PeakO | 0 | 0 | 0 | 0 | 0 | 0
ST | 0 | 0 | 0 | 0 | 0 | 0
STOG | 0 | 0 | 0 | 0 | 0 | 0
STWD | 0 | 0 | 0 | 0 | 0 | 0
WT | 0 | 0 | 0 | 0 | 0 | 0
IGCC | 0 | 0 | 0 | 0 | 0 | 0
DemandResponse | 0 | 0 | 0 | 0 | 0 | 0
IGCC-CCS | 0 | 0 | 0 | 0 | 0 | 0
WT_off | 0 | 0 | 0 | 0 | 0 | 0
PseudoUnit | 0 | 0 | 0 | 0 | 0 | 0
FixedInterchange | 0 | 0 | 0 | 0 | 0 | 0
Emission Cost by Reporting Type: PJM_ROR
ReportingType | 2015 | 2020 | 2025 | 2030 | 2035 | 2040
BM | 0 | 0 | 0 | 0 | 0 | 0
CC | 0 | 0 | 0 | 0 | 0 | 0
CSP | 0 | 0 | 0 | 0 | 0 | 0
CT | 0 | 0 | 0 | 0 | 0 | 0
Coal | 0 | 0 | 0 | 0 | 0 | 0
Geo | 0 | 0 | 0 | 0 | 0 | 0
H | 0 | 0 | 0 | 0 | 0 | 0
LFG | 0 | 0 | 0 | 0 | 0 | 0
Nuc | 0 | 0 | 0 | 0 | 0 | 0
PS | 0 | 0 | 0 | 0 | 0 | 0
PV | 0 | 0 | 0 | 0 | 0 | 0
PeakG | 0 | 0 | 0 | 0 | 0 | 0
PeakO | 0 | 0 | 0 | 0 | 0 | 0
ST | 0 | 0 | 0 | 0 | 0 | 0
STOG | 0 | 0 | 0 | 0 | 0 | 0
STWD | 0 | 0 | 0 | 0 | 0 | 0
WT | 0 | 0 | 0 | 0 | 0 | 0
IGCC | 0 | 0 | 0 | 0 | 0 | 0
DemandResponse | 0 | 0 | 0 | 0 | 0 | 0
IGCC-CCS | 0 | 0 | 0 | 0 | 0 | 0
WT_off | 0 | 0 | 0 | 0 | 0 | 0
PseudoUnit | 0 | 0 | 0 | 0 | 0 | 0
FixedInterchange | 0 | 0 | 0 | 0 | 0 | 0
Emission Cost by Reporting Type: SOCO
ReportingType | 2015 | 2020 | 2025 | 2030 | 2035 | 2040
BM | 0 | 0 | 0 | 0 | 0 | 0
CC | 0 | 0 | 0 | 0 | 0 | 0
CSP | 0 | 0 | 0 | 0 | 0 | 0
CT | 0 | 0 | 0 | 0 | 0 | 0
Coal | 0 | 0 | 0 | 0 | 0 | 0
Geo | 0 | 0 | 0 | 0 | 0 | 0
H | 0 | 0 | 0 | 0 | 0 | 0
LFG | 0 | 0 | 0 | 0 | 0 | 0
Nuc | 0 | 0 | 0 | 0 | 0 | 0
PS | 0 | 0 | 0 | 0 | 0 | 0
PV | 0 | 0 | 0 | 0 | 0 | 0
PeakG | 0 | 0 | 0 | 0 | 0 | 0
PeakO | 0 | 0 | 0 | 0 | 0 | 0
ST | 0 | 0 | 0 | 0 | 0 | 0
STOG | 0 | 0 | 0 | 0 | 0 | 0
STWD | 0 | 0 | 0 | 0 | 0 | 0
WT | 0 | 0 | 0 | 0 | 0 | 0
IGCC | 0 | 0 | 0 | 0 | 0 | 0
DemandResponse | 0 | 0 | 0 | 0 | 0 | 0
IGCC-CCS | 0 | 0 | 0 | 0 | 0 | 0
WT_off | 0 | 0 | 0 | 0 | 0 | 0
PseudoUnit | 0 | 0 | 0 | 0 | 0 | 0
FixedInterchange | 0 | 0 | 0 | 0 | 0 | 0
Emission Cost by Reporting Type: SPP_N
ReportingType | 2015 | 2020 | 2025 | 2030 | 2035 | 2040
BM | 0 | 0 | 0 | 0 | 0 | 0
CC | 0 | 0 | 0 | 0 | 0 | 0
CSP | 0 | 0 | 0 | 0 | 0 | 0
CT | 0 | 0 | 0 | 0 | 0 | 0
Coal | 0 | 0 | 0 | 0 | 0 | 0
Geo | 0 | 0 | 0 | 0 | 0 | 0
H | 0 | 0 | 0 | 0 | 0 | 0
LFG | 0 | 0 | 0 | 0 | 0 | 0
Nuc | 0 | 0 | 0 | 0 | 0 | 0
PS | 0 | 0 | 0 | 0 | 0 | 0
PV | 0 | 0 | 0 | 0 | 0 | 0
PeakG | 0 | 0 | 0 | 0 | 0 | 0
PeakO | 0 | 0 | 0 | 0 | 0 | 0
ST | 0 | 0 | 0 | 0 | 0 | 0
STOG | 0 | 0 | 0 | 0 | 0 | 0
STWD | 0 | 0 | 0 | 0 | 0 | 0
WT | 0 | 0 | 0 | 0 | 0 | 0
IGCC | 0 | 0 | 0 | 0 | 0 | 0
DemandResponse | 0 | 0 | 0 | 0 | 0 | 0
IGCC-CCS | 0 | 0 | 0 | 0 | 0 | 0
WT_off | 0 | 0 | 0 | 0 | 0 | 0
PseudoUnit | 0 | 0 | 0 | 0 | 0 | 0
FixedInterchange | 0 | 0 | 0 | 0 | 0 | 0
Emission Cost by Reporting Type: SPP_S
ReportingType | 2015 | 2020 | 2025 | 2030 | 2035 | 2040
BM | 0 | 0 | 0 | 0 | 0 | 0
CC | 0 | 0 | 0 | 0 | 0 | 0
CSP | 0 | 0 | 0 | 0 | 0 | 0
CT | 0 | 0 | 0 | 0 | 0 | 0
Coal | 0 | 0 | 0 | 0 | 0 | 0
Geo | 0 | 0 | 0 | 0 | 0 | 0
H | 0 | 0 | 0 | 0 | 0 | 0
LFG | 0 | 0 | 0 | 0 | 0 | 0
Nuc | 0 | 0 | 0 | 0 | 0 | 0
PS | 0 | 0 | 0 | 0 | 0 | 0
PV | 0 | 0 | 0 | 0 | 0 | 0
PeakG | 0 | 0 | 0 | 0 | 0 | 0
PeakO | 0 | 0 | 0 | 0 | 0 | 0
ST | 0 | 0 | 0 | 0 | 0 | 0
STOG | 0 | 0 | 0 | 0 | 0 | 0
STWD | 0 | 0 | 0 | 0 | 0 | 0
WT | 0 | 0 | 0 | 0 | 0 | 0
IGCC | 0 | 0 | 0 | 0 | 0 | 0
DemandResponse | 0 | 0 | 0 | 0 | 0 | 0
IGCC-CCS | 0 | 0 | 0 | 0 | 0 | 0
WT_off | 0 | 0 | 0 | 0 | 0 | 0
PseudoUnit | 0 | 0 | 0 | 0 | 0 | 0
FixedInterchange | 0 | 0 | 0 | 0 | 0 | 0
Emission Cost by Reporting Type: TVA
ReportingType | 2015 | 2020 | 2025 | 2030 | 2035 | 2040
BM | 0 | 0 | 0 | 0 | 0 | 0
CC | 0 | 0 | 0 | 0 | 0 | 0
CSP | 0 | 0 | 0 | 0 | 0 | 0
CT | 0 | 0 | 0 | 0 | 0 | 0
Coal | 0 | 0 | 0 | 0 | 0 | 0
Geo | 0 | 0 | 0 | 0 | 0 | 0
H | 0 | 0 | 0 | 0 | 0 | 0
LFG | 0 | 0 | 0 | 0 | 0 | 0
Nuc | 0 | 0 | 0 | 0 | 0 | 0
PS | 0 | 0 | 0 | 0 | 0 | 0
PV | 0 | 0 | 0 | 0 | 0 | 0
PeakG | 0 | 0 | 0 | 0 | 0 | 0
PeakO | 0 | 0 | 0 | 0 | 0 | 0
ST | 0 | 0 | 0 | 0 | 0 | 0
STOG | 0 | 0 | 0 | 0 | 0 | 0
STWD | 0 | 0 | 0 | 0 | 0 | 0
WT | 0 | 0 | 0 | 0 | 0 | 0
IGCC | 0 | 0 | 0 | 0 | 0 | 0
DemandResponse | 0 | 0 | 0 | 0 | 0 | 0
IGCC-CCS | 0 | 0 | 0 | 0 | 0 | 0
WT_off | 0 | 0 | 0 | 0 | 0 | 0
PseudoUnit | 0 | 0 | 0 | 0 | 0 | 0
FixedInterchange | 0 | 0 | 0 | 0 | 0 | 0
Emission Cost by Reporting Type: TVA_Transmission
ReportingType | 2015 | 2020 | 2025 | 2030 | 2035 | 2040
BM | 0 | 0 | 0 | 0 | 0 | 0
CC | 0 | 0 | 0 | 0 | 0 | 0
CSP | 0 | 0 | 0 | 0 | 0 | 0
CT | 0 | 0 | 0 | 0 | 0 | 0
Coal | 0 | 0 | 0 | 0 | 0 | 0
Geo | 0 | 0 | 0 | 0 | 0 | 0
H | 0 | 0 | 0 | 0 | 0 | 0
LFG | 0 | 0 | 0 | 0 | 0 | 0
Nuc | 0 | 0 | 0 | 0 | 0 | 0
PS | 0 | 0 | 0 | 0 | 0 | 0
PV | 0 | 0 | 0 | 0 | 0 | 0
PeakG | 0 | 0 | 0 | 0 | 0 | 0
PeakO | 0 | 0 | 0 | 0 | 0 | 0
ST | 0 | 0 | 0 | 0 | 0 | 0
STOG | 0 | 0 | 0 | 0 | 0 | 0
STWD | 0 | 0 | 0 | 0 | 0 | 0
WT | 0 | 0 | 0 | 0 | 0 | 0
IGCC | 0 | 0 | 0 | 0 | 0 | 0
DemandResponse | 0 | 0 | 0 | 0 | 0 | 0
IGCC-CCS | 0 | 0 | 0 | 0 | 0 | 0
WT_off | 0 | 0 | 0 | 0 | 0 | 0
PseudoUnit | 0 | 0 | 0 | 0 | 0 | 0
FixedInterchange | 0 | 0 | 0 | 0 | 0 | 0
Emission Cost by Reporting Type: VACAR
ReportingType | 2015 | 2020 | 2025 | 2030 | 2035 | 2040
BM | 0 | 0 | 0 | 0 | 0 | 0
CC | 0 | 0 | 0 | 0 | 0 | 0
CSP | 0 | 0 | 0 | 0 | 0 | 0
CT | 0 | 0 | 0 | 0 | 0 | 0
Coal | 0 | 0 | 0 | 0 | 0 | 0
Geo | 0 | 0 | 0 | 0 | 0 | 0
H | 0 | 0 | 0 | 0 | 0 | 0
LFG | 0 | 0 | 0 | 0 | 0 | 0
Nuc | 0 | 0 | 0 | 0 | 0 | 0
PS | 0 | 0 | 0 | 0 | 0 | 0
PV | 0 | 0 | 0 | 0 | 0 | 0
PeakG | 0 | 0 | 0 | 0 | 0 | 0
PeakO | 0 | 0 | 0 | 0 | 0 | 0
ST | 0 | 0 | 0 | 0 | 0 | 0
STOG | 0 | 0 | 0 | 0 | 0 | 0
STWD | 0 | 0 | 0 | 0 | 0 | 0
WT | 0 | 0 | 0 | 0 | 0 | 0
IGCC | 0 | 0 | 0 | 0 | 0 | 0
DemandResponse | 0 | 0 | 0 | 0 | 0 | 0
IGCC-CCS | 0 | 0 | 0 | 0 | 0 | 0
WT_off | 0 | 0 | 0 | 0 | 0 | 0
PseudoUnit | 0 | 0 | 0 | 0 | 0 | 0
FixedInterchange | 0 | 0 | 0 | 0 | 0 | 0
Emission Cost by Reporting Type: IESO
ReportingType | 2015 | 2020 | 2025 | 2030 | 2035 | 2040
BM | 0 | 0 | 0 | 0 | 0 | 0
CC | 0 | 0 | 0 | 0 | 0 | 0
CSP | 0 | 0 | 0 | 0 | 0 | 0
CT | 0 | 0 | 0 | 0 | 0 | 0
Coal | 0 | 0 | 0 | 0 | 0 | 0
Geo | 0 | 0 | 0 | 0 | 0 | 0
H | 0 | 0 | 0 | 0 | 0 | 0
LFG | 0 | 0 | 0 | 0 | 0 | 0
Nuc | 0 | 0 | 0 | 0 | 0 | 0
PS | 0 | 0 | 0 | 0 | 0 | 0
PV | 0 | 0 | 0 | 0 | 0 | 0
PeakG | 0 | 0 | 0 | 0 | 0 | 0
PeakO | 0 | 0 | 0 | 0 | 0 | 0
ST | 0 | 0 | 0 | 0 | 0 | 0
STOG | 0 | 0 | 0 | 0 | 0 | 0
STWD | 0 | 0 | 0 | 0 | 0 | 0
WT | 0 | 0 | 0 | 0 | 0 | 0
IGCC | 0 | 0 | 0 | 0 | 0 | 0
DemandResponse | 0 | 0 | 0 | 0 | 0 | 0
IGCC-CCS | 0 | 0 | 0 | 0 | 0 | 0
WT_off | 0 | 0 | 0 | 0 | 0 | 0
PseudoUnit | 0 | 0 | 0 | 0 | 0 | 0
FixedInterchange | 0 | 0 | 0 | 0 | 0 | 0
Emission Cost by Reporting Type: MAPP_CA
ReportingType | 2015 | 2020 | 2025 | 2030 | 2035 | 2040
BM | 0 | 0 | 0 | 0 | 0 | 0
CC | 0 | 0 | 0 | 0 | 0 | 0
CSP | 0 | 0 | 0 | 0 | 0 | 0
CT | 0 | 0 | 0 | 0 | 0 | 0
Coal | 0 | 0 | 0 | 0 | 0 | 0
Geo | 0 | 0 | 0 | 0 | 0 | 0
H | 0 | 0 | 0 | 0 | 0 | 0
LFG | 0 | 0 | 0 | 0 | 0 | 0
Nuc | 0 | 0 | 0 | 0 | 0 | 0
PS | 0 | 0 | 0 | 0 | 0 | 0
PV | 0 | 0 | 0 | 0 | 0 | 0
PeakG | 0 | 0 | 0 | 0 | 0 | 0
PeakO | 0 | 0 | 0 | 0 | 0 | 0
ST | 0 | 0 | 0 | 0 | 0 | 0
STOG | 0 | 0 | 0 | 0 | 0 | 0
STWD | 0 | 0 | 0 | 0 | 0 | 0
WT | 0 | 0 | 0 | 0 | 0 | 0
IGCC | 0 | 0 | 0 | 0 | 0 | 0
DemandResponse | 0 | 0 | 0 | 0 | 0 | 0
IGCC-CCS | 0 | 0 | 0 | 0 | 0 | 0
WT_off | 0 | 0 | 0 | 0 | 0 | 0
PseudoUnit | 0 | 0 | 0 | 0 | 0 | 0
FixedInterchange | 0 | 0 | 0 | 0 | 0 | 0
Emission Cost by Reporting Type: AZ_NM_SNV_Coal
ReportingType | 2015 | 2020 | 2025 | 2030 | 2035 | 2040
BM | 0 | 0 | 0 | 0 | 0 | 0
CC | 0 | 0 | 0 | 0 | 0 | 0
CSP | 0 | 0 | 0 | 0 | 0 | 0
CT | 0 | 0 | 0 | 0 | 0 | 0
Coal | 0 | 0 | 0 | 0 | 0 | 0
Geo | 0 | 0 | 0 | 0 | 0 | 0
H | 0 | 0 | 0 | 0 | 0 | 0
LFG | 0 | 0 | 0 | 0 | 0 | 0
Nuc | 0 | 0 | 0 | 0 | 0 | 0
PS | 0 | 0 | 0 | 0 | 0 | 0
PV | 0 | 0 | 0 | 0 | 0 | 0
PeakG | 0 | 0 | 0 | 0 | 0 | 0
PeakO | 0 | 0 | 0 | 0 | 0 | 0
ST | 0 | 0 | 0 | 0 | 0 | 0
STOG | 0 | 0 | 0 | 0 | 0 | 0
STWD | 0 | 0 | 0 | 0 | 0 | 0
WT | 0 | 0 | 0 | 0 | 0 | 0
IGCC | 0 | 0 | 0 | 0 | 0 | 0
DemandResponse | 0 | 0 | 0 | 0 | 0 | 0
IGCC-CCS | 0 | 0 | 0 | 0 | 0 | 0
WT_off | 0 | 0 | 0 | 0 | 0 | 0
PseudoUnit | 0 | 0 | 0 | 0 | 0 | 0
FixedInterchange | 0 | 0 | 0 | 0 | 0 | 0
Emission Cost by Reporting Type: AZ_NM_SNV_Gas
ReportingType | 2015 | 2020 | 2025 | 2030 | 2035 | 2040
BM | 0 | 0 | 0 | 0 | 0 | 0
CC | 0 | 0 | 0 | 0 | 0 | 0
CSP | 0 | 0 | 0 | 0 | 0 | 0
CT | 0 | 0 | 0 | 0 | 0 | 0
Coal | 0 | 0 | 0 | 0 | 0 | 0
Geo | 0 | 0 | 0 | 0 | 0 | 0
H | 0 | 0 | 0 | 0 | 0 | 0
LFG | 0 | 0 | 0 | 0 | 0 | 0
Nuc | 0 | 0 | 0 | 0 | 0 | 0
PS | 0 | 0 | 0 | 0 | 0 | 0
PV | 0 | 0 | 0 | 0 | 0 | 0
PeakG | 0 | 0 | 0 | 0 | 0 | 0
PeakO | 0 | 0 | 0 | 0 | 0 | 0
ST | 0 | 0 | 0 | 0 | 0 | 0
STOG | 0 | 0 | 0 | 0 | 0 | 0
STWD | 0 | 0 | 0 | 0 | 0 | 0
WT | 0 | 0 | 0 | 0 | 0 | 0
IGCC | 0 | 0 | 0 | 0 | 0 | 0
DemandResponse | 0 | 0 | 0 | 0 | 0 | 0
IGCC-CCS | 0 | 0 | 0 | 0 | 0 | 0
WT_off | 0 | 0 | 0 | 0 | 0 | 0
PseudoUnit | 0 | 0 | 0 | 0 | 0 | 0
FixedInterchange | 0 | 0 | 0 | 0 | 0 | 0
Emission Cost by Reporting Type: AZ_NM_SNV_NucRenew
ReportingType | 2015 | 2020 | 2025 | 2030 | 2035 | 2040
BM | 0 | 0 | 0 | 0 | 0 | 0
CC | 0 | 0 | 0 | 0 | 0 | 0
CSP | 0 | 0 | 0 | 0 | 0 | 0
CT | 0 | 0 | 0 | 0 | 0 | 0
Coal | 0 | 0 | 0 | 0 | 0 | 0
Geo | 0 | 0 | 0 | 0 | 0 | 0
H | 0 | 0 | 0 | 0 | 0 | 0
LFG | 0 | 0 | 0 | 0 | 0 | 0
Nuc | 0 | 0 | 0 | 0 | 0 | 0
PS | 0 | 0 | 0 | 0 | 0 | 0
PV | 0 | 0 | 0 | 0 | 0 | 0
PeakG | 0 | 0 | 0 | 0 | 0 | 0
PeakO | 0 | 0 | 0 | 0 | 0 | 0
ST | 0 | 0 | 0 | 0 | 0 | 0
STOG | 0 | 0 | 0 | 0 | 0 | 0
STWD | 0 | 0 | 0 | 0 | 0 | 0
WT | 0 | 0 | 0 | 0 | 0 | 0
IGCC | 0 | 0 | 0 | 0 | 0 | 0
DemandResponse | 0 | 0 | 0 | 0 | 0 | 0
IGCC-CCS | 0 | 0 | 0 | 0 | 0 | 0
WT_off | 0 | 0 | 0 | 0 | 0 | 0
PseudoUnit | 0 | 0 | 0 | 0 | 0 | 0
FixedInterchange | 0 | 0 | 0 | 0 | 0 | 0
Emission Cost by Reporting Type: ERCOT
ReportingType | 2015 | 2020 | 2025 | 2030 | 2035 | 2040
BM | 0 | 0 | 0 | 0 | 0 | 0
CC | 0 | 0 | 0 | 0 | 0 | 0
CSP | 0 | 0 | 0 | 0 | 0 | 0
CT | 0 | 0 | 0 | 0 | 0 | 0
Coal | 0 | 0 | 0 | 0 | 0 | 0
Geo | 0 | 0 | 0 | 0 | 0 | 0
H | 0 | 0 | 0 | 0 | 0 | 0
LFG | 0 | 0 | 0 | 0 | 0 | 0
Nuc | 0 | 0 | 0 | 0 | 0 | 0
PS | 0 | 0 | 0 | 0 | 0 | 0
PV | 0 | 0 | 0 | 0 | 0 | 0
PeakG | 0 | 0 | 0 | 0 | 0 | 0
PeakO | 0 | 0 | 0 | 0 | 0 | 0
ST | 0 | 0 | 0 | 0 | 0 | 0
STOG | 0 | 0 | 0 | 0 | 0 | 0
STWD | 0 | 0 | 0 | 0 | 0 | 0
WT | 0 | 0 | 0 | 0 | 0 | 0
IGCC | 0 | 0 | 0 | 0 | 0 | 0
DemandResponse | 0 | 0 | 0 | 0 | 0 | 0
IGCC-CCS | 0 | 0 | 0 | 0 | 0 | 0
WT_off | 0 | 0 | 0 | 0 | 0 | 0
PseudoUnit | 0 | 0 | 0 | 0 | 0 | 0
FixedInterchange | 0 | 0 | 0 | 0 | 0 | 0
Emission Cost by Reporting Type: NP15
ReportingType | 2015 | 2020 | 2025 | 2030 | 2035 | 2040
BM | 0 | 0 | 0 | 0 | 0 | 0
CC | 0 | 0 | 0 | 0 | 0 | 0
CSP | 0 | 0 | 0 | 0 | 0 | 0
CT | 0 | 0 | 0 | 0 | 0 | 0
Coal | 0 | 0 | 0 | 0 | 0 | 0
Geo | 0 | 0 | 0 | 0 | 0 | 0
H | 0 | 0 | 0 | 0 | 0 | 0
LFG | 0 | 0 | 0 | 0 | 0 | 0
Nuc | 0 | 0 | 0 | 0 | 0 | 0
PS | 0 | 0 | 0 | 0 | 0 | 0
PV | 0 | 0 | 0 | 0 | 0 | 0
PeakG | 0 | 0 | 0 | 0 | 0 | 0
PeakO | 0 | 0 | 0 | 0 | 0 | 0
ST | 0 | 0 | 0 | 0 | 0 | 0
STOG | 0 | 0 | 0 | 0 | 0 | 0
STWD | 0 | 0 | 0 | 0 | 0 | 0
WT | 0 | 0 | 0 | 0 | 0 | 0
IGCC | 0 | 0 | 0 | 0 | 0 | 0
DemandResponse | 0 | 0 | 0 | 0 | 0 | 0
IGCC-CCS | 0 | 0 | 0 | 0 | 0 | 0
WT_off | 0 | 0 | 0 | 0 | 0 | 0
PseudoUnit | 0 | 0 | 0 | 0 | 0 | 0
FixedInterchange | 0 | 0 | 0 | 0 | 0 | 0
Emission Cost by Reporting Type: NWPP_Coal
ReportingType | 2015 | 2020 | 2025 | 2030 | 2035 | 2040
BM | 0 | 0 | 0 | 0 | 0 | 0
CC | 0 | 0 | 0 | 0 | 0 | 0
CSP | 0 | 0 | 0 | 0 | 0 | 0
CT | 0 | 0 | 0 | 0 | 0 | 0
Coal | 0 | 0 | 0 | 0 | 0 | 0
Geo | 0 | 0 | 0 | 0 | 0 | 0
H | 0 | 0 | 0 | 0 | 0 | 0
LFG | 0 | 0 | 0 | 0 | 0 | 0
Nuc | 0 | 0 | 0 | 0 | 0 | 0
PS | 0 | 0 | 0 | 0 | 0 | 0
PV | 0 | 0 | 0 | 0 | 0 | 0
PeakG | 0 | 0 | 0 | 0 | 0 | 0
PeakO | 0 | 0 | 0 | 0 | 0 | 0
ST | 0 | 0 | 0 | 0 | 0 | 0
STOG | 0 | 0 | 0 | 0 | 0 | 0
STWD | 0 | 0 | 0 | 0 | 0 | 0
WT | 0 | 0 | 0 | 0 | 0 | 0
IGCC | 0 | 0 | 0 | 0 | 0 | 0
DemandResponse | 0 | 0 | 0 | 0 | 0 | 0
IGCC-CCS | 0 | 0 | 0 | 0 | 0 | 0
WT_off | 0 | 0 | 0 | 0 | 0 | 0
PseudoUnit | 0 | 0 | 0 | 0 | 0 | 0
FixedInterchange | 0 | 0 | 0 | 0 | 0 | 0
Emission Cost by Reporting Type: NWPP_Gas
ReportingType | 2015 | 2020 | 2025 | 2030 | 2035 | 2040
BM | 0 | 0 | 0 | 0 | 0 | 0
CC | 0 | 0 | 0 | 0 | 0 | 0
CSP | 0 | 0 | 0 | 0 | 0 | 0
CT | 0 | 0 | 0 | 0 | 0 | 0
Coal | 0 | 0 | 0 | 0 | 0 | 0
Geo | 0 | 0 | 0 | 0 | 0 | 0
H | 0 | 0 | 0 | 0 | 0 | 0
LFG | 0 | 0 | 0 | 0 | 0 | 0
Nuc | 0 | 0 | 0 | 0 | 0 | 0
PS | 0 | 0 | 0 | 0 | 0 | 0
PV | 0 | 0 | 0 | 0 | 0 | 0
PeakG | 0 | 0 | 0 | 0 | 0 | 0
PeakO | 0 | 0 | 0 | 0 | 0 | 0
ST | 0 | 0 | 0 | 0 | 0 | 0
STOG | 0 | 0 | 0 | 0 | 0 | 0
STWD | 0 | 0 | 0 | 0 | 0 | 0
WT | 0 | 0 | 0 | 0 | 0 | 0
IGCC | 0 | 0 | 0 | 0 | 0 | 0
DemandResponse | 0 | 0 | 0 | 0 | 0 | 0
IGCC-CCS | 0 | 0 | 0 | 0 | 0 | 0
WT_off | 0 | 0 | 0 | 0 | 0 | 0
PseudoUnit | 0 | 0 | 0 | 0 | 0 | 0
FixedInterchange | 0 | 0 | 0 | 0 | 0 | 0
Emission Cost by Reporting Type: NWPP_NucRenew
ReportingType | 2015 | 2020 | 2025 | 2030 | 2035 | 2040
BM | 0 | 0 | 0 | 0 | 0 | 0
CC | 0 | 0 | 0 | 0 | 0 | 0
CSP | 0 | 0 | 0 | 0 | 0 | 0
CT | 0 | 0 | 0 | 0 | 0 | 0
Coal | 0 | 0 | 0 | 0 | 0 | 0
Geo | 0 | 0 | 0 | 0 | 0 | 0
H | 0 | 0 | 0 | 0 | 0 | 0
LFG | 0 | 0 | 0 | 0 | 0 | 0
Nuc | 0 | 0 | 0 | 0 | 0 | 0
PS | 0 | 0 | 0 | 0 | 0 | 0
PV | 0 | 0 | 0 | 0 | 0 | 0
PeakG | 0 | 0 | 0 | 0 | 0 | 0
PeakO | 0 | 0 | 0 | 0 | 0 | 0
ST | 0 | 0 | 0 | 0 | 0 | 0
STOG | 0 | 0 | 0 | 0 | 0 | 0
STWD | 0 | 0 | 0 | 0 | 0 | 0
WT | 0 | 0 | 0 | 0 | 0 | 0
IGCC | 0 | 0 | 0 | 0 | 0 | 0
DemandResponse | 0 | 0 | 0 | 0 | 0 | 0
IGCC-CCS | 0 | 0 | 0 | 0 | 0 | 0
WT_off | 0 | 0 | 0 | 0 | 0 | 0
PseudoUnit | 0 | 0 | 0 | 0 | 0 | 0
FixedInterchange | 0 | 0 | 0 | 0 | 0 | 0
Emission Cost by Reporting Type: RMPA
ReportingType | 2015 | 2020 | 2025 | 2030 | 2035 | 2040
BM | 0 | 0 | 0 | 0 | 0 | 0
CC | 0 | 0 | 0 | 0 | 0 | 0
CSP | 0 | 0 | 0 | 0 | 0 | 0
CT | 0 | 0 | 0 | 0 | 0 | 0
Coal | 0 | 0 | 0 | 0 | 0 | 0
Geo | 0 | 0 | 0 | 0 | 0 | 0
H | 0 | 0 | 0 | 0 | 0 | 0
LFG | 0 | 0 | 0 | 0 | 0 | 0
Nuc | 0 | 0 | 0 | 0 | 0 | 0
PS | 0 | 0 | 0 | 0 | 0 | 0
PV | 0 | 0 | 0 | 0 | 0 | 0
PeakG | 0 | 0 | 0 | 0 | 0 | 0
PeakO | 0 | 0 | 0 | 0 | 0 | 0
ST | 0 | 0 | 0 | 0 | 0 | 0
STOG | 0 | 0 | 0 | 0 | 0 | 0
STWD | 0 | 0 | 0 | 0 | 0 | 0
WT | 0 | 0 | 0 | 0 | 0 | 0
IGCC | 0 | 0 | 0 | 0 | 0 | 0
DemandResponse | 0 | 0 | 0 | 0 | 0 | 0
IGCC-CCS | 0 | 0 | 0 | 0 | 0 | 0
WT_off | 0 | 0 | 0 | 0 | 0 | 0
PseudoUnit | 0 | 0 | 0 | 0 | 0 | 0
FixedInterchange | 0 | 0 | 0 | 0 | 0 | 0
Emission Cost by Reporting Type: SP15
ReportingType | 2015 | 2020 | 2025 | 2030 | 2035 | 2040
BM | 0 | 0 | 0 | 0 | 0 | 0
CC | 0 | 0 | 0 | 0 | 0 | 0
CSP | 0 | 0 | 0 | 0 | 0 | 0
CT | 0 | 0 | 0 | 0 | 0 | 0
Coal | 0 | 0 | 0 | 0 | 0 | 0
Geo | 0 | 0 | 0 | 0 | 0 | 0
H | 0 | 0 | 0 | 0 | 0 | 0
LFG | 0 | 0 | 0 | 0 | 0 | 0
Nuc | 0 | 0 | 0 | 0 | 0 | 0
PS | 0 | 0 | 0 | 0 | 0 | 0
PV | 0 | 0 | 0 | 0 | 0 | 0
PeakG | 0 | 0 | 0 | 0 | 0 | 0
PeakO | 0 | 0 | 0 | 0 | 0 | 0
ST | 0 | 0 | 0 | 0 | 0 | 0
STOG | 0 | 0 | 0 | 0 | 0 | 0
STWD | 0 | 0 | 0 | 0 | 0 | 0
WT | 0 | 0 | 0 | 0 | 0 | 0
IGCC | 0 | 0 | 0 | 0 | 0 | 0
DemandResponse | 0 | 0 | 0 | 0 | 0 | 0
IGCC-CCS | 0 | 0 | 0 | 0 | 0 | 0
WT_off | 0 | 0 | 0 | 0 | 0 | 0
PseudoUnit | 0 | 0 | 0 | 0 | 0 | 0
FixedInterchange | 0 | 0 | 0 | 0 | 0 | 0
Emission Cost by Reporting Type: ALB
ReportingType | 2015 | 2020 | 2025 | 2030 | 2035 | 2040
BM | 0 | 0 | 0 | 0 | 0 | 0
CC | 0 | 0 | 0 | 0 | 0 | 0
CSP | 0 | 0 | 0 | 0 | 0 | 0
CT | 0 | 0 | 0 | 0 | 0 | 0
Coal | 0 | 0 | 0 | 0 | 0 | 0
Geo | 0 | 0 | 0 | 0 | 0 | 0
H | 0 | 0 | 0 | 0 | 0 | 0
LFG | 0 | 0 | 0 | 0 | 0 | 0
Nuc | 0 | 0 | 0 | 0 | 0 | 0
PS | 0 | 0 | 0 | 0 | 0 | 0
PV | 0 | 0 | 0 | 0 | 0 | 0
PeakG | 0 | 0 | 0 | 0 | 0 | 0
PeakO | 0 | 0 | 0 | 0 | 0 | 0
ST | 0 | 0 | 0 | 0 | 0 | 0
STOG | 0 | 0 | 0 | 0 | 0 | 0
STWD | 0 | 0 | 0 | 0 | 0 | 0
WT | 0 | 0 | 0 | 0 | 0 | 0
IGCC | 0 | 0 | 0 | 0 | 0 | 0
DemandResponse | 0 | 0 | 0 | 0 | 0 | 0
IGCC-CCS | 0 | 0 | 0 | 0 | 0 | 0
WT_off | 0 | 0 | 0 | 0 | 0 | 0
PseudoUnit | 0 | 0 | 0 | 0 | 0 | 0
FixedInterchange | 0 | 0 | 0 | 0 | 0 | 0
Emission Cost by Reporting Type: BC
ReportingType | 2015 | 2020 | 2025 | 2030 | 2035 | 2040
BM | 0 | 0 | 0 | 0 | 0 | 0
CC | 0 | 0 | 0 | 0 | 0 | 0
CSP | 0 | 0 | 0 | 0 | 0 | 0
CT | 0 | 0 | 0 | 0 | 0 | 0
Coal | 0 | 0 | 0 | 0 | 0 | 0
Geo | 0 | 0 | 0 | 0 | 0 | 0
H | 0 | 0 | 0 | 0 | 0 | 0
LFG | 0 | 0 | 0 | 0 | 0 | 0
Nuc | 0 | 0 | 0 | 0 | 0 | 0
PS | 0 | 0 | 0 | 0 | 0 | 0
PV | 0 | 0 | 0 | 0 | 0 | 0
PeakG | 0 | 0 | 0 | 0 | 0 | 0
PeakO | 0 | 0 | 0 | 0 | 0 | 0
ST | 0 | 0 | 0 | 0 | 0 | 0
STOG | 0 | 0 | 0 | 0 | 0 | 0
STWD | 0 | 0 | 0 | 0 | 0 | 0
WT | 0 | 0 | 0 | 0 | 0 | 0
IGCC | 0 | 0 | 0 | 0 | 0 | 0
DemandResponse | 0 | 0 | 0 | 0 | 0 | 0
IGCC-CCS | 0 | 0 | 0 | 0 | 0 | 0
WT_off | 0 | 0 | 0 | 0 | 0 | 0
PseudoUnit | 0 | 0 | 0 | 0 | 0 | 0
FixedInterchange | 0 | 0 | 0 | 0 | 0 | 0
Emission Cost by Reporting Type: HQ_IESO
ReportingType | 2015 | 2020 | 2025 | 2030 | 2035 | 2040
BM | 0 | 0 | 0 | 0 | 0 | 0
CC | 0 | 0 | 0 | 0 | 0 | 0
CSP | 0 | 0 | 0 | 0 | 0 | 0
CT | 0 | 0 | 0 | 0 | 0 | 0
Coal | 0 | 0 | 0 | 0 | 0 | 0
Geo | 0 | 0 | 0 | 0 | 0 | 0
H | 0 | 0 | 0 | 0 | 0 | 0
LFG | 0 | 0 | 0 | 0 | 0 | 0
Nuc | 0 | 0 | 0 | 0 | 0 | 0
PS | 0 | 0 | 0 | 0 | 0 | 0
PV | 0 | 0 | 0 | 0 | 0 | 0
PeakG | 0 | 0 | 0 | 0 | 0 | 0
PeakO | 0 | 0 | 0 | 0 | 0 | 0
ST | 0 | 0 | 0 | 0 | 0 | 0
STOG | 0 | 0 | 0 | 0 | 0 | 0
STWD | 0 | 0 | 0 | 0 | 0 | 0
WT | 0 | 0 | 0 | 0 | 0 | 0
IGCC | 0 | 0 | 0 | 0 | 0 | 0
DemandResponse | 0 | 0 | 0 | 0 | 0 | 0
IGCC-CCS | 0 | 0 | 0 | 0 | 0 | 0
WT_off | 0 | 0 | 0 | 0 | 0 | 0
PseudoUnit | 0 | 0 | 0 | 0 | 0 | 0
FixedInterchange | 0 | 0 | 0 | 0 | 0 | 0
Emission Cost by Reporting Type: HQ_NEISO
ReportingType | 2015 | 2020 | 2025 | 2030 | 2035 | 2040
BM | 0 | 0 | 0 | 0 | 0 | 0
CC | 0 | 0 | 0 | 0 | 0 | 0
CSP | 0 | 0 | 0 | 0 | 0 | 0
CT | 0 | 0 | 0 | 0 | 0 | 0
Coal | 0 | 0 | 0 | 0 | 0 | 0
Geo | 0 | 0 | 0 | 0 | 0 | 0
H | 0 | 0 | 0 | 0 | 0 | 0
LFG | 0 | 0 | 0 | 0 | 0 | 0
Nuc | 0 | 0 | 0 | 0 | 0 | 0
PS | 0 | 0 | 0 | 0 | 0 | 0
PV | 0 | 0 | 0 | 0 | 0 | 0
PeakG | 0 | 0 | 0 | 0 | 0 | 0
PeakO | 0 | 0 | 0 | 0 | 0 | 0
ST | 0 | 0 | 0 | 0 | 0 | 0
STOG | 0 | 0 | 0 | 0 | 0 | 0
STWD | 0 | 0 | 0 | 0 | 0 | 0
WT | 0 | 0 | 0 | 0 | 0 | 0
IGCC | 0 | 0 | 0 | 0 | 0 | 0
DemandResponse | 0 | 0 | 0 | 0 | 0 | 0
IGCC-CCS | 0 | 0 | 0 | 0 | 0 | 0
WT_off | 0 | 0 | 0 | 0 | 0 | 0
PseudoUnit | 0 | 0 | 0 | 0 | 0 | 0
FixedInterchange | 0 | 0 | 0 | 0 | 0 | 0
Emission Cost by Reporting Type: HQ_NY
ReportingType | 2015 | 2020 | 2025 | 2030 | 2035 | 2040
BM | 0 | 0 | 0 | 0 | 0 | 0
CC | 0 | 0 | 0 | 0 | 0 | 0
CSP | 0 | 0 | 0 | 0 | 0 | 0
CT | 0 | 0 | 0 | 0 | 0 | 0
Coal | 0 | 0 | 0 | 0 | 0 | 0
Geo | 0 | 0 | 0 | 0 | 0 | 0
H | 0 | 0 | 0 | 0 | 0 | 0
LFG | 0 | 0 | 0 | 0 | 0 | 0
Nuc | 0 | 0 | 0 | 0 | 0 | 0
PS | 0 | 0 | 0 | 0 | 0 | 0
PV | 0 | 0 | 0 | 0 | 0 | 0
PeakG | 0 | 0 | 0 | 0 | 0 | 0
PeakO | 0 | 0 | 0 | 0 | 0 | 0
ST | 0 | 0 | 0 | 0 | 0 | 0
STOG | 0 | 0 | 0 | 0 | 0 | 0
STWD | 0 | 0 | 0 | 0 | 0 | 0
WT | 0 | 0 | 0 | 0 | 0 | 0
IGCC | 0 | 0 | 0 | 0 | 0 | 0
DemandResponse | 0 | 0 | 0 | 0 | 0 | 0
IGCC-CCS | 0 | 0 | 0 | 0 | 0 | 0
WT_off | 0 | 0 | 0 | 0 | 0 | 0
PseudoUnit | 0 | 0 | 0 | 0 | 0 | 0
FixedInterchange | 0 | 0 | 0 | 0 | 0 | 0
Emission Cost by Reporting Type: MARITIMES
ReportingType | 2015 | 2020 | 2025 | 2030 | 2035 | 2040
BM | 0 | 0 | 0 | 0 | 0 | 0
CC | 0 | 0 | 0 | 0 | 0 | 0
CSP | 0 | 0 | 0 | 0 | 0 | 0
CT | 0 | 0 | 0 | 0 | 0 | 0
Coal | 0 | 0 | 0 | 0 | 0 | 0
Geo | 0 | 0 | 0 | 0 | 0 | 0
H | 0 | 0 | 0 | 0 | 0 | 0
LFG | 0 | 0 | 0 | 0 | 0 | 0
Nuc | 0 | 0 | 0 | 0 | 0 | 0
PS | 0 | 0 | 0 | 0 | 0 | 0
PV | 0 | 0 | 0 | 0 | 0 | 0
PeakG | 0 | 0 | 0 | 0 | 0 | 0
PeakO | 0 | 0 | 0 | 0 | 0 | 0
ST | 0 | 0 | 0 | 0 | 0 | 0
STOG | 0 | 0 | 0 | 0 | 0 | 0
STWD | 0 | 0 | 0 | 0 | 0 | 0
WT | 0 | 0 | 0 | 0 | 0 | 0
IGCC | 0 | 0 | 0 | 0 | 0 | 0
DemandResponse | 0 | 0 | 0 | 0 | 0 | 0
IGCC-CCS | 0 | 0 | 0 | 0 | 0 | 0
WT_off | 0 | 0 | 0 | 0 | 0 | 0
PseudoUnit | 0 | 0 | 0 | 0 | 0 | 0
FixedInterchange | 0 | 0 | 0 | 0 | 0 | 0
Emission Cost by Reporting Type: All
ReportingType | 2015 | 2020 | 2025 | 2030 | 2035 | 2040
BM | 0 | 0 | 0 | 0 | 0 | 0
CC | 0 | 0 | 0 | 0 | 0 | 0
CSP | 0 | 0 | 0 | 0 | 0 | 0
CT | 0 | 0 | 0 | 0 | 0 | 0
Coal | 0 | 0 | 0 | 0 | 0 | 0
Geo | 0 | 0 | 0 | 0 | 0 | 0
H | 0 | 0 | 0 | 0 | 0 | 0
LFG | 0 | 0 | 0 | 0 | 0 | 0
Nuc | 0 | 0 | 0 | 0 | 0 | 0
PS | 0 | 0 | 0 | 0 | 0 | 0
PV | 0 | 0 | 0 | 0 | 0 | 0
PeakG | 0 | 0 | 0 | 0 | 0 | 0
PeakO | 0 | 0 | 0 | 0 | 0 | 0
ST | 0 | 0 | 0 | 0 | 0 | 0
STOG | 0 | 0 | 0 | 0 | 0 | 0
STWD | 0 | 0 | 0 | 0 | 0 | 0
WT | 0 | 0 | 0 | 0 | 0 | 0
IGCC | 0 | 0 | 0 | 0 | 0 | 0
DemandResponse | 0 | 0 | 0 | 0 | 0 | 0
IGCC-CCS | 0 | 0 | 0 | 0 | 0 | 0
WT_off | 0 | 0 | 0 | 0 | 0 | 0
PseudoUnit | 0 | 0 | 0 | 0 | 0 | 0
FixedInterchange | 0 | 0 | 0 | 0 | 0 | 0
Emission Cost by Reporting Type: EI_US
ReportingType | 2015 | 2020 | 2025 | 2030 | 2035 | 2040
BM | 0 | 0 | 0 | 0 | 0 | 0
CC | 0 | 0 | 0 | 0 | 0 | 0
CSP | 0 | 0 | 0 | 0 | 0 | 0
CT | 0 | 0 | 0 | 0 | 0 | 0
Coal | 0 | 0 | 0 | 0 | 0 | 0
Geo | 0 | 0 | 0 | 0 | 0 | 0
H | 0 | 0 | 0 | 0 | 0 | 0
LFG | 0 | 0 | 0 | 0 | 0 | 0
Nuc | 0 | 0 | 0 | 0 | 0 | 0
PS | 0 | 0 | 0 | 0 | 0 | 0
PV | 0 | 0 | 0 | 0 | 0 | 0
PeakG | 0 | 0 | 0 | 0 | 0 | 0
PeakO | 0 | 0 | 0 | 0 | 0 | 0
ST | 0 | 0 | 0 | 0 | 0 | 0
STOG | 0 | 0 | 0 | 0 | 0 | 0
STWD | 0 | 0 | 0 | 0 | 0 | 0
WT | 0 | 0 | 0 | 0 | 0 | 0
IGCC | 0 | 0 | 0 | 0 | 0 | 0
DemandResponse | 0 | 0 | 0 | 0 | 0 | 0
IGCC-CCS | 0 | 0 | 0 | 0 | 0 | 0
WT_off | 0 | 0 | 0 | 0 | 0 | 0
PseudoUnit | 0 | 0 | 0 | 0 | 0 | 0
FixedInterchange | 0 | 0 | 0 | 0 | 0 | 0
Emission Cost by Reporting Type: EI_Canada
ReportingType | 2015 | 2020 | 2025 | 2030 | 2035 | 2040
BM | 0 | 0 | 0 | 0 | 0 | 0
CC | 0 | 0 | 0 | 0 | 0 | 0
CSP | 0 | 0 | 0 | 0 | 0 | 0
CT | 0 | 0 | 0 | 0 | 0 | 0
Coal | 0 | 0 | 0 | 0 | 0 | 0
Geo | 0 | 0 | 0 | 0 | 0 | 0
H | 0 | 0 | 0 | 0 | 0 | 0
LFG | 0 | 0 | 0 | 0 | 0 | 0
Nuc | 0 | 0 | 0 | 0 | 0 | 0
PS | 0 | 0 | 0 | 0 | 0 | 0
PV | 0 | 0 | 0 | 0 | 0 | 0
PeakG | 0 | 0 | 0 | 0 | 0 | 0
PeakO | 0 | 0 | 0 | 0 | 0 | 0
ST | 0 | 0 | 0 | 0 | 0 | 0
STOG | 0 | 0 | 0 | 0 | 0 | 0
STWD | 0 | 0 | 0 | 0 | 0 | 0
WT | 0 | 0 | 0 | 0 | 0 | 0
IGCC | 0 | 0 | 0 | 0 | 0 | 0
DemandResponse | 0 | 0 | 0 | 0 | 0 | 0
IGCC-CCS | 0 | 0 | 0 | 0 | 0 | 0
WT_off | 0 | 0 | 0 | 0 | 0 | 0
PseudoUnit | 0 | 0 | 0 | 0 | 0 | 0
FixedInterchange | 0 | 0 | 0 | 0 | 0 | 0
Emission Cost by Reporting Type: EI
ReportingType | 2015 | 2020 | 2025 | 2030 | 2035 | 2040
BM | 0 | 0 | 0 | 0 | 0 | 0
CC | 0 | 0 | 0 | 0 | 0 | 0
CSP | 0 | 0 | 0 | 0 | 0 | 0
CT | 0 | 0 | 0 | 0 | 0 | 0
Coal | 0 | 0 | 0 | 0 | 0 | 0
Geo | 0 | 0 | 0 | 0 | 0 | 0
H | 0 | 0 | 0 | 0 | 0 | 0
LFG | 0 | 0 | 0 | 0 | 0 | 0
Nuc | 0 | 0 | 0 | 0 | 0 | 0
PS | 0 | 0 | 0 | 0 | 0 | 0
PV | 0 | 0 | 0 | 0 | 0 | 0
PeakG | 0 | 0 | 0 | 0 | 0 | 0
PeakO | 0 | 0 | 0 | 0 | 0 | 0
ST | 0 | 0 | 0 | 0 | 0 | 0
STOG | 0 | 0 | 0 | 0 | 0 | 0
STWD | 0 | 0 | 0 | 0 | 0 | 0
WT | 0 | 0 | 0 | 0 | 0 | 0
IGCC | 0 | 0 | 0 | 0 | 0 | 0
DemandResponse | 0 | 0 | 0 | 0 | 0 | 0
IGCC-CCS | 0 | 0 | 0 | 0 | 0 | 0
WT_off | 0 | 0 | 0 | 0 | 0 | 0
PseudoUnit | 0 | 0 | 0 | 0 | 0 | 0
FixedInterchange | 0 | 0 | 0 | 0 | 0 | 0
Emission Cost by Reporting Type: Outside_EI
ReportingType | 2015 | 2020 | 2025 | 2030 | 2035 | 2040
BM | 0 | 0 | 0 | 0 | 0 | 0
CC | 0 | 0 | 0 | 0 | 0 | 0
CSP | 0 | 0 | 0 | 0 | 0 | 0
CT | 0 | 0 | 0 | 0 | 0 | 0
Coal | 0 | 0 | 0 | 0 | 0 | 0
Geo | 0 | 0 | 0 | 0 | 0 | 0
H | 0 | 0 | 0 | 0 | 0 | 0
LFG | 0 | 0 | 0 | 0 | 0 | 0
Nuc | 0 | 0 | 0 | 0 | 0 | 0
PS | 0 | 0 | 0 | 0 | 0 | 0
PV | 0 | 0 | 0 | 0 | 0 | 0
PeakG | 0 | 0 | 0 | 0 | 0 | 0
PeakO | 0 | 0 | 0 | 0 | 0 | 0
ST | 0 | 0 | 0 | 0 | 0 | 0
STOG | 0 | 0 | 0 | 0 | 0 | 0
STWD | 0 | 0 | 0 | 0 | 0 | 0
WT | 0 | 0 | 0 | 0 | 0 | 0
IGCC | 0 | 0 | 0 | 0 | 0 | 0
DemandResponse | 0 | 0 | 0 | 0 | 0 | 0
IGCC-CCS | 0 | 0 | 0 | 0 | 0 | 0
WT_off | 0 | 0 | 0 | 0 | 0 | 0
PseudoUnit | 0 | 0 | 0 | 0 | 0 | 0
FixedInterchange | 0 | 0 | 0 | 0 | 0 | 0
==== Emission Program: Carbon : (CO2) ====
Emission Cost by Reporting Type: Entergy
ReportingType | 2015 | 2020 | 2025 | 2030 | 2035 | 2040
BM | 0 | 0 | 0 | 0 | 0 | 0
CC | 790.43 | 1426.55 | 1621.89 | 2807.29 | 2732.23 | 2846.63
CSP | 0 | 0 | 0 | 0 | 0 | 0
CT | 0 | 0 | 0 | 0 | 0 | 0
Coal | 1474.55 | 166.39 | 26.89 | 0 | 0 | 0
Geo | 0 | 0 | 0 | 0 | 0 | 0
H | 0 | 0 | 0 | 0 | 0 | 0
LFG | 0 | 0 | 0 | 0 | 0 | 0
Nuc | 0 | 0 | 0 | 0 | 0 | 0
PS | 0 | 0 | 0 | 0 | 0 | 0
PV | 0 | 0 | 0 | 0 | 0 | 0
PeakG | 0 | 0 | 0 | 0 | 0 | 0
PeakO | 0 | 0 | 0 | 0 | 0 | 0
ST | 0 | 0 | 0 | 0 | 0 | 0
STOG | 5.46 | 7.75 | 12.09 | 27.08 | 18.81 | 1.7
STWD | 0 | 0 | 0 | 0 | 0 | 0
WT | 0 | 0 | 0 | 0 | 0 | 0
IGCC | 0 | 0 | 0 | 0 | 0 | 0
DemandResponse | 0 | 0 | 0 | 0 | 0 | 0
IGCC-CCS | 0 | 0 | 0 | 0 | 0 | 0
WT_off | 0 | 0 | 0 | 0 | 0 | 0
PseudoUnit | 0 | 0 | 0 | 0 | 0 | 0
FixedInterchange | 0 | 0 | 0 | 0 | 0 | 0
Emission Cost by Reporting Type: FRCC
ReportingType | 2015 | 2020 | 2025 | 2030 | 2035 | 2040
BM | 0 | 0 | 0 | 0 | 0 | 0
CC | 1926.79 | 3021.02 | 4776.72 | 9350.33 | 7838.74 | 8160.79
CSP | 0 | 0 | 0 | 0 | 0 | 0
CT | 7.47 | 10.61 | 17.37 | 37.7 | 0 | 0
Coal | 458.07 | 228.33 | 70.89 | 23.18 | 163.67 | 284.34
Geo | 0 | 0 | 0 | 0 | 0 | 0
H | 0 | 0 | 0 | 0 | 0 | 0
LFG | 0 | 0 | 0 | 0 | 0 | 0
Nuc | 0 | 0 | 0 | 0 | 0 | 0
PS | 0 | 0 | 0 | 0 | 0 | 0
PV | 0 | 0 | 0 | 0 | 0 | 0
PeakG | 5.09 | 7.47 | 18.73 | 14.71 | 15.74 | 17.72
PeakO | 0 | 0 | 0 | 0 | 0 | 0
ST | 0 | 0 | 0 | 0 | 0 | 0
STOG | 0 | 0 | 0 | 0 | 0 | 0
STWD | 0 | 0 | 0 | 0 | 0 | 0
WT | 0 | 0 | 0 | 0 | 0 | 0
IGCC | 0 | 0 | 0 | 0 | 0 | 0
DemandResponse | 0 | 0 | 0 | 0 | 0 | 0
IGCC-CCS | 0 | 0 | 0 | 0 | 0 | 0
WT_off | 0 | 0 | 0 | 0 | 0 | 0
PseudoUnit | 0 | 0 | 0 | 0 | 0 | 0
FixedInterchange | 0 | 0 | 0 | 0 | 0 | 0
Emission Cost by Reporting Type: MAPP_US
ReportingType | 2015 | 2020 | 2025 | 2030 | 2035 | 2040
BM | 0 | 0 | 0 | 0 | 0 | 0
CC | 10.05 | 3.28 | 22.52 | 44.02 | 41.08 | 46.68
CSP | 0 | 0 | 0 | 0 | 0 | 0
CT | 0 | 0 | 0 | 1.61 | 0.76 | 0
Coal | 367.62 | 170.57 | 29.65 | 0 | 0 | 0
Geo | 0 | 0 | 0 | 0 | 0 | 0
H | 0 | 0 | 0 | 0 | 0 | 0
LFG | 0 | 0 | 0 | 0 | 0 | 0
Nuc | 0 | 0 | 0 | 0 | 0 | 0
PS | 0 | 0 | 0 | 0 | 0 | 0
PV | 0 | 0 | 0 | 0 | 0 | 0
PeakG | 1.27 | 0.98 | 1 | 14.6 | 7.07 | 9.19
PeakO | 0 | 0 | 0 | 0 | 0 | 0
ST | 0 | 0 | 0 | 0 | 0 | 0
STOG | 0 | 0 | 0 | 0 | 0 | 0
STWD | 0 | 0 | 0 | 0 | 0 | 0
WT | 0 | 0 | 0 | 0 | 0 | 0
IGCC | 0 | 0 | 0 | 0 | 0 | 0
DemandResponse | 0 | 0 | 0 | 0 | 0 | 0
IGCC-CCS | 0 | 0 | 0 | 0 | 0 | 0
WT_off | 0 | 0 | 0 | 0 | 0 | 0
PseudoUnit | 0 | 0 | 0 | 0 | 0 | 0
FixedInterchange | 0 | 0 | 0 | 0 | 0 | 0
Emission Cost by Reporting Type: MISO_IN
ReportingType | 2015 | 2020 | 2025 | 2030 | 2035 | 2040
BM | 0 | 0 | 0 | 0 | 0 | 0
CC | 133.63 | 1558.55 | 2632.49 | 3479.74 | 3002.46 | 2022.18
CSP | 0 | 0 | 0 | 0 | 0 | 0
CT | 0 | 0 | 0 | 0 | 0 | 0
Coal | 1635.08 | 826.89 | 207.21 | 78.09 | 564.9 | 1013.41
Geo | 0 | 0 | 0 | 0 | 0 | 0
H | 0 | 0 | 0 | 0 | 0 | 0
LFG | 0 | 0 | 0 | 0 | 0 | 0
Nuc | 0 | 0 | 0 | 0 | 0 | 0
PS | 0 | 0 | 0 | 0 | 0 | 0
PV | 0 | 0 | 0 | 0 | 0 | 0
PeakG | 0 | 0 | 0 | 0 | 0 | 0
PeakO | 0 | 0 | 0 | 0 | 0 | 0
ST | 0 | 0 | 0 | 0 | 0 | 0
STOG | 0.48 | 0.54 | 0.1 | 0 | 0 | 0
STWD | 0 | 0 | 0 | 0 | 0 | 0
WT | 0 | 0 | 0 | 0 | 0 | 0
IGCC | 100.97 | 143.38 | 36.96 | 0 | 0 | 0
DemandResponse | 0 | 0 | 0 | 0 | 0 | 0
IGCC-CCS | 0 | 0 | 0 | 0 | 0 | 0
WT_off | 0 | 0 | 0 | 0 | 0 | 0
PseudoUnit | 0 | 0 | 0 | 0 | 0 | 0
FixedInterchange | 0 | 0 | 0 | 0 | 0 | 0
Emission Cost by Reporting Type: MISO_MI
ReportingType | 2015 | 2020 | 2025 | 2030 | 2035 | 2040
BM | 0 | 0 | 0 | 0 | 0 | 0
CC | 283.75 | 769.16 | 1348.81 | 2311.89 | 1866.02 | 826.7
CSP | 0 | 0 | 0 | 0 | 0 | 0
CT | 0 | 0 | 0 | 0 | 0 | 0
Coal | 824.86 | 56.03 | 33.51 | 10.22 | 61.51 | 251.98
Geo | 0 | 0 | 0 | 0 | 0 | 0
H | 0 | 0 | 0 | 0 | 0 | 0
LFG | 0 | 0 | 0 | 0 | 0 | 0
Nuc | 0 | 0 | 0 | 0 | 0 | 0
PS | 0 | 0 | 0 | 0 | 0 | 0
PV | 0 | 0 | 0 | 0 | 0 | 0
PeakG | 0 | 0 | 0 | 0 | 0 | 0
PeakO | 0 | 0 | 0 | 0 | 0 | 0
ST | 0 | 0 | 0 | 0 | 0 | 0
STOG | 3.94 | 0.88 | 0 | 0 | 0 | 0
STWD | 0 | 0 | 0 | 0 | 0 | 0
WT | 0 | 0 | 0 | 0 | 0 | 0
IGCC | 0 | 0 | 0 | 0 | 0 | 0
DemandResponse | 0 | 0 | 0 | 0 | 0 | 0
IGCC-CCS | 0 | 0 | 0 | 0 | 0 | 0
WT_off | 0 | 0 | 0 | 0 | 0 | 0
PseudoUnit | 0 | 0 | 0 | 0 | 0 | 0
FixedInterchange | 0 | 0 | 0 | 0 | 0 | 0
Emission Cost by Reporting Type: MISO_MO-IL
ReportingType | 2015 | 2020 | 2025 | 2030 | 2035 | 2040
BM | 0 | 0 | 0 | 0 | 0 | 0
CC | 28.64 | 539.05 | 656.61 | 825.01 | 541.99 | 745.07
CSP | 0 | 0 | 0 | 0 | 0 | 0
CT | 0 | 0 | 0 | 0 | 0 | 0
Coal | 1973.95 | 558.6 | 137.23 | 22.36 | 130.64 | 239.4
Geo | 0 | 0 | 0 | 0 | 0 | 0
H | 0 | 0 | 0 | 0 | 0 | 0
LFG | 0 | 0 | 0 | 0 | 0 | 0
Nuc | 0 | 0 | 0 | 0 | 0 | 0
PS | 0 | 0 | 0 | 0 | 0 | 0
PV | 0 | 0 | 0 | 0 | 0 | 0
PeakG | 4.12 | 5.45 | 0 | 0 | 0 | 0
PeakO | 0 | 0 | 0 | 0 | 0 | 0
ST | 0 | 0 | 0 | 0 | 0 | 0
STOG | 0.09 | 0 | 0 | 0 | 0 | 0
STWD | 0 | 0 | 0 | 0 | 0 | 0
WT | 0 | 0 | 0 | 0 | 0 | 0
IGCC | 0 | 0 | 0 | 0 | 0 | 0
DemandResponse | 0 | 0 | 0 | 0 | 0 | 0
IGCC-CCS | 0 | 0 | 0 | 0 | 0 | 0
WT_off | 0 | 0 | 0 | 0 | 0 | 0
PseudoUnit | 0 | 0 | 0 | 0 | 0 | 0
FixedInterchange | 0 | 0 | 0 | 0 | 0 | 0
Emission Cost by Reporting Type: MISO_W
ReportingType | 2015 | 2020 | 2025 | 2030 | 2035 | 2040
BM | 0 | 0 | 0 | 0 | 0 | 0
CC | 89.91 | 182.53 | 169.81 | 227.47 | 241.7 | 290.2
CSP | 0 | 0 | 0 | 0 | 0 | 0
CT | 0 | 0 | 0 | 0 | 0 | 0
Coal | 1959.24 | 845.87 | 107 | 57.12 | 120.6 | 185.18
Geo | 0 | 0 | 0 | 0 | 0 | 0
H | 0 | 0 | 0 | 0 | 0 | 0
LFG | 0 | 0 | 0 | 0 | 0 | 0
Nuc | 0 | 0 | 0 | 0 | 0 | 0
PS | 0 | 0 | 0 | 0 | 0 | 0
PV | 0 | 0 | 0 | 0 | 0 | 0
PeakG | 4.04 | 5.72 | 0 | 0 | 0 | 0
PeakO | 0 | 0 | 0 | 0 | 0 | 0
ST | 0 | 0 | 0 | 0 | 0 | 0
STOG | 0 | 0 | 0 | 0 | 0 | 0
STWD | 0 | 0 | 0 | 0 | 0 | 0
WT | 0 | 0 | 0 | 0 | 0 | 0
IGCC | 0 | 0 | 0 | 0 | 0 | 0
DemandResponse | 0 | 0 | 0 | 0 | 0 | 0
IGCC-CCS | 0 | 0 | 0 | 0 | 0 | 0
WT_off | 0 | 0 | 0 | 0 | 0 | 0
PseudoUnit | 0 | 0 | 0 | 0 | 0 | 0
FixedInterchange | 0 | 0 | 0 | 0 | 0 | 0
Emission Cost by Reporting Type: MISO_WUMS
ReportingType | 2015 | 2020 | 2025 | 2030 | 2035 | 2040
BM | 0 | 0 | 0 | 0 | 0 | 0
CC | 482.57 | 962.48 | 1425.46 | 2572.17 | 1657.3 | 1591.38
CSP | 0 | 0 | 0 | 0 | 0 | 0
CT | 0 | 1.48 | 4.69 | 11.46 | 0 | 0
Coal | 309.7 | 23.69 | 17.12 | 16.82 | 66.36 | 209.16
Geo | 0 | 0 | 0 | 0 | 0 | 0
H | 0 | 0 | 0 | 0 | 0 | 0
LFG | 0 | 0 | 0 | 0 | 0 | 0
Nuc | 0 | 0 | 0 | 0 | 0 | 0
PS | 0 | 0 | 0 | 0 | 0 | 0
PV | 0 | 0 | 0 | 0 | 0 | 0
PeakG | 0 | 0 | 0 | 0 | 0 | 0
PeakO | 0 | 0 | 0 | 0 | 0 | 0
ST | 0 | 0 | 0 | 0 | 0 | 0
STOG | 0 | 0 | 0 | 0 | 0 | 0
STWD | 0 | 0 | 0 | 0 | 0 | 0
WT | 0 | 0 | 0 | 0 | 0 | 0
IGCC | 0 | 0 | 0 | 0 | 0 | 0
DemandResponse | 0 | 0 | 0 | 0 | 0 | 0
IGCC-CCS | 0 | 0 | 0 | 0 | 0 | 0
WT_off | 0 | 0 | 0 | 0 | 0 | 0
PseudoUnit | 0 | 0 | 0 | 0 | 0 | 0
FixedInterchange | 0 | 0 | 0 | 0 | 0 | 0
Emission Cost by Reporting Type: Nebraska
ReportingType | 2015 | 2020 | 2025 | 2030 | 2035 | 2040
BM | 0 | 0 | 0 | 0 | 0 | 0
CC | 12.41 | 3.76 | 9.64 | 13.8 | 14.76 | 10.8
CSP | 0 | 0 | 0 | 0 | 0 | 0
CT | 0 | 0 | 0 | 0 | 0 | 0
Coal | 861.1 | 67.36 | 25.63 | 25.93 | 44.21 | 68.56
Geo | 0 | 0 | 0 | 0 | 0 | 0
H | 0 | 0 | 0 | 0 | 0 | 0
LFG | 0 | 0 | 0 | 0 | 0 | 0
Nuc | 0 | 0 | 0 | 0 | 0 | 0
PS | 0 | 0 | 0 | 0 | 0 | 0
PV | 0 | 0 | 0 | 0 | 0 | 0
PeakG | 0.88 | 0 | 0 | 0 | 0 | 0
PeakO | 0 | 0 | 0 | 0 | 0 | 0
ST | 0 | 0 | 0 | 0 | 0 | 0
STOG | 0.91 | 0 | 0 | 0 | 0 | 0
STWD | 0 | 0 | 0 | 0 | 0 | 0
WT | 0 | 0 | 0 | 0 | 0 | 0
IGCC | 0 | 0 | 0 | 0 | 0 | 0
DemandResponse | 0 | 0 | 0 | 0 | 0 | 0
IGCC-CCS | 0 | 0 | 0 | 0 | 0 | 0
WT_off | 0 | 0 | 0 | 0 | 0 | 0
PseudoUnit | 0 | 0 | 0 | 0 | 0 | 0
FixedInterchange | 0 | 0 | 0 | 0 | 0 | 0
Emission Cost by Reporting Type: NEISO
ReportingType | 2015 | 2020 | 2025 | 2030 | 2035 | 2040
BM | 0 | 0 | 0 | 0 | 0 | 0
CC | 482.71 | 562.4 | 912.4 | 1681.23 | 1415.54 | 1517.64
CSP | 0 | 0 | 0 | 0 | 0 | 0
CT | 0.05 | 0.04 | 0.39 | 0.87 | 0 | 0
Coal | 1.33 | 0 | 0 | 0 | 0 | 0
Geo | 0 | 0 | 0 | 0 | 0 | 0
H | 0 | 0 | 0 | 0 | 0 | 0
LFG | 0 | 0 | 0 | 0 | 0 | 0
Nuc | 0 | 0 | 0 | 0 | 0 | 0
PS | 0 | 0 | 0 | 0 | 0 | 0
PV | 0 | 0 | 0 | 0 | 0 | 0
PeakG | 0.47 | 0.62 | 1.33 | 2.98 | 2.94 | 0
PeakO | 0 | 0 | 0 | 0 | 0 | 0
ST | 0 | 0 | 0 | 0 | 0 | 0
STOG | 0 | 0 | 0 | 0 | 0 | 0
STWD | 0 | 0 | 0 | 0 | 0 | 0
WT | 0 | 0 | 0 | 0 | 0 | 0
IGCC | 0 | 0 | 0 | 0 | 0 | 0
DemandResponse | 0 | 0 | 0 | 0 | 0 | 0
IGCC-CCS | 0 | 0 | 0 | 0 | 0 | 0
WT_off | 0 | 0 | 0 | 0 | 0 | 0
PseudoUnit | 0 | 0 | 0 | 0 | 0 | 0
FixedInterchange | 0 | 0 | 0 | 0 | 0 | 0
Emission Cost by Reporting Type: NonRTO_Midwest
ReportingType | 2015 | 2020 | 2025 | 2030 | 2035 | 2040
BM | 0 | 0 | 0 | 0 | 0 | 0
CC | 151.93 | 569.17 | 932.07 | 2051.97 | 3247.17 | 1054.06
CSP | 0 | 0 | 0 | 0 | 0 | 0
CT | 0 | 0 | 0 | 0 | 0 | 0
Coal | 1124.99 | 746.04 | 277.79 | 74.13 | 467.46 | 667.32
Geo | 0 | 0 | 0 | 0 | 0 | 0
H | 0 | 0 | 0 | 0 | 0 | 0
LFG | 0 | 0 | 0 | 0 | 0 | 0
Nuc | 0 | 0 | 0 | 0 | 0 | 0
PS | 0 | 0 | 0 | 0 | 0 | 0
PV | 0 | 0 | 0 | 0 | 0 | 0
PeakG | 2.2 | 0.42 | 0.23 | 0 | 0 | 0
PeakO | 0 | 0 | 0 | 0 | 0 | 0
ST | 0 | 0 | 0 | 0 | 0 | 0
STOG | 0 | 0 | 0 | 0 | 0 | 0
STWD | 0 | 0 | 0 | 0 | 0 | 0
WT | 0 | 0 | 0 | 0 | 0 | 0
IGCC | 0 | 0 | 0 | 0 | 0 | 0
DemandResponse | 0 | 0 | 0 | 0 | 0 | 0
IGCC-CCS | 0 | 0 | 0 | 0 | 0 | 0
WT_off | 0 | 0 | 0 | 0 | 0 | 0
PseudoUnit | 0 | 0 | 0 | 0 | 0 | 0
FixedInterchange | 0 | 0 | 0 | 0 | 0 | 0
Emission Cost by Reporting Type: NYISO_A-F
ReportingType | 2015 | 2020 | 2025 | 2030 | 2035 | 2040
BM | 0 | 0 | 0 | 0 | 0 | 0
CC | 84.23 | 158.31 | 252.79 | 381.3 | 390.52 | 307.57
CSP | 0 | 0 | 0 | 0 | 0 | 0
CT | 0 | 0 | 0 | 0 | 0 | 0
Coal | 0 | 0 | 0 | 0 | 0 | 0
Geo | 0 | 0 | 0 | 0 | 0 | 0
H | 0 | 0 | 0 | 0 | 0 | 0
LFG | 0 | 0 | 0 | 0 | 0 | 0
Nuc | 0 | 0 | 0 | 0 | 0 | 0
PS | 0 | 0 | 0 | 0 | 0 | 0
PV | 0 | 0 | 0 | 0 | 0 | 0
PeakG | 0.01 | 0.13 | 0.22 | 0 | 0 | 0
PeakO | 0 | 0 | 0 | 0 | 0 | 0
ST | 0 | 0 | 0 | 0 | 0 | 0
STOG | 0 | 0 | 0 | 0 | 0 | 0
STWD | 0 | 0 | 0 | 0 | 0 | 0
WT | 0 | 0 | 0 | 0 | 0 | 0
IGCC | 0 | 0 | 0 | 0 | 0 | 0
DemandResponse | 0 | 0 | 0 | 0 | 0 | 0
IGCC-CCS | 0 | 0 | 0 | 0 | 0 | 0
WT_off | 0 | 0 | 0 | 0 | 0 | 0
PseudoUnit | 0 | 0 | 0 | 0 | 0 | 0
FixedInterchange | 0 | 0 | 0 | 0 | 0 | 0
Emission Cost by Reporting Type: NYISO_G-I
ReportingType | 2015 | 2020 | 2025 | 2030 | 2035 | 2040
BM | 0 | 0 | 0 | 0 | 0 | 0
CC | 59.94 | 217.61 | 381.69 | 618.93 | 845.3 | 866.57
CSP | 0 | 0 | 0 | 0 | 0 | 0
CT | 0 | 0 | 0 | 0 | 0 | 0
Coal | 0 | 0 | 0 | 0 | 0 | 0
Geo | 0 | 0 | 0 | 0 | 0 | 0
H | 0 | 0 | 0 | 0 | 0 | 0
LFG | 0 | 0 | 0 | 0 | 0 | 0
Nuc | 0 | 0 | 0 | 0 | 0 | 0
PS | 0 | 0 | 0 | 0 | 0 | 0
PV | 0 | 0 | 0 | 0 | 0 | 0
PeakG | 0 | 0 | 0.03 | 0 | 0.01 | 0
PeakO | 0 | 0 | 0 | 0 | 0 | 0
ST | 0 | 0 | 0 | 0 | 0 | 0
STOG | 0 | 0 | 0 | 0 | 0 | 0
STWD | 0 | 0 | 0 | 0 | 0 | 0
WT | 0 | 0 | 0 | 0 | 0 | 0
IGCC | 0 | 0 | 0 | 0 | 0 | 0
DemandResponse | 0 | 0 | 0 | 0 | 0 | 0
IGCC-CCS | 0 | 0 | 0 | 0 | 0 | 0
WT_off | 0 | 0 | 0 | 0 | 0 | 0
PseudoUnit | 0 | 0 | 0 | 0 | 0 | 0
FixedInterchange | 0 | 0 | 0 | 0 | 0 | 0
Emission Cost by Reporting Type: NYISO_J-K
ReportingType | 2015 | 2020 | 2025 | 2030 | 2035 | 2040
BM | 0 | 0 | 0 | 0 | 0 | 0
CC | 244.07 | 360.9 | 626.59 | 1688.4 | 3735.48 | 5624.88
CSP | 0 | 0 | 0 | 0 | 0 | 0
CT | 0 | 0 | 0 | 0 | 0 | 0
Coal | 0 | 0 | 0 | 0 | 0 | 0
Geo | 0 | 0 | 0 | 0 | 0 | 0
H | 0 | 0 | 0 | 0 | 0 | 0
LFG | 0 | 0 | 0 | 0 | 0 | 0
Nuc | 0 | 0 | 0 | 0 | 0 | 0
PS | 0 | 0 | 0 | 0 | 0 | 0
PV | 0 | 0 | 0 | 0 | 0 | 0
PeakG | 0.75 | 1.07 | 3.85 | 4.85 | 31.6 | 79.22
PeakO | 0 | 0 | 0 | 0 | 0 | 0
ST | 0 | 0 | 0 | 0 | 0 | 0
STOG | 9.27 | 27.09 | 66.9 | 117.58 | 55.32 | 62.94
STWD | 0 | 0 | 0 | 0 | 0 | 0
WT | 0 | 0 | 0 | 0 | 0 | 0
IGCC | 0 | 0 | 0 | 0 | 0 | 0
DemandResponse | 0 | 0 | 0 | 0 | 0 | 0
IGCC-CCS | 0 | 0 | 0 | 0 | 0 | 0
WT_off | 0 | 0 | 0 | 0 | 0 | 0
PseudoUnit | 0 | 0 | 0 | 0 | 0 | 0
FixedInterchange | 0 | 0 | 0 | 0 | 0 | 0
Emission Cost by Reporting Type: PJM_E
ReportingType | 2015 | 2020 | 2025 | 2030 | 2035 | 2040
BM | 0 | 0 | 0 | 0 | 0 | 0
CC | 417.72 | 723.5 | 1526.55 | 3415.57 | 4812.07 | 5978.9
CSP | 0 | 0 | 0 | 0 | 0 | 0
CT | 0 | 0.06 | 0.1 | 0.41 | 0.4 | 0.57
Coal | 15.96 | 9.45 | 3.9 | 0.15 | 11.93 | 43.71
Geo | 0 | 0 | 0 | 0 | 0 | 0
H | 0 | 0 | 0 | 0 | 0 | 0
LFG | 0 | 0 | 0 | 0 | 0 | 0
Nuc | 0 | 0 | 0 | 0 | 0 | 0
PS | 0 | 0 | 0 | 0 | 0 | 0
PV | 0 | 0 | 0 | 0 | 0 | 0
PeakG | 0.35 | 5.53 | 9.41 | 38.71 | 37.56 | 53.61
PeakO | 0 | 0 | 0 | 0 | 0 | 0
ST | 0 | 0 | 0 | 0 | 0 | 0
STOG | 4.28 | 11.61 | 9.96 | 42.58 | 41.31 | 58.97
STWD | 0 | 0 | 0 | 0 | 0 | 0
WT | 0 | 0 | 0 | 0 | 0 | 0
IGCC | 0 | 0 | 0 | 0 | 0 | 0
DemandResponse | 0 | 0 | 0 | 0 | 0 | 0
IGCC-CCS | 0 | 0 | 0 | 0 | 0 | 0
WT_off | 0 | 0 | 0 | 0 | 0 | 0
PseudoUnit | 0 | 0 | 0 | 0 | 0 | 0
FixedInterchange | 0 | 0 | 0 | 0 | 0 | 0
Emission Cost by Reporting Type: PJM_ROM
ReportingType | 2015 | 2020 | 2025 | 2030 | 2035 | 2040
BM | 0 | 0 | 0 | 0 | 0 | 0
CC | 194.8 | 349.89 | 651.44 | 1706.51 | 2391.29 | 3019.94
CSP | 0 | 0 | 0 | 0 | 0 | 0
CT | 0 | 0.04 | 0.06 | 0.13 | 0.24 | 0.35
Coal | 695.23 | 441.87 | 74.8 | 65.49 | 343.75 | 611.51
Geo | 0 | 0 | 0 | 0 | 0 | 0
H | 0 | 0 | 0 | 0 | 0 | 0
LFG | 0 | 0 | 0 | 0 | 0 | 0
Nuc | 0 | 0 | 0 | 0 | 0 | 0
PS | 0 | 0 | 0 | 0 | 0 | 0
PV | 0 | 0 | 0 | 0 | 0 | 0
PeakG | 0 | 0.32 | 1.98 | 13.05 | 7.6 | 10.85
PeakO | 0 | 0 | 0 | 0 | 0 | 0
ST | 0 | 0 | 0 | 0 | 0 | 0
STOG | 10.4 | 14.77 | 24.19 | 55.2 | 52.57 | 75.05
STWD | 0 | 0 | 0 | 0 | 0 | 0
WT | 0 | 0 | 0 | 0 | 0 | 0
IGCC | 0 | 0 | 0 | 0 | 0 | 0
DemandResponse | 0 | 0 | 0 | 0 | 0 | 0
IGCC-CCS | 0 | 0 | 0 | 0 | 0 | 0
WT_off | 0 | 0 | 0 | 0 | 0 | 0
PseudoUnit | 0 | 0 | 0 | 0 | 0 | 0
FixedInterchange | 0 | 0 | 0 | 0 | 0 | 0
Emission Cost by Reporting Type: PJM_ROR
ReportingType | 2015 | 2020 | 2025 | 2030 | 2035 | 2040
BM | 0 | 0 | 0 | 0 | 0 | 0
CC | 1325.86 | 3390.08 | 5476.69 | 10814.99 | 15207 | 11676.64
CSP | 0 | 0 | 0 | 0 | 0 | 0
CT | 0.05 | 0.06 | 0.11 | 0.24 | 0.44 | 0.2
Coal | 5904.32 | 4121.2 | 969.82 | 374.28 | 2240.28 | 3591.31
Geo | 0 | 0 | 0 | 0 | 0 | 0
H | 0 | 0 | 0 | 0 | 0 | 0
LFG | 0 | 0 | 0 | 0 | 0 | 0
Nuc | 0 | 0 | 0 | 0 | 0 | 0
PS | 0 | 0 | 0 | 0 | 0 | 0
PV | 0 | 0 | 0 | 0 | 0 | 0
PeakG | 10.53 | 19.05 | 6.18 | 42.39 | 29.16 | 31.41
PeakO | 0 | 0 | 0 | 0 | 0 | 0
ST | 0 | 0 | 0 | 0 | 0 | 0
STOG | 6.08 | 11.44 | 14.15 | 61.86 | 30.74 | 23.8
STWD | 0 | 0 | 0 | 0 | 0 | 0
WT | 0 | 0 | 0 | 0 | 0 | 0
IGCC | 0 | 0 | 0 | 0 | 0 | 0
DemandResponse | 0 | 0 | 0 | 0 | 0 | 0
IGCC-CCS | 0 | 0 | 0 | 0 | 0 | 1605.46
WT_off | 0 | 0 | 0 | 0 | 0 | 0
PseudoUnit | 0 | 0 | 0 | 0 | 0 | 0
FixedInterchange | 0 | 0 | 0 | 0 | 0 | 0
Emission Cost by Reporting Type: SOCO
ReportingType | 2015 | 2020 | 2025 | 2030 | 2035 | 2040
BM | 0 | 0 | 0 | 0 | 0 | 0
CC | 1521.43 | 2604.59 | 4353.22 | 8030.03 | 7223.53 | 5712.18
CSP | 0 | 0 | 0 | 0 | 0 | 0
CT | 0 | 0 | 0 | 0 | 0 | 0
Coal | 998.07 | 470.18 | 176.91 | 137.45 | 423.89 | 692.32
Geo | 0 | 0 | 0 | 0 | 0 | 0
H | 0 | 0 | 0 | 0 | 0 | 0
LFG | 0 | 0 | 0 | 0 | 0 | 0
Nuc | 0 | 0 | 0 | 0 | 0 | 0
PS | 0 | 0 | 0 | 0 | 0 | 0
PV | 0 | 0 | 0 | 0 | 0 | 0
PeakG | 5.5 | 8.74 | 23.38 | 67.7 | 4.95 | 0.57
PeakO | 0 | 0 | 0 | 0 | 0 | 0
ST | 0 | 0 | 0 | 0 | 0 | 0
STOG | 0 | 0 | 0 | 0 | 0 | 0
STWD | 0 | 0 | 0 | 0 | 0 | 0
WT | 0 | 0 | 0 | 0 | 0 | 0
IGCC | 0 | 0 | 0 | 0 | 0 | 0
DemandResponse | 0 | 0 | 0 | 0 | 0 | 0
IGCC-CCS | 0 | 0 | 0 | 0 | 0 | 0
WT_off | 0 | 0 | 0 | 0 | 0 | 0
PseudoUnit | 0 | 0 | 0 | 0 | 0 | 0
FixedInterchange | 0 | 0 | 0 | 0 | 0 | 0
Emission Cost by Reporting Type: SPP_N
ReportingType | 2015 | 2020 | 2025 | 2030 | 2035 | 2040
BM | 0 | 0 | 0 | 0 | 0 | 0
CC | 75.1 | 15.38 | 35.2 | 77.87 | 52.45 | 37.44
CSP | 0 | 0 | 0 | 0 | 0 | 0
CT | 0 | 0 | 0 | 0 | 0 | 0
Coal | 1538.81 | 352.83 | 48.31 | 18.1 | 59.29 | 114.19
Geo | 0 | 0 | 0 | 0 | 0 | 0
H | 0 | 0 | 0 | 0 | 0 | 0
LFG | 0 | 0 | 0 | 0 | 0 | 0
Nuc | 0 | 0 | 0 | 0 | 0 | 0
PS | 0 | 0 | 0 | 0 | 0 | 0
PV | 0 | 0 | 0 | 0 | 0 | 0
PeakG | 1.64 | 0 | 0 | 0 | 0 | 0
PeakO | 0 | 0 | 0 | 0 | 0 | 0
ST | 0 | 0 | 0 | 0 | 0 | 0
STOG | 5.35 | 0 | 0 | 0 | 0 | 0
STWD | 0 | 0 | 0 | 0 | 0 | 0
WT | 0 | 0 | 0 | 0 | 0 | 0
IGCC | 0 | 0 | 0 | 0 | 0 | 0
DemandResponse | 0 | 0 | 0 | 0 | 0 | 0
IGCC-CCS | 0 | 0 | 0 | 0 | 0 | 0
WT_off | 0 | 0 | 0 | 0 | 0 | 0
PseudoUnit | 0 | 0 | 0 | 0 | 0 | 0
FixedInterchange | 0 | 0 | 0 | 0 | 0 | 0
Emission Cost by Reporting Type: SPP_S
ReportingType | 2015 | 2020 | 2025 | 2030 | 2035 | 2040
BM | 0 | 0 | 0 | 0 | 0 | 0
CC | 623 | 340.4 | 508.74 | 1116.47 | 1178.27 | 1586.24
CSP | 0 | 0 | 0 | 0 | 0 | 0
CT | 0 | 0 | 0 | 0 | 0 | 0
Coal | 1963.4 | 217.21 | 21.09 | 0 | 0 | 0
Geo | 0 | 0 | 0 | 0 | 0 | 0
H | 0 | 0 | 0 | 0 | 0 | 0
LFG | 0 | 0 | 0 | 0 | 0 | 0
Nuc | 0 | 0 | 0 | 0 | 0 | 0
PS | 0 | 0 | 0 | 0 | 0 | 0
PV | 0 | 0 | 0 | 0 | 0 | 0
PeakG | 0 | 0 | 0 | 0 | 0 | 0
PeakO | 0 | 0 | 0 | 0 | 0 | 0
ST | 0 | 0 | 0 | 0 | 0 | 0
STOG | 50.83 | 19.64 | 24 | 79.16 | 60.45 | 76.42
STWD | 0 | 0 | 0 | 0 | 0 | 0
WT | 0 | 0 | 0 | 0 | 0 | 0
IGCC | 0 | 0 | 0 | 0 | 0 | 0
DemandResponse | 0 | 0 | 0 | 0 | 0 | 0
IGCC-CCS | 0 | 0 | 0 | 0 | 0 | 0
WT_off | 0 | 0 | 0 | 0 | 0 | 0
PseudoUnit | 0 | 0 | 0 | 0 | 0 | 0
FixedInterchange | 0 | 0 | 0 | 0 | 0 | 0
Emission Cost by Reporting Type: TVA
ReportingType | 2015 | 2020 | 2025 | 2030 | 2035 | 2040
BM | 0 | 0 | 0 | 0 | 0 | 0
CC | 439.83 | 1089.63 | 2132.43 | 4186.33 | 5060.83 | 3097.04
CSP | 0 | 0 | 0 | 0 | 0 | 0
CT | 0 | 0 | 0 | 0 | 0 | 0
Coal | 1142.75 | 757.05 | 144.2 | 52.29 | 479.35 | 684.29
Geo | 0 | 0 | 0 | 0 | 0 | 0
H | 0 | 0 | 0 | 0 | 0 | 0
LFG | 0 | 0 | 0 | 0 | 0 | 0
Nuc | 0 | 0 | 0 | 0 | 0 | 0
PS | 0 | 0 | 0 | 0 | 0 | 0
PV | 0 | 0 | 0 | 0 | 0 | 0
PeakG | 0 | 0 | 0 | 0 | 0 | 0
PeakO | 0 | 0 | 0 | 0 | 0 | 0
ST | 0 | 0 | 0 | 0 | 0 | 0
STOG | 0 | 0 | 0 | 0 | 0 | 0
STWD | 0 | 0 | 0 | 0 | 0 | 0
WT | 0 | 0 | 0 | 0 | 0 | 0
IGCC | 0 | 0 | 0 | 0 | 0 | 0
DemandResponse | 0 | 0 | 0 | 0 | 0 | 0
IGCC-CCS | 0 | 0 | 0 | 0 | 0 | 871.64
WT_off | 0 | 0 | 0 | 0 | 0 | 0
PseudoUnit | 0 | 0 | 0 | 0 | 0 | 0
FixedInterchange | 0 | 0 | 0 | 0 | 0 | 0
Emission Cost by Reporting Type: TVA_Transmission
ReportingType | 2015 | 2020 | 2025 | 2030 | 2035 | 2040
BM | 0 | 0 | 0 | 0 | 0 | 0
CC | 0 | 0 | 0 | 0 | 0 | 0
CSP | 0 | 0 | 0 | 0 | 0 | 0
CT | 0 | 0 | 0 | 0 | 0 | 0
Coal | 0 | 0 | 0 | 0 | 0 | 0
Geo | 0 | 0 | 0 | 0 | 0 | 0
H | 0 | 0 | 0 | 0 | 0 | 0
LFG | 0 | 0 | 0 | 0 | 0 | 0
Nuc | 0 | 0 | 0 | 0 | 0 | 0
PS | 0 | 0 | 0 | 0 | 0 | 0
PV | 0 | 0 | 0 | 0 | 0 | 0
PeakG | 0 | 0 | 0 | 0 | 0 | 0
PeakO | 0 | 0 | 0 | 0 | 0 | 0
ST | 0 | 0 | 0 | 0 | 0 | 0
STOG | 0 | 0 | 0 | 0 | 0 | 0
STWD | 0 | 0 | 0 | 0 | 0 | 0
WT | 0 | 0 | 0 | 0 | 0 | 0
IGCC | 0 | 0 | 0 | 0 | 0 | 0
DemandResponse | 0 | 0 | 0 | 0 | 0 | 0
IGCC-CCS | 0 | 0 | 0 | 0 | 0 | 0
WT_off | 0 | 0 | 0 | 0 | 0 | 0
PseudoUnit | 0 | 0 | 0 | 0 | 0 | 0
FixedInterchange | 0 | 0 | 0 | 0 | 0 | 0
Emission Cost by Reporting Type: VACAR
ReportingType | 2015 | 2020 | 2025 | 2030 | 2035 | 2040
BM | 0 | 0 | 0 | 0 | 0 | 0
CC | 1301.58 | 1898.8 | 3102.59 | 5843.92 | 4478.34 | 5688.12
CSP | 0 | 0 | 0 | 0 | 0 | 0
CT | 1.13 | 1.61 | 2.63 | 8.33 | 2.57 | 0
Coal | 436.06 | 424.49 | 141.11 | 22.27 | 151.08 | 290.76
Geo | 0 | 0 | 0 | 0 | 0 | 0
H | 0 | 0 | 0 | 0 | 0 | 0
LFG | 0 | 0 | 0 | 0 | 0 | 0
Nuc | 0 | 0 | 0 | 0 | 0 | 0
PS | 0 | 0 | 0 | 0 | 0 | 0
PV | 0 | 0 | 0 | 0 | 0 | 0
PeakG | 1.3 | 3.75 | 12.04 | 39.36 | 6.61 | 22.1
PeakO | 0 | 0 | 0 | 0 | 0 | 0
ST | 0 | 0 | 0 | 0 | 0 | 0
STOG | 0 | 0 | 0 | 0 | 0 | 0
STWD | 0 | 0 | 0 | 0 | 0 | 0
WT | 0 | 0 | 0 | 0 | 0 | 0
IGCC | 0 | 0 | 0 | 0 | 0 | 0
DemandResponse | 0 | 0 | 0 | 0 | 0 | 0
IGCC-CCS | 0 | 0 | 0 | 0 | 0 | 0
WT_off | 0 | 0 | 0 | 0 | 0 | 0
PseudoUnit | 0 | 0 | 0 | 0 | 0 | 0
FixedInterchange | 0 | 0 | 0 | 0 | 0 | 0
Emission Cost by Reporting Type: IESO
ReportingType | 2015 | 2020 | 2025 | 2030 | 2035 | 2040
BM | 0 | 0 | 0 | 0 | 0 | 0
CC | 98.84 | 141.11 | 233.17 | 97.96 | 43.22 | 60.33
CSP | 0 | 0 | 0 | 0 | 0 | 0
CT | 0.01 | 0.08 | 0 | 0 | 0 | 0
Coal | 0 | 0 | 0 | 0 | 0 | 0
Geo | 0 | 0 | 0 | 0 | 0 | 0
H | 0 | 0 | 0 | 0 | 0 | 0
LFG | 0 | 0 | 0 | 0 | 0 | 0
Nuc | 0 | 0 | 0 | 0 | 0 | 0
PS | 0 | 0 | 0 | 0 | 0 | 0
PV | 0 | 0 | 0 | 0 | 0 | 0
PeakG | 0 | 0.1 | 0 | 0 | 0 | 0
PeakO | 0 | 0 | 0 | 0 | 0 | 0
ST | 0 | 0 | 0 | 0 | 0 | 0
STOG | 0 | 0 | 0 | 0 | 0 | 0
STWD | 0 | 0 | 0 | 0 | 0 | 0
WT | 0 | 0 | 0 | 0 | 0 | 0
IGCC | 0 | 0 | 0 | 0 | 0 | 0
DemandResponse | 0 | 0 | 0 | 0 | 0 | 0
IGCC-CCS | 0 | 0 | 0 | 0 | 0 | 0
WT_off | 0 | 0 | 0 | 0 | 0 | 0
PseudoUnit | 0 | 0 | 0 | 0 | 0 | 0
FixedInterchange | 0 | 0 | 0 | 0 | 0 | 0
Emission Cost by Reporting Type: MAPP_CA
ReportingType | 2015 | 2020 | 2025 | 2030 | 2035 | 2040
BM | 0 | 0 | 0 | 0 | 0 | 0
CC | 107.21 | 152.24 | 117.54 | 10.3 | 17.94 | 41.73
CSP | 0 | 0 | 0 | 0 | 0 | 0
CT | 0 | 0 | 0 | 0 | 0 | 0
Coal | 5.3 | 6.84 | 0 | 0 | 0 | 0
Geo | 0 | 0 | 0 | 0 | 0 | 0
H | 0 | 0 | 0 | 0 | 0 | 0
LFG | 0 | 0 | 0 | 0 | 0 | 0
Nuc | 0 | 0 | 0 | 0 | 0 | 0
PS | 0 | 0 | 0 | 0 | 0 | 0
PV | 0 | 0 | 0 | 0 | 0 | 0
PeakG | 0.91 | 0.1 | 0 | 0 | 0 | 0
PeakO | 0 | 0 | 0 | 0 | 0 | 0
ST | 0 | 0 | 0 | 0 | 0 | 0
STOG | 0.19 | 0 | 0 | 0 | 0 | 0
STWD | 0 | 0 | 0 | 0 | 0 | 0
WT | 0 | 0 | 0 | 0 | 0 | 0
IGCC | 0 | 0 | 0 | 0 | 0 | 0
DemandResponse | 0 | 0 | 0 | 0 | 0 | 0
IGCC-CCS | 0 | 0 | 0 | 0 | 0 | 0
WT_off | 0 | 0 | 0 | 0 | 0 | 0
PseudoUnit | 0 | 0 | 0 | 0 | 0 | 0
FixedInterchange | 0 | 0 | 0 | 0 | 0 | 0
Emission Cost by Reporting Type: AZ_NM_SNV_Coal
ReportingType | 2015 | 2020 | 2025 | 2030 | 2035 | 2040
BM | 0 | 0 | 0 | 0 | 0 | 0
CC | 0 | 0 | 0 | 0 | 0 | 0
CSP | 0 | 0 | 0 | 0 | 0 | 0
CT | 0 | 0 | 0 | 0 | 0 | 0
Coal | 1329.21 | 1370.3 | 54.05 | 4.15 | 97.74 | 139.53
Geo | 0 | 0 | 0 | 0 | 0 | 0
H | 0 | 0 | 0 | 0 | 0 | 0
LFG | 0 | 0 | 0 | 0 | 0 | 0
Nuc | 0 | 0 | 0 | 0 | 0 | 0
PS | 0 | 0 | 0 | 0 | 0 | 0
PV | 0 | 0 | 0 | 0 | 0 | 0
PeakG | 0 | 0 | 0 | 0 | 0 | 0
PeakO | 0 | 0 | 0 | 0 | 0 | 0
ST | 0 | 0 | 0 | 0 | 0 | 0
STOG | 0 | 0 | 0 | 0 | 0 | 0
STWD | 0 | 0 | 0 | 0 | 0 | 0
WT | 0 | 0 | 0 | 0 | 0 | 0
IGCC | 0 | 0 | 0 | 0 | 0 | 0
DemandResponse | 0 | 0 | 0 | 0 | 0 | 0
IGCC-CCS | 0 | 0 | 0 | 0 | 0 | 0
WT_off | 0 | 0 | 0 | 0 | 0 | 0
PseudoUnit | 0 | 0 | 0 | 0 | 0 | 0
FixedInterchange | 0 | 0 | 0 | 0 | 0 | 0
Emission Cost by Reporting Type: AZ_NM_SNV_Gas
ReportingType | 2015 | 2020 | 2025 | 2030 | 2035 | 2040
BM | 0 | 0 | 0 | 0 | 0 | 0
CC | 741.07 | 945.41 | 2369.83 | 4178.73 | 5545.2 | 3700.2
CSP | 0 | 0 | 0 | 0 | 0 | 0
CT | 0 | 0 | 0 | 0 | 0 | 0
Coal | 0 | 0 | 0 | 0 | 0 | 0
Geo | 0 | 0 | 0 | 0 | 0 | 0
H | 0 | 0 | 0 | 0 | 0 | 0
LFG | 0 | 0 | 0 | 0 | 0 | 0
Nuc | 0 | 0 | 0 | 0 | 0 | 0
PS | 0 | 0 | 0 | 0 | 0 | 0
PV | 0 | 0 | 0 | 0 | 0 | 0
PeakG | 0 | 0 | 0 | 0 | 0 | 0
PeakO | 0 | 0 | 0 | 0 | 0 | 0
ST | 0 | 0 | 0 | 0 | 0 | 0
STOG | 0 | 0 | 0 | 0 | 0 | 0
STWD | 0 | 0 | 0 | 0 | 0 | 0
WT | 0 | 0 | 0 | 0 | 0 | 0
IGCC | 0 | 0 | 0 | 0 | 0 | 0
DemandResponse | 0 | 0 | 0 | 0 | 0 | 0
IGCC-CCS | 0 | 0 | 0 | 0 | 0 | 0
WT_off | 0 | 0 | 0 | 0 | 0 | 0
PseudoUnit | 0 | 0 | 0 | 0 | 0 | 0
FixedInterchange | 0 | 0 | 0 | 0 | 0 | 0
Emission Cost by Reporting Type: AZ_NM_SNV_NucRenew
ReportingType | 2015 | 2020 | 2025 | 2030 | 2035 | 2040
BM | 0 | 0 | 0 | 0 | 0 | 0
CC | 0 | 0 | 0 | 0 | 0 | 0
CSP | 0 | 0 | 0 | 0 | 0 | 0
CT | 0 | 0 | 0 | 0 | 0 | 0
Coal | 0 | 0 | 0 | 0 | 0 | 0
Geo | 0 | 0 | 0 | 0 | 0 | 0
H | 0 | 0 | 0 | 0 | 0 | 0
LFG | 0 | 0 | 0 | 0 | 0 | 0
Nuc | 0 | 0 | 0 | 0 | 0 | 0
PS | 0 | 0 | 0 | 0 | 0 | 0
PV | 0 | 0 | 0 | 0 | 0 | 0
PeakG | 0 | 0 | 0 | 0 | 0 | 0
PeakO | 0 | 0 | 0 | 0 | 0 | 0
ST | 0 | 0 | 0 | 0 | 0 | 0
STOG | 0 | 0 | 0 | 0 | 0 | 0
STWD | 0 | 0 | 0 | 0 | 0 | 0
WT | 0 | 0 | 0 | 0 | 0 | 0
IGCC | 0 | 0 | 0 | 0 | 0 | 0
DemandResponse | 0 | 0 | 0 | 0 | 0 | 0
IGCC-CCS | 0 | 0 | 0 | 0 | 0 | 0
WT_off | 0 | 0 | 0 | 0 | 0 | 0
PseudoUnit | 0 | 0 | 0 | 0 | 0 | 0
FixedInterchange | 0 | 0 | 0 | 0 | 0 | 0
Emission Cost by Reporting Type: ERCOT
ReportingType | 2015 | 2020 | 2025 | 2030 | 2035 | 2040
BM | 0 | 0 | 0 | 0 | 0 | 0
CC | 2196.53 | 3511.95 | 5228.21 | 10777.4 | 12365.92 | 14855.74
CSP | 0 | 0 | 0 | 0 | 0 | 0
CT | 0 | 0.05 | 0 | 0.19 | 0 | 0
Coal | 971.58 | 956.53 | 83.49 | 43.77 | 180.63 | 257.86
Geo | 0 | 0 | 0 | 0 | 0 | 0
H | 0 | 0 | 0 | 0 | 0 | 0
LFG | 0 | 0 | 0 | 0 | 0 | 0
Nuc | 0 | 0 | 0 | 0 | 0 | 0
PS | 0 | 0 | 0 | 0 | 0 | 0
PV | 0 | 0 | 0 | 0 | 0 | 0
PeakG | 0 | 0.11 | 0 | 0.81 | 0.88 | 1.55
PeakO | 0 | 0 | 0 | 0 | 0 | 0
ST | 0 | 0 | 0 | 0 | 0 | 0
STOG | 21.96 | 46.75 | 47.89 | 150.23 | 23.35 | 27.56
STWD | 0 | 0 | 0 | 0 | 0 | 0
WT | 0 | 0 | 0 | 0 | 0 | 0
IGCC | 0 | 0 | 0 | 0 | 0 | 0
DemandResponse | 0 | 0 | 0 | 0 | 0 | 0
IGCC-CCS | 0 | 0 | 0 | 0 | 0 | 478.85
WT_off | 0 | 0 | 0 | 0 | 0 | 0
PseudoUnit | 0 | 0 | 0 | 0 | 0 | 0
FixedInterchange | 0 | 0 | 0 | 0 | 0 | 0
Emission Cost by Reporting Type: NP15
ReportingType | 2015 | 2020 | 2025 | 2030 | 2035 | 2040
BM | 0 | 0 | 0 | 0 | 0 | 0
CC | 873.84 | 1092.86 | 2127.81 | 3486.82 | 5658.53 | 466.54
CSP | 0 | 0 | 0 | 0 | 0 | 0
CT | 0 | 0 | 0 | 0 | 0 | 0
Coal | 6.46 | 0 | 0 | 0 | 0 | 0
Geo | 0 | 0 | 0 | 0 | 0 | 0
H | 0 | 0 | 0 | 0 | 0 | 0
LFG | 0 | 0 | 0 | 0 | 0 | 0
Nuc | 0 | 0 | 0 | 0 | 0 | 0
PS | 0 | 0 | 0 | 0 | 0 | 0
PV | 0 | 0 | 0 | 0 | 0 | 0
PeakG | 0 | 0 | 0 | 0 | 0 | 0
PeakO | 0 | 0 | 0 | 0 | 0 | 0
ST | 0 | 0 | 0 | 0 | 0 | 0
STOG | 0 | 0.24 | 0.8 | 1.79 | 7.95 | 0
STWD | 0 | 0 | 0 | 0 | 0 | 0
WT | 0 | 0 | 0 | 0 | 0 | 0
IGCC | 0 | 0 | 0 | 0 | 0 | 0
DemandResponse | 0 | 0 | 0 | 0 | 0 | 0
IGCC-CCS | 0 | 0 | 0 | 0 | 0 | 3615.16
WT_off | 0 | 0 | 0 | 0 | 0 | 0
PseudoUnit | 0 | 0 | 0 | 0 | 0 | 0
FixedInterchange | 0 | 0 | 0 | 0 | 0 | 0
Emission Cost by Reporting Type: NWPP_Coal
ReportingType | 2015 | 2020 | 2025 | 2030 | 2035 | 2040
BM | 0 | 0 | 0 | 0 | 0 | 0
CC | 0 | 0 | 0 | 0 | 0 | 0
CSP | 0 | 0 | 0 | 0 | 0 | 0
CT | 0 | 0 | 0 | 0 | 0 | 0
Coal | 1412.33 | 1257.74 | 29.06 | 22.01 | 40.76 | 58.18
Geo | 0 | 0 | 0 | 0 | 0 | 0
H | 0 | 0 | 0 | 0 | 0 | 0
LFG | 0 | 0 | 0 | 0 | 0 | 0
Nuc | 0 | 0 | 0 | 0 | 0 | 0
PS | 0 | 0 | 0 | 0 | 0 | 0
PV | 0 | 0 | 0 | 0 | 0 | 0
PeakG | 0 | 0 | 0 | 0 | 0 | 0
PeakO | 0 | 0 | 0 | 0 | 0 | 0
ST | 0 | 0 | 0 | 0 | 0 | 0
STOG | 0 | 0 | 0 | 0 | 0 | 0
STWD | 0 | 0 | 0 | 0 | 0 | 0
WT | 0 | 0 | 0 | 0 | 0 | 0
IGCC | 0 | 0 | 0 | 0 | 0 | 0
DemandResponse | 0 | 0 | 0 | 0 | 0 | 0
IGCC-CCS | 0 | 0 | 0 | 0 | 0 | 0
WT_off | 0 | 0 | 0 | 0 | 0 | 0
PseudoUnit | 0 | 0 | 0 | 0 | 0 | 0
FixedInterchange | 0 | 0 | 0 | 0 | 0 | 0
Emission Cost by Reporting Type: NWPP_Gas
ReportingType | 2015 | 2020 | 2025 | 2030 | 2035 | 2040
BM | 0 | 0 | 0 | 0 | 0 | 0
CC | 513.35 | 1208.18 | 2261.63 | 3886.49 | 5154.05 | 2878.5
CSP | 0 | 0 | 0 | 0 | 0 | 0
CT | 0 | 0 | 0 | 0 | 0 | 0
Coal | 0 | 0 | 0 | 0 | 0 | 0
Geo | 0 | 0 | 0 | 0 | 0 | 0
H | 0 | 0 | 0 | 0 | 0 | 0
LFG | 0 | 0 | 0 | 0 | 0 | 0
Nuc | 0 | 0 | 0 | 0 | 0 | 0
PS | 0 | 0 | 0 | 0 | 0 | 0
PV | 0 | 0 | 0 | 0 | 0 | 0
PeakG | 0 | 0 | 0 | 0 | 0 | 0
PeakO | 0 | 0 | 0 | 0 | 0 | 0
ST | 0 | 0 | 0 | 0 | 0 | 0
STOG | 0 | 0 | 0 | 0 | 0 | 0
STWD | 0 | 0 | 0 | 0 | 0 | 0
WT | 0 | 0 | 0 | 0 | 0 | 0
IGCC | 0 | 0 | 0 | 0 | 0 | 0
DemandResponse | 0 | 0 | 0 | 0 | 0 | 0
IGCC-CCS | 0 | 0 | 0 | 0 | 0 | 890.54
WT_off | 0 | 0 | 0 | 0 | 0 | 0
PseudoUnit | 0 | 0 | 0 | 0 | 0 | 0
FixedInterchange | 0 | 0 | 0 | 0 | 0 | 0
Emission Cost by Reporting Type: NWPP_NucRenew
ReportingType | 2015 | 2020 | 2025 | 2030 | 2035 | 2040
BM | 0 | 0 | 0 | 0 | 0 | 0
CC | 0 | 0 | 0 | 0 | 0 | 0
CSP | 0 | 0 | 0 | 0 | 0 | 0
CT | 0 | 0 | 0 | 0 | 0 | 0
Coal | 0 | 0 | 0 | 0 | 0 | 0
Geo | 0 | 0 | 0 | 0 | 0 | 0
H | 0 | 0 | 0 | 0 | 0 | 0
LFG | 0 | 0 | 0 | 0 | 0 | 0
Nuc | 0 | 0 | 0 | 0 | 0 | 0
PS | 0 | 0 | 0 | 0 | 0 | 0
PV | 0 | 0 | 0 | 0 | 0 | 0
PeakG | 0 | 0 | 0 | 0 | 0 | 0
PeakO | 0 | 0 | 0 | 0 | 0 | 0
ST | 0 | 0 | 0 | 0 | 0 | 0
STOG | 0 | 0 | 0 | 0 | 0 | 0
STWD | 0 | 0 | 0 | 0 | 0 | 0
WT | 0 | 0 | 0 | 0 | 0 | 0
IGCC | 0 | 0 | 0 | 0 | 0 | 0
DemandResponse | 0 | 0 | 0 | 0 | 0 | 0
IGCC-CCS | 0 | 0 | 0 | 0 | 0 | 0
WT_off | 0 | 0 | 0 | 0 | 0 | 0
PseudoUnit | 0 | 0 | 0 | 0 | 0 | 0
FixedInterchange | 0 | 0 | 0 | 0 | 0 | 0
Emission Cost by Reporting Type: RMPA
ReportingType | 2015 | 2020 | 2025 | 2030 | 2035 | 2040
BM | 0 | 0 | 0 | 0 | 0 | 0
CC | 144.21 | 279.55 | 581.63 | 1796.42 | 1649.5 | 678.73
CSP | 0 | 0 | 0 | 0 | 0 | 0
CT | 0 | 0 | 0 | 0 | 0 | 0
Coal | 1353.94 | 1367.52 | 226.47 | 62.52 | 106.31 | 151.75
Geo | 0 | 0 | 0 | 0 | 0 | 0
H | 0 | 0 | 0 | 0 | 0 | 0
LFG | 0 | 0 | 0 | 0 | 0 | 0
Nuc | 0 | 0 | 0 | 0 | 0 | 0
PS | 0 | 0 | 0 | 0 | 0 | 0
PV | 0 | 0 | 0 | 0 | 0 | 0
PeakG | 0.12 | 0 | 0 | 3.85 | 0 | 0
PeakO | 0 | 0 | 0 | 0 | 0 | 0
ST | 0 | 0 | 0 | 0 | 0 | 0
STOG | 0 | 0 | 0 | 0 | 0 | 0
STWD | 0 | 0 | 0 | 0 | 0 | 0
WT | 0 | 0 | 0 | 0 | 0 | 0
IGCC | 0 | 0 | 0 | 0 | 0 | 0
DemandResponse | 0 | 0 | 0 | 0 | 0 | 0
IGCC-CCS | 0 | 0 | 0 | 0 | 0 | 936.09
WT_off | 0 | 0 | 0 | 0 | 0 | 0
PseudoUnit | 0 | 0 | 0 | 0 | 0 | 0
FixedInterchange | 0 | 0 | 0 | 0 | 0 | 0
Emission Cost by Reporting Type: SP15
ReportingType | 2015 | 2020 | 2025 | 2030 | 2035 | 2040
BM | 0 | 0 | 0 | 0 | 0 | 0
CC | 700.89 | 1161.23 | 2795.47 | 4822.18 | 7333.01 | 3772.33
CSP | 0 | 0 | 0 | 0 | 0 | 0
CT | 0 | 0 | 0 | 0 | 0 | 0
Coal | 39.99 | 30.93 | 14.68 | 0 | 0 | 0
Geo | 0 | 0 | 0 | 0 | 0 | 0
H | 0 | 0 | 0 | 0 | 0 | 0
LFG | 0 | 0 | 0 | 0 | 0 | 0
Nuc | 0 | 0 | 0 | 0 | 0 | 0
PS | 0 | 0 | 0 | 0 | 0 | 0
PV | 0 | 0 | 0 | 0 | 0 | 0
PeakG | 0 | 0 | 0 | 0 | 0 | 0
PeakO | 0 | 0 | 0 | 0 | 0 | 0
ST | 0 | 0 | 0 | 0 | 0 | 0
STOG | 17.71 | 6.41 | 10.64 | 21.27 | 8.44 | 0
STWD | 0 | 0 | 0 | 0 | 0 | 0
WT | 0 | 0 | 0 | 0 | 0 | 0
IGCC | 0 | 0 | 0 | 0 | 0 | 0
DemandResponse | 0 | 0 | 0 | 0 | 0 | 0
IGCC-CCS | 0 | 0 | 0 | 0 | 1054.22 | 4494.41
WT_off | 0 | 0 | 0 | 0 | 0 | 0
PseudoUnit | 0 | 0 | 0 | 0 | 0 | 0
FixedInterchange | 0 | 0 | 0 | 0 | 0 | 0
Emission Cost by Reporting Type: ALB
ReportingType | 2015 | 2020 | 2025 | 2030 | 2035 | 2040
BM | 0 | 0 | 0 | 0 | 0 | 0
CC | 177.96 | 332.02 | 533.88 | 255.55 | 242.06 | 0
CSP | 0 | 0 | 0 | 0 | 0 | 0
CT | 0 | 0 | 0 | 0 | 0 | 0
Coal | 1216.87 | 1727.96 | 2793.47 | 0 | 0 | 0
Geo | 0 | 0 | 0 | 0 | 0 | 0
H | 0 | 0 | 0 | 0 | 0 | 0
LFG | 0 | 0 | 0 | 0 | 0 | 0
Nuc | 0 | 0 | 0 | 0 | 0 | 0
PS | 0 | 0 | 0 | 0 | 0 | 0
PV | 0 | 0 | 0 | 0 | 0 | 0
PeakG | 0 | 0 | 0 | 0 | 0 | 0
PeakO | 0 | 0 | 0 | 0 | 0 | 0
ST | 0 | 0 | 0 | 0 | 0 | 0
STOG | 0 | 0 | 0 | 0 | 0 | 0
STWD | 0 | 0 | 0 | 0 | 0 | 0
WT | 0 | 0 | 0 | 0 | 0 | 0
IGCC | 0 | 0 | 0 | 0 | 0 | 0
DemandResponse | 0 | 0 | 0 | 0 | 0 | 0
IGCC-CCS | 0 | 0 | 0 | 0 | 0 | 0
WT_off | 0 | 0 | 0 | 0 | 0 | 0
PseudoUnit | 0 | 0 | 0 | 0 | 0 | 0
FixedInterchange | 0 | 0 | 0 | 0 | 0 | 0
Emission Cost by Reporting Type: BC
ReportingType | 2015 | 2020 | 2025 | 2030 | 2035 | 2040
BM | 0 | 0 | 0 | 0 | 0 | 0
CC | 90.42 | 170.66 | 279.47 | 511.45 | 0 | 0
CSP | 0 | 0 | 0 | 0 | 0 | 0
CT | 0 | 0 | 0 | 0 | 0 | 0
Coal | 0 | 0 | 0 | 0 | 0 | 0
Geo | 0 | 0 | 0 | 0 | 0 | 0
H | 0 | 0 | 0 | 0 | 0 | 0
LFG | 0 | 0 | 0 | 0 | 0 | 0
Nuc | 0 | 0 | 0 | 0 | 0 | 0
PS | 0 | 0 | 0 | 0 | 0 | 0
PV | 0 | 0 | 0 | 0 | 0 | 0
PeakG | 0 | 0 | 0 | 0 | 0 | 0
PeakO | 0 | 0 | 0 | 0 | 0 | 0
ST | 0 | 0 | 0 | 0 | 0 | 0
STOG | 0 | 0 | 0 | 0 | 0 | 0
STWD | 0 | 0 | 0 | 0 | 0 | 0
WT | 0 | 0 | 0 | 0 | 0 | 0
IGCC | 0 | 0 | 0 | 0 | 0 | 0
DemandResponse | 0 | 0 | 0 | 0 | 0 | 0
IGCC-CCS | 0 | 0 | 0 | 0 | 0 | 0
WT_off | 0 | 0 | 0 | 0 | 0 | 0
PseudoUnit | 0 | 0 | 0 | 0 | 0 | 0
FixedInterchange | 0 | 0 | 0 | 0 | 0 | 0
Emission Cost by Reporting Type: HQ_IESO
ReportingType | 2015 | 2020 | 2025 | 2030 | 2035 | 2040
BM | 0 | 0 | 0 | 0 | 0 | 0
CC | 0 | 0 | 0 | 0 | 0 | 0
CSP | 0 | 0 | 0 | 0 | 0 | 0
CT | 0 | 0 | 0 | 0 | 0 | 0
Coal | 0 | 0 | 0 | 0 | 0 | 0
Geo | 0 | 0 | 0 | 0 | 0 | 0
H | 0 | 0 | 0 | 0 | 0 | 0
LFG | 0 | 0 | 0 | 0 | 0 | 0
Nuc | 0 | 0 | 0 | 0 | 0 | 0
PS | 0 | 0 | 0 | 0 | 0 | 0
PV | 0 | 0 | 0 | 0 | 0 | 0
PeakG | 0 | 0 | 0 | 0 | 0 | 0
PeakO | 0 | 0 | 0 | 0 | 0 | 0
ST | 0 | 0 | 0 | 0 | 0 | 0
STOG | 0 | 0 | 0 | 0 | 0 | 0
STWD | 0 | 0 | 0 | 0 | 0 | 0
WT | 0 | 0 | 0 | 0 | 0 | 0
IGCC | 0 | 0 | 0 | 0 | 0 | 0
DemandResponse | 0 | 0 | 0 | 0 | 0 | 0
IGCC-CCS | 0 | 0 | 0 | 0 | 0 | 0
WT_off | 0 | 0 | 0 | 0 | 0 | 0
PseudoUnit | 0 | 0 | 0 | 0 | 0 | 0
FixedInterchange | 0 | 0 | 0 | 0 | 0 | 0
Emission Cost by Reporting Type: HQ_NEISO
ReportingType | 2015 | 2020 | 2025 | 2030 | 2035 | 2040
BM | 0 | 0 | 0 | 0 | 0 | 0
CC | 0 | 0 | 0 | 0 | 0 | 0
CSP | 0 | 0 | 0 | 0 | 0 | 0
CT | 0 | 0 | 0 | 0 | 0 | 0
Coal | 0 | 0 | 0 | 0 | 0 | 0
Geo | 0 | 0 | 0 | 0 | 0 | 0
H | 0 | 0 | 0 | 0 | 0 | 0
LFG | 0 | 0 | 0 | 0 | 0 | 0
Nuc | 0 | 0 | 0 | 0 | 0 | 0
PS | 0 | 0 | 0 | 0 | 0 | 0
PV | 0 | 0 | 0 | 0 | 0 | 0
PeakG | 0 | 0 | 0 | 0 | 0 | 0
PeakO | 0 | 0 | 0 | 0 | 0 | 0
ST | 0 | 0 | 0 | 0 | 0 | 0
STOG | 0 | 0 | 0 | 0 | 0 | 0
STWD | 0 | 0 | 0 | 0 | 0 | 0
WT | 0 | 0 | 0 | 0 | 0 | 0
IGCC | 0 | 0 | 0 | 0 | 0 | 0
DemandResponse | 0 | 0 | 0 | 0 | 0 | 0
IGCC-CCS | 0 | 0 | 0 | 0 | 0 | 0
WT_off | 0 | 0 | 0 | 0 | 0 | 0
PseudoUnit | 0 | 0 | 0 | 0 | 0 | 0
FixedInterchange | 0 | 0 | 0 | 0 | 0 | 0
Emission Cost by Reporting Type: HQ_NY
ReportingType | 2015 | 2020 | 2025 | 2030 | 2035 | 2040
BM | 0 | 0 | 0 | 0 | 0 | 0
CC | 0 | 0 | 0 | 0 | 0 | 0
CSP | 0 | 0 | 0 | 0 | 0 | 0
CT | 0 | 0 | 0 | 0 | 0 | 0
Coal | 0 | 0 | 0 | 0 | 0 | 0
Geo | 0 | 0 | 0 | 0 | 0 | 0
H | 0 | 0 | 0 | 0 | 0 | 0
LFG | 0 | 0 | 0 | 0 | 0 | 0
Nuc | 0 | 0 | 0 | 0 | 0 | 0
PS | 0 | 0 | 0 | 0 | 0 | 0
PV | 0 | 0 | 0 | 0 | 0 | 0
PeakG | 0 | 0 | 0 | 0 | 0 | 0
PeakO | 0 | 0 | 0 | 0 | 0 | 0
ST | 0 | 0 | 0 | 0 | 0 | 0
STOG | 0 | 0 | 0 | 0 | 0 | 0
STWD | 0 | 0 | 0 | 0 | 0 | 0
WT | 0 | 0 | 0 | 0 | 0 | 0
IGCC | 0 | 0 | 0 | 0 | 0 | 0
DemandResponse | 0 | 0 | 0 | 0 | 0 | 0
IGCC-CCS | 0 | 0 | 0 | 0 | 0 | 0
WT_off | 0 | 0 | 0 | 0 | 0 | 0
PseudoUnit | 0 | 0 | 0 | 0 | 0 | 0
FixedInterchange | 0 | 0 | 0 | 0 | 0 | 0
Emission Cost by Reporting Type: MARITIMES
ReportingType | 2015 | 2020 | 2025 | 2030 | 2035 | 2040
BM | 0 | 0 | 0 | 0 | 0 | 0
CC | 0 | 0 | 0 | 0 | 0 | 0
CSP | 0 | 0 | 0 | 0 | 0 | 0
CT | 0 | 0 | 0 | 0 | 0 | 0
Coal | 0 | 0 | 0 | 0 | 0 | 0
Geo | 0 | 0 | 0 | 0 | 0 | 0
H | 0 | 0 | 0 | 0 | 0 | 0
LFG | 0 | 0 | 0 | 0 | 0 | 0
Nuc | 0 | 0 | 0 | 0 | 0 | 0
PS | 0 | 0 | 0 | 0 | 0 | 0
PV | 0 | 0 | 0 | 0 | 0 | 0
PeakG | 0 | 0 | 0 | 0 | 0 | 0
PeakO | 0 | 0 | 0 | 0 | 0 | 0
ST | 0 | 0 | 0 | 0 | 0 | 0
STOG | 0 | 0 | 0 | 0 | 0 | 0
STWD | 0 | 0 | 0 | 0 | 0 | 0
WT | 0 | 0 | 0 | 0 | 0 | 0
IGCC | 0 | 0 | 0 | 0 | 0 | 0
DemandResponse | 0 | 0 | 0 | 0 | 0 | 0
IGCC-CCS | 0 | 0 | 0 | 0 | 0 | 0
WT_off | 0 | 0 | 0 | 0 | 0 | 0
PseudoUnit | 0 | 0 | 0 | 0 | 0 | 0
FixedInterchange | 0 | 0 | 0 | 0 | 0 | 0
Emission Cost by Reporting Type: All
ReportingType | 2015 | 2020 | 2025 | 2030 | 2035 | 2040
BM | 0 | 0 | 0 | 0 | 0 | 0
CC | 16324.71 | 29742.23 | 50085 | 93068.55 | 105983.51 | 89161.74
CSP | 0 | 0 | 0 | 0 | 0 | 0
CT | 8.71 | 14.01 | 25.34 | 60.94 | 4.42 | 1.12
Coal | 30020.78 | 17201.89 | 5714.27 | 1110.33 | 5754.38 | 9554.76
Geo | 0 | 0 | 0 | 0 | 0 | 0
H | 0 | 0 | 0 | 0 | 0 | 0
LFG | 0 | 0 | 0 | 0 | 0 | 0
Nuc | 0 | 0 | 0 | 0 | 0 | 0
PS | 0 | 0 | 0 | 0 | 0 | 0
PV | 0 | 0 | 0 | 0 | 0 | 0
PeakG | 39.2 | 59.57 | 78.39 | 243 | 144.12 | 226.22
PeakO | 0 | 0 | 0 | 0 | 0 | 0
ST | 0 | 0 | 0 | 0 | 0 | 0
STOG | 136.98 | 147.13 | 210.72 | 556.76 | 298.94 | 326.45
STWD | 0 | 0 | 0 | 0 | 0 | 0
WT | 0 | 0 | 0 | 0 | 0 | 0
IGCC | 100.97 | 143.38 | 36.96 | 0 | 0 | 0
DemandResponse | 0 | 0 | 0 | 0 | 0 | 0
IGCC-CCS | 0 | 0 | 0 | 0 | 1054.22 | 12892.15
WT_off | 0 | 0 | 0 | 0 | 0 | 0
PseudoUnit | 0 | 0 | 0 | 0 | 0 | 0
FixedInterchange | 0 | 0 | 0 | 0 | 0 | 0
Emission Cost by Reporting Type: EI_US
ReportingType | 2015 | 2020 | 2025 | 2030 | 2035 | 2040
BM | 0 | 0 | 0 | 0 | 0 | 0
CC | 10680.37 | 20747.05 | 33556.36 | 63245.25 | 67974.07 | 62707.64
CSP | 0 | 0 | 0 | 0 | 0 | 0
CT | 8.7 | 13.89 | 25.34 | 60.75 | 4.42 | 1.12
Coal | 23685.1 | 10484.06 | 2513.06 | 977.89 | 5328.94 | 8947.44
Geo | 0 | 0 | 0 | 0 | 0 | 0
H | 0 | 0 | 0 | 0 | 0 | 0
LFG | 0 | 0 | 0 | 0 | 0 | 0
Nuc | 0 | 0 | 0 | 0 | 0 | 0
PS | 0 | 0 | 0 | 0 | 0 | 0
PV | 0 | 0 | 0 | 0 | 0 | 0
PeakG | 38.17 | 59.25 | 78.39 | 238.34 | 143.24 | 224.68
PeakO | 0 | 0 | 0 | 0 | 0 | 0
ST | 0 | 0 | 0 | 0 | 0 | 0
STOG | 97.11 | 93.73 | 151.39 | 383.46 | 259.2 | 298.89
STWD | 0 | 0 | 0 | 0 | 0 | 0
WT | 0 | 0 | 0 | 0 | 0 | 0
IGCC | 100.97 | 143.38 | 36.96 | 0 | 0 | 0
DemandResponse | 0 | 0 | 0 | 0 | 0 | 0
IGCC-CCS | 0 | 0 | 0 | 0 | 0 | 2477.1
WT_off | 0 | 0 | 0 | 0 | 0 | 0
PseudoUnit | 0 | 0 | 0 | 0 | 0 | 0
FixedInterchange | 0 | 0 | 0 | 0 | 0 | 0
Emission Cost by Reporting Type: EI_Canada
ReportingType | 2015 | 2020 | 2025 | 2030 | 2035 | 2040
BM | 0 | 0 | 0 | 0 | 0 | 0
CC | 206.05 | 293.34 | 350.71 | 108.26 | 61.17 | 102.05
CSP | 0 | 0 | 0 | 0 | 0 | 0
CT | 0.01 | 0.08 | 0 | 0 | 0 | 0
Coal | 5.3 | 6.84 | 0 | 0 | 0 | 0
Geo | 0 | 0 | 0 | 0 | 0 | 0
H | 0 | 0 | 0 | 0 | 0 | 0
LFG | 0 | 0 | 0 | 0 | 0 | 0
Nuc | 0 | 0 | 0 | 0 | 0 | 0
PS | 0 | 0 | 0 | 0 | 0 | 0
PV | 0 | 0 | 0 | 0 | 0 | 0
PeakG | 0.91 | 0.2 | 0 | 0 | 0 | 0
PeakO | 0 | 0 | 0 | 0 | 0 | 0
ST | 0 | 0 | 0 | 0 | 0 | 0
STOG | 0.19 | 0 | 0 | 0 | 0 | 0
STWD | 0 | 0 | 0 | 0 | 0 | 0
WT | 0 | 0 | 0 | 0 | 0 | 0
IGCC | 0 | 0 | 0 | 0 | 0 | 0
DemandResponse | 0 | 0 | 0 | 0 | 0 | 0
IGCC-CCS | 0 | 0 | 0 | 0 | 0 | 0
WT_off | 0 | 0 | 0 | 0 | 0 | 0
PseudoUnit | 0 | 0 | 0 | 0 | 0 | 0
FixedInterchange | 0 | 0 | 0 | 0 | 0 | 0
Emission Cost by Reporting Type: EI
ReportingType | 2015 | 2020 | 2025 | 2030 | 2035 | 2040
BM | 0 | 0 | 0 | 0 | 0 | 0
CC | 10886.42 | 21040.39 | 33907.08 | 63353.51 | 68035.24 | 62809.7
CSP | 0 | 0 | 0 | 0 | 0 | 0
CT | 8.71 | 13.96 | 25.34 | 60.75 | 4.42 | 1.12
Coal | 23690.4 | 10490.9 | 2513.06 | 977.89 | 5328.94 | 8947.44
Geo | 0 | 0 | 0 | 0 | 0 | 0
H | 0 | 0 | 0 | 0 | 0 | 0
LFG | 0 | 0 | 0 | 0 | 0 | 0
Nuc | 0 | 0 | 0 | 0 | 0 | 0
PS | 0 | 0 | 0 | 0 | 0 | 0
PV | 0 | 0 | 0 | 0 | 0 | 0
PeakG | 39.08 | 59.46 | 78.39 | 238.34 | 143.24 | 224.68
PeakO | 0 | 0 | 0 | 0 | 0 | 0
ST | 0 | 0 | 0 | 0 | 0 | 0
STOG | 97.3 | 93.73 | 151.39 | 383.46 | 259.2 | 298.89
STWD | 0 | 0 | 0 | 0 | 0 | 0
WT | 0 | 0 | 0 | 0 | 0 | 0
IGCC | 100.97 | 143.38 | 36.96 | 0 | 0 | 0
DemandResponse | 0 | 0 | 0 | 0 | 0 | 0
IGCC-CCS | 0 | 0 | 0 | 0 | 0 | 2477.1
WT_off | 0 | 0 | 0 | 0 | 0 | 0
PseudoUnit | 0 | 0 | 0 | 0 | 0 | 0
FixedInterchange | 0 | 0 | 0 | 0 | 0 | 0
Emission Cost by Reporting Type: Outside_EI
ReportingType | 2015 | 2020 | 2025 | 2030 | 2035 | 2040
BM | 0 | 0 | 0 | 0 | 0 | 0
CC | 5438.29 | 8701.85 | 16177.93 | 29715.04 | 37948.27 | 26352.04
CSP | 0 | 0 | 0 | 0 | 0 | 0
CT | 0 | 0.05 | 0 | 0.19 | 0 | 0
Coal | 6330.38 | 6710.98 | 3201.22 | 132.44 | 425.44 | 607.33
Geo | 0 | 0 | 0 | 0 | 0 | 0
H | 0 | 0 | 0 | 0 | 0 | 0
LFG | 0 | 0 | 0 | 0 | 0 | 0
Nuc | 0 | 0 | 0 | 0 | 0 | 0
PS | 0 | 0 | 0 | 0 | 0 | 0
PV | 0 | 0 | 0 | 0 | 0 | 0
PeakG | 0.12 | 0.11 | 0 | 4.66 | 0.88 | 1.55
PeakO | 0 | 0 | 0 | 0 | 0 | 0
ST | 0 | 0 | 0 | 0 | 0 | 0
STOG | 39.67 | 53.4 | 59.33 | 173.29 | 39.74 | 27.56
STWD | 0 | 0 | 0 | 0 | 0 | 0
WT | 0 | 0 | 0 | 0 | 0 | 0
IGCC | 0 | 0 | 0 | 0 | 0 | 0
DemandResponse | 0 | 0 | 0 | 0 | 0 | 0
IGCC-CCS | 0 | 0 | 0 | 0 | 1054.22 | 10415.05
WT_off | 0 | 0 | 0 | 0 | 0 | 0
PseudoUnit | 0 | 0 | 0 | 0 | 0 | 0
FixedInterchange | 0 | 0 | 0 | 0 | 0 | 0
#8 | Base VOM Costs ($million)
Base VOM Costs by Reporting Type: Entergy
ReportingType | 2015 | 2020 | 2025 | 2030 | 2035 | 2040
BM | 0 | 0 | 0 | 0 | 12.56 | 300.83
CC | 230.66 | 351.1 | 241.81 | 184.6 | 96.75 | 70.71
CSP | 0 | 0 | 0 | 0 | 0 | 0
CT | 0 | 0 | 0 | 0 | 0 | 0
Coal | 220.04 | 20.93 | 2.07 | 0 | 0 | 0
Geo | 0 | 0 | 0 | 0 | 0 | 0
H | 0 | 0 | 0 | 0 | 0.04 | 0.04
LFG | 0 | 0 | 0.01 | 0.01 | 0.01 | 0.01
Nuc | 100.26 | 100.26 | 100.26 | 100.26 | 84.69 | 66.26
PS | 0 | 0 | 0 | 0 | 0 | 0
PV | 0 | 0 | 0 | 0 | 0 | 0
PeakG | 0 | 0 | 0 | 0 | 0 | 0
PeakO | 0 | 0 | 0 | 0 | 0 | 0
ST | 0 | 0 | 0 | 0 | 0 | 0
STOG | 0.85 | 0.85 | 0.81 | 0.81 | 0.3 | 0.02
STWD | 0.09 | 0.18 | 0.18 | 0.72 | 3.43 | 2.66
WT | 0 | 0 | 0 | 0.01 | 0.07 | 0.07
IGCC | 0 | 0 | 0 | 0 | 0 | 0
DemandResponse | 0 | 0 | 0 | 0 | 0 | 0
IGCC-CCS | 0 | 0 | 0 | 0 | 0 | 0
WT_off | 0 | 0 | 0 | 0 | 0 | 0
PseudoUnit | 0 | 0 | 0 | 0 | 0 | 0
FixedInterchange | 0 | 0 | 0 | 0 | 0 | 0
Base VOM Costs by Reporting Type: FRCC
ReportingType | 2015 | 2020 | 2025 | 2030 | 2035 | 2040
BM | 0 | 0 | 0 | 0 | 74.69 | 74.69
CC | 602.96 | 684.83 | 667.73 | 606.16 | 307.08 | 224.62
CSP | 0 | 0 | 0 | 0 | 0 | 0
CT | 4.8 | 4.8 | 4.8 | 4.66 | 0 | 0
Coal | 67.36 | 25.29 | 4.87 | 5.47 | 20.75 | 25.34
Geo | 0 | 0 | 0 | 0 | 0 | 0
H | 0 | 0 | 0 | 0 | 0 | 0
LFG | 0.04 | 0.04 | 0.06 | 0.06 | 0.06 | 0.06
Nuc | 76.4 | 76.4 | 160.92 | 258.21 | 458.05 | 600.68
PS | 0 | 0 | 0 | 0 | 0 | 0
PV | 0 | 0 | 0 | 0 | 0 | 0
PeakG | 2.65 | 2.73 | 4.19 | 1.47 | 0.85 | 0.67
PeakO | 0 | 0 | 0 | 0 | 0 | 0
ST | 0 | 0 | 0 | 0 | 0 | 0
STOG | 0 | 0 | 0 | 0 | 0 | 0
STWD | 0.31 | 0.31 | 3.24 | 3.24 | 3.24 | 3.24
WT | 0 | 0 | 0 | 0 | 0 | 0
IGCC | 0 | 0 | 0 | 0 | 0 | 0
DemandResponse | 0 | 0 | 0 | 0 | 0 | 0
IGCC-CCS | 0 | 0 | 0 | 0 | 0 | 0
WT_off | 0 | 0 | 0 | 0 | 0 | 0
PseudoUnit | 0 | 0 | 0 | 0 | 0 | 0
FixedInterchange | 0 | 0 | 0 | 0 | 0 | 0
Base VOM Costs by Reporting Type: MAPP_US
ReportingType | 2015 | 2020 | 2025 | 2030 | 2035 | 2040
BM | 0 | 0 | 0 | 0 | 16.16 | 76.72
CC | 2.33 | 0.58 | 3.31 | 2.84 | 1.36 | 1.16
CSP | 0 | 0 | 0 | 0 | 0 | 0
CT | 0 | 0 | 0 | 0.2 | 0.05 | 0
Coal | 50.19 | 18.77 | 1.97 | 0 | 0 | 0
Geo | 0 | 0 | 0 | 0 | 0 | 0
H | 0 | 0 | 0 | 0 | 0 | 0
LFG | 0 | 0 | 0 | 0.01 | 0.01 | 0.01
Nuc | 0 | 0 | 0 | 0 | 0 | 0
PS | 0 | 0 | 0 | 0 | 0 | 0
PV | 0 | 0 | 0 | 0 | 0 | 0
PeakG | 0.75 | 0.41 | 0.25 | 1.63 | 0.43 | 0.39
PeakO | 0 | 0 | 0 | 0 | 0 | 0
ST | 0 | 0 | 0 | 0 | 0 | 0
STOG | 0 | 0 | 0 | 0 | 0 | 0
STWD | 0 | 0 | 0 | 0 | 0 | 0
WT | 0.07 | 0.22 | 0.22 | 0.22 | 0.21 | 0.22
IGCC | 0 | 0 | 0 | 0 | 0 | 0
DemandResponse | 0 | 0 | 0 | 0 | 0 | 0
IGCC-CCS | 0 | 0 | 0 | 0 | 0 | 0
WT_off | 0 | 0 | 0 | 0 | 0 | 0
PseudoUnit | 0 | 0 | 0 | 0 | 0 | 0
FixedInterchange | 0 | 0 | 0 | 0 | 0 | 0
Base VOM Costs by Reporting Type: MISO_IN
ReportingType | 2015 | 2020 | 2025 | 2030 | 2035 | 2040
BM | 0 | 0 | 0 | 0 | 0.01 | 229.25
CC | 46.14 | 428.92 | 436.84 | 260.36 | 122.05 | 57.69
CSP | 0 | 0 | 0 | 0 | 0 | 0
CT | 0 | 0 | 0 | 0 | 0 | 0
Coal | 249.2 | 99.51 | 15.16 | 19.65 | 76.49 | 95.17
Geo | 0 | 0 | 0 | 0 | 0 | 0
H | 0 | 0 | 0 | 0 | 0 | 0
LFG | 0 | 0 | 0.01 | 0.01 | 0.01 | 0.01
Nuc | 0 | 0 | 0 | 0 | 0 | 0
PS | 0 | 0 | 0 | 0 | 0 | 0
PV | 0 | 0 | 0.01 | 0.01 | 0.01 | 0.01
PeakG | 0 | 0 | 0 | 0 | 0 | 0
PeakO | 0 | 0 | 0 | 0 | 0 | 0
ST | 0 | 0 | 0 | 0 | 0 | 0
STOG | 0.07 | 0.05 | 0.01 | 0 | 0 | 0
STWD | 0 | 0 | 0 | 0 | 0 | 0
WT | 0.02 | 0.02 | 0.02 | 1.43 | 1.43 | 1.43
IGCC | 30.43 | 30.43 | 4.79 | 0 | 0 | 0
DemandResponse | 0 | 0 | 0 | 0 | 0 | 0
IGCC-CCS | 0 | 0 | 0 | 0 | 0 | 0
WT_off | 0 | 0 | 0 | 0 | 0 | 0
PseudoUnit | 0 | 0 | 0 | 0 | 0 | 0
FixedInterchange | 0 | 0 | 0 | 0 | 0 | 0
Base VOM Costs by Reporting Type: MISO_MI
ReportingType | 2015 | 2020 | 2025 | 2030 | 2035 | 2040
BM | 0 | 0 | 0 | 0 | 86.41 | 229.25
CC | 94.16 | 200.63 | 209.06 | 167.26 | 74.52 | 23.09
CSP | 0 | 0 | 0 | 0 | 0 | 0
CT | 0 | 0 | 0 | 0 | 0 | 0
Coal | 123.53 | 6.88 | 2.51 | 2.63 | 8.55 | 24.53
Geo | 0 | 0 | 0 | 0 | 0 | 0
H | 0 | 0 | 0 | 0 | 0 | 0
LFG | 0.01 | 0.02 | 0.03 | 0.03 | 0.03 | 0.03
Nuc | 34.93 | 34.93 | 34.93 | 34.93 | 20.54 | 20.54
PS | 0 | 0 | 0 | 0 | 0 | 0
PV | 0 | 0 | 0 | 0 | 0 | 0
PeakG | 0 | 0 | 0 | 0 | 0 | 0
PeakO | 0 | 0 | 0 | 0 | 0 | 0
ST | 0 | 0 | 0 | 0 | 0 | 0
STOG | 0.55 | 0.09 | 0 | 0 | 0 | 0
STWD | 2.71 | 2.71 | 1.67 | 2.71 | 2.71 | 2.71
WT | 0.06 | 0.07 | 0.08 | 0.08 | 0.08 | 0.24
IGCC | 0 | 0 | 0 | 0 | 0 | 0
DemandResponse | 0 | 0 | 0 | 0 | 0 | 0
IGCC-CCS | 0 | 0 | 0 | 0 | 0 | 0
WT_off | 0 | 0 | 0 | 0 | 0 | 0
PseudoUnit | 0 | 0 | 0 | 0 | 0 | 0
FixedInterchange | 0 | 0 | 0 | 0 | 0 | 0
Base VOM Costs by Reporting Type: MISO_MO-IL
ReportingType | 2015 | 2020 | 2025 | 2030 | 2035 | 2040
BM | 0 | 0 | 0 | 0 | 9.13 | 138.89
CC | 6.58 | 146.13 | 108.1 | 60.01 | 21.12 | 20.66
CSP | 0 | 0 | 0 | 0 | 0 | 0
CT | 0 | 0 | 0 | 0 | 0 | 0
Coal | 300.72 | 69.31 | 10.39 | 5.47 | 16.91 | 21.64
Geo | 0 | 0 | 0 | 0 | 0 | 0
H | 0 | 0 | 0.02 | 0.02 | 0.02 | 0.02
LFG | 0 | 0 | 0.02 | 0.02 | 0.02 | 0.02
Nuc | 41.29 | 41.29 | 41.29 | 41.29 | 41.29 | 41.29
PS | 0 | 0 | 0 | 0 | 0 | 0
PV | 0 | 0 | 0 | 0 | 0 | 0
PeakG | 2.14 | 2 | 0 | 0 | 0 | 0
PeakO | 0 | 0 | 0 | 0 | 0 | 0
ST | 0 | 0 | 0 | 0 | 0 | 0
STOG | 0.01 | 0 | 0 | 0 | 0 | 0
STWD | 0 | 0 | 0 | 0 | 0 | 0
WT | 0.02 | 0.02 | 0.21 | 0.6 | 0.6 | 0.6
IGCC | 0 | 0 | 0 | 0 | 0 | 0
DemandResponse | 0 | 0 | 0 | 0 | 0 | 0
IGCC-CCS | 0 | 0 | 0 | 0 | 0 | 0
WT_off | 0 | 0 | 0 | 0 | 0 | 0
PseudoUnit | 0 | 0 | 0 | 0 | 0 | 0
FixedInterchange | 0 | 0 | 0 | 0 | 0 | 0
Base VOM Costs by Reporting Type: MISO_W
ReportingType | 2015 | 2020 | 2025 | 2030 | 2035 | 2040
BM | 0 | 0 | 0 | 0 | 0 | 0
CC | 20.81 | 35.49 | 20.31 | 11.94 | 6.59 | 5.68
CSP | 0 | 0 | 0 | 0 | 0 | 0
CT | 0 | 0 | 0 | 0 | 0 | 0
Coal | 279.28 | 97.22 | 18.8 | 14.11 | 15.91 | 17.02
Geo | 0 | 0 | 0 | 0 | 0 | 0
H | 0 | 0 | 0 | 0 | 0 | 0
LFG | 0.02 | 0.02 | 0.02 | 0.02 | 0.02 | 0.02
Nuc | 43.67 | 43.67 | 38.72 | 41.08 | 0 | 0
PS | 0 | 0 | 0 | 0 | 0 | 0
PV | 0 | 0 | 0 | 0 | 0 | 0
PeakG | 2.11 | 2.11 | 0 | 0 | 0 | 0
PeakO | 0 | 0 | 0 | 0 | 0 | 0
ST | 0 | 0 | 0 | 0 | 0 | 0
STOG | 0 | 0 | 0 | 0 | 0 | 0
STWD | 0.29 | 0.29 | 0.76 | 2.72 | 4.01 | 4.01
WT | 0.32 | 0.32 | 2.65 | 2.68 | 2.8 | 2.91
IGCC | 0 | 0 | 0 | 0 | 0 | 0
DemandResponse | 0 | 0 | 0 | 0 | 0 | 0
IGCC-CCS | 0 | 0 | 0 | 0 | 0 | 0
WT_off | 0 | 0 | 0 | 0 | 0 | 0
PseudoUnit | 0 | 0 | 0 | 0 | 0 | 0
FixedInterchange | 0 | 0 | 0 | 0 | 0 | 0
Base VOM Costs by Reporting Type: MISO_WUMS
ReportingType | 2015 | 2020 | 2025 | 2030 | 2035 | 2040
BM | 0 | 0 | 0 | 0 | 119.42 | 119.42
CC | 170.58 | 255.33 | 228.58 | 188.21 | 66.47 | 44.57
CSP | 0 | 0 | 0 | 0 | 0 | 0
CT | 0 | 0.67 | 1.3 | 1.42 | 0 | 0
Coal | 45.79 | 2.75 | 2.04 | 4.19 | 8.91 | 19
Geo | 0 | 0 | 0 | 0 | 0 | 0
H | 0 | 0 | 0 | 0 | 0 | 0
LFG | 0.01 | 0.01 | 0.03 | 0.03 | 0.03 | 0.03
Nuc | 33.6 | 33.6 | 33.6 | 33.6 | 0 | 0
PS | 0 | 0 | 0 | 0 | 0 | 0
PV | 0 | 0 | 0 | 0 | 0 | 0
PeakG | 0 | 0 | 0 | 0 | 0 | 0
PeakO | 0 | 0 | 0 | 0 | 0 | 0
ST | 0 | 0 | 0 | 0 | 0 | 0
STOG | 0 | 0 | 0 | 0 | 0 | 0
STWD | 0.05 | 0.02 | 0.16 | 0.42 | 1.75 | 1.75
WT | 0.05 | 0.05 | 0.05 | 0.15 | 0.37 | 0.46
IGCC | 0 | 0 | 0 | 0 | 0 | 0
DemandResponse | 0 | 0 | 0 | 0 | 0 | 0
IGCC-CCS | 0 | 0 | 0 | 0 | 0 | 0
WT_off | 0 | 0 | 0 | 0 | 0 | 0
PseudoUnit | 0 | 0 | 0 | 0 | 0 | 0
FixedInterchange | 0 | 0 | 0 | 0 | 0 | 0
Base VOM Costs by Reporting Type: Nebraska
ReportingType | 2015 | 2020 | 2025 | 2030 | 2035 | 2040
BM | 0 | 0 | 0 | 0 | 0 | 0
CC | 2.65 | 0.57 | 0.89 | 0.57 | 0.33 | 0.17
CSP | 0 | 0 | 0 | 0 | 0 | 0
CT | 0 | 0 | 0 | 0 | 0 | 0
Coal | 117.38 | 13.5 | 7 | 5.92 | 5.45 | 5.92
Geo | 0 | 0 | 0 | 0 | 0 | 0
H | 0 | 0 | 0 | 0 | 0 | 0
LFG | 0 | 0 | 0 | 0.01 | 0.01 | 0.01
Nuc | 23.15 | 23.15 | 20.49 | 17.77 | 0 | 0
PS | 0 | 0 | 0 | 0 | 0 | 0
PV | 0 | 0 | 0 | 0 | 0 | 0
PeakG | 0.45 | 0 | 0 | 0 | 0 | 0
PeakO | 0 | 0 | 0 | 0 | 0 | 0
ST | 0 | 0 | 0 | 0 | 0 | 0
STOG | 0.13 | 0 | 0 | 0 | 0 | 0
STWD | 0 | 0 | 0 | 0 | 0 | 0
WT | 0.01 | 0.7 | 0.71 | 0.82 | 0.9 | 0.91
IGCC | 0 | 0 | 0 | 0 | 0 | 0
DemandResponse | 0 | 0 | 0 | 0 | 0 | 0
IGCC-CCS | 0 | 0 | 0 | 0 | 0 | 0
WT_off | 0 | 0 | 0 | 0 | 0 | 0
PseudoUnit | 0 | 0 | 0 | 0 | 0 | 0
FixedInterchange | 0 | 0 | 0 | 0 | 0 | 0
Base VOM Costs by Reporting Type: NEISO
ReportingType | 2015 | 2020 | 2025 | 2030 | 2035 | 2040
BM | 9.41 | 9.41 | 3 | 9.41 | 9.41 | 9.41
CC | 134.1 | 114.01 | 113.13 | 96.98 | 46.22 | 35.4
CSP | 0 | 0 | 0 | 0 | 0 | 0
CT | 0.03 | 0.02 | 0.11 | 0.11 | 0 | 0
Coal | 0.18 | 0 | 0 | 0 | 0 | 0
Geo | 0 | 0 | 0 | 0 | 0 | 0
H | 0 | 0 | 0 | 0 | 0 | 0
LFG | 0.05 | 0.05 | 0.06 | 0.06 | 0.06 | 0.06
Nuc | 85.9 | 85.9 | 85.9 | 85.9 | 62.06 | 45.84
PS | 0 | 0 | 0 | 0 | 0 | 0
PV | 0 | 0.01 | 0.01 | 0.01 | 0.01 | 0.01
PeakG | 0.27 | 0.25 | 0.32 | 0.32 | 0.17 | 0
PeakO | 0 | 0 | 0 | 0 | 0 | 0
ST | 0 | 0 | 0 | 0 | 0 | 0
STOG | 0 | 0 | 0 | 0 | 0 | 0
STWD | 10.15 | 2.97 | 2.8 | 7.1 | 10.15 | 9.67
WT | 0.01 | 0.12 | 0.17 | 0.19 | 0.61 | 0.61
IGCC | 0 | 0 | 0 | 0 | 0 | 0
DemandResponse | 0 | 0 | 0 | 0 | 0 | 0
IGCC-CCS | 0 | 0 | 0 | 0 | 0 | 0
WT_off | 0.02 | 0.02 | 0.02 | 0.02 | 0.06 | 0.29
PseudoUnit | 0 | 0 | 0 | 0 | 0 | 0
FixedInterchange | 0 | 0 | 0 | 0 | 0 | 0
Base VOM Costs by Reporting Type: NonRTO_Midwest
ReportingType | 2015 | 2020 | 2025 | 2030 | 2035 | 2040
BM | 0 | 0 | 0 | 0 | 83.75 | 229.25
CC | 59.97 | 158.2 | 158.2 | 155.5 | 132.85 | 30.21
CSP | 0 | 0 | 0 | 0 | 0 | 0
CT | 0 | 0 | 0 | 0 | 0 | 0
Coal | 172.44 | 89.37 | 24.03 | 18.5 | 62.72 | 62.72
Geo | 0 | 0 | 0 | 0 | 0 | 0
H | 0 | 0 | 0.04 | 0.04 | 0.04 | 0.04
LFG | 0 | 0 | 0.01 | 0.01 | 0.01 | 0.01
Nuc | 0 | 0 | 0 | 0 | 0 | 0
PS | 0 | 0 | 0 | 0 | 0 | 0
PV | 0 | 0 | 0 | 0 | 0 | 0
PeakG | 1.13 | 0.15 | 0.05 | 0 | 0 | 0
PeakO | 0 | 0 | 0 | 0 | 0 | 0
ST | 0 | 0 | 0 | 0 | 0 | 0
STOG | 0 | 0 | 0 | 0 | 0 | 0
STWD | 0 | 0 | 0 | 0 | 0 | 0
WT | 0 | 0 | 0 | 0 | 0 | 0
IGCC | 0 | 0 | 0 | 0 | 0 | 0
DemandResponse | 0 | 0 | 0 | 0 | 0 | 0
IGCC-CCS | 0 | 0 | 0 | 0 | 0 | 0
WT_off | 0 | 0 | 0 | 0 | 0 | 0
PseudoUnit | 0 | 0 | 0 | 0 | 0 | 0
FixedInterchange | 0 | 0 | 0 | 0 | 0 | 0
Base VOM Costs by Reporting Type: NYISO_A-F
ReportingType | 2015 | 2020 | 2025 | 2030 | 2035 | 2040
BM | 0 | 0 | 0 | 0 | 0 | 37.31
CC | 26.21 | 32.44 | 31.89 | 23.52 | 13.25 | 7.26
CSP | 0 | 0 | 0 | 0 | 0 | 0
CT | 0 | 0 | 0 | 0 | 0 | 0
Coal | 0 | 0 | 0 | 0 | 0 | 0
Geo | 0 | 0 | 0 | 0 | 0 | 0
H | 0 | 0 | 0 | 0 | 0 | 0
LFG | 0.02 | 0.02 | 0.02 | 0.02 | 0.02 | 0.02
Nuc | 62.23 | 62.23 | 62.23 | 50.74 | 40 | 24.25
PS | 0 | 0 | 0 | 0 | 0 | 0
PV | 0 | 0 | 0 | 0 | 0 | 0
PeakG | 0.01 | 0.05 | 0.05 | 0 | 0 | 0
PeakO | 0 | 0 | 0 | 0 | 0 | 0
ST | 0 | 0 | 0 | 0 | 0 | 0
STOG | 0 | 0 | 0 | 0 | 0 | 0
STWD | 0 | 0.02 | 0.02 | 0.81 | 1.43 | 1.43
WT | 0.11 | 0.13 | 0.13 | 0.4 | 0.4 | 0.4
IGCC | 0 | 0 | 0 | 0 | 0 | 0
DemandResponse | 0 | 0 | 0 | 0 | 0 | 0
IGCC-CCS | 0 | 0 | 0 | 0 | 0 | 0
WT_off | 0 | 0 | 0 | 0 | 0 | 0
PseudoUnit | 0 | 0 | 0 | 0 | 0 | 0
FixedInterchange | 0 | 0 | 0 | 0 | 0 | 0
Base VOM Costs by Reporting Type: NYISO_G-I
ReportingType | 2015 | 2020 | 2025 | 2030 | 2035 | 2040
BM | 0 | 0 | 0 | 0 | 19.58 | 29.85
CC | 13.92 | 48.67 | 52.79 | 42.27 | 32.09 | 22.89
CSP | 0 | 0 | 0 | 0 | 0 | 0
CT | 0 | 0 | 0 | 0 | 0 | 0
Coal | 0 | 0 | 0 | 0 | 0 | 0
Geo | 0 | 0 | 0 | 0 | 0 | 0
H | 0 | 0 | 0 | 0 | 0 | 0
LFG | 0.01 | 0.01 | 0.01 | 0.01 | 0.01 | 0.01
Nuc | 37.82 | 37.82 | 37.82 | 37.82 | 18.96 | 37.19
PS | 0 | 0 | 0 | 0 | 0 | 0
PV | 0 | 0 | 0 | 0 | 0 | 0.04
PeakG | 0 | 0 | 0.01 | 0 | 0 | 0
PeakO | 0 | 0 | 0 | 0 | 0 | 0
ST | 0 | 0 | 0 | 0 | 0 | 0
STOG | 0 | 0 | 0 | 0 | 0 | 0
STWD | 0 | 0 | 0 | 0 | 0 | 0
WT | 0 | 0 | 0 | 0.01 | 0.01 | 0.01
IGCC | 0 | 0 | 0 | 0 | 0 | 0
DemandResponse | 0 | 0 | 0 | 0 | 0 | 0
IGCC-CCS | 0 | 0 | 0 | 0 | 0 | 0
WT_off | 0 | 0 | 0 | 0 | 0 | 0
PseudoUnit | 0 | 0 | 0 | 0 | 0 | 0
FixedInterchange | 0 | 0 | 0 | 0 | 0 | 0
Base VOM Costs by Reporting Type: NYISO_J-K
ReportingType | 2015 | 2020 | 2025 | 2030 | 2035 | 2040
BM | 0 | 0 | 0 | 0 | 0 | 0
CC | 69.19 | 71.44 | 74.82 | 106.45 | 145.68 | 154.37
CSP | 0 | 0 | 0 | 0 | 0 | 0
CT | 0 | 0 | 0 | 0 | 0 | 0
Coal | 0 | 0 | 0 | 0 | 0 | 0
Geo | 0 | 0 | 0 | 0 | 0 | 0
H | 0 | 0 | 0 | 0 | 0 | 0
LFG | 0.01 | 0.01 | 0.01 | 0.02 | 0.02 | 0.02
Nuc | 0 | 0 | 0 | 0 | 0 | 0
PS | 0 | 0 | 0 | 0 | 0 | 0
PV | 0 | 0 | 0 | 0 | 0 | 0
PeakG | 0.44 | 0.44 | 0.92 | 0.53 | 1.93 | 3.39
PeakO | 0 | 0 | 0 | 0 | 0 | 0
ST | 0 | 0 | 0 | 0 | 0 | 0
STOG | 1.5 | 3.08 | 4.64 | 3.64 | 0.92 | 0.74
STWD | 0 | 0 | 0 | 0 | 0 | 0
WT | 0 | 0 | 0 | 0 | 0.01 | 0.01
IGCC | 0 | 0 | 0 | 0 | 0 | 0
DemandResponse | 0 | 0 | 0 | 0 | 0 | 0
IGCC-CCS | 0 | 0 | 0 | 0 | 0 | 0
WT_off | 0 | 0 | 0 | 0 | 0 | 0
PseudoUnit | 0 | 0 | 0 | 0 | 0 | 0
FixedInterchange | 0 | 0 | 0 | 0 | 0 | 0
Base VOM Costs by Reporting Type: PJM_E
ReportingType | 2015 | 2020 | 2025 | 2030 | 2035 | 2040
BM | 0.67 | 1.12 | 1.12 | 1.12 | 1.12 | 12.4
CC | 138.28 | 162.41 | 196.5 | 222 | 184.74 | 163.8
CSP | 0 | 0 | 0 | 0 | 0 | 0
CT | 0 | 0.03 | 0.03 | 0.05 | 0.03 | 0.03
Coal | 2.39 | 1.15 | 0.29 | 0.03 | 1.6 | 4.11
Geo | 0 | 0 | 0 | 0 | 0 | 0
H | 0 | 0 | 0 | 0 | 0 | 0
LFG | 0.04 | 0.05 | 0.05 | 0.05 | 0.05 | 0.05
Nuc | 157.37 | 146 | 146 | 146 | 104.88 | 136.84
PS | 0 | 0 | 0 | 0 | 0 | 0
PV | 0 | 0 | 0 | 0 | 0 | 0
PeakG | 0.19 | 2.1 | 2.15 | 4 | 2.1 | 2.1
PeakO | 0 | 0 | 0 | 0 | 0 | 0
ST | 0 | 0 | 0 | 0 | 0 | 0
STOG | 0.64 | 1.22 | 0.64 | 1.22 | 0.64 | 0.64
STWD | 0 | 0 | 0 | 0 | 0 | 0
WT | 0.02 | 0.02 | 0.02 | 0.02 | 0.02 | 0.02
IGCC | 0 | 0 | 0 | 0 | 0 | 0
DemandResponse | 0 | 0 | 0 | 0 | 0 | 0
IGCC-CCS | 0 | 0 | 0 | 0 | 0 | 0
WT_off | 0 | 0 | 0.04 | 0.04 | 0.04 | 0.04
PseudoUnit | 0 | 0 | 0 | 0 | 0 | 0
FixedInterchange | 0 | 0 | 0 | 0 | 0 | 0
Base VOM Costs by Reporting Type: PJM_ROM
ReportingType | 2015 | 2020 | 2025 | 2030 | 2035 | 2040
BM | 0.35 | 0.67 | 0.67 | 0.67 | 87.97 | 87.97
CC | 63.04 | 75.08 | 82.44 | 109.86 | 91.93 | 82.5
CSP | 0 | 0 | 0 | 0 | 0 | 0
CT | 0 | 0.02 | 0.02 | 0.02 | 0.02 | 0.02
Coal | 109.22 | 54.12 | 11.74 | 16.73 | 47.62 | 59.21
Geo | 0 | 0 | 0 | 0 | 0 | 0
H | 0 | 0 | 0 | 0.03 | 0.03 | 0.03
LFG | 0.03 | 0.05 | 0.05 | 0.05 | 0.05 | 0.05
Nuc | 93.13 | 93.13 | 93.13 | 129.35 | 245.06 | 290.18
PS | 0 | 0 | 0 | 0 | 0 | 0
PV | 0 | 0.03 | 0.05 | 0.05 | 0.06 | 0.06
PeakG | 0 | 0.12 | 0.43 | 1.28 | 0.4 | 0.4
PeakO | 0 | 0 | 0 | 0 | 0 | 0
ST | 0 | 0 | 0 | 0 | 0 | 0
STOG | 1.64 | 1.64 | 1.64 | 1.67 | 0.86 | 0.86
STWD | 0.52 | 1.16 | 1.16 | 1.16 | 1.16 | 1.16
WT | 0.03 | 0.05 | 0.05 | 0.05 | 0.05 | 0.05
IGCC | 0 | 0 | 0 | 0 | 0 | 0
DemandResponse | 0 | 0 | 0 | 0 | 0 | 0
IGCC-CCS | 0 | 0 | 0 | 0 | 0 | 0
WT_off | 0 | 0 | 0 | 0 | 0 | 0
PseudoUnit | 0 | 0 | 0 | 0 | 0 | 0
FixedInterchange | 0 | 0 | 0 | 0 | 0 | 0
Base VOM Costs by Reporting Type: PJM_ROR
ReportingType | 2015 | 2020 | 2025 | 2030 | 2035 | 2040
BM | 0.98 | 14.36 | 12.13 | 14.36 | 393.86 | 393.86
CC | 458.64 | 872.19 | 864.19 | 794.47 | 612.05 | 325.44
CSP | 0 | 0 | 0 | 0 | 0 | 0
CT | 0.03 | 0.03 | 0.03 | 0.03 | 0.03 | 0.01
Coal | 927.18 | 506.97 | 93.29 | 95.56 | 308.66 | 345.76
Geo | 0 | 0 | 0 | 0 | 0 | 0
H | 0 | 0.03 | 0.03 | 0.03 | 0.03 | 0.03
LFG | 0.05 | 0.05 | 0.09 | 0.09 | 0.09 | 0.09
Nuc | 370.54 | 370.54 | 370.54 | 354.51 | 275.46 | 334.9
PS | 0 | 0 | 0 | 0 | 0 | 0
PV | 0 | 0 | 0 | 0 | 0 | 0
PeakG | 5.41 | 6.89 | 1.36 | 4.18 | 1.55 | 1.17
PeakO | 0 | 0 | 0 | 0 | 0 | 0
ST | 0 | 0 | 0 | 0 | 0 | 0
STOG | 0.97 | 1.29 | 0.97 | 1.9 | 0.51 | 0.28
STWD | 0.23 | 3.23 | 3.23 | 2.37 | 3.23 | 3.23
WT | 0.31 | 0.31 | 0.67 | 1.22 | 1.22 | 1.44
IGCC | 0 | 0 | 0 | 0 | 0 | 0
DemandResponse | 0 | 0 | 0 | 0 | 0 | 0
IGCC-CCS | 0 | 0 | 0 | 0 | 0 | 347.8
WT_off | 0 | 0 | 0 | 0 | 0 | 0
PseudoUnit | 0 | 0 | 0 | 0 | 0 | 0
FixedInterchange | 0 | 0 | 0 | 0 | 0 | 0
Base VOM Costs by Reporting Type: SOCO
ReportingType | 2015 | 2020 | 2025 | 2030 | 2035 | 2040
BM | 0.19 | 0.29 | 1.32 | 2.05 | 244.58 | 244.58
CC | 453.68 | 619.21 | 627.89 | 551.3 | 285.94 | 159.99
CSP | 0 | 0 | 0 | 0 | 0 | 0
CT | 0 | 0 | 0 | 0 | 0 | 0
Coal | 150.48 | 55.72 | 15.41 | 34 | 56.35 | 64.41
Geo | 0 | 0 | 0 | 0 | 0 | 0
H | 0 | 0 | 0 | 0 | 0 | 0.02
LFG | 0 | 0 | 0.01 | 0.01 | 0.01 | 0.01
Nuc | 108.01 | 143 | 163.92 | 238.38 | 372.49 | 470.11
PS | 0 | 0 | 0 | 0 | 0 | 0
PV | 0 | 0 | 0 | 0 | 0 | 0
PeakG | 2.8 | 3.14 | 5.13 | 6.63 | 0.26 | 0.02
PeakO | 0 | 0 | 0 | 0 | 0 | 0
ST | 0 | 0 | 0 | 0 | 0 | 0
STOG | 0 | 0 | 0 | 0 | 0 | 0
STWD | 0.59 | 0.61 | 1.64 | 9.31 | 11.11 | 11.11
WT | 0 | 0 | 0 | 0 | 0 | 0
IGCC | 0 | 0 | 0 | 0 | 0 | 0
DemandResponse | 0 | 0 | 0 | 0 | 0 | 0
IGCC-CCS | 0 | 0 | 0 | 0 | 0 | 0
WT_off | 0 | 0 | 0 | 0 | 0 | 0
PseudoUnit | 0 | 0 | 0 | 0 | 0 | 0
FixedInterchange | 0 | 0 | 0 | 0 | 0 | 0
Base VOM Costs by Reporting Type: SPP_N
ReportingType | 2015 | 2020 | 2025 | 2030 | 2035 | 2040
BM | 0 | 0 | 0 | 0 | 0 | 0
CC | 17.09 | 2.46 | 3.44 | 3.4 | 1.24 | 0.62
CSP | 0 | 0 | 0 | 0 | 0 | 0
CT | 0 | 0 | 0 | 0 | 0 | 0
Coal | 218.61 | 40.45 | 3.49 | 4.34 | 7.74 | 10.34
Geo | 0 | 0 | 0 | 0 | 0 | 0
H | 0 | 0 | 0 | 0 | 0 | 0
LFG | 0 | 0 | 0 | 0.01 | 0.01 | 0.01
Nuc | 21.45 | 21.45 | 19.02 | 16.53 | 12.67 | 21.45
PS | 0 | 0 | 0 | 0 | 0 | 0
PV | 0 | 0 | 0 | 0 | 0 | 0
PeakG | 0.84 | 0 | 0 | 0 | 0 | 0
PeakO | 0 | 0 | 0 | 0 | 0 | 0
ST | 0 | 0 | 0 | 0 | 0 | 0
STOG | 0.78 | 0 | 0 | 0 | 0 | 0
STWD | 0 | 0 | 0 | 0 | 0 | 0
WT | 0.05 | 1.21 | 2.19 | 2.41 | 2.9 | 2.92
IGCC | 0 | 0 | 0 | 0 | 0 | 0
DemandResponse | 0 | 0 | 0 | 0 | 0 | 0
IGCC-CCS | 0 | 0 | 0 | 0 | 0 | 0
WT_off | 0 | 0 | 0 | 0 | 0 | 0
PseudoUnit | 0 | 0 | 0 | 0 | 0 | 0
FixedInterchange | 0 | 0 | 0 | 0 | 0 | 0
Base VOM Costs by Reporting Type: SPP_S
ReportingType | 2015 | 2020 | 2025 | 2030 | 2035 | 2040
BM | 0 | 0 | 0 | 0 | 0 | 0
CC | 143.1 | 76.34 | 62.38 | 65.59 | 38.14 | 37.28
CSP | 0 | 0 | 0 | 0 | 0 | 0
CT | 0 | 0 | 0 | 0 | 0 | 0
Coal | 290.36 | 25.92 | 1.62 | 0 | 0 | 0
Geo | 0 | 0 | 0 | 0 | 0 | 0
H | 0 | 0 | 0 | 0 | 0 | 0
LFG | 0 | 0 | 0 | 0.01 | 0.01 | 0.01
Nuc | 0 | 0 | 0 | 0 | 0 | 0
PS | 0 | 0 | 0 | 0 | 0 | 0
PV | 0 | 0 | 0 | 0 | 0 | 0
PeakG | 0 | 0 | 0 | 0 | 0 | 0
PeakO | 0 | 0 | 0 | 0 | 0 | 0
ST | 0 | 0 | 0 | 0 | 0 | 0
STOG | 7.98 | 2.18 | 1.63 | 2.39 | 0.99 | 0.88
STWD | 0.13 | 0.07 | 0.07 | 0.29 | 0.58 | 0.62
WT | 0.11 | 1.67 | 1.83 | 1.97 | 2.36 | 2.52
IGCC | 0 | 0 | 0 | 0 | 0 | 0
DemandResponse | 0 | 0 | 0 | 0 | 0 | 0
IGCC-CCS | 0 | 0 | 0 | 0 | 0 | 0
WT_off | 0 | 0 | 0 | 0 | 0 | 0
PseudoUnit | 0 | 0 | 0 | 0 | 0 | 0
FixedInterchange | 0 | 0 | 0 | 0 | 0 | 0
Base VOM Costs by Reporting Type: TVA
ReportingType | 2015 | 2020 | 2025 | 2030 | 2035 | 2040
BM | 0 | 0 | 0 | 0 | 275.88 | 275.88
CC | 149.58 | 297.89 | 338.94 | 306.57 | 203.89 | 86.71
CSP | 0 | 0 | 0 | 0 | 0 | 0
CT | 0 | 0 | 0 | 0 | 0 | 0
Coal | 173.52 | 90.72 | 10.49 | 13.16 | 65.13 | 65.13
Geo | 0 | 0 | 0 | 0 | 0 | 0
H | 0 | 0 | 0 | 0 | 0 | 0
LFG | 0 | 0 | 0.01 | 0.01 | 0.01 | 0.01
Nuc | 152.12 | 152.12 | 152.12 | 184.31 | 163.53 | 149.42
PS | 0 | 0 | 0 | 0 | 0 | 0
PV | 0 | 0 | 0 | 0 | 0 | 0
PeakG | 0 | 0 | 0 | 0 | 0 | 0
PeakO | 0 | 0 | 0 | 0 | 0 | 0
ST | 0 | 0 | 0 | 0 | 0 | 0
STOG | 0 | 0 | 0 | 0 | 0 | 0
STWD | 0 | 0 | 0.01 | 0.06 | 0.08 | 0.08
WT | 0 | 0 | 0 | 0 | 0 | 0
IGCC | 0 | 0 | 0 | 0 | 0 | 0
DemandResponse | 0 | 0 | 0 | 0 | 0 | 0
IGCC-CCS | 0 | 0 | 0 | 0 | 0 | 188.83
WT_off | 0 | 0 | 0 | 0 | 0 | 0
PseudoUnit | 0 | 0 | 0 | 0 | 0 | 0
FixedInterchange | 0 | 0 | 0 | 0 | 0 | 0
Base VOM Costs by Reporting Type: TVA_Transmission
ReportingType | 2015 | 2020 | 2025 | 2030 | 2035 | 2040
BM | 0 | 0 | 0 | 0 | 0 | 0
CC | 0 | 0 | 0 | 0 | 0 | 0
CSP | 0 | 0 | 0 | 0 | 0 | 0
CT | 0 | 0 | 0 | 0 | 0 | 0
Coal | 0 | 0 | 0 | 0 | 0 | 0
Geo | 0 | 0 | 0 | 0 | 0 | 0
H | 0 | 0 | 0 | 0 | 0 | 0
LFG | 0 | 0 | 0 | 0 | 0 | 0
Nuc | 0 | 0 | 0 | 0 | 0 | 0
PS | 0 | 0 | 0 | 0 | 0 | 0
PV | 0 | 0 | 0 | 0 | 0 | 0
PeakG | 0 | 0 | 0 | 0 | 0 | 0
PeakO | 0 | 0 | 0 | 0 | 0 | 0
ST | 0 | 0 | 0 | 0 | 0 | 0
STOG | 0 | 0 | 0 | 0 | 0 | 0
STWD | 0 | 0 | 0 | 0 | 0 | 0
WT | 0 | 0 | 0 | 0 | 0 | 0
IGCC | 0 | 0 | 0 | 0 | 0 | 0
DemandResponse | 0 | 0 | 0 | 0 | 0 | 0
IGCC-CCS | 0 | 0 | 0 | 0 | 0 | 0
WT_off | 0 | 0 | 0 | 0 | 0 | 0
PseudoUnit | 0 | 0 | 0 | 0 | 0 | 0
FixedInterchange | 0 | 0 | 0 | 0 | 0 | 0
Base VOM Costs by Reporting Type: VACAR
ReportingType | 2015 | 2020 | 2025 | 2030 | 2035 | 2040
BM | 0.03 | 13.38 | 41.07 | 48.29 | 260.66 | 260.66
CC | 505.8 | 519.36 | 511.37 | 436.2 | 181.38 | 161.38
CSP | 0 | 0 | 0 | 0 | 0 | 0
CT | 0.73 | 0.73 | 0.73 | 1.03 | 0.17 | 0
Coal | 71.33 | 52.62 | 14.9 | 5.38 | 19.45 | 26.47
Geo | 0 | 0 | 0 | 0 | 0 | 0
H | 0 | 0 | 0 | 0 | 0 | 0
LFG | 0.01 | 0.01 | 0.01 | 0.01 | 0.01 | 0.01
Nuc | 211.36 | 248.42 | 294.09 | 400.69 | 340.62 | 351.67
PS | 0 | 0 | 0 | 0 | 0 | 0
PV | 0 | 0 | 0 | 0 | 0 | 0
PeakG | 0.67 | 1.37 | 2.68 | 3.91 | 0.35 | 0.83
PeakO | 0 | 0 | 0 | 0 | 0 | 0
ST | 0 | 0 | 0 | 0 | 0 | 0
STOG | 0 | 0 | 0 | 0 | 0 | 0
STWD | 4.67 | 4.67 | 4.67 | 4.67 | 4.67 | 4.67
WT | 0 | 0.08 | 0.08 | 0.08 | 0.08 | 0.08
IGCC | 0 | 0 | 0 | 0 | 0 | 0
DemandResponse | 0 | 0 | 0 | 0 | 0 | 0
IGCC-CCS | 0 | 0 | 0 | 0 | 0 | 0
WT_off | 0 | 0 | 0 | 0 | 0.7 | 1.11
PseudoUnit | 0 | 0 | 0 | 0 | 0 | 0
FixedInterchange | 0 | 0 | 0 | 0 | 0 | 0
Base VOM Costs by Reporting Type: IESO
ReportingType | 2015 | 2020 | 2025 | 2030 | 2035 | 2040
BM | 0 | 0 | 0.05 | 1.23 | 12.18 | 12.2
CC | 36.57 | 36.69 | 36.9 | 6.23 | 1.61 | 1.7
CSP | 0 | 0 | 0 | 0 | 0 | 0
CT | 0 | 0.03 | 0 | 0 | 0 | 0
Coal | 0 | 0 | 0 | 0 | 0 | 0
Geo | 0 | 0 | 0 | 0 | 0 | 0
H | 0 | 0 | 0 | 0.02 | 0.02 | 0.02
LFG | 0.01 | 0.01 | 0.01 | 0.01 | 0.01 | 0.01
Nuc | 240.73 | 240.73 | 240.73 | 240.73 | 221.68 | 193.2
PS | 0 | 0 | 0 | 0 | 0 | 0
PV | 0 | 0 | 0 | 0 | 0 | 0
PeakG | 0 | 0.04 | 0 | 0 | 0 | 0
PeakO | 0 | 0 | 0 | 0 | 0 | 0
ST | 0 | 0 | 0 | 0 | 0 | 0
STOG | 0 | 0 | 0 | 0 | 0 | 0
STWD | 0.01 | 0.03 | 0.06 | 2.31 | 2.31 | 2.31
WT | 0.09 | 0.09 | 0.09 | 0.09 | 0.6 | 0.66
IGCC | 0 | 0 | 0 | 0 | 0 | 0
DemandResponse | 0 | 0 | 0 | 0 | 0 | 0
IGCC-CCS | 0 | 0 | 0 | 0 | 0 | 0
WT_off | 0 | 0 | 0 | 0 | 0 | 0
PseudoUnit | 0 | 0 | 0 | 0 | 0 | 0
FixedInterchange | 0 | 0 | 0 | 0 | 0 | 0
Base VOM Costs by Reporting Type: MAPP_CA
ReportingType | 2015 | 2020 | 2025 | 2030 | 2035 | 2040
BM | 0 | 0 | 0 | 0 | 0 | 0
CC | 31.82 | 31.82 | 19.38 | 0.78 | 0.73 | 1.2
CSP | 0 | 0 | 0 | 0 | 0 | 0
CT | 0 | 0 | 0 | 0 | 0 | 0
Coal | 0.76 | 0.69 | 0 | 0 | 0 | 0
Geo | 0 | 0 | 0 | 0 | 0 | 0
H | 0 | 0.05 | 0.15 | 0.32 | 0.32 | 0.32
LFG | 0 | 0 | 0 | 0 | 0 | 0
Nuc | 0 | 0 | 0 | 0 | 0 | 2.82
PS | 0 | 0 | 0 | 0 | 0 | 0
PV | 0 | 0 | 0 | 0 | 0 | 0
PeakG | 0.46 | 0.04 | 0 | 0 | 0 | 0
PeakO | 0 | 0 | 0 | 0 | 0 | 0
ST | 0 | 0 | 0 | 0 | 0 | 0
STOG | 0.03 | 0 | 0 | 0 | 0 | 0
STWD | 0 | 0 | 0 | 0 | 0 | 0
WT | 0.02 | 0.02 | 0.02 | 0.02 | 0.02 | 0.02
IGCC | 0 | 0 | 0 | 0 | 0 | 0
DemandResponse | 0 | 0 | 0 | 0 | 0 | 0
IGCC-CCS | 0 | 0 | 0 | 0 | 0 | 0
WT_off | 0 | 0 | 0 | 0 | 0 | 0
PseudoUnit | 0 | 0 | 0 | 0 | 0 | 0
FixedInterchange | 0 | 0 | 0 | 0 | 0 | 0
Base VOM Costs by Reporting Type: AZ_NM_SNV_Coal
ReportingType | 2015 | 2020 | 2025 | 2030 | 2035 | 2040
BM | 0 | 0 | 0 | 0 | 0 | 0
CC | 0 | 0 | 0 | 0 | 0 | 0
CSP | 0 | 0 | 0 | 0 | 0 | 0
CT | 0 | 0 | 0 | 0 | 0 | 0
Coal | 203.82 | 165.58 | 4.03 | 1.04 | 13.18 | 13.18
Geo | 0 | 0 | 0 | 0 | 0 | 0
H | 0 | 0 | 0 | 0 | 0 | 0
LFG | 0 | 0 | 0 | 0 | 0 | 0
Nuc | 0 | 0 | 0 | 0 | 0 | 0
PS | 0 | 0 | 0 | 0 | 0 | 0
PV | 0 | 0 | 0 | 0 | 0 | 0
PeakG | 0 | 0 | 0 | 0 | 0 | 0
PeakO | 0 | 0 | 0 | 0 | 0 | 0
ST | 0 | 0 | 0 | 0 | 0 | 0
STOG | 0 | 0 | 0 | 0 | 0 | 0
STWD | 0 | 0 | 0 | 0 | 0 | 0
WT | 0 | 0 | 0 | 0 | 0 | 0
IGCC | 0 | 0 | 0 | 0 | 0 | 0
DemandResponse | 0 | 0 | 0 | 0 | 0 | 0
IGCC-CCS | 0 | 0 | 0 | 0 | 0 | 0
WT_off | 0 | 0 | 0 | 0 | 0 | 0
PseudoUnit | 0 | 0 | 0 | 0 | 0 | 0
FixedInterchange | 0 | 0 | 0 | 0 | 0 | 0
Base VOM Costs by Reporting Type: AZ_NM_SNV_Gas
ReportingType | 2015 | 2020 | 2025 | 2030 | 2035 | 2040
BM | 0 | 0 | 0 | 0 | 0 | 0
CC | 178.79 | 205.18 | 327.69 | 271.82 | 199.75 | 98.33
CSP | 0 | 0 | 0 | 0 | 0 | 0
CT | 0 | 0 | 0 | 0 | 0 | 0
Coal | 0 | 0 | 0 | 0 | 0 | 0
Geo | 0 | 0 | 0 | 0 | 0 | 0
H | 0 | 0 | 0 | 0 | 0 | 0
LFG | 0 | 0 | 0 | 0 | 0 | 0
Nuc | 0 | 0 | 0 | 0 | 0 | 0
PS | 0 | 0 | 0 | 0 | 0 | 0
PV | 0 | 0 | 0 | 0 | 0 | 0
PeakG | 0 | 0 | 0 | 0 | 0 | 0
PeakO | 0 | 0 | 0 | 0 | 0 | 0
ST | 0 | 0 | 0 | 0 | 0 | 0
STOG | 0 | 0 | 0 | 0 | 0 | 0
STWD | 0 | 0 | 0 | 0 | 0 | 0
WT | 0 | 0 | 0 | 0 | 0 | 0
IGCC | 0 | 0 | 0 | 0 | 0 | 0
DemandResponse | 0 | 0 | 0 | 0 | 0 | 0
IGCC-CCS | 0 | 0 | 0 | 0 | 0 | 0
WT_off | 0 | 0 | 0 | 0 | 0 | 0
PseudoUnit | 0 | 0 | 0 | 0 | 0 | 0
FixedInterchange | 0 | 0 | 0 | 0 | 0 | 0
Base VOM Costs by Reporting Type: AZ_NM_SNV_NucRenew
ReportingType | 2015 | 2020 | 2025 | 2030 | 2035 | 2040
BM | 0 | 0 | 0 | 0 | 91.68 | 244.01
CC | 0 | 0 | 0 | 0 | 0 | 0
CSP | 0 | 0 | 0 | 0 | 0 | 0
CT | 0 | 0 | 0 | 0 | 0 | 0
Coal | 0 | 0 | 0 | 0 | 0 | 0
Geo | 0 | 2 | 116.31 | 116.31 | 116.31 | 116.31
H | 0 | 0 | 0 | 0 | 0 | 0
LFG | 0 | 0.01 | 0.01 | 0.01 | 0.01 | 0.01
Nuc | 71.66 | 71.66 | 71.66 | 113.7 | 147.07 | 147.07
PS | 0 | 0 | 0 | 0 | 0 | 0
PV | 0 | 0 | 0 | 0 | 0 | 0
PeakG | 0 | 0 | 0 | 0 | 0 | 0
PeakO | 0 | 0 | 0 | 0 | 0 | 0
ST | 0.01 | 0.03 | 0.04 | 0.05 | 0.1 | 0.14
STOG | 0 | 0 | 0 | 0 | 0 | 0
STWD | 0.43 | 0.43 | 0.43 | 0.43 | 0.43 | 0.43
WT | 0.02 | 0.39 | 0.41 | 0.44 | 0.44 | 0.44
IGCC | 0 | 0 | 0 | 0 | 0 | 0
DemandResponse | 0 | 0 | 0 | 0 | 0 | 0
IGCC-CCS | 0 | 0 | 0 | 0 | 0 | 0
WT_off | 0 | 0 | 0 | 0 | 0 | 0
PseudoUnit | 0 | 0 | 0 | 0 | 0 | 0
FixedInterchange | 0 | 0 | 0 | 0 | 0 | 0
Base VOM Costs by Reporting Type: ERCOT
ReportingType | 2015 | 2020 | 2025 | 2030 | 2035 | 2040
BM | 0.29 | 0.5 | 0.77 | 5.41 | 151.67 | 151.67
CC | 737.51 | 843.43 | 775.8 | 722.07 | 465.17 | 389.66
CSP | 0 | 0 | 0 | 0 | 0 | 0
CT | 0 | 0.02 | 0 | 0.02 | 0 | 0
Coal | 152.22 | 114.53 | 11.59 | 10.11 | 22.71 | 22.71
Geo | 0 | 0 | 0 | 0 | 0 | 0
H | 0 | 0 | 0 | 0 | 0 | 0.02
LFG | 0.01 | 0.01 | 0.02 | 0.04 | 0.04 | 0.04
Nuc | 94.14 | 94.14 | 94.14 | 157.71 | 309.42 | 379.07
PS | 0 | 0 | 0 | 0 | 0 | 0
PV | 0 | 0 | 0 | 0 | 0 | 0
PeakG | 0 | 0.04 | 0 | 0.08 | 0.05 | 0.06
PeakO | 0 | 0 | 0 | 0 | 0 | 0
ST | 0 | 0 | 0 | 0 | 0 | 0
STOG | 3.43 | 5.14 | 3.22 | 4.5 | 0.38 | 0.31
STWD | 0 | 0 | 0 | 0 | 0 | 0
WT | 0.32 | 0.32 | 1.08 | 1.14 | 1.21 | 1.3
IGCC | 0 | 0 | 0 | 0 | 0 | 0
DemandResponse | 0 | 0 | 0 | 0 | 0 | 0
IGCC-CCS | 0 | 0 | 0 | 0 | 0 | 100.13
WT_off | 0 | 0 | 0 | 0 | 0 | 0
PseudoUnit | 0 | 0 | 0 | 0 | 0 | 0
FixedInterchange | 0 | 0 | 0 | 0 | 0 | 0
Base VOM Costs by Reporting Type: NP15
ReportingType | 2015 | 2020 | 2025 | 2030 | 2035 | 2040
BM | 0 | 0 | 0 | 0 | 31.46 | 31.46
CC | 264.62 | 245.68 | 300 | 243.5 | 218.65 | 12.68
CSP | 0 | 0 | 0 | 0 | 0 | 0
CT | 0 | 0 | 0 | 0 | 0 | 0
Coal | 0.81 | 0 | 0 | 0 | 0 | 0
Geo | 0.11 | 48.23 | 48.23 | 48.23 | 48.23 | 48.23
H | 0 | 0 | 0 | 0 | 0 | 0
LFG | 0.01 | 0.06 | 0.06 | 0.06 | 0.06 | 0.06
Nuc | 42.53 | 42.53 | 42.53 | 42.53 | 42.53 | 42.53
PS | 0 | 0 | 0 | 0 | 0 | 0
PV | 0 | 0 | 0 | 0 | 0.03 | 0.08
PeakG | 0 | 0 | 0 | 0 | 0 | 0
PeakO | 0 | 0 | 0 | 0 | 0 | 0
ST | 0 | 0 | 0 | 0 | 0 | 0
STOG | 0 | 0.03 | 0.06 | 0.06 | 0.14 | 0
STWD | 7.35 | 7.35 | 1.36 | 7.35 | 7.35 | 7.35
WT | 0.04 | 0.13 | 0.13 | 0.42 | 0.43 | 0.43
IGCC | 0 | 0 | 0 | 0 | 0 | 0
DemandResponse | 0 | 0 | 0 | 0 | 0 | 0
IGCC-CCS | 0 | 0 | 0 | 0 | 0 | 755.94
WT_off | 0 | 0 | 0 | 0 | 0 | 0
PseudoUnit | 0 | 0 | 0 | 0 | 0 | 0
FixedInterchange | 0 | 0 | 0 | 0 | 0 | 0
Base VOM Costs by Reporting Type: NWPP_Coal
ReportingType | 2015 | 2020 | 2025 | 2030 | 2035 | 2040
BM | 0 | 0 | 0 | 0 | 0 | 0
CC | 0 | 0 | 0 | 0 | 0 | 0
CSP | 0 | 0 | 0 | 0 | 0 | 0
CT | 0 | 0 | 0 | 0 | 0 | 0
Coal | 195.4 | 136.94 | 6.68 | 5.38 | 5.38 | 5.38
Geo | 0 | 0 | 0 | 0 | 0 | 0
H | 0 | 0 | 0 | 0 | 0 | 0
LFG | 0 | 0 | 0 | 0 | 0 | 0
Nuc | 0 | 0 | 0 | 0 | 0 | 0
PS | 0 | 0 | 0 | 0 | 0 | 0
PV | 0 | 0 | 0 | 0 | 0 | 0
PeakG | 0 | 0 | 0 | 0 | 0 | 0
PeakO | 0 | 0 | 0 | 0 | 0 | 0
ST | 0 | 0 | 0 | 0 | 0 | 0
STOG | 0 | 0 | 0 | 0 | 0 | 0
STWD | 0 | 0 | 0 | 0 | 0 | 0
WT | 0 | 0 | 0 | 0 | 0 | 0
IGCC | 0 | 0 | 0 | 0 | 0 | 0
DemandResponse | 0 | 0 | 0 | 0 | 0 | 0
IGCC-CCS | 0 | 0 | 0 | 0 | 0 | 0
WT_off | 0 | 0 | 0 | 0 | 0 | 0
PseudoUnit | 0 | 0 | 0 | 0 | 0 | 0
FixedInterchange | 0 | 0 | 0 | 0 | 0 | 0
Base VOM Costs by Reporting Type: NWPP_Gas
ReportingType | 2015 | 2020 | 2025 | 2030 | 2035 | 2040
BM | 0 | 0 | 0 | 0 | 0 | 0
CC | 122.48 | 255.68 | 303.74 | 251.15 | 201.92 | 82.25
CSP | 0 | 0 | 0 | 0 | 0 | 0
CT | 0 | 0 | 0 | 0 | 0 | 0
Coal | 0 | 0 | 0 | 0 | 0 | 0
Geo | 0 | 0 | 0 | 0 | 0 | 0
H | 0 | 0 | 0 | 0 | 0 | 0
LFG | 0 | 0 | 0 | 0 | 0 | 0
Nuc | 0 | 0 | 0 | 0 | 0 | 0
PS | 0 | 0 | 0 | 0 | 0 | 0
PV | 0 | 0 | 0 | 0 | 0 | 0
PeakG | 0 | 0 | 0 | 0 | 0 | 0
PeakO | 0 | 0 | 0 | 0 | 0 | 0
ST | 0 | 0 | 0 | 0 | 0 | 0
STOG | 0 | 0 | 0 | 0 | 0 | 0
STWD | 0 | 0 | 0 | 0 | 0 | 0
WT | 0 | 0 | 0 | 0 | 0 | 0
IGCC | 0 | 0 | 0 | 0 | 0 | 0
DemandResponse | 0 | 0 | 0 | 0 | 0 | 0
IGCC-CCS | 0 | 0 | 0 | 0 | 0 | 186.21
WT_off | 0 | 0 | 0 | 0 | 0 | 0
PseudoUnit | 0 | 0 | 0 | 0 | 0 | 0
FixedInterchange | 0 | 0 | 0 | 0 | 0 | 0
Base VOM Costs by Reporting Type: NWPP_NucRenew
ReportingType | 2015 | 2020 | 2025 | 2030 | 2035 | 2040
BM | 0 | 1.05 | 1.21 | 1.21 | 131.61 | 337.66
CC | 0 | 0 | 0 | 0 | 0 | 0
CSP | 0 | 0 | 0 | 0 | 0 | 0
CT | 0 | 0 | 0 | 0 | 0 | 0
Coal | 0 | 0 | 0 | 0 | 0 | 0
Geo | 6.93 | 6.93 | 41.74 | 41.74 | 41.74 | 41.74
H | 0 | 0 | 0 | 0 | 0.01 | 0.01
LFG | 0.01 | 0.03 | 0.03 | 0.03 | 0.03 | 0.03
Nuc | 20.91 | 20.91 | 20.91 | 20.91 | 46.38 | 46.38
PS | 0 | 0 | 0 | 0 | 0 | 0
PV | 0 | 0 | 0 | 0 | 0 | 0
PeakG | 0 | 0 | 0 | 0 | 0 | 0
PeakO | 0 | 0 | 0 | 0 | 0 | 0
ST | 0 | 0 | 0 | 0 | 0 | 0
STOG | 0 | 0 | 0 | 0 | 0 | 0
STWD | 0 | 0.04 | 9.33 | 9.33 | 9.33 | 9.33
WT | 0.19 | 0.19 | 0.19 | 0.88 | 0.94 | 1.06
IGCC | 0 | 0 | 0 | 0 | 0 | 0
DemandResponse | 0 | 0 | 0 | 0 | 0 | 0
IGCC-CCS | 0 | 0 | 0 | 0 | 0 | 0
WT_off | 0 | 0 | 0 | 0 | 0 | 0
PseudoUnit | 0 | 0 | 0 | 0 | 0 | 0
FixedInterchange | 0 | 0 | 0 | 0 | 0 | 0
Base VOM Costs by Reporting Type: RMPA
ReportingType | 2015 | 2020 | 2025 | 2030 | 2035 | 2040
BM | 0 | 0 | 0 | 0 | 139.05 | 139.05
CC | 31.82 | 74.24 | 87.02 | 125.91 | 66.03 | 19.14
CSP | 0 | 0 | 0 | 0 | 0 | 0
CT | 0 | 0 | 0 | 0 | 0 | 0
Coal | 193.69 | 152.89 | 27.91 | 12.96 | 12.78 | 12.78
Geo | 0 | 0 | 206.14 | 206.14 | 206.14 | 206.14
H | 0 | 0 | 0 | 0 | 0 | 0
LFG | 0 | 0 | 0 | 0 | 0 | 0
Nuc | 0 | 0 | 0 | 0 | 0 | 0
PS | 0 | 0 | 0 | 0 | 0 | 0
PV | 0 | 0 | 0 | 0 | 0 | 0
PeakG | 0.06 | 0 | 0 | 0.4 | 0 | 0
PeakO | 0 | 0 | 0 | 0 | 0 | 0
ST | 0 | 0.01 | 0.01 | 0.02 | 0.02 | 0.02
STOG | 0 | 0 | 0 | 0 | 0 | 0
STWD | 0 | 0 | 0 | 0 | 0 | 0
WT | 0.07 | 0.22 | 0.22 | 0.25 | 0.27 | 0.3
IGCC | 0 | 0 | 0 | 0 | 0 | 0
DemandResponse | 0 | 0 | 0 | 0 | 0 | 0
IGCC-CCS | 0 | 0 | 0 | 0 | 0 | 195.74
WT_off | 0 | 0 | 0 | 0 | 0 | 0
PseudoUnit | 0 | 0 | 0 | 0 | 0 | 0
FixedInterchange | 0 | 0 | 0 | 0 | 0 | 0
Base VOM Costs by Reporting Type: SP15
ReportingType | 2015 | 2020 | 2025 | 2030 | 2035 | 2040
BM | 0.22 | 0.22 | 0.22 | 0.22 | 25.17 | 25.17
CC | 171.21 | 243.35 | 384.81 | 321.16 | 274.77 | 105
CSP | 0 | 0 | 0 | 0 | 0 | 0
CT | 0 | 0 | 0 | 0 | 0 | 0
Coal | 5.28 | 3.19 | 0.92 | 0 | 0 | 0
Geo | 4.1 | 120.4 | 120.4 | 120.4 | 120.4 | 120.4
H | 0 | 0 | 0 | 0 | 0 | 0
LFG | 0.02 | 0.07 | 0.07 | 0.07 | 0.07 | 0.07
Nuc | 41.61 | 41.61 | 41.61 | 41.61 | 41.61 | 41.61
PS | 0 | 0 | 0 | 0 | 0 | 0
PV | 0 | 0 | 0 | 0 | 0 | 0
PeakG | 0 | 0 | 0 | 0 | 0 | 0
PeakO | 0 | 0 | 0 | 0 | 0 | 0
ST | 0.02 | 0.02 | 0.02 | 0.04 | 0.1 | 0.18
STOG | 2.83 | 0.72 | 0.73 | 0.65 | 0.14 | 0
STWD | 1.98 | 1.98 | 1.45 | 1.98 | 1.98 | 1.98
WT | 0.07 | 0.1 | 0.1 | 0.63 | 0.63 | 0.63
IGCC | 0 | 0 | 0 | 0 | 0 | 0
DemandResponse | 0 | 0 | 0 | 0 | 0 | 0
IGCC-CCS | 0 | 0 | 0 | 0 | 314.69 | 939.79
WT_off | 0 | 0 | 0 | 0 | 0 | 0
PseudoUnit | 0 | 0 | 0 | 0 | 0 | 0
FixedInterchange | 0 | 0 | 0 | 0 | 0 | 0
Base VOM Costs by Reporting Type: ALB
ReportingType | 2015 | 2020 | 2025 | 2030 | 2035 | 2040
BM | 0 | 0 | 0 | 0 | 0 | 0
CC | 38.65 | 59.66 | 58.75 | 19.33 | 9.9 | 0
CSP | 0 | 0 | 0 | 0 | 0 | 0
CT | 0 | 0 | 0 | 0 | 0 | 0
Coal | 167.67 | 167.67 | 165.62 | 0 | 0 | 0
Geo | 0 | 0 | 0 | 0 | 0 | 0
H | 0 | 0 | 0 | 0 | 0 | 0
LFG | 0 | 0 | 0 | 0 | 0 | 0
Nuc | 0 | 0 | 11.69 | 155.83 | 185.41 | 211.86
PS | 0 | 0 | 0 | 0 | 0 | 0
PV | 0 | 0 | 0 | 0 | 0 | 0
PeakG | 0 | 0 | 0 | 0 | 0 | 0
PeakO | 0 | 0 | 0 | 0 | 0 | 0
ST | 0 | 0 | 0 | 0 | 0 | 0
STOG | 0 | 0 | 0 | 0 | 0 | 0
STWD | 0.01 | 1.78 | 2.89 | 2.89 | 2.89 | 2.89
WT | 0.02 | 0.02 | 0.02 | 0.02 | 0.02 | 0.02
IGCC | 0 | 0 | 0 | 0 | 0 | 0
DemandResponse | 0 | 0 | 0 | 0 | 0 | 0
IGCC-CCS | 0 | 0 | 0 | 0 | 0 | 0
WT_off | 0 | 0 | 0 | 0 | 0 | 0
PseudoUnit | 0 | 0 | 0 | 0 | 0 | 0
FixedInterchange | 0 | 0 | 0 | 0 | 0 | 0
Base VOM Costs by Reporting Type: BC
ReportingType | 2015 | 2020 | 2025 | 2030 | 2035 | 2040
BM | 0 | 0 | 0 | 0 | 0 | 0
CC | 33.09 | 44.84 | 44.84 | 38.76 | 0 | 0
CSP | 0 | 0 | 0 | 0 | 0 | 0
CT | 0 | 0 | 0 | 0 | 0 | 0
Coal | 0 | 0 | 0 | 0 | 0 | 0
Geo | 0 | 0 | 0 | 0 | 0 | 0
H | 0 | 0 | 0 | 0 | 0 | 0
LFG | 0 | 0 | 0 | 0 | 0 | 0
Nuc | 0 | 0 | 7.2 | 35.84 | 53.64 | 72.4
PS | 0 | 0 | 0 | 0 | 0 | 0
PV | 0 | 0 | 0 | 0 | 0 | 0
PeakG | 0 | 0 | 0 | 0 | 0 | 0
PeakO | 0 | 0 | 0 | 0 | 0 | 0
ST | 0 | 0 | 0 | 0 | 0 | 0
STOG | 0 | 0 | 0 | 0 | 0 | 0
STWD | 0 | 1.55 | 6.98 | 8.48 | 8.48 | 8.48
WT | 0.01 | 0.01 | 0.01 | 0.01 | 0.01 | 0.01
IGCC | 0 | 0 | 0 | 0 | 0 | 0
DemandResponse | 0 | 0 | 0 | 0 | 0 | 0
IGCC-CCS | 0 | 0 | 0 | 0 | 0 | 0
WT_off | 0 | 0 | 0 | 0 | 0 | 0
PseudoUnit | 0 | 0 | 0 | 0 | 0 | 0
FixedInterchange | 0 | 0 | 0 | 0 | 0 | 0
Base VOM Costs by Reporting Type: HQ_IESO
ReportingType | 2015 | 2020 | 2025 | 2030 | 2035 | 2040
BM | 0 | 0 | 0 | 0 | 0 | 0
CC | 0 | 0 | 0 | 0 | 0 | 0
CSP | 0 | 0 | 0 | 0 | 0 | 0
CT | 0 | 0 | 0 | 0 | 0 | 0
Coal | 0 | 0 | 0 | 0 | 0 | 0
Geo | 0 | 0 | 0 | 0 | 0 | 0
H | 0 | 0 | 0 | 0 | 0 | 0
LFG | 0 | 0 | 0 | 0 | 0 | 0
Nuc | 0 | 0 | 0 | 0 | 0 | 0
PS | 0 | 0 | 0 | 0 | 0 | 0
PV | 0 | 0 | 0 | 0 | 0 | 0
PeakG | 0 | 0 | 0 | 0 | 0 | 0
PeakO | 0 | 0 | 0 | 0 | 0 | 0
ST | 0 | 0 | 0 | 0 | 0 | 0
STOG | 0 | 0 | 0 | 0 | 0 | 0
STWD | 0 | 0 | 0 | 0 | 0 | 0
WT | 0 | 0 | 0 | 0 | 0 | 0
IGCC | 0 | 0 | 0 | 0 | 0 | 0
DemandResponse | 0 | 0 | 0 | 0 | 0 | 0
IGCC-CCS | 0 | 0 | 0 | 0 | 0 | 0
WT_off | 0 | 0 | 0 | 0 | 0 | 0
PseudoUnit | 0 | 0 | 0 | 0 | 0 | 0
FixedInterchange | 0 | 0 | 0 | 0 | 0 | 0
Base VOM Costs by Reporting Type: HQ_NEISO
ReportingType | 2015 | 2020 | 2025 | 2030 | 2035 | 2040
BM | 0 | 0 | 0 | 0 | 0 | 0
CC | 0 | 0 | 0 | 0 | 0 | 0
CSP | 0 | 0 | 0 | 0 | 0 | 0
CT | 0 | 0 | 0 | 0 | 0 | 0
Coal | 0 | 0 | 0 | 0 | 0 | 0
Geo | 0 | 0 | 0 | 0 | 0 | 0
H | 0 | 0 | 0 | 0 | 0 | 0
LFG | 0 | 0 | 0 | 0 | 0 | 0
Nuc | 0 | 0 | 0 | 0 | 0 | 0
PS | 0 | 0 | 0 | 0 | 0 | 0
PV | 0 | 0 | 0 | 0 | 0 | 0
PeakG | 0 | 0 | 0 | 0 | 0 | 0
PeakO | 0 | 0 | 0 | 0 | 0 | 0
ST | 0 | 0 | 0 | 0 | 0 | 0
STOG | 0 | 0 | 0 | 0 | 0 | 0
STWD | 0 | 0 | 0 | 0 | 0 | 0
WT | 0 | 0 | 0 | 0 | 0 | 0
IGCC | 0 | 0 | 0 | 0 | 0 | 0
DemandResponse | 0 | 0 | 0 | 0 | 0 | 0
IGCC-CCS | 0 | 0 | 0 | 0 | 0 | 0
WT_off | 0 | 0 | 0 | 0 | 0 | 0
PseudoUnit | 0 | 0 | 0 | 10.42 | 10.42 | 10.42
FixedInterchange | 0 | 0 | 0 | 0 | 0 | 0
Base VOM Costs by Reporting Type: HQ_NY
ReportingType | 2015 | 2020 | 2025 | 2030 | 2035 | 2040
BM | 0 | 0 | 0 | 0 | 0 | 0
CC | 0 | 0 | 0 | 0 | 0 | 0
CSP | 0 | 0 | 0 | 0 | 0 | 0
CT | 0 | 0 | 0 | 0 | 0 | 0
Coal | 0 | 0 | 0 | 0 | 0 | 0
Geo | 0 | 0 | 0 | 0 | 0 | 0
H | 0 | 0 | 0 | 0 | 0 | 0
LFG | 0 | 0 | 0 | 0 | 0 | 0
Nuc | 0 | 0 | 0 | 0 | 0 | 0
PS | 0 | 0 | 0 | 0 | 0 | 0
PV | 0 | 0 | 0 | 0 | 0 | 0
PeakG | 0 | 0 | 0 | 0 | 0 | 0
PeakO | 0 | 0 | 0 | 0 | 0 | 0
ST | 0 | 0 | 0 | 0 | 0 | 0
STOG | 0 | 0 | 0 | 0 | 0 | 0
STWD | 0 | 0 | 0 | 0 | 0 | 0
WT | 0 | 0 | 0 | 0 | 0 | 0
IGCC | 0 | 0 | 0 | 0 | 0 | 0
DemandResponse | 0 | 0 | 0 | 0 | 0 | 0
IGCC-CCS | 0 | 0 | 0 | 0 | 0 | 0
WT_off | 0 | 0 | 0 | 0 | 0 | 0
PseudoUnit | 0 | 0 | 101.99 | 101.99 | 101.99 | 101.99
FixedInterchange | 0 | 0 | 0 | 0 | 0 | 0
Base VOM Costs by Reporting Type: MARITIMES
ReportingType | 2015 | 2020 | 2025 | 2030 | 2035 | 2040
BM | 0 | 0 | 0 | 0 | 0 | 0
CC | 0 | 0 | 0 | 0 | 0 | 0
CSP | 0 | 0 | 0 | 0 | 0 | 0
CT | 0 | 0 | 0 | 0 | 0 | 0
Coal | 0 | 0 | 0 | 0 | 0 | 0
Geo | 0 | 0 | 0 | 0 | 0 | 0
H | 0 | 0 | 0 | 0 | 0 | 0
LFG | 0 | 0 | 0 | 0 | 0 | 0
Nuc | 0 | 0 | 0 | 0 | 0 | 0
PS | 0 | 0 | 0 | 0 | 0 | 0
PV | 0 | 0 | 0 | 0 | 0 | 0
PeakG | 0 | 0 | 0 | 0 | 0 | 0
PeakO | 0 | 0 | 0 | 0 | 0 | 0
ST | 0 | 0 | 0 | 0 | 0 | 0
STOG | 0 | 0 | 0 | 0 | 0 | 0
STWD | 0 | 0 | 0 | 0 | 0 | 0
WT | 0 | 0 | 0 | 0 | 0 | 0
IGCC | 0 | 0 | 0 | 0 | 0 | 0
DemandResponse | 0 | 0 | 0 | 0 | 0 | 0
IGCC-CCS | 0 | 0 | 0 | 0 | 0 | 0
WT_off | 0 | 0 | 0 | 0 | 0 | 0
PseudoUnit | 0 | 0 | 0 | 17.37 | 17.37 | 17.37
FixedInterchange | 0 | 0 | 0 | 0 | 0 | 0
Base VOM Costs by Reporting Type: All
ReportingType | 2015 | 2020 | 2025 | 2030 | 2035 | 2040
BM | 12.15 | 41.02 | 61.57 | 83.99 | 2278 | 3691.45
CC | 5056.06 | 7193.87 | 7373.55 | 6396.74 | 4104.2 | 2426.13
CSP | 0 | 0 | 0 | 0 | 0 | 0
CT | 5.6 | 6.35 | 7.01 | 7.53 | 0.29 | 0.05
Coal | 4488.9 | 2012.69 | 456.83 | 274.62 | 776.29 | 900.83
Geo | 11.14 | 177.58 | 532.83 | 532.83 | 532.83 | 532.83
H | 0 | 0.08 | 0.23 | 0.46 | 0.51 | 0.56
LFG | 0.38 | 0.54 | 0.73 | 0.78 | 0.79 | 0.79
Nuc | 2164.81 | 2225.48 | 2385.44 | 2980.24 | 3288.08 | 3727.61
PS | 0 | 0 | 0 | 0 | 0 | 0
PV | 0.02 | 0.06 | 0.08 | 0.09 | 0.13 | 0.22
PeakG | 20.39 | 21.86 | 17.54 | 24.42 | 8.09 | 9.03
PeakO | 0 | 0 | 0 | 0 | 0 | 0
ST | 0.03 | 0.06 | 0.07 | 0.1 | 0.22 | 0.34
STOG | 21.41 | 16.28 | 14.34 | 16.84 | 4.88 | 3.72
STWD | 29.54 | 29.43 | 42.12 | 68.39 | 80.36 | 79.15
WT | 2.03 | 6.47 | 11.34 | 16.25 | 18.69 | 19.78
IGCC | 30.43 | 30.43 | 4.79 | 0 | 0 | 0
DemandResponse | 0 | 0 | 0 | 0 | 0 | 0
IGCC-CCS | 0 | 0 | 0 | 0 | 314.69 | 2714.44
WT_off | 0.02 | 0.02 | 0.06 | 0.06 | 0.81 | 1.45
PseudoUnit | 0 | 0 | 101.99 | 129.77 | 129.77 | 129.77
FixedInterchange | 0 | 0 | 0 | 0 | 0 | 0
Base VOM Costs by Reporting Type: EI_US
ReportingType | 2015 | 2020 | 2025 | 2030 | 2035 | 2040
BM | 11.64 | 39.24 | 59.31 | 75.91 | 1695.19 | 2750.24
CC | 3409.5 | 5153.3 | 5034.63 | 4396.05 | 2665.67 | 1716.18
CSP | 0 | 0 | 0 | 0 | 0 | 0
CT | 5.6 | 6.29 | 7.01 | 7.5 | 0.29 | 0.05
Coal | 3569.24 | 1271.2 | 240.07 | 245.14 | 722.25 | 846.78
Geo | 0 | 0 | 0 | 0 | 0 | 0
H | 0 | 0.03 | 0.08 | 0.12 | 0.16 | 0.19
LFG | 0.32 | 0.36 | 0.53 | 0.57 | 0.57 | 0.57
Nuc | 1653.22 | 1713.9 | 1854.98 | 2171.38 | 2240.33 | 2590.65
PS | 0 | 0 | 0 | 0 | 0 | 0
PV | 0 | 0.05 | 0.07 | 0.08 | 0.08 | 0.12
PeakG | 19.86 | 21.75 | 17.54 | 23.95 | 8.05 | 8.97
PeakO | 0 | 0 | 0 | 0 | 0 | 0
ST | 0 | 0 | 0 | 0 | 0 | 0
STOG | 15.12 | 10.39 | 10.33 | 11.62 | 4.22 | 3.41
STWD | 19.76 | 16.26 | 19.61 | 35.6 | 47.57 | 46.36
WT | 1.2 | 5 | 9.08 | 12.35 | 14.13 | 14.92
IGCC | 30.43 | 30.43 | 4.79 | 0 | 0 | 0
DemandResponse | 0 | 0 | 0 | 0 | 0 | 0
IGCC-CCS | 0 | 0 | 0 | 0 | 0 | 536.64
WT_off | 0.02 | 0.02 | 0.06 | 0.06 | 0.81 | 1.45
PseudoUnit | 0 | 0 | 101.99 | 129.77 | 129.77 | 129.77
FixedInterchange | 0 | 0 | 0 | 0 | 0 | 0
Base VOM Costs by Reporting Type: EI_Canada
ReportingType | 2015 | 2020 | 2025 | 2030 | 2035 | 2040
BM | 0 | 0 | 0.05 | 1.23 | 12.18 | 12.2
CC | 68.38 | 68.51 | 56.28 | 7.01 | 2.34 | 2.9
CSP | 0 | 0 | 0 | 0 | 0 | 0
CT | 0 | 0.03 | 0 | 0 | 0 | 0
Coal | 0.76 | 0.69 | 0 | 0 | 0 | 0
Geo | 0 | 0 | 0 | 0 | 0 | 0
H | 0 | 0.05 | 0.15 | 0.34 | 0.34 | 0.34
LFG | 0.01 | 0.01 | 0.01 | 0.01 | 0.01 | 0.01
Nuc | 240.73 | 240.73 | 240.73 | 240.73 | 221.69 | 196.03
PS | 0 | 0 | 0 | 0 | 0 | 0
PV | 0 | 0 | 0 | 0 | 0 | 0
PeakG | 0.46 | 0.07 | 0 | 0 | 0 | 0
PeakO | 0 | 0 | 0 | 0 | 0 | 0
ST | 0 | 0 | 0 | 0 | 0 | 0
STOG | 0.03 | 0 | 0 | 0 | 0 | 0
STWD | 0.01 | 0.03 | 0.06 | 2.31 | 2.31 | 2.31
WT | 0.11 | 0.11 | 0.11 | 0.11 | 0.61 | 0.67
IGCC | 0 | 0 | 0 | 0 | 0 | 0
DemandResponse | 0 | 0 | 0 | 0 | 0 | 0
IGCC-CCS | 0 | 0 | 0 | 0 | 0 | 0
WT_off | 0 | 0 | 0 | 0 | 0 | 0
PseudoUnit | 0 | 0 | 0 | 0 | 0 | 0
FixedInterchange | 0 | 0 | 0 | 0 | 0 | 0
Base VOM Costs by Reporting Type: EI
ReportingType | 2015 | 2020 | 2025 | 2030 | 2035 | 2040
BM | 11.64 | 39.24 | 59.36 | 77.14 | 1707.36 | 2762.44
CC | 3477.88 | 5221.81 | 5090.91 | 4403.06 | 2668.01 | 1719.08
CSP | 0 | 0 | 0 | 0 | 0 | 0
CT | 5.6 | 6.33 | 7.01 | 7.5 | 0.29 | 0.05
Coal | 3570 | 1271.89 | 240.07 | 245.14 | 722.25 | 846.78
Geo | 0 | 0 | 0 | 0 | 0 | 0
H | 0 | 0.08 | 0.23 | 0.46 | 0.5 | 0.53
LFG | 0.33 | 0.37 | 0.54 | 0.58 | 0.58 | 0.58
Nuc | 1893.95 | 1954.63 | 2095.71 | 2412.11 | 2462.02 | 2786.68
PS | 0 | 0 | 0 | 0 | 0 | 0
PV | 0.01 | 0.05 | 0.07 | 0.08 | 0.08 | 0.13
PeakG | 20.32 | 21.82 | 17.54 | 23.95 | 8.05 | 8.97
PeakO | 0 | 0 | 0 | 0 | 0 | 0
ST | 0 | 0 | 0 | 0 | 0 | 0
STOG | 15.14 | 10.39 | 10.33 | 11.62 | 4.22 | 3.41
STWD | 19.77 | 16.29 | 19.68 | 37.91 | 49.88 | 48.67
WT | 1.31 | 5.11 | 9.19 | 12.46 | 14.74 | 15.59
IGCC | 30.43 | 30.43 | 4.79 | 0 | 0 | 0
DemandResponse | 0 | 0 | 0 | 0 | 0 | 0
IGCC-CCS | 0 | 0 | 0 | 0 | 0 | 536.64
WT_off | 0.02 | 0.02 | 0.06 | 0.06 | 0.81 | 1.45
PseudoUnit | 0 | 0 | 101.99 | 129.77 | 129.77 | 129.77
FixedInterchange | 0 | 0 | 0 | 0 | 0 | 0
Base VOM Costs by Reporting Type: Outside_EI
ReportingType | 2015 | 2020 | 2025 | 2030 | 2035 | 2040
BM | 0.51 | 1.78 | 2.21 | 6.85 | 570.64 | 929.01
CC | 1578.18 | 1972.06 | 2282.64 | 1993.68 | 1436.19 | 707.04
CSP | 0 | 0 | 0 | 0 | 0 | 0
CT | 0 | 0.02 | 0 | 0.02 | 0 | 0
Coal | 918.9 | 740.8 | 216.76 | 29.48 | 54.04 | 54.04
Geo | 11.13 | 177.57 | 532.83 | 532.83 | 532.83 | 532.83
H | 0 | 0 | 0 | 0 | 0.01 | 0.03
LFG | 0.05 | 0.17 | 0.18 | 0.2 | 0.2 | 0.2
Nuc | 270.85 | 270.85 | 289.74 | 568.13 | 826.07 | 940.94
PS | 0 | 0 | 0 | 0 | 0 | 0
PV | 0.01 | 0.01 | 0.01 | 0.01 | 0.04 | 0.09
PeakG | 0.06 | 0.04 | 0 | 0.47 | 0.05 | 0.06
PeakO | 0 | 0 | 0 | 0 | 0 | 0
ST | 0.03 | 0.06 | 0.07 | 0.1 | 0.22 | 0.34
STOG | 6.26 | 5.89 | 4.01 | 5.22 | 0.66 | 0.31
STWD | 9.78 | 13.14 | 22.45 | 30.48 | 30.48 | 30.48
WT | 0.72 | 1.36 | 2.15 | 3.79 | 3.95 | 4.19
IGCC | 0 | 0 | 0 | 0 | 0 | 0
DemandResponse | 0 | 0 | 0 | 0 | 0 | 0
IGCC-CCS | 0 | 0 | 0 | 0 | 314.69 | 2177.81
WT_off | 0 | 0 | 0 | 0 | 0 | 0
PseudoUnit | 0 | 0 | 0 | 0 | 0 | 0
FixedInterchange | 0 | 0 | 0 | 0 | 0 | 0
#9 | Retrofit VOM Costs ($million)
Retrofit VOM Costs by Reporting Type: Entergy
ReportingType | 2015 | 2020 | 2025 | 2030 | 2035 | 2040
BM | 0 | 0 | 0 | 0 | 0 | 0
CC | 0 | 0 | 0 | 0 | 0 | 0
CSP | 0 | 0 | 0 | 0 | 0 | 0
CT | 0 | 0 | 0 | 0 | 0 | 0
Coal | 13.08 | 0 | 0 | 0 | 0 | 0
Geo | 0 | 0 | 0 | 0 | 0 | 0
H | 0 | 0 | 0 | 0 | 0 | 0
LFG | 0 | 0 | 0 | 0 | 0 | 0
Nuc | 0 | 0 | 0 | 0 | 0 | 0
PS | 0 | 0 | 0 | 0 | 0 | 0
PV | 0 | 0 | 0 | 0 | 0 | 0
PeakG | 0 | 0 | 0 | 0 | 0 | 0
PeakO | 0 | 0 | 0 | 0 | 0 | 0
ST | 0 | 0 | 0 | 0 | 0 | 0
STOG | 0 | 0 | 0 | 0 | 0 | 0
STWD | 0 | 0 | 0 | 0 | 0 | 0
WT | 0 | 0 | 0 | 0 | 0 | 0
IGCC | 0 | 0 | 0 | 0 | 0 | 0
DemandResponse | 0 | 0 | 0 | 0 | 0 | 0
IGCC-CCS | 0 | 0 | 0 | 0 | 0 | 0
WT_off | 0 | 0 | 0 | 0 | 0 | 0
PseudoUnit | 0 | 0 | 0 | 0 | 0 | 0
FixedInterchange | 0 | 0 | 0 | 0 | 0 | 0
Retrofit VOM Costs by Reporting Type: FRCC
ReportingType | 2015 | 2020 | 2025 | 2030 | 2035 | 2040
BM | 0 | 0 | 0 | 0 | 0 | 0
CC | 0 | 0 | 0 | 0 | 0 | 0
CSP | 0 | 0 | 0 | 0 | 0 | 0
CT | 0 | 0 | 0 | 0 | 0 | 0
Coal | 30.82 | 23.09 | 4.59 | 8.82 | 33.18 | 40.78
Geo | 0 | 0 | 0 | 0 | 0 | 0
H | 0 | 0 | 0 | 0 | 0 | 0
LFG | 0 | 0 | 0 | 0 | 0 | 0
Nuc | 0 | 0 | 0 | 0 | 0 | 0
PS | 0 | 0 | 0 | 0 | 0 | 0
PV | 0 | 0 | 0 | 0 | 0 | 0
PeakG | 0 | 0 | 0 | 0 | 0 | 0
PeakO | 0 | 0 | 0 | 0 | 0 | 0
ST | 0 | 0 | 0 | 0 | 0 | 0
STOG | 0 | 0 | 0 | 0 | 0 | 0
STWD | 0 | 0 | 0 | 0 | 0 | 0
WT | 0 | 0 | 0 | 0 | 0 | 0
IGCC | 0 | 0 | 0 | 0 | 0 | 0
DemandResponse | 0 | 0 | 0 | 0 | 0 | 0
IGCC-CCS | 0 | 0 | 0 | 0 | 0 | 0
WT_off | 0 | 0 | 0 | 0 | 0 | 0
PseudoUnit | 0 | 0 | 0 | 0 | 0 | 0
FixedInterchange | 0 | 0 | 0 | 0 | 0 | 0
Retrofit VOM Costs by Reporting Type: MAPP_US
ReportingType | 2015 | 2020 | 2025 | 2030 | 2035 | 2040
BM | 0 | 0 | 0 | 0 | 0 | 0
CC | 0 | 0 | 0 | 0 | 0 | 0
CSP | 0 | 0 | 0 | 0 | 0 | 0
CT | 0 | 0 | 0 | 0 | 0 | 0
Coal | 60.36 | 21.75 | 2.49 | 0 | 0 | 0
Geo | 0 | 0 | 0 | 0 | 0 | 0
H | 0 | 0 | 0 | 0 | 0 | 0
LFG | 0 | 0 | 0 | 0 | 0 | 0
Nuc | 0 | 0 | 0 | 0 | 0 | 0
PS | 0 | 0 | 0 | 0 | 0 | 0
PV | 0 | 0 | 0 | 0 | 0 | 0
PeakG | 0 | 0 | 0 | 0 | 0 | 0
PeakO | 0 | 0 | 0 | 0 | 0 | 0
ST | 0 | 0 | 0 | 0 | 0 | 0
STOG | 0 | 0 | 0 | 0 | 0 | 0
STWD | 0 | 0 | 0 | 0 | 0 | 0
WT | 0 | 0 | 0 | 0 | 0 | 0
IGCC | 0 | 0 | 0 | 0 | 0 | 0
DemandResponse | 0 | 0 | 0 | 0 | 0 | 0
IGCC-CCS | 0 | 0 | 0 | 0 | 0 | 0
WT_off | 0 | 0 | 0 | 0 | 0 | 0
PseudoUnit | 0 | 0 | 0 | 0 | 0 | 0
FixedInterchange | 0 | 0 | 0 | 0 | 0 | 0
Retrofit VOM Costs by Reporting Type: MISO_IN
ReportingType | 2015 | 2020 | 2025 | 2030 | 2035 | 2040
BM | 0 | 0 | 0 | 0 | 0 | 0
CC | 0 | 0 | 0 | 0 | 0 | 0
CSP | 0 | 0 | 0 | 0 | 0 | 0
CT | 0 | 0 | 0 | 0 | 0 | 0
Coal | 214.92 | 106.87 | 16.56 | 34.21 | 134.77 | 175.03
Geo | 0 | 0 | 0 | 0 | 0 | 0
H | 0 | 0 | 0 | 0 | 0 | 0
LFG | 0 | 0 | 0 | 0 | 0 | 0
Nuc | 0 | 0 | 0 | 0 | 0 | 0
PS | 0 | 0 | 0 | 0 | 0 | 0
PV | 0 | 0 | 0 | 0 | 0 | 0
PeakG | 0 | 0 | 0 | 0 | 0 | 0
PeakO | 0 | 0 | 0 | 0 | 0 | 0
ST | 0 | 0 | 0 | 0 | 0 | 0
STOG | 0 | 0 | 0 | 0 | 0 | 0
STWD | 0 | 0 | 0 | 0 | 0 | 0
WT | 0 | 0 | 0 | 0 | 0 | 0
IGCC | 0 | 0 | 0 | 0 | 0 | 0
DemandResponse | 0 | 0 | 0 | 0 | 0 | 0
IGCC-CCS | 0 | 0 | 0 | 0 | 0 | 0
WT_off | 0 | 0 | 0 | 0 | 0 | 0
PseudoUnit | 0 | 0 | 0 | 0 | 0 | 0
FixedInterchange | 0 | 0 | 0 | 0 | 0 | 0
Retrofit VOM Costs by Reporting Type: MISO_MI
ReportingType | 2015 | 2020 | 2025 | 2030 | 2035 | 2040
BM | 0 | 0 | 0 | 0 | 0 | 0
CC | 0 | 0 | 0 | 0 | 0 | 0
CSP | 0 | 0 | 0 | 0 | 0 | 0
CT | 0 | 0 | 0 | 0 | 0 | 0
Coal | 22.7 | 7.18 | 2.62 | 4.5 | 14.64 | 42
Geo | 0 | 0 | 0 | 0 | 0 | 0
H | 0 | 0 | 0 | 0 | 0 | 0
LFG | 0 | 0 | 0 | 0 | 0 | 0
Nuc | 0 | 0 | 0 | 0 | 0 | 0
PS | 0 | 0 | 0 | 0 | 0 | 0
PV | 0 | 0 | 0 | 0 | 0 | 0
PeakG | 0 | 0 | 0 | 0 | 0 | 0
PeakO | 0 | 0 | 0 | 0 | 0 | 0
ST | 0 | 0 | 0 | 0 | 0 | 0
STOG | 0 | 0 | 0 | 0 | 0 | 0
STWD | 0 | 0 | 0 | 0 | 0 | 0
WT | 0 | 0 | 0 | 0 | 0 | 0
IGCC | 0 | 0 | 0 | 0 | 0 | 0
DemandResponse | 0 | 0 | 0 | 0 | 0 | 0
IGCC-CCS | 0 | 0 | 0 | 0 | 0 | 0
WT_off | 0 | 0 | 0 | 0 | 0 | 0
PseudoUnit | 0 | 0 | 0 | 0 | 0 | 0
FixedInterchange | 0 | 0 | 0 | 0 | 0 | 0
Retrofit VOM Costs by Reporting Type: MISO_MO-IL
ReportingType | 2015 | 2020 | 2025 | 2030 | 2035 | 2040
BM | 0 | 0 | 0 | 0 | 0 | 0
CC | 0 | 0 | 0 | 0 | 0 | 0
CSP | 0 | 0 | 0 | 0 | 0 | 0
CT | 0 | 0 | 0 | 0 | 0 | 0
Coal | 65.28 | 12.59 | 2.36 | 10.58 | 32.16 | 41.5
Geo | 0 | 0 | 0 | 0 | 0 | 0
H | 0 | 0 | 0 | 0 | 0 | 0
LFG | 0 | 0 | 0 | 0 | 0 | 0
Nuc | 0 | 0 | 0 | 0 | 0 | 0
PS | 0 | 0 | 0 | 0 | 0 | 0
PV | 0 | 0 | 0 | 0 | 0 | 0
PeakG | 0 | 0 | 0 | 0 | 0 | 0
PeakO | 0 | 0 | 0 | 0 | 0 | 0
ST | 0 | 0 | 0 | 0 | 0 | 0
STOG | 0 | 0 | 0 | 0 | 0 | 0
STWD | 0 | 0 | 0 | 0 | 0 | 0
WT | 0 | 0 | 0 | 0 | 0 | 0
IGCC | 0 | 0 | 0 | 0 | 0 | 0
DemandResponse | 0 | 0 | 0 | 0 | 0 | 0
IGCC-CCS | 0 | 0 | 0 | 0 | 0 | 0
WT_off | 0 | 0 | 0 | 0 | 0 | 0
PseudoUnit | 0 | 0 | 0 | 0 | 0 | 0
FixedInterchange | 0 | 0 | 0 | 0 | 0 | 0
Retrofit VOM Costs by Reporting Type: MISO_W
ReportingType | 2015 | 2020 | 2025 | 2030 | 2035 | 2040
BM | 0 | 0 | 0 | 0 | 0 | 0
CC | 0 | 0 | 0 | 0 | 0 | 0
CSP | 0 | 0 | 0 | 0 | 0 | 0
CT | 0 | 0 | 0 | 0 | 0 | 0
Coal | 112.37 | 77.54 | 23.46 | 20.54 | 23.79 | 25.8
Geo | 0 | 0 | 0 | 0 | 0 | 0
H | 0 | 0 | 0 | 0 | 0 | 0
LFG | 0 | 0 | 0 | 0 | 0 | 0
Nuc | 0 | 0 | 0 | 0 | 0 | 0
PS | 0 | 0 | 0 | 0 | 0 | 0
PV | 0 | 0 | 0 | 0 | 0 | 0
PeakG | 0 | 0 | 0 | 0 | 0 | 0
PeakO | 0 | 0 | 0 | 0 | 0 | 0
ST | 0 | 0 | 0 | 0 | 0 | 0
STOG | 0 | 0 | 0 | 0 | 0 | 0
STWD | 0 | 0 | 0 | 0 | 0 | 0
WT | 0 | 0 | 0 | 0 | 0 | 0
IGCC | 0 | 0 | 0 | 0 | 0 | 0
DemandResponse | 0 | 0 | 0 | 0 | 0 | 0
IGCC-CCS | 0 | 0 | 0 | 0 | 0 | 0
WT_off | 0 | 0 | 0 | 0 | 0 | 0
PseudoUnit | 0 | 0 | 0 | 0 | 0 | 0
FixedInterchange | 0 | 0 | 0 | 0 | 0 | 0
Retrofit VOM Costs by Reporting Type: MISO_WUMS
ReportingType | 2015 | 2020 | 2025 | 2030 | 2035 | 2040
BM | 0 | 0 | 0 | 0 | 0 | 0
CC | 0 | 0 | 0 | 0 | 0 | 0
CSP | 0 | 0 | 0 | 0 | 0 | 0
CT | 0 | 0 | 0 | 0 | 0 | 0
Coal | 27.57 | 3 | 2.89 | 10.4 | 21.92 | 39.76
Geo | 0 | 0 | 0 | 0 | 0 | 0
H | 0 | 0 | 0 | 0 | 0 | 0
LFG | 0 | 0 | 0 | 0 | 0 | 0
Nuc | 0 | 0 | 0 | 0 | 0 | 0
PS | 0 | 0 | 0 | 0 | 0 | 0
PV | 0 | 0 | 0 | 0 | 0 | 0
PeakG | 0 | 0 | 0 | 0 | 0 | 0
PeakO | 0 | 0 | 0 | 0 | 0 | 0
ST | 0 | 0 | 0 | 0 | 0 | 0
STOG | 0 | 0 | 0 | 0 | 0 | 0
STWD | 0 | 0 | 0 | 0 | 0 | 0
WT | 0 | 0 | 0 | 0 | 0 | 0
IGCC | 0 | 0 | 0 | 0 | 0 | 0
DemandResponse | 0 | 0 | 0 | 0 | 0 | 0
IGCC-CCS | 0 | 0 | 0 | 0 | 0 | 0
WT_off | 0 | 0 | 0 | 0 | 0 | 0
PseudoUnit | 0 | 0 | 0 | 0 | 0 | 0
FixedInterchange | 0 | 0 | 0 | 0 | 0 | 0
Retrofit VOM Costs by Reporting Type: Nebraska
ReportingType | 2015 | 2020 | 2025 | 2030 | 2035 | 2040
BM | 0 | 0 | 0 | 0 | 0 | 0
CC | 0 | 0 | 0 | 0 | 0 | 0
CSP | 0 | 0 | 0 | 0 | 0 | 0
CT | 0 | 0 | 0 | 0 | 0 | 0
Coal | 16.57 | 8.44 | 8.44 | 8.44 | 7.77 | 8.44
Geo | 0 | 0 | 0 | 0 | 0 | 0
H | 0 | 0 | 0 | 0 | 0 | 0
LFG | 0 | 0 | 0 | 0 | 0 | 0
Nuc | 0 | 0 | 0 | 0 | 0 | 0
PS | 0 | 0 | 0 | 0 | 0 | 0
PV | 0 | 0 | 0 | 0 | 0 | 0
PeakG | 0 | 0 | 0 | 0 | 0 | 0
PeakO | 0 | 0 | 0 | 0 | 0 | 0
ST | 0 | 0 | 0 | 0 | 0 | 0
STOG | 0 | 0 | 0 | 0 | 0 | 0
STWD | 0 | 0 | 0 | 0 | 0 | 0
WT | 0 | 0 | 0 | 0 | 0 | 0
IGCC | 0 | 0 | 0 | 0 | 0 | 0
DemandResponse | 0 | 0 | 0 | 0 | 0 | 0
IGCC-CCS | 0 | 0 | 0 | 0 | 0 | 0
WT_off | 0 | 0 | 0 | 0 | 0 | 0
PseudoUnit | 0 | 0 | 0 | 0 | 0 | 0
FixedInterchange | 0 | 0 | 0 | 0 | 0 | 0
Retrofit VOM Costs by Reporting Type: NEISO
ReportingType | 2015 | 2020 | 2025 | 2030 | 2035 | 2040
BM | 0 | 0 | 0 | 0 | 0 | 0
CC | 0 | 0 | 0 | 0 | 0 | 0
CSP | 0 | 0 | 0 | 0 | 0 | 0
CT | 0 | 0 | 0 | 0 | 0 | 0
Coal | 0.23 | 0 | 0 | 0 | 0 | 0
Geo | 0 | 0 | 0 | 0 | 0 | 0
H | 0 | 0 | 0 | 0 | 0 | 0
LFG | 0 | 0 | 0 | 0 | 0 | 0
Nuc | 0 | 0 | 0 | 0 | 0 | 0
PS | 0 | 0 | 0 | 0 | 0 | 0
PV | 0 | 0 | 0 | 0 | 0 | 0
PeakG | 0 | 0 | 0 | 0 | 0 | 0
PeakO | 0 | 0 | 0 | 0 | 0 | 0
ST | 0 | 0 | 0 | 0 | 0 | 0
STOG | 0 | 0 | 0 | 0 | 0 | 0
STWD | 0 | 0 | 0 | 0 | 0 | 0
WT | 0 | 0 | 0 | 0 | 0 | 0
IGCC | 0 | 0 | 0 | 0 | 0 | 0
DemandResponse | 0 | 0 | 0 | 0 | 0 | 0
IGCC-CCS | 0 | 0 | 0 | 0 | 0 | 0
WT_off | 0 | 0 | 0 | 0 | 0 | 0
PseudoUnit | 0 | 0 | 0 | 0 | 0 | 0
FixedInterchange | 0 | 0 | 0 | 0 | 0 | 0
Retrofit VOM Costs by Reporting Type: NonRTO_Midwest
ReportingType | 2015 | 2020 | 2025 | 2030 | 2035 | 2040
BM | 0 | 0 | 0 | 0 | 0 | 0
CC | 0 | 0 | 0 | 0 | 0 | 0
CSP | 0 | 0 | 0 | 0 | 0 | 0
CT | 0 | 0 | 0 | 0 | 0 | 0
Coal | 173.31 | 101.64 | 31.12 | 32.17 | 109.3 | 109.3
Geo | 0 | 0 | 0 | 0 | 0 | 0
H | 0 | 0 | 0 | 0 | 0 | 0
LFG | 0 | 0 | 0 | 0 | 0 | 0
Nuc | 0 | 0 | 0 | 0 | 0 | 0
PS | 0 | 0 | 0 | 0 | 0 | 0
PV | 0 | 0 | 0 | 0 | 0 | 0
PeakG | 0 | 0 | 0 | 0 | 0 | 0
PeakO | 0 | 0 | 0 | 0 | 0 | 0
ST | 0 | 0 | 0 | 0 | 0 | 0
STOG | 0 | 0 | 0 | 0 | 0 | 0
STWD | 0 | 0 | 0 | 0 | 0 | 0
WT | 0 | 0 | 0 | 0 | 0 | 0
IGCC | 0 | 0 | 0 | 0 | 0 | 0
DemandResponse | 0 | 0 | 0 | 0 | 0 | 0
IGCC-CCS | 0 | 0 | 0 | 0 | 0 | 0
WT_off | 0 | 0 | 0 | 0 | 0 | 0
PseudoUnit | 0 | 0 | 0 | 0 | 0 | 0
FixedInterchange | 0 | 0 | 0 | 0 | 0 | 0
Retrofit VOM Costs by Reporting Type: NYISO_A-F
ReportingType | 2015 | 2020 | 2025 | 2030 | 2035 | 2040
BM | 0 | 0 | 0 | 0 | 0 | 0
CC | 0 | 0 | 0 | 0 | 0 | 0
CSP | 0 | 0 | 0 | 0 | 0 | 0
CT | 0 | 0 | 0 | 0 | 0 | 0
Coal | 0 | 0 | 0 | 0 | 0 | 0
Geo | 0 | 0 | 0 | 0 | 0 | 0
H | 0 | 0 | 0 | 0 | 0 | 0
LFG | 0 | 0 | 0 | 0 | 0 | 0
Nuc | 0 | 0 | 0 | 0 | 0 | 0
PS | 0 | 0 | 0 | 0 | 0 | 0
PV | 0 | 0 | 0 | 0 | 0 | 0
PeakG | 0 | 0 | 0 | 0 | 0 | 0
PeakO | 0 | 0 | 0 | 0 | 0 | 0
ST | 0 | 0 | 0 | 0 | 0 | 0
STOG | 0 | 0 | 0 | 0 | 0 | 0
STWD | 0 | 0 | 0 | 0 | 0 | 0
WT | 0 | 0 | 0 | 0 | 0 | 0
IGCC | 0 | 0 | 0 | 0 | 0 | 0
DemandResponse | 0 | 0 | 0 | 0 | 0 | 0
IGCC-CCS | 0 | 0 | 0 | 0 | 0 | 0
WT_off | 0 | 0 | 0 | 0 | 0 | 0
PseudoUnit | 0 | 0 | 0 | 0 | 0 | 0
FixedInterchange | 0 | 0 | 0 | 0 | 0 | 0
Retrofit VOM Costs by Reporting Type: NYISO_G-I
ReportingType | 2015 | 2020 | 2025 | 2030 | 2035 | 2040
BM | 0 | 0 | 0 | 0 | 0 | 0
CC | 0 | 0 | 0 | 0 | 0 | 0
CSP | 0 | 0 | 0 | 0 | 0 | 0
CT | 0 | 0 | 0 | 0 | 0 | 0
Coal | 0 | 0 | 0 | 0 | 0 | 0
Geo | 0 | 0 | 0 | 0 | 0 | 0
H | 0 | 0 | 0 | 0 | 0 | 0
LFG | 0 | 0 | 0 | 0 | 0 | 0
Nuc | 0 | 0 | 0 | 0 | 0 | 0
PS | 0 | 0 | 0 | 0 | 0 | 0
PV | 0 | 0 | 0 | 0 | 0 | 0
PeakG | 0 | 0 | 0 | 0 | 0 | 0
PeakO | 0 | 0 | 0 | 0 | 0 | 0
ST | 0 | 0 | 0 | 0 | 0 | 0
STOG | 0 | 0 | 0 | 0 | 0 | 0
STWD | 0 | 0 | 0 | 0 | 0 | 0
WT | 0 | 0 | 0 | 0 | 0 | 0
IGCC | 0 | 0 | 0 | 0 | 0 | 0
DemandResponse | 0 | 0 | 0 | 0 | 0 | 0
IGCC-CCS | 0 | 0 | 0 | 0 | 0 | 0
WT_off | 0 | 0 | 0 | 0 | 0 | 0
PseudoUnit | 0 | 0 | 0 | 0 | 0 | 0
FixedInterchange | 0 | 0 | 0 | 0 | 0 | 0
Retrofit VOM Costs by Reporting Type: NYISO_J-K
ReportingType | 2015 | 2020 | 2025 | 2030 | 2035 | 2040
BM | 0 | 0 | 0 | 0 | 0 | 0
CC | 0 | 0 | 0 | 0 | 0 | 0
CSP | 0 | 0 | 0 | 0 | 0 | 0
CT | 0 | 0 | 0 | 0 | 0 | 0
Coal | 0 | 0 | 0 | 0 | 0 | 0
Geo | 0 | 0 | 0 | 0 | 0 | 0
H | 0 | 0 | 0 | 0 | 0 | 0
LFG | 0 | 0 | 0 | 0 | 0 | 0
Nuc | 0 | 0 | 0 | 0 | 0 | 0
PS | 0 | 0 | 0 | 0 | 0 | 0
PV | 0 | 0 | 0 | 0 | 0 | 0
PeakG | 0 | 0 | 0 | 0 | 0 | 0
PeakO | 0 | 0 | 0 | 0 | 0 | 0
ST | 0 | 0 | 0 | 0 | 0 | 0
STOG | 0 | 0 | 0 | 0 | 0 | 0
STWD | 0 | 0 | 0 | 0 | 0 | 0
WT | 0 | 0 | 0 | 0 | 0 | 0
IGCC | 0 | 0 | 0 | 0 | 0 | 0
DemandResponse | 0 | 0 | 0 | 0 | 0 | 0
IGCC-CCS | 0 | 0 | 0 | 0 | 0 | 0
WT_off | 0 | 0 | 0 | 0 | 0 | 0
PseudoUnit | 0 | 0 | 0 | 0 | 0 | 0
FixedInterchange | 0 | 0 | 0 | 0 | 0 | 0
Retrofit VOM Costs by Reporting Type: PJM_E
ReportingType | 2015 | 2020 | 2025 | 2030 | 2035 | 2040
BM | 0 | 0 | 0 | 0 | 0 | 0
CC | 0 | 0 | 0 | 0 | 0 | 0
CSP | 0 | 0 | 0 | 0 | 0 | 0
CT | 0 | 0 | 0 | 0 | 0 | 0
Coal | 3.7 | 1.49 | 0.38 | 0.07 | 3.97 | 10.19
Geo | 0 | 0 | 0 | 0 | 0 | 0
H | 0 | 0 | 0 | 0 | 0 | 0
LFG | 0 | 0 | 0 | 0 | 0 | 0
Nuc | 0 | 0 | 0 | 0 | 0 | 0
PS | 0 | 0 | 0 | 0 | 0 | 0
PV | 0 | 0 | 0 | 0 | 0 | 0
PeakG | 0 | 0 | 0 | 0 | 0 | 0
PeakO | 0 | 0 | 0 | 0 | 0 | 0
ST | 0 | 0 | 0 | 0 | 0 | 0
STOG | 0 | 0 | 0 | 0 | 0 | 0
STWD | 0 | 0 | 0 | 0 | 0 | 0
WT | 0 | 0 | 0 | 0 | 0 | 0
IGCC | 0 | 0 | 0 | 0 | 0 | 0
DemandResponse | 0 | 0 | 0 | 0 | 0 | 0
IGCC-CCS | 0 | 0 | 0 | 0 | 0 | 0
WT_off | 0 | 0 | 0 | 0 | 0 | 0
PseudoUnit | 0 | 0 | 0 | 0 | 0 | 0
FixedInterchange | 0 | 0 | 0 | 0 | 0 | 0
Retrofit VOM Costs by Reporting Type: PJM_ROM
ReportingType | 2015 | 2020 | 2025 | 2030 | 2035 | 2040
BM | 0 | 0 | 0 | 0 | 0 | 0
CC | 0 | 0 | 0 | 0 | 0 | 0
CSP | 0 | 0 | 0 | 0 | 0 | 0
CT | 0 | 0 | 0 | 0 | 0 | 0
Coal | 97.83 | 58.76 | 17.46 | 28.67 | 81.66 | 101.64
Geo | 0 | 0 | 0 | 0 | 0 | 0
H | 0 | 0 | 0 | 0 | 0 | 0
LFG | 0 | 0 | 0 | 0 | 0 | 0
Nuc | 0 | 0 | 0 | 0 | 0 | 0
PS | 0 | 0 | 0 | 0 | 0 | 0
PV | 0 | 0 | 0 | 0 | 0 | 0
PeakG | 0 | 0 | 0 | 0 | 0 | 0
PeakO | 0 | 0 | 0 | 0 | 0 | 0
ST | 0 | 0 | 0 | 0 | 0 | 0
STOG | 0 | 0 | 0 | 0 | 0 | 0
STWD | 0 | 0 | 0 | 0 | 0 | 0
WT | 0 | 0 | 0 | 0 | 0 | 0
IGCC | 0 | 0 | 0 | 0 | 0 | 0
DemandResponse | 0 | 0 | 0 | 0 | 0 | 0
IGCC-CCS | 0 | 0 | 0 | 0 | 0 | 0
WT_off | 0 | 0 | 0 | 0 | 0 | 0
PseudoUnit | 0 | 0 | 0 | 0 | 0 | 0
FixedInterchange | 0 | 0 | 0 | 0 | 0 | 0
Retrofit VOM Costs by Reporting Type: PJM_ROR
ReportingType | 2015 | 2020 | 2025 | 2030 | 2035 | 2040
BM | 0 | 0 | 0 | 0 | 0 | 0
CC | 0 | 0 | 0 | 0 | 0 | 0
CSP | 0 | 0 | 0 | 0 | 0 | 0
CT | 0 | 0 | 0 | 0 | 0 | 0
Coal | 667.94 | 458.36 | 89.16 | 164.26 | 530.85 | 596.78
Geo | 0 | 0 | 0 | 0 | 0 | 0
H | 0 | 0 | 0 | 0 | 0 | 0
LFG | 0 | 0 | 0 | 0 | 0 | 0
Nuc | 0 | 0 | 0 | 0 | 0 | 0
PS | 0 | 0 | 0 | 0 | 0 | 0
PV | 0 | 0 | 0 | 0 | 0 | 0
PeakG | 0 | 0 | 0 | 0 | 0 | 0
PeakO | 0 | 0 | 0 | 0 | 0 | 0
ST | 0 | 0 | 0 | 0 | 0 | 0
STOG | 0 | 0 | 0 | 0 | 0 | 0
STWD | 0 | 0 | 0 | 0 | 0 | 0
WT | 0 | 0 | 0 | 0 | 0 | 0
IGCC | 0 | 0 | 0 | 0 | 0 | 0
DemandResponse | 0 | 0 | 0 | 0 | 0 | 0
IGCC-CCS | 0 | 0 | 0 | 0 | 0 | 0
WT_off | 0 | 0 | 0 | 0 | 0 | 0
PseudoUnit | 0 | 0 | 0 | 0 | 0 | 0
FixedInterchange | 0 | 0 | 0 | 0 | 0 | 0
Retrofit VOM Costs by Reporting Type: SOCO
ReportingType | 2015 | 2020 | 2025 | 2030 | 2035 | 2040
BM | 0 | 0 | 0 | 0 | 0 | 0
CC | 0 | 0 | 0 | 0 | 0 | 0
CSP | 0 | 0 | 0 | 0 | 0 | 0
CT | 0 | 0 | 0 | 0 | 0 | 0
Coal | 115.03 | 59.68 | 18.7 | 59.26 | 98.38 | 112.43
Geo | 0 | 0 | 0 | 0 | 0 | 0
H | 0 | 0 | 0 | 0 | 0 | 0
LFG | 0 | 0 | 0 | 0 | 0 | 0
Nuc | 0 | 0 | 0 | 0 | 0 | 0
PS | 0 | 0 | 0 | 0 | 0 | 0
PV | 0 | 0 | 0 | 0 | 0 | 0
PeakG | 0 | 0 | 0 | 0 | 0 | 0
PeakO | 0 | 0 | 0 | 0 | 0 | 0
ST | 0 | 0 | 0 | 0 | 0 | 0
STOG | 0 | 0 | 0 | 0 | 0 | 0
STWD | 0 | 0 | 0 | 0 | 0 | 0
WT | 0 | 0 | 0 | 0 | 0 | 0
IGCC | 0 | 0 | 0 | 0 | 0 | 0
DemandResponse | 0 | 0 | 0 | 0 | 0 | 0
IGCC-CCS | 0 | 0 | 0 | 0 | 0 | 0
WT_off | 0 | 0 | 0 | 0 | 0 | 0
PseudoUnit | 0 | 0 | 0 | 0 | 0 | 0
FixedInterchange | 0 | 0 | 0 | 0 | 0 | 0
Retrofit VOM Costs by Reporting Type: SPP_N
ReportingType | 2015 | 2020 | 2025 | 2030 | 2035 | 2040
BM | 0 | 0 | 0 | 0 | 0 | 0
CC | 0 | 0 | 0 | 0 | 0 | 0
CSP | 0 | 0 | 0 | 0 | 0 | 0
CT | 0 | 0 | 0 | 0 | 0 | 0
Coal | 173.17 | 34.22 | 2.94 | 8.8 | 14.79 | 20.98
Geo | 0 | 0 | 0 | 0 | 0 | 0
H | 0 | 0 | 0 | 0 | 0 | 0
LFG | 0 | 0 | 0 | 0 | 0 | 0
Nuc | 0 | 0 | 0 | 0 | 0 | 0
PS | 0 | 0 | 0 | 0 | 0 | 0
PV | 0 | 0 | 0 | 0 | 0 | 0
PeakG | 0 | 0 | 0 | 0 | 0 | 0
PeakO | 0 | 0 | 0 | 0 | 0 | 0
ST | 0 | 0 | 0 | 0 | 0 | 0
STOG | 0 | 0 | 0 | 0 | 0 | 0
STWD | 0 | 0 | 0 | 0 | 0 | 0
WT | 0 | 0 | 0 | 0 | 0 | 0
IGCC | 0 | 0 | 0 | 0 | 0 | 0
DemandResponse | 0 | 0 | 0 | 0 | 0 | 0
IGCC-CCS | 0 | 0 | 0 | 0 | 0 | 0
WT_off | 0 | 0 | 0 | 0 | 0 | 0
PseudoUnit | 0 | 0 | 0 | 0 | 0 | 0
FixedInterchange | 0 | 0 | 0 | 0 | 0 | 0
Retrofit VOM Costs by Reporting Type: SPP_S
ReportingType | 2015 | 2020 | 2025 | 2030 | 2035 | 2040
BM | 0 | 0 | 0 | 0 | 0 | 0
CC | 0 | 0 | 0 | 0 | 0 | 0
CSP | 0 | 0 | 0 | 0 | 0 | 0
CT | 0 | 0 | 0 | 0 | 0 | 0
Coal | 40.23 | 22.5 | 0 | 0 | 0 | 0
Geo | 0 | 0 | 0 | 0 | 0 | 0
H | 0 | 0 | 0 | 0 | 0 | 0
LFG | 0 | 0 | 0 | 0 | 0 | 0
Nuc | 0 | 0 | 0 | 0 | 0 | 0
PS | 0 | 0 | 0 | 0 | 0 | 0
PV | 0 | 0 | 0 | 0 | 0 | 0
PeakG | 0 | 0 | 0 | 0 | 0 | 0
PeakO | 0 | 0 | 0 | 0 | 0 | 0
ST | 0 | 0 | 0 | 0 | 0 | 0
STOG | 0 | 0 | 0 | 0 | 0 | 0
STWD | 0 | 0 | 0 | 0 | 0 | 0
WT | 0 | 0 | 0 | 0 | 0 | 0
IGCC | 0 | 0 | 0 | 0 | 0 | 0
DemandResponse | 0 | 0 | 0 | 0 | 0 | 0
IGCC-CCS | 0 | 0 | 0 | 0 | 0 | 0
WT_off | 0 | 0 | 0 | 0 | 0 | 0
PseudoUnit | 0 | 0 | 0 | 0 | 0 | 0
FixedInterchange | 0 | 0 | 0 | 0 | 0 | 0
Retrofit VOM Costs by Reporting Type: TVA
ReportingType | 2015 | 2020 | 2025 | 2030 | 2035 | 2040
BM | 0 | 0 | 0 | 0 | 0 | 0
CC | 0 | 0 | 0 | 0 | 0 | 0
CSP | 0 | 0 | 0 | 0 | 0 | 0
CT | 0 | 0 | 0 | 0 | 0 | 0
Coal | 159.22 | 97 | 11.41 | 22.79 | 112.78 | 112.78
Geo | 0 | 0 | 0 | 0 | 0 | 0
H | 0 | 0 | 0 | 0 | 0 | 0
LFG | 0 | 0 | 0 | 0 | 0 | 0
Nuc | 0 | 0 | 0 | 0 | 0 | 0
PS | 0 | 0 | 0 | 0 | 0 | 0
PV | 0 | 0 | 0 | 0 | 0 | 0
PeakG | 0 | 0 | 0 | 0 | 0 | 0
PeakO | 0 | 0 | 0 | 0 | 0 | 0
ST | 0 | 0 | 0 | 0 | 0 | 0
STOG | 0 | 0 | 0 | 0 | 0 | 0
STWD | 0 | 0 | 0 | 0 | 0 | 0
WT | 0 | 0 | 0 | 0 | 0 | 0
IGCC | 0 | 0 | 0 | 0 | 0 | 0
DemandResponse | 0 | 0 | 0 | 0 | 0 | 0
IGCC-CCS | 0 | 0 | 0 | 0 | 0 | 0
WT_off | 0 | 0 | 0 | 0 | 0 | 0
PseudoUnit | 0 | 0 | 0 | 0 | 0 | 0
FixedInterchange | 0 | 0 | 0 | 0 | 0 | 0
Retrofit VOM Costs by Reporting Type: TVA_Transmission
ReportingType | 2015 | 2020 | 2025 | 2030 | 2035 | 2040
BM | 0 | 0 | 0 | 0 | 0 | 0
CC | 0 | 0 | 0 | 0 | 0 | 0
CSP | 0 | 0 | 0 | 0 | 0 | 0
CT | 0 | 0 | 0 | 0 | 0 | 0
Coal | 0 | 0 | 0 | 0 | 0 | 0
Geo | 0 | 0 | 0 | 0 | 0 | 0
H | 0 | 0 | 0 | 0 | 0 | 0
LFG | 0 | 0 | 0 | 0 | 0 | 0
Nuc | 0 | 0 | 0 | 0 | 0 | 0
PS | 0 | 0 | 0 | 0 | 0 | 0
PV | 0 | 0 | 0 | 0 | 0 | 0
PeakG | 0 | 0 | 0 | 0 | 0 | 0
PeakO | 0 | 0 | 0 | 0 | 0 | 0
ST | 0 | 0 | 0 | 0 | 0 | 0
STOG | 0 | 0 | 0 | 0 | 0 | 0
STWD | 0 | 0 | 0 | 0 | 0 | 0
WT | 0 | 0 | 0 | 0 | 0 | 0
IGCC | 0 | 0 | 0 | 0 | 0 | 0
DemandResponse | 0 | 0 | 0 | 0 | 0 | 0
IGCC-CCS | 0 | 0 | 0 | 0 | 0 | 0
WT_off | 0 | 0 | 0 | 0 | 0 | 0
PseudoUnit | 0 | 0 | 0 | 0 | 0 | 0
FixedInterchange | 0 | 0 | 0 | 0 | 0 | 0
Retrofit VOM Costs by Reporting Type: VACAR
ReportingType | 2015 | 2020 | 2025 | 2030 | 2035 | 2040
BM | 0 | 0 | 0 | 0 | 0 | 0
CC | 0 | 0 | 0 | 0 | 0 | 0
CSP | 0 | 0 | 0 | 0 | 0 | 0
CT | 0 | 0 | 0 | 0 | 0 | 0
Coal | 61.63 | 41.79 | 15.17 | 9.6 | 35.16 | 50.58
Geo | 0 | 0 | 0 | 0 | 0 | 0
H | 0 | 0 | 0 | 0 | 0 | 0
LFG | 0 | 0 | 0 | 0 | 0 | 0
Nuc | 0 | 0 | 0 | 0 | 0 | 0
PS | 0 | 0 | 0 | 0 | 0 | 0
PV | 0 | 0 | 0 | 0 | 0 | 0
PeakG | 0 | 0 | 0 | 0 | 0 | 0
PeakO | 0 | 0 | 0 | 0 | 0 | 0
ST | 0 | 0 | 0 | 0 | 0 | 0
STOG | 0 | 0 | 0 | 0 | 0 | 0
STWD | 0 | 0 | 0 | 0 | 0 | 0
WT | 0 | 0 | 0 | 0 | 0 | 0
IGCC | 0 | 0 | 0 | 0 | 0 | 0
DemandResponse | 0 | 0 | 0 | 0 | 0 | 0
IGCC-CCS | 0 | 0 | 0 | 0 | 0 | 0
WT_off | 0 | 0 | 0 | 0 | 0 | 0
PseudoUnit | 0 | 0 | 0 | 0 | 0 | 0
FixedInterchange | 0 | 0 | 0 | 0 | 0 | 0
Retrofit VOM Costs by Reporting Type: IESO
ReportingType | 2015 | 2020 | 2025 | 2030 | 2035 | 2040
BM | 0 | 0 | 0 | 0 | 0 | 0
CC | 0 | 0 | 0 | 0 | 0 | 0
CSP | 0 | 0 | 0 | 0 | 0 | 0
CT | 0 | 0 | 0 | 0 | 0 | 0
Coal | 0 | 0 | 0 | 0 | 0 | 0
Geo | 0 | 0 | 0 | 0 | 0 | 0
H | 0 | 0 | 0 | 0 | 0 | 0
LFG | 0 | 0 | 0 | 0 | 0 | 0
Nuc | 0 | 0 | 0 | 0 | 0 | 0
PS | 0 | 0 | 0 | 0 | 0 | 0
PV | 0 | 0 | 0 | 0 | 0 | 0
PeakG | 0 | 0 | 0 | 0 | 0 | 0
PeakO | 0 | 0 | 0 | 0 | 0 | 0
ST | 0 | 0 | 0 | 0 | 0 | 0
STOG | 0 | 0 | 0 | 0 | 0 | 0
STWD | 0 | 0 | 0 | 0 | 0 | 0
WT | 0 | 0 | 0 | 0 | 0 | 0
IGCC | 0 | 0 | 0 | 0 | 0 | 0
DemandResponse | 0 | 0 | 0 | 0 | 0 | 0
IGCC-CCS | 0 | 0 | 0 | 0 | 0 | 0
WT_off | 0 | 0 | 0 | 0 | 0 | 0
PseudoUnit | 0 | 0 | 0 | 0 | 0 | 0
FixedInterchange | 0 | 0 | 0 | 0 | 0 | 0
Retrofit VOM Costs by Reporting Type: MAPP_CA
ReportingType | 2015 | 2020 | 2025 | 2030 | 2035 | 2040
BM | 0 | 0 | 0 | 0 | 0 | 0
CC | 0 | 0 | 0 | 0 | 0 | 0
CSP | 0 | 0 | 0 | 0 | 0 | 0
CT | 0 | 0 | 0 | 0 | 0 | 0
Coal | 0 | 0 | 0 | 0 | 0 | 0
Geo | 0 | 0 | 0 | 0 | 0 | 0
H | 0 | 0 | 0 | 0 | 0 | 0
LFG | 0 | 0 | 0 | 0 | 0 | 0
Nuc | 0 | 0 | 0 | 0 | 0 | 0
PS | 0 | 0 | 0 | 0 | 0 | 0
PV | 0 | 0 | 0 | 0 | 0 | 0
PeakG | 0 | 0 | 0 | 0 | 0 | 0
PeakO | 0 | 0 | 0 | 0 | 0 | 0
ST | 0 | 0 | 0 | 0 | 0 | 0
STOG | 0 | 0 | 0 | 0 | 0 | 0
STWD | 0 | 0 | 0 | 0 | 0 | 0
WT | 0 | 0 | 0 | 0 | 0 | 0
IGCC | 0 | 0 | 0 | 0 | 0 | 0
DemandResponse | 0 | 0 | 0 | 0 | 0 | 0
IGCC-CCS | 0 | 0 | 0 | 0 | 0 | 0
WT_off | 0 | 0 | 0 | 0 | 0 | 0
PseudoUnit | 0 | 0 | 0 | 0 | 0 | 0
FixedInterchange | 0 | 0 | 0 | 0 | 0 | 0
Retrofit VOM Costs by Reporting Type: AZ_NM_SNV_Coal
ReportingType | 2015 | 2020 | 2025 | 2030 | 2035 | 2040
BM | 0 | 0 | 0 | 0 | 0 | 0
CC | 0 | 0 | 0 | 0 | 0 | 0
CSP | 0 | 0 | 0 | 0 | 0 | 0
CT | 0 | 0 | 0 | 0 | 0 | 0
Coal | 224.07 | 170.21 | 4.7 | 2.68 | 33.7 | 33.7
Geo | 0 | 0 | 0 | 0 | 0 | 0
H | 0 | 0 | 0 | 0 | 0 | 0
LFG | 0 | 0 | 0 | 0 | 0 | 0
Nuc | 0 | 0 | 0 | 0 | 0 | 0
PS | 0 | 0 | 0 | 0 | 0 | 0
PV | 0 | 0 | 0 | 0 | 0 | 0
PeakG | 0 | 0 | 0 | 0 | 0 | 0
PeakO | 0 | 0 | 0 | 0 | 0 | 0
ST | 0 | 0 | 0 | 0 | 0 | 0
STOG | 0 | 0 | 0 | 0 | 0 | 0
STWD | 0 | 0 | 0 | 0 | 0 | 0
WT | 0 | 0 | 0 | 0 | 0 | 0
IGCC | 0 | 0 | 0 | 0 | 0 | 0
DemandResponse | 0 | 0 | 0 | 0 | 0 | 0
IGCC-CCS | 0 | 0 | 0 | 0 | 0 | 0
WT_off | 0 | 0 | 0 | 0 | 0 | 0
PseudoUnit | 0 | 0 | 0 | 0 | 0 | 0
FixedInterchange | 0 | 0 | 0 | 0 | 0 | 0
Retrofit VOM Costs by Reporting Type: AZ_NM_SNV_Gas
ReportingType | 2015 | 2020 | 2025 | 2030 | 2035 | 2040
BM | 0 | 0 | 0 | 0 | 0 | 0
CC | 0 | 0 | 0 | 0 | 0 | 0
CSP | 0 | 0 | 0 | 0 | 0 | 0
CT | 0 | 0 | 0 | 0 | 0 | 0
Coal | 0 | 0 | 0 | 0 | 0 | 0
Geo | 0 | 0 | 0 | 0 | 0 | 0
H | 0 | 0 | 0 | 0 | 0 | 0
LFG | 0 | 0 | 0 | 0 | 0 | 0
Nuc | 0 | 0 | 0 | 0 | 0 | 0
PS | 0 | 0 | 0 | 0 | 0 | 0
PV | 0 | 0 | 0 | 0 | 0 | 0
PeakG | 0 | 0 | 0 | 0 | 0 | 0
PeakO | 0 | 0 | 0 | 0 | 0 | 0
ST | 0 | 0 | 0 | 0 | 0 | 0
STOG | 0 | 0 | 0 | 0 | 0 | 0
STWD | 0 | 0 | 0 | 0 | 0 | 0
WT | 0 | 0 | 0 | 0 | 0 | 0
IGCC | 0 | 0 | 0 | 0 | 0 | 0
DemandResponse | 0 | 0 | 0 | 0 | 0 | 0
IGCC-CCS | 0 | 0 | 0 | 0 | 0 | 0
WT_off | 0 | 0 | 0 | 0 | 0 | 0
PseudoUnit | 0 | 0 | 0 | 0 | 0 | 0
FixedInterchange | 0 | 0 | 0 | 0 | 0 | 0
Retrofit VOM Costs by Reporting Type: AZ_NM_SNV_NucRenew
ReportingType | 2015 | 2020 | 2025 | 2030 | 2035 | 2040
BM | 0 | 0 | 0 | 0 | 0 | 0
CC | 0 | 0 | 0 | 0 | 0 | 0
CSP | 0 | 0 | 0 | 0 | 0 | 0
CT | 0 | 0 | 0 | 0 | 0 | 0
Coal | 0 | 0 | 0 | 0 | 0 | 0
Geo | 0 | 0 | 0 | 0 | 0 | 0
H | 0 | 0 | 0 | 0 | 0 | 0
LFG | 0 | 0 | 0 | 0 | 0 | 0
Nuc | 0 | 0 | 0 | 0 | 0 | 0
PS | 0 | 0 | 0 | 0 | 0 | 0
PV | 0 | 0 | 0 | 0 | 0 | 0
PeakG | 0 | 0 | 0 | 0 | 0 | 0
PeakO | 0 | 0 | 0 | 0 | 0 | 0
ST | 0 | 0 | 0 | 0 | 0 | 0
STOG | 0 | 0 | 0 | 0 | 0 | 0
STWD | 0 | 0 | 0 | 0 | 0 | 0
WT | 0 | 0 | 0 | 0 | 0 | 0
IGCC | 0 | 0 | 0 | 0 | 0 | 0
DemandResponse | 0 | 0 | 0 | 0 | 0 | 0
IGCC-CCS | 0 | 0 | 0 | 0 | 0 | 0
WT_off | 0 | 0 | 0 | 0 | 0 | 0
PseudoUnit | 0 | 0 | 0 | 0 | 0 | 0
FixedInterchange | 0 | 0 | 0 | 0 | 0 | 0
Retrofit VOM Costs by Reporting Type: ERCOT
ReportingType | 2015 | 2020 | 2025 | 2030 | 2035 | 2040
BM | 0 | 0 | 0 | 0 | 0 | 0
CC | 0 | 0 | 0 | 0 | 0 | 0
CSP | 0 | 0 | 0 | 0 | 0 | 0
CT | 0 | 0 | 0 | 0 | 0 | 0
Coal | 107.44 | 66.91 | 11.95 | 17.87 | 39.99 | 39.99
Geo | 0 | 0 | 0 | 0 | 0 | 0
H | 0 | 0 | 0 | 0 | 0 | 0
LFG | 0 | 0 | 0 | 0 | 0 | 0
Nuc | 0 | 0 | 0 | 0 | 0 | 0
PS | 0 | 0 | 0 | 0 | 0 | 0
PV | 0 | 0 | 0 | 0 | 0 | 0
PeakG | 0 | 0 | 0 | 0 | 0 | 0
PeakO | 0 | 0 | 0 | 0 | 0 | 0
ST | 0 | 0 | 0 | 0 | 0 | 0
STOG | 0 | 0 | 0 | 0 | 0 | 0
STWD | 0 | 0 | 0 | 0 | 0 | 0
WT | 0 | 0 | 0 | 0 | 0 | 0
IGCC | 0 | 0 | 0 | 0 | 0 | 0
DemandResponse | 0 | 0 | 0 | 0 | 0 | 0
IGCC-CCS | 0 | 0 | 0 | 0 | 0 | 0
WT_off | 0 | 0 | 0 | 0 | 0 | 0
PseudoUnit | 0 | 0 | 0 | 0 | 0 | 0
FixedInterchange | 0 | 0 | 0 | 0 | 0 | 0
Retrofit VOM Costs by Reporting Type: NP15
ReportingType | 2015 | 2020 | 2025 | 2030 | 2035 | 2040
BM | 0 | 0 | 0 | 0 | 0 | 0
CC | 0 | 0 | 0 | 0 | 0 | 0
CSP | 0 | 0 | 0 | 0 | 0 | 0
CT | 0 | 0 | 0 | 0 | 0 | 0
Coal | 1.46 | 0 | 0 | 0 | 0 | 0
Geo | 0 | 0 | 0 | 0 | 0 | 0
H | 0 | 0 | 0 | 0 | 0 | 0
LFG | 0 | 0 | 0 | 0 | 0 | 0
Nuc | 0 | 0 | 0 | 0 | 0 | 0
PS | 0 | 0 | 0 | 0 | 0 | 0
PV | 0 | 0 | 0 | 0 | 0 | 0
PeakG | 0 | 0 | 0 | 0 | 0 | 0
PeakO | 0 | 0 | 0 | 0 | 0 | 0
ST | 0 | 0 | 0 | 0 | 0 | 0
STOG | 0 | 0 | 0 | 0 | 0 | 0
STWD | 0 | 0 | 0 | 0 | 0 | 0
WT | 0 | 0 | 0 | 0 | 0 | 0
IGCC | 0 | 0 | 0 | 0 | 0 | 0
DemandResponse | 0 | 0 | 0 | 0 | 0 | 0
IGCC-CCS | 0 | 0 | 0 | 0 | 0 | 0
WT_off | 0 | 0 | 0 | 0 | 0 | 0
PseudoUnit | 0 | 0 | 0 | 0 | 0 | 0
FixedInterchange | 0 | 0 | 0 | 0 | 0 | 0
Retrofit VOM Costs by Reporting Type: NWPP_Coal
ReportingType | 2015 | 2020 | 2025 | 2030 | 2035 | 2040
BM | 0 | 0 | 0 | 0 | 0 | 0
CC | 0 | 0 | 0 | 0 | 0 | 0
CSP | 0 | 0 | 0 | 0 | 0 | 0
CT | 0 | 0 | 0 | 0 | 0 | 0
Coal | 179.37 | 144.47 | 14.65 | 13.34 | 13.34 | 13.34
Geo | 0 | 0 | 0 | 0 | 0 | 0
H | 0 | 0 | 0 | 0 | 0 | 0
LFG | 0 | 0 | 0 | 0 | 0 | 0
Nuc | 0 | 0 | 0 | 0 | 0 | 0
PS | 0 | 0 | 0 | 0 | 0 | 0
PV | 0 | 0 | 0 | 0 | 0 | 0
PeakG | 0 | 0 | 0 | 0 | 0 | 0
PeakO | 0 | 0 | 0 | 0 | 0 | 0
ST | 0 | 0 | 0 | 0 | 0 | 0
STOG | 0 | 0 | 0 | 0 | 0 | 0
STWD | 0 | 0 | 0 | 0 | 0 | 0
WT | 0 | 0 | 0 | 0 | 0 | 0
IGCC | 0 | 0 | 0 | 0 | 0 | 0
DemandResponse | 0 | 0 | 0 | 0 | 0 | 0
IGCC-CCS | 0 | 0 | 0 | 0 | 0 | 0
WT_off | 0 | 0 | 0 | 0 | 0 | 0
PseudoUnit | 0 | 0 | 0 | 0 | 0 | 0
FixedInterchange | 0 | 0 | 0 | 0 | 0 | 0
Retrofit VOM Costs by Reporting Type: NWPP_Gas
ReportingType | 2015 | 2020 | 2025 | 2030 | 2035 | 2040
BM | 0 | 0 | 0 | 0 | 0 | 0
CC | 0 | 0 | 0 | 0 | 0 | 0
CSP | 0 | 0 | 0 | 0 | 0 | 0
CT | 0 | 0 | 0 | 0 | 0 | 0
Coal | 0 | 0 | 0 | 0 | 0 | 0
Geo | 0 | 0 | 0 | 0 | 0 | 0
H | 0 | 0 | 0 | 0 | 0 | 0
LFG | 0 | 0 | 0 | 0 | 0 | 0
Nuc | 0 | 0 | 0 | 0 | 0 | 0
PS | 0 | 0 | 0 | 0 | 0 | 0
PV | 0 | 0 | 0 | 0 | 0 | 0
PeakG | 0 | 0 | 0 | 0 | 0 | 0
PeakO | 0 | 0 | 0 | 0 | 0 | 0
ST | 0 | 0 | 0 | 0 | 0 | 0
STOG | 0 | 0 | 0 | 0 | 0 | 0
STWD | 0 | 0 | 0 | 0 | 0 | 0
WT | 0 | 0 | 0 | 0 | 0 | 0
IGCC | 0 | 0 | 0 | 0 | 0 | 0
DemandResponse | 0 | 0 | 0 | 0 | 0 | 0
IGCC-CCS | 0 | 0 | 0 | 0 | 0 | 0
WT_off | 0 | 0 | 0 | 0 | 0 | 0
PseudoUnit | 0 | 0 | 0 | 0 | 0 | 0
FixedInterchange | 0 | 0 | 0 | 0 | 0 | 0
Retrofit VOM Costs by Reporting Type: NWPP_NucRenew
ReportingType | 2015 | 2020 | 2025 | 2030 | 2035 | 2040
BM | 0 | 0 | 0 | 0 | 0 | 0
CC | 0 | 0 | 0 | 0 | 0 | 0
CSP | 0 | 0 | 0 | 0 | 0 | 0
CT | 0 | 0 | 0 | 0 | 0 | 0
Coal | 0 | 0 | 0 | 0 | 0 | 0
Geo | 0 | 0 | 0 | 0 | 0 | 0
H | 0 | 0 | 0 | 0 | 0 | 0
LFG | 0 | 0 | 0 | 0 | 0 | 0
Nuc | 0 | 0 | 0 | 0 | 0 | 0
PS | 0 | 0 | 0 | 0 | 0 | 0
PV | 0 | 0 | 0 | 0 | 0 | 0
PeakG | 0 | 0 | 0 | 0 | 0 | 0
PeakO | 0 | 0 | 0 | 0 | 0 | 0
ST | 0 | 0 | 0 | 0 | 0 | 0
STOG | 0 | 0 | 0 | 0 | 0 | 0
STWD | 0 | 0 | 0 | 0 | 0 | 0
WT | 0 | 0 | 0 | 0 | 0 | 0
IGCC | 0 | 0 | 0 | 0 | 0 | 0
DemandResponse | 0 | 0 | 0 | 0 | 0 | 0
IGCC-CCS | 0 | 0 | 0 | 0 | 0 | 0
WT_off | 0 | 0 | 0 | 0 | 0 | 0
PseudoUnit | 0 | 0 | 0 | 0 | 0 | 0
FixedInterchange | 0 | 0 | 0 | 0 | 0 | 0
Retrofit VOM Costs by Reporting Type: RMPA
ReportingType | 2015 | 2020 | 2025 | 2030 | 2035 | 2040
BM | 0 | 0 | 0 | 0 | 0 | 0
CC | 0 | 0 | 0 | 0 | 0 | 0
CSP | 0 | 0 | 0 | 0 | 0 | 0
CT | 0 | 0 | 0 | 0 | 0 | 0
Coal | 232.27 | 197.55 | 22.83 | 18.22 | 18.22 | 18.22
Geo | 0 | 0 | 0 | 0 | 0 | 0
H | 0 | 0 | 0 | 0 | 0 | 0
LFG | 0 | 0 | 0 | 0 | 0 | 0
Nuc | 0 | 0 | 0 | 0 | 0 | 0
PS | 0 | 0 | 0 | 0 | 0 | 0
PV | 0 | 0 | 0 | 0 | 0 | 0
PeakG | 0 | 0 | 0 | 0 | 0 | 0
PeakO | 0 | 0 | 0 | 0 | 0 | 0
ST | 0 | 0 | 0 | 0 | 0 | 0
STOG | 0 | 0 | 0 | 0 | 0 | 0
STWD | 0 | 0 | 0 | 0 | 0 | 0
WT | 0 | 0 | 0 | 0 | 0 | 0
IGCC | 0 | 0 | 0 | 0 | 0 | 0
DemandResponse | 0 | 0 | 0 | 0 | 0 | 0
IGCC-CCS | 0 | 0 | 0 | 0 | 0 | 0
WT_off | 0 | 0 | 0 | 0 | 0 | 0
PseudoUnit | 0 | 0 | 0 | 0 | 0 | 0
FixedInterchange | 0 | 0 | 0 | 0 | 0 | 0
Retrofit VOM Costs by Reporting Type: SP15
ReportingType | 2015 | 2020 | 2025 | 2030 | 2035 | 2040
BM | 0 | 0 | 0 | 0 | 0 | 0
CC | 0 | 0 | 0 | 0 | 0 | 0
CSP | 0 | 0 | 0 | 0 | 0 | 0
CT | 0 | 0 | 0 | 0 | 0 | 0
Coal | 5.19 | 5.66 | 1.64 | 0 | 0 | 0
Geo | 0 | 0 | 0 | 0 | 0 | 0
H | 0 | 0 | 0 | 0 | 0 | 0
LFG | 0 | 0 | 0 | 0 | 0 | 0
Nuc | 0 | 0 | 0 | 0 | 0 | 0
PS | 0 | 0 | 0 | 0 | 0 | 0
PV | 0 | 0 | 0 | 0 | 0 | 0
PeakG | 0 | 0 | 0 | 0 | 0 | 0
PeakO | 0 | 0 | 0 | 0 | 0 | 0
ST | 0 | 0 | 0 | 0 | 0 | 0
STOG | 0 | 0 | 0 | 0 | 0 | 0
STWD | 0 | 0 | 0 | 0 | 0 | 0
WT | 0 | 0 | 0 | 0 | 0 | 0
IGCC | 0 | 0 | 0 | 0 | 0 | 0
DemandResponse | 0 | 0 | 0 | 0 | 0 | 0
IGCC-CCS | 0 | 0 | 0 | 0 | 0 | 0
WT_off | 0 | 0 | 0 | 0 | 0 | 0
PseudoUnit | 0 | 0 | 0 | 0 | 0 | 0
FixedInterchange | 0 | 0 | 0 | 0 | 0 | 0
Retrofit VOM Costs by Reporting Type: ALB
ReportingType | 2015 | 2020 | 2025 | 2030 | 2035 | 2040
BM | 0 | 0 | 0 | 0 | 0 | 0
CC | 0 | 0 | 0 | 0 | 0 | 0
CSP | 0 | 0 | 0 | 0 | 0 | 0
CT | 0 | 0 | 0 | 0 | 0 | 0
Coal | 21.2 | 21.2 | 17.27 | 0 | 0 | 0
Geo | 0 | 0 | 0 | 0 | 0 | 0
H | 0 | 0 | 0 | 0 | 0 | 0
LFG | 0 | 0 | 0 | 0 | 0 | 0
Nuc | 0 | 0 | 0 | 0 | 0 | 0
PS | 0 | 0 | 0 | 0 | 0 | 0
PV | 0 | 0 | 0 | 0 | 0 | 0
PeakG | 0 | 0 | 0 | 0 | 0 | 0
PeakO | 0 | 0 | 0 | 0 | 0 | 0
ST | 0 | 0 | 0 | 0 | 0 | 0
STOG | 0 | 0 | 0 | 0 | 0 | 0
STWD | 0 | 0 | 0 | 0 | 0 | 0
WT | 0 | 0 | 0 | 0 | 0 | 0
IGCC | 0 | 0 | 0 | 0 | 0 | 0
DemandResponse | 0 | 0 | 0 | 0 | 0 | 0
IGCC-CCS | 0 | 0 | 0 | 0 | 0 | 0
WT_off | 0 | 0 | 0 | 0 | 0 | 0
PseudoUnit | 0 | 0 | 0 | 0 | 0 | 0
FixedInterchange | 0 | 0 | 0 | 0 | 0 | 0
Retrofit VOM Costs by Reporting Type: BC
ReportingType | 2015 | 2020 | 2025 | 2030 | 2035 | 2040
BM | 0 | 0 | 0 | 0 | 0 | 0
CC | 0 | 0 | 0 | 0 | 0 | 0
CSP | 0 | 0 | 0 | 0 | 0 | 0
CT | 0 | 0 | 0 | 0 | 0 | 0
Coal | 0 | 0 | 0 | 0 | 0 | 0
Geo | 0 | 0 | 0 | 0 | 0 | 0
H | 0 | 0 | 0 | 0 | 0 | 0
LFG | 0 | 0 | 0 | 0 | 0 | 0
Nuc | 0 | 0 | 0 | 0 | 0 | 0
PS | 0 | 0 | 0 | 0 | 0 | 0
PV | 0 | 0 | 0 | 0 | 0 | 0
PeakG | 0 | 0 | 0 | 0 | 0 | 0
PeakO | 0 | 0 | 0 | 0 | 0 | 0
ST | 0 | 0 | 0 | 0 | 0 | 0
STOG | 0 | 0 | 0 | 0 | 0 | 0
STWD | 0 | 0 | 0 | 0 | 0 | 0
WT | 0 | 0 | 0 | 0 | 0 | 0
IGCC | 0 | 0 | 0 | 0 | 0 | 0
DemandResponse | 0 | 0 | 0 | 0 | 0 | 0
IGCC-CCS | 0 | 0 | 0 | 0 | 0 | 0
WT_off | 0 | 0 | 0 | 0 | 0 | 0
PseudoUnit | 0 | 0 | 0 | 0 | 0 | 0
FixedInterchange | 0 | 0 | 0 | 0 | 0 | 0
Retrofit VOM Costs by Reporting Type: HQ_IESO
ReportingType | 2015 | 2020 | 2025 | 2030 | 2035 | 2040
BM | 0 | 0 | 0 | 0 | 0 | 0
CC | 0 | 0 | 0 | 0 | 0 | 0
CSP | 0 | 0 | 0 | 0 | 0 | 0
CT | 0 | 0 | 0 | 0 | 0 | 0
Coal | 0 | 0 | 0 | 0 | 0 | 0
Geo | 0 | 0 | 0 | 0 | 0 | 0
H | 0 | 0 | 0 | 0 | 0 | 0
LFG | 0 | 0 | 0 | 0 | 0 | 0
Nuc | 0 | 0 | 0 | 0 | 0 | 0
PS | 0 | 0 | 0 | 0 | 0 | 0
PV | 0 | 0 | 0 | 0 | 0 | 0
PeakG | 0 | 0 | 0 | 0 | 0 | 0
PeakO | 0 | 0 | 0 | 0 | 0 | 0
ST | 0 | 0 | 0 | 0 | 0 | 0
STOG | 0 | 0 | 0 | 0 | 0 | 0
STWD | 0 | 0 | 0 | 0 | 0 | 0
WT | 0 | 0 | 0 | 0 | 0 | 0
IGCC | 0 | 0 | 0 | 0 | 0 | 0
DemandResponse | 0 | 0 | 0 | 0 | 0 | 0
IGCC-CCS | 0 | 0 | 0 | 0 | 0 | 0
WT_off | 0 | 0 | 0 | 0 | 0 | 0
PseudoUnit | 0 | 0 | 0 | 0 | 0 | 0
FixedInterchange | 0 | 0 | 0 | 0 | 0 | 0
Retrofit VOM Costs by Reporting Type: HQ_NEISO
ReportingType | 2015 | 2020 | 2025 | 2030 | 2035 | 2040
BM | 0 | 0 | 0 | 0 | 0 | 0
CC | 0 | 0 | 0 | 0 | 0 | 0
CSP | 0 | 0 | 0 | 0 | 0 | 0
CT | 0 | 0 | 0 | 0 | 0 | 0
Coal | 0 | 0 | 0 | 0 | 0 | 0
Geo | 0 | 0 | 0 | 0 | 0 | 0
H | 0 | 0 | 0 | 0 | 0 | 0
LFG | 0 | 0 | 0 | 0 | 0 | 0
Nuc | 0 | 0 | 0 | 0 | 0 | 0
PS | 0 | 0 | 0 | 0 | 0 | 0
PV | 0 | 0 | 0 | 0 | 0 | 0
PeakG | 0 | 0 | 0 | 0 | 0 | 0
PeakO | 0 | 0 | 0 | 0 | 0 | 0
ST | 0 | 0 | 0 | 0 | 0 | 0
STOG | 0 | 0 | 0 | 0 | 0 | 0
STWD | 0 | 0 | 0 | 0 | 0 | 0
WT | 0 | 0 | 0 | 0 | 0 | 0
IGCC | 0 | 0 | 0 | 0 | 0 | 0
DemandResponse | 0 | 0 | 0 | 0 | 0 | 0
IGCC-CCS | 0 | 0 | 0 | 0 | 0 | 0
WT_off | 0 | 0 | 0 | 0 | 0 | 0
PseudoUnit | 0 | 0 | 0 | 0 | 0 | 0
FixedInterchange | 0 | 0 | 0 | 0 | 0 | 0
Retrofit VOM Costs by Reporting Type: HQ_NY
ReportingType | 2015 | 2020 | 2025 | 2030 | 2035 | 2040
BM | 0 | 0 | 0 | 0 | 0 | 0
CC | 0 | 0 | 0 | 0 | 0 | 0
CSP | 0 | 0 | 0 | 0 | 0 | 0
CT | 0 | 0 | 0 | 0 | 0 | 0
Coal | 0 | 0 | 0 | 0 | 0 | 0
Geo | 0 | 0 | 0 | 0 | 0 | 0
H | 0 | 0 | 0 | 0 | 0 | 0
LFG | 0 | 0 | 0 | 0 | 0 | 0
Nuc | 0 | 0 | 0 | 0 | 0 | 0
PS | 0 | 0 | 0 | 0 | 0 | 0
PV | 0 | 0 | 0 | 0 | 0 | 0
PeakG | 0 | 0 | 0 | 0 | 0 | 0
PeakO | 0 | 0 | 0 | 0 | 0 | 0
ST | 0 | 0 | 0 | 0 | 0 | 0
STOG | 0 | 0 | 0 | 0 | 0 | 0
STWD | 0 | 0 | 0 | 0 | 0 | 0
WT | 0 | 0 | 0 | 0 | 0 | 0
IGCC | 0 | 0 | 0 | 0 | 0 | 0
DemandResponse | 0 | 0 | 0 | 0 | 0 | 0
IGCC-CCS | 0 | 0 | 0 | 0 | 0 | 0
WT_off | 0 | 0 | 0 | 0 | 0 | 0
PseudoUnit | 0 | 0 | 0 | 0 | 0 | 0
FixedInterchange | 0 | 0 | 0 | 0 | 0 | 0
Retrofit VOM Costs by Reporting Type: MARITIMES
ReportingType | 2015 | 2020 | 2025 | 2030 | 2035 | 2040
BM | 0 | 0 | 0 | 0 | 0 | 0
CC | 0 | 0 | 0 | 0 | 0 | 0
CSP | 0 | 0 | 0 | 0 | 0 | 0
CT | 0 | 0 | 0 | 0 | 0 | 0
Coal | 0 | 0 | 0 | 0 | 0 | 0
Geo | 0 | 0 | 0 | 0 | 0 | 0
H | 0 | 0 | 0 | 0 | 0 | 0
LFG | 0 | 0 | 0 | 0 | 0 | 0
Nuc | 0 | 0 | 0 | 0 | 0 | 0
PS | 0 | 0 | 0 | 0 | 0 | 0
PV | 0 | 0 | 0 | 0 | 0 | 0
PeakG | 0 | 0 | 0 | 0 | 0 | 0
PeakO | 0 | 0 | 0 | 0 | 0 | 0
ST | 0 | 0 | 0 | 0 | 0 | 0
STOG | 0 | 0 | 0 | 0 | 0 | 0
STWD | 0 | 0 | 0 | 0 | 0 | 0
WT | 0 | 0 | 0 | 0 | 0 | 0
IGCC | 0 | 0 | 0 | 0 | 0 | 0
DemandResponse | 0 | 0 | 0 | 0 | 0 | 0
IGCC-CCS | 0 | 0 | 0 | 0 | 0 | 0
WT_off | 0 | 0 | 0 | 0 | 0 | 0
PseudoUnit | 0 | 0 | 0 | 0 | 0 | 0
FixedInterchange | 0 | 0 | 0 | 0 | 0 | 0
retrofit VOM Costs by Reporting Type: All
ReportingType | 2015 | 2020 | 2025 | 2030 | 2035 | 2040
BM | 0 | 0 | 0 | 0 | 0 | 0
CC | 0 | 0 | 0 | 0 | 0 | 0
CSP | 0 | 0 | 0 | 0 | 0 | 0
CT | 0 | 0 | 0 | 0 | 0 | 0
Coal | 2826.97 | 1741.9 | 322.8 | 475.21 | 1360.36 | 1593.23
Geo | 0 | 0 | 0 | 0 | 0 | 0
H | 0 | 0 | 0 | 0 | 0 | 0
LFG | 0 | 0 | 0 | 0 | 0 | 0
Nuc | 0 | 0 | 0 | 0 | 0 | 0
PS | 0 | 0 | 0 | 0 | 0 | 0
PV | 0 | 0 | 0 | 0 | 0 | 0
PeakG | 0 | 0 | 0 | 0 | 0 | 0
PeakO | 0 | 0 | 0 | 0 | 0 | 0
ST | 0 | 0 | 0 | 0 | 0 | 0
STOG | 0 | 0 | 0 | 0 | 0 | 0
STWD | 0 | 0 | 0 | 0 | 0 | 0
WT | 0 | 0 | 0 | 0 | 0 | 0
IGCC | 0 | 0 | 0 | 0 | 0 | 0
DemandResponse | 0 | 0 | 0 | 0 | 0 | 0
IGCC-CCS | 0 | 0 | 0 | 0 | 0 | 0
WT_off | 0 | 0 | 0 | 0 | 0 | 0
PseudoUnit | 0 | 0 | 0 | 0 | 0 | 0
FixedInterchange | 0 | 0 | 0 | 0 | 0 | 0
retrofit VOM Costs by Reporting Type: EI_US
ReportingType | 2015 | 2020 | 2025 | 2030 | 2035 | 2040
BM | 0 | 0 | 0 | 0 | 0 | 0
CC | 0 | 0 | 0 | 0 | 0 | 0
CSP | 0 | 0 | 0 | 0 | 0 | 0
CT | 0 | 0 | 0 | 0 | 0 | 0
Coal | 2055.97 | 1135.9 | 249.76 | 423.1 | 1255.11 | 1487.98
Geo | 0 | 0 | 0 | 0 | 0 | 0
H | 0 | 0 | 0 | 0 | 0 | 0
LFG | 0 | 0 | 0 | 0 | 0 | 0
Nuc | 0 | 0 | 0 | 0 | 0 | 0
PS | 0 | 0 | 0 | 0 | 0 | 0
PV | 0 | 0 | 0 | 0 | 0 | 0
PeakG | 0 | 0 | 0 | 0 | 0 | 0
PeakO | 0 | 0 | 0 | 0 | 0 | 0
ST | 0 | 0 | 0 | 0 | 0 | 0
STOG | 0 | 0 | 0 | 0 | 0 | 0
STWD | 0 | 0 | 0 | 0 | 0 | 0
WT | 0 | 0 | 0 | 0 | 0 | 0
IGCC | 0 | 0 | 0 | 0 | 0 | 0
DemandResponse | 0 | 0 | 0 | 0 | 0 | 0
IGCC-CCS | 0 | 0 | 0 | 0 | 0 | 0
WT_off | 0 | 0 | 0 | 0 | 0 | 0
PseudoUnit | 0 | 0 | 0 | 0 | 0 | 0
FixedInterchange | 0 | 0 | 0 | 0 | 0 | 0
retrofit VOM Costs by Reporting Type: EI_Canada
ReportingType | 2015 | 2020 | 2025 | 2030 | 2035 | 2040
BM | 0 | 0 | 0 | 0 | 0 | 0
CC | 0 | 0 | 0 | 0 | 0 | 0
CSP | 0 | 0 | 0 | 0 | 0 | 0
CT | 0 | 0 | 0 | 0 | 0 | 0
Coal | 0 | 0 | 0 | 0 | 0 | 0
Geo | 0 | 0 | 0 | 0 | 0 | 0
H | 0 | 0 | 0 | 0 | 0 | 0
LFG | 0 | 0 | 0 | 0 | 0 | 0
Nuc | 0 | 0 | 0 | 0 | 0 | 0
PS | 0 | 0 | 0 | 0 | 0 | 0
PV | 0 | 0 | 0 | 0 | 0 | 0
PeakG | 0 | 0 | 0 | 0 | 0 | 0
PeakO | 0 | 0 | 0 | 0 | 0 | 0
ST | 0 | 0 | 0 | 0 | 0 | 0
STOG | 0 | 0 | 0 | 0 | 0 | 0
STWD | 0 | 0 | 0 | 0 | 0 | 0
WT | 0 | 0 | 0 | 0 | 0 | 0
IGCC | 0 | 0 | 0 | 0 | 0 | 0
DemandResponse | 0 | 0 | 0 | 0 | 0 | 0
IGCC-CCS | 0 | 0 | 0 | 0 | 0 | 0
WT_off | 0 | 0 | 0 | 0 | 0 | 0
PseudoUnit | 0 | 0 | 0 | 0 | 0 | 0
FixedInterchange | 0 | 0 | 0 | 0 | 0 | 0
retrofit VOM Costs by Reporting Type: EI
ReportingType | 2015 | 2020 | 2025 | 2030 | 2035 | 2040
BM | 0 | 0 | 0 | 0 | 0 | 0
CC | 0 | 0 | 0 | 0 | 0 | 0
CSP | 0 | 0 | 0 | 0 | 0 | 0
CT | 0 | 0 | 0 | 0 | 0 | 0
Coal | 2055.97 | 1135.9 | 249.76 | 423.1 | 1255.11 | 1487.98
Geo | 0 | 0 | 0 | 0 | 0 | 0
H | 0 | 0 | 0 | 0 | 0 | 0
LFG | 0 | 0 | 0 | 0 | 0 | 0
Nuc | 0 | 0 | 0 | 0 | 0 | 0
PS | 0 | 0 | 0 | 0 | 0 | 0
PV | 0 | 0 | 0 | 0 | 0 | 0
PeakG | 0 | 0 | 0 | 0 | 0 | 0
PeakO | 0 | 0 | 0 | 0 | 0 | 0
ST | 0 | 0 | 0 | 0 | 0 | 0
STOG | 0 | 0 | 0 | 0 | 0 | 0
STWD | 0 | 0 | 0 | 0 | 0 | 0
WT | 0 | 0 | 0 | 0 | 0 | 0
IGCC | 0 | 0 | 0 | 0 | 0 | 0
DemandResponse | 0 | 0 | 0 | 0 | 0 | 0
IGCC-CCS | 0 | 0 | 0 | 0 | 0 | 0
WT_off | 0 | 0 | 0 | 0 | 0 | 0
PseudoUnit | 0 | 0 | 0 | 0 | 0 | 0
FixedInterchange | 0 | 0 | 0 | 0 | 0 | 0
retrofit VOM Costs by Reporting Type: Outside_EI
ReportingType | 2015 | 2020 | 2025 | 2030 | 2035 | 2040
BM | 0 | 0 | 0 | 0 | 0 | 0
CC | 0 | 0 | 0 | 0 | 0 | 0
CSP | 0 | 0 | 0 | 0 | 0 | 0
CT | 0 | 0 | 0 | 0 | 0 | 0
Coal | 771 | 606 | 73.04 | 52.11 | 105.25 | 105.25
Geo | 0 | 0 | 0 | 0 | 0 | 0
H | 0 | 0 | 0 | 0 | 0 | 0
LFG | 0 | 0 | 0 | 0 | 0 | 0
Nuc | 0 | 0 | 0 | 0 | 0 | 0
PS | 0 | 0 | 0 | 0 | 0 | 0
PV | 0 | 0 | 0 | 0 | 0 | 0
PeakG | 0 | 0 | 0 | 0 | 0 | 0
PeakO | 0 | 0 | 0 | 0 | 0 | 0
ST | 0 | 0 | 0 | 0 | 0 | 0
STOG | 0 | 0 | 0 | 0 | 0 | 0
STWD | 0 | 0 | 0 | 0 | 0 | 0
WT | 0 | 0 | 0 | 0 | 0 | 0
IGCC | 0 | 0 | 0 | 0 | 0 | 0
DemandResponse | 0 | 0 | 0 | 0 | 0 | 0
IGCC-CCS | 0 | 0 | 0 | 0 | 0 | 0
WT_off | 0 | 0 | 0 | 0 | 0 | 0
PseudoUnit | 0 | 0 | 0 | 0 | 0 | 0
FixedInterchange | 0 | 0 | 0 | 0 | 0 | 0
#10 | Base FOM Costs ($million)
Base FOM Costs by Reporting Type: Entergy
ReportingType | 2015 | 2020 | 2025 | 2030 | 2035 | 2040
BM | 0 | 0 | 0 | 0 | 33.82 | 901.8
CC | 477.51 | 683.65 | 582.82 | 610.82 | 675.71 | 675.71
CSP | 0 | 0 | 0 | 0 | 0 | 0
CT | 0 | 0 | 0 | 0 | 0 | 0
Coal | 483.96 | 21.37 | 21.37 | 21.37 | 21.37 | 21.37
Geo | 0 | 0 | 0 | 0 | 0 | 0
H | 10.6 | 10.6 | 10.6 | 12.11 | 26.39 | 26.39
LFG | 0.97 | 0.97 | 13.89 | 13.89 | 13.89 | 13.89
Nuc | 789.41 | 804.93 | 789.41 | 789.41 | 666.82 | 1125.48
PS | 1.4 | 1.4 | 1.4 | 1.4 | 1.4 | 1.4
PV | 0 | 1.13 | 1.77 | 1.87 | 1.99 | 2.16
PeakG | 47.54 | 69.98 | 49.29 | 63.1 | 67 | 67
PeakO | 4.42 | 5.87 | 5.08 | 5.22 | 5.22 | 5.22
ST | 0 | 0 | 0 | 0 | 0 | 0
STOG | 80.09 | 94.77 | 81.24 | 81.24 | 81.24 | 27.55
STWD | 6.6 | 8.26 | 6.73 | 6.73 | 6.73 | 6.73
WT | 3.66 | 3.66 | 3.66 | 6.47 | 71.04 | 71.04
IGCC | 0 | 0 | 0 | 0 | 0 | 0
DemandResponse | 0 | 0 | 0 | 0 | 0 | 0
IGCC-CCS | 0 | 0 | 0 | 0 | 0 | 0
WT_off | 0 | 0 | 0 | 0 | 0 | 0
PseudoUnit | 0 | 0 | 0 | 0 | 0 | 0
FixedInterchange | 0 | 0 | 0 | 0 | 0 | 0
Base FOM Costs by Reporting Type: FRCC
ReportingType | 2015 | 2020 | 2025 | 2030 | 2035 | 2040
BM | 0 | 0 | 0 | 0 | 201.2 | 201.2
CC | 861.81 | 1084.3 | 922.57 | 939.73 | 705.23 | 724.1
CSP | 0 | 0 | 0 | 0 | 0 | 0
CT | 16.6 | 16.6 | 16.6 | 16.6 | 0 | 0
Coal | 163.82 | 99.21 | 104.24 | 111.98 | 113.51 | 114.66
Geo | 0 | 0 | 0 | 0 | 0 | 0
H | 0.78 | 0.78 | 0.78 | 0.78 | 0.78 | 1.18
LFG | 58.63 | 58.63 | 82.46 | 82.46 | 82.46 | 82.46
Nuc | 601.49 | 635.55 | 1073.21 | 1616.14 | 3242.63 | 3635.68
PS | 0 | 0 | 0 | 0 | 0 | 0
PV | 0.75 | 0.75 | 0.75 | 0.75 | 0.75 | 0.75
PeakG | 149.81 | 217.71 | 155.12 | 202.68 | 202.68 | 202.68
PeakO | 64.61 | 83.43 | 68.43 | 24.54 | 24.54 | 24.54
ST | 0 | 0 | 0 | 0 | 0 | 0
STOG | 0 | 0 | 0 | 0 | 0 | 0
STWD | 6.25 | 7.82 | 6.37 | 6.37 | 6.37 | 6.37
WT | 0 | 0 | 0 | 0 | 0 | 0
IGCC | 0 | 0 | 0 | 0 | 0 | 0
DemandResponse | 0 | 0 | 0 | 0 | 0 | 0
IGCC-CCS | 0 | 0 | 0 | 0 | 0 | 0
WT_off | 0 | 0 | 0 | 0 | 0 | 0
PseudoUnit | 0 | 0 | 0 | 0 | 0 | 0
FixedInterchange | 0 | 0 | 0 | 0 | 0 | 0
Base FOM Costs by Reporting Type: MAPP_US
ReportingType | 2015 | 2020 | 2025 | 2030 | 2035 | 2040
BM | 0 | 0 | 0 | 0 | 54.29 | 261.59
CC | 8.58 | 10.98 | 11.16 | 12.41 | 13.12 | 14.33
CSP | 0 | 0 | 0 | 0 | 0 | 0
CT | 2.06 | 5.27 | 5.27 | 8.75 | 8.75 | 8.75
Coal | 129.52 | 99.73 | 105.45 | 106.61 | 106.61 | 0
Geo | 3.95 | 3.95 | 3.95 | 3.95 | 3.95 | 3.95
H | 31.14 | 31.14 | 31.14 | 31.14 | 31.14 | 31.14
LFG | 0.24 | 0.24 | 0.24 | 8.86 | 8.86 | 8.86
Nuc | 0.01 | 0.01 | 0.01 | 0.01 | 0.01 | 0.01
PS | 0 | 0 | 0 | 0 | 0 | 0
PV | 0 | 0 | 0 | 0 | 0 | 0
PeakG | 12.29 | 19.13 | 14.16 | 16.07 | 17.04 | 17.04
PeakO | 9.49 | 12.94 | 10.37 | 10.37 | 10.37 | 10.37
ST | 0 | 0 | 0 | 0 | 0 | 0
STOG | 0 | 0 | 0 | 0 | 0 | 0
STWD | 0 | 0 | 0 | 0 | 0 | 0
WT | 55.22 | 166.08 | 166.08 | 166.08 | 166.08 | 166.08
IGCC | 0 | 0 | 0 | 0 | 0 | 0
DemandResponse | 0 | 0 | 0 | 0 | 0 | 0
IGCC-CCS | 0 | 0 | 0 | 0 | 0 | 0
WT_off | 0 | 0 | 0 | 0 | 0 | 0
PseudoUnit | 0 | 0 | 0 | 0 | 0 | 0
FixedInterchange | 0 | 0 | 0 | 0 | 0 | 0
Base FOM Costs by Reporting Type: MISO_IN
ReportingType | 2015 | 2020 | 2025 | 2030 | 2035 | 2040
BM | 0 | 0 | 0 | 0 | 0.02 | 617.54
CC | 61.65 | 285.05 | 274.69 | 278.2 | 284.17 | 284.17
CSP | 0 | 0 | 0 | 0 | 0 | 0
CT | 0 | 0 | 0 | 0 | 0 | 0
Coal | 718.77 | 494.72 | 461.81 | 490.09 | 591.35 | 693.34
Geo | 0 | 0 | 0 | 0 | 0 | 0
H | 1.07 | 1.07 | 1.07 | 1.07 | 1.07 | 1.07
LFG | 4.46 | 4.46 | 14.11 | 14.11 | 14.11 | 14.11
Nuc | 0.01 | 0.01 | 0.01 | 0.01 | 0.01 | 0.01
PS | 0 | 0 | 0 | 0 | 0 | 0
PV | 0 | 4.18 | 6.66 | 7.18 | 7.63 | 8.23
PeakG | 52.35 | 76.94 | 54.27 | 73.39 | 73.39 | 73.39
PeakO | 10.59 | 13.5 | 10.82 | 10.82 | 10.82 | 10.82
ST | 0 | 0 | 0 | 0 | 0 | 0
STOG | 12.26 | 14.51 | 12.44 | 12.44 | 12.44 | 12.44
STWD | 0 | 0 | 0 | 0 | 0 | 0
WT | 18.31 | 18.31 | 18.31 | 1470.73 | 1470.73 | 1470.73
IGCC | 30.22 | 30.22 | 30.22 | 30.22 | 30.22 | 30.22
DemandResponse | 0 | 0 | 0 | 0 | 0 | 0
IGCC-CCS | 0 | 0 | 0 | 0 | 0 | 0
WT_off | 0 | 0 | 0 | 0 | 0 | 0
PseudoUnit | 0 | 0 | 0 | 0 | 0 | 0
FixedInterchange | 0 | 0 | 0 | 0 | 0 | 0
Base FOM Costs by Reporting Type: MISO_MI
ReportingType | 2015 | 2020 | 2025 | 2030 | 2035 | 2040
BM | 0 | 0 | 0 | 0 | 232.76 | 617.54
CC | 167.47 | 272.72 | 242.87 | 249.26 | 261.47 | 261.47
CSP | 0 | 0 | 0 | 0 | 0 | 0
CT | 0 | 0 | 0 | 0 | 0 | 0
Coal | 428.29 | 132.26 | 116.98 | 136.29 | 186.77 | 186.77
Geo | 0 | 0 | 0 | 0 | 0 | 0
H | 2.01 | 2.01 | 2.01 | 2.01 | 2.01 | 2.01
LFG | 19.67 | 20.5 | 38.95 | 38.95 | 38.95 | 38.95
Nuc | 275.03 | 275.03 | 275.03 | 275.03 | 161.75 | 417.74
PS | 44.44 | 44.44 | 44.44 | 44.44 | 44.44 | 44.44
PV | 0 | 0 | 0 | 0 | 0 | 0
PeakG | 61.2 | 89.88 | 71.67 | 85.63 | 85.63 | 85.63
PeakO | 15.67 | 19.97 | 16.01 | 16.01 | 16.01 | 16.01
ST | 0 | 0 | 0 | 0 | 0 | 0
STOG | 125.33 | 148.3 | 127.13 | 127.13 | 127.13 | 127.13
STWD | 5.22 | 6.54 | 5.33 | 5.33 | 5.33 | 5.33
WT | 61.65 | 78.5 | 83.58 | 87.31 | 87.31 | 263.32
IGCC | 0 | 0 | 0 | 0 | 0 | 0
DemandResponse | 0 | 0 | 0 | 0 | 0 | 0
IGCC-CCS | 0 | 0 | 0 | 0 | 0 | 0
WT_off | 0 | 0 | 0 | 0 | 0 | 0
PseudoUnit | 0 | 0 | 0 | 0 | 0 | 0
FixedInterchange | 0 | 0 | 0 | 0 | 0 | 0
Base FOM Costs by Reporting Type: MISO_MO-IL
ReportingType | 2015 | 2020 | 2025 | 2030 | 2035 | 2040
BM | 0 | 0 | 0 | 0 | 24.59 | 374.14
CC | 31.4 | 117.4 | 109.55 | 112.7 | 116.73 | 116.73
CSP | 0 | 0 | 0 | 0 | 0 | 0
CT | 0 | 0 | 0 | 0 | 0 | 0
Coal | 741.72 | 170.47 | 161.22 | 175.93 | 206.45 | 224.57
Geo | 0 | 0 | 0 | 0 | 0 | 0
H | 5.01 | 5.01 | 9 | 9 | 9 | 9
LFG | 2.17 | 2.17 | 29.04 | 29.04 | 29.04 | 29.04
Nuc | 308.98 | 325.11 | 325.11 | 325.11 | 325.11 | 325.11
PS | 10.45 | 10.45 | 10.45 | 10.45 | 10.45 | 10.45
PV | 0 | 0 | 0 | 0 | 0 | 0
PeakG | 77.83 | 114.84 | 80.73 | 103.92 | 110.46 | 110.46
PeakO | 21.48 | 28.65 | 22.96 | 22.96 | 22.96 | 22.96
ST | 0 | 0 | 0 | 0 | 0 | 0
STOG | 26.02 | 30.78 | 26.39 | 26.39 | 26.39 | 26.39
STWD | 0 | 0 | 0 | 0 | 0 | 0
WT | 21.36 | 21.36 | 178.56 | 557.99 | 557.99 | 557.99
IGCC | 0 | 0 | 0 | 0 | 0 | 0
DemandResponse | 0 | 0 | 0 | 0 | 0 | 0
IGCC-CCS | 0 | 0 | 0 | 0 | 0 | 0
WT_off | 0 | 0 | 0 | 0 | 0 | 0
PseudoUnit | 0 | 0 | 0 | 0 | 0 | 0
FixedInterchange | 0 | 0 | 0 | 0 | 0 | 0
Base FOM Costs by Reporting Type: MISO_W
ReportingType | 2015 | 2020 | 2025 | 2030 | 2035 | 2040
BM | 0 | 0 | 0 | 0 | 0 | 0
CC | 90.43 | 122.4 | 100.29 | 100.29 | 117.09 | 119.83
CSP | 0 | 0 | 0 | 0 | 0 | 0
CT | 0 | 0 | 0 | 0 | 0 | 0
Coal | 664.59 | 256.31 | 263.13 | 171.33 | 184.57 | 89.56
Geo | 0 | 0 | 0 | 0 | 0 | 0
H | 7.08 | 7.08 | 7.08 | 7.08 | 7.08 | 7.08
LFG | 24.73 | 24.73 | 24.73 | 33.36 | 33.36 | 33.36
Nuc | 343.79 | 343.79 | 343.79 | 602.57 | 0.04 | 0.04
PS | 0 | 0 | 0 | 0 | 0 | 0
PV | 0 | 0 | 0 | 0 | 0 | 0
PeakG | 87.12 | 123.54 | 89.97 | 105.17 | 108.71 | 108.71
PeakO | 56.38 | 79.08 | 64.57 | 64.57 | 64.57 | 64.57
ST | 0 | 0 | 0 | 0 | 0 | 0
STOG | 7.56 | 8.94 | 7.67 | 7.67 | 7.67 | 7.67
STWD | 10.03 | 12.55 | 10.23 | 10.23 | 10.23 | 10.23
WT | 268.82 | 268.82 | 2135.44 | 2159.46 | 2260.11 | 2345.13
IGCC | 0 | 0 | 0 | 0 | 0 | 0
DemandResponse | 0 | 0 | 0 | 0 | 0 | 0
IGCC-CCS | 0 | 0 | 0 | 0 | 0 | 0
WT_off | 0 | 0 | 0 | 0 | 0 | 0
PseudoUnit | 0 | 0 | 0 | 0 | 0 | 0
FixedInterchange | 0 | 0 | 0 | 0 | 0 | 0
Base FOM Costs by Reporting Type: MISO_WUMS
ReportingType | 2015 | 2020 | 2025 | 2030 | 2035 | 2040
BM | 0 | 0 | 0 | 0 | 321.69 | 321.69
CC | 158.99 | 233.52 | 213.29 | 213.29 | 227.98 | 231.79
CSP | 0 | 0 | 0 | 0 | 0 | 0
CT | 0 | 8.38 | 10.95 | 10.95 | 22.47 | 22.47
Coal | 245.2 | 96.78 | 90.79 | 92.91 | 94.3 | 104.76
Geo | 0 | 0 | 0 | 0 | 0 | 0
H | 4.79 | 4.8 | 4.8 | 4.8 | 4.8 | 4.8
LFG | 8.57 | 8.57 | 35.44 | 35.44 | 35.44 | 35.44
Nuc | 264.54 | 287.77 | 264.54 | 570.75 | 0.04 | 0.04
PS | 0 | 0 | 0 | 0 | 0 | 0
PV | 0 | 0 | 0 | 0 | 0 | 0
PeakG | 55.64 | 81.65 | 65.08 | 77.65 | 77.65 | 77.65
PeakO | 13.52 | 17.78 | 14.69 | 14.69 | 14.69 | 14.69
ST | 0 | 0 | 0 | 0 | 0 | 0
STOG | 13.21 | 15.63 | 13.39 | 13.39 | 13.39 | 13.39
STWD | 3.37 | 4.21 | 3.43 | 3.43 | 3.43 | 3.43
WT | 46.36 | 46.36 | 47.23 | 157.25 | 386.38 | 491.06
IGCC | 0 | 0 | 0 | 0 | 0 | 0
DemandResponse | 0 | 0 | 0 | 0 | 0 | 0
IGCC-CCS | 0 | 0 | 0 | 0 | 0 | 0
WT_off | 0 | 0 | 0 | 0 | 0 | 0
PseudoUnit | 0 | 0 | 0 | 0 | 0 | 0
FixedInterchange | 0 | 0 | 0 | 0 | 0 | 0
Base FOM Costs by Reporting Type: Nebraska
ReportingType | 2015 | 2020 | 2025 | 2030 | 2035 | 2040
BM | 0 | 0 | 0 | 0 | 0 | 0
CC | 10.62 | 13.51 | 10.85 | 10.85 | 12.75 | 13.28
CSP | 0 | 0 | 0 | 0 | 0 | 0
CT | 0 | 0 | 0 | 0 | 0 | 0
Coal | 257.61 | 38.62 | 38.62 | 40.06 | 40.06 | 47.82
Geo | 0 | 0 | 0 | 0 | 0 | 0
H | 2.38 | 2.38 | 2.38 | 2.38 | 2.38 | 2.38
LFG | 0.72 | 0.72 | 0.72 | 9.35 | 9.35 | 9.35
Nuc | 182.28 | 198.29 | 182.28 | 249.21 | 0.09 | 0.09
PS | 0 | 0 | 0 | 0 | 0 | 0
PV | 0 | 0 | 0 | 0 | 0 | 0
PeakG | 21.82 | 37.31 | 31.37 | 31.37 | 31.37 | 31.37
PeakO | 9.57 | 12.19 | 9.77 | 9.77 | 9.77 | 9.77
ST | 0 | 0 | 0 | 0 | 0 | 0
STOG | 11.87 | 14.04 | 12.04 | 12.04 | 12.04 | 12.04
STWD | 0 | 0 | 0 | 0 | 0 | 0
WT | 10.53 | 522.25 | 527.94 | 619.76 | 689.94 | 689.94
IGCC | 0 | 0 | 0 | 0 | 0 | 0
DemandResponse | 0 | 0 | 0 | 0 | 0 | 0
IGCC-CCS | 0 | 0 | 0 | 0 | 0 | 0
WT_off | 0 | 0 | 0 | 0 | 0 | 0
PseudoUnit | 0 | 0 | 0 | 0 | 0 | 0
FixedInterchange | 0 | 0 | 0 | 0 | 0 | 0
Base FOM Costs by Reporting Type: NEISO
ReportingType | 2015 | 2020 | 2025 | 2030 | 2035 | 2040
BM | 25.35 | 25.35 | 25.35 | 25.35 | 25.35 | 25.35
CC | 339.23 | 424.28 | 356.39 | 383.28 | 416.7 | 416.7
CSP | 0 | 0 | 0 | 0 | 0 | 0
CT | 2.24 | 2.24 | 2.24 | 2.24 | 4.06 | 5.85
Coal | 22.84 | 0 | 0 | 0 | 0 | 0
Geo | 0 | 0 | 0 | 0 | 0 | 0
H | 46.4 | 46.4 | 46.4 | 46.45 | 46.45 | 46.45
LFG | 70.11 | 70.11 | 78.5 | 78.5 | 78.5 | 78.5
Nuc | 676.28 | 735.67 | 676.28 | 676.28 | 488.61 | 932.14
PS | 39.74 | 39.74 | 39.74 | 39.74 | 39.74 | 39.74
PV | 0.03 | 5.41 | 5.6 | 5.81 | 6.28 | 6.45
PeakG | 19.94 | 29.61 | 20.7 | 22.52 | 28.85 | 28.85
PeakO | 34.72 | 44.24 | 35.46 | 35.46 | 35.46 | 35.46
ST | 0 | 0 | 0 | 0 | 0 | 0
STOG | 0 | 0 | 0 | 0 | 0 | 0
STWD | 19.55 | 24.46 | 19.93 | 19.93 | 19.93 | 19.93
WT | 13.44 | 104.29 | 155.17 | 172.85 | 629.6 | 629.6
IGCC | 0 | 0 | 0 | 0 | 0 | 0
DemandResponse | 0 | 0 | 0 | 0 | 0 | 0
IGCC-CCS | 0 | 0 | 0 | 0 | 0 | 0
WT_off | 24.96 | 24.96 | 24.96 | 24.96 | 79.22 | 364.72
PseudoUnit | 0 | 0 | 0 | 0 | 0 | 0
FixedInterchange | 0 | 0 | 0 | 0 | 0 | 0
Base FOM Costs by Reporting Type: NonRTO_Midwest
ReportingType | 2015 | 2020 | 2025 | 2030 | 2035 | 2040
BM | 0 | 0 | 0 | 0 | 225.61 | 617.54
CC | 32.95 | 86.93 | 86.93 | 86.93 | 86.93 | 66.34
CSP | 0 | 0 | 0 | 0 | 0 | 0
CT | 0 | 0 | 0 | 0 | 0 | 0
Coal | 559.47 | 289.36 | 298.32 | 300.09 | 288.72 | 363.06
Geo | 0 | 0 | 0 | 0 | 0 | 0
H | 2.04 | 2.04 | 12.66 | 12.66 | 12.66 | 12.66
LFG | 1.69 | 1.69 | 20.97 | 20.97 | 20.97 | 20.97
Nuc | 0.01 | 0.01 | 0.01 | 0.01 | 0.01 | 0.01
PS | 0 | 0 | 0 | 0 | 0 | 0
PV | 0 | 0 | 0 | 0 | 0 | 0
PeakG | 56.39 | 83.4 | 58.5 | 71.11 | 80.61 | 80.61
PeakO | 0.35 | 0.45 | 0.36 | 0.36 | 0.36 | 0.36
ST | 0 | 0 | 0 | 0 | 0 | 0
STOG | 0 | 0 | 0 | 0 | 0 | 0
STWD | 0 | 0 | 0 | 0 | 0 | 0
WT | 2.26 | 2.26 | 2.26 | 2.26 | 2.26 | 2.26
IGCC | 0 | 0 | 0 | 0 | 0 | 0
DemandResponse | 0 | 0 | 0 | 0 | 0 | 0
IGCC-CCS | 0 | 0 | 0 | 0 | 0 | 0
WT_off | 0 | 0 | 0 | 0 | 0 | 0
PseudoUnit | 0 | 0 | 0 | 0 | 0 | 0
FixedInterchange | 0 | 0 | 0 | 0 | 0 | 0
Base FOM Costs by Reporting Type: NYISO_A-F
ReportingType | 2015 | 2020 | 2025 | 2030 | 2035 | 2040
BM | 0 | 0 | 0 | 0 | 0 | 100.5
CC | 115.84 | 148.08 | 131.11 | 142.52 | 142.52 | 142.52
CSP | 0 | 0 | 0 | 0 | 0 | 0
CT | 0 | 0 | 0 | 0 | 0 | 0
Coal | 0 | 0 | 0 | 0 | 0 | 0
Geo | 0 | 0 | 0 | 0 | 0 | 0
H | 62.6 | 62.6 | 62.6 | 62.6 | 62.6 | 62.6
LFG | 20.8 | 20.8 | 28.97 | 28.97 | 28.97 | 28.97
Nuc | 489.92 | 509.2 | 489.92 | 399.48 | 552.03 | 578.17
PS | 33.52 | 33.52 | 33.52 | 33.52 | 33.52 | 33.52
PV | 0 | 0 | 0 | 0 | 0 | 0
PeakG | 3.78 | 5.56 | 5.31 | 5.31 | 5.31 | 5.31
PeakO | 1.14 | 1.46 | 1.17 | 1.17 | 1.17 | 1.17
ST | 0 | 0 | 0 | 0 | 0 | 0
STOG | 0 | 0 | 0 | 0 | 0 | 0
STWD | 2.76 | 3.45 | 2.81 | 2.81 | 2.81 | 2.81
WT | 113.42 | 133.35 | 133.35 | 422.6 | 422.6 | 422.6
IGCC | 0 | 0 | 0 | 0 | 0 | 0
DemandResponse | 0 | 0 | 0 | 0 | 0 | 0
IGCC-CCS | 0 | 0 | 0 | 0 | 0 | 0
WT_off | 0 | 0 | 0 | 0 | 0 | 0
PseudoUnit | 0 | 0 | 0 | 0 | 0 | 0
FixedInterchange | 0 | 0 | 0 | 0 | 0 | 0
Base FOM Costs by Reporting Type: NYISO_G-I
ReportingType | 2015 | 2020 | 2025 | 2030 | 2035 | 2040
BM | 0 | 0 | 0 | 0 | 52.74 | 80.4
CC | 34.33 | 61.12 | 54.67 | 54.78 | 62.51 | 62.51
CSP | 0 | 0 | 0 | 0 | 0 | 0
CT | 0 | 0 | 0 | 0 | 0 | 0
Coal | 0 | 0 | 0 | 0 | 0 | 0
Geo | 0 | 0 | 0 | 0 | 0 | 0
H | 0.46 | 0.46 | 0.46 | 0.46 | 0.46 | 0.46
LFG | 7.72 | 7.72 | 16.67 | 16.67 | 16.67 | 16.67
Nuc | 297.74 | 323.88 | 297.74 | 297.74 | 452.18 | 207.7
PS | 0 | 0 | 0 | 0 | 0 | 0
PV | 0 | 0 | 0 | 0 | 0 | 33.4
PeakG | 1.51 | 2.04 | 1.56 | 1.56 | 1.56 | 1.56
PeakO | 2.55 | 3.25 | 2.61 | 2.61 | 2.61 | 2.61
ST | 0 | 0 | 0 | 0 | 0 | 0
STOG | 0 | 0 | 0 | 0 | 0 | 0
STWD | 0 | 0 | 0 | 0 | 0 | 0
WT | 0 | 1.68 | 1.68 | 10.11 | 10.11 | 10.11
IGCC | 0 | 0 | 0 | 0 | 0 | 0
DemandResponse | 0 | 0 | 0 | 0 | 0 | 0
IGCC-CCS | 0 | 0 | 0 | 0 | 0 | 0
WT_off | 0 | 0 | 0 | 0 | 0 | 0
PseudoUnit | 0 | 0 | 0 | 0 | 0 | 0
FixedInterchange | 0 | 0 | 0 | 0 | 0 | 0
Base FOM Costs by Reporting Type: NYISO_J-K
ReportingType | 2015 | 2020 | 2025 | 2030 | 2035 | 2040
BM | 0 | 0 | 0 | 0 | 0 | 0
CC | 125.46 | 154.92 | 127.77 | 163.97 | 216.03 | 224.95
CSP | 0 | 0 | 0 | 0 | 0 | 0
CT | 0 | 0 | 0 | 0 | 0 | 0
Coal | 0 | 0 | 0 | 0 | 0 | 0
Geo | 0 | 0 | 0 | 0 | 0 | 0
H | 0 | 0 | 0 | 0 | 0 | 0
LFG | 14.96 | 14.96 | 14.96 | 23.9 | 23.9 | 23.9
Nuc | 0.01 | 0.01 | 0.01 | 0.01 | 0.01 | 0.01
PS | 0 | 0 | 0 | 0 | 0 | 0
PV | 0.53 | 0.53 | 0.53 | 0.53 | 0.53 | 0.53
PeakG | 54.7 | 77.08 | 56.45 | 62.35 | 66.78 | 66.78
PeakO | 61.69 | 79.16 | 63.78 | 65.02 | 65.02 | 65.02
ST | 0 | 0 | 0 | 0 | 0 | 0
STOG | 235.07 | 278.15 | 238.44 | 238.44 | 238.44 | 238.44
STWD | 0 | 0 | 0 | 0 | 0 | 0
WT | 0 | 0 | 0 | 4.77 | 9.26 | 9.26
IGCC | 0 | 0 | 0 | 0 | 0 | 0
DemandResponse | 0 | 0 | 0 | 0 | 0 | 0
IGCC-CCS | 0 | 0 | 0 | 0 | 0 | 0
WT_off | 0 | 0 | 0 | 0 | 0 | 0
PseudoUnit | 0 | 0 | 0 | 0 | 0 | 0
FixedInterchange | 0 | 0 | 0 | 0 | 0 | 0
Base FOM Costs by Reporting Type: PJM_E
ReportingType | 2015 | 2020 | 2025 | 2030 | 2035 | 2040
BM | 3.02 | 3.02 | 3.02 | 3.02 | 3.02 | 33.4
CC | 297.21 | 359.4 | 312.87 | 364.4 | 384.63 | 384.63
CSP | 0 | 0 | 0 | 0 | 0 | 0
CT | 0.18 | 0.18 | 0.18 | 0.18 | 0.18 | 0.18
Coal | 67.42 | 27.04 | 31.98 | 32.27 | 34.91 | 34.91
Geo | 0 | 0 | 0 | 0 | 0 | 0
H | 3.85 | 3.85 | 3.85 | 3.85 | 3.85 | 3.85
LFG | 56.83 | 72.83 | 72.83 | 72.83 | 72.83 | 72.83
Nuc | 1239 | 1184.31 | 1149.53 | 1149.53 | 825.73 | 2282.81
PS | 9.5 | 9.5 | 9.5 | 9.5 | 9.5 | 9.5
PV | 0.75 | 0.75 | 0.75 | 0.75 | 0.75 | 0.75
PeakG | 75.2 | 106.43 | 77.64 | 89.79 | 93.22 | 93.22
PeakO | 75.92 | 100.78 | 82.41 | 82.41 | 82.41 | 82.41
ST | 0 | 0 | 0 | 0 | 0 | 0
STOG | 115.25 | 136.37 | 116.9 | 116.9 | 116.9 | 116.9
STWD | 0 | 0 | 0 | 0 | 0 | 0
WT | 32.63 | 32.63 | 32.63 | 32.63 | 32.63 | 32.63
IGCC | 0 | 0 | 0 | 0 | 0 | 0
DemandResponse | 0 | 0 | 0 | 0 | 0 | 0
IGCC-CCS | 0 | 0 | 0 | 0 | 0 | 0
WT_off | 0 | 0 | 58.67 | 58.67 | 58.67 | 58.67
PseudoUnit | 0 | 0 | 0 | 0 | 0 | 0
FixedInterchange | 0 | 0 | 0 | 0 | 0 | 0
Base FOM Costs by Reporting Type: PJM_ROM
ReportingType | 2015 | 2020 | 2025 | 2030 | 2035 | 2040
BM | 1.81 | 1.81 | 1.81 | 1.81 | 236.97 | 236.97
CC | 142.43 | 174.53 | 145.82 | 173.01 | 193.92 | 193.92
CSP | 0 | 0 | 0 | 0 | 0 | 0
CT | 0.11 | 0.11 | 0.11 | 0.11 | 0.11 | 0.11
Coal | 371.13 | 279.92 | 323.46 | 365.92 | 388.05 | 383.35
Geo | 0 | 0 | 0 | 0 | 0 | 0
H | 19.83 | 19.83 | 19.83 | 29.48 | 29.48 | 29.48
LFG | 43.05 | 74.95 | 74.95 | 74.95 | 74.95 | 74.95
Nuc | 733.21 | 756.8 | 733.21 | 935.39 | 1684.32 | 2431.8
PS | 35.92 | 35.92 | 35.92 | 35.92 | 35.92 | 35.92
PV | 0.06 | 25.06 | 41.38 | 47.37 | 50.71 | 55.19
PeakG | 30.83 | 44.67 | 41.32 | 41.32 | 41.32 | 41.32
PeakO | 45.95 | 58.57 | 46.94 | 46.94 | 46.94 | 46.94
ST | 0 | 0 | 0 | 0 | 0 | 0
STOG | 155.08 | 183.5 | 157.31 | 157.31 | 157.31 | 157.31
STWD | 2.24 | 2.81 | 2.29 | 2.29 | 2.29 | 2.29
WT | 38.48 | 59.55 | 59.55 | 59.55 | 59.55 | 59.55
IGCC | 0 | 0 | 0 | 0 | 0 | 0
DemandResponse | 0 | 0 | 0 | 0 | 0 | 0
IGCC-CCS | 0 | 0 | 0 | 0 | 0 | 0
WT_off | 0 | 0 | 0 | 0 | 0 | 0
PseudoUnit | 0 | 0 | 0 | 0 | 0 | 0
FixedInterchange | 0 | 0 | 0 | 0 | 0 | 0
Base FOM Costs by Reporting Type: PJM_ROR
ReportingType | 2015 | 2020 | 2025 | 2030 | 2035 | 2040
BM | 38.69 | 38.69 | 38.69 | 38.69 | 1060.95 | 1060.95
CC | 517.7 | 828.24 | 755.54 | 789.06 | 825.65 | 825.65
CSP | 0 | 0 | 0 | 0 | 0 | 0
CT | 0.19 | 0.19 | 0.19 | 0.19 | 0.19 | 0.19
Coal | 2448.06 | 1706.27 | 1742.84 | 1991.78 | 2382.47 | 2618.26
Geo | 0 | 0 | 0 | 0 | 0 | 0
H | 26.17 | 33.33 | 33.33 | 33.33 | 33.33 | 33.33
LFG | 65.06 | 65.06 | 126.87 | 126.87 | 126.87 | 126.87
Nuc | 2917.4 | 3014.07 | 2917.4 | 2791.17 | 2168.76 | 5251.13
PS | 73.14 | 73.14 | 73.14 | 73.14 | 73.14 | 73.14
PV | 0.35 | 0.35 | 0.35 | 0.35 | 0.35 | 0.35
PeakG | 325.76 | 481.29 | 337.93 | 436.45 | 464.24 | 464.24
PeakO | 48.69 | 65.15 | 52.22 | 52.22 | 52.22 | 52.22
ST | 0 | 0 | 0 | 0 | 0 | 0
STOG | 93.25 | 110.34 | 94.59 | 94.59 | 94.59 | 50.46
STWD | 6.22 | 7.78 | 6.34 | 6.34 | 6.34 | 6.34
WT | 322.6 | 327.98 | 731.35 | 1345.98 | 1345.98 | 1593.56
IGCC | 0 | 0 | 0 | 0 | 0 | 0
DemandResponse | 0 | 0 | 0 | 0 | 0 | 0
IGCC-CCS | 0 | 0 | 0 | 0 | 0 | 418.66
WT_off | 0 | 0 | 0 | 0 | 0 | 0
PseudoUnit | 0 | 0 | 0 | 0 | 0 | 0
FixedInterchange | 0 | 0 | 0 | 0 | 0 | 0
Base FOM Costs by Reporting Type: SOCO
ReportingType | 2015 | 2020 | 2025 | 2030 | 2035 | 2040
BM | 5.53 | 5.53 | 5.53 | 5.53 | 658.82 | 658.82
CC | 570.23 | 812.39 | 703.61 | 722.07 | 588.18 | 470.3
CSP | 0 | 0 | 0 | 0 | 0 | 0
CT | 0 | 0 | 0 | 0 | 0 | 0
Coal | 549.08 | 280.65 | 284.62 | 297.17 | 350.35 | 369.6
Geo | 0 | 0 | 0 | 0 | 0 | 0
H | 59.74 | 59.74 | 59.74 | 59.74 | 59.74 | 72.09
LFG | 4.46 | 4.46 | 17.39 | 17.39 | 17.39 | 17.39
Nuc | 850.41 | 1045.67 | 1162.41 | 1577.98 | 2326.39 | 3297.69
PS | 39.76 | 39.76 | 39.76 | 39.76 | 39.76 | 39.76
PV | 0 | 0 | 0 | 0 | 0 | 0
PeakG | 178.03 | 264.31 | 184.78 | 241.53 | 132.19 | 132.19
PeakO | 0 | 0 | 0 | 0 | 0 | 0
ST | 0 | 0 | 0 | 0 | 0 | 0
STOG | 0 | 0 | 0 | 0 | 0 | 0
STWD | 21.41 | 26.79 | 21.83 | 21.83 | 21.83 | 21.83
WT | 0 | 0 | 0 | 0 | 2.81 | 2.81
IGCC | 0 | 0 | 0 | 0 | 0 | 0
DemandResponse | 0 | 0 | 0 | 0 | 0 | 0
IGCC-CCS | 0 | 0 | 0 | 0 | 0 | 0
WT_off | 0 | 0 | 0 | 0 | 0 | 0
PseudoUnit | 0 | 0 | 0 | 0 | 0 | 0
FixedInterchange | 0 | 0 | 0 | 0 | 0 | 0
Base FOM Costs by Reporting Type: SPP_N
ReportingType | 2015 | 2020 | 2025 | 2030 | 2035 | 2040
BM | 0 | 0 | 0 | 0 | 0 | 0
CC | 41.13 | 52.29 | 42 | 46.53 | 51.42 | 51.42
CSP | 0 | 0 | 0 | 0 | 0 | 0
CT | 0 | 8.91 | 8.91 | 11.95 | 17.66 | 31.25
Coal | 520.3 | 334.45 | 119.63 | 143.04 | 147.77 | 176.89
Geo | 0 | 0 | 0 | 0 | 0 | 0
H | 0.3 | 0.3 | 0.3 | 0.3 | 0.3 | 0.3
LFG | 0.84 | 0.84 | 0.84 | 12.28 | 12.28 | 12.28
Nuc | 160.51 | 168.89 | 168.89 | 168.89 | 168.89 | 168.89
PS | 0 | 0 | 0 | 0 | 0 | 0
PV | 0 | 0 | 0 | 0 | 0 | 0
PeakG | 74.97 | 117.69 | 105.7 | 105.7 | 105.7 | 105.7
PeakO | 34.89 | 44.84 | 35.94 | 35.94 | 35.94 | 35.94
ST | 0 | 0 | 0 | 0 | 0 | 0
STOG | 76.86 | 90.95 | 77.96 | 77.96 | 77.96 | 77.96
STWD | 0 | 0 | 0 | 0 | 0 | 0
WT | 41.99 | 933.03 | 1686.98 | 1867.8 | 2414.27 | 2446.66
IGCC | 0 | 0 | 0 | 0 | 0 | 0
DemandResponse | 0 | 0 | 0 | 0 | 0 | 0
IGCC-CCS | 0 | 0 | 0 | 0 | 0 | 0
WT_off | 0 | 0 | 0 | 0 | 0 | 0
PseudoUnit | 0 | 0 | 0 | 0 | 0 | 0
FixedInterchange | 0 | 0 | 0 | 0 | 0 | 0
Base FOM Costs by Reporting Type: SPP_S
ReportingType | 2015 | 2020 | 2025 | 2030 | 2035 | 2040
BM | 0 | 0 | 0 | 0 | 0 | 0
CC | 327.42 | 453.69 | 375.11 | 437.79 | 473.86 | 477.49
CSP | 0 | 0 | 0 | 0 | 0 | 0
CT | 2.76 | 13.55 | 13.55 | 17.98 | 26.46 | 46.85
Coal | 640.66 | 198.53 | 29.32 | 29.32 | 29.32 | 29.33
Geo | 0 | 0 | 0 | 0 | 0 | 0
H | 30.03 | 30.03 | 30.03 | 30.03 | 30.03 | 31.32
LFG | 2.29 | 2.29 | 2.29 | 13.72 | 13.72 | 13.72
Nuc | 0.01 | 0.01 | 0.01 | 0.01 | 0.01 | 0.01
PS | 10.59 | 10.59 | 10.59 | 10.59 | 10.59 | 10.59
PV | 0 | 0 | 0 | 0 | 0 | 0
PeakG | 60.2 | 87.93 | 62.37 | 76.78 | 82.77 | 82.77
PeakO | 3.36 | 4.54 | 3.63 | 3.63 | 3.64 | 3.66
ST | 0 | 0 | 0 | 0 | 0 | 0
STOG | 464.54 | 549.68 | 471.2 | 471.2 | 471.2 | 471.2
STWD | 2.69 | 3.37 | 2.75 | 2.75 | 2.75 | 2.75
WT | 90.68 | 1286.59 | 1417.87 | 1548.26 | 2018.76 | 2166.34
IGCC | 0 | 0 | 0 | 0 | 0 | 0
DemandResponse | 0 | 0 | 0 | 0 | 0 | 0
IGCC-CCS | 0 | 0 | 0 | 0 | 0 | 0
WT_off | 0 | 0 | 0 | 0 | 0 | 0
PseudoUnit | 0 | 0 | 0 | 0 | 0 | 0
FixedInterchange | 0 | 0 | 0 | 0 | 0 | 0
Base FOM Costs by Reporting Type: TVA
ReportingType | 2015 | 2020 | 2025 | 2030 | 2035 | 2040
BM | 0 | 0 | 0 | 0 | 743.15 | 743.15
CC | 199.67 | 333.09 | 307.01 | 312.87 | 332.72 | 328.32
CSP | 0 | 0 | 0 | 0 | 0 | 0
CT | 0 | 0 | 0 | 0 | 0 | 0
Coal | 467.75 | 362.45 | 361.98 | 448.42 | 492.29 | 492.29
Geo | 0 | 0 | 0 | 0 | 0 | 0
H | 72.8 | 72.8 | 73.19 | 73.19 | 73.19 | 73.19
LFG | 1.57 | 1.57 | 14.49 | 14.49 | 14.49 | 14.49
Nuc | 1153.81 | 1199.07 | 1153.81 | 1333.46 | 1110.97 | 1761.39
PS | 41.38 | 41.38 | 41.38 | 41.38 | 41.38 | 41.38
PV | 0 | 0 | 0 | 0 | 0 | 0
PeakG | 99.24 | 153.37 | 140.99 | 140.99 | 140.99 | 140.99
PeakO | 1.87 | 2.54 | 1.92 | 2.49 | 2.49 | 2.49
ST | 0 | 0 | 0 | 0 | 0 | 0
STOG | 0 | 0 | 0 | 0 | 0 | 0
STWD | 0.16 | 0.2 | 0.16 | 0.16 | 0.16 | 0.16
WT | 0.99 | 0.99 | 0.99 | 0.99 | 3.8 | 3.8
IGCC | 0 | 0 | 0 | 0 | 0 | 0
DemandResponse | 0 | 0 | 0 | 0 | 0 | 0
IGCC-CCS | 0 | 0 | 0 | 0 | 0 | 227.3
WT_off | 0 | 0 | 0 | 0 | 0 | 0
PseudoUnit | 0 | 0 | 0 | 0 | 0 | 0
FixedInterchange | 0 | 0 | 0 | 0 | 0 | 0
Base FOM Costs by Reporting Type: TVA_Transmission
ReportingType | 2015 | 2020 | 2025 | 2030 | 2035 | 2040
BM | 0 | 0 | 0 | 0 | 0 | 0
CC | 0 | 0 | 0 | 0 | 0 | 0
CSP | 0 | 0 | 0 | 0 | 0 | 0
CT | 0 | 0 | 0 | 0 | 0 | 0
Coal | 0 | 0 | 0 | 0 | 0 | 0
Geo | 0 | 0 | 0 | 0 | 0 | 0
H | 0 | 0 | 0 | 0 | 0 | 0
LFG | 0 | 0 | 0 | 0 | 0 | 0
Nuc | 0 | 0 | 0 | 0 | 0 | 0
PS | 0 | 0 | 0 | 0 | 0 | 0
PV | 0 | 0 | 0 | 0 | 0 | 0
PeakG | 0 | 0 | 0 | 0 | 0 | 0
PeakO | 0 | 0 | 0 | 0 | 0 | 0
ST | 0 | 0 | 0 | 0 | 0 | 0
STOG | 0 | 0 | 0 | 0 | 0 | 0
STWD | 0 | 0 | 0 | 0 | 0 | 0
WT | 0 | 0 | 0 | 0 | 0 | 0
IGCC | 0 | 0 | 0 | 0 | 0 | 0
DemandResponse | 0 | 0 | 0 | 0 | 0 | 0
IGCC-CCS | 0 | 0 | 0 | 0 | 0 | 0
WT_off | 0 | 0 | 0 | 0 | 0 | 0
PseudoUnit | 0 | 0 | 0 | 0 | 0 | 0
FixedInterchange | 0 | 0 | 0 | 0 | 0 | 0
Base FOM Costs by Reporting Type: VACAR
ReportingType | 2015 | 2020 | 2025 | 2030 | 2035 | 2040
BM | 0.09 | 36.04 | 110.64 | 130.08 | 702.15 | 702.15
CC | 390.39 | 435.7 | 409.53 | 418.18 | 425.35 | 425.35
CSP | 0 | 0 | 0 | 0 | 0 | 0
CT | 4.8 | 4.8 | 4.8 | 3.55 | 3.55 | 0
Coal | 400.05 | 419.45 | 360.57 | 158.71 | 166.75 | 178.31
Geo | 0 | 0 | 0 | 0 | 0 | 0
H | 30.23 | 30.23 | 30.23 | 30.23 | 30.23 | 30.97
LFG | 7.64 | 20.52 | 20.52 | 20.52 | 20.52 | 20.52
Nuc | 1664.13 | 1955.26 | 2125.79 | 2720.7 | 2247.81 | 4098.7
PS | 62.1 | 62.1 | 62.1 | 62.1 | 62.1 | 62.1
PV | 0.23 | 2.71 | 2.92 | 3.12 | 3.3 | 3.63
PeakG | 142.93 | 209.84 | 148.17 | 188.38 | 199.72 | 199.72
PeakO | 36.13 | 46.34 | 37.33 | 38.01 | 0 | 0
ST | 0 | 0 | 0 | 0 | 0 | 0
STOG | 4.04 | 4.78 | 4.1 | 4.1 | 0 | 0
STWD | 9.01 | 11.27 | 9.18 | 9.18 | 9.18 | 9.18
WT | 0.03 | 98.25 | 98.25 | 98.25 | 98.25 | 98.25
IGCC | 0 | 0 | 0 | 0 | 0 | 0
DemandResponse | 0 | 0 | 0 | 0 | 0 | 0
IGCC-CCS | 0 | 0 | 0 | 0 | 0 | 0
WT_off | 0.05 | 0.05 | 0.05 | 0.05 | 1016.52 | 1618.62
PseudoUnit | 0 | 0 | 0 | 0 | 0 | 0
FixedInterchange | 0 | 0 | 0 | 0 | 0 | 0
Base FOM Costs by Reporting Type: IESO
ReportingType | 2015 | 2020 | 2025 | 2030 | 2035 | 2040
BM | 32.8 | 32.8 | 32.8 | 32.8 | 32.8 | 32.86
CC | 91.87 | 91.87 | 91.87 | 91.87 | 98.13 | 108.74
CSP | 0 | 0 | 0 | 0 | 0 | 0
CT | 2.46 | 2.46 | 2.46 | 2.46 | 2.46 | 24.41
Coal | 0 | 0 | 0 | 0 | 0 | 0
Geo | 0 | 0 | 0 | 0 | 0 | 0
H | 123.83 | 123.83 | 123.83 | 127.39 | 127.39 | 127.39
LFG | 14.17 | 14.17 | 14.17 | 14.23 | 14.23 | 14.23
Nuc | 1895.33 | 1895.33 | 1895.33 | 1895.33 | 1745.37 | 2079.68
PS | 2.92 | 2.92 | 2.92 | 2.92 | 2.92 | 2.92
PV | 18.26 | 18.26 | 18.26 | 18.26 | 0.44 | 0.44
PeakG | 11.67 | 13.67 | 13.67 | 13.67 | 13.67 | 13.67
PeakO | 0.67 | 0.67 | 0.78 | 0.87 | 0.87 | 0.87
ST | 0 | 0 | 0 | 0 | 0 | 0
STOG | 0 | 0 | 0 | 0 | 0 | 0
STWD | 4.45 | 4.45 | 4.45 | 4.45 | 4.45 | 4.45
WT | 102.92 | 102.92 | 102.92 | 102.92 | 632.36 | 697.67
IGCC | 0 | 0 | 0 | 0 | 0 | 0
DemandResponse | 0 | 0 | 0 | 0 | 0 | 0
IGCC-CCS | 0 | 0 | 0 | 0 | 0 | 0
WT_off | 0 | 0 | 0 | 0 | 0 | 0
PseudoUnit | 0 | 0 | 0 | 0 | 0 | 0
FixedInterchange | 0 | 0 | 0 | 0 | 0 | 0
Base FOM Costs by Reporting Type: MAPP_CA
ReportingType | 2015 | 2020 | 2025 | 2030 | 2035 | 2040
BM | 0 | 0 | 0 | 0 | 0 | 0
CC | 31.9 | 31.9 | 18.29 | 12.63 | 12.95 | 12.95
CSP | 0 | 0 | 0 | 0 | 0 | 0
CT | 0 | 0 | 0 | 0 | 0 | 0
Coal | 41.77 | 42.29 | 0 | 0 | 0 | 0
Geo | 0 | 0 | 0 | 0 | 0 | 0
H | 92.24 | 102.13 | 123.42 | 158.45 | 158.45 | 158.45
LFG | 0 | 0 | 0 | 0 | 0 | 0
Nuc | 0.01 | 0.01 | 0.01 | 0.01 | 0.01 | 15.77
PS | 0 | 0 | 0 | 0 | 0 | 0
PV | 0 | 0 | 0 | 0 | 0 | 0
PeakG | 9.88 | 9.88 | 9.88 | 9.88 | 13.09 | 13.09
PeakO | 0.09 | 0.09 | 0.09 | 0.12 | 0.12 | 0.12
ST | 0 | 0 | 0 | 0 | 0 | 0
STOG | 5.54 | 5.54 | 0 | 0 | 0 | 0
STWD | 0 | 0 | 0 | 0 | 0 | 0
WT | 17.9 | 17.9 | 17.9 | 17.9 | 17.9 | 17.9
IGCC | 0 | 0 | 0 | 0 | 0 | 0
DemandResponse | 0 | 0 | 0 | 0 | 0 | 0
IGCC-CCS | 0 | 0 | 0 | 0 | 0 | 0
WT_off | 0 | 0 | 0 | 0 | 0 | 0
PseudoUnit | 0 | 0 | 0 | 0 | 0 | 0
FixedInterchange | 0 | 0 | 0 | 0 | 0 | 0
Base FOM Costs by Reporting Type: AZ_NM_SNV_Coal
ReportingType | 2015 | 2020 | 2025 | 2030 | 2035 | 2040
BM | 0 | 0 | 0 | 0 | 0 | 0
CC | 0 | 0 | 0 | 0 | 0 | 0
CSP | 0 | 0 | 0 | 0 | 0 | 0
CT | 0 | 0 | 0 | 0 | 0 | 0
Coal | 535.23 | 442.99 | 64.96 | 66.63 | 46.98 | 53.61
Geo | 0 | 0 | 0 | 0 | 0 | 0
H | 0 | 0 | 0 | 0 | 0 | 0
LFG | 0 | 0 | 0 | 0 | 0 | 0
Nuc | 0 | 0 | 0 | 0 | 0 | 0
PS | 0 | 0 | 0 | 0 | 0 | 0
PV | 0 | 0 | 0 | 0 | 0 | 0
PeakG | 0 | 0 | 0 | 0 | 0 | 0
PeakO | 5.77 | 7.38 | 6 | 6 | 6 | 6
ST | 0 | 0 | 0 | 0 | 0 | 0
STOG | 0 | 0 | 0 | 0 | 0 | 0
STWD | 0 | 0 | 0 | 0 | 0 | 0
WT | 0 | 0 | 0 | 0 | 0 | 0
IGCC | 0 | 0 | 0 | 0 | 0 | 0
DemandResponse | 0 | 0 | 0 | 0 | 0 | 0
IGCC-CCS | 0 | 0 | 0 | 0 | 0 | 0
WT_off | 0 | 0 | 0 | 0 | 0 | 0
PseudoUnit | 0 | 0 | 0 | 0 | 0 | 0
FixedInterchange | 0 | 0 | 0 | 0 | 0 | 0
Base FOM Costs by Reporting Type: AZ_NM_SNV_Gas
ReportingType | 2015 | 2020 | 2025 | 2030 | 2035 | 2040
BM | 0 | 0 | 0 | 0 | 0 | 0
CC | 482.11 | 666.7 | 604.61 | 631.28 | 703.62 | 703.62
CSP | 0 | 0 | 0 | 0 | 0 | 0
CT | 4.93 | 4.93 | 4.93 | 4.93 | 4.93 | 4.93
Coal | 0 | 0 | 0 | 0 | 0 | 0
Geo | 0 | 0 | 0 | 0 | 0 | 0
H | 0 | 0 | 0 | 0 | 0 | 0
LFG | 0 | 0 | 0 | 0 | 0 | 0
Nuc | 0 | 0 | 0 | 0 | 0 | 0
PS | 0 | 0 | 0 | 0 | 0 | 0
PV | 0 | 0 | 0 | 0 | 0 | 0
PeakG | 63.97 | 93.45 | 74.33 | 87.99 | 87.99 | 87.99
PeakO | 0 | 0 | 0 | 0 | 0 | 0
ST | 0 | 0 | 0 | 0 | 0 | 0
STOG | 0 | 0 | 0 | 0 | 0 | 0
STWD | 0 | 0 | 0 | 0 | 0 | 0
WT | 0 | 0 | 0 | 0 | 0 | 0
IGCC | 0 | 0 | 0 | 0 | 0 | 0
DemandResponse | 0 | 0 | 0 | 0 | 0 | 0
IGCC-CCS | 0 | 0 | 0 | 0 | 0 | 0
WT_off | 0 | 0 | 0 | 0 | 0 | 0
PseudoUnit | 0 | 0 | 0 | 0 | 0 | 0
FixedInterchange | 0 | 0 | 0 | 0 | 0 | 0
Base FOM Costs by Reporting Type: AZ_NM_SNV_NucRenew
ReportingType | 2015 | 2020 | 2025 | 2030 | 2035 | 2040
BM | 0 | 0 | 0 | 0 | 246.97 | 657.29
CC | 0 | 0 | 0 | 0 | 0 | 0
CSP | 0 | 0 | 0 | 0 | 0 | 0
CT | 0 | 0 | 0 | 0 | 0 | 0
Coal | 0 | 0 | 0 | 0 | 0 | 0
Geo | 0 | 2.11 | 122.18 | 122.18 | 122.18 | 122.18
H | 44.6 | 44.6 | 44.6 | 44.6 | 44.6 | 44.6
LFG | 0.84 | 8.14 | 8.14 | 8.14 | 8.14 | 8.14
Nuc | 484.16 | 564.17 | 564.17 | 798.78 | 985.05 | 985.05
PS | 5.13 | 5.13 | 5.13 | 5.13 | 5.13 | 5.13
PV | 2.38 | 2.38 | 2.38 | 2.38 | 2.38 | 2.38
PeakG | 0 | 0 | 0 | 0 | 0 | 0
PeakO | 0 | 0 | 0 | 0 | 0 | 0
ST | 17.92 | 51.53 | 71.8 | 77.65 | 171.87 | 243.04
STOG | 0 | 0 | 0 | 0 | 0 | 0
STWD | 0.83 | 1.04 | 0.85 | 0.85 | 0.85 | 0.85
WT | 17.57 | 381.65 | 404.41 | 435.07 | 435.07 | 435.07
IGCC | 0 | 0 | 0 | 0 | 0 | 0
DemandResponse | 0 | 0 | 0 | 0 | 0 | 0
IGCC-CCS | 0 | 0 | 0 | 0 | 0 | 0
WT_off | 0 | 0 | 0 | 0 | 0 | 0
PseudoUnit | 0 | 0 | 0 | 0 | 0 | 0
FixedInterchange | 0 | 0 | 0 | 0 | 0 | 0
Base FOM Costs by Reporting Type: ERCOT
ReportingType | 2015 | 2020 | 2025 | 2030 | 2035 | 2040
BM | 14.57 | 14.57 | 14.57 | 14.57 | 408.54 | 408.54
CC | 1163.38 | 1458.44 | 1268.75 | 1298.34 | 1431.45 | 1431.45
CSP | 0 | 0 | 0 | 0 | 0 | 0
CT | 1.67 | 1.67 | 1.67 | 1.67 | 0 | 0
Coal | 276.02 | 235.38 | 188.83 | 190.49 | 190.49 | 233.75
Geo | 0 | 0 | 0 | 0 | 0 | 0
H | 8.05 | 8.05 | 8.05 | 8.05 | 8.05 | 16.99
LFG | 9.05 | 9.05 | 22.26 | 51.64 | 51.64 | 51.64
Nuc | 574.09 | 734.71 | 741.22 | 1095.97 | 1942.64 | 2331.36
PS | 0 | 0 | 0 | 0 | 0 | 0
PV | 0.25 | 0.25 | 0.25 | 0.25 | 0.01 | 0.01
PeakG | 80.63 | 119.03 | 114.62 | 114.62 | 114.62 | 114.62
PeakO | 1.29 | 1.86 | 1.53 | 1.53 | 1.53 | 1.53
ST | 0 | 0 | 0 | 0 | 0 | 0
STOG | 524.16 | 620.23 | 525.05 | 525.05 | 184.51 | 184.51
STWD | 0 | 0 | 0 | 0 | 0 | 0
WT | 315.42 | 315.42 | 1005.77 | 1057.92 | 1124.49 | 1205.49
IGCC | 0 | 0 | 0 | 0 | 0 | 0
DemandResponse | 0 | 0 | 0 | 0 | 0 | 0
IGCC-CCS | 0 | 0 | 0 | 0 | 0 | 120.53
WT_off | 0 | 0 | 0 | 0 | 0 | 0
PseudoUnit | 0 | 0 | 0 | 0 | 0 | 0
FixedInterchange | 0 | 0 | 0 | 0 | 0 | 0
Base FOM Costs by Reporting Type: NP15
ReportingType | 2015 | 2020 | 2025 | 2030 | 2035 | 2040
BM | 0 | 0 | 0 | 0 | 84.75 | 84.75
CC | 277.47 | 334.87 | 316.4 | 331.01 | 357.47 | 271.88
CSP | 0 | 0 | 0 | 0 | 0 | 0
CT | 1.42 | 1.42 | 1.42 | 5.54 | 5.54 | 5.54
Coal | 1.65 | 0 | 0 | 0 | 0 | 0
Geo | 100.8 | 151.36 | 151.36 | 151.36 | 151.36 | 151.36
H | 125.7 | 125.7 | 125.7 | 125.7 | 125.7 | 125.7
LFG | 10.26 | 78.24 | 78.24 | 78.24 | 78.24 | 78.24
Nuc | 302.44 | 364.27 | 334.86 | 334.86 | 334.86 | 334.86
PS | 53.58 | 53.58 | 53.58 | 53.58 | 53.58 | 53.58
PV | 0.89 | 0.89 | 0.89 | 0.89 | 23.35 | 59.31
PeakG | 56.04 | 82.34 | 58.1 | 74.01 | 78.49 | 78.49
PeakO | 10.26 | 13.08 | 10.48 | 10.49 | 10.49 | 10.49
ST | 1.86 | 1.86 | 1.86 | 1.86 | 6.4 | 6.4
STOG | 115.74 | 136.96 | 117.4 | 117.4 | 117.4 | 117.4
STWD | 14.17 | 17.73 | 14.44 | 14.44 | 14.44 | 14.44
WT | 40.21 | 132.82 | 132.82 | 434.51 | 436 | 436
IGCC | 0 | 0 | 0 | 0 | 0 | 0
DemandResponse | 0 | 0 | 0 | 0 | 0 | 0
IGCC-CCS | 0 | 0 | 0 | 0 | 0 | 909.93
WT_off | 0 | 0 | 0 | 0 | 0 | 0
PseudoUnit | 0 | 0 | 0 | 0 | 0 | 0
FixedInterchange | 0 | 0 | 0 | 0 | 0 | 0
Base FOM Costs by Reporting Type: NWPP_Coal
ReportingType | 2015 | 2020 | 2025 | 2030 | 2035 | 2040
BM | 0 | 0 | 0 | 0 | 0 | 0
CC | 0 | 0 | 0 | 0 | 0 | 0
CSP | 0 | 0 | 0 | 0 | 0 | 0
CT | 0 | 0 | 0 | 0 | 0 | 0
Coal | 462.88 | 307.08 | 144.67 | 149.73 | 150.2 | 14.69
Geo | 0 | 0 | 0 | 0 | 0 | 0
H | 0 | 0 | 0 | 0 | 0 | 0
LFG | 0 | 0 | 0 | 0 | 0 | 0
Nuc | 0 | 0 | 0 | 0 | 0 | 0
PS | 0 | 0 | 0 | 0 | 0 | 0
PV | 0 | 0 | 0 | 0 | 0 | 0
PeakG | 0 | 0 | 0 | 0 | 0 | 0
PeakO | 0 | 0 | 0 | 0 | 0 | 0
ST | 0 | 0 | 0 | 0 | 0 | 0
STOG | 0 | 0 | 0 | 0 | 0 | 0
STWD | 0 | 0 | 0 | 0 | 0 | 0
WT | 0 | 0 | 0 | 0 | 0 | 0
IGCC | 0 | 0 | 0 | 0 | 0 | 0
DemandResponse | 0 | 0 | 0 | 0 | 0 | 0
IGCC-CCS | 0 | 0 | 0 | 0 | 0 | 0
WT_off | 0 | 0 | 0 | 0 | 0 | 0
PseudoUnit | 0 | 0 | 0 | 0 | 0 | 0
FixedInterchange | 0 | 0 | 0 | 0 | 0 | 0
Base FOM Costs by Reporting Type: NWPP_Gas
ReportingType | 2015 | 2020 | 2025 | 2030 | 2035 | 2040
BM | 0 | 0 | 0 | 0 | 0 | 0
CC | 192.07 | 316.22 | 295.66 | 295.66 | 276.6 | 272.28
CSP | 0 | 0 | 0 | 0 | 0 | 0
CT | 1 | 1 | 1 | 1 | 0 | 0
Coal | 0 | 0 | 0 | 0 | 0 | 0
Geo | 0 | 0 | 0 | 0 | 0 | 0
H | 0 | 0 | 0 | 0 | 0 | 0
LFG | 0 | 0 | 0 | 0 | 0 | 0
Nuc | 0 | 0 | 0 | 0 | 0 | 0
PS | 0 | 0 | 0 | 0 | 0 | 0
PV | 0 | 0 | 0 | 0 | 0 | 0
PeakG | 0 | 0 | 0 | 0 | 0 | 0
PeakO | 0 | 0 | 0 | 0 | 0 | 0
ST | 0 | 0 | 0 | 0 | 0 | 0
STOG | 0 | 0 | 0 | 0 | 0 | 0
STWD | 0 | 0 | 0 | 0 | 0 | 0
WT | 0 | 0 | 0 | 0 | 0 | 0
IGCC | 0 | 0 | 0 | 0 | 0 | 0
DemandResponse | 0 | 0 | 0 | 0 | 0 | 0
IGCC-CCS | 0 | 0 | 0 | 0 | 0 | 224.15
WT_off | 0 | 0 | 0 | 0 | 0 | 0
PseudoUnit | 0 | 0 | 0 | 0 | 0 | 0
FixedInterchange | 0 | 0 | 0 | 0 | 0 | 0
Base FOM Costs by Reporting Type: NWPP_NucRenew
ReportingType | 2015 | 2020 | 2025 | 2030 | 2035 | 2040
BM | 3.27 | 3.27 | 3.27 | 3.27 | 354.52 | 909.55
CC | 0 | 0 | 0 | 0 | 0 | 0
CSP | 0 | 0 | 0 | 0 | 0 | 0
CT | 0 | 0 | 0 | 0 | 0 | 0
Coal | 0 | 0 | 0 | 0 | 0 | 0
Geo | 35.81 | 35.81 | 72.38 | 72.38 | 72.38 | 72.38
H | 480.54 | 480.54 | 480.54 | 480.54 | 485.31 | 485.31
LFG | 15.5 | 43.24 | 44.91 | 44.91 | 44.91 | 44.91
Nuc | 164.67 | 164.67 | 164.67 | 164.67 | 306.81 | 367.27
PS | 6.12 | 6.12 | 6.12 | 6.12 | 6.12 | 6.12
PV | 0.04 | 0.04 | 0.04 | 0.04 | 0.04 | 0.04
PeakG | 0 | 0 | 0 | 0 | 0 | 0
PeakO | 0 | 0 | 0 | 0 | 0 | 0
ST | 0 | 0 | 0 | 0 | 0 | 0
STOG | 0 | 0 | 0 | 0 | 0 | 0
STWD | 17.98 | 22.5 | 18.33 | 18.33 | 18.33 | 18.33
WT | 228.93 | 228.93 | 228.93 | 1020.16 | 1089.3 | 1232.63
IGCC | 0 | 0 | 0 | 0 | 0 | 0
DemandResponse | 0 | 0 | 0 | 0 | 0 | 0
IGCC-CCS | 0 | 0 | 0 | 0 | 0 | 0
WT_off | 0 | 0 | 0 | 0 | 0 | 0
PseudoUnit | 0 | 0 | 0 | 0 | 0 | 0
FixedInterchange | 0 | 0 | 0 | 0 | 0 | 0
Base FOM Costs by Reporting Type: RMPA
ReportingType | 2015 | 2020 | 2025 | 2030 | 2035 | 2040
BM | 0 | 0 | 0 | 0 | 374.55 | 374.55
CC | 79.71 | 141.01 | 121.07 | 162 | 150.03 | 137.18
CSP | 0 | 0 | 0 | 0 | 0 | 0
CT | 1.02 | 1.02 | 1.02 | 1.02 | 0 | 0
Coal | 443.89 | 335.53 | 194.06 | 196.7 | 50.04 | 57
Geo | 0 | 0 | 216.56 | 216.56 | 216.56 | 216.56
H | 13.99 | 13.99 | 13.99 | 13.99 | 13.99 | 13.99
LFG | 0.89 | 4.37 | 4.37 | 4.37 | 4.37 | 4.37
Nuc | 0.01 | 0.01 | 0.01 | 0.01 | 0.01 | 0.01
PS | 13.37 | 13.37 | 13.37 | 13.37 | 13.37 | 13.37
PV | 0.31 | 0.31 | 0.31 | 0.31 | 0.31 | 0.31
PeakG | 48.87 | 72.26 | 50.7 | 61.6 | 69.81 | 69.81
PeakO | 5.49 | 6.99 | 5.61 | 5.61 | 5.61 | 5.61
ST | 0.19 | 26.08 | 26.08 | 30.04 | 30.04 | 30.04
STOG | 0 | 0 | 0 | 0 | 0 | 0
STWD | 0 | 0 | 0 | 0 | 0 | 0
WT | 67.62 | 195.84 | 195.84 | 223.59 | 240.42 | 263.83
IGCC | 0 | 0 | 0 | 0 | 0 | 0
DemandResponse | 0 | 0 | 0 | 0 | 0 | 0
IGCC-CCS | 0 | 0 | 0 | 0 | 0 | 235.61
WT_off | 0 | 0 | 0 | 0 | 0 | 0
PseudoUnit | 0 | 0 | 0 | 0 | 0 | 0
FixedInterchange | 0 | 0 | 0 | 0 | 0 | 0
Base FOM Costs by Reporting Type: SP15
ReportingType | 2015 | 2020 | 2025 | 2030 | 2035 | 2040
BM | 0.6 | 0.6 | 0.6 | 0.6 | 67.8 | 67.8
CC | 308.63 | 444.56 | 448 | 457.59 | 491.57 | 486.38
CSP | 0 | 0 | 0 | 0 | 0 | 0
CT | 0 | 0 | 0 | 0 | 0 | 0
Coal | 11.02 | 8.11 | 7.61 | 8.09 | 8.23 | 0
Geo | 86.16 | 208.35 | 208.35 | 208.35 | 208.35 | 208.35
H | 16.57 | 16.57 | 16.57 | 16.57 | 16.57 | 16.57
LFG | 26.93 | 93.8 | 93.8 | 93.8 | 93.8 | 93.8
Nuc | 327.58 | 356.35 | 327.59 | 327.59 | 327.59 | 447.86
PS | 34.19 | 34.19 | 34.19 | 34.19 | 34.19 | 34.19
PV | 1.87 | 1.87 | 1.87 | 1.87 | 1.87 | 1.87
PeakG | 76.73 | 111.44 | 93.22 | 103.59 | 103.59 | 103.59
PeakO | 1.47 | 1.91 | 1.53 | 1.53 | 1.53 | 1.53
ST | 28.67 | 28.67 | 28.67 | 71.11 | 171.86 | 313.12
STOG | 371.66 | 439.77 | 376.99 | 376.99 | 376.99 | 331.71
STWD | 3.81 | 4.77 | 3.89 | 3.89 | 3.89 | 3.89
WT | 71.03 | 107.28 | 107.28 | 646.17 | 646.17 | 646.17
IGCC | 0 | 0 | 0 | 0 | 0 | 0
DemandResponse | 0 | 0 | 0 | 0 | 0 | 0
IGCC-CCS | 0 | 0 | 0 | 0 | 378.79 | 1131.24
WT_off | 0 | 0 | 0 | 0 | 0 | 0
PseudoUnit | 0 | 0 | 0 | 0 | 0 | 0
FixedInterchange | 0 | 0 | 0 | 0 | 0 | 0
Base FOM Costs by Reporting Type: ALB
ReportingType | 2015 | 2020 | 2025 | 2030 | 2035 | 2040
BM | 0 | 0 | 0 | 0 | 0 | 0
CC | 65.34 | 76.21 | 78.61 | 35.7 | 37.1 | 37.09
CSP | 0 | 0 | 0 | 0 | 0 | 0
CT | 1.35 | 1.35 | 1.35 | 1.35 | 0 | 0
Coal | 380.9 | 399.22 | 412.86 | 14.69 | 14.69 | 14.69
Geo | 0 | 0 | 0 | 0 | 0 | 0
H | 12.99 | 12.99 | 12.99 | 12.99 | 12.99 | 12.99
LFG | 1.21 | 1.21 | 1.21 | 1.21 | 1.21 | 1.21
Nuc | 0.01 | 0.01 | 65.24 | 869.65 | 1034.74 | 1182.36
PS | 0 | 0 | 0 | 0 | 0 | 0
PV | 0 | 0 | 0 | 0 | 0 | 0
PeakG | 22.88 | 22.88 | 22.88 | 22.88 | 32.23 | 32.23
PeakO | 0 | 0 | 0 | 0 | 0 | 0
ST | 0 | 0 | 0 | 0 | 0 | 0
STOG | 0 | 0 | 0 | 0 | 0 | 0
STWD | 5.58 | 5.58 | 5.58 | 5.58 | 5.58 | 5.58
WT | 22.94 | 22.94 | 22.94 | 22.94 | 25.5 | 25.5
IGCC | 0 | 0 | 0 | 0 | 0 | 0
DemandResponse | 0 | 0 | 0 | 0 | 0 | 0
IGCC-CCS | 0 | 0 | 0 | 0 | 0 | 0
WT_off | 0 | 0 | 0 | 0 | 0 | 0
PseudoUnit | 0 | 0 | 0 | 0 | 0 | 0
FixedInterchange | 0 | 0 | 0 | 0 | 0 | 0
Base FOM Costs by Reporting Type: BC
ReportingType | 2015 | 2020 | 2025 | 2030 | 2035 | 2040
BM | 0 | 0 | 0 | 0 | 0 | 0
CC | 22.23 | 28.68 | 28.68 | 29.2 | 30.07 | 30.07
CSP | 0 | 0 | 0 | 0 | 0 | 0
CT | 0 | 0 | 0 | 0 | 0 | 0
Coal | 0 | 0 | 0 | 0 | 0 | 0
Geo | 0 | 0 | 0 | 0 | 0 | 0
H | 173.22 | 173.22 | 173.22 | 173.22 | 173.22 | 173.22
LFG | 2.9 | 2.9 | 2.9 | 2.9 | 2.9 | 2.9
Nuc | 0.01 | 0.01 | 40.17 | 200.04 | 299.34 | 404.07
PS | 0 | 0 | 0 | 0 | 0 | 0
PV | 0 | 0 | 0 | 0 | 0 | 0
PeakG | 2.66 | 2.77 | 3.3 | 3.3 | 3.3 | 3.3
PeakO | 1.16 | 1.29 | 1.29 | 1.29 | 1.29 | 1.29
ST | 0 | 0 | 0 | 0 | 0 | 0
STOG | 0 | 0 | 0 | 0 | 0 | 0
STWD | 16.34 | 16.34 | 16.34 | 16.34 | 16.34 | 16.34
WT | 7.53 | 7.53 | 7.53 | 7.53 | 11.91 | 11.91
IGCC | 0 | 0 | 0 | 0 | 0 | 0
DemandResponse | 0 | 0 | 0 | 0 | 0 | 0
IGCC-CCS | 0 | 0 | 0 | 0 | 0 | 0
WT_off | 0 | 0 | 0 | 0 | 0 | 0
PseudoUnit | 0 | 0 | 0 | 0 | 0 | 0
FixedInterchange | 0 | 0 | 0 | 0 | 0 | 0
Base FOM Costs by Reporting Type: HQ_IESO
ReportingType | 2015 | 2020 | 2025 | 2030 | 2035 | 2040
BM | 0 | 0 | 0 | 0 | 0 | 0
CC | 0 | 0 | 0 | 0 | 0 | 0
CSP | 0 | 0 | 0 | 0 | 0 | 0
CT | 0 | 0 | 0 | 0 | 0 | 0
Coal | 0 | 0 | 0 | 0 | 0 | 0
Geo | 0 | 0 | 0 | 0 | 0 | 0
H | 0 | 0 | 0 | 0 | 0 | 0
LFG | 0 | 0 | 0 | 0 | 0 | 0
Nuc | 0.01 | 0.01 | 0.01 | 0.01 | 0.01 | 0.01
PS | 0 | 0 | 0 | 0 | 0 | 0
PV | 0 | 0 | 0 | 0 | 0 | 0
PeakG | 0 | 0 | 0 | 0 | 0 | 0
PeakO | 0 | 0 | 0 | 0 | 0 | 0
ST | 0 | 0 | 0 | 0 | 0 | 0
STOG | 0 | 0 | 0 | 0 | 0 | 0
STWD | 0 | 0 | 0 | 0 | 0 | 0
WT | 0 | 0 | 0 | 0 | 0 | 0
IGCC | 0 | 0 | 0 | 0 | 0 | 0
DemandResponse | 0 | 0 | 0 | 0 | 0 | 0
IGCC-CCS | 0 | 0 | 0 | 0 | 0 | 0
WT_off | 0 | 0 | 0 | 0 | 0 | 0
PseudoUnit | 0 | 0 | 0 | 0 | 0 | 0
FixedInterchange | 0 | 0 | 0 | 0 | 0 | 0
Base FOM Costs by Reporting Type: HQ_NEISO
ReportingType | 2015 | 2020 | 2025 | 2030 | 2035 | 2040
BM | 0 | 0 | 0 | 0 | 0 | 0
CC | 0 | 0 | 0 | 0 | 0 | 0
CSP | 0 | 0 | 0 | 0 | 0 | 0
CT | 0 | 0 | 0 | 0 | 0 | 0
Coal | 0 | 0 | 0 | 0 | 0 | 0
Geo | 0 | 0 | 0 | 0 | 0 | 0
H | 0 | 0 | 0 | 0 | 0 | 0
LFG | 0 | 0 | 0 | 0 | 0 | 0
Nuc | 0.01 | 0.01 | 0.01 | 0.01 | 0.01 | 0.01
PS | 0 | 0 | 0 | 0 | 0 | 0
PV | 0 | 0 | 0 | 0 | 0 | 0
PeakG | 0 | 0 | 0 | 0 | 0 | 0
PeakO | 0 | 0 | 0 | 0 | 0 | 0
ST | 0 | 0 | 0 | 0 | 0 | 0
STOG | 0 | 0 | 0 | 0 | 0 | 0
STWD | 0 | 0 | 0 | 0 | 0 | 0
WT | 0 | 0 | 0 | 0 | 0 | 0
IGCC | 0 | 0 | 0 | 0 | 0 | 0
DemandResponse | 0 | 0 | 0 | 0 | 0 | 0
IGCC-CCS | 0 | 0 | 0 | 0 | 0 | 0
WT_off | 0 | 0 | 0 | 0 | 0 | 0
PseudoUnit | 0 | 0 | 0 | 4.27 | 4.27 | 4.27
FixedInterchange | 0 | 0 | 0 | 0 | 0 | 0
Base FOM Costs by Reporting Type: HQ_NY
ReportingType | 2015 | 2020 | 2025 | 2030 | 2035 | 2040
BM | 0 | 0 | 0 | 0 | 0 | 0
CC | 0 | 0 | 0 | 0 | 0 | 0
CSP | 0 | 0 | 0 | 0 | 0 | 0
CT | 0 | 0 | 0 | 0 | 0 | 0
Coal | 0 | 0 | 0 | 0 | 0 | 0
Geo | 0 | 0 | 0 | 0 | 0 | 0
H | 0 | 0 | 0 | 0 | 0 | 0
LFG | 0 | 0 | 0 | 0 | 0 | 0
Nuc | 0.01 | 0.01 | 0.01 | 0.01 | 0.01 | 0.01
PS | 0 | 0 | 0 | 0 | 0 | 0
PV | 0 | 0 | 0 | 0 | 0 | 0
PeakG | 0 | 0 | 0 | 0 | 0 | 0
PeakO | 0 | 0 | 0 | 0 | 0 | 0
ST | 0 | 0 | 0 | 0 | 0 | 0
STOG | 0 | 0 | 0 | 0 | 0 | 0
STWD | 0 | 0 | 0 | 0 | 0 | 0
WT | 0 | 0 | 0 | 0 | 0 | 0
IGCC | 0 | 0 | 0 | 0 | 0 | 0
DemandResponse | 0 | 0 | 0 | 0 | 0 | 0
IGCC-CCS | 0 | 0 | 0 | 0 | 0 | 0
WT_off | 0 | 0 | 0 | 0 | 0 | 0
PseudoUnit | 0 | 0 | 35.6 | 35.6 | 35.6 | 35.6
FixedInterchange | 0 | 0 | 0 | 0 | 0 | 0
Base FOM Costs by Reporting Type: MARITIMES
ReportingType | 2015 | 2020 | 2025 | 2030 | 2035 | 2040
BM | 0 | 0 | 0 | 0 | 0 | 0
CC | 0 | 0 | 0 | 0 | 0 | 0
CSP | 0 | 0 | 0 | 0 | 0 | 0
CT | 0 | 0 | 0 | 0 | 0 | 0
Coal | 0 | 0 | 0 | 0 | 0 | 0
Geo | 0 | 0 | 0 | 0 | 0 | 0
H | 0 | 0 | 0 | 0 | 0 | 0
LFG | 0 | 0 | 0 | 0 | 0 | 0
Nuc | 0.01 | 0.01 | 0.01 | 0.01 | 0.01 | 0.01
PS | 0 | 0 | 0 | 0 | 0 | 0
PV | 0 | 0 | 0 | 0 | 0 | 0
PeakG | 0 | 0 | 0 | 0 | 0 | 0
PeakO | 0 | 0 | 0 | 0 | 0 | 0
ST | 0 | 0 | 0 | 0 | 0 | 0
STOG | 0 | 0 | 0 | 0 | 0 | 0
STWD | 0 | 0 | 0 | 0 | 0 | 0
WT | 0 | 0 | 0 | 0 | 0 | 0
IGCC | 0 | 0 | 0 | 0 | 0 | 0
DemandResponse | 0 | 0 | 0 | 0 | 0 | 0
IGCC-CCS | 0 | 0 | 0 | 0 | 0 | 0
WT_off | 0 | 0 | 0 | 0 | 0 | 0
PseudoUnit | 0 | 0 | 0 | 7.12 | 7.12 | 7.12
FixedInterchange | 0 | 0 | 0 | 0 | 0 | 0
Base FOM Costs by Reporting Type: All
ReportingType | 2015 | 2020 | 2025 | 2030 | 2035 | 2040
BM | 125.73 | 161.68 | 236.28 | 255.72 | 6147.03 | 10090.09
CC | 7717.19 | 10738.67 | 9548.37 | 9968.24 | 10203.67 | 10003.17
CSP | 0 | 0 | 0 | 0 | 0 | 0
CT | 42.8 | 74.09 | 76.66 | 90.47 | 96.36 | 150.52
Coal | 12033.6 | 7078.2 | 5929.33 | 5739.62 | 6286.26 | 6502.58
Geo | 226.72 | 401.57 | 774.79 | 774.79 | 774.79 | 774.79
H | 1511 | 1528.07 | 1564.36 | 1614.16 | 1633.21 | 1656.93
LFG | 498.94 | 733.94 | 999.86 | 1086.97 | 1086.97 | 1086.97
Nuc | 16696.36 | 17842.96 | 18261.73 | 22165.86 | 23398.71 | 34662.99
PS | 517.25 | 517.25 | 517.25 | 517.25 | 517.25 | 517.25
PV | 26.7 | 64.87 | 84.7 | 91.73 | 100.67 | 175.82
PeakG | 2062.43 | 3021.93 | 2293.82 | 2734.35 | 2734.01 | 2734.01
PeakO | 579.18 | 757.98 | 613.77 | 572.61 | 534.61 | 534.63
ST | 48.64 | 108.14 | 128.41 | 180.65 | 380.17 | 592.6
STOG | 2437.53 | 2883.24 | 2460.23 | 2460.23 | 2115.59 | 1972.5
STWD | 158.67 | 191.92 | 161.28 | 161.28 | 161.28 | 161.28
WT | 2034.5 | 5619.16 | 9707.22 | 14759.83 | 17398.58 | 18504.88
IGCC | 30.22 | 30.22 | 30.22 | 30.22 | 30.22 | 30.22
DemandResponse | 0 | 0 | 0 | 0 | 0 | 0
IGCC-CCS | 0 | 0 | 0 | 0 | 378.79 | 3267.42
WT_off | 25.01 | 25.01 | 83.68 | 83.68 | 1154.4 | 2042
PseudoUnit | 0 | 0 | 35.6 | 46.99 | 46.99 | 46.99
FixedInterchange | 0 | 0 | 0 | 0 | 0 | 0
Base FOM Costs by Reporting Type: EI_US
ReportingType | 2015 | 2020 | 2025 | 2030 | 2035 | 2040
BM | 74.48 | 110.43 | 185.03 | 204.47 | 4577.11 | 7554.74
CC | 5002.47 | 7148.19 | 6276.44 | 6622.96 | 6614.68 | 6511.52
CSP | 0 | 0 | 0 | 0 | 0 | 0
CT | 28.95 | 60.23 | 62.8 | 72.49 | 83.43 | 115.63
Coal | 9880.23 | 5307.59 | 4916.33 | 5113.29 | 5825.63 | 6128.84
Geo | 3.95 | 3.95 | 3.95 | 3.95 | 3.95 | 3.95
H | 419.29 | 426.46 | 441.46 | 452.67 | 466.95 | 481.73
LFG | 417.2 | 478.81 | 729.84 | 787.52 | 787.52 | 787.52
Nuc | 12948.03 | 13763.39 | 14128.44 | 16478.93 | 16422.28 | 26514.69
PS | 401.94 | 401.94 | 401.94 | 401.94 | 401.94 | 401.94
PV | 2.71 | 40.88 | 60.71 | 67.73 | 72.28 | 111.45
PeakG | 1689.1 | 2494.21 | 1853.11 | 2242.81 | 2217.22 | 2217.22
PeakO | 552.99 | 724.71 | 586.46 | 545.18 | 507.19 | 507.2
ST | 0 | 0 | 0 | 0 | 0 | 0
STOG | 1420.43 | 1680.75 | 1440.79 | 1440.79 | 1436.69 | 1338.87
STWD | 95.51 | 119.51 | 97.38 | 97.38 | 97.38 | 97.38
WT | 1142.42 | 4105.93 | 7480.89 | 10791.1 | 12739.44 | 13532.71
IGCC | 30.22 | 30.22 | 30.22 | 30.22 | 30.22 | 30.22
DemandResponse | 0 | 0 | 0 | 0 | 0 | 0
IGCC-CCS | 0 | 0 | 0 | 0 | 0 | 645.96
WT_off | 25.01 | 25.01 | 83.68 | 83.68 | 1154.4 | 2042
PseudoUnit | 0 | 0 | 35.6 | 46.99 | 46.99 | 46.99
FixedInterchange | 0 | 0 | 0 | 0 | 0 | 0
Base FOM Costs by Reporting Type: EI_Canada
ReportingType | 2015 | 2020 | 2025 | 2030 | 2035 | 2040
BM | 32.8 | 32.8 | 32.8 | 32.8 | 32.8 | 32.86
CC | 123.77 | 123.77 | 110.16 | 104.5 | 111.08 | 121.69
CSP | 0 | 0 | 0 | 0 | 0 | 0
CT | 2.46 | 2.46 | 2.46 | 2.46 | 2.46 | 24.41
Coal | 41.77 | 42.29 | 0 | 0 | 0 | 0
Geo | 0 | 0 | 0 | 0 | 0 | 0
H | 216.06 | 225.96 | 247.25 | 285.84 | 285.84 | 285.84
LFG | 14.17 | 14.17 | 14.17 | 14.23 | 14.23 | 14.23
Nuc | 1895.36 | 1895.36 | 1895.36 | 1895.36 | 1745.4 | 2095.46
PS | 2.92 | 2.92 | 2.92 | 2.92 | 2.92 | 2.92
PV | 18.26 | 18.26 | 18.26 | 18.26 | 0.44 | 0.44
PeakG | 21.55 | 23.55 | 23.55 | 23.55 | 26.76 | 26.76
PeakO | 0.76 | 0.76 | 0.87 | 0.98 | 0.98 | 0.98
ST | 0 | 0 | 0 | 0 | 0 | 0
STOG | 5.54 | 5.54 | 0 | 0 | 0 | 0
STWD | 4.45 | 4.45 | 4.45 | 4.45 | 4.45 | 4.45
WT | 120.82 | 120.82 | 120.82 | 120.82 | 650.26 | 715.57
IGCC | 0 | 0 | 0 | 0 | 0 | 0
DemandResponse | 0 | 0 | 0 | 0 | 0 | 0
IGCC-CCS | 0 | 0 | 0 | 0 | 0 | 0
WT_off | 0 | 0 | 0 | 0 | 0 | 0
PseudoUnit | 0 | 0 | 0 | 0 | 0 | 0
FixedInterchange | 0 | 0 | 0 | 0 | 0 | 0
Base FOM Costs by Reporting Type: EI
ReportingType | 2015 | 2020 | 2025 | 2030 | 2035 | 2040
BM | 107.28 | 143.23 | 217.83 | 237.27 | 4609.9 | 7587.6
CC | 5126.24 | 7271.97 | 6386.6 | 6727.46 | 6725.76 | 6633.21
CSP | 0 | 0 | 0 | 0 | 0 | 0
CT | 31.41 | 62.7 | 65.27 | 74.95 | 85.89 | 140.05
Coal | 9922 | 5349.88 | 4916.33 | 5113.29 | 5825.63 | 6128.84
Geo | 3.95 | 3.95 | 3.95 | 3.95 | 3.95 | 3.95
H | 635.35 | 652.42 | 688.71 | 738.51 | 752.79 | 767.57
LFG | 431.38 | 492.98 | 744.02 | 801.75 | 801.75 | 801.75
Nuc | 14843.39 | 15658.74 | 16023.8 | 18374.28 | 18167.67 | 28610.15
PS | 404.86 | 404.86 | 404.86 | 404.86 | 404.86 | 404.86
PV | 20.97 | 59.14 | 78.97 | 86 | 72.72 | 111.89
PeakG | 1710.64 | 2517.76 | 1876.66 | 2266.36 | 2243.98 | 2243.98
PeakO | 553.74 | 725.47 | 587.33 | 546.17 | 508.17 | 508.19
ST | 0 | 0 | 0 | 0 | 0 | 0
STOG | 1425.96 | 1686.29 | 1440.79 | 1440.79 | 1436.69 | 1338.87
STWD | 99.96 | 123.96 | 101.84 | 101.84 | 101.84 | 101.84
WT | 1263.24 | 4226.75 | 7601.71 | 10911.92 | 13389.71 | 14248.28
IGCC | 30.22 | 30.22 | 30.22 | 30.22 | 30.22 | 30.22
DemandResponse | 0 | 0 | 0 | 0 | 0 | 0
IGCC-CCS | 0 | 0 | 0 | 0 | 0 | 645.96
WT_off | 25.01 | 25.01 | 83.68 | 83.68 | 1154.4 | 2042
PseudoUnit | 0 | 0 | 35.6 | 46.99 | 46.99 | 46.99
FixedInterchange | 0 | 0 | 0 | 0 | 0 | 0
Base FOM Costs by Reporting Type: Outside_EI
ReportingType | 2015 | 2020 | 2025 | 2030 | 2035 | 2040
BM | 18.45 | 18.45 | 18.45 | 18.45 | 1537.13 | 2502.49
CC | 2590.94 | 3466.7 | 3161.77 | 3240.78 | 3477.91 | 3369.96
CSP | 0 | 0 | 0 | 0 | 0 | 0
CT | 11.39 | 11.39 | 11.39 | 15.52 | 10.47 | 10.47
Coal | 2111.6 | 1728.32 | 1013 | 626.34 | 460.62 | 373.74
Geo | 222.78 | 397.63 | 770.84 | 770.84 | 770.84 | 770.84
H | 875.65 | 875.65 | 875.65 | 875.65 | 880.42 | 889.36
LFG | 67.56 | 240.95 | 255.84 | 285.22 | 285.22 | 285.22
Nuc | 1852.97 | 2184.21 | 2237.93 | 3791.57 | 5231.04 | 6052.85
PS | 112.39 | 112.39 | 112.39 | 112.39 | 112.39 | 112.39
PV | 5.73 | 5.73 | 5.73 | 5.73 | 27.96 | 63.92
PeakG | 351.78 | 504.17 | 417.16 | 467.99 | 490.03 | 490.03
PeakO | 25.44 | 32.51 | 26.43 | 26.44 | 26.44 | 26.44
ST | 48.64 | 108.14 | 128.41 | 180.65 | 380.17 | 592.6
STOG | 1011.56 | 1196.95 | 1019.44 | 1019.44 | 678.9 | 633.62
STWD | 58.71 | 67.96 | 59.44 | 59.44 | 59.44 | 59.44
WT | 771.26 | 1392.42 | 2105.51 | 3847.91 | 4008.87 | 4256.6
IGCC | 0 | 0 | 0 | 0 | 0 | 0
DemandResponse | 0 | 0 | 0 | 0 | 0 | 0
IGCC-CCS | 0 | 0 | 0 | 0 | 378.79 | 2621.46
WT_off | 0 | 0 | 0 | 0 | 0 | 0
PseudoUnit | 0 | 0 | 0 | 0 | 0 | 0
FixedInterchange | 0 | 0 | 0 | 0 | 0 | 0
#11 | Retrofit FOM Costs ($million)
Retrofit FOM Costs by Reporting Type: Entergy
ReportingType | 2015 | 2020 | 2025 | 2030 | 2035 | 2040
BM | 0 | 0 | 0 | 0 | 0 | 0
CC | 0 | 0 | 0 | 0 | 0 | 0
CSP | 0 | 0 | 0 | 0 | 0 | 0
CT | 0 | 0 | 0 | 0 | 0 | 0
Coal | 3.17 | 0 | 0 | 0 | 0 | 0
Geo | 0 | 0 | 0 | 0 | 0 | 0
H | 0 | 0 | 0 | 0 | 0 | 0
LFG | 0 | 0 | 0 | 0 | 0 | 0
Nuc | 0 | 0 | 0 | 0 | 0 | 0
PS | 0 | 0 | 0 | 0 | 0 | 0
PV | 0 | 0 | 0 | 0 | 0 | 0
PeakG | 0 | 0 | 0 | 0 | 0 | 0
PeakO | 0 | 0 | 0 | 0 | 0 | 0
ST | 0 | 0 | 0 | 0 | 0 | 0
STOG | 0 | 0 | 0 | 0 | 0 | 0
STWD | 0 | 0 | 0 | 0 | 0 | 0
WT | 0 | 0 | 0 | 0 | 0 | 0
IGCC | 0 | 0 | 0 | 0 | 0 | 0
DemandResponse | 0 | 0 | 0 | 0 | 0 | 0
IGCC-CCS | 0 | 0 | 0 | 0 | 0 | 0
WT_off | 0 | 0 | 0 | 0 | 0 | 0
PseudoUnit | 0 | 0 | 0 | 0 | 0 | 0
FixedInterchange | 0 | 0 | 0 | 0 | 0 | 0
Retrofit FOM Costs by Reporting Type: FRCC
ReportingType | 2015 | 2020 | 2025 | 2030 | 2035 | 2040
BM | 0 | 0 | 0 | 0 | 0 | 0
CC | 0 | 0 | 0 | 0 | 0 | 0
CSP | 0 | 0 | 0 | 0 | 0 | 0
CT | 0 | 0 | 0 | 0 | 0 | 0
Coal | 13.89 | 14.56 | 14.56 | 14.93 | 15.98 | 16.3
Geo | 0 | 0 | 0 | 0 | 0 | 0
H | 0 | 0 | 0 | 0 | 0 | 0
LFG | 0 | 0 | 0 | 0 | 0 | 0
Nuc | 0 | 0 | 0 | 0 | 0 | 0
PS | 0 | 0 | 0 | 0 | 0 | 0
PV | 0 | 0 | 0 | 0 | 0 | 0
PeakG | 0 | 0 | 0 | 0 | 0 | 0
PeakO | 0 | 0 | 0 | 0 | 0 | 0
ST | 0 | 0 | 0 | 0 | 0 | 0
STOG | 0 | 0 | 0 | 0 | 0 | 0
STWD | 0 | 0 | 0 | 0 | 0 | 0
WT | 0 | 0 | 0 | 0 | 0 | 0
IGCC | 0 | 0 | 0 | 0 | 0 | 0
DemandResponse | 0 | 0 | 0 | 0 | 0 | 0
IGCC-CCS | 0 | 0 | 0 | 0 | 0 | 0
WT_off | 0 | 0 | 0 | 0 | 0 | 0
PseudoUnit | 0 | 0 | 0 | 0 | 0 | 0
FixedInterchange | 0 | 0 | 0 | 0 | 0 | 0
Retrofit FOM Costs by Reporting Type: MAPP_US
ReportingType | 2015 | 2020 | 2025 | 2030 | 2035 | 2040
BM | 0 | 0 | 0 | 0 | 0 | 0
CC | 0 | 0 | 0 | 0 | 0 | 0
CSP | 0 | 0 | 0 | 0 | 0 | 0
CT | 0 | 0 | 0 | 0 | 0 | 0
Coal | 8.76 | 6.19 | 6.19 | 6.19 | 6.19 | 0
Geo | 0 | 0 | 0 | 0 | 0 | 0
H | 0 | 0 | 0 | 0 | 0 | 0
LFG | 0 | 0 | 0 | 0 | 0 | 0
Nuc | 0 | 0 | 0 | 0 | 0 | 0
PS | 0 | 0 | 0 | 0 | 0 | 0
PV | 0 | 0 | 0 | 0 | 0 | 0
PeakG | 0 | 0 | 0 | 0 | 0 | 0
PeakO | 0 | 0 | 0 | 0 | 0 | 0
ST | 0 | 0 | 0 | 0 | 0 | 0
STOG | 0 | 0 | 0 | 0 | 0 | 0
STWD | 0 | 0 | 0 | 0 | 0 | 0
WT | 0 | 0 | 0 | 0 | 0 | 0
IGCC | 0 | 0 | 0 | 0 | 0 | 0
DemandResponse | 0 | 0 | 0 | 0 | 0 | 0
IGCC-CCS | 0 | 0 | 0 | 0 | 0 | 0
WT_off | 0 | 0 | 0 | 0 | 0 | 0
PseudoUnit | 0 | 0 | 0 | 0 | 0 | 0
FixedInterchange | 0 | 0 | 0 | 0 | 0 | 0
Retrofit FOM Costs by Reporting Type: MISO_IN
ReportingType | 2015 | 2020 | 2025 | 2030 | 2035 | 2040
BM | 0 | 0 | 0 | 0 | 0 | 0
CC | 0 | 0 | 0 | 0 | 0 | 0
CSP | 0 | 0 | 0 | 0 | 0 | 0
CT | 0 | 0 | 0 | 0 | 0 | 0
Coal | 77.26 | 61.7 | 61.7 | 63.06 | 66.96 | 68.25
Geo | 0 | 0 | 0 | 0 | 0 | 0
H | 0 | 0 | 0 | 0 | 0 | 0
LFG | 0 | 0 | 0 | 0 | 0 | 0
Nuc | 0 | 0 | 0 | 0 | 0 | 0
PS | 0 | 0 | 0 | 0 | 0 | 0
PV | 0 | 0 | 0 | 0 | 0 | 0
PeakG | 0 | 0 | 0 | 0 | 0 | 0
PeakO | 0 | 0 | 0 | 0 | 0 | 0
ST | 0 | 0 | 0 | 0 | 0 | 0
STOG | 0 | 0 | 0 | 0 | 0 | 0
STWD | 0 | 0 | 0 | 0 | 0 | 0
WT | 0 | 0 | 0 | 0 | 0 | 0
IGCC | 0 | 0 | 0 | 0 | 0 | 0
DemandResponse | 0 | 0 | 0 | 0 | 0 | 0
IGCC-CCS | 0 | 0 | 0 | 0 | 0 | 0
WT_off | 0 | 0 | 0 | 0 | 0 | 0
PseudoUnit | 0 | 0 | 0 | 0 | 0 | 0
FixedInterchange | 0 | 0 | 0 | 0 | 0 | 0
Retrofit FOM Costs by Reporting Type: MISO_MI
ReportingType | 2015 | 2020 | 2025 | 2030 | 2035 | 2040
BM | 0 | 0 | 0 | 0 | 0 | 0
CC | 0 | 0 | 0 | 0 | 0 | 0
CSP | 0 | 0 | 0 | 0 | 0 | 0
CT | 0 | 0 | 0 | 0 | 0 | 0
Coal | 15.38 | 13.74 | 13.74 | 13.92 | 14.32 | 15.42
Geo | 0 | 0 | 0 | 0 | 0 | 0
H | 0 | 0 | 0 | 0 | 0 | 0
LFG | 0 | 0 | 0 | 0 | 0 | 0
Nuc | 0 | 0 | 0 | 0 | 0 | 0
PS | 0 | 0 | 0 | 0 | 0 | 0
PV | 0 | 0 | 0 | 0 | 0 | 0
PeakG | 0 | 0 | 0 | 0 | 0 | 0
PeakO | 0 | 0 | 0 | 0 | 0 | 0
ST | 0 | 0 | 0 | 0 | 0 | 0
STOG | 0 | 0 | 0 | 0 | 0 | 0
STWD | 0 | 0 | 0 | 0 | 0 | 0
WT | 0 | 0 | 0 | 0 | 0 | 0
IGCC | 0 | 0 | 0 | 0 | 0 | 0
DemandResponse | 0 | 0 | 0 | 0 | 0 | 0
IGCC-CCS | 0 | 0 | 0 | 0 | 0 | 0
WT_off | 0 | 0 | 0 | 0 | 0 | 0
PseudoUnit | 0 | 0 | 0 | 0 | 0 | 0
FixedInterchange | 0 | 0 | 0 | 0 | 0 | 0
Retrofit FOM Costs by Reporting Type: MISO_MO-IL
ReportingType | 2015 | 2020 | 2025 | 2030 | 2035 | 2040
BM | 0 | 0 | 0 | 0 | 0 | 0
CC | 0 | 0 | 0 | 0 | 0 | 0
CSP | 0 | 0 | 0 | 0 | 0 | 0
CT | 0 | 0 | 0 | 0 | 0 | 0
Coal | 24.17 | 14.4 | 14.4 | 14.78 | 15.56 | 15.89
Geo | 0 | 0 | 0 | 0 | 0 | 0
H | 0 | 0 | 0 | 0 | 0 | 0
LFG | 0 | 0 | 0 | 0 | 0 | 0
Nuc | 0 | 0 | 0 | 0 | 0 | 0
PS | 0 | 0 | 0 | 0 | 0 | 0
PV | 0 | 0 | 0 | 0 | 0 | 0
PeakG | 0 | 0 | 0 | 0 | 0 | 0
PeakO | 0 | 0 | 0 | 0 | 0 | 0
ST | 0 | 0 | 0 | 0 | 0 | 0
STOG | 0 | 0 | 0 | 0 | 0 | 0
STWD | 0 | 0 | 0 | 0 | 0 | 0
WT | 0 | 0 | 0 | 0 | 0 | 0
IGCC | 0 | 0 | 0 | 0 | 0 | 0
DemandResponse | 0 | 0 | 0 | 0 | 0 | 0
IGCC-CCS | 0 | 0 | 0 | 0 | 0 | 0
WT_off | 0 | 0 | 0 | 0 | 0 | 0
PseudoUnit | 0 | 0 | 0 | 0 | 0 | 0
FixedInterchange | 0 | 0 | 0 | 0 | 0 | 0
Retrofit FOM Costs by Reporting Type: MISO_W
ReportingType | 2015 | 2020 | 2025 | 2030 | 2035 | 2040
BM | 0 | 0 | 0 | 0 | 0 | 0
CC | 0 | 0 | 0 | 0 | 0 | 0
CSP | 0 | 0 | 0 | 0 | 0 | 0
CT | 0 | 0 | 0 | 0 | 0 | 0
Coal | 32.86 | 25.88 | 26.73 | 19.08 | 19.2 | 10.75
Geo | 0 | 0 | 0 | 0 | 0 | 0
H | 0 | 0 | 0 | 0 | 0 | 0
LFG | 0 | 0 | 0 | 0 | 0 | 0
Nuc | 0 | 0 | 0 | 0 | 0 | 0
PS | 0 | 0 | 0 | 0 | 0 | 0
PV | 0 | 0 | 0 | 0 | 0 | 0
PeakG | 0 | 0 | 0 | 0 | 0 | 0
PeakO | 0 | 0 | 0 | 0 | 0 | 0
ST | 0 | 0 | 0 | 0 | 0 | 0
STOG | 0 | 0 | 0 | 0 | 0 | 0
STWD | 0 | 0 | 0 | 0 | 0 | 0
WT | 0 | 0 | 0 | 0 | 0 | 0
IGCC | 0 | 0 | 0 | 0 | 0 | 0
DemandResponse | 0 | 0 | 0 | 0 | 0 | 0
IGCC-CCS | 0 | 0 | 0 | 0 | 0 | 0
WT_off | 0 | 0 | 0 | 0 | 0 | 0
PseudoUnit | 0 | 0 | 0 | 0 | 0 | 0
FixedInterchange | 0 | 0 | 0 | 0 | 0 | 0
Retrofit FOM Costs by Reporting Type: MISO_WUMS
ReportingType | 2015 | 2020 | 2025 | 2030 | 2035 | 2040
BM | 0 | 0 | 0 | 0 | 0 | 0
CC | 0 | 0 | 0 | 0 | 0 | 0
CSP | 0 | 0 | 0 | 0 | 0 | 0
CT | 0 | 0 | 0 | 0 | 0 | 0
Coal | 24.59 | 8.58 | 8.64 | 8.87 | 9.2 | 9.89
Geo | 0 | 0 | 0 | 0 | 0 | 0
H | 0 | 0 | 0 | 0 | 0 | 0
LFG | 0 | 0 | 0 | 0 | 0 | 0
Nuc | 0 | 0 | 0 | 0 | 0 | 0
PS | 0 | 0 | 0 | 0 | 0 | 0
PV | 0 | 0 | 0 | 0 | 0 | 0
PeakG | 0 | 0 | 0 | 0 | 0 | 0
PeakO | 0 | 0 | 0 | 0 | 0 | 0
ST | 0 | 0 | 0 | 0 | 0 | 0
STOG | 0 | 0 | 0 | 0 | 0 | 0
STWD | 0 | 0 | 0 | 0 | 0 | 0
WT | 0 | 0 | 0 | 0 | 0 | 0
IGCC | 0 | 0 | 0 | 0 | 0 | 0
DemandResponse | 0 | 0 | 0 | 0 | 0 | 0
IGCC-CCS | 0 | 0 | 0 | 0 | 0 | 0
WT_off | 0 | 0 | 0 | 0 | 0 | 0
PseudoUnit | 0 | 0 | 0 | 0 | 0 | 0
FixedInterchange | 0 | 0 | 0 | 0 | 0 | 0
Retrofit FOM Costs by Reporting Type: Nebraska
ReportingType | 2015 | 2020 | 2025 | 2030 | 2035 | 2040
BM | 0 | 0 | 0 | 0 | 0 | 0
CC | 0 | 0 | 0 | 0 | 0 | 0
CSP | 0 | 0 | 0 | 0 | 0 | 0
CT | 0 | 0 | 0 | 0 | 0 | 0
Coal | 4.88 | 5.27 | 5.27 | 5.27 | 5.27 | 5.27
Geo | 0 | 0 | 0 | 0 | 0 | 0
H | 0 | 0 | 0 | 0 | 0 | 0
LFG | 0 | 0 | 0 | 0 | 0 | 0
Nuc | 0 | 0 | 0 | 0 | 0 | 0
PS | 0 | 0 | 0 | 0 | 0 | 0
PV | 0 | 0 | 0 | 0 | 0 | 0
PeakG | 0 | 0 | 0 | 0 | 0 | 0
PeakO | 0 | 0 | 0 | 0 | 0 | 0
ST | 0 | 0 | 0 | 0 | 0 | 0
STOG | 0 | 0 | 0 | 0 | 0 | 0
STWD | 0 | 0 | 0 | 0 | 0 | 0
WT | 0 | 0 | 0 | 0 | 0 | 0
IGCC | 0 | 0 | 0 | 0 | 0 | 0
DemandResponse | 0 | 0 | 0 | 0 | 0 | 0
IGCC-CCS | 0 | 0 | 0 | 0 | 0 | 0
WT_off | 0 | 0 | 0 | 0 | 0 | 0
PseudoUnit | 0 | 0 | 0 | 0 | 0 | 0
FixedInterchange | 0 | 0 | 0 | 0 | 0 | 0
Retrofit FOM Costs by Reporting Type: NEISO
ReportingType | 2015 | 2020 | 2025 | 2030 | 2035 | 2040
BM | 0 | 0 | 0 | 0 | 0 | 0
CC | 0 | 0 | 0 | 0 | 0 | 0
CSP | 0 | 0 | 0 | 0 | 0 | 0
CT | 0 | 0 | 0 | 0 | 0 | 0
Coal | 4.08 | 0 | 0 | 0 | 0 | 0
Geo | 0 | 0 | 0 | 0 | 0 | 0
H | 0 | 0 | 0 | 0 | 0 | 0
LFG | 0 | 0 | 0 | 0 | 0 | 0
Nuc | 0 | 0 | 0 | 0 | 0 | 0
PS | 0 | 0 | 0 | 0 | 0 | 0
PV | 0 | 0 | 0 | 0 | 0 | 0
PeakG | 0 | 0 | 0 | 0 | 0 | 0
PeakO | 0 | 0 | 0 | 0 | 0 | 0
ST | 0 | 0 | 0 | 0 | 0 | 0
STOG | 0 | 0 | 0 | 0 | 0 | 0
STWD | 0 | 0 | 0 | 0 | 0 | 0
WT | 0 | 0 | 0 | 0 | 0 | 0
IGCC | 0 | 0 | 0 | 0 | 0 | 0
DemandResponse | 0 | 0 | 0 | 0 | 0 | 0
IGCC-CCS | 0 | 0 | 0 | 0 | 0 | 0
WT_off | 0 | 0 | 0 | 0 | 0 | 0
PseudoUnit | 0 | 0 | 0 | 0 | 0 | 0
FixedInterchange | 0 | 0 | 0 | 0 | 0 | 0
Retrofit FOM Costs by Reporting Type: NonRTO_Midwest
ReportingType | 2015 | 2020 | 2025 | 2030 | 2035 | 2040
BM | 0 | 0 | 0 | 0 | 0 | 0
CC | 0 | 0 | 0 | 0 | 0 | 0
CSP | 0 | 0 | 0 | 0 | 0 | 0
CT | 0 | 0 | 0 | 0 | 0 | 0
Coal | 72.06 | 42.26 | 42.54 | 43.45 | 45.65 | 45.65
Geo | 0 | 0 | 0 | 0 | 0 | 0
H | 0 | 0 | 0 | 0 | 0 | 0
LFG | 0 | 0 | 0 | 0 | 0 | 0
Nuc | 0 | 0 | 0 | 0 | 0 | 0
PS | 0 | 0 | 0 | 0 | 0 | 0
PV | 0 | 0 | 0 | 0 | 0 | 0
PeakG | 0 | 0 | 0 | 0 | 0 | 0
PeakO | 0 | 0 | 0 | 0 | 0 | 0
ST | 0 | 0 | 0 | 0 | 0 | 0
STOG | 0 | 0 | 0 | 0 | 0 | 0
STWD | 0 | 0 | 0 | 0 | 0 | 0
WT | 0 | 0 | 0 | 0 | 0 | 0
IGCC | 0 | 0 | 0 | 0 | 0 | 0
DemandResponse | 0 | 0 | 0 | 0 | 0 | 0
IGCC-CCS | 0 | 0 | 0 | 0 | 0 | 0
WT_off | 0 | 0 | 0 | 0 | 0 | 0
PseudoUnit | 0 | 0 | 0 | 0 | 0 | 0
FixedInterchange | 0 | 0 | 0 | 0 | 0 | 0
Retrofit FOM Costs by Reporting Type: NYISO_A-F
ReportingType | 2015 | 2020 | 2025 | 2030 | 2035 | 2040
BM | 0 | 0 | 0 | 0 | 0 | 0
CC | 0 | 0 | 0 | 0 | 0 | 0
CSP | 0 | 0 | 0 | 0 | 0 | 0
CT | 0 | 0 | 0 | 0 | 0 | 0
Coal | 0 | 0 | 0 | 0 | 0 | 0
Geo | 0 | 0 | 0 | 0 | 0 | 0
H | 0 | 0 | 0 | 0 | 0 | 0
LFG | 0 | 0 | 0 | 0 | 0 | 0
Nuc | 0 | 0 | 0 | 0 | 0 | 0
PS | 0 | 0 | 0 | 0 | 0 | 0
PV | 0 | 0 | 0 | 0 | 0 | 0
PeakG | 0 | 0 | 0 | 0 | 0 | 0
PeakO | 0 | 0 | 0 | 0 | 0 | 0
ST | 0 | 0 | 0 | 0 | 0 | 0
STOG | 0 | 0 | 0 | 0 | 0 | 0
STWD | 0 | 0 | 0 | 0 | 0 | 0
WT | 0 | 0 | 0 | 0 | 0 | 0
IGCC | 0 | 0 | 0 | 0 | 0 | 0
DemandResponse | 0 | 0 | 0 | 0 | 0 | 0
IGCC-CCS | 0 | 0 | 0 | 0 | 0 | 0
WT_off | 0 | 0 | 0 | 0 | 0 | 0
PseudoUnit | 0 | 0 | 0 | 0 | 0 | 0
FixedInterchange | 0 | 0 | 0 | 0 | 0 | 0
Retrofit FOM Costs by Reporting Type: NYISO_G-I
ReportingType | 2015 | 2020 | 2025 | 2030 | 2035 | 2040
BM | 0 | 0 | 0 | 0 | 0 | 0
CC | 0 | 0 | 0 | 0 | 0 | 0
CSP | 0 | 0 | 0 | 0 | 0 | 0
CT | 0 | 0 | 0 | 0 | 0 | 0
Coal | 0 | 0 | 0 | 0 | 0 | 0
Geo | 0 | 0 | 0 | 0 | 0 | 0
H | 0 | 0 | 0 | 0 | 0 | 0
LFG | 0 | 0 | 0 | 0 | 0 | 0
Nuc | 0 | 0 | 0 | 0 | 0 | 0
PS | 0 | 0 | 0 | 0 | 0 | 0
PV | 0 | 0 | 0 | 0 | 0 | 0
PeakG | 0 | 0 | 0 | 0 | 0 | 0
PeakO | 0 | 0 | 0 | 0 | 0 | 0
ST | 0 | 0 | 0 | 0 | 0 | 0
STOG | 0 | 0 | 0 | 0 | 0 | 0
STWD | 0 | 0 | 0 | 0 | 0 | 0
WT | 0 | 0 | 0 | 0 | 0 | 0
IGCC | 0 | 0 | 0 | 0 | 0 | 0
DemandResponse | 0 | 0 | 0 | 0 | 0 | 0
IGCC-CCS | 0 | 0 | 0 | 0 | 0 | 0
WT_off | 0 | 0 | 0 | 0 | 0 | 0
PseudoUnit | 0 | 0 | 0 | 0 | 0 | 0
FixedInterchange | 0 | 0 | 0 | 0 | 0 | 0
Retrofit FOM Costs by Reporting Type: NYISO_J-K
ReportingType | 2015 | 2020 | 2025 | 2030 | 2035 | 2040
BM | 0 | 0 | 0 | 0 | 0 | 0
CC | 0 | 0 | 0 | 0 | 0 | 0
CSP | 0 | 0 | 0 | 0 | 0 | 0
CT | 0 | 0 | 0 | 0 | 0 | 0
Coal | 0 | 0 | 0 | 0 | 0 | 0
Geo | 0 | 0 | 0 | 0 | 0 | 0
H | 0 | 0 | 0 | 0 | 0 | 0
LFG | 0 | 0 | 0 | 0 | 0 | 0
Nuc | 0 | 0 | 0 | 0 | 0 | 0
PS | 0 | 0 | 0 | 0 | 0 | 0
PV | 0 | 0 | 0 | 0 | 0 | 0
PeakG | 0 | 0 | 0 | 0 | 0 | 0
PeakO | 0 | 0 | 0 | 0 | 0 | 0
ST | 0 | 0 | 0 | 0 | 0 | 0
STOG | 0 | 0 | 0 | 0 | 0 | 0
STWD | 0 | 0 | 0 | 0 | 0 | 0
WT | 0 | 0 | 0 | 0 | 0 | 0
IGCC | 0 | 0 | 0 | 0 | 0 | 0
DemandResponse | 0 | 0 | 0 | 0 | 0 | 0
IGCC-CCS | 0 | 0 | 0 | 0 | 0 | 0
WT_off | 0 | 0 | 0 | 0 | 0 | 0
PseudoUnit | 0 | 0 | 0 | 0 | 0 | 0
FixedInterchange | 0 | 0 | 0 | 0 | 0 | 0
Retrofit FOM Costs by Reporting Type: PJM_E
ReportingType | 2015 | 2020 | 2025 | 2030 | 2035 | 2040
BM | 0 | 0 | 0 | 0 | 0 | 0
CC | 0 | 0 | 0 | 0 | 0 | 0
CSP | 0 | 0 | 0 | 0 | 0 | 0
CT | 0 | 0 | 0 | 0 | 0 | 0
Coal | 2.35 | 1.28 | 1.28 | 1.28 | 1.38 | 1.55
Geo | 0 | 0 | 0 | 0 | 0 | 0
H | 0 | 0 | 0 | 0 | 0 | 0
LFG | 0 | 0 | 0 | 0 | 0 | 0
Nuc | 0 | 0 | 0 | 0 | 0 | 0
PS | 0 | 0 | 0 | 0 | 0 | 0
PV | 0 | 0 | 0 | 0 | 0 | 0
PeakG | 0 | 0 | 0 | 0 | 0 | 0
PeakO | 0 | 0 | 0 | 0 | 0 | 0
ST | 0 | 0 | 0 | 0 | 0 | 0
STOG | 0 | 0 | 0 | 0 | 0 | 0
STWD | 0 | 0 | 0 | 0 | 0 | 0
WT | 0 | 0 | 0 | 0 | 0 | 0
IGCC | 0 | 0 | 0 | 0 | 0 | 0
DemandResponse | 0 | 0 | 0 | 0 | 0 | 0
IGCC-CCS | 0 | 0 | 0 | 0 | 0 | 0
WT_off | 0 | 0 | 0 | 0 | 0 | 0
PseudoUnit | 0 | 0 | 0 | 0 | 0 | 0
FixedInterchange | 0 | 0 | 0 | 0 | 0 | 0
Retrofit FOM Costs by Reporting Type: PJM_ROM
ReportingType | 2015 | 2020 | 2025 | 2030 | 2035 | 2040
BM | 0 | 0 | 0 | 0 | 0 | 0
CC | 0 | 0 | 0 | 0 | 0 | 0
CSP | 0 | 0 | 0 | 0 | 0 | 0
CT | 0 | 0 | 0 | 0 | 0 | 0
Coal | 34.54 | 33.25 | 33.71 | 34.36 | 36.42 | 36.88
Geo | 0 | 0 | 0 | 0 | 0 | 0
H | 0 | 0 | 0 | 0 | 0 | 0
LFG | 0 | 0 | 0 | 0 | 0 | 0
Nuc | 0 | 0 | 0 | 0 | 0 | 0
PS | 0 | 0 | 0 | 0 | 0 | 0
PV | 0 | 0 | 0 | 0 | 0 | 0
PeakG | 0 | 0 | 0 | 0 | 0 | 0
PeakO | 0 | 0 | 0 | 0 | 0 | 0
ST | 0 | 0 | 0 | 0 | 0 | 0
STOG | 0 | 0 | 0 | 0 | 0 | 0
STWD | 0 | 0 | 0 | 0 | 0 | 0
WT | 0 | 0 | 0 | 0 | 0 | 0
IGCC | 0 | 0 | 0 | 0 | 0 | 0
DemandResponse | 0 | 0 | 0 | 0 | 0 | 0
IGCC-CCS | 0 | 0 | 0 | 0 | 0 | 0
WT_off | 0 | 0 | 0 | 0 | 0 | 0
PseudoUnit | 0 | 0 | 0 | 0 | 0 | 0
FixedInterchange | 0 | 0 | 0 | 0 | 0 | 0
Retrofit FOM Costs by Reporting Type: PJM_ROR
ReportingType | 2015 | 2020 | 2025 | 2030 | 2035 | 2040
BM | 0 | 0 | 0 | 0 | 0 | 0
CC | 0 | 0 | 0 | 0 | 0 | 0
CSP | 0 | 0 | 0 | 0 | 0 | 0
CT | 0 | 0 | 0 | 0 | 0 | 0
Coal | 195.04 | 191.18 | 192.7 | 197.73 | 212.35 | 214.91
Geo | 0 | 0 | 0 | 0 | 0 | 0
H | 0 | 0 | 0 | 0 | 0 | 0
LFG | 0 | 0 | 0 | 0 | 0 | 0
Nuc | 0 | 0 | 0 | 0 | 0 | 0
PS | 0 | 0 | 0 | 0 | 0 | 0
PV | 0 | 0 | 0 | 0 | 0 | 0
PeakG | 0 | 0 | 0 | 0 | 0 | 0
PeakO | 0 | 0 | 0 | 0 | 0 | 0
ST | 0 | 0 | 0 | 0 | 0 | 0
STOG | 0 | 0 | 0 | 0 | 0 | 0
STWD | 0 | 0 | 0 | 0 | 0 | 0
WT | 0 | 0 | 0 | 0 | 0 | 0
IGCC | 0 | 0 | 0 | 0 | 0 | 0
DemandResponse | 0 | 0 | 0 | 0 | 0 | 0
IGCC-CCS | 0 | 0 | 0 | 0 | 0 | 0
WT_off | 0 | 0 | 0 | 0 | 0 | 0
PseudoUnit | 0 | 0 | 0 | 0 | 0 | 0
FixedInterchange | 0 | 0 | 0 | 0 | 0 | 0
Retrofit FOM Costs by Reporting Type: SOCO
ReportingType | 2015 | 2020 | 2025 | 2030 | 2035 | 2040
BM | 0 | 0 | 0 | 0 | 0 | 0
CC | 0 | 0 | 0 | 0 | 0 | 0
CSP | 0 | 0 | 0 | 0 | 0 | 0
CT | 0 | 0 | 0 | 0 | 0 | 0
Coal | 55.03 | 36.15 | 36.36 | 38.45 | 39.98 | 40.52
Geo | 0 | 0 | 0 | 0 | 0 | 0
H | 0 | 0 | 0 | 0 | 0 | 0
LFG | 0 | 0 | 0 | 0 | 0 | 0
Nuc | 0 | 0 | 0 | 0 | 0 | 0
PS | 0 | 0 | 0 | 0 | 0 | 0
PV | 0 | 0 | 0 | 0 | 0 | 0
PeakG | 0 | 0 | 0 | 0 | 0 | 0
PeakO | 0 | 0 | 0 | 0 | 0 | 0
ST | 0 | 0 | 0 | 0 | 0 | 0
STOG | 0 | 0 | 0 | 0 | 0 | 0
STWD | 0 | 0 | 0 | 0 | 0 | 0
WT | 0 | 0 | 0 | 0 | 0 | 0
IGCC | 0 | 0 | 0 | 0 | 0 | 0
DemandResponse | 0 | 0 | 0 | 0 | 0 | 0
IGCC-CCS | 0 | 0 | 0 | 0 | 0 | 0
WT_off | 0 | 0 | 0 | 0 | 0 | 0
PseudoUnit | 0 | 0 | 0 | 0 | 0 | 0
FixedInterchange | 0 | 0 | 0 | 0 | 0 | 0
Retrofit FOM Costs by Reporting Type: SPP_N
ReportingType | 2015 | 2020 | 2025 | 2030 | 2035 | 2040
BM | 0 | 0 | 0 | 0 | 0 | 0
CC | 0 | 0 | 0 | 0 | 0 | 0
CSP | 0 | 0 | 0 | 0 | 0 | 0
CT | 0 | 0 | 0 | 0 | 0 | 0
Coal | 35.72 | 28.91 | 8.79 | 9.09 | 9.33 | 9.51
Geo | 0 | 0 | 0 | 0 | 0 | 0
H | 0 | 0 | 0 | 0 | 0 | 0
LFG | 0 | 0 | 0 | 0 | 0 | 0
Nuc | 0 | 0 | 0 | 0 | 0 | 0
PS | 0 | 0 | 0 | 0 | 0 | 0
PV | 0 | 0 | 0 | 0 | 0 | 0
PeakG | 0 | 0 | 0 | 0 | 0 | 0
PeakO | 0 | 0 | 0 | 0 | 0 | 0
ST | 0 | 0 | 0 | 0 | 0 | 0
STOG | 0 | 0 | 0 | 0 | 0 | 0
STWD | 0 | 0 | 0 | 0 | 0 | 0
WT | 0 | 0 | 0 | 0 | 0 | 0
IGCC | 0 | 0 | 0 | 0 | 0 | 0
DemandResponse | 0 | 0 | 0 | 0 | 0 | 0
IGCC-CCS | 0 | 0 | 0 | 0 | 0 | 0
WT_off | 0 | 0 | 0 | 0 | 0 | 0
PseudoUnit | 0 | 0 | 0 | 0 | 0 | 0
FixedInterchange | 0 | 0 | 0 | 0 | 0 | 0
Retrofit FOM Costs by Reporting Type: SPP_S
ReportingType | 2015 | 2020 | 2025 | 2030 | 2035 | 2040
BM | 0 | 0 | 0 | 0 | 0 | 0
CC | 0 | 0 | 0 | 0 | 0 | 0
CSP | 0 | 0 | 0 | 0 | 0 | 0
CT | 0 | 0 | 0 | 0 | 0 | 0
Coal | 10.97 | 7.55 | 0 | 0 | 0 | 0
Geo | 0 | 0 | 0 | 0 | 0 | 0
H | 0 | 0 | 0 | 0 | 0 | 0
LFG | 0 | 0 | 0 | 0 | 0 | 0
Nuc | 0 | 0 | 0 | 0 | 0 | 0
PS | 0 | 0 | 0 | 0 | 0 | 0
PV | 0 | 0 | 0 | 0 | 0 | 0
PeakG | 0 | 0 | 0 | 0 | 0 | 0
PeakO | 0 | 0 | 0 | 0 | 0 | 0
ST | 0 | 0 | 0 | 0 | 0 | 0
STOG | 0 | 0 | 0 | 0 | 0 | 0
STWD | 0 | 0 | 0 | 0 | 0 | 0
WT | 0 | 0 | 0 | 0 | 0 | 0
IGCC | 0 | 0 | 0 | 0 | 0 | 0
DemandResponse | 0 | 0 | 0 | 0 | 0 | 0
IGCC-CCS | 0 | 0 | 0 | 0 | 0 | 0
WT_off | 0 | 0 | 0 | 0 | 0 | 0
PseudoUnit | 0 | 0 | 0 | 0 | 0 | 0
FixedInterchange | 0 | 0 | 0 | 0 | 0 | 0
Retrofit FOM Costs by Reporting Type: TVA
ReportingType | 2015 | 2020 | 2025 | 2030 | 2035 | 2040
BM | 0 | 0 | 0 | 0 | 0 | 0
CC | 0 | 0 | 0 | 0 | 0 | 0
CSP | 0 | 0 | 0 | 0 | 0 | 0
CT | 0 | 0 | 0 | 0 | 0 | 0
Coal | 33.12 | 32.17 | 32.17 | 33.08 | 36.21 | 36.21
Geo | 0 | 0 | 0 | 0 | 0 | 0
H | 0 | 0 | 0 | 0 | 0 | 0
LFG | 0 | 0 | 0 | 0 | 0 | 0
Nuc | 0 | 0 | 0 | 0 | 0 | 0
PS | 0 | 0 | 0 | 0 | 0 | 0
PV | 0 | 0 | 0 | 0 | 0 | 0
PeakG | 0 | 0 | 0 | 0 | 0 | 0
PeakO | 0 | 0 | 0 | 0 | 0 | 0
ST | 0 | 0 | 0 | 0 | 0 | 0
STOG | 0 | 0 | 0 | 0 | 0 | 0
STWD | 0 | 0 | 0 | 0 | 0 | 0
WT | 0 | 0 | 0 | 0 | 0 | 0
IGCC | 0 | 0 | 0 | 0 | 0 | 0
DemandResponse | 0 | 0 | 0 | 0 | 0 | 0
IGCC-CCS | 0 | 0 | 0 | 0 | 0 | 0
WT_off | 0 | 0 | 0 | 0 | 0 | 0
PseudoUnit | 0 | 0 | 0 | 0 | 0 | 0
FixedInterchange | 0 | 0 | 0 | 0 | 0 | 0
Retrofit FOM Costs by Reporting Type: TVA_Transmission
ReportingType | 2015 | 2020 | 2025 | 2030 | 2035 | 2040
BM | 0 | 0 | 0 | 0 | 0 | 0
CC | 0 | 0 | 0 | 0 | 0 | 0
CSP | 0 | 0 | 0 | 0 | 0 | 0
CT | 0 | 0 | 0 | 0 | 0 | 0
Coal | 0 | 0 | 0 | 0 | 0 | 0
Geo | 0 | 0 | 0 | 0 | 0 | 0
H | 0 | 0 | 0 | 0 | 0 | 0
LFG | 0 | 0 | 0 | 0 | 0 | 0
Nuc | 0 | 0 | 0 | 0 | 0 | 0
PS | 0 | 0 | 0 | 0 | 0 | 0
PV | 0 | 0 | 0 | 0 | 0 | 0
PeakG | 0 | 0 | 0 | 0 | 0 | 0
PeakO | 0 | 0 | 0 | 0 | 0 | 0
ST | 0 | 0 | 0 | 0 | 0 | 0
STOG | 0 | 0 | 0 | 0 | 0 | 0
STWD | 0 | 0 | 0 | 0 | 0 | 0
WT | 0 | 0 | 0 | 0 | 0 | 0
IGCC | 0 | 0 | 0 | 0 | 0 | 0
DemandResponse | 0 | 0 | 0 | 0 | 0 | 0
IGCC-CCS | 0 | 0 | 0 | 0 | 0 | 0
WT_off | 0 | 0 | 0 | 0 | 0 | 0
PseudoUnit | 0 | 0 | 0 | 0 | 0 | 0
FixedInterchange | 0 | 0 | 0 | 0 | 0 | 0
Retrofit FOM Costs by Reporting Type: VACAR
ReportingType | 2015 | 2020 | 2025 | 2030 | 2035 | 2040
BM | 0 | 0 | 0 | 0 | 0 | 0
CC | 0 | 0 | 0 | 0 | 0 | 0
CSP | 0 | 0 | 0 | 0 | 0 | 0
CT | 0 | 0 | 0 | 0 | 0 | 0
Coal | 48.62 | 49.4 | 41.45 | 19.62 | 20.61 | 21.09
Geo | 0 | 0 | 0 | 0 | 0 | 0
H | 0 | 0 | 0 | 0 | 0 | 0
LFG | 0 | 0 | 0 | 0 | 0 | 0
Nuc | 0 | 0 | 0 | 0 | 0 | 0
PS | 0 | 0 | 0 | 0 | 0 | 0
PV | 0 | 0 | 0 | 0 | 0 | 0
PeakG | 0 | 0 | 0 | 0 | 0 | 0
PeakO | 0 | 0 | 0 | 0 | 0 | 0
ST | 0 | 0 | 0 | 0 | 0 | 0
STOG | 0 | 0 | 0 | 0 | 0 | 0
STWD | 0 | 0 | 0 | 0 | 0 | 0
WT | 0 | 0 | 0 | 0 | 0 | 0
IGCC | 0 | 0 | 0 | 0 | 0 | 0
DemandResponse | 0 | 0 | 0 | 0 | 0 | 0
IGCC-CCS | 0 | 0 | 0 | 0 | 0 | 0
WT_off | 0 | 0 | 0 | 0 | 0 | 0
PseudoUnit | 0 | 0 | 0 | 0 | 0 | 0
FixedInterchange | 0 | 0 | 0 | 0 | 0 | 0
Retrofit FOM Costs by Reporting Type: IESO
ReportingType | 2015 | 2020 | 2025 | 2030 | 2035 | 2040
BM | 0 | 0 | 0 | 0 | 0 | 0
CC | 0 | 0 | 0 | 0 | 0 | 0
CSP | 0 | 0 | 0 | 0 | 0 | 0
CT | 0 | 0 | 0 | 0 | 0 | 0
Coal | 0 | 0 | 0 | 0 | 0 | 0
Geo | 0 | 0 | 0 | 0 | 0 | 0
H | 0 | 0 | 0 | 0 | 0 | 0
LFG | 0 | 0 | 0 | 0 | 0 | 0
Nuc | 0 | 0 | 0 | 0 | 0 | 0
PS | 0 | 0 | 0 | 0 | 0 | 0
PV | 0 | 0 | 0 | 0 | 0 | 0
PeakG | 0 | 0 | 0 | 0 | 0 | 0
PeakO | 0 | 0 | 0 | 0 | 0 | 0
ST | 0 | 0 | 0 | 0 | 0 | 0
STOG | 0 | 0 | 0 | 0 | 0 | 0
STWD | 0 | 0 | 0 | 0 | 0 | 0
WT | 0 | 0 | 0 | 0 | 0 | 0
IGCC | 0 | 0 | 0 | 0 | 0 | 0
DemandResponse | 0 | 0 | 0 | 0 | 0 | 0
IGCC-CCS | 0 | 0 | 0 | 0 | 0 | 0
WT_off | 0 | 0 | 0 | 0 | 0 | 0
PseudoUnit | 0 | 0 | 0 | 0 | 0 | 0
FixedInterchange | 0 | 0 | 0 | 0 | 0 | 0
Retrofit FOM Costs by Reporting Type: MAPP_CA
ReportingType | 2015 | 2020 | 2025 | 2030 | 2035 | 2040
BM | 0 | 0 | 0 | 0 | 0 | 0
CC | 0 | 0 | 0 | 0 | 0 | 0
CSP | 0 | 0 | 0 | 0 | 0 | 0
CT | 0 | 0 | 0 | 0 | 0 | 0
Coal | 0 | 0 | 0 | 0 | 0 | 0
Geo | 0 | 0 | 0 | 0 | 0 | 0
H | 0 | 0 | 0 | 0 | 0 | 0
LFG | 0 | 0 | 0 | 0 | 0 | 0
Nuc | 0 | 0 | 0 | 0 | 0 | 0
PS | 0 | 0 | 0 | 0 | 0 | 0
PV | 0 | 0 | 0 | 0 | 0 | 0
PeakG | 0 | 0 | 0 | 0 | 0 | 0
PeakO | 0 | 0 | 0 | 0 | 0 | 0
ST | 0 | 0 | 0 | 0 | 0 | 0
STOG | 0 | 0 | 0 | 0 | 0 | 0
STWD | 0 | 0 | 0 | 0 | 0 | 0
WT | 0 | 0 | 0 | 0 | 0 | 0
IGCC | 0 | 0 | 0 | 0 | 0 | 0
DemandResponse | 0 | 0 | 0 | 0 | 0 | 0
IGCC-CCS | 0 | 0 | 0 | 0 | 0 | 0
WT_off | 0 | 0 | 0 | 0 | 0 | 0
PseudoUnit | 0 | 0 | 0 | 0 | 0 | 0
FixedInterchange | 0 | 0 | 0 | 0 | 0 | 0
Retrofit FOM Costs by Reporting Type: AZ_NM_SNV_Coal
ReportingType | 2015 | 2020 | 2025 | 2030 | 2035 | 2040
BM | 0 | 0 | 0 | 0 | 0 | 0
CC | 0 | 0 | 0 | 0 | 0 | 0
CSP | 0 | 0 | 0 | 0 | 0 | 0
CT | 0 | 0 | 0 | 0 | 0 | 0
Coal | 53.76 | 44.08 | 3.63 | 3.7 | 2.81 | 2.81
Geo | 0 | 0 | 0 | 0 | 0 | 0
H | 0 | 0 | 0 | 0 | 0 | 0
LFG | 0 | 0 | 0 | 0 | 0 | 0
Nuc | 0 | 0 | 0 | 0 | 0 | 0
PS | 0 | 0 | 0 | 0 | 0 | 0
PV | 0 | 0 | 0 | 0 | 0 | 0
PeakG | 0 | 0 | 0 | 0 | 0 | 0
PeakO | 0 | 0 | 0 | 0 | 0 | 0
ST | 0 | 0 | 0 | 0 | 0 | 0
STOG | 0 | 0 | 0 | 0 | 0 | 0
STWD | 0 | 0 | 0 | 0 | 0 | 0
WT | 0 | 0 | 0 | 0 | 0 | 0
IGCC | 0 | 0 | 0 | 0 | 0 | 0
DemandResponse | 0 | 0 | 0 | 0 | 0 | 0
IGCC-CCS | 0 | 0 | 0 | 0 | 0 | 0
WT_off | 0 | 0 | 0 | 0 | 0 | 0
PseudoUnit | 0 | 0 | 0 | 0 | 0 | 0
FixedInterchange | 0 | 0 | 0 | 0 | 0 | 0
Retrofit FOM Costs by Reporting Type: AZ_NM_SNV_Gas
ReportingType | 2015 | 2020 | 2025 | 2030 | 2035 | 2040
BM | 0 | 0 | 0 | 0 | 0 | 0
CC | 0 | 0 | 0 | 0 | 0 | 0
CSP | 0 | 0 | 0 | 0 | 0 | 0
CT | 0 | 0 | 0 | 0 | 0 | 0
Coal | 0 | 0 | 0 | 0 | 0 | 0
Geo | 0 | 0 | 0 | 0 | 0 | 0
H | 0 | 0 | 0 | 0 | 0 | 0
LFG | 0 | 0 | 0 | 0 | 0 | 0
Nuc | 0 | 0 | 0 | 0 | 0 | 0
PS | 0 | 0 | 0 | 0 | 0 | 0
PV | 0 | 0 | 0 | 0 | 0 | 0
PeakG | 0 | 0 | 0 | 0 | 0 | 0
PeakO | 0 | 0 | 0 | 0 | 0 | 0
ST | 0 | 0 | 0 | 0 | 0 | 0
STOG | 0 | 0 | 0 | 0 | 0 | 0
STWD | 0 | 0 | 0 | 0 | 0 | 0
WT | 0 | 0 | 0 | 0 | 0 | 0
IGCC | 0 | 0 | 0 | 0 | 0 | 0
DemandResponse | 0 | 0 | 0 | 0 | 0 | 0
IGCC-CCS | 0 | 0 | 0 | 0 | 0 | 0
WT_off | 0 | 0 | 0 | 0 | 0 | 0
PseudoUnit | 0 | 0 | 0 | 0 | 0 | 0
FixedInterchange | 0 | 0 | 0 | 0 | 0 | 0
Retrofit FOM Costs by Reporting Type: AZ_NM_SNV_NucRenew
ReportingType | 2015 | 2020 | 2025 | 2030 | 2035 | 2040
BM | 0 | 0 | 0 | 0 | 0 | 0
CC | 0 | 0 | 0 | 0 | 0 | 0
CSP | 0 | 0 | 0 | 0 | 0 | 0
CT | 0 | 0 | 0 | 0 | 0 | 0
Coal | 0 | 0 | 0 | 0 | 0 | 0
Geo | 0 | 0 | 0 | 0 | 0 | 0
H | 0 | 0 | 0 | 0 | 0 | 0
LFG | 0 | 0 | 0 | 0 | 0 | 0
Nuc | 0 | 0 | 0 | 0 | 0 | 0
PS | 0 | 0 | 0 | 0 | 0 | 0
PV | 0 | 0 | 0 | 0 | 0 | 0
PeakG | 0 | 0 | 0 | 0 | 0 | 0
PeakO | 0 | 0 | 0 | 0 | 0 | 0
ST | 0 | 0 | 0 | 0 | 0 | 0
STOG | 0 | 0 | 0 | 0 | 0 | 0
STWD | 0 | 0 | 0 | 0 | 0 | 0
WT | 0 | 0 | 0 | 0 | 0 | 0
IGCC | 0 | 0 | 0 | 0 | 0 | 0
DemandResponse | 0 | 0 | 0 | 0 | 0 | 0
IGCC-CCS | 0 | 0 | 0 | 0 | 0 | 0
WT_off | 0 | 0 | 0 | 0 | 0 | 0
PseudoUnit | 0 | 0 | 0 | 0 | 0 | 0
FixedInterchange | 0 | 0 | 0 | 0 | 0 | 0
Retrofit FOM Costs by Reporting Type: ERCOT
ReportingType | 2015 | 2020 | 2025 | 2030 | 2035 | 2040
BM | 0 | 0 | 0 | 0 | 0 | 0
CC | 0 | 0 | 0 | 0 | 0 | 0
CSP | 0 | 0 | 0 | 0 | 0 | 0
CT | 0 | 0 | 0 | 0 | 0 | 0
Coal | 19.52 | 19.06 | 19.09 | 19.36 | 20.21 | 20.21
Geo | 0 | 0 | 0 | 0 | 0 | 0
H | 0 | 0 | 0 | 0 | 0 | 0
LFG | 0 | 0 | 0 | 0 | 0 | 0
Nuc | 0 | 0 | 0 | 0 | 0 | 0
PS | 0 | 0 | 0 | 0 | 0 | 0
PV | 0 | 0 | 0 | 0 | 0 | 0
PeakG | 0 | 0 | 0 | 0 | 0 | 0
PeakO | 0 | 0 | 0 | 0 | 0 | 0
ST | 0 | 0 | 0 | 0 | 0 | 0
STOG | 0 | 0 | 0 | 0 | 0 | 0
STWD | 0 | 0 | 0 | 0 | 0 | 0
WT | 0 | 0 | 0 | 0 | 0 | 0
IGCC | 0 | 0 | 0 | 0 | 0 | 0
DemandResponse | 0 | 0 | 0 | 0 | 0 | 0
IGCC-CCS | 0 | 0 | 0 | 0 | 0 | 0
WT_off | 0 | 0 | 0 | 0 | 0 | 0
PseudoUnit | 0 | 0 | 0 | 0 | 0 | 0
FixedInterchange | 0 | 0 | 0 | 0 | 0 | 0
Retrofit FOM Costs by Reporting Type: NP15
ReportingType | 2015 | 2020 | 2025 | 2030 | 2035 | 2040
BM | 0 | 0 | 0 | 0 | 0 | 0
CC | 0 | 0 | 0 | 0 | 0 | 0
CSP | 0 | 0 | 0 | 0 | 0 | 0
CT | 0 | 0 | 0 | 0 | 0 | 0
Coal | 0.19 | 0 | 0 | 0 | 0 | 0
Geo | 0 | 0 | 0 | 0 | 0 | 0
H | 0 | 0 | 0 | 0 | 0 | 0
LFG | 0 | 0 | 0 | 0 | 0 | 0
Nuc | 0 | 0 | 0 | 0 | 0 | 0
PS | 0 | 0 | 0 | 0 | 0 | 0
PV | 0 | 0 | 0 | 0 | 0 | 0
PeakG | 0 | 0 | 0 | 0 | 0 | 0
PeakO | 0 | 0 | 0 | 0 | 0 | 0
ST | 0 | 0 | 0 | 0 | 0 | 0
STOG | 0 | 0 | 0 | 0 | 0 | 0
STWD | 0 | 0 | 0 | 0 | 0 | 0
WT | 0 | 0 | 0 | 0 | 0 | 0
IGCC | 0 | 0 | 0 | 0 | 0 | 0
DemandResponse | 0 | 0 | 0 | 0 | 0 | 0
IGCC-CCS | 0 | 0 | 0 | 0 | 0 | 0
WT_off | 0 | 0 | 0 | 0 | 0 | 0
PseudoUnit | 0 | 0 | 0 | 0 | 0 | 0
FixedInterchange | 0 | 0 | 0 | 0 | 0 | 0
Retrofit FOM Costs by Reporting Type: NWPP_Coal
ReportingType | 2015 | 2020 | 2025 | 2030 | 2035 | 2040
BM | 0 | 0 | 0 | 0 | 0 | 0
CC | 0 | 0 | 0 | 0 | 0 | 0
CSP | 0 | 0 | 0 | 0 | 0 | 0
CT | 0 | 0 | 0 | 0 | 0 | 0
Coal | 36.12 | 36.18 | 13.95 | 13.76 | 13.76 | 0.98
Geo | 0 | 0 | 0 | 0 | 0 | 0
H | 0 | 0 | 0 | 0 | 0 | 0
LFG | 0 | 0 | 0 | 0 | 0 | 0
Nuc | 0 | 0 | 0 | 0 | 0 | 0
PS | 0 | 0 | 0 | 0 | 0 | 0
PV | 0 | 0 | 0 | 0 | 0 | 0
PeakG | 0 | 0 | 0 | 0 | 0 | 0
PeakO | 0 | 0 | 0 | 0 | 0 | 0
ST | 0 | 0 | 0 | 0 | 0 | 0
STOG | 0 | 0 | 0 | 0 | 0 | 0
STWD | 0 | 0 | 0 | 0 | 0 | 0
WT | 0 | 0 | 0 | 0 | 0 | 0
IGCC | 0 | 0 | 0 | 0 | 0 | 0
DemandResponse | 0 | 0 | 0 | 0 | 0 | 0
IGCC-CCS | 0 | 0 | 0 | 0 | 0 | 0
WT_off | 0 | 0 | 0 | 0 | 0 | 0
PseudoUnit | 0 | 0 | 0 | 0 | 0 | 0
FixedInterchange | 0 | 0 | 0 | 0 | 0 | 0
Retrofit FOM Costs by Reporting Type: NWPP_Gas
ReportingType | 2015 | 2020 | 2025 | 2030 | 2035 | 2040
BM | 0 | 0 | 0 | 0 | 0 | 0
CC | 0 | 0 | 0 | 0 | 0 | 0
CSP | 0 | 0 | 0 | 0 | 0 | 0
CT | 0 | 0 | 0 | 0 | 0 | 0
Coal | 0 | 0 | 0 | 0 | 0 | 0
Geo | 0 | 0 | 0 | 0 | 0 | 0
H | 0 | 0 | 0 | 0 | 0 | 0
LFG | 0 | 0 | 0 | 0 | 0 | 0
Nuc | 0 | 0 | 0 | 0 | 0 | 0
PS | 0 | 0 | 0 | 0 | 0 | 0
PV | 0 | 0 | 0 | 0 | 0 | 0
PeakG | 0 | 0 | 0 | 0 | 0 | 0
PeakO | 0 | 0 | 0 | 0 | 0 | 0
ST | 0 | 0 | 0 | 0 | 0 | 0
STOG | 0 | 0 | 0 | 0 | 0 | 0
STWD | 0 | 0 | 0 | 0 | 0 | 0
WT | 0 | 0 | 0 | 0 | 0 | 0
IGCC | 0 | 0 | 0 | 0 | 0 | 0
DemandResponse | 0 | 0 | 0 | 0 | 0 | 0
IGCC-CCS | 0 | 0 | 0 | 0 | 0 | 0
WT_off | 0 | 0 | 0 | 0 | 0 | 0
PseudoUnit | 0 | 0 | 0 | 0 | 0 | 0
FixedInterchange | 0 | 0 | 0 | 0 | 0 | 0
Retrofit FOM Costs by Reporting Type: NWPP_NucRenew
ReportingType | 2015 | 2020 | 2025 | 2030 | 2035 | 2040
BM | 0 | 0 | 0 | 0 | 0 | 0
CC | 0 | 0 | 0 | 0 | 0 | 0
CSP | 0 | 0 | 0 | 0 | 0 | 0
CT | 0 | 0 | 0 | 0 | 0 | 0
Coal | 0 | 0 | 0 | 0 | 0 | 0
Geo | 0 | 0 | 0 | 0 | 0 | 0
H | 0 | 0 | 0 | 0 | 0 | 0
LFG | 0 | 0 | 0 | 0 | 0 | 0
Nuc | 0 | 0 | 0 | 0 | 0 | 0
PS | 0 | 0 | 0 | 0 | 0 | 0
PV | 0 | 0 | 0 | 0 | 0 | 0
PeakG | 0 | 0 | 0 | 0 | 0 | 0
PeakO | 0 | 0 | 0 | 0 | 0 | 0
ST | 0 | 0 | 0 | 0 | 0 | 0
STOG | 0 | 0 | 0 | 0 | 0 | 0
STWD | 0 | 0 | 0 | 0 | 0 | 0
WT | 0 | 0 | 0 | 0 | 0 | 0
IGCC | 0 | 0 | 0 | 0 | 0 | 0
DemandResponse | 0 | 0 | 0 | 0 | 0 | 0
IGCC-CCS | 0 | 0 | 0 | 0 | 0 | 0
WT_off | 0 | 0 | 0 | 0 | 0 | 0
PseudoUnit | 0 | 0 | 0 | 0 | 0 | 0
FixedInterchange | 0 | 0 | 0 | 0 | 0 | 0
Retrofit FOM Costs by Reporting Type: RMPA
ReportingType | 2015 | 2020 | 2025 | 2030 | 2035 | 2040
BM | 0 | 0 | 0 | 0 | 0 | 0
CC | 0 | 0 | 0 | 0 | 0 | 0
CSP | 0 | 0 | 0 | 0 | 0 | 0
CT | 0 | 0 | 0 | 0 | 0 | 0
Coal | 21.38 | 21.61 | 8.25 | 8.25 | 6.17 | 6.17
Geo | 0 | 0 | 0 | 0 | 0 | 0
H | 0 | 0 | 0 | 0 | 0 | 0
LFG | 0 | 0 | 0 | 0 | 0 | 0
Nuc | 0 | 0 | 0 | 0 | 0 | 0
PS | 0 | 0 | 0 | 0 | 0 | 0
PV | 0 | 0 | 0 | 0 | 0 | 0
PeakG | 0 | 0 | 0 | 0 | 0 | 0
PeakO | 0 | 0 | 0 | 0 | 0 | 0
ST | 0 | 0 | 0 | 0 | 0 | 0
STOG | 0 | 0 | 0 | 0 | 0 | 0
STWD | 0 | 0 | 0 | 0 | 0 | 0
WT | 0 | 0 | 0 | 0 | 0 | 0
IGCC | 0 | 0 | 0 | 0 | 0 | 0
DemandResponse | 0 | 0 | 0 | 0 | 0 | 0
IGCC-CCS | 0 | 0 | 0 | 0 | 0 | 0
WT_off | 0 | 0 | 0 | 0 | 0 | 0
PseudoUnit | 0 | 0 | 0 | 0 | 0 | 0
FixedInterchange | 0 | 0 | 0 | 0 | 0 | 0
Retrofit FOM Costs by Reporting Type: SP15
ReportingType | 2015 | 2020 | 2025 | 2030 | 2035 | 2040
BM | 0 | 0 | 0 | 0 | 0 | 0
CC | 0 | 0 | 0 | 0 | 0 | 0
CSP | 0 | 0 | 0 | 0 | 0 | 0
CT | 0 | 0 | 0 | 0 | 0 | 0
Coal | 0.23 | 0.41 | 0.41 | 0.41 | 0.41 | 0
Geo | 0 | 0 | 0 | 0 | 0 | 0
H | 0 | 0 | 0 | 0 | 0 | 0
LFG | 0 | 0 | 0 | 0 | 0 | 0
Nuc | 0 | 0 | 0 | 0 | 0 | 0
PS | 0 | 0 | 0 | 0 | 0 | 0
PV | 0 | 0 | 0 | 0 | 0 | 0
PeakG | 0 | 0 | 0 | 0 | 0 | 0
PeakO | 0 | 0 | 0 | 0 | 0 | 0
ST | 0 | 0 | 0 | 0 | 0 | 0
STOG | 0 | 0 | 0 | 0 | 0 | 0
STWD | 0 | 0 | 0 | 0 | 0 | 0
WT | 0 | 0 | 0 | 0 | 0 | 0
IGCC | 0 | 0 | 0 | 0 | 0 | 0
DemandResponse | 0 | 0 | 0 | 0 | 0 | 0
IGCC-CCS | 0 | 0 | 0 | 0 | 0 | 0
WT_off | 0 | 0 | 0 | 0 | 0 | 0
PseudoUnit | 0 | 0 | 0 | 0 | 0 | 0
FixedInterchange | 0 | 0 | 0 | 0 | 0 | 0
Retrofit FOM Costs by Reporting Type: ALB
ReportingType | 2015 | 2020 | 2025 | 2030 | 2035 | 2040
BM | 0 | 0 | 0 | 0 | 0 | 0
CC | 0 | 0 | 0 | 0 | 0 | 0
CSP | 0 | 0 | 0 | 0 | 0 | 0
CT | 0 | 0 | 0 | 0 | 0 | 0
Coal | 0.29 | 0.29 | 0.29 | 0 | 0 | 0
Geo | 0 | 0 | 0 | 0 | 0 | 0
H | 0 | 0 | 0 | 0 | 0 | 0
LFG | 0 | 0 | 0 | 0 | 0 | 0
Nuc | 0 | 0 | 0 | 0 | 0 | 0
PS | 0 | 0 | 0 | 0 | 0 | 0
PV | 0 | 0 | 0 | 0 | 0 | 0
PeakG | 0 | 0 | 0 | 0 | 0 | 0
PeakO | 0 | 0 | 0 | 0 | 0 | 0
ST | 0 | 0 | 0 | 0 | 0 | 0
STOG | 0 | 0 | 0 | 0 | 0 | 0
STWD | 0 | 0 | 0 | 0 | 0 | 0
WT | 0 | 0 | 0 | 0 | 0 | 0
IGCC | 0 | 0 | 0 | 0 | 0 | 0
DemandResponse | 0 | 0 | 0 | 0 | 0 | 0
IGCC-CCS | 0 | 0 | 0 | 0 | 0 | 0
WT_off | 0 | 0 | 0 | 0 | 0 | 0
PseudoUnit | 0 | 0 | 0 | 0 | 0 | 0
FixedInterchange | 0 | 0 | 0 | 0 | 0 | 0
Retrofit FOM Costs by Reporting Type: BC
ReportingType | 2015 | 2020 | 2025 | 2030 | 2035 | 2040
BM | 0 | 0 | 0 | 0 | 0 | 0
CC | 0 | 0 | 0 | 0 | 0 | 0
CSP | 0 | 0 | 0 | 0 | 0 | 0
CT | 0 | 0 | 0 | 0 | 0 | 0
Coal | 0 | 0 | 0 | 0 | 0 | 0
Geo | 0 | 0 | 0 | 0 | 0 | 0
H | 0 | 0 | 0 | 0 | 0 | 0
LFG | 0 | 0 | 0 | 0 | 0 | 0
Nuc | 0 | 0 | 0 | 0 | 0 | 0
PS | 0 | 0 | 0 | 0 | 0 | 0
PV | 0 | 0 | 0 | 0 | 0 | 0
PeakG | 0 | 0 | 0 | 0 | 0 | 0
PeakO | 0 | 0 | 0 | 0 | 0 | 0
ST | 0 | 0 | 0 | 0 | 0 | 0
STOG | 0 | 0 | 0 | 0 | 0 | 0
STWD | 0 | 0 | 0 | 0 | 0 | 0
WT | 0 | 0 | 0 | 0 | 0 | 0
IGCC | 0 | 0 | 0 | 0 | 0 | 0
DemandResponse | 0 | 0 | 0 | 0 | 0 | 0
IGCC-CCS | 0 | 0 | 0 | 0 | 0 | 0
WT_off | 0 | 0 | 0 | 0 | 0 | 0
PseudoUnit | 0 | 0 | 0 | 0 | 0 | 0
FixedInterchange | 0 | 0 | 0 | 0 | 0 | 0
Retrofit FOM Costs by Reporting Type: HQ_IESO
ReportingType | 2015 | 2020 | 2025 | 2030 | 2035 | 2040
BM | 0 | 0 | 0 | 0 | 0 | 0
CC | 0 | 0 | 0 | 0 | 0 | 0
CSP | 0 | 0 | 0 | 0 | 0 | 0
CT | 0 | 0 | 0 | 0 | 0 | 0
Coal | 0 | 0 | 0 | 0 | 0 | 0
Geo | 0 | 0 | 0 | 0 | 0 | 0
H | 0 | 0 | 0 | 0 | 0 | 0
LFG | 0 | 0 | 0 | 0 | 0 | 0
Nuc | 0 | 0 | 0 | 0 | 0 | 0
PS | 0 | 0 | 0 | 0 | 0 | 0
PV | 0 | 0 | 0 | 0 | 0 | 0
PeakG | 0 | 0 | 0 | 0 | 0 | 0
PeakO | 0 | 0 | 0 | 0 | 0 | 0
ST | 0 | 0 | 0 | 0 | 0 | 0
STOG | 0 | 0 | 0 | 0 | 0 | 0
STWD | 0 | 0 | 0 | 0 | 0 | 0
WT | 0 | 0 | 0 | 0 | 0 | 0
IGCC | 0 | 0 | 0 | 0 | 0 | 0
DemandResponse | 0 | 0 | 0 | 0 | 0 | 0
IGCC-CCS | 0 | 0 | 0 | 0 | 0 | 0
WT_off | 0 | 0 | 0 | 0 | 0 | 0
PseudoUnit | 0 | 0 | 0 | 0 | 0 | 0
FixedInterchange | 0 | 0 | 0 | 0 | 0 | 0
Retrofit FOM Costs by Reporting Type: HQ_NEISO
ReportingType | 2015 | 2020 | 2025 | 2030 | 2035 | 2040
BM | 0 | 0 | 0 | 0 | 0 | 0
CC | 0 | 0 | 0 | 0 | 0 | 0
CSP | 0 | 0 | 0 | 0 | 0 | 0
CT | 0 | 0 | 0 | 0 | 0 | 0
Coal | 0 | 0 | 0 | 0 | 0 | 0
Geo | 0 | 0 | 0 | 0 | 0 | 0
H | 0 | 0 | 0 | 0 | 0 | 0
LFG | 0 | 0 | 0 | 0 | 0 | 0
Nuc | 0 | 0 | 0 | 0 | 0 | 0
PS | 0 | 0 | 0 | 0 | 0 | 0
PV | 0 | 0 | 0 | 0 | 0 | 0
PeakG | 0 | 0 | 0 | 0 | 0 | 0
PeakO | 0 | 0 | 0 | 0 | 0 | 0
ST | 0 | 0 | 0 | 0 | 0 | 0
STOG | 0 | 0 | 0 | 0 | 0 | 0
STWD | 0 | 0 | 0 | 0 | 0 | 0
WT | 0 | 0 | 0 | 0 | 0 | 0
IGCC | 0 | 0 | 0 | 0 | 0 | 0
DemandResponse | 0 | 0 | 0 | 0 | 0 | 0
IGCC-CCS | 0 | 0 | 0 | 0 | 0 | 0
WT_off | 0 | 0 | 0 | 0 | 0 | 0
PseudoUnit | 0 | 0 | 0 | 0 | 0 | 0
FixedInterchange | 0 | 0 | 0 | 0 | 0 | 0
Retrofit FOM Costs by Reporting Type: HQ_NY
ReportingType | 2015 | 2020 | 2025 | 2030 | 2035 | 2040
BM | 0 | 0 | 0 | 0 | 0 | 0
CC | 0 | 0 | 0 | 0 | 0 | 0
CSP | 0 | 0 | 0 | 0 | 0 | 0
CT | 0 | 0 | 0 | 0 | 0 | 0
Coal | 0 | 0 | 0 | 0 | 0 | 0
Geo | 0 | 0 | 0 | 0 | 0 | 0
H | 0 | 0 | 0 | 0 | 0 | 0
LFG | 0 | 0 | 0 | 0 | 0 | 0
Nuc | 0 | 0 | 0 | 0 | 0 | 0
PS | 0 | 0 | 0 | 0 | 0 | 0
PV | 0 | 0 | 0 | 0 | 0 | 0
PeakG | 0 | 0 | 0 | 0 | 0 | 0
PeakO | 0 | 0 | 0 | 0 | 0 | 0
ST | 0 | 0 | 0 | 0 | 0 | 0
STOG | 0 | 0 | 0 | 0 | 0 | 0
STWD | 0 | 0 | 0 | 0 | 0 | 0
WT | 0 | 0 | 0 | 0 | 0 | 0
IGCC | 0 | 0 | 0 | 0 | 0 | 0
DemandResponse | 0 | 0 | 0 | 0 | 0 | 0
IGCC-CCS | 0 | 0 | 0 | 0 | 0 | 0
WT_off | 0 | 0 | 0 | 0 | 0 | 0
PseudoUnit | 0 | 0 | 0 | 0 | 0 | 0
FixedInterchange | 0 | 0 | 0 | 0 | 0 | 0
Retrofit FOM Costs by Reporting Type: MARITIMES
ReportingType | 2015 | 2020 | 2025 | 2030 | 2035 | 2040
BM | 0 | 0 | 0 | 0 | 0 | 0
CC | 0 | 0 | 0 | 0 | 0 | 0
CSP | 0 | 0 | 0 | 0 | 0 | 0
CT | 0 | 0 | 0 | 0 | 0 | 0
Coal | 0 | 0 | 0 | 0 | 0 | 0
Geo | 0 | 0 | 0 | 0 | 0 | 0
H | 0 | 0 | 0 | 0 | 0 | 0
LFG | 0 | 0 | 0 | 0 | 0 | 0
Nuc | 0 | 0 | 0 | 0 | 0 | 0
PS | 0 | 0 | 0 | 0 | 0 | 0
PV | 0 | 0 | 0 | 0 | 0 | 0
PeakG | 0 | 0 | 0 | 0 | 0 | 0
PeakO | 0 | 0 | 0 | 0 | 0 | 0
ST | 0 | 0 | 0 | 0 | 0 | 0
STOG | 0 | 0 | 0 | 0 | 0 | 0
STWD | 0 | 0 | 0 | 0 | 0 | 0
WT | 0 | 0 | 0 | 0 | 0 | 0
IGCC | 0 | 0 | 0 | 0 | 0 | 0
DemandResponse | 0 | 0 | 0 | 0 | 0 | 0
IGCC-CCS | 0 | 0 | 0 | 0 | 0 | 0
WT_off | 0 | 0 | 0 | 0 | 0 | 0
PseudoUnit | 0 | 0 | 0 | 0 | 0 | 0
FixedInterchange | 0 | 0 | 0 | 0 | 0 | 0
Retrofit FOM Costs by Reporting Type: All
ReportingType | 2015 | 2020 | 2025 | 2030 | 2035 | 2040
BM | 0 | 0 | 0 | 0 | 0 | 0
CC | 0 | 0 | 0 | 0 | 0 | 0
CSP | 0 | 0 | 0 | 0 | 0 | 0
CT | 0 | 0 | 0 | 0 | 0 | 0
Coal | 827.97 | 694.09 | 585.86 | 568.64 | 597.98 | 578.24
Geo | 0 | 0 | 0 | 0 | 0 | 0
H | 0 | 0 | 0 | 0 | 0 | 0
LFG | 0 | 0 | 0 | 0 | 0 | 0
Nuc | 0 | 0 | 0 | 0 | 0 | 0
PS | 0 | 0 | 0 | 0 | 0 | 0
PV | 0 | 0 | 0 | 0 | 0 | 0
PeakG | 0 | 0 | 0 | 0 | 0 | 0
PeakO | 0 | 0 | 0 | 0 | 0 | 0
ST | 0 | 0 | 0 | 0 | 0 | 0
STOG | 0 | 0 | 0 | 0 | 0 | 0
STWD | 0 | 0 | 0 | 0 | 0 | 0
WT | 0 | 0 | 0 | 0 | 0 | 0
IGCC | 0 | 0 | 0 | 0 | 0 | 0
DemandResponse | 0 | 0 | 0 | 0 | 0 | 0
IGCC-CCS | 0 | 0 | 0 | 0 | 0 | 0
WT_off | 0 | 0 | 0 | 0 | 0 | 0
PseudoUnit | 0 | 0 | 0 | 0 | 0 | 0
FixedInterchange | 0 | 0 | 0 | 0 | 0 | 0
Retrofit FOM Costs by Reporting Type: EI_US
ReportingType | 2015 | 2020 | 2025 | 2030 | 2035 | 2040
BM | 0 | 0 | 0 | 0 | 0 | 0
CC | 0 | 0 | 0 | 0 | 0 | 0
CSP | 0 | 0 | 0 | 0 | 0 | 0
CT | 0 | 0 | 0 | 0 | 0 | 0
Coal | 696.48 | 572.47 | 540.24 | 523.16 | 554.61 | 548.08
Geo | 0 | 0 | 0 | 0 | 0 | 0
H | 0 | 0 | 0 | 0 | 0 | 0
LFG | 0 | 0 | 0 | 0 | 0 | 0
Nuc | 0 | 0 | 0 | 0 | 0 | 0
PS | 0 | 0 | 0 | 0 | 0 | 0
PV | 0 | 0 | 0 | 0 | 0 | 0
PeakG | 0 | 0 | 0 | 0 | 0 | 0
PeakO | 0 | 0 | 0 | 0 | 0 | 0
ST | 0 | 0 | 0 | 0 | 0 | 0
STOG | 0 | 0 | 0 | 0 | 0 | 0
STWD | 0 | 0 | 0 | 0 | 0 | 0
WT | 0 | 0 | 0 | 0 | 0 | 0
IGCC | 0 | 0 | 0 | 0 | 0 | 0
DemandResponse | 0 | 0 | 0 | 0 | 0 | 0
IGCC-CCS | 0 | 0 | 0 | 0 | 0 | 0
WT_off | 0 | 0 | 0 | 0 | 0 | 0
PseudoUnit | 0 | 0 | 0 | 0 | 0 | 0
FixedInterchange | 0 | 0 | 0 | 0 | 0 | 0
Retrofit FOM Costs by Reporting Type: EI_Canada
ReportingType | 2015 | 2020 | 2025 | 2030 | 2035 | 2040
BM | 0 | 0 | 0 | 0 | 0 | 0
CC | 0 | 0 | 0 | 0 | 0 | 0
CSP | 0 | 0 | 0 | 0 | 0 | 0
CT | 0 | 0 | 0 | 0 | 0 | 0
Coal | 0 | 0 | 0 | 0 | 0 | 0
Geo | 0 | 0 | 0 | 0 | 0 | 0
H | 0 | 0 | 0 | 0 | 0 | 0
LFG | 0 | 0 | 0 | 0 | 0 | 0
Nuc | 0 | 0 | 0 | 0 | 0 | 0
PS | 0 | 0 | 0 | 0 | 0 | 0
PV | 0 | 0 | 0 | 0 | 0 | 0
PeakG | 0 | 0 | 0 | 0 | 0 | 0
PeakO | 0 | 0 | 0 | 0 | 0 | 0
ST | 0 | 0 | 0 | 0 | 0 | 0
STOG | 0 | 0 | 0 | 0 | 0 | 0
STWD | 0 | 0 | 0 | 0 | 0 | 0
WT | 0 | 0 | 0 | 0 | 0 | 0
IGCC | 0 | 0 | 0 | 0 | 0 | 0
DemandResponse | 0 | 0 | 0 | 0 | 0 | 0
IGCC-CCS | 0 | 0 | 0 | 0 | 0 | 0
WT_off | 0 | 0 | 0 | 0 | 0 | 0
PseudoUnit | 0 | 0 | 0 | 0 | 0 | 0
FixedInterchange | 0 | 0 | 0 | 0 | 0 | 0
Retrofit FOM Costs by Reporting Type: EI
ReportingType | 2015 | 2020 | 2025 | 2030 | 2035 | 2040
BM | 0 | 0 | 0 | 0 | 0 | 0
CC | 0 | 0 | 0 | 0 | 0 | 0
CSP | 0 | 0 | 0 | 0 | 0 | 0
CT | 0 | 0 | 0 | 0 | 0 | 0
Coal | 696.48 | 572.47 | 540.24 | 523.16 | 554.61 | 548.08
Geo | 0 | 0 | 0 | 0 | 0 | 0
H | 0 | 0 | 0 | 0 | 0 | 0
LFG | 0 | 0 | 0 | 0 | 0 | 0
Nuc | 0 | 0 | 0 | 0 | 0 | 0
PS | 0 | 0 | 0 | 0 | 0 | 0
PV | 0 | 0 | 0 | 0 | 0 | 0
PeakG | 0 | 0 | 0 | 0 | 0 | 0
PeakO | 0 | 0 | 0 | 0 | 0 | 0
ST | 0 | 0 | 0 | 0 | 0 | 0
STOG | 0 | 0 | 0 | 0 | 0 | 0
STWD | 0 | 0 | 0 | 0 | 0 | 0
WT | 0 | 0 | 0 | 0 | 0 | 0
IGCC | 0 | 0 | 0 | 0 | 0 | 0
DemandResponse | 0 | 0 | 0 | 0 | 0 | 0
IGCC-CCS | 0 | 0 | 0 | 0 | 0 | 0
WT_off | 0 | 0 | 0 | 0 | 0 | 0
PseudoUnit | 0 | 0 | 0 | 0 | 0 | 0
FixedInterchange | 0 | 0 | 0 | 0 | 0 | 0
Retrofit FOM Costs by Reporting Type: Outside_EI
ReportingType | 2015 | 2020 | 2025 | 2030 | 2035 | 2040
BM | 0 | 0 | 0 | 0 | 0 | 0
CC | 0 | 0 | 0 | 0 | 0 | 0
CSP | 0 | 0 | 0 | 0 | 0 | 0
CT | 0 | 0 | 0 | 0 | 0 | 0
Coal | 131.49 | 121.62 | 45.62 | 45.48 | 43.36 | 30.16
Geo | 0 | 0 | 0 | 0 | 0 | 0
H | 0 | 0 | 0 | 0 | 0 | 0
LFG | 0 | 0 | 0 | 0 | 0 | 0
Nuc | 0 | 0 | 0 | 0 | 0 | 0
PS | 0 | 0 | 0 | 0 | 0 | 0
PV | 0 | 0 | 0 | 0 | 0 | 0
PeakG | 0 | 0 | 0 | 0 | 0 | 0
PeakO | 0 | 0 | 0 | 0 | 0 | 0
ST | 0 | 0 | 0 | 0 | 0 | 0
STOG | 0 | 0 | 0 | 0 | 0 | 0
STWD | 0 | 0 | 0 | 0 | 0 | 0
WT | 0 | 0 | 0 | 0 | 0 | 0
IGCC | 0 | 0 | 0 | 0 | 0 | 0
DemandResponse | 0 | 0 | 0 | 0 | 0 | 0
IGCC-CCS | 0 | 0 | 0 | 0 | 0 | 0
WT_off | 0 | 0 | 0 | 0 | 0 | 0
PseudoUnit | 0 | 0 | 0 | 0 | 0 | 0
FixedInterchange | 0 | 0 | 0 | 0 | 0 | 0
#12 | Levelized Capital Costs ($million)
Levelized Capital Costs by Reporting Type: Entergy
ReportingType | 2015 | 2020 | 2025 | 2030 | 2035 | 2040
BM | 0 | 0 | 0 | 0 | 112.16 | 2990.72
CC | 480.74 | 1176.29 | 1192.59 | 1192.59 | 1192.59 | 711.85
CSP | 0 | 0 | 0 | 0 | 0 | 0
CT | 0 | 0 | 0 | 0 | 0 | 0
Coal | 202.06 | 202.06 | 202.06 | 202.06 | 202.06 | 202.06
Geo | 0 | 0 | 0 | 0 | 0 | 0
H | 0 | 0 | 0 | 34.94 | 365.55 | 365.55
LFG | 0 | 0 | 20.14 | 20.14 | 20.14 | 20.14
Nuc | 0 | 0 | 0 | 0 | 0 | 0
PS | 0 | 0 | 0 | 0 | 0 | 0
PV | 0.11 | 22.82 | 34.62 | 36.45 | 38.45 | 19.01
PeakG | 0 | 0 | 0 | 0 | 0 | 0
PeakO | 0 | 0 | 0 | 0 | 0 | 0
ST | 0 | 0 | 0 | 0 | 0 | 0
STOG | 0 | 0 | 0 | 0 | 0 | 0
STWD | 0 | 0 | 0 | 0 | 0 | 0
WT | 0 | 0 | 0 | 25.54 | 612.84 | 612.84
IGCC | 0 | 0 | 0 | 0 | 0 | 0
DemandResponse | 0 | 0 | 0 | 0 | 0 | 0
IGCC-CCS | 0 | 0 | 0 | 0 | 0 | 0
WT_off | 0 | 0 | 0 | 0 | 0 | 0
PseudoUnit | 0 | 0 | 0 | 0 | 0 | 0
FixedInterchange | 0 | 0 | 0 | 0 | 0 | 0
Levelized Capital Costs by Reporting Type: FRCC
ReportingType | 2015 | 2020 | 2025 | 2030 | 2035 | 2040
BM | 0 | 0 | 0 | 0 | 684.68 | 684.68
CC | 1581.6 | 1931.85 | 1931.85 | 1931.85 | 1931.85 | 350.25
CSP | 0 | 0 | 0 | 0 | 0 | 0
CT | 196.14 | 196.14 | 196.14 | 196.14 | 0 | 0
Coal | 0 | 0 | 0 | 0 | 0 | 0
Geo | 0 | 0 | 0 | 0 | 0 | 0
H | 0 | 0 | 0 | 0 | 0 | 9.23
LFG | 0 | 0 | 37.91 | 37.91 | 37.91 | 37.91
Nuc | 0 | 0 | 2962.92 | 6373.17 | 14425.41 | 20512.43
PS | 0 | 0 | 0 | 0 | 0 | 0
PV | 0 | 0 | 0 | 0 | 0 | 0
PeakG | 0 | 0 | 0 | 0 | 0 | 0
PeakO | 0 | 0 | 0 | 0 | 0 | 0
ST | 0 | 0 | 0 | 0 | 0 | 0
STOG | 0 | 0 | 0 | 0 | 0 | 0
STWD | 0 | 0 | 0 | 0 | 0 | 0
WT | 0 | 0 | 0 | 0 | 0 | 0
IGCC | 0 | 0 | 0 | 0 | 0 | 0
DemandResponse | 0 | 0 | 0 | 0 | 0 | 0
IGCC-CCS | 0 | 0 | 0 | 0 | 0 | 0
WT_off | 0 | 0 | 0 | 0 | 0 | 0
PseudoUnit | 0 | 0 | 0 | 0 | 0 | 0
FixedInterchange | 0 | 0 | 0 | 0 | 0 | 0
Levelized Capital Costs by Reporting Type: MAPP_US
ReportingType | 2015 | 2020 | 2025 | 2030 | 2035 | 2040
BM | 0 | 0 | 0 | 0 | 176.9 | 852.44
CC | 0 | 0.54 | 17.47 | 26.56 | 26.56 | 26.56
CSP | 0 | 0 | 0 | 0 | 0 | 0
CT | 25.9 | 65.48 | 65.48 | 106.85 | 81.66 | 42.07
Coal | 0 | 0 | 0 | 0 | 0 | 0
Geo | 0 | 0 | 0 | 0 | 0 | 0
H | 0 | 0 | 0 | 0 | 0 | 0
LFG | 0 | 0 | 0 | 13.26 | 13.26 | 13.26
Nuc | 0 | 0 | 0 | 0 | 0 | 0
PS | 0 | 0 | 0 | 0 | 0 | 0
PV | 0 | 0 | 0 | 0 | 0 | 0
PeakG | 0 | 0 | 0 | 0 | 0 | 0
PeakO | 0 | 0 | 0 | 0 | 0 | 0
ST | 0 | 0 | 0 | 0 | 0 | 0
STOG | 0 | 0 | 0 | 0 | 0 | 0
STWD | 0 | 0 | 0 | 0 | 0 | 0
WT | 91.97 | 899.14 | 899.15 | 861.77 | 807.18 | 0
IGCC | 0 | 0 | 0 | 0 | 0 | 0
DemandResponse | 0 | 0 | 0 | 0 | 0 | 0
IGCC-CCS | 0 | 0 | 0 | 0 | 0 | 0
WT_off | 0 | 0 | 0 | 0 | 0 | 0
PseudoUnit | 0 | 0 | 0 | 0 | 0 | 0
FixedInterchange | 0 | 0 | 0 | 0 | 0 | 0
Levelized Capital Costs by Reporting Type: MISO_IN
ReportingType | 2015 | 2020 | 2025 | 2030 | 2035 | 2040
BM | 0 | 0 | 0 | 0 | 0.08 | 2261.94
CC | 164.19 | 1856.26 | 1856.26 | 1856.26 | 1856.26 | 1692.07
CSP | 0 | 0 | 0 | 0 | 0 | 0
CT | 0 | 0 | 0 | 0 | 0 | 0
Coal | 0 | 0 | 0 | 0 | 0 | 0
Geo | 0 | 0 | 0 | 0 | 0 | 0
H | 0 | 0 | 0 | 0 | 0 | 0
LFG | 0 | 0 | 15.89 | 15.89 | 15.89 | 15.89
Nuc | 0 | 0 | 0 | 0 | 0 | 0
PS | 0 | 0 | 0 | 0 | 0 | 0
PV | 0 | 88.91 | 137.29 | 147.44 | 156.2 | 79.05
PeakG | 0 | 0 | 0 | 0 | 0 | 0
PeakO | 0 | 0 | 0 | 0 | 0 | 0
ST | 0 | 0 | 0 | 0 | 0 | 0
STOG | 0 | 0 | 0 | 0 | 0 | 0
STWD | 0 | 0 | 0 | 0 | 0 | 0
WT | 0 | 0 | 0 | 10797.94 | 10797.94 | 10797.94
IGCC | 215.26 | 215.26 | 215.26 | 215.26 | 215.26 | 215.26
DemandResponse | 0 | 0 | 0 | 0 | 0 | 0
IGCC-CCS | 0 | 0 | 0 | 0 | 0 | 0
WT_off | 0 | 0 | 0 | 0 | 0 | 0
PseudoUnit | 0 | 0 | 0 | 0 | 0 | 0
FixedInterchange | 0 | 0 | 0 | 0 | 0 | 0
Levelized Capital Costs by Reporting Type: MISO_MI
ReportingType | 2015 | 2020 | 2025 | 2030 | 2035 | 2040
BM | 0 | 0 | 0 | 0 | 872.72 | 2315.43
CC | 326.6 | 841.78 | 841.78 | 841.78 | 841.78 | 515.17
CSP | 0 | 0 | 0 | 0 | 0 | 0
CT | 0 | 0 | 0 | 0 | 0 | 0
Coal | 0 | 0 | 0 | 0 | 0 | 0
Geo | 0 | 0 | 0 | 0 | 0 | 0
H | 0 | 0 | 0 | 0 | 0 | 0
LFG | 0 | 1.48 | 33.45 | 33.45 | 33.45 | 31.97
Nuc | 0 | 0 | 0 | 0 | 0 | 0
PS | 0 | 0 | 0 | 0 | 0 | 0
PV | 0 | 0 | 0 | 0 | 0 | 0
PeakG | 0 | 0 | 0 | 0 | 0 | 0
PeakO | 0 | 0 | 0 | 0 | 0 | 0
ST | 0 | 0 | 0 | 0 | 0 | 0
STOG | 0 | 0 | 0 | 0 | 0 | 0
STWD | 0 | 0 | 0 | 0 | 0 | 0
WT | 480.98 | 614.81 | 654.54 | 683.67 | 202.69 | 1443.88
IGCC | 0 | 0 | 0 | 0 | 0 | 0
DemandResponse | 0 | 0 | 0 | 0 | 0 | 0
IGCC-CCS | 0 | 0 | 0 | 0 | 0 | 0
WT_off | 0 | 0 | 0 | 0 | 0 | 0
PseudoUnit | 0 | 0 | 0 | 0 | 0 | 0
FixedInterchange | 0 | 0 | 0 | 0 | 0 | 0
Levelized Capital Costs by Reporting Type: MISO_MO-IL
ReportingType | 2015 | 2020 | 2025 | 2030 | 2035 | 2040
BM | 0 | 0 | 0 | 0 | 92.89 | 1413.6
CC | 0 | 645.55 | 645.55 | 645.55 | 645.55 | 645.55
CSP | 0 | 0 | 0 | 0 | 0 | 0
CT | 0 | 0 | 0 | 0 | 0 | 0
Coal | 574.94 | 574.94 | 574.94 | 574.94 | 574.94 | 574.94
Geo | 0 | 0 | 0 | 0 | 0 | 0
H | 0 | 0 | 92.29 | 92.29 | 92.29 | 92.29
LFG | 0 | 0 | 46.76 | 46.76 | 46.76 | 46.76
Nuc | 0 | 0 | 0 | 0 | 0 | 0
PS | 0 | 0 | 0 | 0 | 0 | 0
PV | 0 | 0 | 0 | 0 | 0 | 0
PeakG | 0 | 0 | 0 | 0 | 0 | 0
PeakO | 0 | 0 | 0 | 0 | 0 | 0
ST | 0 | 0 | 0 | 0 | 0 | 0
STOG | 0 | 0 | 0 | 0 | 0 | 0
STWD | 0 | 0 | 0 | 0 | 0 | 0
WT | 68.52 | 68.52 | 1227.96 | 4120.91 | 4052.39 | 4052.38
IGCC | 0 | 0 | 0 | 0 | 0 | 0
DemandResponse | 0 | 0 | 0 | 0 | 0 | 0
IGCC-CCS | 0 | 0 | 0 | 0 | 0 | 0
WT_off | 0 | 0 | 0 | 0 | 0 | 0
PseudoUnit | 0 | 0 | 0 | 0 | 0 | 0
FixedInterchange | 0 | 0 | 0 | 0 | 0 | 0
Levelized Capital Costs by Reporting Type: MISO_W
ReportingType | 2015 | 2020 | 2025 | 2030 | 2035 | 2040
BM | 0 | 0 | 0 | 0 | 0 | 0
CC | 0 | 62.78 | 62.78 | 62.78 | 62.78 | 62.77
CSP | 0 | 0 | 0 | 0 | 0 | 0
CT | 0 | 0 | 0 | 0 | 0 | 0
Coal | 0 | 0 | 0 | 0 | 0 | 0
Geo | 0 | 0 | 0 | 0 | 0 | 0
H | 0 | 0 | 0 | 0 | 0 | 0
LFG | 0 | 0 | 0 | 14.86 | 14.86 | 14.86
Nuc | 0 | 0 | 0 | 0 | 0 | 0
PS | 0 | 0 | 0 | 0 | 0 | 0
PV | 0 | 0 | 0 | 0 | 0 | 0
PeakG | 0 | 0 | 0 | 0 | 0 | 0
PeakO | 0 | 0 | 0 | 0 | 0 | 0
ST | 0 | 0 | 0 | 0 | 0 | 0
STOG | 0 | 0 | 0 | 0 | 0 | 0
STWD | 0 | 0 | 0 | 0 | 0 | 0
WT | 658.73 | 658.73 | 14769.25 | 14885.5 | 15052.93 | 15695.64
IGCC | 0 | 0 | 0 | 0 | 0 | 0
DemandResponse | 0 | 0 | 0 | 0 | 0 | 0
IGCC-CCS | 0 | 0 | 0 | 0 | 0 | 0
WT_off | 0 | 0 | 0 | 0 | 0 | 0
PseudoUnit | 0 | 0 | 0 | 0 | 0 | 0
FixedInterchange | 0 | 0 | 0 | 0 | 0 | 0
Levelized Capital Costs by Reporting Type: MISO_WUMS
ReportingType | 2015 | 2020 | 2025 | 2030 | 2035 | 2040
BM | 0 | 0 | 0 | 0 | 1149.27 | 1149.27
CC | 620.57 | 1030.84 | 1030.85 | 1030.85 | 1030.85 | 410.27
CSP | 0 | 0 | 0 | 0 | 0 | 0
CT | 0 | 96.69 | 125.86 | 125.86 | 256.52 | 159.83
Coal | 184.51 | 184.51 | 184.51 | 184.51 | 184.51 | 184.51
Geo | 0 | 0 | 0 | 0 | 0 | 0
H | 0 | 0.35 | 0.35 | 0.35 | 0.35 | 0.35
LFG | 0 | 0 | 43.4 | 43.4 | 43.4 | 43.4
Nuc | 0 | 0 | 0 | 0 | 0 | 0
PS | 0 | 0 | 0 | 0 | 0 | 0
PV | 0 | 0 | 0 | 0 | 0 | 0
PeakG | 0 | 0 | 0 | 0 | 0 | 0
PeakO | 0 | 0 | 0 | 0 | 0 | 0
ST | 0 | 0 | 0 | 0 | 0 | 0
STOG | 0 | 0 | 0 | 0 | 0 | 0
STWD | 0 | 0 | 0 | 0 | 0 | 0
WT | 218.37 | 218.37 | 224.5 | 1035.77 | 2506.89 | 3278.73
IGCC | 0 | 0 | 0 | 0 | 0 | 0
DemandResponse | 0 | 0 | 0 | 0 | 0 | 0
IGCC-CCS | 0 | 0 | 0 | 0 | 0 | 0
WT_off | 0 | 0 | 0 | 0 | 0 | 0
PseudoUnit | 0 | 0 | 0 | 0 | 0 | 0
FixedInterchange | 0 | 0 | 0 | 0 | 0 | 0
Levelized Capital Costs by Reporting Type: Nebraska
ReportingType | 2015 | 2020 | 2025 | 2030 | 2035 | 2040
BM | 0 | 0 | 0 | 0 | 0 | 0
CC | 0 | 0 | 0 | 0 | 0 | 0
CSP | 0 | 0 | 0 | 0 | 0 | 0
CT | 0 | 0 | 0 | 0 | 0 | 0
Coal | 66.52 | 66.52 | 66.52 | 66.52 | 66.52 | 66.52
Geo | 0 | 0 | 0 | 0 | 0 | 0
H | 0 | 0 | 0 | 0 | 0 | 0
LFG | 0 | 0 | 0 | 13.78 | 13.78 | 13.78
Nuc | 0 | 0 | 0 | 0 | 0 | 0
PS | 0 | 0 | 0 | 0 | 0 | 0
PV | 0 | 0 | 0 | 0 | 0 | 0
PeakG | 0 | 0 | 0 | 0 | 0 | 0
PeakO | 0 | 0 | 0 | 0 | 0 | 0
ST | 0 | 0 | 0 | 0 | 0 | 0
STOG | 0 | 0 | 0 | 0 | 0 | 0
STWD | 0 | 0 | 0 | 0 | 0 | 0
WT | 44.36 | 3820.05 | 3859.9 | 4493.24 | 4949.67 | 1173.99
IGCC | 0 | 0 | 0 | 0 | 0 | 0
DemandResponse | 0 | 0 | 0 | 0 | 0 | 0
IGCC-CCS | 0 | 0 | 0 | 0 | 0 | 0
WT_off | 0 | 0 | 0 | 0 | 0 | 0
PseudoUnit | 0 | 0 | 0 | 0 | 0 | 0
FixedInterchange | 0 | 0 | 0 | 0 | 0 | 0
Levelized Capital Costs by Reporting Type: NEISO
ReportingType | 2015 | 2020 | 2025 | 2030 | 2035 | 2040
BM | 115.57 | 115.57 | 115.57 | 115.57 | 115.57 | 115.57
CC | 273.49 | 273.49 | 273.49 | 273.49 | 273.5 | 0
CSP | 0 | 0 | 0 | 0 | 0 | 0
CT | 30 | 30 | 30 | 29.13 | 23.58 | 46.83
Coal | 0 | 0 | 0 | 0 | 0 | 0
Geo | 0 | 0 | 0 | 0 | 0 | 0
H | 0 | 0 | 0 | 0.99 | 0.99 | 0.99
LFG | 10.64 | 10.64 | 24.97 | 24.97 | 14.32 | 14.32
Nuc | 0 | 0 | 0 | 0 | 0 | 0
PS | 0 | 0 | 0 | 0 | 0 | 0
PV | 0 | 119.5 | 123.26 | 127.55 | 137.16 | 21.14
PeakG | 0 | 0 | 0 | 0 | 0 | 0
PeakO | 0 | 0 | 0 | 0 | 0 | 0
ST | 0 | 0 | 0 | 0 | 0 | 0
STOG | 0 | 0 | 0 | 0 | 0 | 0
STWD | 0 | 0 | 0 | 0 | 0 | 0
WT | 54.49 | 778.38 | 1164.27 | 1297.91 | 4891.66 | 4167.77
IGCC | 0 | 0 | 0 | 0 | 0 | 0
DemandResponse | 0 | 0 | 0 | 0 | 0 | 0
IGCC-CCS | 0 | 0 | 0 | 0 | 0 | 0
WT_off | 283.24 | 283.24 | 283.24 | 283.24 | 509.78 | 3192.21
PseudoUnit | 0 | 0 | 0 | 0 | 0 | 0
FixedInterchange | 0 | 0 | 0 | 0 | 0 | 0
Levelized Capital Costs by Reporting Type: NonRTO_Midwest
ReportingType | 2015 | 2020 | 2025 | 2030 | 2035 | 2040
BM | 0 | 0 | 0 | 0 | 752.26 | 2059.15
CC | 251.31 | 655.83 | 655.83 | 655.83 | 655.83 | 404.52
CSP | 0 | 0 | 0 | 0 | 0 | 0
CT | 0 | 0 | 0 | 0 | 0 | 0
Coal | 0 | 0 | 0 | 0 | 0 | 0
Geo | 0 | 0 | 0 | 0 | 0 | 0
H | 0 | 0 | 245.9 | 245.9 | 245.9 | 245.9
LFG | 0 | 0 | 30 | 30 | 30 | 30
Nuc | 0 | 0 | 0 | 0 | 0 | 0
PS | 0 | 0 | 0 | 0 | 0 | 0
PV | 0 | 0 | 0 | 0 | 0 | 0
PeakG | 0 | 0 | 0 | 0 | 0 | 0
PeakO | 0 | 0 | 0 | 0 | 0 | 0
ST | 0 | 0 | 0 | 0 | 0 | 0
STOG | 0 | 0 | 0 | 0 | 0 | 0
STWD | 0 | 0 | 0 | 0 | 0 | 0
WT | 0 | 0 | 0 | 0 | 0 | 0
IGCC | 0 | 0 | 0 | 0 | 0 | 0
DemandResponse | 0 | 0 | 0 | 0 | 0 | 0
IGCC-CCS | 0 | 0 | 0 | 0 | 0 | 0
WT_off | 0 | 0 | 0 | 0 | 0 | 0
PseudoUnit | 0 | 0 | 0 | 0 | 0 | 0
FixedInterchange | 0 | 0 | 0 | 0 | 0 | 0
Levelized Capital Costs by Reporting Type: NYISO_A-F
ReportingType | 2015 | 2020 | 2025 | 2030 | 2035 | 2040
BM | 0 | 0 | 0 | 0 | 0 | 389.89
CC | 85.71 | 85.71 | 85.72 | 85.72 | 85.72 | 0
CSP | 0 | 0 | 0 | 0 | 0 | 0
CT | 0 | 0 | 0 | 0 | 0 | 0
Coal | 0 | 0 | 0 | 0 | 0 | 0
Geo | 0 | 0 | 0 | 0 | 0 | 0
H | 0 | 0 | 0 | 0 | 0 | 0
LFG | 1.35 | 1.35 | 14.91 | 14.91 | 13.57 | 13.57
Nuc | 0 | 0 | 0 | 0 | 0 | 0.01
PS | 0 | 0 | 0 | 0 | 0 | 0
PV | 0 | 0 | 0 | 0 | 0 | 0.01
PeakG | 0 | 0 | 0 | 0 | 0 | 0
PeakO | 0 | 0 | 0 | 0 | 0 | 0
ST | 0 | 0 | 0 | 0 | 0 | 0
STOG | 0 | 0 | 0 | 0 | 0 | 0
STWD | 0 | 0 | 0 | 0 | 0 | 0
WT | 571.17 | 727.41 | 727.41 | 2914.66 | 2343.49 | 2187.25
IGCC | 0 | 0 | 0 | 0 | 0 | 0
DemandResponse | 0 | 0 | 0 | 0 | 0 | 0
IGCC-CCS | 0 | 0 | 0 | 0 | 0 | 0
WT_off | 0 | 0 | 0 | 0 | 0 | 0
PseudoUnit | 0 | 0 | 0 | 0 | 0 | 0
FixedInterchange | 0 | 0 | 0 | 0 | 0 | 0
Levelized Capital Costs by Reporting Type: NYISO_G-I
ReportingType | 2015 | 2020 | 2025 | 2030 | 2035 | 2040
BM | 0 | 0 | 0 | 0 | 204.59 | 311.91
CC | 0 | 160.01 | 179.08 | 179.08 | 179.08 | 179.08
CSP | 0 | 0 | 0 | 0 | 0 | 0
CT | 0 | 0 | 0 | 0 | 0 | 0
Coal | 0 | 0 | 0 | 0 | 0 | 0
Geo | 0 | 0 | 0 | 0 | 0 | 0
H | 0 | 0 | 0 | 0 | 0 | 0
LFG | 0 | 0 | 14.85 | 14.85 | 14.85 | 14.85
Nuc | 0 | 0 | 0 | 0 | 0 | 1419.35
PS | 0 | 0 | 0 | 0 | 0 | 0
PV | 0 | 0 | 0 | 0 | 0 | 650.84
PeakG | 0 | 0 | 0 | 0 | 0 | 0
PeakO | 0 | 0 | 0 | 0 | 0 | 0
ST | 0 | 0 | 0 | 0 | 0 | 0
STOG | 0 | 0 | 0 | 0 | 0 | 0
STWD | 0 | 0 | 0 | 0 | 0 | 0
WT | 0 | 12.72 | 12.72 | 76.54 | 76.54 | 63.83
IGCC | 0 | 0 | 0 | 0 | 0 | 0
DemandResponse | 0 | 0 | 0 | 0 | 0 | 0
IGCC-CCS | 0 | 0 | 0 | 0 | 0 | 0
WT_off | 0 | 0 | 0 | 0 | 0 | 0
PseudoUnit | 0 | 0 | 0 | 0 | 0 | 0
FixedInterchange | 0 | 0 | 0 | 0 | 0 | 0
Levelized Capital Costs by Reporting Type: NYISO_J-K
ReportingType | 2015 | 2020 | 2025 | 2030 | 2035 | 2040
BM | 0 | 0 | 0 | 0 | 0 | 0
CC | 226.37 | 226.37 | 226.37 | 549.55 | 1045.39 | 934.13
CSP | 0 | 0 | 0 | 0 | 0 | 0
CT | 0 | 0 | 0 | 0 | 0 | 0
Coal | 0 | 0 | 0 | 0 | 0 | 0
Geo | 0 | 0 | 0 | 0 | 0 | 0
H | 0 | 0 | 0 | 0 | 0 | 0
LFG | 0 | 0 | 0 | 20.47 | 20.47 | 20.47
Nuc | 0 | 0 | 0 | 0 | 0 | 0
PS | 0 | 0 | 0 | 0 | 0 | 0
PV | 16.99 | 16.99 | 16.99 | 16.99 | 0 | 0
PeakG | 0 | 0 | 0 | 0 | 0 | 0
PeakO | 0 | 0 | 0 | 0 | 0 | 0
ST | 0 | 0 | 0 | 0 | 0 | 0
STOG | 0 | 0 | 0 | 0 | 0 | 0
STWD | 0 | 0 | 0 | 0 | 0 | 0
WT | 0 | 0 | 0 | 45.61 | 89.6 | 89.6
IGCC | 0 | 0 | 0 | 0 | 0 | 0
DemandResponse | 0 | 0 | 0 | 0 | 0 | 0
IGCC-CCS | 0 | 0 | 0 | 0 | 0 | 0
WT_off | 0 | 0 | 0 | 0 | 0 | 0.01
PseudoUnit | 0 | 0 | 0 | 0 | 0 | 0
FixedInterchange | 0 | 0 | 0 | 0 | 0 | 0
Levelized Capital Costs by Reporting Type: PJM_E
ReportingType | 2015 | 2020 | 2025 | 2030 | 2035 | 2040
BM | 14.48 | 14.48 | 14.48 | 14.48 | 14.48 | 138.48
CC | 673.31 | 673.31 | 673.31 | 1005.9 | 914.98 | 332.59
CSP | 0 | 0 | 0 | 0 | 0 | 0
CT | 2.28 | 2.28 | 2.28 | 0 | 0 | 0
Coal | 9.09 | 9.09 | 9.09 | 9.09 | 9.09 | 9.09
Geo | 0 | 0 | 0 | 0 | 0 | 0
H | 0 | 0 | 0 | 0 | 0 | 0
LFG | 2.19 | 32.86 | 32.86 | 30.67 | 30.67 | 0
Nuc | 0 | 0 | 0 | 0 | 0 | 2015.78
PS | 0 | 0 | 0 | 0 | 0 | 0
PV | 11.04 | 11.04 | 11.04 | 11.04 | 0 | 0
PeakG | 0 | 0 | 0 | 0 | 0 | 0
PeakO | 0 | 0 | 0 | 0 | 0 | 0
ST | 0 | 0 | 0 | 0 | 0 | 0
STOG | 0 | 0 | 0 | 0 | 0 | 0
STWD | 0 | 0 | 0 | 0 | 0 | 0
WT | 300.12 | 300.12 | 300.12 | 300.12 | 0 | 0
IGCC | 0 | 0 | 0 | 0 | 0 | 0
DemandResponse | 0 | 0 | 0 | 0 | 0 | 0
IGCC-CCS | 0 | 0 | 0 | 0 | 0 | 0
WT_off | 0 | 0 | 540.35 | 540.35 | 540.35 | 540.35
PseudoUnit | 0 | 0 | 0 | 0 | 0 | 0
FixedInterchange | 0 | 0 | 0 | 0 | 0 | 0
Levelized Capital Costs by Reporting Type: PJM_ROM
ReportingType | 2015 | 2020 | 2025 | 2030 | 2035 | 2040
BM | 7.8 | 7.8 | 7.8 | 7.8 | 869.99 | 869.99
CC | 232.92 | 232.92 | 232.92 | 436.77 | 436.77 | 203.85
CSP | 0 | 0 | 0 | 0 | 0 | 0
CT | 1.4 | 1.4 | 1.4 | 1.4 | 0 | 0
Coal | 10.21 | 10.21 | 10.21 | 10.21 | 10.21 | 10.21
Geo | 0 | 0 | 0 | 0 | 0 | 0
H | 0 | 0 | 0 | 223.48 | 223.48 | 223.48
LFG | 3.93 | 57.29 | 57.29 | 55.71 | 53.36 | 0
Nuc | 0 | 0 | 0 | 1341.28 | 6810.89 | 9096.92
PS | 0 | 0 | 0 | 0 | 0 | 0
PV | 0 | 523.85 | 838.11 | 953.37 | 1017.53 | 580.09
PeakG | 0 | 0 | 0 | 0 | 0 | 0
PeakO | 0 | 0 | 0 | 0 | 0 | 0
ST | 0 | 0 | 0 | 0 | 0 | 0
STOG | 0 | 0 | 0 | 0 | 0 | 0
STWD | 0 | 0 | 0 | 0 | 0 | 0
WT | 113.55 | 281.73 | 281.73 | 254.32 | 168.17 | 0.01
IGCC | 0 | 0 | 0 | 0 | 0 | 0
DemandResponse | 0 | 0 | 0 | 0 | 0 | 0
IGCC-CCS | 0 | 0 | 0 | 0 | 0 | 0
WT_off | 0 | 0 | 0 | 0 | 0 | 0
PseudoUnit | 0 | 0 | 0 | 0 | 0 | 0
FixedInterchange | 0 | 0 | 0 | 0 | 0 | 0
Levelized Capital Costs by Reporting Type: PJM_ROR
ReportingType | 2015 | 2020 | 2025 | 2030 | 2035 | 2040
BM | 165.77 | 165.77 | 165.77 | 165.77 | 3780.97 | 3695.9
CC | 1622.29 | 3351.85 | 3351.85 | 3407.98 | 3387.89 | 1785.7
CSP | 0 | 0 | 0 | 0 | 0 | 0
CT | 2.4 | 2.4 | 2.4 | 2.4 | 0 | 0
Coal | 648.6 | 648.6 | 648.6 | 648.6 | 648.6 | 648.6
Geo | 0 | 0 | 0 | 0 | 0 | 0
H | 0 | 174.52 | 174.52 | 174.52 | 174.52 | 174.52
LFG | 11.72 | 11.72 | 110.38 | 104.73 | 98.66 | 98.66
Nuc | 0 | 0 | 0 | 0.01 | 0.01 | 5404.55
PS | 0 | 0 | 0 | 0 | 0 | 0
PV | 0 | 0 | 0 | 0 | 0 | 0
PeakG | 0 | 0 | 0 | 0 | 0 | 0
PeakO | 0 | 0 | 0 | 0 | 0 | 0
ST | 0 | 0 | 0 | 0 | 0 | 0
STOG | 0 | 0 | 0 | 0 | 0 | 0
STWD | 0 | 0 | 0 | 0 | 0 | 0
WT | 1894.89 | 1934.85 | 4915.31 | 8669.79 | 7561.74 | 9351.14
IGCC | 0 | 0 | 0 | 0 | 0 | 0
DemandResponse | 0 | 0 | 0 | 0 | 0 | 0
IGCC-CCS | 0 | 0 | 0 | 0 | 0 | 2996.8
WT_off | 0 | 0 | 0 | 0 | 0 | 0
PseudoUnit | 0 | 0 | 0 | 0 | 0 | 0
FixedInterchange | 0 | 0 | 0 | 0 | 0 | 0
Levelized Capital Costs by Reporting Type: SOCO
ReportingType | 2015 | 2020 | 2025 | 2030 | 2035 | 2040
BM | 21 | 21 | 21 | 21 | 2130.99 | 2130.99
CC | 1013.86 | 1931.51 | 1931.51 | 1931.51 | 1931.51 | 917.65
CSP | 0 | 0 | 0 | 0 | 0 | 0
CT | 0 | 0 | 0 | 0 | 0 | 0
Coal | 0 | 0 | 0 | 0 | 0 | 0
Geo | 0 | 0 | 0 | 0 | 0 | 0
H | 0 | 0 | 0 | 0 | 0 | 285.78
LFG | 0 | 0 | 19.65 | 19.65 | 19.65 | 19.65
Nuc | 0 | 1254.21 | 1977.04 | 4549.97 | 9183.61 | 14246.94
PS | 0 | 0 | 0 | 0 | 0 | 0
PV | 0 | 0 | 0 | 0 | 0 | 0
PeakG | 0 | 0 | 0 | 0 | 0 | 0
PeakO | 0 | 0 | 0 | 0 | 0 | 0
ST | 0 | 0 | 0 | 0 | 0 | 0
STOG | 0 | 0 | 0 | 0 | 0 | 0
STWD | 0 | 0 | 0 | 0 | 0 | 0
WT | 0 | 0 | 0 | 0 | 20.78 | 20.78
IGCC | 0 | 0 | 0 | 0 | 0 | 0
DemandResponse | 0 | 0 | 0 | 0 | 0 | 0
IGCC-CCS | 0 | 0 | 0 | 0 | 0 | 0
WT_off | 0 | 0 | 0 | 0 | 0 | 0
PseudoUnit | 0 | 0 | 0 | 0 | 0 | 0
FixedInterchange | 0 | 0 | 0 | 0 | 0 | 0
Levelized Capital Costs by Reporting Type: SPP_N
ReportingType | 2015 | 2020 | 2025 | 2030 | 2035 | 2040
BM | 0 | 0 | 0 | 0 | 0 | 0
CC | 0 | 0 | 0 | 0 | 0 | 0
CSP | 0 | 0 | 0 | 0 | 0 | 0
CT | 0 | 105.2 | 105.2 | 140.44 | 206.82 | 259.23
Coal | 128.56 | 128.56 | 128.56 | 128.56 | 128.56 | 128.56
Geo | 0 | 0 | 0 | 0 | 0 | 0
H | 0 | 0 | 0 | 0 | 0 | 0
LFG | 0 | 0 | 0 | 17.63 | 17.63 | 17.63
Nuc | 0 | 0 | 0 | 0 | 0 | 0
PS | 0 | 0 | 0 | 0 | 0 | 0
PV | 0 | 0 | 0 | 0 | 0 | 0
PeakG | 0 | 0 | 0 | 0 | 0 | 0
PeakO | 0 | 0 | 0 | 0 | 0 | 0
ST | 0 | 0 | 0 | 0 | 0 | 0
STOG | 0 | 0 | 0 | 0 | 0 | 0
STWD | 0 | 0 | 0 | 0 | 0 | 0
WT | 0 | 6512.69 | 11743.16 | 12997.6 | 16788.71 | 10500.74
IGCC | 0 | 0 | 0 | 0 | 0 | 0
DemandResponse | 0 | 0 | 0 | 0 | 0 | 0
IGCC-CCS | 0 | 0 | 0 | 0 | 0 | 0
WT_off | 0 | 0 | 0 | 0 | 0 | 0
PseudoUnit | 0 | 0 | 0 | 0 | 0 | 0
FixedInterchange | 0 | 0 | 0 | 0 | 0 | 0
Levelized Capital Costs by Reporting Type: SPP_S
ReportingType | 2015 | 2020 | 2025 | 2030 | 2035 | 2040
BM | 0 | 0 | 0 | 0 | 0 | 0
CC | 0 | 290.08 | 290.08 | 543.77 | 543.77 | 543.76
CSP | 0 | 0 | 0 | 0 | 0 | 0
CT | 33.21 | 160.62 | 160.62 | 211.97 | 277.19 | 386.38
Coal | 273.14 | 273.14 | 273.14 | 273.14 | 273.14 | 273.14
Geo | 0 | 0 | 0 | 0 | 0 | 0
H | 0 | 0 | 0 | 0 | 0 | 30
LFG | 0 | 0 | 0 | 17.63 | 17.63 | 17.63
Nuc | 0 | 0 | 0 | 0 | 0 | 0
PS | 0 | 0 | 0 | 0 | 0 | 0
PV | 0 | 0 | 0 | 0 | 0 | 0
PeakG | 0 | 0 | 0 | 0 | 0 | 0
PeakO | 0 | 0 | 0 | 0 | 0 | 0
ST | 0 | 0 | 0 | 0 | 0 | 0
STOG | 0 | 0 | 0 | 0 | 0 | 0
STWD | 0 | 0 | 0 | 0 | 0 | 0
WT | 92.65 | 8820.52 | 9729.88 | 10633.01 | 13799.23 | 6093.54
IGCC | 0 | 0 | 0 | 0 | 0 | 0
DemandResponse | 0 | 0 | 0 | 0 | 0 | 0
IGCC-CCS | 0 | 0 | 0 | 0 | 0 | 0
WT_off | 0 | 0 | 0 | 0 | 0 | 0
PseudoUnit | 0 | 0 | 0 | 0 | 0 | 0
FixedInterchange | 0 | 0 | 0 | 0 | 0 | 0
Levelized Capital Costs by Reporting Type: TVA
ReportingType | 2015 | 2020 | 2025 | 2030 | 2035 | 2040
BM | 0 | 0 | 0 | 0 | 2368.02 | 2368.02
CC | 496.96 | 1204.31 | 1254.53 | 1254.53 | 1220.06 | 757.58
CSP | 0 | 0 | 0 | 0 | 0 | 0
CT | 0 | 0 | 0 | 0 | 0 | 0
Coal | 0 | 0 | 0 | 0 | 0 | 0
Geo | 0 | 0 | 0 | 0 | 0 | 0
H | 0 | 0 | 8.9 | 8.9 | 8.9 | 8.9
LFG | 0 | 0 | 19.35 | 19.35 | 19.35 | 19.35
Nuc | 684.91 | 684.91 | 684.91 | 1794.9 | 2680.22 | 3008.87
PS | 0 | 0 | 0 | 0 | 0 | 0
PV | 0 | 0 | 0 | 0 | 0 | 0
PeakG | 0 | 0 | 0 | 0 | 0 | 0
PeakO | 0 | 0 | 0 | 0 | 0 | 0
ST | 0 | 0 | 0 | 0 | 0 | 0
STOG | 0 | 0 | 0 | 0 | 0 | 0
STWD | 0 | 0 | 0 | 0 | 0 | 0
WT | 0 | 0 | 0 | 0 | 20.59 | 20.59
IGCC | 0 | 0 | 0 | 0 | 0 | 0
DemandResponse | 0 | 0 | 0 | 0 | 0 | 0
IGCC-CCS | 0 | 0 | 0 | 0 | 0 | 1501.5
WT_off | 0 | 0 | 0 | 0 | 0 | 0
PseudoUnit | 0 | 0 | 0 | 0 | 0 | 0
FixedInterchange | 0 | 0 | 0 | 0 | 0 | 0
Levelized Capital Costs by Reporting Type: TVA_Transmission
ReportingType | 2015 | 2020 | 2025 | 2030 | 2035 | 2040
BM | 0 | 0 | 0 | 0 | 0 | 0
CC | 0 | 0 | 0 | 0 | 0 | 0
CSP | 0 | 0 | 0 | 0 | 0 | 0
CT | 0 | 0 | 0 | 0 | 0 | 0
Coal | 0 | 0 | 0 | 0 | 0 | 0
Geo | 0 | 0 | 0 | 0 | 0 | 0
H | 0 | 0 | 0 | 0 | 0 | 0
LFG | 0 | 0 | 0 | 0 | 0 | 0
Nuc | 0 | 0 | 0 | 0 | 0 | 0
PS | 0 | 0 | 0 | 0 | 0 | 0
PV | 0 | 0 | 0 | 0 | 0 | 0
PeakG | 0 | 0 | 0 | 0 | 0 | 0
PeakO | 0 | 0 | 0 | 0 | 0 | 0
ST | 0 | 0 | 0 | 0 | 0 | 0
STOG | 0 | 0 | 0 | 0 | 0 | 0
STWD | 0 | 0 | 0 | 0 | 0 | 0
WT | 0 | 0 | 0 | 0 | 0 | 0
IGCC | 0 | 0 | 0 | 0 | 0 | 0
DemandResponse | 0 | 0 | 0 | 0 | 0 | 0
IGCC-CCS | 0 | 0 | 0 | 0 | 0 | 0
WT_off | 0 | 0 | 0 | 0 | 0 | 0
PseudoUnit | 0 | 0 | 0 | 0 | 0 | 0
FixedInterchange | 0 | 0 | 0 | 0 | 0 | 0
Levelized Capital Costs by Reporting Type: VACAR
ReportingType | 2015 | 2020 | 2025 | 2030 | 2035 | 2040
BM | 0.34 | 122.57 | 355.7 | 416.45 | 2204.23 | 2204.23
CC | 2088.24 | 2202.39 | 2202.39 | 2202.39 | 2202.39 | 114.14
CSP | 0 | 0 | 0 | 0 | 0 | 0
CT | 60.99 | 60.99 | 60.99 | 0 | 0 | 0
Coal | 220.45 | 220.45 | 220.45 | 220.45 | 220.45 | 220.45
Geo | 0 | 0 | 0 | 0 | 0 | 0
H | 0 | 0 | 0 | 0 | 0 | 17.14
LFG | 0.06 | 19.57 | 19.57 | 19.57 | 19.51 | 0
Nuc | 0 | 1320.06 | 2888.22 | 6548.58 | 6548.58 | 8107.6
PS | 0 | 0 | 0 | 0 | 0 | 0
PV | 0 | 47.15 | 50.7 | 54.25 | 57.38 | 16.05
PeakG | 0 | 0 | 0 | 0 | 0 | 0
PeakO | 0 | 0 | 0 | 0 | 0 | 0
ST | 0 | 0 | 0 | 0 | 0 | 0
STOG | 0 | 0 | 0 | 0 | 0 | 0
STWD | 0 | 0 | 0 | 0 | 0 | 0
WT | 0.19 | 740.59 | 740.59 | 740.59 | 740.4 | 0
IGCC | 0 | 0 | 0 | 0 | 0 | 0
DemandResponse | 0 | 0 | 0 | 0 | 0 | 0
IGCC-CCS | 0 | 0 | 0 | 0 | 0 | 0
WT_off | 0.53 | 0.53 | 0.53 | 0.53 | 8425.25 | 13415.91
PseudoUnit | 0 | 0 | 0 | 0 | 0 | 0
FixedInterchange | 0 | 0 | 0 | 0 | 0 | 0
Levelized Capital Costs by Reporting Type: IESO
ReportingType | 2015 | 2020 | 2025 | 2030 | 2035 | 2040
BM | 144.8 | 144.8 | 144.8 | 144.8 | 144.8 | 145.06
CC | 175.41 | 175.41 | 175.41 | 175.41 | 175.41 | 0
CSP | 0 | 0 | 0 | 0 | 0 | 0
CT | 41.8 | 41.8 | 41.8 | 41.8 | 0 | 359.79
Coal | 0 | 0 | 0 | 0 | 0 | 0
Geo | 0 | 0 | 0 | 0 | 0 | 0
H | 0 | 0 | 0 | 98.84 | 98.84 | 98.84
LFG | 5.12 | 5.12 | 5.12 | 5.29 | 0.17 | 0.17
Nuc | 0 | 0 | 0 | 0 | 0 | 0
PS | 0 | 0 | 0 | 0 | 0 | 0
PV | 539.74 | 539.74 | 539.74 | 539.74 | 0 | 0
PeakG | 0 | 0 | 0 | 0 | 0 | 0
PeakO | 0 | 0 | 0 | 0 | 0 | 0
ST | 0 | 0 | 0 | 0 | 0 | 0
STOG | 0 | 0 | 0 | 0 | 0 | 0
STWD | 0 | 0 | 0 | 0 | 0 | 0
WT | 660.4 | 660.4 | 660.4 | 660.4 | 5482.6 | 6158.89
IGCC | 0 | 0 | 0 | 0 | 0 | 0
DemandResponse | 0 | 0 | 0 | 0 | 0 | 0
IGCC-CCS | 0 | 0 | 0 | 0 | 0 | 0
WT_off | 0 | 0 | 0 | 0 | 0 | 0
PseudoUnit | 0 | 0 | 0 | 0 | 0 | 0
FixedInterchange | 0 | 0 | 0 | 0 | 0 | 0
Levelized Capital Costs by Reporting Type: MAPP_CA
ReportingType | 2015 | 2020 | 2025 | 2030 | 2035 | 2040
BM | 0 | 0 | 0 | 0 | 0 | 0
CC | 77.84 | 77.84 | 77.84 | 77.84 | 77.84 | 0
CSP | 0 | 0 | 0 | 0 | 0 | 0
CT | 0 | 0 | 0 | 0 | 0 | 0
Coal | 0 | 0 | 0 | 0 | 0 | 0
Geo | 0 | 0 | 0 | 0 | 0 | 0
H | 0 | 241.14 | 733.92 | 1544.78 | 1544.78 | 1544.78
LFG | 0 | 0 | 0 | 0 | 0 | 0
Nuc | 0 | 0 | 0 | 0 | 0 | 97.75
PS | 0 | 0 | 0 | 0 | 0 | 0
PV | 0 | 0 | 0 | 0 | 0 | 0
PeakG | 0 | 0 | 0 | 0 | 0 | 0
PeakO | 0 | 0 | 0 | 0 | 0 | 0
ST | 0 | 0 | 0 | 0 | 0 | 0
STOG | 0 | 0 | 0 | 0 | 0 | 0
STWD | 0 | 0 | 0 | 0 | 0 | 0
WT | 87.23 | 87.23 | 87.23 | 87.23 | 0 | 0
IGCC | 0 | 0 | 0 | 0 | 0 | 0
DemandResponse | 0 | 0 | 0 | 0 | 0 | 0
IGCC-CCS | 0 | 0 | 0 | 0 | 0 | 0
WT_off | 0 | 0 | 0 | 0 | 0 | 0
PseudoUnit | 0 | 0 | 0 | 0 | 0 | 0
FixedInterchange | 0 | 0 | 0 | 0 | 0 | 0
Levelized Capital Costs by Reporting Type: AZ_NM_SNV_Coal
ReportingType | 2015 | 2020 | 2025 | 2030 | 2035 | 2040
BM | 0 | 0 | 0 | 0 | 0 | 0
CC | 0 | 0 | 0 | 0 | 0 | 0
CSP | 0 | 0 | 0 | 0 | 0 | 0
CT | 0 | 0 | 0 | 0 | 0 | 0
Coal | 0 | 0 | 0 | 0 | 0 | 0
Geo | 0 | 0 | 0 | 0 | 0 | 0
H | 0 | 0 | 0 | 0 | 0 | 0
LFG | 0 | 0 | 0 | 0 | 0 | 0
Nuc | 0 | 0 | 0 | 0 | 0 | 0
PS | 0 | 0 | 0 | 0 | 0 | 0
PV | 0 | 0 | 0 | 0 | 0 | 0
PeakG | 0 | 0 | 0 | 0 | 0 | 0
PeakO | 0 | 0 | 0 | 0 | 0 | 0
ST | 0 | 0 | 0 | 0 | 0 | 0
STOG | 0 | 0 | 0 | 0 | 0 | 0
STWD | 0 | 0 | 0 | 0 | 0 | 0
WT | 0 | 0 | 0 | 0 | 0 | 0
IGCC | 0 | 0 | 0 | 0 | 0 | 0
DemandResponse | 0 | 0 | 0 | 0 | 0 | 0
IGCC-CCS | 0 | 0 | 0 | 0 | 0 | 0
WT_off | 0 | 0 | 0 | 0 | 0 | 0
PseudoUnit | 0 | 0 | 0 | 0 | 0 | 0
FixedInterchange | 0 | 0 | 0 | 0 | 0 | 0
Levelized Capital Costs by Reporting Type: AZ_NM_SNV_Gas
ReportingType | 2015 | 2020 | 2025 | 2030 | 2035 | 2040
BM | 0 | 0 | 0 | 0 | 0 | 0
CC | 79.32 | 552.65 | 984.67 | 984.67 | 984.67 | 905.34
CSP | 0 | 0 | 0 | 0 | 0 | 0
CT | 63.7 | 63.7 | 63.7 | 63.7 | 0 | 0
Coal | 0 | 0 | 0 | 0 | 0 | 0
Geo | 0 | 0 | 0 | 0 | 0 | 0
H | 0 | 0 | 0 | 0 | 0 | 0
LFG | 0 | 0 | 0 | 0 | 0 | 0
Nuc | 0 | 0 | 0 | 0 | 0 | 0
PS | 0 | 0 | 0 | 0 | 0 | 0
PV | 0 | 0 | 0 | 0 | 0 | 0
PeakG | 0 | 0 | 0 | 0 | 0 | 0
PeakO | 0 | 0 | 0 | 0 | 0 | 0
ST | 0 | 0 | 0 | 0 | 0 | 0
STOG | 0 | 0 | 0 | 0 | 0 | 0
STWD | 0 | 0 | 0 | 0 | 0 | 0
WT | 0 | 0 | 0 | 0 | 0 | 0
IGCC | 0 | 0 | 0 | 0 | 0 | 0
DemandResponse | 0 | 0 | 0 | 0 | 0 | 0
IGCC-CCS | 0 | 0 | 0 | 0 | 0 | 0
WT_off | 0 | 0 | 0 | 0 | 0 | 0
PseudoUnit | 0 | 0 | 0 | 0 | 0 | 0
FixedInterchange | 0 | 0 | 0 | 0 | 0 | 0
Levelized Capital Costs by Reporting Type: AZ_NM_SNV_NucRenew
ReportingType | 2015 | 2020 | 2025 | 2030 | 2035 | 2040
BM | 0 | 0 | 0 | 0 | 891.22 | 2371.95
CC | 0 | 0 | 0 | 0 | 0 | 0
CSP | 0 | 0 | 0 | 0 | 0 | 0
CT | 0 | 0 | 0 | 0 | 0 | 0
Coal | 0 | 0 | 0 | 0 | 0 | 0
Geo | 0 | 6.8 | 370.06 | 370.06 | 370.06 | 363.27
H | 0 | 0 | 0 | 0 | 0 | 0
LFG | 0 | 11.72 | 11.72 | 11.72 | 11.72 | 0
Nuc | 0 | 0 | 0 | 1469.1 | 2635.47 | 2635.47
PS | 0 | 0 | 0 | 0 | 0 | 0
PV | 34.88 | 34.88 | 34.88 | 34.88 | 0 | 0
PeakG | 0 | 0 | 0 | 0 | 0 | 0
PeakO | 0 | 0 | 0 | 0 | 0 | 0
ST | 101.35 | 270.99 | 364.98 | 330.03 | 727.61 | 887.92
STOG | 0 | 0 | 0 | 0 | 0 | 0
STWD | 0 | 0 | 0 | 0 | 0 | 0
WT | 14.29 | 2728.78 | 2890.34 | 3108.05 | 3093.77 | 379.27
IGCC | 0 | 0 | 0 | 0 | 0 | 0
DemandResponse | 0 | 0 | 0 | 0 | 0 | 0
IGCC-CCS | 0 | 0 | 0 | 0 | 0 | 0
WT_off | 0 | 0 | 0 | 0 | 0 | 0
PseudoUnit | 0 | 0 | 0 | 0 | 0 | 0
FixedInterchange | 0 | 0 | 0 | 0 | 0 | 0
Levelized Capital Costs by Reporting Type: ERCOT
ReportingType | 2015 | 2020 | 2025 | 2030 | 2035 | 2040
BM | 54.69 | 54.69 | 54.69 | 54.69 | 1311.48 | 1311.48
CC | 2242.18 | 2644.86 | 2644.86 | 2644.86 | 2644.86 | 402.68
CSP | 0 | 0 | 0 | 0 | 0 | 0
CT | 20.97 | 20.97 | 20.97 | 20.97 | 0 | 0
Coal | 540.38 | 540.38 | 540.38 | 540.38 | 540.38 | 540.38
Geo | 0 | 0 | 0 | 0 | 0 | 0
H | 0 | 0 | 0 | 0 | 0 | 207
LFG | 0 | 0 | 19.78 | 63.77 | 63.77 | 63.77
Nuc | 0 | 0 | 0 | 2187.33 | 7407.59 | 9804.31
PS | 0 | 0 | 0 | 0 | 0 | 0
PV | 4.89 | 4.89 | 4.89 | 4.89 | 0 | 0
PeakG | 0 | 0 | 0 | 0 | 0 | 0
PeakO | 0 | 0 | 0 | 0 | 0 | 0
ST | 0 | 0 | 0 | 0 | 0 | 0
STOG | 0 | 0 | 0 | 0 | 0 | 0
STWD | 0 | 0 | 0 | 0 | 0 | 0
WT | 72.7 | 72.7 | 4696.81 | 5046.15 | 5419.38 | 5961.91
IGCC | 0 | 0 | 0 | 0 | 0 | 0
DemandResponse | 0 | 0 | 0 | 0 | 0 | 0
IGCC-CCS | 0 | 0 | 0 | 0 | 0 | 794.42
WT_off | 0 | 0 | 0 | 0 | 0 | 0
PseudoUnit | 0 | 0 | 0 | 0 | 0 | 0
FixedInterchange | 0 | 0 | 0 | 0 | 0 | 0
Levelized Capital Costs by Reporting Type: NP15
ReportingType | 2015 | 2020 | 2025 | 2030 | 2035 | 2040
BM | 0 | 0 | 0 | 0 | 342.22 | 342.22
CC | 825.6 | 870.75 | 1124.97 | 1124.97 | 1124.97 | 299.37
CSP | 0 | 0 | 0 | 0 | 0 | 0
CT | 17.85 | 17.85 | 17.85 | 67.81 | 49.95 | 49.95
Coal | 0 | 0 | 0 | 0 | 0 | 0
Geo | 0 | 186.37 | 186.37 | 186.37 | 186.37 | 0
H | 0 | 0 | 0 | 0 | 0 | 0
LFG | 0 | 125.8 | 125.8 | 125.8 | 125.8 | 0
Nuc | 0 | 0 | 0 | 0 | 0 | 0
PS | 0 | 0 | 0 | 0 | 0 | 0
PV | 2.79 | 2.79 | 2.79 | 2.79 | 490.48 | 1275.82
PeakG | 0 | 0 | 0 | 0 | 0 | 0
PeakO | 0 | 0 | 0 | 0 | 0 | 0
ST | 12.6 | 12.6 | 12.6 | 12.6 | 26.2 | 26.2
STOG | 0 | 0 | 0 | 0 | 0 | 0
STWD | 0 | 0 | 0 | 0 | 0 | 0
WT | 26.07 | 837.92 | 837.92 | 3948.04 | 3937.31 | 3125.46
IGCC | 0 | 0 | 0 | 0 | 0 | 0
DemandResponse | 0 | 0 | 0 | 0 | 0 | 0
IGCC-CCS | 0 | 0 | 0 | 0 | 0 | 7346.6
WT_off | 0 | 0 | 0 | 0 | 0.02 | 0.02
PseudoUnit | 0 | 0 | 0 | 0 | 0 | 0
FixedInterchange | 0 | 0 | 0 | 0 | 0 | 0
Levelized Capital Costs by Reporting Type: NWPP_Coal
ReportingType | 2015 | 2020 | 2025 | 2030 | 2035 | 2040
BM | 0 | 0 | 0 | 0 | 0 | 0
CC | 0 | 0 | 0 | 0 | 0 | 0
CSP | 0 | 0 | 0 | 0 | 0 | 0
CT | 0 | 0 | 0 | 0 | 0 | 0
Coal | 0 | 0 | 0 | 0 | 0 | 0
Geo | 0 | 0 | 0 | 0 | 0 | 0
H | 0 | 0 | 0 | 0 | 0 | 0
LFG | 0 | 0 | 0 | 0 | 0 | 0
Nuc | 0 | 0 | 0 | 0 | 0 | 0
PS | 0 | 0 | 0 | 0 | 0 | 0
PV | 0 | 0 | 0 | 0 | 0 | 0
PeakG | 0 | 0 | 0 | 0 | 0 | 0
PeakO | 0 | 0 | 0 | 0 | 0 | 0
ST | 0 | 0 | 0 | 0 | 0 | 0
STOG | 0 | 0 | 0 | 0 | 0 | 0
STWD | 0 | 0 | 0 | 0 | 0 | 0
WT | 0 | 0 | 0 | 0 | 0 | 0
IGCC | 0 | 0 | 0 | 0 | 0 | 0
DemandResponse | 0 | 0 | 0 | 0 | 0 | 0
IGCC-CCS | 0 | 0 | 0 | 0 | 0 | 0
WT_off | 0 | 0 | 0 | 0 | 0 | 0
PseudoUnit | 0 | 0 | 0 | 0 | 0 | 0
FixedInterchange | 0 | 0 | 0 | 0 | 0 | 0
Levelized Capital Costs by Reporting Type: NWPP_Gas
ReportingType | 2015 | 2020 | 2025 | 2030 | 2035 | 2040
BM | 0 | 0 | 0 | 0 | 0 | 0
CC | 33.4 | 589.99 | 787.14 | 787.14 | 787.14 | 753.74
CSP | 0 | 0 | 0 | 0 | 0 | 0
CT | 13.02 | 13.02 | 13.02 | 13.02 | 0 | 0
Coal | 0 | 0 | 0 | 0 | 0 | 0
Geo | 0 | 0 | 0 | 0 | 0 | 0
H | 0 | 0 | 0 | 0 | 0 | 0
LFG | 0 | 0 | 0 | 0 | 0 | 0
Nuc | 0 | 0 | 0 | 0 | 0 | 0
PS | 0 | 0 | 0 | 0 | 0 | 0
PV | 0 | 0 | 0 | 0 | 0 | 0
PeakG | 0 | 0 | 0 | 0 | 0 | 0
PeakO | 0 | 0 | 0 | 0 | 0 | 0
ST | 0 | 0 | 0 | 0 | 0 | 0
STOG | 0 | 0 | 0 | 0 | 0 | 0
STWD | 0 | 0 | 0 | 0 | 0 | 0
WT | 0 | 0 | 0 | 0 | 0 | 0
IGCC | 0 | 0 | 0 | 0 | 0 | 0
DemandResponse | 0 | 0 | 0 | 0 | 0 | 0
IGCC-CCS | 0 | 0 | 0 | 0 | 0 | 1553.99
WT_off | 0 | 0 | 0 | 0 | 0 | 0
PseudoUnit | 0 | 0 | 0 | 0 | 0 | 0
FixedInterchange | 0 | 0 | 0 | 0 | 0 | 0
Levelized Capital Costs by Reporting Type: NWPP_NucRenew
ReportingType | 2015 | 2020 | 2025 | 2030 | 2035 | 2040
BM | 13.89 | 13.89 | 13.89 | 13.89 | 1281.44 | 3284.37
CC | 0 | 0 | 0 | 0 | 0 | 0
CSP | 0 | 0 | 0 | 0 | 0 | 0
CT | 0 | 0 | 0 | 0 | 0 | 0
Coal | 0 | 0 | 0 | 0 | 0 | 0
Geo | 24.88 | 24.88 | 135.71 | 135.71 | 110.83 | 110.83
H | 0 | 0 | 0 | 0 | 110.42 | 110.42
LFG | 5.02 | 49.3 | 51.9 | 51.9 | 46.88 | 2.6
Nuc | 0 | 0 | 0 | 0 | 898.28 | 898.28
PS | 0 | 0 | 0 | 0 | 0 | 0
PV | 0 | 0 | 0 | 0 | 0 | 0
PeakG | 0 | 0 | 0 | 0 | 0 | 0
PeakO | 0 | 0 | 0 | 0 | 0 | 0
ST | 0 | 0 | 0 | 0 | 0 | 0
STOG | 0 | 0 | 0 | 0 | 0 | 0
STWD | 0 | 0 | 0 | 0 | 0 | 0
WT | 238.86 | 238.86 | 238.86 | 6524.84 | 6835.23 | 7973.95
IGCC | 0 | 0 | 0 | 0 | 0 | 0
DemandResponse | 0 | 0 | 0 | 0 | 0 | 0
IGCC-CCS | 0 | 0 | 0 | 0 | 0 | 0
WT_off | 0 | 0 | 0 | 0 | 0 | 0
PseudoUnit | 0 | 0 | 0 | 0 | 0 | 0
FixedInterchange | 0 | 0 | 0 | 0 | 0 | 0
Levelized Capital Costs by Reporting Type: RMPA
ReportingType | 2015 | 2020 | 2025 | 2030 | 2035 | 2040
BM | 0 | 0 | 0 | 0 | 1240.8 | 1240.8
CC | 0 | 320.19 | 320.19 | 499.92 | 499.92 | 499.92
CSP | 0 | 0 | 0 | 0 | 0 | 0
CT | 15.2 | 15.2 | 15.2 | 15.2 | 0 | 0
Coal | 108.63 | 108.63 | 108.63 | 108.63 | 108.63 | 108.63
Geo | 0 | 0 | 658.57 | 658.57 | 658.57 | 658.56
H | 0 | 0 | 0 | 0 | 0 | 0
LFG | 0.28 | 5.85 | 5.85 | 5.85 | 5.57 | 0
Nuc | 0 | 0 | 0 | 0 | 0 | 0
PS | 0 | 0 | 0 | 0 | 0 | 0
PV | 0.37 | 0.37 | 0.37 | 0.37 | 0 | 0
PeakG | 0 | 0 | 0 | 0 | 0 | 0
PeakO | 0 | 0 | 0 | 0 | 0 | 0
ST | 1.07 | 134.04 | 134.04 | 152.71 | 151.64 | 18.67
STOG | 0 | 0 | 0 | 0 | 0 | 0
STWD | 0 | 0 | 0 | 0 | 0 | 0
WT | 172.66 | 1154.61 | 1154.61 | 1356.76 | 1306.71 | 495.25
IGCC | 0 | 0 | 0 | 0 | 0 | 0
DemandResponse | 0 | 0 | 0 | 0 | 0 | 0
IGCC-CCS | 0 | 0 | 0 | 0 | 0 | 1604.36
WT_off | 0 | 0 | 0 | 0 | 0 | 0
PseudoUnit | 0 | 0 | 0 | 0 | 0 | 0
FixedInterchange | 0 | 0 | 0 | 0 | 0 | 0
Levelized Capital Costs by Reporting Type: SP15
ReportingType | 2015 | 2020 | 2025 | 2030 | 2035 | 2040
BM | 2.9 | 2.9 | 2.9 | 2.9 | 277.88 | 277.88
CC | 152.38 | 740.53 | 1432.72 | 1432.72 | 1432.72 | 1280.35
CSP | 0 | 0 | 0 | 0 | 0 | 0
CT | 0 | 0 | 0 | 0 | 0 | 0
Coal | 0 | 0 | 0 | 0 | 0 | 0
Geo | 14.26 | 385.19 | 385.19 | 370.93 | 370.93 | 0
H | 0 | 0 | 0 | 0 | 0 | 0
LFG | 2.09 | 125.04 | 125.04 | 124.8 | 122.95 | 0
Nuc | 0 | 0 | 0 | 0 | 0 | 0
PS | 0 | 0 | 0 | 0 | 0 | 0
PV | 1.62 | 1.62 | 1.62 | 1.62 | 0 | 0
PeakG | 0 | 0 | 0 | 0 | 0 | 0
PeakO | 0 | 0 | 0 | 0 | 0 | 0
ST | 191.39 | 191.39 | 191.39 | 431.98 | 811.82 | 1612.73
STOG | 0 | 0 | 0 | 0 | 0 | 0
STWD | 0 | 0 | 0 | 0 | 0 | 0
WT | 193.26 | 517.65 | 517.65 | 5465.56 | 5272.3 | 4947.91
IGCC | 0 | 0 | 0 | 0 | 0 | 0
DemandResponse | 0 | 0 | 0 | 0 | 0 | 0
IGCC-CCS | 0 | 0 | 0 | 0 | 3129.86 | 9347.13
WT_off | 0 | 0 | 0 | 0 | 0 | 0
PseudoUnit | 0 | 0 | 0 | 0 | 0 | 0
FixedInterchange | 0 | 0 | 0 | 0 | 0 | 0
Levelized Capital Costs by Reporting Type: ALB
ReportingType | 2015 | 2020 | 2025 | 2030 | 2035 | 2040
BM | 0 | 0 | 0 | 0 | 0 | 0
CC | 0 | 85.86 | 85.86 | 85.86 | 85.86 | 85.86
CSP | 0 | 0 | 0 | 0 | 0 | 0
CT | 16.7 | 16.7 | 16.7 | 16.7 | 0 | 0
Coal | 147.62 | 147.62 | 147.62 | 147.62 | 147.62 | 147.62
Geo | 0 | 0 | 0 | 0 | 0 | 0
H | 0 | 0 | 0 | 0 | 0 | 0
LFG | 0 | 0 | 0 | 0 | 0 | 0
Nuc | 0 | 0 | 418.48 | 5579.52 | 6638.75 | 7585.85
PS | 0 | 0 | 0 | 0 | 0 | 0
PV | 0 | 0 | 0 | 0 | 0 | 0
PeakG | 0 | 0 | 0 | 0 | 0 | 0
PeakO | 0 | 0 | 0 | 0 | 0 | 0
ST | 0 | 0 | 0 | 0 | 0 | 0
STOG | 0 | 0 | 0 | 0 | 0 | 0
STWD | 0 | 0 | 0 | 0 | 0 | 0
WT | 2.54 | 2.54 | 2.54 | 2.54 | 23.83 | 23.83
IGCC | 0 | 0 | 0 | 0 | 0 | 0
DemandResponse | 0 | 0 | 0 | 0 | 0 | 0
IGCC-CCS | 0 | 0 | 0 | 0 | 0 | 0
WT_off | 0 | 0 | 0 | 0 | 0 | 0
PseudoUnit | 0 | 0 | 0 | 0 | 0 | 0
FixedInterchange | 0 | 0 | 0 | 0 | 0 | 0
Levelized Capital Costs by Reporting Type: BC
ReportingType | 2015 | 2020 | 2025 | 2030 | 2035 | 2040
BM | 0 | 0 | 0 | 0 | 0 | 0
CC | 129.88 | 180.9 | 180.9 | 180.9 | 180.9 | 51.02
CSP | 0 | 0 | 0 | 0 | 0 | 0
CT | 0 | 0 | 0 | 0 | 0 | 0
Coal | 0 | 0 | 0 | 0 | 0 | 0
Geo | 0 | 0 | 0 | 0 | 0 | 0
H | 0 | 0 | 0 | 0 | 0 | 0
LFG | 0 | 0 | 0 | 0 | 0 | 0
Nuc | 0 | 0 | 257.67 | 1283.36 | 1920.49 | 2592.42
PS | 0 | 0 | 0 | 0 | 0 | 0
PV | 0 | 0 | 0 | 0 | 0 | 0
PeakG | 0 | 0 | 0 | 0 | 0 | 0
PeakO | 0 | 0 | 0 | 0 | 0 | 0
ST | 0 | 0 | 0 | 0 | 0 | 0
STOG | 0 | 0 | 0 | 0 | 0 | 0
STWD | 0 | 0 | 0 | 0 | 0 | 0
WT | 40.68 | 40.68 | 40.68 | 40.68 | 40.86 | 40.86
IGCC | 0 | 0 | 0 | 0 | 0 | 0
DemandResponse | 0 | 0 | 0 | 0 | 0 | 0
IGCC-CCS | 0 | 0 | 0 | 0 | 0 | 0
WT_off | 0 | 0 | 0 | 0 | 0 | 0
PseudoUnit | 0 | 0 | 0 | 0 | 0 | 0
FixedInterchange | 0 | 0 | 0 | 0 | 0 | 0
Levelized Capital Costs by Reporting Type: HQ_IESO
ReportingType | 2015 | 2020 | 2025 | 2030 | 2035 | 2040
BM | 0 | 0 | 0 | 0 | 0 | 0
CC | 0 | 0 | 0 | 0 | 0 | 0
CSP | 0 | 0 | 0 | 0 | 0 | 0
CT | 0 | 0 | 0 | 0 | 0 | 0
Coal | 0 | 0 | 0 | 0 | 0 | 0
Geo | 0 | 0 | 0 | 0 | 0 | 0
H | 0 | 0 | 0 | 0 | 0 | 0
LFG | 0 | 0 | 0 | 0 | 0 | 0
Nuc | 0 | 0 | 0 | 0 | 0 | 0
PS | 0 | 0 | 0 | 0 | 0 | 0
PV | 0 | 0 | 0 | 0 | 0 | 0
PeakG | 0 | 0 | 0 | 0 | 0 | 0
PeakO | 0 | 0 | 0 | 0 | 0 | 0
ST | 0 | 0 | 0 | 0 | 0 | 0
STOG | 0 | 0 | 0 | 0 | 0 | 0
STWD | 0 | 0 | 0 | 0 | 0 | 0
WT | 0 | 0 | 0 | 0 | 0 | 0
IGCC | 0 | 0 | 0 | 0 | 0 | 0
DemandResponse | 0 | 0 | 0 | 0 | 0 | 0
IGCC-CCS | 0 | 0 | 0 | 0 | 0 | 0
WT_off | 0 | 0 | 0 | 0 | 0 | 0
PseudoUnit | 0 | 0 | 0 | 0 | 0 | 0
FixedInterchange | 0 | 0 | 0 | 0 | 0 | 0
Levelized Capital Costs by Reporting Type: HQ_NEISO
ReportingType | 2015 | 2020 | 2025 | 2030 | 2035 | 2040
BM | 0 | 0 | 0 | 0 | 0 | 0
CC | 0 | 0 | 0 | 0 | 0 | 0
CSP | 0 | 0 | 0 | 0 | 0 | 0
CT | 0 | 0 | 0 | 0 | 0 | 0
Coal | 0 | 0 | 0 | 0 | 0 | 0
Geo | 0 | 0 | 0 | 0 | 0 | 0
H | 0 | 0 | 0 | 0 | 0 | 0
LFG | 0 | 0 | 0 | 0 | 0 | 0
Nuc | 0 | 0 | 0 | 0 | 0 | 0
PS | 0 | 0 | 0 | 0 | 0 | 0
PV | 0 | 0 | 0 | 0 | 0 | 0
PeakG | 0 | 0 | 0 | 0 | 0 | 0
PeakO | 0 | 0 | 0 | 0 | 0 | 0
ST | 0 | 0 | 0 | 0 | 0 | 0
STOG | 0 | 0 | 0 | 0 | 0 | 0
STWD | 0 | 0 | 0 | 0 | 0 | 0
WT | 0 | 0 | 0 | 0 | 0 | 0
IGCC | 0 | 0 | 0 | 0 | 0 | 0
DemandResponse | 0 | 0 | 0 | 0 | 0 | 0
IGCC-CCS | 0 | 0 | 0 | 0 | 0 | 0
WT_off | 0 | 0 | 0 | 0 | 0 | 0
PseudoUnit | 0 | 0 | 0 | 98.89 | 98.89 | 98.89
FixedInterchange | 0 | 0 | 0 | 0 | 0 | 0
Levelized Capital Costs by Reporting Type: HQ_NY
ReportingType | 2015 | 2020 | 2025 | 2030 | 2035 | 2040
BM | 0 | 0 | 0 | 0 | 0 | 0
CC | 0 | 0 | 0 | 0 | 0 | 0
CSP | 0 | 0 | 0 | 0 | 0 | 0
CT | 0 | 0 | 0 | 0 | 0 | 0
Coal | 0 | 0 | 0 | 0 | 0 | 0
Geo | 0 | 0 | 0 | 0 | 0 | 0
H | 0 | 0 | 0 | 0 | 0 | 0
LFG | 0 | 0 | 0 | 0 | 0 | 0
Nuc | 0 | 0 | 0 | 0 | 0 | 0
PS | 0 | 0 | 0 | 0 | 0 | 0
PV | 0 | 0 | 0 | 0 | 0 | 0
PeakG | 0 | 0 | 0 | 0 | 0 | 0
PeakO | 0 | 0 | 0 | 0 | 0 | 0
ST | 0 | 0 | 0 | 0 | 0 | 0
STOG | 0 | 0 | 0 | 0 | 0 | 0
STWD | 0 | 0 | 0 | 0 | 0 | 0
WT | 0 | 0 | 0 | 0 | 0 | 0
IGCC | 0 | 0 | 0 | 0 | 0 | 0
DemandResponse | 0 | 0 | 0 | 0 | 0 | 0
IGCC-CCS | 0 | 0 | 0 | 0 | 0 | 0
WT_off | 0 | 0 | 0 | 0 | 0 | 0
PseudoUnit | 0 | 0 | 824.05 | 824.05 | 824.05 | 824.05
FixedInterchange | 0 | 0 | 0 | 0 | 0 | 0
Levelized Capital Costs by Reporting Type: MARITIMES
ReportingType | 2015 | 2020 | 2025 | 2030 | 2035 | 2040
BM | 0 | 0 | 0 | 0 | 0 | 0
CC | 0 | 0 | 0 | 0 | 0 | 0
CSP | 0 | 0 | 0 | 0 | 0 | 0
CT | 0 | 0 | 0 | 0 | 0 | 0
Coal | 0 | 0 | 0 | 0 | 0 | 0
Geo | 0 | 0 | 0 | 0 | 0 | 0
H | 0 | 0 | 0 | 0 | 0 | 0
LFG | 0 | 0 | 0 | 0 | 0 | 0
Nuc | 0 | 0 | 0 | 0 | 0 | 0
PS | 0 | 0 | 0 | 0 | 0 | 0
PV | 0 | 0 | 0 | 0 | 0 | 0
PeakG | 0 | 0 | 0 | 0 | 0 | 0
PeakO | 0 | 0 | 0 | 0 | 0 | 0
ST | 0 | 0 | 0 | 0 | 0 | 0
STOG | 0 | 0 | 0 | 0 | 0 | 0
STWD | 0 | 0 | 0 | 0 | 0 | 0
WT | 0 | 0 | 0 | 0 | 0 | 0
IGCC | 0 | 0 | 0 | 0 | 0 | 0
DemandResponse | 0 | 0 | 0 | 0 | 0 | 0
IGCC-CCS | 0 | 0 | 0 | 0 | 0 | 0
WT_off | 0 | 0 | 0 | 0 | 0 | 0
PseudoUnit | 0 | 0 | 0 | 164.81 | 164.81 | 164.81
FixedInterchange | 0 | 0 | 0 | 0 | 0 | 0
Levelized Capital Costs by Reporting Type: All
ReportingType | 2015 | 2020 | 2025 | 2030 | 2035 | 2040
BM | 541.24 | 663.47 | 896.61 | 957.36 | 21019.66 | 34925.97
CC | 13854.2 | 25072.65 | 26750.76 | 28109.01 | 28459.37 | 14865.76
CSP | 0 | 0 | 0 | 0 | 0 | 0
CT | 541.58 | 910.46 | 939.63 | 1053.4 | 895.72 | 1304.08
Coal | 3114.71 | 3114.71 | 3114.71 | 3114.71 | 3114.71 | 3114.71
Geo | 39.14 | 603.23 | 1735.89 | 1721.63 | 1696.76 | 1132.66
H | 0 | 416.01 | 1255.88 | 2424.99 | 2866.02 | 3415.16
LFG | 42.41 | 457.73 | 886.58 | 1018.71 | 985.96 | 570.63
Nuc | 684.91 | 3259.17 | 9189.23 | 31127.24 | 59149.29 | 87426.51
PS | 0 | 0 | 0 | 0 | 0 | 0
PV | 612.43 | 1414.56 | 1796.31 | 1931.39 | 1897.2 | 2642.02
PeakG | 0 | 0 | 0 | 0 | 0 | 0
PeakO | 0 | 0 | 0 | 0 | 0 | 0
ST | 306.41 | 609.03 | 703.01 | 927.32 | 1717.27 | 2545.52
STOG | 0 | 0 | 0 | 0 | 0 | 0
STWD | 0 | 0 | 0 | 0 | 0 | 0
WT | 6098.68 | 32729.98 | 62377.5 | 101074.72 | 116895.41 | 98657.97
IGCC | 215.26 | 215.26 | 215.26 | 215.26 | 215.26 | 215.26
DemandResponse | 0 | 0 | 0 | 0 | 0 | 0
IGCC-CCS | 0 | 0 | 0 | 0 | 3129.87 | 25144.81
WT_off | 283.77 | 283.77 | 824.12 | 824.12 | 9475.39 | 17148.49
PseudoUnit | 0 | 0 | 824.05 | 1087.74 | 1087.74 | 1087.74
FixedInterchange | 0 | 0 | 0 | 0 | 0 | 0
Levelized Capital Costs by Reporting Type: EI_US
ReportingType | 2015 | 2020 | 2025 | 2030 | 2035 | 2040
BM | 324.96 | 447.18 | 680.32 | 741.07 | 15529.8 | 25952.2
CC | 10138.18 | 18833.67 | 18936.21 | 20114.73 | 20465.1 | 10587.51
CSP | 0 | 0 | 0 | 0 | 0 | 0
CT | 352.33 | 721.21 | 750.38 | 814.2 | 845.77 | 894.34
Coal | 2318.08 | 2318.08 | 2318.08 | 2318.08 | 2318.08 | 2318.08
Geo | 0 | 0 | 0 | 0 | 0 | 0
H | 0 | 174.87 | 521.96 | 781.37 | 1111.98 | 1454.12
LFG | 29.9 | 134.91 | 541.38 | 629.58 | 609.1 | 504.09
Nuc | 684.91 | 3259.17 | 8513.08 | 20607.92 | 39648.73 | 63812.44
PS | 0 | 0 | 0 | 0 | 0 | 0
PV | 28.13 | 830.26 | 1212 | 1347.08 | 1406.72 | 1366.2
PeakG | 0 | 0 | 0 | 0 | 0 | 0
PeakO | 0 | 0 | 0 | 0 | 0 | 0
ST | 0 | 0 | 0 | 0 | 0 | 0
STOG | 0 | 0 | 0 | 0 | 0 | 0
STWD | 0 | 0 | 0 | 0 | 0 | 0
WT | 4589.99 | 26388.61 | 51250.46 | 74834.47 | 85483.42 | 69550.65
IGCC | 215.26 | 215.26 | 215.26 | 215.26 | 215.26 | 215.26
DemandResponse | 0 | 0 | 0 | 0 | 0 | 0
IGCC-CCS | 0 | 0 | 0 | 0 | 0 | 4498.31
WT_off | 283.77 | 283.77 | 824.12 | 824.12 | 9475.37 | 17148.48
PseudoUnit | 0 | 0 | 824.05 | 1087.74 | 1087.74 | 1087.74
FixedInterchange | 0 | 0 | 0 | 0 | 0 | 0
Levelized Capital Costs by Reporting Type: EI_Canada
ReportingType | 2015 | 2020 | 2025 | 2030 | 2035 | 2040
BM | 144.8 | 144.8 | 144.8 | 144.8 | 144.8 | 145.06
CC | 253.25 | 253.25 | 253.25 | 253.25 | 253.25 | 0
CSP | 0 | 0 | 0 | 0 | 0 | 0
CT | 41.8 | 41.8 | 41.8 | 41.8 | 0 | 359.79
Coal | 0 | 0 | 0 | 0 | 0 | 0
Geo | 0 | 0 | 0 | 0 | 0 | 0
H | 0 | 241.14 | 733.92 | 1643.62 | 1643.62 | 1643.62
LFG | 5.12 | 5.12 | 5.12 | 5.29 | 0.17 | 0.17
Nuc | 0 | 0 | 0 | 0 | 0 | 97.75
PS | 0 | 0 | 0 | 0 | 0 | 0
PV | 539.74 | 539.74 | 539.74 | 539.74 | 0 | 0
PeakG | 0 | 0 | 0 | 0 | 0 | 0
PeakO | 0 | 0 | 0 | 0 | 0 | 0
ST | 0 | 0 | 0 | 0 | 0 | 0
STOG | 0 | 0 | 0 | 0 | 0 | 0
STWD | 0 | 0 | 0 | 0 | 0 | 0
WT | 747.62 | 747.62 | 747.62 | 747.62 | 5482.6 | 6158.89
IGCC | 0 | 0 | 0 | 0 | 0 | 0
DemandResponse | 0 | 0 | 0 | 0 | 0 | 0
IGCC-CCS | 0 | 0 | 0 | 0 | 0 | 0
WT_off | 0 | 0 | 0 | 0 | 0 | 0
PseudoUnit | 0 | 0 | 0 | 0 | 0 | 0
FixedInterchange | 0 | 0 | 0 | 0 | 0 | 0
Levelized Capital Costs by Reporting Type: EI
ReportingType | 2015 | 2020 | 2025 | 2030 | 2035 | 2040
BM | 469.76 | 591.99 | 825.13 | 885.88 | 15674.6 | 26097.25
CC | 10391.43 | 19086.92 | 19189.46 | 20367.99 | 20718.35 | 10587.51
CSP | 0 | 0 | 0 | 0 | 0 | 0
CT | 394.12 | 763.01 | 792.18 | 855.99 | 845.77 | 1254.13
Coal | 2318.08 | 2318.08 | 2318.08 | 2318.08 | 2318.08 | 2318.08
Geo | 0 | 0 | 0 | 0 | 0 | 0
H | 0 | 416.01 | 1255.88 | 2424.99 | 2755.6 | 3097.74
LFG | 35.02 | 140.03 | 546.5 | 634.86 | 609.27 | 504.26
Nuc | 684.91 | 3259.17 | 8513.08 | 20607.92 | 39648.73 | 63910.18
PS | 0 | 0 | 0 | 0 | 0 | 0
PV | 567.88 | 1370 | 1751.75 | 1886.83 | 1406.72 | 1366.2
PeakG | 0 | 0 | 0 | 0 | 0 | 0
PeakO | 0 | 0 | 0 | 0 | 0 | 0
ST | 0 | 0 | 0 | 0 | 0 | 0
STOG | 0 | 0 | 0 | 0 | 0 | 0
STWD | 0 | 0 | 0 | 0 | 0 | 0
WT | 5337.61 | 27136.23 | 51998.09 | 75582.09 | 90966.02 | 75709.53
IGCC | 215.26 | 215.26 | 215.26 | 215.26 | 215.26 | 215.26
DemandResponse | 0 | 0 | 0 | 0 | 0 | 0
IGCC-CCS | 0 | 0 | 0 | 0 | 0 | 4498.31
WT_off | 283.77 | 283.77 | 824.12 | 824.12 | 9475.37 | 17148.48
PseudoUnit | 0 | 0 | 824.05 | 1087.74 | 1087.74 | 1087.74
FixedInterchange | 0 | 0 | 0 | 0 | 0 | 0
Levelized Capital Costs by Reporting Type: Outside_EI
ReportingType | 2015 | 2020 | 2025 | 2030 | 2035 | 2040
BM | 71.48 | 71.48 | 71.48 | 71.48 | 5345.05 | 8828.72
CC | 3462.77 | 5985.72 | 7561.3 | 7741.03 | 7741.03 | 4278.26
CSP | 0 | 0 | 0 | 0 | 0 | 0
CT | 147.45 | 147.45 | 147.45 | 197.41 | 49.95 | 49.95
Coal | 796.63 | 796.63 | 796.63 | 796.63 | 796.63 | 796.63
Geo | 39.14 | 603.23 | 1735.89 | 1721.63 | 1696.76 | 1132.66
H | 0 | 0 | 0 | 0 | 110.42 | 317.42
LFG | 7.39 | 317.7 | 340.09 | 383.84 | 376.68 | 66.37
Nuc | 0 | 0 | 676.15 | 10519.32 | 19500.57 | 23516.33
PS | 0 | 0 | 0 | 0 | 0 | 0
PV | 44.56 | 44.56 | 44.56 | 44.56 | 490.48 | 1275.82
PeakG | 0 | 0 | 0 | 0 | 0 | 0
PeakO | 0 | 0 | 0 | 0 | 0 | 0
ST | 306.41 | 609.03 | 703.01 | 927.32 | 1717.27 | 2545.52
STOG | 0 | 0 | 0 | 0 | 0 | 0
STWD | 0 | 0 | 0 | 0 | 0 | 0
WT | 761.07 | 5593.75 | 10379.41 | 25492.63 | 25929.39 | 22948.44
IGCC | 0 | 0 | 0 | 0 | 0 | 0
DemandResponse | 0 | 0 | 0 | 0 | 0 | 0
IGCC-CCS | 0 | 0 | 0 | 0 | 3129.86 | 20646.5
WT_off | 0 | 0 | 0 | 0 | 0.02 | 0.02
PseudoUnit | 0 | 0 | 0 | 0 | 0 | 0
FixedInterchange | 0 | 0 | 0 | 0 | 0 | 0
#13 | Levelized Retrofit Capital Costs ($million)
Levelized Retrofit Capital Costs by Reporting Type: Entergy
ReportingType | 2015 | 2020 | 2025 | 2030 | 2035 | 2040
BM | 0 | 0 | 0 | 0 | 0 | 0
CC | 0 | 0 | 0 | 0 | 0 | 0
CSP | 0 | 0 | 0 | 0 | 0 | 0
CT | 0 | 0 | 0 | 0 | 0 | 0
Coal | 0 | 0 | 0 | 0 | 0 | 0
Geo | 0 | 0 | 0 | 0 | 0 | 0
H | 0 | 0 | 0 | 0 | 0 | 0
LFG | 0 | 0 | 0 | 0 | 0 | 0
Nuc | 0 | 0 | 0 | 0 | 0 | 0
PS | 0 | 0 | 0 | 0 | 0 | 0
PV | 0 | 0 | 0 | 0 | 0 | 0
PeakG | 0 | 0 | 0 | 0 | 0 | 0
PeakO | 0 | 0 | 0 | 0 | 0 | 0
ST | 0 | 0 | 0 | 0 | 0 | 0
STOG | 0 | 0 | 0 | 0 | 0 | 0
STWD | 0 | 0 | 0 | 0 | 0 | 0
WT | 0 | 0 | 0 | 0 | 0 | 0
IGCC | 0 | 0 | 0 | 0 | 0 | 0
DemandResponse | 0 | 0 | 0 | 0 | 0 | 0
IGCC-CCS | 0 | 0 | 0 | 0 | 0 | 0
WT_off | 0 | 0 | 0 | 0 | 0 | 0
PseudoUnit | 0 | 0 | 0 | 0 | 0 | 0
FixedInterchange | 0 | 0 | 0 | 0 | 0 | 0
Levelized Retrofit Capital Costs by Reporting Type: FRCC
ReportingType | 2015 | 2020 | 2025 | 2030 | 2035 | 2040
BM | 0 | 0 | 0 | 0 | 0 | 0
CC | 0 | 0 | 0 | 0 | 0 | 0
CSP | 0 | 0 | 0 | 0 | 0 | 0
CT | 0 | 0 | 0 | 0 | 0 | 0
Coal | 73.1 | 19.14 | 19.14 | 74.56 | 282.16 | 270.59
Geo | 0 | 0 | 0 | 0 | 0 | 0
H | 0 | 0 | 0 | 0 | 0 | 0
LFG | 0 | 0 | 0 | 0 | 0 | 0
Nuc | 0 | 0 | 0 | 0 | 0 | 0
PS | 0 | 0 | 0 | 0 | 0 | 0
PV | 0 | 0 | 0 | 0 | 0 | 0
PeakG | 0 | 0 | 0 | 0 | 0 | 0
PeakO | 0 | 0 | 0 | 0 | 0 | 0
ST | 0 | 0 | 0 | 0 | 0 | 0
STOG | 0 | 0 | 0 | 0 | 0 | 0
STWD | 0 | 0 | 0 | 0 | 0 | 0
WT | 0 | 0 | 0 | 0 | 0 | 0
IGCC | 0 | 0 | 0 | 0 | 0 | 0
DemandResponse | 0 | 0 | 0 | 0 | 0 | 0
IGCC-CCS | 0 | 0 | 0 | 0 | 0 | 0
WT_off | 0 | 0 | 0 | 0 | 0 | 0
PseudoUnit | 0 | 0 | 0 | 0 | 0 | 0
FixedInterchange | 0 | 0 | 0 | 0 | 0 | 0
Levelized Retrofit Capital Costs by Reporting Type: MAPP_US
ReportingType | 2015 | 2020 | 2025 | 2030 | 2035 | 2040
BM | 0 | 0 | 0 | 0 | 0 | 0
CC | 0 | 0 | 0 | 0 | 0 | 0
CSP | 0 | 0 | 0 | 0 | 0 | 0
CT | 0 | 0 | 0 | 0 | 0 | 0
Coal | 22.36 | 29.85 | 7.49 | 0 | 0 | 0
Geo | 0 | 0 | 0 | 0 | 0 | 0
H | 0 | 0 | 0 | 0 | 0 | 0
LFG | 0 | 0 | 0 | 0 | 0 | 0
Nuc | 0 | 0 | 0 | 0 | 0 | 0
PS | 0 | 0 | 0 | 0 | 0 | 0
PV | 0 | 0 | 0 | 0 | 0 | 0
PeakG | 0 | 0 | 0 | 0 | 0 | 0
PeakO | 0 | 0 | 0 | 0 | 0 | 0
ST | 0 | 0 | 0 | 0 | 0 | 0
STOG | 0 | 0 | 0 | 0 | 0 | 0
STWD | 0 | 0 | 0 | 0 | 0 | 0
WT | 0 | 0 | 0 | 0 | 0 | 0
IGCC | 0 | 0 | 0 | 0 | 0 | 0
DemandResponse | 0 | 0 | 0 | 0 | 0 | 0
IGCC-CCS | 0 | 0 | 0 | 0 | 0 | 0
WT_off | 0 | 0 | 0 | 0 | 0 | 0
PseudoUnit | 0 | 0 | 0 | 0 | 0 | 0
FixedInterchange | 0 | 0 | 0 | 0 | 0 | 0
Levelized Retrofit Capital Costs by Reporting Type: MISO_IN
ReportingType | 2015 | 2020 | 2025 | 2030 | 2035 | 2040
BM | 0 | 0 | 0 | 0 | 0 | 0
CC | 0 | 0 | 0 | 0 | 0 | 0
CSP | 0 | 0 | 0 | 0 | 0 | 0
CT | 0 | 0 | 0 | 0 | 0 | 0
Coal | 0 | 70.24 | 70.24 | 268.83 | 1040.99 | 1026.88
Geo | 0 | 0 | 0 | 0 | 0 | 0
H | 0 | 0 | 0 | 0 | 0 | 0
LFG | 0 | 0 | 0 | 0 | 0 | 0
Nuc | 0 | 0 | 0 | 0 | 0 | 0
PS | 0 | 0 | 0 | 0 | 0 | 0
PV | 0 | 0 | 0 | 0 | 0 | 0
PeakG | 0 | 0 | 0 | 0 | 0 | 0
PeakO | 0 | 0 | 0 | 0 | 0 | 0
ST | 0 | 0 | 0 | 0 | 0 | 0
STOG | 0 | 0 | 0 | 0 | 0 | 0
STWD | 0 | 0 | 0 | 0 | 0 | 0
WT | 0 | 0 | 0 | 0 | 0 | 0
IGCC | 0 | 0 | 0 | 0 | 0 | 0
DemandResponse | 0 | 0 | 0 | 0 | 0 | 0
IGCC-CCS | 0 | 0 | 0 | 0 | 0 | 0
WT_off | 0 | 0 | 0 | 0 | 0 | 0
PseudoUnit | 0 | 0 | 0 | 0 | 0 | 0
FixedInterchange | 0 | 0 | 0 | 0 | 0 | 0
Levelized Retrofit Capital Costs by Reporting Type: MISO_MI
ReportingType | 2015 | 2020 | 2025 | 2030 | 2035 | 2040
BM | 0 | 0 | 0 | 0 | 0 | 0
CC | 0 | 0 | 0 | 0 | 0 | 0
CSP | 0 | 0 | 0 | 0 | 0 | 0
CT | 0 | 0 | 0 | 0 | 0 | 0
Coal | 15.14 | 31.02 | 15.89 | 35.65 | 115.86 | 296.82
Geo | 0 | 0 | 0 | 0 | 0 | 0
H | 0 | 0 | 0 | 0 | 0 | 0
LFG | 0 | 0 | 0 | 0 | 0 | 0
Nuc | 0 | 0 | 0 | 0 | 0 | 0
PS | 0 | 0 | 0 | 0 | 0 | 0
PV | 0 | 0 | 0 | 0 | 0 | 0
PeakG | 0 | 0 | 0 | 0 | 0 | 0
PeakO | 0 | 0 | 0 | 0 | 0 | 0
ST | 0 | 0 | 0 | 0 | 0 | 0
STOG | 0 | 0 | 0 | 0 | 0 | 0
STWD | 0 | 0 | 0 | 0 | 0 | 0
WT | 0 | 0 | 0 | 0 | 0 | 0
IGCC | 0 | 0 | 0 | 0 | 0 | 0
DemandResponse | 0 | 0 | 0 | 0 | 0 | 0
IGCC-CCS | 0 | 0 | 0 | 0 | 0 | 0
WT_off | 0 | 0 | 0 | 0 | 0 | 0
PseudoUnit | 0 | 0 | 0 | 0 | 0 | 0
FixedInterchange | 0 | 0 | 0 | 0 | 0 | 0
Levelized Retrofit Capital Costs by Reporting Type: MISO_MO-IL
ReportingType | 2015 | 2020 | 2025 | 2030 | 2035 | 2040
BM | 0 | 0 | 0 | 0 | 0 | 0
CC | 0 | 0 | 0 | 0 | 0 | 0
CSP | 0 | 0 | 0 | 0 | 0 | 0
CT | 0 | 0 | 0 | 0 | 0 | 0
Coal | 9.29 | 10.62 | 10.62 | 74.39 | 229.05 | 220.12
Geo | 0 | 0 | 0 | 0 | 0 | 0
H | 0 | 0 | 0 | 0 | 0 | 0
LFG | 0 | 0 | 0 | 0 | 0 | 0
Nuc | 0 | 0 | 0 | 0 | 0 | 0
PS | 0 | 0 | 0 | 0 | 0 | 0
PV | 0 | 0 | 0 | 0 | 0 | 0
PeakG | 0 | 0 | 0 | 0 | 0 | 0
PeakO | 0 | 0 | 0 | 0 | 0 | 0
ST | 0 | 0 | 0 | 0 | 0 | 0
STOG | 0 | 0 | 0 | 0 | 0 | 0
STWD | 0 | 0 | 0 | 0 | 0 | 0
WT | 0 | 0 | 0 | 0 | 0 | 0
IGCC | 0 | 0 | 0 | 0 | 0 | 0
DemandResponse | 0 | 0 | 0 | 0 | 0 | 0
IGCC-CCS | 0 | 0 | 0 | 0 | 0 | 0
WT_off | 0 | 0 | 0 | 0 | 0 | 0
PseudoUnit | 0 | 0 | 0 | 0 | 0 | 0
FixedInterchange | 0 | 0 | 0 | 0 | 0 | 0
Levelized Retrofit Capital Costs by Reporting Type: MISO_W
ReportingType | 2015 | 2020 | 2025 | 2030 | 2035 | 2040
BM | 0 | 0 | 0 | 0 | 0 | 0
CC | 0 | 0 | 0 | 0 | 0 | 0
CSP | 0 | 0 | 0 | 0 | 0 | 0
CT | 0 | 0 | 0 | 0 | 0 | 0
Coal | 26.68 | 5.24 | 173.58 | 183.74 | 39.48 | 39.81
Geo | 0 | 0 | 0 | 0 | 0 | 0
H | 0 | 0 | 0 | 0 | 0 | 0
LFG | 0 | 0 | 0 | 0 | 0 | 0
Nuc | 0 | 0 | 0 | 0 | 0 | 0
PS | 0 | 0 | 0 | 0 | 0 | 0
PV | 0 | 0 | 0 | 0 | 0 | 0
PeakG | 0 | 0 | 0 | 0 | 0 | 0
PeakO | 0 | 0 | 0 | 0 | 0 | 0
ST | 0 | 0 | 0 | 0 | 0 | 0
STOG | 0 | 0 | 0 | 0 | 0 | 0
STWD | 0 | 0 | 0 | 0 | 0 | 0
WT | 0 | 0 | 0 | 0 | 0 | 0
IGCC | 0 | 0 | 0 | 0 | 0 | 0
DemandResponse | 0 | 0 | 0 | 0 | 0 | 0
IGCC-CCS | 0 | 0 | 0 | 0 | 0 | 0
WT_off | 0 | 0 | 0 | 0 | 0 | 0
PseudoUnit | 0 | 0 | 0 | 0 | 0 | 0
FixedInterchange | 0 | 0 | 0 | 0 | 0 | 0
Levelized Retrofit Capital Costs by Reporting Type: MISO_WUMS
ReportingType | 2015 | 2020 | 2025 | 2030 | 2035 | 2040
BM | 0 | 0 | 0 | 0 | 0 | 0
CC | 0 | 0 | 0 | 0 | 0 | 0
CSP | 0 | 0 | 0 | 0 | 0 | 0
CT | 0 | 0 | 0 | 0 | 0 | 0
Coal | 197.26 | 174.75 | 13.75 | 57.95 | 110.88 | 201.92
Geo | 0 | 0 | 0 | 0 | 0 | 0
H | 0 | 0 | 0 | 0 | 0 | 0
LFG | 0 | 0 | 0 | 0 | 0 | 0
Nuc | 0 | 0 | 0 | 0 | 0 | 0
PS | 0 | 0 | 0 | 0 | 0 | 0
PV | 0 | 0 | 0 | 0 | 0 | 0
PeakG | 0 | 0 | 0 | 0 | 0 | 0
PeakO | 0 | 0 | 0 | 0 | 0 | 0
ST | 0 | 0 | 0 | 0 | 0 | 0
STOG | 0 | 0 | 0 | 0 | 0 | 0
STWD | 0 | 0 | 0 | 0 | 0 | 0
WT | 0 | 0 | 0 | 0 | 0 | 0
IGCC | 0 | 0 | 0 | 0 | 0 | 0
DemandResponse | 0 | 0 | 0 | 0 | 0 | 0
IGCC-CCS | 0 | 0 | 0 | 0 | 0 | 0
WT_off | 0 | 0 | 0 | 0 | 0 | 0
PseudoUnit | 0 | 0 | 0 | 0 | 0 | 0
FixedInterchange | 0 | 0 | 0 | 0 | 0 | 0
Levelized Retrofit Capital Costs by Reporting Type: Nebraska
ReportingType | 2015 | 2020 | 2025 | 2030 | 2035 | 2040
BM | 0 | 0 | 0 | 0 | 0 | 0
CC | 0 | 0 | 0 | 0 | 0 | 0
CSP | 0 | 0 | 0 | 0 | 0 | 0
CT | 0 | 0 | 0 | 0 | 0 | 0
Coal | 0 | 76.84 | 76.84 | 0 | 0 | 0
Geo | 0 | 0 | 0 | 0 | 0 | 0
H | 0 | 0 | 0 | 0 | 0 | 0
LFG | 0 | 0 | 0 | 0 | 0 | 0
Nuc | 0 | 0 | 0 | 0 | 0 | 0
PS | 0 | 0 | 0 | 0 | 0 | 0
PV | 0 | 0 | 0 | 0 | 0 | 0
PeakG | 0 | 0 | 0 | 0 | 0 | 0
PeakO | 0 | 0 | 0 | 0 | 0 | 0
ST | 0 | 0 | 0 | 0 | 0 | 0
STOG | 0 | 0 | 0 | 0 | 0 | 0
STWD | 0 | 0 | 0 | 0 | 0 | 0
WT | 0 | 0 | 0 | 0 | 0 | 0
IGCC | 0 | 0 | 0 | 0 | 0 | 0
DemandResponse | 0 | 0 | 0 | 0 | 0 | 0
IGCC-CCS | 0 | 0 | 0 | 0 | 0 | 0
WT_off | 0 | 0 | 0 | 0 | 0 | 0
PseudoUnit | 0 | 0 | 0 | 0 | 0 | 0
FixedInterchange | 0 | 0 | 0 | 0 | 0 | 0
Levelized Retrofit Capital Costs by Reporting Type: NEISO
ReportingType | 2015 | 2020 | 2025 | 2030 | 2035 | 2040
BM | 0 | 0 | 0 | 0 | 0 | 0
CC | 0 | 0 | 0 | 0 | 0 | 0
CSP | 0 | 0 | 0 | 0 | 0 | 0
CT | 0 | 0 | 0 | 0 | 0 | 0
Coal | 29.15 | 29.15 | 0 | 0 | 0 | 0
Geo | 0 | 0 | 0 | 0 | 0 | 0
H | 0 | 0 | 0 | 0 | 0 | 0
LFG | 0 | 0 | 0 | 0 | 0 | 0
Nuc | 0 | 0 | 0 | 0 | 0 | 0
PS | 0 | 0 | 0 | 0 | 0 | 0
PV | 0 | 0 | 0 | 0 | 0 | 0
PeakG | 0 | 0 | 0 | 0 | 0 | 0
PeakO | 0 | 0 | 0 | 0 | 0 | 0
ST | 0 | 0 | 0 | 0 | 0 | 0
STOG | 0 | 0 | 0 | 0 | 0 | 0
STWD | 0 | 0 | 0 | 0 | 0 | 0
WT | 0 | 0 | 0 | 0 | 0 | 0
IGCC | 0 | 0 | 0 | 0 | 0 | 0
DemandResponse | 0 | 0 | 0 | 0 | 0 | 0
IGCC-CCS | 0 | 0 | 0 | 0 | 0 | 0
WT_off | 0 | 0 | 0 | 0 | 0 | 0
PseudoUnit | 0 | 0 | 0 | 0 | 0 | 0
FixedInterchange | 0 | 0 | 0 | 0 | 0 | 0
Levelized Retrofit Capital Costs by Reporting Type: NonRTO_Midwest
ReportingType | 2015 | 2020 | 2025 | 2030 | 2035 | 2040
BM | 0 | 0 | 0 | 0 | 0 | 0
CC | 0 | 0 | 0 | 0 | 0 | 0
CSP | 0 | 0 | 0 | 0 | 0 | 0
CT | 0 | 0 | 0 | 0 | 0 | 0
Coal | 165.72 | 176.05 | 94.23 | 253.23 | 802.12 | 605.1
Geo | 0 | 0 | 0 | 0 | 0 | 0
H | 0 | 0 | 0 | 0 | 0 | 0
LFG | 0 | 0 | 0 | 0 | 0 | 0
Nuc | 0 | 0 | 0 | 0 | 0 | 0
PS | 0 | 0 | 0 | 0 | 0 | 0
PV | 0 | 0 | 0 | 0 | 0 | 0
PeakG | 0 | 0 | 0 | 0 | 0 | 0
PeakO | 0 | 0 | 0 | 0 | 0 | 0
ST | 0 | 0 | 0 | 0 | 0 | 0
STOG | 0 | 0 | 0 | 0 | 0 | 0
STWD | 0 | 0 | 0 | 0 | 0 | 0
WT | 0 | 0 | 0 | 0 | 0 | 0
IGCC | 0 | 0 | 0 | 0 | 0 | 0
DemandResponse | 0 | 0 | 0 | 0 | 0 | 0
IGCC-CCS | 0 | 0 | 0 | 0 | 0 | 0
WT_off | 0 | 0 | 0 | 0 | 0 | 0
PseudoUnit | 0 | 0 | 0 | 0 | 0 | 0
FixedInterchange | 0 | 0 | 0 | 0 | 0 | 0
Levelized Retrofit Capital Costs by Reporting Type: NYISO_A-F
ReportingType | 2015 | 2020 | 2025 | 2030 | 2035 | 2040
BM | 0 | 0 | 0 | 0 | 0 | 0
CC | 0 | 0 | 0 | 0 | 0 | 0
CSP | 0 | 0 | 0 | 0 | 0 | 0
CT | 0 | 0 | 0 | 0 | 0 | 0
Coal | 0 | 0 | 0 | 0 | 0 | 0
Geo | 0 | 0 | 0 | 0 | 0 | 0
H | 0 | 0 | 0 | 0 | 0 | 0
LFG | 0 | 0 | 0 | 0 | 0 | 0
Nuc | 0 | 0 | 0 | 0 | 0 | 0
PS | 0 | 0 | 0 | 0 | 0 | 0
PV | 0 | 0 | 0 | 0 | 0 | 0
PeakG | 0 | 0 | 0 | 0 | 0 | 0
PeakO | 0 | 0 | 0 | 0 | 0 | 0
ST | 0 | 0 | 0 | 0 | 0 | 0
STOG | 0 | 0 | 0 | 0 | 0 | 0
STWD | 0 | 0 | 0 | 0 | 0 | 0
WT | 0 | 0 | 0 | 0 | 0 | 0
IGCC | 0 | 0 | 0 | 0 | 0 | 0
DemandResponse | 0 | 0 | 0 | 0 | 0 | 0
IGCC-CCS | 0 | 0 | 0 | 0 | 0 | 0
WT_off | 0 | 0 | 0 | 0 | 0 | 0
PseudoUnit | 0 | 0 | 0 | 0 | 0 | 0
FixedInterchange | 0 | 0 | 0 | 0 | 0 | 0
Levelized Retrofit Capital Costs by Reporting Type: NYISO_G-I
ReportingType | 2015 | 2020 | 2025 | 2030 | 2035 | 2040
BM | 0 | 0 | 0 | 0 | 0 | 0
CC | 0 | 0 | 0 | 0 | 0 | 0
CSP | 0 | 0 | 0 | 0 | 0 | 0
CT | 0 | 0 | 0 | 0 | 0 | 0
Coal | 0 | 0 | 0 | 0 | 0 | 0
Geo | 0 | 0 | 0 | 0 | 0 | 0
H | 0 | 0 | 0 | 0 | 0 | 0
LFG | 0 | 0 | 0 | 0 | 0 | 0
Nuc | 0 | 0 | 0 | 0 | 0 | 0
PS | 0 | 0 | 0 | 0 | 0 | 0
PV | 0 | 0 | 0 | 0 | 0 | 0
PeakG | 0 | 0 | 0 | 0 | 0 | 0
PeakO | 0 | 0 | 0 | 0 | 0 | 0
ST | 0 | 0 | 0 | 0 | 0 | 0
STOG | 0 | 0 | 0 | 0 | 0 | 0
STWD | 0 | 0 | 0 | 0 | 0 | 0
WT | 0 | 0 | 0 | 0 | 0 | 0
IGCC | 0 | 0 | 0 | 0 | 0 | 0
DemandResponse | 0 | 0 | 0 | 0 | 0 | 0
IGCC-CCS | 0 | 0 | 0 | 0 | 0 | 0
WT_off | 0 | 0 | 0 | 0 | 0 | 0
PseudoUnit | 0 | 0 | 0 | 0 | 0 | 0
FixedInterchange | 0 | 0 | 0 | 0 | 0 | 0
Levelized Retrofit Capital Costs by Reporting Type: NYISO_J-K
ReportingType | 2015 | 2020 | 2025 | 2030 | 2035 | 2040
BM | 0 | 0 | 0 | 0 | 0 | 0
CC | 0 | 0 | 0 | 0 | 0 | 0
CSP | 0 | 0 | 0 | 0 | 0 | 0
CT | 0 | 0 | 0 | 0 | 0 | 0
Coal | 0 | 0 | 0 | 0 | 0 | 0
Geo | 0 | 0 | 0 | 0 | 0 | 0
H | 0 | 0 | 0 | 0 | 0 | 0
LFG | 0 | 0 | 0 | 0 | 0 | 0
Nuc | 0 | 0 | 0 | 0 | 0 | 0
PS | 0 | 0 | 0 | 0 | 0 | 0
PV | 0 | 0 | 0 | 0 | 0 | 0
PeakG | 0 | 0 | 0 | 0 | 0 | 0
PeakO | 0 | 0 | 0 | 0 | 0 | 0
ST | 0 | 0 | 0 | 0 | 0 | 0
STOG | 0 | 0 | 0 | 0 | 0 | 0
STWD | 0 | 0 | 0 | 0 | 0 | 0
WT | 0 | 0 | 0 | 0 | 0 | 0
IGCC | 0 | 0 | 0 | 0 | 0 | 0
DemandResponse | 0 | 0 | 0 | 0 | 0 | 0
IGCC-CCS | 0 | 0 | 0 | 0 | 0 | 0
WT_off | 0 | 0 | 0 | 0 | 0 | 0
PseudoUnit | 0 | 0 | 0 | 0 | 0 | 0
FixedInterchange | 0 | 0 | 0 | 0 | 0 | 0
Levelized Retrofit Capital Costs by Reporting Type: PJM_E
ReportingType | 2015 | 2020 | 2025 | 2030 | 2035 | 2040
BM | 0 | 0 | 0 | 0 | 0 | 0
CC | 0 | 0 | 0 | 0 | 0 | 0
CSP | 0 | 0 | 0 | 0 | 0 | 0
CT | 0 | 0 | 0 | 0 | 0 | 0
Coal | 22.45 | 22.45 | 0 | 0.53 | 21.12 | 53.65
Geo | 0 | 0 | 0 | 0 | 0 | 0
H | 0 | 0 | 0 | 0 | 0 | 0
LFG | 0 | 0 | 0 | 0 | 0 | 0
Nuc | 0 | 0 | 0 | 0 | 0 | 0
PS | 0 | 0 | 0 | 0 | 0 | 0
PV | 0 | 0 | 0 | 0 | 0 | 0
PeakG | 0 | 0 | 0 | 0 | 0 | 0
PeakO | 0 | 0 | 0 | 0 | 0 | 0
ST | 0 | 0 | 0 | 0 | 0 | 0
STOG | 0 | 0 | 0 | 0 | 0 | 0
STWD | 0 | 0 | 0 | 0 | 0 | 0
WT | 0 | 0 | 0 | 0 | 0 | 0
IGCC | 0 | 0 | 0 | 0 | 0 | 0
DemandResponse | 0 | 0 | 0 | 0 | 0 | 0
IGCC-CCS | 0 | 0 | 0 | 0 | 0 | 0
WT_off | 0 | 0 | 0 | 0 | 0 | 0
PseudoUnit | 0 | 0 | 0 | 0 | 0 | 0
FixedInterchange | 0 | 0 | 0 | 0 | 0 | 0
Levelized Retrofit Capital Costs by Reporting Type: PJM_ROM
ReportingType | 2015 | 2020 | 2025 | 2030 | 2035 | 2040
BM | 0 | 0 | 0 | 0 | 0 | 0
CC | 0 | 0 | 0 | 0 | 0 | 0
CSP | 0 | 0 | 0 | 0 | 0 | 0
CT | 0 | 0 | 0 | 0 | 0 | 0
Coal | 14.63 | 24.27 | 116.75 | 220.12 | 536.66 | 566.06
Geo | 0 | 0 | 0 | 0 | 0 | 0
H | 0 | 0 | 0 | 0 | 0 | 0
LFG | 0 | 0 | 0 | 0 | 0 | 0
Nuc | 0 | 0 | 0 | 0 | 0 | 0
PS | 0 | 0 | 0 | 0 | 0 | 0
PV | 0 | 0 | 0 | 0 | 0 | 0
PeakG | 0 | 0 | 0 | 0 | 0 | 0
PeakO | 0 | 0 | 0 | 0 | 0 | 0
ST | 0 | 0 | 0 | 0 | 0 | 0
STOG | 0 | 0 | 0 | 0 | 0 | 0
STWD | 0 | 0 | 0 | 0 | 0 | 0
WT | 0 | 0 | 0 | 0 | 0 | 0
IGCC | 0 | 0 | 0 | 0 | 0 | 0
DemandResponse | 0 | 0 | 0 | 0 | 0 | 0
IGCC-CCS | 0 | 0 | 0 | 0 | 0 | 0
WT_off | 0 | 0 | 0 | 0 | 0 | 0
PseudoUnit | 0 | 0 | 0 | 0 | 0 | 0
FixedInterchange | 0 | 0 | 0 | 0 | 0 | 0
Levelized Retrofit Capital Costs by Reporting Type: PJM_ROR
ReportingType | 2015 | 2020 | 2025 | 2030 | 2035 | 2040
BM | 0 | 0 | 0 | 0 | 0 | 0
CC | 0 | 0 | 0 | 0 | 0 | 0
CSP | 0 | 0 | 0 | 0 | 0 | 0
CT | 0 | 0 | 0 | 0 | 0 | 0
Coal | 47 | 240.18 | 540.85 | 1296.57 | 3891.81 | 3403.53
Geo | 0 | 0 | 0 | 0 | 0 | 0
H | 0 | 0 | 0 | 0 | 0 | 0
LFG | 0 | 0 | 0 | 0 | 0 | 0
Nuc | 0 | 0 | 0 | 0 | 0 | 0
PS | 0 | 0 | 0 | 0 | 0 | 0
PV | 0 | 0 | 0 | 0 | 0 | 0
PeakG | 0 | 0 | 0 | 0 | 0 | 0
PeakO | 0 | 0 | 0 | 0 | 0 | 0
ST | 0 | 0 | 0 | 0 | 0 | 0
STOG | 0 | 0 | 0 | 0 | 0 | 0
STWD | 0 | 0 | 0 | 0 | 0 | 0
WT | 0 | 0 | 0 | 0 | 0 | 0
IGCC | 0 | 0 | 0 | 0 | 0 | 0
DemandResponse | 0 | 0 | 0 | 0 | 0 | 0
IGCC-CCS | 0 | 0 | 0 | 0 | 0 | 0
WT_off | 0 | 0 | 0 | 0 | 0 | 0
PseudoUnit | 0 | 0 | 0 | 0 | 0 | 0
FixedInterchange | 0 | 0 | 0 | 0 | 0 | 0
Levelized Retrofit Capital Costs by Reporting Type: SOCO
ReportingType | 2015 | 2020 | 2025 | 2030 | 2035 | 2040
BM | 0 | 0 | 0 | 0 | 0 | 0
CC | 0 | 0 | 0 | 0 | 0 | 0
CSP | 0 | 0 | 0 | 0 | 0 | 0
CT | 0 | 0 | 0 | 0 | 0 | 0
Coal | 400.35 | 430.49 | 72.33 | 456.62 | 716.45 | 410.08
Geo | 0 | 0 | 0 | 0 | 0 | 0
H | 0 | 0 | 0 | 0 | 0 | 0
LFG | 0 | 0 | 0 | 0 | 0 | 0
Nuc | 0 | 0 | 0 | 0 | 0 | 0
PS | 0 | 0 | 0 | 0 | 0 | 0
PV | 0 | 0 | 0 | 0 | 0 | 0
PeakG | 0 | 0 | 0 | 0 | 0 | 0
PeakO | 0 | 0 | 0 | 0 | 0 | 0
ST | 0 | 0 | 0 | 0 | 0 | 0
STOG | 0 | 0 | 0 | 0 | 0 | 0
STWD | 0 | 0 | 0 | 0 | 0 | 0
WT | 0 | 0 | 0 | 0 | 0 | 0
IGCC | 0 | 0 | 0 | 0 | 0 | 0
DemandResponse | 0 | 0 | 0 | 0 | 0 | 0
IGCC-CCS | 0 | 0 | 0 | 0 | 0 | 0
WT_off | 0 | 0 | 0 | 0 | 0 | 0
PseudoUnit | 0 | 0 | 0 | 0 | 0 | 0
FixedInterchange | 0 | 0 | 0 | 0 | 0 | 0
Levelized Retrofit Capital Costs by Reporting Type: SPP_N
ReportingType | 2015 | 2020 | 2025 | 2030 | 2035 | 2040
BM | 0 | 0 | 0 | 0 | 0 | 0
CC | 0 | 0 | 0 | 0 | 0 | 0
CSP | 0 | 0 | 0 | 0 | 0 | 0
CT | 0 | 0 | 0 | 0 | 0 | 0
Coal | 0 | 32.09 | 32.09 | 59.24 | 105.4 | 82.09
Geo | 0 | 0 | 0 | 0 | 0 | 0
H | 0 | 0 | 0 | 0 | 0 | 0
LFG | 0 | 0 | 0 | 0 | 0 | 0
Nuc | 0 | 0 | 0 | 0 | 0 | 0
PS | 0 | 0 | 0 | 0 | 0 | 0
PV | 0 | 0 | 0 | 0 | 0 | 0
PeakG | 0 | 0 | 0 | 0 | 0 | 0
PeakO | 0 | 0 | 0 | 0 | 0 | 0
ST | 0 | 0 | 0 | 0 | 0 | 0
STOG | 0 | 0 | 0 | 0 | 0 | 0
STWD | 0 | 0 | 0 | 0 | 0 | 0
WT | 0 | 0 | 0 | 0 | 0 | 0
IGCC | 0 | 0 | 0 | 0 | 0 | 0
DemandResponse | 0 | 0 | 0 | 0 | 0 | 0
IGCC-CCS | 0 | 0 | 0 | 0 | 0 | 0
WT_off | 0 | 0 | 0 | 0 | 0 | 0
PseudoUnit | 0 | 0 | 0 | 0 | 0 | 0
FixedInterchange | 0 | 0 | 0 | 0 | 0 | 0
Levelized Retrofit Capital Costs by Reporting Type: SPP_S
ReportingType | 2015 | 2020 | 2025 | 2030 | 2035 | 2040
BM | 0 | 0 | 0 | 0 | 0 | 0
CC | 0 | 0 | 0 | 0 | 0 | 0
CSP | 0 | 0 | 0 | 0 | 0 | 0
CT | 0 | 0 | 0 | 0 | 0 | 0
Coal | 0 | 20.71 | 20.71 | 0 | 0 | 0
Geo | 0 | 0 | 0 | 0 | 0 | 0
H | 0 | 0 | 0 | 0 | 0 | 0
LFG | 0 | 0 | 0 | 0 | 0 | 0
Nuc | 0 | 0 | 0 | 0 | 0 | 0
PS | 0 | 0 | 0 | 0 | 0 | 0
PV | 0 | 0 | 0 | 0 | 0 | 0
PeakG | 0 | 0 | 0 | 0 | 0 | 0
PeakO | 0 | 0 | 0 | 0 | 0 | 0
ST | 0 | 0 | 0 | 0 | 0 | 0
STOG | 0 | 0 | 0 | 0 | 0 | 0
STWD | 0 | 0 | 0 | 0 | 0 | 0
WT | 0 | 0 | 0 | 0 | 0 | 0
IGCC | 0 | 0 | 0 | 0 | 0 | 0
DemandResponse | 0 | 0 | 0 | 0 | 0 | 0
IGCC-CCS | 0 | 0 | 0 | 0 | 0 | 0
WT_off | 0 | 0 | 0 | 0 | 0 | 0
PseudoUnit | 0 | 0 | 0 | 0 | 0 | 0
FixedInterchange | 0 | 0 | 0 | 0 | 0 | 0
Levelized Retrofit Capital Costs by Reporting Type: TVA
ReportingType | 2015 | 2020 | 2025 | 2030 | 2035 | 2040
BM | 0 | 0 | 0 | 0 | 0 | 0
CC | 0 | 0 | 0 | 0 | 0 | 0
CSP | 0 | 0 | 0 | 0 | 0 | 0
CT | 0 | 0 | 0 | 0 | 0 | 0
Coal | 0 | 48.42 | 48.42 | 179.01 | 885.53 | 706.53
Geo | 0 | 0 | 0 | 0 | 0 | 0
H | 0 | 0 | 0 | 0 | 0 | 0
LFG | 0 | 0 | 0 | 0 | 0 | 0
Nuc | 0 | 0 | 0 | 0 | 0 | 0
PS | 0 | 0 | 0 | 0 | 0 | 0
PV | 0 | 0 | 0 | 0 | 0 | 0
PeakG | 0 | 0 | 0 | 0 | 0 | 0
PeakO | 0 | 0 | 0 | 0 | 0 | 0
ST | 0 | 0 | 0 | 0 | 0 | 0
STOG | 0 | 0 | 0 | 0 | 0 | 0
STWD | 0 | 0 | 0 | 0 | 0 | 0
WT | 0 | 0 | 0 | 0 | 0 | 0
IGCC | 0 | 0 | 0 | 0 | 0 | 0
DemandResponse | 0 | 0 | 0 | 0 | 0 | 0
IGCC-CCS | 0 | 0 | 0 | 0 | 0 | 0
WT_off | 0 | 0 | 0 | 0 | 0 | 0
PseudoUnit | 0 | 0 | 0 | 0 | 0 | 0
FixedInterchange | 0 | 0 | 0 | 0 | 0 | 0
Levelized Retrofit Capital Costs by Reporting Type: TVA_Transmission
ReportingType | 2015 | 2020 | 2025 | 2030 | 2035 | 2040
BM | 0 | 0 | 0 | 0 | 0 | 0
CC | 0 | 0 | 0 | 0 | 0 | 0
CSP | 0 | 0 | 0 | 0 | 0 | 0
CT | 0 | 0 | 0 | 0 | 0 | 0
Coal | 0 | 0 | 0 | 0 | 0 | 0
Geo | 0 | 0 | 0 | 0 | 0 | 0
H | 0 | 0 | 0 | 0 | 0 | 0
LFG | 0 | 0 | 0 | 0 | 0 | 0
Nuc | 0 | 0 | 0 | 0 | 0 | 0
PS | 0 | 0 | 0 | 0 | 0 | 0
PV | 0 | 0 | 0 | 0 | 0 | 0
PeakG | 0 | 0 | 0 | 0 | 0 | 0
PeakO | 0 | 0 | 0 | 0 | 0 | 0
ST | 0 | 0 | 0 | 0 | 0 | 0
STOG | 0 | 0 | 0 | 0 | 0 | 0
STWD | 0 | 0 | 0 | 0 | 0 | 0
WT | 0 | 0 | 0 | 0 | 0 | 0
IGCC | 0 | 0 | 0 | 0 | 0 | 0
DemandResponse | 0 | 0 | 0 | 0 | 0 | 0
IGCC-CCS | 0 | 0 | 0 | 0 | 0 | 0
WT_off | 0 | 0 | 0 | 0 | 0 | 0
PseudoUnit | 0 | 0 | 0 | 0 | 0 | 0
FixedInterchange | 0 | 0 | 0 | 0 | 0 | 0
Levelized Retrofit Capital Costs by Reporting Type: VACAR
ReportingType | 2015 | 2020 | 2025 | 2030 | 2035 | 2040
BM | 0 | 0 | 0 | 0 | 0 | 0
CC | 0 | 0 | 0 | 0 | 0 | 0
CSP | 0 | 0 | 0 | 0 | 0 | 0
CT | 0 | 0 | 0 | 0 | 0 | 0
Coal | 0 | 46.36 | 112.56 | 74.84 | 203.87 | 290.34
Geo | 0 | 0 | 0 | 0 | 0 | 0
H | 0 | 0 | 0 | 0 | 0 | 0
LFG | 0 | 0 | 0 | 0 | 0 | 0
Nuc | 0 | 0 | 0 | 0 | 0 | 0
PS | 0 | 0 | 0 | 0 | 0 | 0
PV | 0 | 0 | 0 | 0 | 0 | 0
PeakG | 0 | 0 | 0 | 0 | 0 | 0
PeakO | 0 | 0 | 0 | 0 | 0 | 0
ST | 0 | 0 | 0 | 0 | 0 | 0
STOG | 0 | 0 | 0 | 0 | 0 | 0
STWD | 0 | 0 | 0 | 0 | 0 | 0
WT | 0 | 0 | 0 | 0 | 0 | 0
IGCC | 0 | 0 | 0 | 0 | 0 | 0
DemandResponse | 0 | 0 | 0 | 0 | 0 | 0
IGCC-CCS | 0 | 0 | 0 | 0 | 0 | 0
WT_off | 0 | 0 | 0 | 0 | 0 | 0
PseudoUnit | 0 | 0 | 0 | 0 | 0 | 0
FixedInterchange | 0 | 0 | 0 | 0 | 0 | 0
Levelized Retrofit Capital Costs by Reporting Type: IESO
ReportingType | 2015 | 2020 | 2025 | 2030 | 2035 | 2040
BM | 0 | 0 | 0 | 0 | 0 | 0
CC | 0 | 0 | 0 | 0 | 0 | 0
CSP | 0 | 0 | 0 | 0 | 0 | 0
CT | 0 | 0 | 0 | 0 | 0 | 0
Coal | 0 | 0 | 0 | 0 | 0 | 0
Geo | 0 | 0 | 0 | 0 | 0 | 0
H | 0 | 0 | 0 | 0 | 0 | 0
LFG | 0 | 0 | 0 | 0 | 0 | 0
Nuc | 0 | 0 | 0 | 0 | 0 | 0
PS | 0 | 0 | 0 | 0 | 0 | 0
PV | 0 | 0 | 0 | 0 | 0 | 0
PeakG | 0 | 0 | 0 | 0 | 0 | 0
PeakO | 0 | 0 | 0 | 0 | 0 | 0
ST | 0 | 0 | 0 | 0 | 0 | 0
STOG | 0 | 0 | 0 | 0 | 0 | 0
STWD | 0 | 0 | 0 | 0 | 0 | 0
WT | 0 | 0 | 0 | 0 | 0 | 0
IGCC | 0 | 0 | 0 | 0 | 0 | 0
DemandResponse | 0 | 0 | 0 | 0 | 0 | 0
IGCC-CCS | 0 | 0 | 0 | 0 | 0 | 0
WT_off | 0 | 0 | 0 | 0 | 0 | 0
PseudoUnit | 0 | 0 | 0 | 0 | 0 | 0
FixedInterchange | 0 | 0 | 0 | 0 | 0 | 0
Levelized Retrofit Capital Costs by Reporting Type: MAPP_CA
ReportingType | 2015 | 2020 | 2025 | 2030 | 2035 | 2040
BM | 0 | 0 | 0 | 0 | 0 | 0
CC | 0 | 0 | 0 | 0 | 0 | 0
CSP | 0 | 0 | 0 | 0 | 0 | 0
CT | 0 | 0 | 0 | 0 | 0 | 0
Coal | 0 | 0 | 0 | 0 | 0 | 0
Geo | 0 | 0 | 0 | 0 | 0 | 0
H | 0 | 0 | 0 | 0 | 0 | 0
LFG | 0 | 0 | 0 | 0 | 0 | 0
Nuc | 0 | 0 | 0 | 0 | 0 | 0
PS | 0 | 0 | 0 | 0 | 0 | 0
PV | 0 | 0 | 0 | 0 | 0 | 0
PeakG | 0 | 0 | 0 | 0 | 0 | 0
PeakO | 0 | 0 | 0 | 0 | 0 | 0
ST | 0 | 0 | 0 | 0 | 0 | 0
STOG | 0 | 0 | 0 | 0 | 0 | 0
STWD | 0 | 0 | 0 | 0 | 0 | 0
WT | 0 | 0 | 0 | 0 | 0 | 0
IGCC | 0 | 0 | 0 | 0 | 0 | 0
DemandResponse | 0 | 0 | 0 | 0 | 0 | 0
IGCC-CCS | 0 | 0 | 0 | 0 | 0 | 0
WT_off | 0 | 0 | 0 | 0 | 0 | 0
PseudoUnit | 0 | 0 | 0 | 0 | 0 | 0
FixedInterchange | 0 | 0 | 0 | 0 | 0 | 0
Levelized Retrofit Capital Costs by Reporting Type: AZ_NM_SNV_Coal
ReportingType | 2015 | 2020 | 2025 | 2030 | 2035 | 2040
BM | 0 | 0 | 0 | 0 | 0 | 0
CC | 0 | 0 | 0 | 0 | 0 | 0
CSP | 0 | 0 | 0 | 0 | 0 | 0
CT | 0 | 0 | 0 | 0 | 0 | 0
Coal | 49.67 | 59.83 | 26.9 | 14.38 | 182.29 | 167.91
Geo | 0 | 0 | 0 | 0 | 0 | 0
H | 0 | 0 | 0 | 0 | 0 | 0
LFG | 0 | 0 | 0 | 0 | 0 | 0
Nuc | 0 | 0 | 0 | 0 | 0 | 0
PS | 0 | 0 | 0 | 0 | 0 | 0
PV | 0 | 0 | 0 | 0 | 0 | 0
PeakG | 0 | 0 | 0 | 0 | 0 | 0
PeakO | 0 | 0 | 0 | 0 | 0 | 0
ST | 0 | 0 | 0 | 0 | 0 | 0
STOG | 0 | 0 | 0 | 0 | 0 | 0
STWD | 0 | 0 | 0 | 0 | 0 | 0
WT | 0 | 0 | 0 | 0 | 0 | 0
IGCC | 0 | 0 | 0 | 0 | 0 | 0
DemandResponse | 0 | 0 | 0 | 0 | 0 | 0
IGCC-CCS | 0 | 0 | 0 | 0 | 0 | 0
WT_off | 0 | 0 | 0 | 0 | 0 | 0
PseudoUnit | 0 | 0 | 0 | 0 | 0 | 0
FixedInterchange | 0 | 0 | 0 | 0 | 0 | 0
Levelized Retrofit Capital Costs by Reporting Type: AZ_NM_SNV_Gas
ReportingType | 2015 | 2020 | 2025 | 2030 | 2035 | 2040
BM | 0 | 0 | 0 | 0 | 0 | 0
CC | 0 | 0 | 0 | 0 | 0 | 0
CSP | 0 | 0 | 0 | 0 | 0 | 0
CT | 0 | 0 | 0 | 0 | 0 | 0
Coal | 0 | 0 | 0 | 0 | 0 | 0
Geo | 0 | 0 | 0 | 0 | 0 | 0
H | 0 | 0 | 0 | 0 | 0 | 0
LFG | 0 | 0 | 0 | 0 | 0 | 0
Nuc | 0 | 0 | 0 | 0 | 0 | 0
PS | 0 | 0 | 0 | 0 | 0 | 0
PV | 0 | 0 | 0 | 0 | 0 | 0
PeakG | 0 | 0 | 0 | 0 | 0 | 0
PeakO | 0 | 0 | 0 | 0 | 0 | 0
ST | 0 | 0 | 0 | 0 | 0 | 0
STOG | 0 | 0 | 0 | 0 | 0 | 0
STWD | 0 | 0 | 0 | 0 | 0 | 0
WT | 0 | 0 | 0 | 0 | 0 | 0
IGCC | 0 | 0 | 0 | 0 | 0 | 0
DemandResponse | 0 | 0 | 0 | 0 | 0 | 0
IGCC-CCS | 0 | 0 | 0 | 0 | 0 | 0
WT_off | 0 | 0 | 0 | 0 | 0 | 0
PseudoUnit | 0 | 0 | 0 | 0 | 0 | 0
FixedInterchange | 0 | 0 | 0 | 0 | 0 | 0
Levelized Retrofit Capital Costs by Reporting Type: AZ_NM_SNV_NucRenew
ReportingType | 2015 | 2020 | 2025 | 2030 | 2035 | 2040
BM | 0 | 0 | 0 | 0 | 0 | 0
CC | 0 | 0 | 0 | 0 | 0 | 0
CSP | 0 | 0 | 0 | 0 | 0 | 0
CT | 0 | 0 | 0 | 0 | 0 | 0
Coal | 0 | 0 | 0 | 0 | 0 | 0
Geo | 0 | 0 | 0 | 0 | 0 | 0
H | 0 | 0 | 0 | 0 | 0 | 0
LFG | 0 | 0 | 0 | 0 | 0 | 0
Nuc | 0 | 0 | 0 | 0 | 0 | 0
PS | 0 | 0 | 0 | 0 | 0 | 0
PV | 0 | 0 | 0 | 0 | 0 | 0
PeakG | 0 | 0 | 0 | 0 | 0 | 0
PeakO | 0 | 0 | 0 | 0 | 0 | 0
ST | 0 | 0 | 0 | 0 | 0 | 0
STOG | 0 | 0 | 0 | 0 | 0 | 0
STWD | 0 | 0 | 0 | 0 | 0 | 0
WT | 0 | 0 | 0 | 0 | 0 | 0
IGCC | 0 | 0 | 0 | 0 | 0 | 0
DemandResponse | 0 | 0 | 0 | 0 | 0 | 0
IGCC-CCS | 0 | 0 | 0 | 0 | 0 | 0
WT_off | 0 | 0 | 0 | 0 | 0 | 0
PseudoUnit | 0 | 0 | 0 | 0 | 0 | 0
FixedInterchange | 0 | 0 | 0 | 0 | 0 | 0
Levelized Retrofit Capital Costs by Reporting Type: ERCOT
ReportingType | 2015 | 2020 | 2025 | 2030 | 2035 | 2040
BM | 0 | 0 | 0 | 0 | 0 | 0
CC | 0 | 0 | 0 | 0 | 0 | 0
CSP | 0 | 0 | 0 | 0 | 0 | 0
CT | 0 | 0 | 0 | 0 | 0 | 0
Coal | 82.51 | 5.82 | 88.39 | 135.25 | 221.35 | 168.67
Geo | 0 | 0 | 0 | 0 | 0 | 0
H | 0 | 0 | 0 | 0 | 0 | 0
LFG | 0 | 0 | 0 | 0 | 0 | 0
Nuc | 0 | 0 | 0 | 0 | 0 | 0
PS | 0 | 0 | 0 | 0 | 0 | 0
PV | 0 | 0 | 0 | 0 | 0 | 0
PeakG | 0 | 0 | 0 | 0 | 0 | 0
PeakO | 0 | 0 | 0 | 0 | 0 | 0
ST | 0 | 0 | 0 | 0 | 0 | 0
STOG | 0 | 0 | 0 | 0 | 0 | 0
STWD | 0 | 0 | 0 | 0 | 0 | 0
WT | 0 | 0 | 0 | 0 | 0 | 0
IGCC | 0 | 0 | 0 | 0 | 0 | 0
DemandResponse | 0 | 0 | 0 | 0 | 0 | 0
IGCC-CCS | 0 | 0 | 0 | 0 | 0 | 0
WT_off | 0 | 0 | 0 | 0 | 0 | 0
PseudoUnit | 0 | 0 | 0 | 0 | 0 | 0
FixedInterchange | 0 | 0 | 0 | 0 | 0 | 0
Levelized Retrofit Capital Costs by Reporting Type: NP15
ReportingType | 2015 | 2020 | 2025 | 2030 | 2035 | 2040
BM | 0 | 0 | 0 | 0 | 0 | 0
CC | 0 | 0 | 0 | 0 | 0 | 0
CSP | 0 | 0 | 0 | 0 | 0 | 0
CT | 0 | 0 | 0 | 0 | 0 | 0
Coal | 0 | 0 | 0 | 0 | 0 | 0
Geo | 0 | 0 | 0 | 0 | 0 | 0
H | 0 | 0 | 0 | 0 | 0 | 0
LFG | 0 | 0 | 0 | 0 | 0 | 0
Nuc | 0 | 0 | 0 | 0 | 0 | 0
PS | 0 | 0 | 0 | 0 | 0 | 0
PV | 0 | 0 | 0 | 0 | 0 | 0
PeakG | 0 | 0 | 0 | 0 | 0 | 0
PeakO | 0 | 0 | 0 | 0 | 0 | 0
ST | 0 | 0 | 0 | 0 | 0 | 0
STOG | 0 | 0 | 0 | 0 | 0 | 0
STWD | 0 | 0 | 0 | 0 | 0 | 0
WT | 0 | 0 | 0 | 0 | 0 | 0
IGCC | 0 | 0 | 0 | 0 | 0 | 0
DemandResponse | 0 | 0 | 0 | 0 | 0 | 0
IGCC-CCS | 0 | 0 | 0 | 0 | 0 | 0
WT_off | 0 | 0 | 0 | 0 | 0 | 0
PseudoUnit | 0 | 0 | 0 | 0 | 0 | 0
FixedInterchange | 0 | 0 | 0 | 0 | 0 | 0
Levelized Retrofit Capital Costs by Reporting Type: NWPP_Coal
ReportingType | 2015 | 2020 | 2025 | 2030 | 2035 | 2040
BM | 0 | 0 | 0 | 0 | 0 | 0
CC | 0 | 0 | 0 | 0 | 0 | 0
CSP | 0 | 0 | 0 | 0 | 0 | 0
CT | 0 | 0 | 0 | 0 | 0 | 0
Coal | 0 | 49.61 | 120.51 | 70.9 | 0 | 0
Geo | 0 | 0 | 0 | 0 | 0 | 0
H | 0 | 0 | 0 | 0 | 0 | 0
LFG | 0 | 0 | 0 | 0 | 0 | 0
Nuc | 0 | 0 | 0 | 0 | 0 | 0
PS | 0 | 0 | 0 | 0 | 0 | 0
PV | 0 | 0 | 0 | 0 | 0 | 0
PeakG | 0 | 0 | 0 | 0 | 0 | 0
PeakO | 0 | 0 | 0 | 0 | 0 | 0
ST | 0 | 0 | 0 | 0 | 0 | 0
STOG | 0 | 0 | 0 | 0 | 0 | 0
STWD | 0 | 0 | 0 | 0 | 0 | 0
WT | 0 | 0 | 0 | 0 | 0 | 0
IGCC | 0 | 0 | 0 | 0 | 0 | 0
DemandResponse | 0 | 0 | 0 | 0 | 0 | 0
IGCC-CCS | 0 | 0 | 0 | 0 | 0 | 0
WT_off | 0 | 0 | 0 | 0 | 0 | 0
PseudoUnit | 0 | 0 | 0 | 0 | 0 | 0
FixedInterchange | 0 | 0 | 0 | 0 | 0 | 0
Levelized Retrofit Capital Costs by Reporting Type: NWPP_Gas
ReportingType | 2015 | 2020 | 2025 | 2030 | 2035 | 2040
BM | 0 | 0 | 0 | 0 | 0 | 0
CC | 0 | 0 | 0 | 0 | 0 | 0
CSP | 0 | 0 | 0 | 0 | 0 | 0
CT | 0 | 0 | 0 | 0 | 0 | 0
Coal | 0 | 0 | 0 | 0 | 0 | 0
Geo | 0 | 0 | 0 | 0 | 0 | 0
H | 0 | 0 | 0 | 0 | 0 | 0
LFG | 0 | 0 | 0 | 0 | 0 | 0
Nuc | 0 | 0 | 0 | 0 | 0 | 0
PS | 0 | 0 | 0 | 0 | 0 | 0
PV | 0 | 0 | 0 | 0 | 0 | 0
PeakG | 0 | 0 | 0 | 0 | 0 | 0
PeakO | 0 | 0 | 0 | 0 | 0 | 0
ST | 0 | 0 | 0 | 0 | 0 | 0
STOG | 0 | 0 | 0 | 0 | 0 | 0
STWD | 0 | 0 | 0 | 0 | 0 | 0
WT | 0 | 0 | 0 | 0 | 0 | 0
IGCC | 0 | 0 | 0 | 0 | 0 | 0
DemandResponse | 0 | 0 | 0 | 0 | 0 | 0
IGCC-CCS | 0 | 0 | 0 | 0 | 0 | 0
WT_off | 0 | 0 | 0 | 0 | 0 | 0
PseudoUnit | 0 | 0 | 0 | 0 | 0 | 0
FixedInterchange | 0 | 0 | 0 | 0 | 0 | 0
Levelized Retrofit Capital Costs by Reporting Type: NWPP_NucRenew
ReportingType | 2015 | 2020 | 2025 | 2030 | 2035 | 2040
BM | 0 | 0 | 0 | 0 | 0 | 0
CC | 0 | 0 | 0 | 0 | 0 | 0
CSP | 0 | 0 | 0 | 0 | 0 | 0
CT | 0 | 0 | 0 | 0 | 0 | 0
Coal | 0 | 0 | 0 | 0 | 0 | 0
Geo | 0 | 0 | 0 | 0 | 0 | 0
H | 0 | 0 | 0 | 0 | 0 | 0
LFG | 0 | 0 | 0 | 0 | 0 | 0
Nuc | 0 | 0 | 0 | 0 | 0 | 0
PS | 0 | 0 | 0 | 0 | 0 | 0
PV | 0 | 0 | 0 | 0 | 0 | 0
PeakG | 0 | 0 | 0 | 0 | 0 | 0
PeakO | 0 | 0 | 0 | 0 | 0 | 0
ST | 0 | 0 | 0 | 0 | 0 | 0
STOG | 0 | 0 | 0 | 0 | 0 | 0
STWD | 0 | 0 | 0 | 0 | 0 | 0
WT | 0 | 0 | 0 | 0 | 0 | 0
IGCC | 0 | 0 | 0 | 0 | 0 | 0
DemandResponse | 0 | 0 | 0 | 0 | 0 | 0
IGCC-CCS | 0 | 0 | 0 | 0 | 0 | 0
WT_off | 0 | 0 | 0 | 0 | 0 | 0
PseudoUnit | 0 | 0 | 0 | 0 | 0 | 0
FixedInterchange | 0 | 0 | 0 | 0 | 0 | 0
Levelized Retrofit Capital Costs by Reporting Type: RMPA
ReportingType | 2015 | 2020 | 2025 | 2030 | 2035 | 2040
BM | 0 | 0 | 0 | 0 | 0 | 0
CC | 0 | 0 | 0 | 0 | 0 | 0
CSP | 0 | 0 | 0 | 0 | 0 | 0
CT | 0 | 0 | 0 | 0 | 0 | 0
Coal | 29.11 | 17.03 | 190.25 | 173.22 | 0 | 0
Geo | 0 | 0 | 0 | 0 | 0 | 0
H | 0 | 0 | 0 | 0 | 0 | 0
LFG | 0 | 0 | 0 | 0 | 0 | 0
Nuc | 0 | 0 | 0 | 0 | 0 | 0
PS | 0 | 0 | 0 | 0 | 0 | 0
PV | 0 | 0 | 0 | 0 | 0 | 0
PeakG | 0 | 0 | 0 | 0 | 0 | 0
PeakO | 0 | 0 | 0 | 0 | 0 | 0
ST | 0 | 0 | 0 | 0 | 0 | 0
STOG | 0 | 0 | 0 | 0 | 0 | 0
STWD | 0 | 0 | 0 | 0 | 0 | 0
WT | 0 | 0 | 0 | 0 | 0 | 0
IGCC | 0 | 0 | 0 | 0 | 0 | 0
DemandResponse | 0 | 0 | 0 | 0 | 0 | 0
IGCC-CCS | 0 | 0 | 0 | 0 | 0 | 0
WT_off | 0 | 0 | 0 | 0 | 0 | 0
PseudoUnit | 0 | 0 | 0 | 0 | 0 | 0
FixedInterchange | 0 | 0 | 0 | 0 | 0 | 0
Levelized Retrofit Capital Costs by Reporting Type: SP15
ReportingType | 2015 | 2020 | 2025 | 2030 | 2035 | 2040
BM | 0 | 0 | 0 | 0 | 0 | 0
CC | 0 | 0 | 0 | 0 | 0 | 0
CSP | 0 | 0 | 0 | 0 | 0 | 0
CT | 0 | 0 | 0 | 0 | 0 | 0
Coal | 0 | 2.92 | 2.92 | 0 | 0 | 0
Geo | 0 | 0 | 0 | 0 | 0 | 0
H | 0 | 0 | 0 | 0 | 0 | 0
LFG | 0 | 0 | 0 | 0 | 0 | 0
Nuc | 0 | 0 | 0 | 0 | 0 | 0
PS | 0 | 0 | 0 | 0 | 0 | 0
PV | 0 | 0 | 0 | 0 | 0 | 0
PeakG | 0 | 0 | 0 | 0 | 0 | 0
PeakO | 0 | 0 | 0 | 0 | 0 | 0
ST | 0 | 0 | 0 | 0 | 0 | 0
STOG | 0 | 0 | 0 | 0 | 0 | 0
STWD | 0 | 0 | 0 | 0 | 0 | 0
WT | 0 | 0 | 0 | 0 | 0 | 0
IGCC | 0 | 0 | 0 | 0 | 0 | 0
DemandResponse | 0 | 0 | 0 | 0 | 0 | 0
IGCC-CCS | 0 | 0 | 0 | 0 | 0 | 0
WT_off | 0 | 0 | 0 | 0 | 0 | 0
PseudoUnit | 0 | 0 | 0 | 0 | 0 | 0
FixedInterchange | 0 | 0 | 0 | 0 | 0 | 0
Levelized Retrofit Capital Costs by Reporting Type: ALB
ReportingType | 2015 | 2020 | 2025 | 2030 | 2035 | 2040
BM | 0 | 0 | 0 | 0 | 0 | 0
CC | 0 | 0 | 0 | 0 | 0 | 0
CSP | 0 | 0 | 0 | 0 | 0 | 0
CT | 0 | 0 | 0 | 0 | 0 | 0
Coal | 0 | 0 | 0 | 0 | 0 | 0
Geo | 0 | 0 | 0 | 0 | 0 | 0
H | 0 | 0 | 0 | 0 | 0 | 0
LFG | 0 | 0 | 0 | 0 | 0 | 0
Nuc | 0 | 0 | 0 | 0 | 0 | 0
PS | 0 | 0 | 0 | 0 | 0 | 0
PV | 0 | 0 | 0 | 0 | 0 | 0
PeakG | 0 | 0 | 0 | 0 | 0 | 0
PeakO | 0 | 0 | 0 | 0 | 0 | 0
ST | 0 | 0 | 0 | 0 | 0 | 0
STOG | 0 | 0 | 0 | 0 | 0 | 0
STWD | 0 | 0 | 0 | 0 | 0 | 0
WT | 0 | 0 | 0 | 0 | 0 | 0
IGCC | 0 | 0 | 0 | 0 | 0 | 0
DemandResponse | 0 | 0 | 0 | 0 | 0 | 0
IGCC-CCS | 0 | 0 | 0 | 0 | 0 | 0
WT_off | 0 | 0 | 0 | 0 | 0 | 0
PseudoUnit | 0 | 0 | 0 | 0 | 0 | 0
FixedInterchange | 0 | 0 | 0 | 0 | 0 | 0
Levelized Retrofit Capital Costs by Reporting Type: BC
ReportingType | 2015 | 2020 | 2025 | 2030 | 2035 | 2040
BM | 0 | 0 | 0 | 0 | 0 | 0
CC | 0 | 0 | 0 | 0 | 0 | 0
CSP | 0 | 0 | 0 | 0 | 0 | 0
CT | 0 | 0 | 0 | 0 | 0 | 0
Coal | 0 | 0 | 0 | 0 | 0 | 0
Geo | 0 | 0 | 0 | 0 | 0 | 0
H | 0 | 0 | 0 | 0 | 0 | 0
LFG | 0 | 0 | 0 | 0 | 0 | 0
Nuc | 0 | 0 | 0 | 0 | 0 | 0
PS | 0 | 0 | 0 | 0 | 0 | 0
PV | 0 | 0 | 0 | 0 | 0 | 0
PeakG | 0 | 0 | 0 | 0 | 0 | 0
PeakO | 0 | 0 | 0 | 0 | 0 | 0
ST | 0 | 0 | 0 | 0 | 0 | 0
STOG | 0 | 0 | 0 | 0 | 0 | 0
STWD | 0 | 0 | 0 | 0 | 0 | 0
WT | 0 | 0 | 0 | 0 | 0 | 0
IGCC | 0 | 0 | 0 | 0 | 0 | 0
DemandResponse | 0 | 0 | 0 | 0 | 0 | 0
IGCC-CCS | 0 | 0 | 0 | 0 | 0 | 0
WT_off | 0 | 0 | 0 | 0 | 0 | 0
PseudoUnit | 0 | 0 | 0 | 0 | 0 | 0
FixedInterchange | 0 | 0 | 0 | 0 | 0 | 0
Levelized Retrofit Capital Costs by Reporting Type: HQ_IESO
ReportingType | 2015 | 2020 | 2025 | 2030 | 2035 | 2040
BM | 0 | 0 | 0 | 0 | 0 | 0
CC | 0 | 0 | 0 | 0 | 0 | 0
CSP | 0 | 0 | 0 | 0 | 0 | 0
CT | 0 | 0 | 0 | 0 | 0 | 0
Coal | 0 | 0 | 0 | 0 | 0 | 0
Geo | 0 | 0 | 0 | 0 | 0 | 0
H | 0 | 0 | 0 | 0 | 0 | 0
LFG | 0 | 0 | 0 | 0 | 0 | 0
Nuc | 0 | 0 | 0 | 0 | 0 | 0
PS | 0 | 0 | 0 | 0 | 0 | 0
PV | 0 | 0 | 0 | 0 | 0 | 0
PeakG | 0 | 0 | 0 | 0 | 0 | 0
PeakO | 0 | 0 | 0 | 0 | 0 | 0
ST | 0 | 0 | 0 | 0 | 0 | 0
STOG | 0 | 0 | 0 | 0 | 0 | 0
STWD | 0 | 0 | 0 | 0 | 0 | 0
WT | 0 | 0 | 0 | 0 | 0 | 0
IGCC | 0 | 0 | 0 | 0 | 0 | 0
DemandResponse | 0 | 0 | 0 | 0 | 0 | 0
IGCC-CCS | 0 | 0 | 0 | 0 | 0 | 0
WT_off | 0 | 0 | 0 | 0 | 0 | 0
PseudoUnit | 0 | 0 | 0 | 0 | 0 | 0
FixedInterchange | 0 | 0 | 0 | 0 | 0 | 0
Levelized Retrofit Capital Costs by Reporting Type: HQ_NEISO
ReportingType | 2015 | 2020 | 2025 | 2030 | 2035 | 2040
BM | 0 | 0 | 0 | 0 | 0 | 0
CC | 0 | 0 | 0 | 0 | 0 | 0
CSP | 0 | 0 | 0 | 0 | 0 | 0
CT | 0 | 0 | 0 | 0 | 0 | 0
Coal | 0 | 0 | 0 | 0 | 0 | 0
Geo | 0 | 0 | 0 | 0 | 0 | 0
H | 0 | 0 | 0 | 0 | 0 | 0
LFG | 0 | 0 | 0 | 0 | 0 | 0
Nuc | 0 | 0 | 0 | 0 | 0 | 0
PS | 0 | 0 | 0 | 0 | 0 | 0
PV | 0 | 0 | 0 | 0 | 0 | 0
PeakG | 0 | 0 | 0 | 0 | 0 | 0
PeakO | 0 | 0 | 0 | 0 | 0 | 0
ST | 0 | 0 | 0 | 0 | 0 | 0
STOG | 0 | 0 | 0 | 0 | 0 | 0
STWD | 0 | 0 | 0 | 0 | 0 | 0
WT | 0 | 0 | 0 | 0 | 0 | 0
IGCC | 0 | 0 | 0 | 0 | 0 | 0
DemandResponse | 0 | 0 | 0 | 0 | 0 | 0
IGCC-CCS | 0 | 0 | 0 | 0 | 0 | 0
WT_off | 0 | 0 | 0 | 0 | 0 | 0
PseudoUnit | 0 | 0 | 0 | 0 | 0 | 0
FixedInterchange | 0 | 0 | 0 | 0 | 0 | 0
Levelized Retrofit Capital Costs by Reporting Type: HQ_NY
ReportingType | 2015 | 2020 | 2025 | 2030 | 2035 | 2040
BM | 0 | 0 | 0 | 0 | 0 | 0
CC | 0 | 0 | 0 | 0 | 0 | 0
CSP | 0 | 0 | 0 | 0 | 0 | 0
CT | 0 | 0 | 0 | 0 | 0 | 0
Coal | 0 | 0 | 0 | 0 | 0 | 0
Geo | 0 | 0 | 0 | 0 | 0 | 0
H | 0 | 0 | 0 | 0 | 0 | 0
LFG | 0 | 0 | 0 | 0 | 0 | 0
Nuc | 0 | 0 | 0 | 0 | 0 | 0
PS | 0 | 0 | 0 | 0 | 0 | 0
PV | 0 | 0 | 0 | 0 | 0 | 0
PeakG | 0 | 0 | 0 | 0 | 0 | 0
PeakO | 0 | 0 | 0 | 0 | 0 | 0
ST | 0 | 0 | 0 | 0 | 0 | 0
STOG | 0 | 0 | 0 | 0 | 0 | 0
STWD | 0 | 0 | 0 | 0 | 0 | 0
WT | 0 | 0 | 0 | 0 | 0 | 0
IGCC | 0 | 0 | 0 | 0 | 0 | 0
DemandResponse | 0 | 0 | 0 | 0 | 0 | 0
IGCC-CCS | 0 | 0 | 0 | 0 | 0 | 0
WT_off | 0 | 0 | 0 | 0 | 0 | 0
PseudoUnit | 0 | 0 | 0 | 0 | 0 | 0
FixedInterchange | 0 | 0 | 0 | 0 | 0 | 0
Levelized Retrofit Capital Costs by Reporting Type: MARITIMES
ReportingType | 2015 | 2020 | 2025 | 2030 | 2035 | 2040
BM | 0 | 0 | 0 | 0 | 0 | 0
CC | 0 | 0 | 0 | 0 | 0 | 0
CSP | 0 | 0 | 0 | 0 | 0 | 0
CT | 0 | 0 | 0 | 0 | 0 | 0
Coal | 0 | 0 | 0 | 0 | 0 | 0
Geo | 0 | 0 | 0 | 0 | 0 | 0
H | 0 | 0 | 0 | 0 | 0 | 0
LFG | 0 | 0 | 0 | 0 | 0 | 0
Nuc | 0 | 0 | 0 | 0 | 0 | 0
PS | 0 | 0 | 0 | 0 | 0 | 0
PV | 0 | 0 | 0 | 0 | 0 | 0
PeakG | 0 | 0 | 0 | 0 | 0 | 0
PeakO | 0 | 0 | 0 | 0 | 0 | 0
ST | 0 | 0 | 0 | 0 | 0 | 0
STOG | 0 | 0 | 0 | 0 | 0 | 0
STWD | 0 | 0 | 0 | 0 | 0 | 0
WT | 0 | 0 | 0 | 0 | 0 | 0
IGCC | 0 | 0 | 0 | 0 | 0 | 0
DemandResponse | 0 | 0 | 0 | 0 | 0 | 0
IGCC-CCS | 0 | 0 | 0 | 0 | 0 | 0
WT_off | 0 | 0 | 0 | 0 | 0 | 0
PseudoUnit | 0 | 0 | 0 | 0 | 0 | 0
FixedInterchange | 0 | 0 | 0 | 0 | 0 | 0
Levelized Retrofit Capital Costs by Reporting Type: All
ReportingType | 2015 | 2020 | 2025 | 2030 | 2035 | 2040
BM | 0 | 0 | 0 | 0 | 0 | 0
CC | 0 | 0 | 0 | 0 | 0 | 0
CSP | 0 | 0 | 0 | 0 | 0 | 0
CT | 0 | 0 | 0 | 0 | 0 | 0
Coal | 1184.42 | 1623.1 | 1854.46 | 3629.03 | 9385.03 | 8510.11
Geo | 0 | 0 | 0 | 0 | 0 | 0
H | 0 | 0 | 0 | 0 | 0 | 0
LFG | 0 | 0 | 0 | 0 | 0 | 0
Nuc | 0 | 0 | 0 | 0 | 0 | 0
PS | 0 | 0 | 0 | 0 | 0 | 0
PV | 0 | 0 | 0 | 0 | 0 | 0
PeakG | 0 | 0 | 0 | 0 | 0 | 0
PeakO | 0 | 0 | 0 | 0 | 0 | 0
ST | 0 | 0 | 0 | 0 | 0 | 0
STOG | 0 | 0 | 0 | 0 | 0 | 0
STWD | 0 | 0 | 0 | 0 | 0 | 0
WT | 0 | 0 | 0 | 0 | 0 | 0
IGCC | 0 | 0 | 0 | 0 | 0 | 0
DemandResponse | 0 | 0 | 0 | 0 | 0 | 0
IGCC-CCS | 0 | 0 | 0 | 0 | 0 | 0
WT_off | 0 | 0 | 0 | 0 | 0 | 0
PseudoUnit | 0 | 0 | 0 | 0 | 0 | 0
FixedInterchange | 0 | 0 | 0 | 0 | 0 | 0
Levelized Retrofit Capital Costs by Reporting Type: EI_US
ReportingType | 2015 | 2020 | 2025 | 2030 | 2035 | 2040
BM | 0 | 0 | 0 | 0 | 0 | 0
CC | 0 | 0 | 0 | 0 | 0 | 0
CSP | 0 | 0 | 0 | 0 | 0 | 0
CT | 0 | 0 | 0 | 0 | 0 | 0
Coal | 1023.13 | 1487.89 | 1425.49 | 3235.27 | 8981.39 | 8173.53
Geo | 0 | 0 | 0 | 0 | 0 | 0
H | 0 | 0 | 0 | 0 | 0 | 0
LFG | 0 | 0 | 0 | 0 | 0 | 0
Nuc | 0 | 0 | 0 | 0 | 0 | 0
PS | 0 | 0 | 0 | 0 | 0 | 0
PV | 0 | 0 | 0 | 0 | 0 | 0
PeakG | 0 | 0 | 0 | 0 | 0 | 0
PeakO | 0 | 0 | 0 | 0 | 0 | 0
ST | 0 | 0 | 0 | 0 | 0 | 0
STOG | 0 | 0 | 0 | 0 | 0 | 0
STWD | 0 | 0 | 0 | 0 | 0 | 0
WT | 0 | 0 | 0 | 0 | 0 | 0
IGCC | 0 | 0 | 0 | 0 | 0 | 0
DemandResponse | 0 | 0 | 0 | 0 | 0 | 0
IGCC-CCS | 0 | 0 | 0 | 0 | 0 | 0
WT_off | 0 | 0 | 0 | 0 | 0 | 0
PseudoUnit | 0 | 0 | 0 | 0 | 0 | 0
FixedInterchange | 0 | 0 | 0 | 0 | 0 | 0
Levelized Retrofit Capital Costs by Reporting Type: EI_Canada
ReportingType | 2015 | 2020 | 2025 | 2030 | 2035 | 2040
BM | 0 | 0 | 0 | 0 | 0 | 0
CC | 0 | 0 | 0 | 0 | 0 | 0
CSP | 0 | 0 | 0 | 0 | 0 | 0
CT | 0 | 0 | 0 | 0 | 0 | 0
Coal | 0 | 0 | 0 | 0 | 0 | 0
Geo | 0 | 0 | 0 | 0 | 0 | 0
H | 0 | 0 | 0 | 0 | 0 | 0
LFG | 0 | 0 | 0 | 0 | 0 | 0
Nuc | 0 | 0 | 0 | 0 | 0 | 0
PS | 0 | 0 | 0 | 0 | 0 | 0
PV | 0 | 0 | 0 | 0 | 0 | 0
PeakG | 0 | 0 | 0 | 0 | 0 | 0
PeakO | 0 | 0 | 0 | 0 | 0 | 0
ST | 0 | 0 | 0 | 0 | 0 | 0
STOG | 0 | 0 | 0 | 0 | 0 | 0
STWD | 0 | 0 | 0 | 0 | 0 | 0
WT | 0 | 0 | 0 | 0 | 0 | 0
IGCC | 0 | 0 | 0 | 0 | 0 | 0
DemandResponse | 0 | 0 | 0 | 0 | 0 | 0
IGCC-CCS | 0 | 0 | 0 | 0 | 0 | 0
WT_off | 0 | 0 | 0 | 0 | 0 | 0
PseudoUnit | 0 | 0 | 0 | 0 | 0 | 0
FixedInterchange | 0 | 0 | 0 | 0 | 0 | 0
Levelized Retrofit Capital Costs by Reporting Type: EI
ReportingType | 2015 | 2020 | 2025 | 2030 | 2035 | 2040
BM | 0 | 0 | 0 | 0 | 0 | 0
CC | 0 | 0 | 0 | 0 | 0 | 0
CSP | 0 | 0 | 0 | 0 | 0 | 0
CT | 0 | 0 | 0 | 0 | 0 | 0
Coal | 1023.13 | 1487.89 | 1425.49 | 3235.27 | 8981.39 | 8173.53
Geo | 0 | 0 | 0 | 0 | 0 | 0
H | 0 | 0 | 0 | 0 | 0 | 0
LFG | 0 | 0 | 0 | 0 | 0 | 0
Nuc | 0 | 0 | 0 | 0 | 0 | 0
PS | 0 | 0 | 0 | 0 | 0 | 0
PV | 0 | 0 | 0 | 0 | 0 | 0
PeakG | 0 | 0 | 0 | 0 | 0 | 0
PeakO | 0 | 0 | 0 | 0 | 0 | 0
ST | 0 | 0 | 0 | 0 | 0 | 0
STOG | 0 | 0 | 0 | 0 | 0 | 0
STWD | 0 | 0 | 0 | 0 | 0 | 0
WT | 0 | 0 | 0 | 0 | 0 | 0
IGCC | 0 | 0 | 0 | 0 | 0 | 0
DemandResponse | 0 | 0 | 0 | 0 | 0 | 0
IGCC-CCS | 0 | 0 | 0 | 0 | 0 | 0
WT_off | 0 | 0 | 0 | 0 | 0 | 0
PseudoUnit | 0 | 0 | 0 | 0 | 0 | 0
FixedInterchange | 0 | 0 | 0 | 0 | 0 | 0
Levelized Retrofit Capital Costs by Reporting Type: Outside_EI
ReportingType | 2015 | 2020 | 2025 | 2030 | 2035 | 2040
BM | 0 | 0 | 0 | 0 | 0 | 0
CC | 0 | 0 | 0 | 0 | 0 | 0
CSP | 0 | 0 | 0 | 0 | 0 | 0
CT | 0 | 0 | 0 | 0 | 0 | 0
Coal | 161.29 | 135.21 | 428.97 | 393.75 | 403.65 | 336.58
Geo | 0 | 0 | 0 | 0 | 0 | 0
H | 0 | 0 | 0 | 0 | 0 | 0
LFG | 0 | 0 | 0 | 0 | 0 | 0
Nuc | 0 | 0 | 0 | 0 | 0 | 0
PS | 0 | 0 | 0 | 0 | 0 | 0
PV | 0 | 0 | 0 | 0 | 0 | 0
PeakG | 0 | 0 | 0 | 0 | 0 | 0
PeakO | 0 | 0 | 0 | 0 | 0 | 0
ST | 0 | 0 | 0 | 0 | 0 | 0
STOG | 0 | 0 | 0 | 0 | 0 | 0
STWD | 0 | 0 | 0 | 0 | 0 | 0
WT | 0 | 0 | 0 | 0 | 0 | 0
IGCC | 0 | 0 | 0 | 0 | 0 | 0
DemandResponse | 0 | 0 | 0 | 0 | 0 | 0
IGCC-CCS | 0 | 0 | 0 | 0 | 0 | 0
WT_off | 0 | 0 | 0 | 0 | 0 | 0
PseudoUnit | 0 | 0 | 0 | 0 | 0 | 0
FixedInterchange | 0 | 0 | 0 | 0 | 0 | 0
#14 | Total Costs ($million)
Total Costs by Reporting Type: Entergy
ReportingType | 2015 | 2020 | 2025 | 2030 | 2035 | 2040
BM | 0 | 0 | 0 | 0 | 330.64 | 8316.96
CC | 5435.93 | 8391.53 | 6644.33 | 6578.24 | 5631.19 | 5062.85
CSP | 0 | 0 | 0 | 0 | 0 | 0
CT | 0 | 0 | 0 | 0 | 0 | 0
Coal | 3653.75 | 513.05 | 262.48 | 223.42 | 223.42 | 223.42
Geo | 0 | 0 | 0 | 0 | 0 | 0
H | 10.6 | 10.6 | 10.6 | 47.06 | 391.98 | 391.98
LFG | 0.97 | 0.97 | 34.17 | 34.17 | 34.17 | 34.17
Nuc | 1262.64 | 1285.77 | 1294.03 | 1301.93 | 1099.75 | 1464.17
PS | 1.4 | 1.4 | 1.4 | 1.4 | 1.4 | 1.4
PV | 0.11 | 23.95 | 36.39 | 38.32 | 40.44 | 21.18
PeakG | 47.54 | 69.98 | 49.29 | 63.1 | 67 | 67
PeakO | 4.42 | 5.87 | 5.08 | 5.22 | 5.22 | 5.22
ST | 0 | 0 | 0 | 0 | 0 | 0
STOG | 109.76 | 128.64 | 116.07 | 126.01 | 106.77 | 29.73
STWD | 10.03 | 14.95 | 13.26 | 33.41 | 133.79 | 105.43
WT | 3.67 | 3.67 | 3.67 | 32.01 | 683.94 | 683.94
IGCC | 0 | 0 | 0 | 0 | 0 | 0
DemandResponse | 0 | 0 | 0 | 0 | 0 | 0
IGCC-CCS | 0 | 0 | 0 | 0 | 0 | 0
WT_off | 0 | 0 | 0 | 0 | 0 | 0
PseudoUnit | 0 | 0 | 0 | 0 | 0 | 0
FixedInterchange | 0 | 0 | 0 | 0 | 0 | 0
Total Costs by Reporting Type: FRCC
ReportingType | 2015 | 2020 | 2025 | 2030 | 2035 | 2040
BM | 0 | 0 | 0 | 0 | 1984.4 | 1984.4
CC | 14703.68 | 18277.01 | 18708.43 | 20212.63 | 14161.53 | 12158.66
CSP | 0 | 0 | 0 | 0 | 0 | 0
CT | 262.19 | 268.12 | 272.11 | 284.21 | 0 | 0
Coal | 1298.83 | 573.87 | 251.18 | 287.31 | 810.79 | 978.13
Geo | 0 | 0 | 0 | 0 | 0 | 0
H | 0.78 | 0.78 | 0.78 | 0.78 | 0.78 | 10.41
LFG | 58.68 | 58.68 | 120.69 | 120.69 | 120.69 | 120.69
Nuc | 960.37 | 1000.19 | 4879.05 | 9383.76 | 20181.34 | 27464.3
PS | 0 | 0 | 0 | 0 | 0 | 0
PV | 0.75 | 0.75 | 0.75 | 0.75 | 0.75 | 0.75
PeakG | 182.91 | 256.08 | 218.17 | 230.21 | 225.93 | 226.81
PeakO | 64.61 | 83.43 | 68.43 | 24.54 | 24.54 | 24.54
ST | 0 | 0 | 0 | 0 | 0 | 0
STOG | 0 | 0 | 0 | 0 | 0 | 0
STWD | 16.26 | 17.83 | 110.46 | 110.46 | 110.46 | 110.46
WT | 0 | 0 | 0 | 0 | 0 | 0
IGCC | 0 | 0 | 0 | 0 | 0 | 0
DemandResponse | 0 | 0 | 0 | 0 | 0 | 0
IGCC-CCS | 0 | 0 | 0 | 0 | 0 | 0
WT_off | 0 | 0 | 0 | 0 | 0 | 0
PseudoUnit | 0 | 0 | 0 | 0 | 0 | 0
FixedInterchange | 0 | 0 | 0 | 0 | 0 | 0
Total Costs by Reporting Type: MAPP_US
ReportingType | 2015 | 2020 | 2025 | 2030 | 2035 | 2040
BM | 0 | 0 | 0 | 0 | 468.83 | 2242.37
CC | 63.3 | 25.76 | 95.32 | 112.81 | 95.99 | 101.1
CSP | 0 | 0 | 0 | 0 | 0 | 0
CT | 27.96 | 70.76 | 70.76 | 118.38 | 91.47 | 50.82
Coal | 805.92 | 390.4 | 158.15 | 112.81 | 112.81 | 0
Geo | 3.95 | 3.95 | 3.95 | 3.95 | 3.95 | 3.95
H | 31.14 | 31.14 | 31.14 | 31.14 | 31.14 | 31.14
LFG | 0.24 | 0.24 | 0.24 | 22.22 | 22.22 | 22.22
Nuc | 0.01 | 0.01 | 0.01 | 0.02 | 0.07 | 0.05
PS | 0 | 0 | 0 | 0 | 0 | 0
PV | 0 | 0 | 0 | 0 | 0 | 0
PeakG | 19.48 | 23.6 | 17.17 | 41.21 | 26.93 | 29.07
PeakO | 9.49 | 12.94 | 10.37 | 10.37 | 10.37 | 10.37
ST | 0 | 0 | 0 | 0 | 0 | 0
STOG | 0 | 0 | 0 | 0 | 0 | 0
STWD | 0 | 0 | 0 | 0 | 0 | 0
WT | 147.25 | 1065.44 | 1065.44 | 1028.06 | 973.48 | 166.3
IGCC | 0 | 0 | 0 | 0 | 0 | 0
DemandResponse | 0 | 0 | 0 | 0 | 0 | 0
IGCC-CCS | 0 | 0 | 0 | 0 | 0 | 0
WT_off | 0 | 0 | 0 | 0 | 0 | 0
PseudoUnit | 0 | 0 | 0 | 0 | 0 | 0
FixedInterchange | 0 | 0 | 0 | 0 | 0 | 0
Total Costs by Reporting Type: MISO_IN
ReportingType | 2015 | 2020 | 2025 | 2030 | 2035 | 2040
BM | 0 | 0 | 0 | 0 | 0.23 | 6251.22
CC | 958.47 | 9024.25 | 9820.36 | 7938.19 | 6200.54 | 4548.89
CSP | 0 | 0 | 0 | 0 | 0 | 0
CT | 0 | 0 | 0 | 0 | 0 | 0
Coal | 4167.35 | 2049.46 | 885.85 | 1044.34 | 2869.26 | 3610.8
Geo | 0 | 0 | 0 | 0 | 0 | 0
H | 1.07 | 1.07 | 1.07 | 1.07 | 1.07 | 1.07
LFG | 4.47 | 4.47 | 30.11 | 30.11 | 30.11 | 30.11
Nuc | 0.01 | 0.01 | 0.01 | 0.02 | 0.08 | 0.08
PS | 0 | 0 | 0 | 0 | 0 | 0
PV | 0 | 93.1 | 143.96 | 154.62 | 163.83 | 87.29
PeakG | 52.35 | 76.94 | 54.27 | 73.39 | 73.39 | 73.39
PeakO | 10.59 | 13.5 | 10.82 | 10.82 | 10.82 | 10.82
ST | 0 | 0 | 0 | 0 | 0 | 0
STOG | 14.75 | 16.75 | 12.72 | 12.44 | 12.44 | 12.44
STWD | 0 | 0 | 0 | 0 | 0 | 0
WT | 18.33 | 18.33 | 18.33 | 12270.09 | 12270.1 | 12270.1
IGCC | 464.39 | 501.04 | 298.06 | 245.48 | 245.48 | 245.48
DemandResponse | 0 | 0 | 0 | 0 | 0 | 0
IGCC-CCS | 0 | 0 | 0 | 0 | 0 | 0
WT_off | 0 | 0 | 0 | 0 | 0 | 0
PseudoUnit | 0 | 0 | 0 | 0 | 0 | 0
FixedInterchange | 0 | 0 | 0 | 0 | 0 | 0
Total Costs by Reporting Type: MISO_MI
ReportingType | 2015 | 2020 | 2025 | 2030 | 2035 | 2040
BM | 0 | 0 | 0 | 0 | 2376.34 | 6304.7
CC | 2021.83 | 4487.33 | 4989.73 | 4946.28 | 3652.14 | 1832.12
CSP | 0 | 0 | 0 | 0 | 0 | 0
CT | 0 | 0 | 0 | 0 | 0 | 0
Coal | 2184.96 | 284.69 | 197.11 | 219.69 | 462.21 | 998.64
Geo | 0 | 0 | 0 | 0 | 0 | 0
H | 2.01 | 2.01 | 2.01 | 2.01 | 2.01 | 2.01
LFG | 19.68 | 22.01 | 72.63 | 72.63 | 72.63 | 71.15
Nuc | 449.71 | 452.56 | 461.47 | 464.43 | 273.15 | 529.13
PS | 44.44 | 44.44 | 44.44 | 44.44 | 44.44 | 44.44
PV | 0 | 0 | 0 | 0 | 0 | 0
PeakG | 61.2 | 89.88 | 71.67 | 85.63 | 85.63 | 85.63
PeakO | 15.67 | 19.97 | 16.01 | 16.01 | 16.01 | 16.01
ST | 0 | 0 | 0 | 0 | 0 | 0
STOG | 145.52 | 151.97 | 127.13 | 127.13 | 127.13 | 127.13
STWD | 95.36 | 96.67 | 60.73 | 95.46 | 95.46 | 95.46
WT | 542.69 | 693.38 | 738.2 | 771.06 | 290.08 | 1707.43
IGCC | 0 | 0 | 0 | 0 | 0 | 0
DemandResponse | 0 | 0 | 0 | 0 | 0 | 0
IGCC-CCS | 0 | 0 | 0 | 0 | 0 | 0
WT_off | 0 | 0 | 0 | 0 | 0 | 0
PseudoUnit | 0 | 0 | 0 | 0 | 0 | 0
FixedInterchange | 0 | 0 | 0 | 0 | 0 | 0
Total Costs by Reporting Type: MISO_MO-IL
ReportingType | 2015 | 2020 | 2025 | 2030 | 2035 | 2040
BM | 0 | 0 | 0 | 0 | 251.71 | 3830.49
CC | 184.63 | 3155.74 | 2689.65 | 2141.33 | 1501.5 | 1717.55
CSP | 0 | 0 | 0 | 0 | 0 | 0
CT | 0 | 0 | 0 | 0 | 0 | 0
Coal | 5182.95 | 1671.1 | 949.57 | 908.07 | 1304.91 | 1468.72
Geo | 0 | 0 | 0 | 0 | 0 | 0
H | 5.01 | 5.01 | 101.31 | 101.31 | 101.31 | 101.31
LFG | 2.17 | 2.17 | 76.11 | 76.11 | 76.11 | 76.11
Nuc | 493.74 | 512.79 | 521.93 | 524.97 | 524.97 | 524.97
PS | 10.45 | 10.45 | 10.45 | 10.45 | 10.45 | 10.45
PV | 0 | 0 | 0 | 0 | 0 | 0
PeakG | 100.72 | 139.04 | 80.73 | 103.92 | 110.46 | 110.46
PeakO | 21.48 | 28.65 | 22.96 | 22.96 | 22.96 | 22.96
ST | 0 | 0 | 0 | 0 | 0 | 0
STOG | 26.49 | 30.78 | 26.39 | 26.39 | 26.39 | 26.39
STWD | 0 | 0 | 0 | 0 | 0 | 0
WT | 89.9 | 89.9 | 1406.73 | 4679.49 | 4610.97 | 4610.97
IGCC | 0 | 0 | 0 | 0 | 0 | 0
DemandResponse | 0 | 0 | 0 | 0 | 0 | 0
IGCC-CCS | 0 | 0 | 0 | 0 | 0 | 0
WT_off | 0 | 0 | 0 | 0 | 0 | 0
PseudoUnit | 0 | 0 | 0 | 0 | 0 | 0
FixedInterchange | 0 | 0 | 0 | 0 | 0 | 0
Total Costs by Reporting Type: MISO_W
ReportingType | 2015 | 2020 | 2025 | 2030 | 2035 | 2040
BM | 0 | 0 | 0 | 0 | 0 | 0
CC | 576.75 | 990.44 | 658 | 542.04 | 509.75 | 555.24
CSP | 0 | 0 | 0 | 0 | 0 | 0
CT | 0 | 0 | 0 | 0 | 0 | 0
Coal | 4309.94 | 1663.37 | 687.42 | 524.45 | 472.17 | 443.02
Geo | 0 | 0 | 0 | 0 | 0 | 0
H | 7.08 | 7.08 | 7.08 | 7.08 | 7.08 | 7.08
LFG | 24.75 | 24.75 | 24.75 | 48.33 | 48.33 | 48.33
Nuc | 539.99 | 543.1 | 529.16 | 802.27 | 0.05 | 0.05
PS | 0 | 0 | 0 | 0 | 0 | 0
PV | 0 | 0 | 0 | 0 | 0 | 0
PeakG | 109.69 | 149.41 | 89.97 | 105.17 | 108.71 | 108.71
PeakO | 56.38 | 79.08 | 64.57 | 64.57 | 64.57 | 64.57
ST | 0 | 0 | 0 | 0 | 0 | 0
STOG | 7.57 | 8.96 | 7.67 | 7.67 | 7.67 | 7.67
STWD | 19.42 | 21.94 | 34.72 | 97.86 | 139.74 | 139.74
WT | 927.86 | 927.86 | 16907.34 | 17047.64 | 17315.84 | 18043.68
IGCC | 0 | 0 | 0 | 0 | 0 | 0
DemandResponse | 0 | 0 | 0 | 0 | 0 | 0
IGCC-CCS | 0 | 0 | 0 | 0 | 0 | 0
WT_off | 0 | 0 | 0 | 0 | 0 | 0
PseudoUnit | 0 | 0 | 0 | 0 | 0 | 0
FixedInterchange | 0 | 0 | 0 | 0 | 0 | 0
Total Costs by Reporting Type: MISO_WUMS
ReportingType | 2015 | 2020 | 2025 | 2030 | 2035 | 2040
BM | 0 | 0 | 0 | 0 | 3227.36 | 3227.36
CC | 3385.18 | 5480.09 | 5368.89 | 5525.32 | 3499.51 | 2666.27
CSP | 0 | 0 | 0 | 0 | 0 | 0
CT | 0 | 111.69 | 150.66 | 156.18 | 278.99 | 182.3
Coal | 1298.3 | 509.52 | 332.66 | 406.27 | 560.94 | 899.08
Geo | 0 | 0 | 0 | 0 | 0 | 0
H | 4.79 | 5.15 | 5.15 | 5.15 | 5.15 | 5.15
LFG | 8.57 | 8.57 | 79.15 | 79.15 | 79.15 | 79.15
Nuc | 419.03 | 444.73 | 429.21 | 737.97 | 0.05 | 0.05
PS | 0 | 0 | 0 | 0 | 0 | 0
PV | 0 | 0 | 0 | 0 | 0 | 0
PeakG | 55.64 | 81.65 | 65.08 | 77.65 | 77.65 | 77.65
PeakO | 13.52 | 17.78 | 14.69 | 14.69 | 14.69 | 14.69
ST | 0 | 0 | 0 | 0 | 0 | 0
STOG | 13.21 | 15.63 | 13.39 | 13.39 | 13.39 | 13.39
STWD | 5.33 | 5.13 | 9.37 | 18.98 | 68.51 | 68.51
WT | 264.78 | 264.78 | 271.78 | 1193.18 | 2893.64 | 3770.26
IGCC | 0 | 0 | 0 | 0 | 0 | 0
DemandResponse | 0 | 0 | 0 | 0 | 0 | 0
IGCC-CCS | 0 | 0 | 0 | 0 | 0 | 0
WT_off | 0 | 0 | 0 | 0 | 0 | 0
PseudoUnit | 0 | 0 | 0 | 0 | 0 | 0
FixedInterchange | 0 | 0 | 0 | 0 | 0 | 0
Total Costs by Reporting Type: Nebraska
ReportingType | 2015 | 2020 | 2025 | 2030 | 2035 | 2040
BM | 0 | 0 | 0 | 0 | 0 | 0
CC | 76.68 | 29.73 | 38.46 | 33.73 | 32.87 | 27.14
CSP | 0 | 0 | 0 | 0 | 0 | 0
CT | 0 | 0 | 0 | 0 | 0 | 0
Coal | 1742.21 | 325.64 | 258.48 | 179.16 | 194.14 | 229.54
Geo | 0 | 0 | 0 | 0 | 0 | 0
H | 2.38 | 2.38 | 2.38 | 2.38 | 2.38 | 2.38
LFG | 0.72 | 0.72 | 0.72 | 23.22 | 23.23 | 23.23
Nuc | 289.1 | 306.81 | 283.04 | 337.96 | 0.1 | 0.11
PS | 0 | 0 | 0 | 0 | 0 | 0
PV | 0 | 0 | 0 | 0 | 0 | 0
PeakG | 26.72 | 37.31 | 31.37 | 31.37 | 31.37 | 31.37
PeakO | 9.57 | 12.19 | 9.77 | 9.77 | 9.77 | 9.77
ST | 0 | 0 | 0 | 0 | 0 | 0
STOG | 16.61 | 14.04 | 12.04 | 12.04 | 12.04 | 12.04
STWD | 0 | 0 | 0 | 0 | 0 | 0
WT | 54.91 | 4342.99 | 4388.55 | 5113.83 | 5640.51 | 1864.83
IGCC | 0 | 0 | 0 | 0 | 0 | 0
DemandResponse | 0 | 0 | 0 | 0 | 0 | 0
IGCC-CCS | 0 | 0 | 0 | 0 | 0 | 0
WT_off | 0 | 0 | 0 | 0 | 0 | 0
PseudoUnit | 0 | 0 | 0 | 0 | 0 | 0
FixedInterchange | 0 | 0 | 0 | 0 | 0 | 0
Total Costs by Reporting Type: NEISO
ReportingType | 2015 | 2020 | 2025 | 2030 | 2035 | 2040
BM | 279.31 | 279.3 | 185.05 | 279.31 | 279.31 | 279.31
CC | 3286.11 | 3090.48 | 3150.1 | 3297.96 | 2479.83 | 2215.93
CSP | 0 | 0 | 0 | 0 | 0 | 0
CT | 32.5 | 32.4 | 33.33 | 32.77 | 27.64 | 52.68
Coal | 59.43 | 29.15 | 0 | 0 | 0 | 0
Geo | 0 | 0 | 0 | 0 | 0 | 0
H | 46.4 | 46.4 | 46.4 | 47.43 | 47.43 | 47.43
LFG | 80.87 | 80.87 | 103.68 | 103.68 | 93.04 | 93.04
Nuc | 1055.43 | 1120.79 | 1080.11 | 1086.32 | 784.86 | 1150.98
PS | 39.74 | 39.74 | 39.74 | 39.74 | 39.74 | 39.74
PV | 0.03 | 124.92 | 128.86 | 133.36 | 143.44 | 27.6
PeakG | 22.57 | 32.25 | 24.39 | 27.24 | 32.64 | 28.85
PeakO | 34.72 | 44.24 | 35.46 | 35.46 | 35.46 | 35.46
ST | 0 | 0 | 0 | 0 | 0 | 0
STOG | 0 | 0 | 0 | 0 | 0 | 0
STWD | 367.79 | 124.46 | 114.57 | 260.29 | 368.18 | 350.5
WT | 67.94 | 882.79 | 1319.61 | 1470.94 | 5521.87 | 4797.98
IGCC | 0 | 0 | 0 | 0 | 0 | 0
DemandResponse | 0 | 0 | 0 | 0 | 0 | 0
IGCC-CCS | 0 | 0 | 0 | 0 | 0 | 0
WT_off | 308.22 | 308.22 | 308.22 | 308.22 | 589.06 | 3557.21
PseudoUnit | 0 | 0 | 0 | 0 | 0 | 0
FixedInterchange | 0 | 0 | 0 | 0 | 0 | 0
Total Costs by Reporting Type: NonRTO_Midwest
ReportingType | 2015 | 2020 | 2025 | 2030 | 2035 | 2040
BM | 0 | 0 | 0 | 0 | 2209.66 | 6048.42
CC | 1187.32 | 3435.1 | 3633.82 | 4337.55 | 5326.8 | 1850.93
CSP | 0 | 0 | 0 | 0 | 0 | 0
CT | 0 | 0 | 0 | 0 | 0 | 0
Coal | 3248.52 | 1868.16 | 867.97 | 817.95 | 2172.42 | 2269.49
Geo | 0 | 0 | 0 | 0 | 0 | 0
H | 2.04 | 2.04 | 258.59 | 258.59 | 258.59 | 258.59
LFG | 1.69 | 1.69 | 51.19 | 51.19 | 51.19 | 51.19
Nuc | 0.01 | 0.01 | 0.02 | 0.03 | 0.08 | 0.08
PS | 0 | 0 | 0 | 0 | 0 | 0
PV | 0 | 0 | 0 | 0 | 0 | 0
PeakG | 69.5 | 85.39 | 59.22 | 71.11 | 80.61 | 80.61
PeakO | 0.35 | 0.45 | 0.36 | 0.36 | 0.36 | 0.36
ST | 0 | 0 | 0 | 0 | 0 | 0
STOG | 0 | 0 | 0 | 0 | 0 | 0
STWD | 0 | 0 | 0 | 0 | 0 | 0
WT | 2.26 | 2.26 | 2.26 | 2.26 | 2.26 | 2.26
IGCC | 0 | 0 | 0 | 0 | 0 | 0
DemandResponse | 0 | 0 | 0 | 0 | 0 | 0
IGCC-CCS | 0 | 0 | 0 | 0 | 0 | 0
WT_off | 0 | 0 | 0 | 0 | 0 | 0
PseudoUnit | 0 | 0 | 0 | 0 | 0 | 0
FixedInterchange | 0 | 0 | 0 | 0 | 0 | 0
Total Costs by Reporting Type: NYISO_A-F
ReportingType | 2015 | 2020 | 2025 | 2030 | 2035 | 2040
BM | 0 | 0 | 0 | 0 | 0 | 1039.13
CC | 697.89 | 940.93 | 956.63 | 856.2 | 743.83 | 521.33
CSP | 0 | 0 | 0 | 0 | 0 | 0
CT | 0 | 0 | 0 | 0 | 0 | 0
Coal | 0 | 0 | 0 | 0 | 0 | 0
Geo | 0 | 0 | 0 | 0 | 0 | 0
H | 62.6 | 62.6 | 62.6 | 62.6 | 62.6 | 62.6
LFG | 22.17 | 22.17 | 44 | 44 | 42.66 | 42.66
Nuc | 769.17 | 792.88 | 787.44 | 645.82 | 746.26 | 695.89
PS | 33.52 | 33.52 | 33.52 | 33.52 | 33.52 | 33.52
PV | 0 | 0 | 0 | 0 | 0 | 0.01
PeakG | 3.84 | 6.17 | 5.96 | 5.31 | 5.31 | 5.31
PeakO | 1.14 | 1.46 | 1.17 | 1.17 | 1.17 | 1.17
ST | 0 | 0 | 0 | 0 | 0 | 0
STOG | 0 | 0 | 0 | 0 | 0 | 0
STWD | 2.82 | 4.16 | 3.53 | 31.54 | 53.4 | 53.4
WT | 684.71 | 860.89 | 860.89 | 3337.67 | 2766.49 | 2610.26
IGCC | 0 | 0 | 0 | 0 | 0 | 0
DemandResponse | 0 | 0 | 0 | 0 | 0 | 0
IGCC-CCS | 0 | 0 | 0 | 0 | 0 | 0
WT_off | 0 | 0 | 0 | 0 | 0 | 0
PseudoUnit | 0 | 0 | 0 | 0 | 0 | 0
FixedInterchange | 0 | 0 | 0 | 0 | 0 | 0
Total Costs by Reporting Type: NYISO_G-I
ReportingType | 2015 | 2020 | 2025 | 2030 | 2035 | 2040
BM | 0 | 0 | 0 | 0 | 545.27 | 831.3
CC | 368.94 | 1168.96 | 1320.26 | 1246.8 | 1356.24 | 1292.55
CSP | 0 | 0 | 0 | 0 | 0 | 0
CT | 0 | 0 | 0 | 0 | 0 | 0
Coal | 0 | 0 | 0 | 0 | 0 | 0
Geo | 0 | 0 | 0 | 0 | 0 | 0
H | 0.46 | 0.46 | 0.46 | 0.46 | 0.46 | 0.46
LFG | 7.73 | 7.73 | 31.62 | 31.62 | 31.62 | 31.62
Nuc | 466.19 | 495 | 477.19 | 479.96 | 543.55 | 1832.81
PS | 0 | 0 | 0 | 0 | 0 | 0
PV | 0 | 0 | 0 | 0 | 0 | 684.27
PeakG | 1.51 | 2.04 | 1.65 | 1.57 | 1.57 | 1.57
PeakO | 2.55 | 3.25 | 2.61 | 2.61 | 2.61 | 2.61
ST | 0 | 0 | 0 | 0 | 0 | 0
STOG | 0 | 0 | 0 | 0 | 0 | 0
STWD | 0 | 0 | 0 | 0 | 0 | 0
WT | 0 | 14.4 | 14.4 | 86.66 | 86.66 | 73.94
IGCC | 0 | 0 | 0 | 0 | 0 | 0
DemandResponse | 0 | 0 | 0 | 0 | 0 | 0
IGCC-CCS | 0 | 0 | 0 | 0 | 0 | 0
WT_off | 0 | 0 | 0 | 0 | 0 | 0
PseudoUnit | 0 | 0 | 0 | 0 | 0 | 0
FixedInterchange | 0 | 0 | 0 | 0 | 0 | 0
Total Costs by Reporting Type: NYISO_J-K
ReportingType | 2015 | 2020 | 2025 | 2030 | 2035 | 2040
BM | 0 | 0 | 0 | 0 | 0 | 0
CC | 1717.17 | 1928.29 | 2122.3 | 3454.44 | 6156.98 | 8048.83
CSP | 0 | 0 | 0 | 0 | 0 | 0
CT | 0 | 0 | 0 | 0 | 0 | 0
Coal | 0 | 0 | 0 | 0 | 0 | 0
Geo | 0 | 0 | 0 | 0 | 0 | 0
H | 0 | 0 | 0 | 0 | 0 | 0
LFG | 14.97 | 14.97 | 14.97 | 44.49 | 44.49 | 44.49
Nuc | 0.01 | 0.01 | 0.02 | 0.03 | 0.08 | 0.08
PS | 0 | 0 | 0 | 0 | 0 | 0
PV | 17.52 | 17.52 | 17.52 | 17.52 | 0.54 | 0.54
PeakG | 58.94 | 81.66 | 67.17 | 70.07 | 107.72 | 162.7
PeakO | 61.69 | 79.16 | 63.78 | 65.02 | 65.02 | 65.02
ST | 0 | 0 | 0 | 0 | 0 | 0
STOG | 283.43 | 386.43 | 413.59 | 416.58 | 307.64 | 312.68
STWD | 0 | 0 | 0 | 0 | 0 | 0
WT | 0 | 0 | 0 | 50.39 | 98.87 | 98.87
IGCC | 0 | 0 | 0 | 0 | 0 | 0
DemandResponse | 0 | 0 | 0 | 0 | 0 | 0
IGCC-CCS | 0 | 0 | 0 | 0 | 0 | 0
WT_off | 0 | 0 | 0 | 0 | 0 | 0.01
PseudoUnit | 0 | 0 | 0 | 0 | 0 | 0
FixedInterchange | 0 | 0 | 0 | 0 | 0 | 0
Total Costs by Reporting Type: PJM_E
ReportingType | 2015 | 2020 | 2025 | 2030 | 2035 | 2040
BM | 27.39 | 33.95 | 33.95 | 33.95 | 33.96 | 354.23
CC | 3394.71 | 4260.35 | 5459.65 | 7054.65 | 7731.11 | 8123.37
CSP | 0 | 0 | 0 | 0 | 0 | 0
CT | 2.48 | 2.73 | 2.74 | 0.86 | 0.71 | 0.88
Coal | 142.48 | 79.79 | 48.64 | 43.67 | 98.92 | 196.9
Geo | 0 | 0 | 0 | 0 | 0 | 0
H | 3.85 | 3.85 | 3.85 | 3.85 | 3.85 | 3.85
LFG | 59.08 | 105.92 | 105.92 | 103.73 | 103.73 | 73.06
Nuc | 1960.16 | 1864.06 | 1862.64 | 1873.72 | 1345.93 | 5008.01
PS | 9.5 | 9.5 | 9.5 | 9.5 | 9.5 | 9.5
PV | 11.79 | 11.79 | 11.79 | 11.79 | 0.75 | 0.75
PeakG | 77.27 | 131.19 | 105.17 | 153.93 | 143.16 | 159.51
PeakO | 75.92 | 100.78 | 82.41 | 82.41 | 82.41 | 82.41
ST | 0 | 0 | 0 | 0 | 0 | 0
STOG | 138.63 | 185.19 | 144.39 | 184.26 | 170.17 | 188.15
STWD | 0 | 0 | 0 | 0 | 0 | 0
WT | 332.76 | 332.76 | 332.76 | 332.76 | 32.65 | 32.65
IGCC | 0 | 0 | 0 | 0 | 0 | 0
DemandResponse | 0 | 0 | 0 | 0 | 0 | 0
IGCC-CCS | 0 | 0 | 0 | 0 | 0 | 0
WT_off | 0 | 0 | 599.06 | 599.06 | 599.06 | 599.06
PseudoUnit | 0 | 0 | 0 | 0 | 0 | 0
FixedInterchange | 0 | 0 | 0 | 0 | 0 | 0
Total Costs by Reporting Type: PJM_ROM
ReportingType | 2015 | 2020 | 2025 | 2030 | 2035 | 2040
BM | 14.7 | 19.49 | 19.49 | 19.49 | 2400.76 | 2400.76
CC | 1517.15 | 1974.29 | 2295.29 | 3470.95 | 3829.69 | 4142.31
CSP | 0 | 0 | 0 | 0 | 0 | 0
CT | 1.52 | 1.67 | 1.68 | 1.73 | 0.43 | 0.54
Coal | 1988.51 | 1178.14 | 647.73 | 834.06 | 1770.01 | 2196.73
Geo | 0 | 0 | 0 | 0 | 0 | 0
H | 19.83 | 19.83 | 19.83 | 253 | 253 | 253
LFG | 47.04 | 132.66 | 132.66 | 131.08 | 128.72 | 75.37
Nuc | 1163.94 | 1194.41 | 1192.35 | 2943.38 | 9818.85 | 13110.71
PS | 35.92 | 35.92 | 35.92 | 35.92 | 35.92 | 35.92
PV | 0.06 | 548.94 | 879.54 | 1000.8 | 1068.3 | 635.34
PeakG | 30.83 | 46.11 | 47.13 | 62.94 | 51.43 | 54.73
PeakO | 45.95 | 58.57 | 46.94 | 46.94 | 46.94 | 46.94
ST | 0 | 0 | 0 | 0 | 0 | 0
STOG | 212.25 | 246.01 | 224.48 | 245.04 | 225.26 | 248.11
STWD | 18.48 | 39.07 | 38.55 | 38.55 | 38.55 | 38.55
WT | 152.07 | 341.33 | 341.33 | 313.92 | 227.77 | 59.61
IGCC | 0 | 0 | 0 | 0 | 0 | 0
DemandResponse | 0 | 0 | 0 | 0 | 0 | 0
IGCC-CCS | 0 | 0 | 0 | 0 | 0 | 0
WT_off | 0 | 0 | 0 | 0 | 0 | 0
PseudoUnit | 0 | 0 | 0 | 0 | 0 | 0
FixedInterchange | 0 | 0 | 0 | 0 | 0 | 0
Total Costs by Reporting Type: PJM_ROR
ReportingType | 2015 | 2020 | 2025 | 2030 | 2035 | 2040
BM | 218.93 | 415.73 | 382.8 | 415.73 | 10634.58 | 10549.51
CC | 9403.37 | 19052.66 | 20031.01 | 22255.61 | 24957.44 | 17515.69
CSP | 0 | 0 | 0 | 0 | 0 | 0
CT | 2.85 | 2.89 | 2.91 | 3 | 0.8 | 0.45
Coal | 15777.44 | 10088.93 | 4635.22 | 5222.5 | 12121.91 | 13666.08
Geo | 0 | 0 | 0 | 0 | 0 | 0
H | 26.17 | 207.89 | 207.89 | 207.89 | 207.89 | 207.89
LFG | 76.9 | 76.9 | 238.08 | 232.42 | 226.35 | 226.35
Nuc | 4607.58 | 4731.16 | 4718.65 | 4541.23 | 3528.57 | 12398.12
PS | 73.14 | 73.14 | 73.14 | 73.14 | 73.14 | 73.14
PV | 0.35 | 0.35 | 0.35 | 0.35 | 0.35 | 0.35
PeakG | 384.04 | 565.14 | 355.87 | 507.07 | 503.95 | 504.41
PeakO | 48.69 | 65.15 | 52.22 | 52.22 | 52.22 | 52.22
ST | 0 | 0 | 0 | 0 | 0 | 0
STOG | 124.75 | 157.83 | 133.51 | 193.42 | 135.32 | 80.29
STWD | 13.81 | 114.87 | 113.43 | 85.03 | 113.43 | 113.43
WT | 2217.8 | 2263.14 | 5647.33 | 10016.98 | 8908.94 | 10946.15
IGCC | 0 | 0 | 0 | 0 | 0 | 0
DemandResponse | 0 | 0 | 0 | 0 | 0 | 0
IGCC-CCS | 0 | 0 | 0 | 0 | 0 | 6379.79
WT_off | 0 | 0 | 0 | 0 | 0 | 0
PseudoUnit | 0 | 0 | 0 | 0 | 0 | 0
FixedInterchange | 0 | 0 | 0 | 0 | 0 | 0
Total Costs by Reporting Type: SOCO
ReportingType | 2015 | 2020 | 2025 | 2030 | 2035 | 2040
BM | 29.34 | 30.83 | 45.94 | 56.71 | 6386.93 | 6386.93
CC | 10568.15 | 15007.66 | 16123.13 | 16752.33 | 12741.47 | 8920.74
CSP | 0 | 0 | 0 | 0 | 0 | 0
CT | 0 | 0 | 0 | 0 | 0 | 0
Coal | 3288.7 | 1646.17 | 685.62 | 1248.91 | 2111.28 | 2213.86
Geo | 0 | 0 | 0 | 0 | 0 | 0
H | 59.74 | 59.74 | 59.74 | 59.74 | 59.74 | 357.89
LFG | 4.47 | 4.47 | 37.19 | 37.19 | 37.19 | 37.19
Nuc | 1355.07 | 2993.98 | 3981.92 | 7395.63 | 13519.56 | 20117.43
PS | 39.76 | 39.76 | 39.76 | 39.76 | 39.76 | 39.76
PV | 0 | 0 | 0 | 0 | 0 | 0
PeakG | 211.04 | 305.86 | 257.63 | 360.72 | 139.22 | 132.95
PeakO | 0 | 0 | 0 | 0 | 0 | 0
ST | 0 | 0 | 0 | 0 | 0 | 0
STOG | 0 | 0 | 0 | 0 | 0 | 0
STWD | 42.66 | 48.77 | 81.53 | 360.06 | 425.48 | 425.48
WT | 0 | 0 | 0 | 0.01 | 23.58 | 23.58
IGCC | 0 | 0 | 0 | 0 | 0 | 0
DemandResponse | 0 | 0 | 0 | 0 | 0 | 0
IGCC-CCS | 0 | 0 | 0 | 0 | 0 | 0.01
WT_off | 0 | 0 | 0 | 0 | 0 | 0
PseudoUnit | 0 | 0 | 0 | 0 | 0 | 0
FixedInterchange | 0 | 0 | 0 | 0 | 0 | 0
Total Costs by Reporting Type: SPP_N
ReportingType | 2015 | 2020 | 2025 | 2030 | 2035 | 2040
BM | 0 | 0 | 0 | 0 | 0 | 0
CC | 456.01 | 120.06 | 144.63 | 177.16 | 123.45 | 99.71
CSP | 0 | 0 | 0 | 0 | 0 | 0
CT | 0 | 114.11 | 114.11 | 152.39 | 224.48 | 290.48
Coal | 3553.62 | 1103.26 | 357.44 | 392 | 509.23 | 592.22
Geo | 0 | 0 | 0 | 0 | 0 | 0
H | 0.3 | 0.3 | 0.3 | 0.3 | 0.3 | 0.3
LFG | 0.85 | 0.85 | 0.85 | 30.02 | 30.03 | 30.03
Nuc | 256.73 | 266.63 | 259.79 | 249.1 | 230.38 | 272.98
PS | 0 | 0 | 0 | 0 | 0 | 0
PV | 0 | 0 | 0 | 0 | 0 | 0
PeakG | 84.3 | 117.69 | 105.7 | 105.7 | 105.7 | 105.7
PeakO | 34.89 | 44.84 | 35.94 | 35.94 | 35.94 | 35.94
ST | 0 | 0 | 0 | 0 | 0 | 0
STOG | 105.39 | 90.95 | 77.96 | 77.96 | 77.96 | 77.96
STWD | 0 | 0 | 0 | 0 | 0 | 0
WT | 42.04 | 7446.92 | 13432.33 | 14867.81 | 19205.88 | 12950.33
IGCC | 0 | 0 | 0 | 0 | 0 | 0
DemandResponse | 0 | 0 | 0 | 0 | 0 | 0
IGCC-CCS | 0 | 0 | 0 | 0 | 0 | 0
WT_off | 0 | 0 | 0 | 0 | 0 | 0
PseudoUnit | 0 | 0 | 0 | 0 | 0 | 0
FixedInterchange | 0 | 0 | 0 | 0 | 0 | 0
Total Costs by Reporting Type: SPP_S
ReportingType | 2015 | 2020 | 2025 | 2030 | 2035 | 2040
BM | 0 | 0 | 0 | 0 | 0 | 0
CC | 3801.85 | 2277.11 | 2157.52 | 2853.58 | 2632.62 | 3063.84
CSP | 0 | 0 | 0 | 0 | 0 | 0
CT | 35.98 | 174.18 | 174.18 | 229.95 | 303.65 | 433.22
Coal | 4632.8 | 882.5 | 354.6 | 302.47 | 302.47 | 302.47
Geo | 0 | 0 | 0 | 0 | 0 | 0
H | 30.03 | 30.03 | 30.03 | 30.03 | 30.03 | 61.32
LFG | 2.29 | 2.29 | 2.29 | 31.46 | 31.48 | 31.48
Nuc | 0.01 | 0.01 | 0.01 | 0.02 | 0.04 | 0.04
PS | 10.59 | 10.59 | 10.59 | 10.59 | 10.59 | 10.59
PV | 0 | 0 | 0 | 0 | 0 | 0
PeakG | 60.2 | 87.93 | 62.37 | 76.78 | 82.77 | 82.77
PeakO | 3.36 | 4.54 | 3.63 | 3.63 | 3.64 | 3.66
ST | 0 | 0 | 0 | 0 | 0 | 0
STOG | 739.46 | 635.21 | 540.07 | 601.66 | 553.08 | 568.69
STWD | 7.66 | 6.01 | 5.39 | 13.55 | 24.12 | 25.51
WT | 183.43 | 10108.78 | 11149.58 | 12183.25 | 15820.36 | 8262.41
IGCC | 0 | 0 | 0 | 0 | 0 | 0
DemandResponse | 0 | 0 | 0 | 0 | 0 | 0
IGCC-CCS | 0 | 0 | 0 | 0 | 0 | 0
WT_off | 0 | 0 | 0 | 0 | 0 | 0
PseudoUnit | 0 | 0 | 0 | 0 | 0 | 0
FixedInterchange | 0 | 0 | 0 | 0 | 0 | 0
Total Costs by Reporting Type: TVA
ReportingType | 2015 | 2020 | 2025 | 2030 | 2035 | 2040
BM | 0 | 0 | 0 | 0 | 7168.7 | 7168.7
CC | 3284.94 | 6681.7 | 8162.46 | 8898.4 | 8696.33 | 5148.69
CSP | 0 | 0 | 0 | 0 | 0 | 0
CT | 0 | 0 | 0 | 0 | 0 | 0
Coal | 2951.71 | 1811.69 | 650.22 | 818.26 | 2467.38 | 2513.22
Geo | 0 | 0 | 0 | 0 | 0 | 0
H | 72.8 | 72.8 | 82.09 | 82.09 | 82.09 | 82.09
LFG | 1.57 | 1.57 | 33.99 | 33.99 | 33.99 | 33.99
Nuc | 2533.71 | 2590.04 | 2579.4 | 4058.63 | 4637.72 | 5554.59
PS | 41.38 | 41.38 | 41.38 | 41.38 | 41.38 | 41.38
PV | 0 | 0 | 0 | 0 | 0 | 0
PeakG | 99.24 | 153.37 | 140.99 | 140.99 | 140.99 | 140.99
PeakO | 1.87 | 2.54 | 1.92 | 2.49 | 2.49 | 2.49
ST | 0 | 0 | 0 | 0 | 0 | 0
STOG | 0 | 0 | 0 | 0 | 0 | 0
STWD | 0.25 | 0.28 | 0.44 | 2.24 | 3 | 3
WT | 0.99 | 0.99 | 0.99 | 0.99 | 24.39 | 24.39
IGCC | 0 | 0 | 0 | 0 | 0 | 0
DemandResponse | 0 | 0 | 0 | 0 | 0 | 0
IGCC-CCS | 0 | 0 | 0 | 0 | 0 | 3364.3
WT_off | 0 | 0 | 0 | 0 | 0 | 0
PseudoUnit | 0 | 0 | 0 | 0 | 0 | 0
FixedInterchange | 0 | 0 | 0 | 0 | 0 | 0
Total Costs by Reporting Type: TVA_Transmission
ReportingType | 2015 | 2020 | 2025 | 2030 | 2035 | 2040
BM | 0 | 0 | 0 | 0 | 0 | 0
CC | 0 | 0 | 0 | 0 | 0 | 0
CSP | 0 | 0 | 0 | 0 | 0 | 0
CT | 0 | 0 | 0 | 0 | 0 | 0
Coal | 0 | 0 | 0 | 0 | 0 | 0
Geo | 0 | 0 | 0 | 0 | 0 | 0
H | 0 | 0 | 0 | 0 | 0 | 0
LFG | 0 | 0 | 0 | 0 | 0 | 0
Nuc | 0 | 0 | 0 | 0 | 0 | 0
PS | 0 | 0 | 0 | 0 | 0 | 0
PV | 0 | 0 | 0 | 0 | 0 | 0
PeakG | 0 | 0 | 0 | 0 | 0 | 0
PeakO | 0 | 0 | 0 | 0 | 0 | 0
ST | 0 | 0 | 0 | 0 | 0 | 0
STOG | 0 | 0 | 0 | 0 | 0 | 0
STWD | 0 | 0 | 0 | 0 | 0 | 0
WT | 0 | 0 | 0 | 0 | 0 | 0
IGCC | 0 | 0 | 0 | 0 | 0 | 0
DemandResponse | 0 | 0 | 0 | 0 | 0 | 0
IGCC-CCS | 0 | 0 | 0 | 0 | 0 | 0
WT_off | 0 | 0 | 0 | 0 | 0 | 0
PseudoUnit | 0 | 0 | 0 | 0 | 0 | 0
FixedInterchange | 0 | 0 | 0 | 0 | 0 | 0
Total Costs by Reporting Type: VACAR
ReportingType | 2015 | 2020 | 2025 | 2030 | 2035 | 2040
BM | 0.93 | 355.38 | 1070.44 | 1256.76 | 6740.03 | 6740.03
CC | 10703.51 | 12112.57 | 12762.25 | 13287.38 | 9030.04 | 8039.32
CSP | 0 | 0 | 0 | 0 | 0 | 0
CT | 73.03 | 73.88 | 74.46 | 18.83 | 7.27 | 0
Coal | 1756.69 | 1607.16 | 1014.13 | 560.88 | 1017.13 | 1355.57
Geo | 0 | 0 | 0 | 0 | 0 | 0
H | 30.23 | 30.23 | 30.23 | 30.23 | 30.23 | 48.11
LFG | 7.71 | 40.25 | 40.25 | 40.25 | 40.18 | 20.68
Nuc | 2606.17 | 4424.34 | 6467.99 | 11335.65 | 10573.2 | 14068.63
PS | 62.1 | 62.1 | 62.1 | 62.1 | 62.1 | 62.1
PV | 0.24 | 49.87 | 53.62 | 57.37 | 60.68 | 19.69
PeakG | 151.09 | 228.41 | 187.21 | 259.62 | 209.19 | 228.9
PeakO | 36.13 | 46.34 | 37.33 | 38.01 | 0 | 0
ST | 0 | 0 | 0 | 0 | 0 | 0
STOG | 4.04 | 4.78 | 4.1 | 4.1 | 0 | 0
STWD | 173.41 | 175.67 | 173.58 | 173.58 | 173.58 | 173.58
WT | 0.22 | 838.93 | 838.93 | 838.93 | 838.73 | 98.34
IGCC | 0 | 0 | 0 | 0 | 0 | 0
DemandResponse | 0 | 0 | 0 | 0 | 0 | 0
IGCC-CCS | 0 | 0 | 0 | 0 | 0 | 0
WT_off | 0.59 | 0.59 | 0.59 | 0.59 | 9442.47 | 15035.64
PseudoUnit | 0 | 0 | 0 | 0 | 0 | 0
FixedInterchange | 0 | 0 | 0 | 0 | 0 | 0
Total Costs by Reporting Type: IESO
ReportingType | 2015 | 2020 | 2025 | 2030 | 2035 | 2040
BM | 177.6 | 177.65 | 178.55 | 199.79 | 396.56 | 397.33
CC | 757.24 | 813.02 | 943.72 | 451.99 | 338.75 | 192.05
CSP | 0 | 0 | 0 | 0 | 0 | 0
CT | 44.29 | 44.56 | 44.26 | 44.26 | 2.46 | 384.2
Coal | 0 | 0 | 0 | 0 | 0 | 0
Geo | 0 | 0 | 0 | 0 | 0 | 0
H | 123.83 | 123.83 | 123.83 | 226.24 | 226.24 | 226.24
LFG | 19.32 | 19.32 | 19.32 | 19.55 | 14.43 | 14.43
Nuc | 2990.3 | 3007.72 | 3062.19 | 3080.28 | 2836.57 | 3030.7
PS | 2.92 | 2.92 | 2.92 | 2.92 | 2.92 | 2.92
PV | 558.01 | 558.01 | 558.01 | 558.01 | 0.44 | 0.44
PeakG | 11.67 | 14.06 | 13.67 | 13.67 | 13.67 | 13.67
PeakO | 0.67 | 0.67 | 0.78 | 0.87 | 0.87 | 0.87
ST | 0 | 0 | 0 | 0 | 0 | 0
STOG | 0 | 0 | 0 | 0 | 0 | 0
STWD | 4.77 | 5.44 | 6.33 | 74.15 | 74.15 | 74.15
WT | 763.41 | 763.41 | 763.41 | 763.41 | 6115.56 | 6857.21
IGCC | 0 | 0 | 0 | 0 | 0 | 0
DemandResponse | 0 | 0 | 0 | 0 | 0 | 0
IGCC-CCS | 0 | 0 | 0 | 0 | 0 | 0
WT_off | 0 | 0 | 0 | 0 | 0 | 0
PseudoUnit | 0 | 0 | 0 | 0 | 0 | 0
FixedInterchange | 0 | 0 | 0 | 0 | 0 | 0
Total Costs by Reporting Type: MAPP_CA
ReportingType | 2015 | 2020 | 2025 | 2030 | 2035 | 2040
BM | 0 | 0 | 0 | 0 | 0 | 0
CC | 599.26 | 696.24 | 445.79 | 110.39 | 118.81 | 72.91
CSP | 0 | 0 | 0 | 0 | 0 | 0
CT | 0 | 0 | 0 | 0 | 0 | 0
Coal | 56.81 | 57.69 | 0 | 0 | 0 | 0
Geo | 0 | 0 | 0 | 0 | 0 | 0
H | 92.24 | 343.32 | 857.5 | 1703.56 | 1703.56 | 1703.56
LFG | 0 | 0 | 0 | 0 | 0 | 0
Nuc | 0.01 | 0.01 | 0.01 | 0.01 | 0.08 | 129.2
PS | 0 | 0 | 0 | 0 | 0 | 0
PV | 0 | 0 | 0 | 0 | 0 | 0
PeakG | 14.11 | 10.29 | 9.88 | 9.88 | 13.09 | 13.09
PeakO | 0.09 | 0.09 | 0.09 | 0.12 | 0.12 | 0.12
ST | 0 | 0 | 0 | 0 | 0 | 0
STOG | 6.37 | 5.54 | 0 | 0 | 0 | 0
STWD | 0 | 0 | 0 | 0 | 0 | 0
WT | 105.14 | 105.14 | 105.14 | 105.14 | 17.92 | 17.92
IGCC | 0 | 0 | 0 | 0 | 0 | 0
DemandResponse | 0 | 0 | 0 | 0 | 0 | 0
IGCC-CCS | 0 | 0 | 0 | 0 | 0 | 0
WT_off | 0 | 0 | 0 | 0 | 0 | 0
PseudoUnit | 0 | 0 | 0 | 0 | 0 | 0
FixedInterchange | 0 | 0 | 0 | 0 | 0 | 0
Total Costs by Reporting Type: AZ_NM_SNV_Coal
ReportingType | 2015 | 2020 | 2025 | 2030 | 2035 | 2040
BM | 0 | 0 | 0 | 0 | 0 | 0
CC | 0 | 0 | 0 | 0 | 0 | 0
CSP | 0 | 0 | 0 | 0 | 0 | 0
CT | 0 | 0 | 0 | 0 | 0 | 0
Coal | 3212.29 | 2760.48 | 167.6 | 98.83 | 456.28 | 490.32
Geo | 0 | 0 | 0 | 0 | 0 | 0
H | 0 | 0 | 0 | 0 | 0 | 0
LFG | 0 | 0 | 0 | 0 | 0 | 0
Nuc | 0 | 0 | 0 | 0 | 0 | 0
PS | 0 | 0 | 0 | 0 | 0 | 0
PV | 0 | 0 | 0 | 0 | 0 | 0
PeakG | 0 | 0 | 0 | 0 | 0 | 0
PeakO | 5.77 | 7.38 | 6 | 6 | 6 | 6
ST | 0 | 0 | 0 | 0 | 0 | 0
STOG | 0 | 0 | 0 | 0 | 0 | 0
STWD | 0 | 0 | 0 | 0 | 0 | 0
WT | 0 | 0 | 0 | 0 | 0 | 0
IGCC | 0 | 0 | 0 | 0 | 0 | 0
DemandResponse | 0 | 0 | 0 | 0 | 0 | 0
IGCC-CCS | 0 | 0 | 0 | 0 | 0 | 0
WT_off | 0 | 0 | 0 | 0 | 0 | 0
PseudoUnit | 0 | 0 | 0 | 0 | 0 | 0
FixedInterchange | 0 | 0 | 0 | 0 | 0 | 0
Total Costs by Reporting Type: AZ_NM_SNV_Gas
ReportingType | 2015 | 2020 | 2025 | 2030 | 2035 | 2040
BM | 0 | 0 | 0 | 0 | 0 | 0
CC | 4725.38 | 5571.57 | 8846.5 | 8913.9 | 9467.77 | 6430.6
CSP | 0 | 0 | 0 | 0 | 0 | 0
CT | 68.63 | 68.63 | 68.63 | 68.63 | 4.93 | 4.93
Coal | 0 | 0 | 0 | 0 | 0 | 0
Geo | 0 | 0 | 0 | 0 | 0 | 0
H | 0 | 0 | 0 | 0 | 0 | 0
LFG | 0 | 0 | 0 | 0 | 0 | 0
Nuc | 0 | 0 | 0 | 0 | 0 | 0
PS | 0 | 0 | 0 | 0 | 0 | 0
PV | 0 | 0 | 0 | 0 | 0 | 0
PeakG | 63.97 | 93.45 | 74.33 | 87.99 | 87.99 | 87.99
PeakO | 0 | 0 | 0 | 0 | 0 | 0
ST | 0 | 0 | 0 | 0 | 0 | 0
STOG | 0 | 0 | 0 | 0 | 0 | 0
STWD | 0 | 0 | 0 | 0 | 0 | 0
WT | 0 | 0 | 0 | 0 | 0 | 0
IGCC | 0 | 0 | 0 | 0 | 0 | 0
DemandResponse | 0 | 0 | 0 | 0 | 0 | 0
IGCC-CCS | 0 | 0 | 0 | 0 | 0 | 0
WT_off | 0 | 0 | 0 | 0 | 0 | 0
PseudoUnit | 0 | 0 | 0 | 0 | 0 | 0
FixedInterchange | 0 | 0 | 0 | 0 | 0 | 0
Total Costs by Reporting Type: AZ_NM_SNV_NucRenew
ReportingType | 2015 | 2020 | 2025 | 2030 | 2035 | 2040
BM | 0 | 0 | 0 | 0 | 2486.61 | 6617.99
CC | 0 | 0 | 0 | 0 | 0 | 0
CSP | 0 | 0 | 0 | 0 | 0 | 0
CT | 0 | 0 | 0 | 0 | 0 | 0
Coal | 0 | 0 | 0 | 0 | 0 | 0
Geo | 0 | 10.91 | 608.55 | 608.55 | 608.55 | 601.76
H | 44.6 | 44.6 | 44.6 | 44.6 | 44.6 | 44.6
LFG | 0.85 | 19.95 | 19.95 | 19.95 | 19.95 | 8.23
Nuc | 810.72 | 895.93 | 912.19 | 2853.87 | 4391.13 | 4391.13
PS | 5.13 | 5.13 | 5.13 | 5.13 | 5.13 | 5.13
PV | 37.26 | 37.26 | 37.26 | 37.26 | 2.38 | 2.38
PeakG | 0 | 0 | 0 | 0 | 0 | 0
PeakO | 0 | 0 | 0 | 0 | 0 | 0
ST | 119.29 | 322.55 | 436.82 | 407.72 | 899.58 | 1131.1
STOG | 0 | 0 | 0 | 0 | 0 | 0
STWD | 12.81 | 13.02 | 12.82 | 12.82 | 12.82 | 12.82
WT | 31.87 | 3110.82 | 3295.15 | 3543.57 | 3529.28 | 814.79
IGCC | 0 | 0 | 0 | 0 | 0 | 0
DemandResponse | 0 | 0 | 0 | 0 | 0 | 0
IGCC-CCS | 0 | 0 | 0 | 0 | 0 | 0
WT_off | 0 | 0 | 0 | 0 | 0 | 0
PseudoUnit | 0 | 0 | 0 | 0 | 0 | 0
FixedInterchange | 0 | 0 | 0 | 0 | 0 | 0
Total Costs by Reporting Type: ERCOT
ReportingType | 2015 | 2020 | 2025 | 2030 | 2035 | 2040
BM | 73.54 | 76.66 | 80.59 | 148.83 | 3950.63 | 3950.63
CC | 15909.32 | 20143.76 | 19623.72 | 22376.81 | 21240.72 | 21127.59
CSP | 0 | 0 | 0 | 0 | 0 | 0
CT | 22.65 | 22.89 | 22.65 | 22.97 | 0 | 0
Coal | 2830.16 | 2416.81 | 1007.18 | 1017.9 | 1358.57 | 1426.37
Geo | 0 | 0 | 0 | 0 | 0 | 0
H | 8.05 | 8.05 | 8.05 | 8.05 | 8.05 | 224.01
LFG | 9.06 | 9.06 | 42.2 | 115.9 | 115.9 | 115.9
Nuc | 1007.36 | 1174.9 | 1203.03 | 4103.97 | 11010.18 | 14180.96
PS | 0 | 0 | 0 | 0 | 0 | 0
PV | 5.14 | 5.14 | 5.14 | 5.14 | 0.01 | 0.01
PeakG | 80.63 | 119.53 | 114.62 | 116.02 | 115.85 | 116.64
PeakO | 1.29 | 1.86 | 1.53 | 1.53 | 1.53 | 1.53
ST | 0 | 0 | 0 | 0 | 0 | 0
STOG | 643.27 | 824.42 | 662.86 | 773.18 | 216.18 | 219.7
STWD | 0 | 0 | 0 | 0 | 0 | 0
WT | 388.45 | 388.45 | 5703.66 | 6105.2 | 6545.09 | 7168.71
IGCC | 0 | 0 | 0 | 0 | 0 | 0
DemandResponse | 0 | 0 | 0 | 0 | 0 | 0
IGCC-CCS | 0 | 0 | 0 | 0 | 0 | 1820.98
WT_off | 0 | 0 | 0 | 0 | 0 | 0
PseudoUnit | 0 | 0 | 0 | 0 | 0 | 0
FixedInterchange | 0 | 0 | 0 | 0 | 0 | 0
Total Costs by Reporting Type: NP15
ReportingType | 2015 | 2020 | 2025 | 2030 | 2035 | 2040
BM | 0 | 0 | 0 | 0 | 889.69 | 889.69
CC | 6267.16 | 6482.83 | 8246.05 | 7787.63 | 9688.03 | 1192.77
CSP | 0 | 0 | 0 | 0 | 0 | 0
CT | 19.28 | 19.28 | 19.28 | 73.35 | 55.5 | 55.5
Coal | 11.73 | 0 | 0 | 0 | 0 | 0
Geo | 100.91 | 385.96 | 385.96 | 385.96 | 385.96 | 199.6
H | 125.7 | 125.7 | 125.7 | 125.7 | 125.7 | 125.7
LFG | 10.26 | 204.81 | 204.81 | 204.81 | 204.81 | 79.02
Nuc | 495.59 | 560.5 | 540.7 | 543.89 | 543.89 | 543.89
PS | 53.58 | 53.58 | 53.58 | 53.58 | 53.58 | 53.58
PV | 3.68 | 3.68 | 3.68 | 3.68 | 513.86 | 1335.22
PeakG | 56.04 | 82.34 | 58.1 | 74.01 | 78.49 | 78.49
PeakO | 10.26 | 13.08 | 10.48 | 10.49 | 10.49 | 10.49
ST | 14.46 | 14.46 | 14.46 | 14.46 | 32.61 | 32.61
STOG | 115.75 | 138.07 | 119.86 | 120.54 | 128.63 | 117.4
STWD | 265.97 | 269.53 | 60.85 | 266.24 | 266.24 | 266.24
WT | 66.31 | 970.86 | 970.86 | 4382.98 | 4373.74 | 3561.89
IGCC | 0 | 0 | 0 | 0 | 0 | 0
DemandResponse | 0 | 0 | 0 | 0 | 0 | 0
IGCC-CCS | 0 | 0 | 0 | 0 | 0 | 13097.23
WT_off | 0 | 0 | 0 | 0 | 0.02 | 0.02
PseudoUnit | 0 | 0 | 0 | 0 | 0 | 0
FixedInterchange | 0 | 0 | 0 | 0 | 0 | 0
Total Costs by Reporting Type: NWPP_Coal
ReportingType | 2015 | 2020 | 2025 | 2030 | 2035 | 2040
BM | 0 | 0 | 0 | 0 | 0 | 0
CC | 0 | 0 | 0 | 0 | 0 | 0
CSP | 0 | 0 | 0 | 0 | 0 | 0
CT | 0 | 0 | 0 | 0 | 0 | 0
Coal | 2836.86 | 2220.69 | 353.95 | 296.8 | 254.29 | 123.42
Geo | 0 | 0 | 0 | 0 | 0 | 0
H | 0 | 0 | 0 | 0 | 0 | 0
LFG | 0 | 0 | 0 | 0 | 0 | 0
Nuc | 0 | 0 | 0 | 0 | 0 | 0
PS | 0 | 0 | 0 | 0 | 0 | 0
PV | 0 | 0 | 0 | 0 | 0 | 0
PeakG | 0 | 0 | 0 | 0 | 0 | 0
PeakO | 0 | 0 | 0 | 0 | 0 | 0
ST | 0 | 0 | 0 | 0 | 0 | 0
STOG | 0 | 0 | 0 | 0 | 0 | 0
STWD | 0 | 0 | 0 | 0 | 0 | 0
WT | 0 | 0 | 0 | 0 | 0 | 0
IGCC | 0 | 0 | 0 | 0 | 0 | 0
DemandResponse | 0 | 0 | 0 | 0 | 0 | 0
IGCC-CCS | 0 | 0 | 0 | 0 | 0 | 0
WT_off | 0 | 0 | 0 | 0 | 0 | 0
PseudoUnit | 0 | 0 | 0 | 0 | 0 | 0
FixedInterchange | 0 | 0 | 0 | 0 | 0 | 0
Total Costs by Reporting Type: NWPP_Gas
ReportingType | 2015 | 2020 | 2025 | 2030 | 2035 | 2040
BM | 0 | 0 | 0 | 0 | 0 | 0
CC | 3070.12 | 6457.36 | 7988.49 | 7855.88 | 8407.31 | 4808.63
CSP | 0 | 0 | 0 | 0 | 0 | 0
CT | 14.02 | 14.02 | 14.02 | 14.02 | 0 | 0
Coal | 0 | 0 | 0 | 0 | 0 | 0
Geo | 0 | 0 | 0 | 0 | 0 | 0
H | 0 | 0 | 0 | 0 | 0 | 0
LFG | 0 | 0 | 0 | 0 | 0 | 0
Nuc | 0 | 0 | 0 | 0 | 0 | 0
PS | 0 | 0 | 0 | 0 | 0 | 0
PV | 0 | 0 | 0 | 0 | 0 | 0
PeakG | 0 | 0 | 0 | 0 | 0 | 0
PeakO | 0 | 0 | 0 | 0 | 0 | 0
ST | 0 | 0 | 0 | 0 | 0 | 0
STOG | 0 | 0 | 0 | 0 | 0 | 0
STWD | 0 | 0 | 0 | 0 | 0 | 0
WT | 0 | 0 | 0 | 0 | 0 | 0
IGCC | 0 | 0 | 0 | 0 | 0 | 0
DemandResponse | 0 | 0 | 0 | 0 | 0 | 0
IGCC-CCS | 0 | 0 | 0 | 0 | 0 | 3248.87
WT_off | 0 | 0 | 0 | 0 | 0 | 0
PseudoUnit | 0 | 0 | 0 | 0 | 0 | 0
FixedInterchange | 0 | 0 | 0 | 0 | 0 | 0
Total Costs by Reporting Type: NWPP_NucRenew
ReportingType | 2015 | 2020 | 2025 | 2030 | 2035 | 2040
BM | 17.16 | 32.66 | 35.02 | 35.02 | 3571.62 | 9160.01
CC | 0 | 0 | 0 | 0 | 0 | 0
CSP | 0 | 0 | 0 | 0 | 0 | 0
CT | 0 | 0 | 0 | 0 | 0 | 0
Coal | 0 | 0 | 0 | 0 | 0 | 0
Geo | 67.62 | 67.62 | 249.83 | 249.83 | 224.95 | 224.95
H | 480.54 | 480.54 | 480.54 | 480.54 | 595.74 | 595.74
LFG | 20.56 | 92.9 | 97.19 | 97.19 | 92.17 | 47.89
Nuc | 256.71 | 258.17 | 262.7 | 264.21 | 1445.53 | 1505.99
PS | 6.12 | 6.12 | 6.12 | 6.12 | 6.12 | 6.12
PV | 0.04 | 0.04 | 0.04 | 0.04 | 0.04 | 0.04
PeakG | 0 | 0 | 0 | 0 | 0 | 0
PeakO | 0 | 0 | 0 | 0 | 0 | 0
ST | 0 | 0 | 0 | 0 | 0 | 0
STOG | 0 | 0 | 0 | 0 | 0 | 0
STWD | 17.98 | 23.89 | 329.12 | 329.12 | 329.12 | 329.12
WT | 467.97 | 467.97 | 467.98 | 7545.88 | 7925.47 | 9207.64
IGCC | 0 | 0 | 0 | 0 | 0 | 0
DemandResponse | 0 | 0 | 0 | 0 | 0 | 0
IGCC-CCS | 0 | 0 | 0 | 0 | 0 | 0
WT_off | 0 | 0 | 0 | 0 | 0 | 0
PseudoUnit | 0 | 0 | 0 | 0 | 0 | 0
FixedInterchange | 0 | 0 | 0 | 0 | 0 | 0
Total Costs by Reporting Type: RMPA
ReportingType | 2015 | 2020 | 2025 | 2030 | 2035 | 2040
BM | 0 | 0 | 0 | 0 | 3660.37 | 3660.37
CC | 892.98 | 1771.42 | 2240.13 | 3835.89 | 2983.2 | 1526.36
CSP | 0 | 0 | 0 | 0 | 0 | 0
CT | 16.21 | 16.21 | 16.21 | 16.22 | 0 | 0
Coal | 2955.27 | 2615.94 | 869.15 | 633.26 | 354.46 | 406.87
Geo | 0 | 0 | 1081.27 | 1081.27 | 1081.27 | 1081.27
H | 13.99 | 13.99 | 13.99 | 13.99 | 13.99 | 13.99
LFG | 1.17 | 10.26 | 10.26 | 10.26 | 9.99 | 4.42
Nuc | 0.01 | 0.01 | 0.01 | 0.07 | 0.08 | 0.08
PS | 13.37 | 13.37 | 13.37 | 13.37 | 13.37 | 13.37
PV | 0.68 | 0.68 | 0.68 | 0.68 | 0.31 | 0.31
PeakG | 49.55 | 72.26 | 50.7 | 68.41 | 69.81 | 69.81
PeakO | 5.49 | 6.99 | 5.61 | 5.61 | 5.61 | 5.61
ST | 1.26 | 160.14 | 160.14 | 182.77 | 181.7 | 48.72
STOG | 0 | 0 | 0 | 0 | 0 | 0
STWD | 0 | 0 | 0 | 0 | 0 | 0
WT | 240.35 | 1350.67 | 1350.67 | 1580.6 | 1547.4 | 759.37
IGCC | 0 | 0 | 0 | 0 | 0 | 0
DemandResponse | 0 | 0 | 0 | 0 | 0 | 0
IGCC-CCS | 0 | 0 | 0 | 0 | 0 | 3276.66
WT_off | 0 | 0 | 0 | 0 | 0 | 0
PseudoUnit | 0 | 0 | 0 | 0 | 0 | 0
FixedInterchange | 0 | 0 | 0 | 0 | 0 | 0
Total Costs by Reporting Type: SP15
ReportingType | 2015 | 2020 | 2025 | 2030 | 2035 | 2040
BM | 6.8 | 6.8 | 6.8 | 6.8 | 715.86 | 715.86
CC | 4552.65 | 6755.03 | 10805.13 | 10607.78 | 12499.36 | 6804.76
CSP | 0 | 0 | 0 | 0 | 0 | 0
CT | 0 | 0 | 0 | 0 | 0 | 0
Coal | 82.23 | 55.13 | 29.32 | 8.51 | 8.64 | 0
Geo | 104.52 | 713.94 | 713.94 | 699.68 | 699.68 | 328.75
H | 16.57 | 16.57 | 16.57 | 16.57 | 16.57 | 16.57
LFG | 29.05 | 219.63 | 219.63 | 219.4 | 217.54 | 94.59
Nuc | 508.22 | 539.82 | 519.92 | 522.86 | 522.86 | 643.14
PS | 34.19 | 34.19 | 34.19 | 34.19 | 34.19 | 34.19
PV | 3.49 | 3.49 | 3.49 | 3.49 | 1.87 | 1.87
PeakG | 76.73 | 111.44 | 93.22 | 103.59 | 103.59 | 103.59
PeakO | 1.47 | 1.91 | 1.53 | 1.53 | 1.53 | 1.53
ST | 220.08 | 220.08 | 220.08 | 503.13 | 983.78 | 1926.03
STOG | 471.65 | 469.37 | 409.54 | 414.1 | 388.89 | 331.71
STWD | 68.43 | 69.39 | 51.37 | 68.5 | 68.5 | 68.5
WT | 264.36 | 625.03 | 625.03 | 6112.37 | 5919.11 | 5594.72
IGCC | 0 | 0 | 0 | 0 | 0 | 0
DemandResponse | 0 | 0 | 0 | 0 | 0 | 0
IGCC-CCS | 0 | 0 | 0 | 0 | 5073.05 | 16496.38
WT_off | 0 | 0 | 0 | 0 | 0 | 0
PseudoUnit | 0 | 0 | 0 | 0 | 0 | 0
FixedInterchange | 0 | 0 | 0 | 0 | 0 | 0
Total Costs by Reporting Type: ALB
ReportingType | 2015 | 2020 | 2025 | 2030 | 2035 | 2040
BM | 0 | 0 | 0 | 0 | 0 | 0
CC | 888.57 | 1474.79 | 1768.16 | 636.01 | 511.34 | 122.95
CSP | 0 | 0 | 0 | 0 | 0 | 0
CT | 18.05 | 18.05 | 18.05 | 18.05 | 0 | 0
Coal | 2152.26 | 2681.67 | 3752.04 | 162.31 | 162.31 | 162.31
Geo | 0 | 0 | 0 | 0 | 0 | 0
H | 12.99 | 12.99 | 12.99 | 12.99 | 12.99 | 12.99
LFG | 1.21 | 1.21 | 1.21 | 1.21 | 1.21 | 1.21
Nuc | 0.01 | 0.01 | 547.37 | 7311.31 | 8699.28 | 9940.34
PS | 0 | 0 | 0 | 0 | 0 | 0
PV | 0 | 0 | 0 | 0 | 0 | 0
PeakG | 22.88 | 22.88 | 22.88 | 22.88 | 32.23 | 32.23
PeakO | 0 | 0 | 0 | 0 | 0 | 0
ST | 0 | 0 | 0 | 0 | 0 | 0
STOG | 0 | 0 | 0 | 0 | 0 | 0
STWD | 5.86 | 59.61 | 93.47 | 93.47 | 93.47 | 93.47
WT | 25.5 | 25.5 | 25.5 | 25.5 | 49.35 | 49.35
IGCC | 0 | 0 | 0 | 0 | 0 | 0
DemandResponse | 0 | 0 | 0 | 0 | 0 | 0
IGCC-CCS | 0 | 0 | 0 | 0 | 0 | 0
WT_off | 0 | 0 | 0 | 0 | 0 | 0
PseudoUnit | 0 | 0 | 0 | 0 | 0 | 0
FixedInterchange | 0 | 0 | 0 | 0 | 0 | 0
Total Costs by Reporting Type: BC
ReportingType | 2015 | 2020 | 2025 | 2030 | 2035 | 2040
BM | 0 | 0 | 0 | 0 | 0 | 0
CC | 585 | 900.69 | 1064.07 | 1242.75 | 210.97 | 81.09
CSP | 0 | 0 | 0 | 0 | 0 | 0
CT | 0 | 0 | 0 | 0 | 0 | 0
Coal | 0 | 0 | 0 | 0 | 0 | 0
Geo | 0 | 0 | 0 | 0 | 0 | 0
H | 173.22 | 173.22 | 173.22 | 173.22 | 173.22 | 173.22
LFG | 2.9 | 2.9 | 2.9 | 2.9 | 2.9 | 2.9
Nuc | 0.01 | 0.01 | 337.03 | 1681.73 | 2516.63 | 3397.1
PS | 0 | 0 | 0 | 0 | 0 | 0
PV | 0 | 0 | 0 | 0 | 0 | 0
PeakG | 2.66 | 2.77 | 3.3 | 3.3 | 3.3 | 3.3
PeakO | 1.16 | 1.29 | 1.29 | 1.29 | 1.29 | 1.29
ST | 0 | 0 | 0 | 0 | 0 | 0
STOG | 0 | 0 | 0 | 0 | 0 | 0
STWD | 16.35 | 67.43 | 246.49 | 296.27 | 296.27 | 296.27
WT | 48.22 | 48.22 | 48.22 | 48.22 | 52.78 | 52.78
IGCC | 0 | 0 | 0 | 0 | 0 | 0
DemandResponse | 0 | 0 | 0 | 0 | 0 | 0
IGCC-CCS | 0 | 0 | 0 | 0 | 0 | 0
WT_off | 0 | 0 | 0 | 0 | 0 | 0
PseudoUnit | 0 | 0 | 0 | 0 | 0 | 0
FixedInterchange | 0 | 0 | 0 | 0 | 0 | 0
Total Costs by Reporting Type: HQ_IESO
ReportingType | 2015 | 2020 | 2025 | 2030 | 2035 | 2040
BM | 0 | 0 | 0 | 0 | 0 | 0
CC | 0 | 0 | 0 | 0 | 0 | 0
CSP | 0 | 0 | 0 | 0 | 0 | 0
CT | 0 | 0 | 0 | 0 | 0 | 0
Coal | 0 | 0 | 0 | 0 | 0 | 0
Geo | 0 | 0 | 0 | 0 | 0 | 0
H | 0 | 0 | 0 | 0 | 0 | 0
LFG | 0 | 0 | 0 | 0 | 0 | 0
Nuc | 0.01 | 0.01 | 0.01 | 0.02 | 0.08 | 0.08
PS | 0 | 0 | 0 | 0 | 0 | 0
PV | 0 | 0 | 0 | 0 | 0 | 0
PeakG | 0 | 0 | 0 | 0 | 0 | 0
PeakO | 0 | 0 | 0 | 0 | 0 | 0
ST | 0 | 0 | 0 | 0 | 0 | 0
STOG | 0 | 0 | 0 | 0 | 0 | 0
STWD | 0 | 0 | 0 | 0 | 0 | 0
WT | 0 | 0 | 0 | 0 | 0 | 0
IGCC | 0 | 0 | 0 | 0 | 0 | 0
DemandResponse | 0 | 0 | 0 | 0 | 0 | 0
IGCC-CCS | 0 | 0 | 0 | 0 | 0 | 0
WT_off | 0 | 0 | 0 | 0 | 0 | 0
PseudoUnit | 0 | 0 | 0 | 0 | 0 | 0
FixedInterchange | 0 | 0 | 0 | 0 | 0 | 0
Total Costs by Reporting Type: HQ_NEISO
ReportingType | 2015 | 2020 | 2025 | 2030 | 2035 | 2040
BM | 0 | 0 | 0 | 0 | 0 | 0
CC | 0 | 0 | 0 | 0 | 0 | 0
CSP | 0 | 0 | 0 | 0 | 0 | 0
CT | 0 | 0 | 0 | 0 | 0 | 0
Coal | 0 | 0 | 0 | 0 | 0 | 0
Geo | 0 | 0 | 0 | 0 | 0 | 0
H | 0 | 0 | 0 | 0 | 0 | 0
LFG | 0 | 0 | 0 | 0 | 0 | 0
Nuc | 0.01 | 0.01 | 0.01 | 0.02 | 0.08 | 0.05
PS | 0 | 0 | 0 | 0 | 0 | 0
PV | 0 | 0 | 0 | 0 | 0 | 0
PeakG | 0 | 0 | 0 | 0 | 0 | 0
PeakO | 0 | 0 | 0 | 0 | 0 | 0
ST | 0 | 0 | 0 | 0 | 0 | 0
STOG | 0 | 0 | 0 | 0 | 0 | 0
STWD | 0 | 0 | 0 | 0 | 0 | 0
WT | 0 | 0 | 0 | 0 | 0 | 0
IGCC | 0 | 0 | 0 | 0 | 0 | 0
DemandResponse | 0 | 0 | 0 | 0 | 0 | 0
IGCC-CCS | 0 | 0 | 0 | 0 | 0 | 0
WT_off | 0 | 0 | 0 | 0 | 0 | 0
PseudoUnit | 0 | 0 | 0 | 113.58 | 113.58 | 113.58
FixedInterchange | 0 | 0 | 0 | 0 | 0 | 0
Total Costs by Reporting Type: HQ_NY
ReportingType | 2015 | 2020 | 2025 | 2030 | 2035 | 2040
BM | 0 | 0 | 0 | 0 | 0 | 0
CC | 0 | 0 | 0 | 0 | 0 | 0
CSP | 0 | 0 | 0 | 0 | 0 | 0
CT | 0 | 0 | 0 | 0 | 0 | 0
Coal | 0 | 0 | 0 | 0 | 0 | 0
Geo | 0 | 0 | 0 | 0 | 0 | 0
H | 0 | 0 | 0 | 0 | 0 | 0
LFG | 0 | 0 | 0 | 0 | 0 | 0
Nuc | 0.01 | 0.01 | 0.01 | 0.02 | 0.08 | 0.08
PS | 0 | 0 | 0 | 0 | 0 | 0
PV | 0 | 0 | 0 | 0 | 0 | 0
PeakG | 0 | 0 | 0 | 0 | 0 | 0
PeakO | 0 | 0 | 0 | 0 | 0 | 0
ST | 0 | 0 | 0 | 0 | 0 | 0
STOG | 0 | 0 | 0 | 0 | 0 | 0
STWD | 0 | 0 | 0 | 0 | 0 | 0
WT | 0 | 0 | 0 | 0 | 0 | 0
IGCC | 0 | 0 | 0 | 0 | 0 | 0
DemandResponse | 0 | 0 | 0 | 0 | 0 | 0
IGCC-CCS | 0 | 0 | 0 | 0 | 0 | 0
WT_off | 0 | 0 | 0 | 0 | 0 | 0
PseudoUnit | 0 | 0 | 961.64 | 961.64 | 961.64 | 961.64
FixedInterchange | 0 | 0 | 0 | 0 | 0 | 0
Total Costs by Reporting Type: MARITIMES
ReportingType | 2015 | 2020 | 2025 | 2030 | 2035 | 2040
BM | 0 | 0 | 0 | 0 | 0 | 0
CC | 0 | 0 | 0 | 0 | 0 | 0
CSP | 0 | 0 | 0 | 0 | 0 | 0
CT | 0 | 0 | 0 | 0 | 0 | 0
Coal | 0 | 0 | 0 | 0 | 0 | 0
Geo | 0 | 0 | 0 | 0 | 0 | 0
H | 0 | 0 | 0 | 0 | 0 | 0
LFG | 0 | 0 | 0 | 0 | 0 | 0
Nuc | 0.01 | 0.01 | 0.01 | 0.02 | 0.08 | 0.05
PS | 0 | 0 | 0 | 0 | 0 | 0
PV | 0 | 0 | 0 | 0 | 0 | 0
PeakG | 0 | 0 | 0 | 0 | 0 | 0
PeakO | 0 | 0 | 0 | 0 | 0 | 0
ST | 0 | 0 | 0 | 0 | 0 | 0
STOG | 0 | 0 | 0 | 0 | 0 | 0
STWD | 0 | 0 | 0 | 0 | 0 | 0
WT | 0 | 0 | 0 | 0 | 0 | 0
IGCC | 0 | 0 | 0 | 0 | 0 | 0
DemandResponse | 0 | 0 | 0 | 0 | 0 | 0
IGCC-CCS | 0 | 0 | 0 | 0 | 0 | 0
WT_off | 0 | 0 | 0 | 0 | 0 | 0
PseudoUnit | 0 | 0 | 0 | 189.29 | 189.29 | 189.29
FixedInterchange | 0 | 0 | 0 | 0 | 0 | 0
Total Costs by Reporting Type: All
ReportingType | 2015 | 2020 | 2025 | 2030 | 2035 | 2040
BM | 845.69 | 1428.45 | 2038.62 | 2452.39 | 60710.02 | 99347.7
CC | 116041.26 | 172978.77 | 189303.99 | 199792.6 | 186557.13 | 140012.77
CSP | 0 | 0 | 0 | 0 | 0 | 0
CT | 641.66 | 1056.07 | 1100.05 | 1255.81 | 998.34 | 1456.01
Coal | 76181.74 | 41084.48 | 19423.72 | 16363.82 | 32175.95 | 36767.2
Geo | 277 | 1182.39 | 3043.51 | 3029.25 | 3004.37 | 2440.28
H | 1511 | 1944.16 | 2820.48 | 4039.61 | 4499.74 | 5072.66
LFG | 541.97 | 1194.95 | 1892.73 | 2112.91 | 2080.2 | 1664.88
Nuc | 27257.77 | 31456.45 | 39190.65 | 68525.13 | 99775.2 | 141956.08
PS | 517.25 | 517.25 | 517.25 | 517.25 | 517.25 | 517.25
PV | 639.15 | 1479.49 | 1881.09 | 2023.2 | 1998 | 2818.05
PeakG | 2288.87 | 3296.13 | 2538.92 | 3154.47 | 2929.34 | 3017.89
PeakO | 579.18 | 757.98 | 613.77 | 572.61 | 534.61 | 534.63
ST | 355.08 | 717.23 | 831.5 | 1108.07 | 2097.67 | 3138.46
STOG | 3178.91 | 3510.57 | 3045.77 | 3355.92 | 2508.96 | 2373.48
STWD | 1165.43 | 1178.11 | 1560.02 | 2461.6 | 2888.29 | 2843.65
WT | 8135.21 | 38355.63 | 72096.08 | 115850.82 | 134312.7 | 117182.66
IGCC | 464.39 | 501.05 | 298.07 | 245.48 | 245.48 | 245.48
DemandResponse | 0 | 0 | 0 | 0 | 0 | 0
IGCC-CCS | 0 | 0 | 0 | 0 | 5073.06 | 47684.23
WT_off | 308.81 | 308.81 | 907.86 | 907.86 | 10630.6 | 19191.95
PseudoUnit | 0 | 0 | 961.64 | 1264.51 | 1264.51 | 1264.51
FixedInterchange | 0 | 0 | 0 | 0 | 0 | 0
Total Costs by Reporting Type: EI_US
ReportingType | 2015 | 2020 | 2025 | 2030 | 2035 | 2040
BM | 570.59 | 1134.68 | 1737.67 | 2061.95 | 45038.7 | 73955.83
CC | 77793.58 | 121912.04 | 127332.21 | 135973.59 | 121090.86 | 97653.05
CSP | 0 | 0 | 0 | 0 | 0 | 0
CT | 438.52 | 852.42 | 896.95 | 998.3 | 935.45 | 1011.38
Coal | 62044.14 | 28276.06 | 13244.48 | 14146.21 | 29581.39 | 34157.91
Geo | 3.95 | 3.95 | 3.95 | 3.95 | 3.95 | 3.95
H | 419.29 | 601.36 | 963.5 | 1234.16 | 1579.09 | 1936.04
LFG | 447.6 | 614.91 | 1275.25 | 1421.74 | 1401.31 | 1296.3
Nuc | 21188.81 | 25019.35 | 31805.49 | 48162.93 | 67808.89 | 104193.45
PS | 401.94 | 401.94 | 401.94 | 401.94 | 401.94 | 401.94
PV | 30.85 | 871.19 | 1272.78 | 1414.89 | 1479.08 | 1477.77
PeakG | 1910.63 | 2767.11 | 2098.21 | 2654.73 | 2411.33 | 2499.09
PeakO | 552.99 | 724.71 | 586.46 | 545.18 | 507.19 | 507.2
ST | 0 | 0 | 0 | 0 | 0 | 0
STOG | 1941.87 | 2073.17 | 1853.5 | 2048.09 | 1775.26 | 1704.67
STWD | 773.28 | 669.82 | 759.56 | 1321.03 | 1747.71 | 1703.07
WT | 5733.61 | 30499.54 | 58740.44 | 85637.94 | 98237.01 | 83098.29
IGCC | 464.39 | 501.05 | 298.07 | 245.48 | 245.48 | 245.48
DemandResponse | 0 | 0 | 0 | 0 | 0 | 0
IGCC-CCS | 0 | 0 | 0 | 0 | 0.01 | 9744.11
WT_off | 308.81 | 308.81 | 907.86 | 907.86 | 10630.58 | 19191.93
PseudoUnit | 0 | 0 | 961.64 | 1264.51 | 1264.51 | 1264.51
FixedInterchange | 0 | 0 | 0 | 0 | 0 | 0
Total Costs by Reporting Type: EI_Canada
ReportingType | 2015 | 2020 | 2025 | 2030 | 2035 | 2040
BM | 177.6 | 177.65 | 178.55 | 199.79 | 396.56 | 397.33
CC | 1356.51 | 1509.26 | 1389.51 | 562.37 | 457.57 | 264.96
CSP | 0 | 0 | 0 | 0 | 0 | 0
CT | 44.29 | 44.56 | 44.26 | 44.26 | 2.46 | 384.2
Coal | 56.81 | 57.69 | 0 | 0 | 0 | 0
Geo | 0 | 0 | 0 | 0 | 0 | 0
H | 216.06 | 467.15 | 981.32 | 1929.8 | 1929.8 | 1929.8
LFG | 19.32 | 19.32 | 19.32 | 19.55 | 14.43 | 14.43
Nuc | 2990.32 | 3007.74 | 3062.22 | 3080.31 | 2836.73 | 3159.98
PS | 2.92 | 2.92 | 2.92 | 2.92 | 2.92 | 2.92
PV | 558.01 | 558.01 | 558.01 | 558.01 | 0.44 | 0.44
PeakG | 25.77 | 24.34 | 23.55 | 23.55 | 26.76 | 26.76
PeakO | 0.76 | 0.76 | 0.87 | 0.98 | 0.98 | 0.98
ST | 0 | 0 | 0 | 0 | 0 | 0
STOG | 6.37 | 5.54 | 0 | 0 | 0 | 0
STWD | 4.77 | 5.44 | 6.33 | 74.15 | 74.15 | 74.15
WT | 868.55 | 868.55 | 868.55 | 868.55 | 6133.48 | 6875.13
IGCC | 0 | 0 | 0 | 0 | 0 | 0
DemandResponse | 0 | 0 | 0 | 0 | 0 | 0
IGCC-CCS | 0 | 0 | 0 | 0 | 0 | 0
WT_off | 0 | 0 | 0 | 0 | 0 | 0
PseudoUnit | 0 | 0 | 0 | 0 | 0 | 0
FixedInterchange | 0 | 0 | 0 | 0 | 0 | 0
Total Costs by Reporting Type: EI
ReportingType | 2015 | 2020 | 2025 | 2030 | 2035 | 2040
BM | 748.2 | 1312.33 | 1916.22 | 2261.74 | 45435.26 | 74353.15
CC | 79150.09 | 123421.3 | 128721.72 | 136535.96 | 121548.43 | 97918.01
CSP | 0 | 0 | 0 | 0 | 0 | 0
CT | 482.82 | 896.98 | 941.21 | 1042.56 | 937.91 | 1395.58
Coal | 62100.95 | 28333.75 | 13244.48 | 14146.21 | 29581.39 | 34157.91
Geo | 3.95 | 3.95 | 3.95 | 3.95 | 3.95 | 3.95
H | 635.35 | 1068.51 | 1944.83 | 3163.96 | 3508.89 | 3865.84
LFG | 466.92 | 634.23 | 1294.57 | 1441.29 | 1415.74 | 1310.73
Nuc | 24179.13 | 28027.09 | 34867.7 | 51243.24 | 70645.62 | 107353.44
PS | 404.86 | 404.86 | 404.86 | 404.86 | 404.86 | 404.86
PV | 588.85 | 1429.2 | 1830.79 | 1972.9 | 1479.52 | 1478.21
PeakG | 1936.41 | 2791.45 | 2121.76 | 2678.28 | 2438.09 | 2525.85
PeakO | 553.74 | 725.47 | 587.33 | 546.17 | 508.17 | 508.19
ST | 0 | 0 | 0 | 0 | 0 | 0
STOG | 1948.24 | 2078.71 | 1853.5 | 2048.09 | 1775.26 | 1704.67
STWD | 778.05 | 675.26 | 765.9 | 1395.17 | 1821.86 | 1777.22
WT | 6602.17 | 31368.1 | 59609 | 86506.49 | 104370.49 | 89973.42
IGCC | 464.39 | 501.05 | 298.07 | 245.48 | 245.48 | 245.48
DemandResponse | 0 | 0 | 0 | 0 | 0 | 0
IGCC-CCS | 0 | 0 | 0 | 0 | 0.01 | 9744.11
WT_off | 308.81 | 308.81 | 907.86 | 907.86 | 10630.58 | 19191.93
PseudoUnit | 0 | 0 | 961.64 | 1264.51 | 1264.51 | 1264.51
FixedInterchange | 0 | 0 | 0 | 0 | 0 | 0
Total Costs by Reporting Type: Outside_EI
ReportingType | 2015 | 2020 | 2025 | 2030 | 2035 | 2040
BM | 97.5 | 116.12 | 122.41 | 190.65 | 15274.76 | 24994.54
CC | 36891.18 | 49557.46 | 60582.26 | 63256.64 | 65008.71 | 42094.75
CSP | 0 | 0 | 0 | 0 | 0 | 0
CT | 158.85 | 159.09 | 158.85 | 213.25 | 60.43 | 60.43
Coal | 14080.78 | 12750.72 | 6179.24 | 2217.61 | 2594.56 | 2609.3
Geo | 273.05 | 1178.43 | 3039.56 | 3025.3 | 3000.42 | 2436.32
H | 875.65 | 875.65 | 875.65 | 875.65 | 990.86 | 1206.82
LFG | 75.05 | 560.72 | 598.15 | 671.62 | 664.46 | 354.15
Nuc | 3078.63 | 3429.35 | 4322.95 | 17281.89 | 29129.58 | 34602.64
PS | 112.39 | 112.39 | 112.39 | 112.39 | 112.39 | 112.39
PV | 50.3 | 50.3 | 50.3 | 50.3 | 518.48 | 1339.84
PeakG | 352.46 | 504.67 | 417.16 | 476.19 | 491.26 | 492.05
PeakO | 25.44 | 32.51 | 26.43 | 26.44 | 26.44 | 26.44
ST | 355.08 | 717.23 | 831.5 | 1108.07 | 2097.67 | 3138.46
STOG | 1230.67 | 1431.87 | 1192.26 | 1307.83 | 733.7 | 668.82
STWD | 387.38 | 502.85 | 794.12 | 1066.43 | 1066.43 | 1066.43
WT | 1533.05 | 6987.53 | 12487.08 | 29344.33 | 29942.21 | 27209.24
IGCC | 0 | 0 | 0 | 0 | 0 | 0
DemandResponse | 0 | 0 | 0 | 0 | 0 | 0
IGCC-CCS | 0 | 0 | 0 | 0 | 5073.06 | 37940.12
WT_off | 0 | 0 | 0 | 0 | 0.02 | 0.02
PseudoUnit | 0 | 0 | 0 | 0 | 0 | 0
FixedInterchange | 0 | 0 | 0 | 0 | 0 | 0
#15 A | RPS Generation Compliance Payments ($)
RPS Program | 2015 | 2020 | 2025 | 2030 | 2035 | 2040
NEISO | 42.61 | 0 | 0 | 0 | 0 | 0
CA | 1784.57 | 0 | 0 | 0 | 0 | 0
NWPP | 0 | 0 | 0 | 0 | 0 | 0
PJM | 0 | 479.01 | 0 | 0 | 0 | 0
US | 0 | 0 | 0 | 0 | 0 | 0
PJM_Solar | 379.28 | 0 | 0 | 0 | 0 | 0
MA_Solar | 166.96 | 0 | 0 | 0 | 0 | 0
NH_Solar | 11.24 | 0 | 0 | 0 | 0 | 0
MRETS_Solar | 0 | 0 | 0 | 0 | 0 | 0
AZNMSNV | 222.85 | 0 | 0 | 0 | 0 | 0
AZNMSNV_Solar | 65.69 | 0 | 0 | 0 | 0 | 0
MRETS | 0 | 0 | 0 | 0 | 0 | 0
MI | 50.58 | 0 | 0 | 0 | 0 | 0
Ohio | 0 | 0 | 0 | 0 | 0 | 0
Ohio_Solar | 55.11 | 0 | 0 | 0 | 0 | 0
MOKSOKNE | 230.65 | 0 | 0 | 0 | 0 | 0
MO_Solar | 29.93 | 0 | 0 | 0 | 0 | 0
NC | 841.73 | 0 | 0 | 0 | 0 | 0
NC_Solar | 27.67 | 0 | 0 | 0 | 0 | 0
CO | 36.99 | 0 | 0 | 0 | 0 | 0
CO_Solar | 192.47 | 0 | 0 | 0 | 0 | 0
NY | 6.69 | 4.48 | 0 | 0 | 0 | 0
TX | 0 | 0 | 0 | 0 | 0 | 0
#15 B | RPS Capacity Compliance Payments ($)
RPS Program | 2015 | 2020 | 2025 | 2030 | 2035 | 2040
NEISO | 0 | 0 | 0 | 0 | 0 | 0
CA | 0 | 0 | 0 | 0 | 0 | 0
NWPP | 0 | 0 | 0 | 0 | 0 | 0
PJM | 0 | 0 | 0 | 0 | 0 | 0
US | 0 | 0 | 0 | 0 | 0 | 0
PJM_Solar | 0 | 0 | 0 | 0 | 0 | 0
MA_Solar | 0 | 0 | 0 | 0 | 0 | 0
NH_Solar | 0 | 0 | 0 | 0 | 0 | 0
MRETS_Solar | 0 | 0 | 0 | 0 | 0 | 0
AZNMSNV | 0 | 0 | 0 | 0 | 0 | 0
AZNMSNV_Solar | 0 | 0 | 0 | 0 | 0 | 0
MRETS | 0 | 0 | 0 | 0 | 0 | 0
MI | 0 | 0 | 0 | 0 | 0 | 0
Ohio | 0 | 0 | 0 | 0 | 0 | 0
Ohio_Solar | 0 | 0 | 0 | 0 | 0 | 0
MOKSOKNE | 0 | 0 | 0 | 0 | 0 | 0
MO_Solar | 0 | 0 | 0 | 0 | 0 | 0
NC | 0 | 0 | 0 | 0 | 0 | 0
NC_Solar | 0 | 0 | 0 | 0 | 0 | 0
CO | 0 | 0 | 0 | 0 | 0 | 0
CO_Solar | 0 | 0 | 0 | 0 | 0 | 0
NY | 0 | 0 | 0 | 0 | 0 | 0
TX | 0 | 0 | 0 | 0 | 0 | 0
#16a | Transmission Costs ($million) [excludes shadow cost]
Transmission Costs: Entergy
Cost | 2015 | 2020 | 2025 | 2030 | 2035 | 2040
a. Wheel Share | 5.7 | 54.21 | 145.99 | 167.07 | 179.07 | 205.29
b. Friction Share | 9.48 | 84.19 | 226.12 | 258.2 | 272.21 | 315.79
Transmission Costs: FRCC
Cost | 2015 | 2020 | 2025 | 2030 | 2035 | 2040
a. Wheel Share | 1.23 | 1.85 | 1.57 | 0.36 | 3.04 | 5.78
b. Friction Share | 1.23 | 1.85 | 1.57 | 0.36 | 3.32 | 8.13
Transmission Costs: MAPP_US
Cost | 2015 | 2020 | 2025 | 2030 | 2035 | 2040
a. Wheel Share | 4.09 | 6.2 | 10.7 | 14.31 | 18.24 | 31.9
b. Friction Share | 3.22 | 4.95 | 11.16 | 16.07 | 20.22 | 29.32
Transmission Costs: MISO_IN
Cost | 2015 | 2020 | 2025 | 2030 | 2035 | 2040
a. Wheel Share | 1.18 | 3.11 | 43.79 | 48.33 | 13.29 | 44.38
b. Friction Share | 1.02 | 13.02 | 28.15 | 38.81 | 14.86 | 36.36
Transmission Costs: MISO_MI
Cost | 2015 | 2020 | 2025 | 2030 | 2035 | 2040
a. Wheel Share | 15.25 | 14.32 | 13.84 | 4.67 | 22.48 | 13.6
b. Friction Share | 39.21 | 47.03 | 36.12 | 17.96 | 59.52 | 41.55
Transmission Costs: MISO_MO-IL
Cost | 2015 | 2020 | 2025 | 2030 | 2035 | 2040
a. Wheel Share | 0.63 | 10.85 | 25.73 | 45.33 | 45.5 | 90.93
b. Friction Share | 1.17 | 22.92 | 39.44 | 48.15 | 58.52 | 93.49
Transmission Costs: MISO_W
Cost | 2015 | 2020 | 2025 | 2030 | 2035 | 2040
a. Wheel Share | 7.63 | 37.86 | 30.58 | 31.46 | 39.61 | 53.01
b. Friction Share | 12.14 | 59.88 | 146.55 | 149.86 | 147.52 | 154.74
Transmission Costs: MISO_WUMS
Cost | 2015 | 2020 | 2025 | 2030 | 2035 | 2040
a. Wheel Share | 0 | 0 | 0 | 0 | 0 | 0
b. Friction Share | 5.92 | 12.46 | 12.1 | 8.65 | 5 | 6.08
Transmission Costs: Nebraska
Cost | 2015 | 2020 | 2025 | 2030 | 2035 | 2040
a. Wheel Share | 3.69 | 30.23 | 31.45 | 36.33 | 38.33 | 37.49
b. Friction Share | 2.94 | 45.45 | 47.16 | 54.55 | 57.55 | 55.59
Transmission Costs: NEISO
Cost | 2015 | 2020 | 2025 | 2030 | 2035 | 2040
a. Wheel Share | 0 | 0 | 0 | 0 | 0 | 0
b. Friction Share | 4.69 | 8.24 | 9.44 | 8.66 | 11.01 | 21.91
Transmission Costs: NonRTO_Midwest
Cost | 2015 | 2020 | 2025 | 2030 | 2035 | 2040
a. Wheel Share | 1.2 | 4.11 | 43.87 | 48.87 | 14.01 | 53.72
b. Friction Share | 0.83 | 3.5 | 26.37 | 29.87 | 9.17 | 41.35
Transmission Costs: NYISO_A-F
Cost | 2015 | 2020 | 2025 | 2030 | 2035 | 2040
a. Wheel Share | 16.09 | 16.39 | 17.07 | 6.97 | 18.54 | 11.66
b. Friction Share | 39.41 | 39.9 | 35.32 | 9.96 | 39.63 | 27.21
Transmission Costs: NYISO_G-I
Cost | 2015 | 2020 | 2025 | 2030 | 2035 | 2040
a. Wheel Share | 0.71 | 1.51 | 4.47 | 4.16 | 0.83 | 3.3
b. Friction Share | 2.13 | 3.01 | 4.85 | 6.07 | 4.71 | 9.32
Transmission Costs: NYISO_J-K
Cost | 2015 | 2020 | 2025 | 2030 | 2035 | 2040
a. Wheel Share | 0.08 | 0.29 | 0.26 | 2.14 | 0.6 | 1.14
b. Friction Share | 2.61 | 5.68 | 5.56 | 5.2 | 6.52 | 10.43
Transmission Costs: PJM_E
Cost | 2015 | 2020 | 2025 | 2030 | 2035 | 2040
a. Wheel Share | 0.79 | 1.81 | 4.74 | 6.3 | 1.43 | 4.45
b. Friction Share | 0.55 | 1.18 | 2.99 | 5.15 | 1.33 | 3.4
Transmission Costs: PJM_ROM
Cost | 2015 | 2020 | 2025 | 2030 | 2035 | 2040
a. Wheel Share | 1.07 | 1.35 | 5.41 | 6.37 | 4.5 | 4.45
b. Friction Share | 1.07 | 1.25 | 3.71 | 5.56 | 3.19 | 3.46
Transmission Costs: PJM_ROR
Cost | 2015 | 2020 | 2025 | 2030 | 2035 | 2040
a. Wheel Share | 6.22 | 3.99 | 19.89 | 12.83 | 19.7 | 9.18
b. Friction Share | 18.11 | 49.84 | 140.88 | 149.09 | 133.32 | 133.3
Transmission Costs: SOCO
Cost | 2015 | 2020 | 2025 | 2030 | 2035 | 2040
a. Wheel Share | 7.98 | 21.58 | 42.08 | 52.24 | 38.27 | 49.63
b. Friction Share | 12.87 | 33.79 | 68.23 | 92.11 | 63.31 | 80.72
Transmission Costs: SPP_N
Cost | 2015 | 2020 | 2025 | 2030 | 2035 | 2040
a. Wheel Share | 6.95 | 46.07 | 120.62 | 129.76 | 157.73 | 154.74
b. Friction Share | 5.48 | 69.27 | 180.72 | 194.48 | 236.7 | 232.26
Transmission Costs: SPP_S
Cost | 2015 | 2020 | 2025 | 2030 | 2035 | 2040
a. Wheel Share | 1.58 | 11.9 | 12.7 | 14.88 | 23.99 | 25.14
b. Friction Share | 2.69 | 17.95 | 19.15 | 22.45 | 36.07 | 38.05
Transmission Costs: TVA
Cost | 2015 | 2020 | 2025 | 2030 | 2035 | 2040
a. Wheel Share | 0.75 | 1.57 | 1.32 | 1.07 | 1.66 | 1.09
b. Friction Share | 0.94 | 1.96 | 1.72 | 1.42 | 2.13 | 1.58
Transmission Costs: TVA_Transmission
Cost | 2015 | 2020 | 2025 | 2030 | 2035 | 2040
a. Wheel Share | 2.85 | 2.48 | 20.32 | 36.82 | 22.25 | 87.11
b. Friction Share | 2.89 | 3.48 | 25.17 | 27.66 | 19.66 | 83.69
Transmission Costs: VACAR
Cost | 2015 | 2020 | 2025 | 2030 | 2035 | 2040
a. Wheel Share | 4.37 | 4.21 | 14.5 | 20.88 | 21.41 | 13.07
b. Friction Share | 5.59 | 4.3 | 15.97 | 32.76 | 27.03 | 20.34
Transmission Costs: IESO
Cost | 2015 | 2020 | 2025 | 2030 | 2035 | 2040
a. Wheel Share | 33.84 | 33.26 | 27.79 | 7.53 | 41.1 | 24.55
b. Friction Share | 84.61 | 83.16 | 67.79 | 15.88 | 100.75 | 57.75
Transmission Costs: MAPP_CA
Cost | 2015 | 2020 | 2025 | 2030 | 2035 | 2040
a. Wheel Share | 2.34 | 3.09 | 2.12 | 2.74 | 4.2 | 3.87
b. Friction Share | 5.67 | 6.37 | 3.14 | 2.52 | 6.99 | 5.72
Transmission Costs: AZ_NM_SNV_Coal
Cost | 2015 | 2020 | 2025 | 2030 | 2035 | 2040
a. Wheel Share | 20.75 | 21.95 | 19.52 | 7.84 | 5.9 | 17.83
b. Friction Share | 35.14 | 37.36 | 33.6 | 14.18 | 11.04 | 30.98
Transmission Costs: AZ_NM_SNV_Gas
Cost | 2015 | 2020 | 2025 | 2030 | 2035 | 2040
a. Wheel Share | 12.13 | 7.87 | 10.97 | 7.62 | 7.37 | 0.13
b. Friction Share | 20.6 | 13.51 | 18.88 | 13.18 | 12.64 | 0.39
Transmission Costs: AZ_NM_SNV_NucRenew
Cost | 2015 | 2020 | 2025 | 2030 | 2035 | 2040
a. Wheel Share | 21.46 | 19.99 | 22.64 | 20.35 | 21.66 | 13.79
b. Friction Share | 35.93 | 33.72 | 38.2 | 34.53 | 36.95 | 24.07
Transmission Costs: ERCOT
Cost | 2015 | 2020 | 2025 | 2030 | 2035 | 2040
a. Wheel Share | 0.85 | 4.88 | 4.08 | 4.89 | 5.6 | 5.59
b. Friction Share | 1.42 | 7.33 | 6.12 | 7.34 | 8.42 | 8.38
Transmission Costs: NP15
Cost | 2015 | 2020 | 2025 | 2030 | 2035 | 2040
a. Wheel Share | 0.58 | 0.79 | 16.07 | 5.01 | 4.14 | 19.86
b. Friction Share | 1.15 | 1.47 | 26.9 | 8.45 | 7 | 33.18
Transmission Costs: NWPP_Coal
Cost | 2015 | 2020 | 2025 | 2030 | 2035 | 2040
a. Wheel Share | 30.78 | 30.65 | 43.52 | 18.47 | 19.82 | 54.29
b. Friction Share | 52.57 | 52.59 | 74.17 | 32.67 | 35.07 | 92.75
Transmission Costs: NWPP_Gas
Cost | 2015 | 2020 | 2025 | 2030 | 2035 | 2040
a. Wheel Share | 0 | 0 | 0 | 0 | 0 | 0
b. Friction Share | 0.3 | 0.53 | 0.61 | 0.48 | 0.36 | 0.28
Transmission Costs: NWPP_NucRenew
Cost | 2015 | 2020 | 2025 | 2030 | 2035 | 2040
a. Wheel Share | 0 | 0 | 0 | 0 | 0 | 0
b. Friction Share | 0.96 | 0.98 | 1.02 | 1.41 | 1.68 | 1.99
Transmission Costs: RMPA
Cost | 2015 | 2020 | 2025 | 2030 | 2035 | 2040
a. Wheel Share | 0.86 | 7.83 | 9.8 | 11.27 | 11.89 | 16.19
b. Friction Share | 1.39 | 11.94 | 11.59 | 14.03 | 15.57 | 22.6
Transmission Costs: SP15
Cost | 2015 | 2020 | 2025 | 2030 | 2035 | 2040
a. Wheel Share | 81.3 | 67.83 | 39.99 | 32.41 | 35.95 | 35.88
b. Friction Share | 135.69 | 113.22 | 66.78 | 54.11 | 60.01 | 59.9
Transmission Costs: ALB
Cost | 2015 | 2020 | 2025 | 2030 | 2035 | 2040
a. Wheel Share | 2.43 | 2.43 | 2.58 | 6.63 | 1.5 | 5.85
b. Friction Share | 4.05 | 4.06 | 4.29 | 11.05 | 2.5 | 9.76
Transmission Costs: BC
Cost | 2015 | 2020 | 2025 | 2030 | 2035 | 2040
a. Wheel Share | 2.63 | 2.55 | 2.77 | 7.68 | 3.05 | 6.75
b. Friction Share | 4.39 | 4.25 | 4.61 | 12.81 | 5.08 | 11.25
Transmission Costs: HQ_IESO
Cost | 2015 | 2020 | 2025 | 2030 | 2035 | 2040
a. Wheel Share | 0 | 0 | 0 | 0 | 0 | 0
b. Friction Share | 0.01 | 0.01 | 0.01 | 0.01 | 0.01 | 0.01
Transmission Costs: HQ_NEISO
Cost | 2015 | 2020 | 2025 | 2030 | 2035 | 2040
a. Wheel Share | 0 | 0 | 0 | 0 | 0 | 0
b. Friction Share | 0.11 | 0.11 | 0.11 | 0.12 | 0.12 | 0.12
Transmission Costs: HQ_NY
Cost | 2015 | 2020 | 2025 | 2030 | 2035 | 2040
a. Wheel Share | 0 | 0 | 0 | 0 | 0 | 0
b. Friction Share | 0.03 | 0.03 | 0.12 | 0.12 | 0.12 | 0.12
Transmission Costs: MARITIMES
Cost | 2015 | 2020 | 2025 | 2030 | 2035 | 2040
a. Wheel Share | 0 | 0 | 0 | 0 | 0 | 0
b. Friction Share | 0.05 | 0.05 | 0.05 | 0.07 | 0.07 | 0.07
Transmission Costs: All
Cost | 2015 | 2020 | 2025 | 2030 | 2035 | 2040
a. Wheel Share | 299.99 | 479.04 | 812.73 | 823.58 | 846.65 | 1105.65
b. Friction Share | 560.27 | 905.79 | 1446.47 | 1406.06 | 1536.87 | 1807.41
Transmission Costs: EI_US
Cost | 2015 | 2020 | 2025 | 2030 | 2035 | 2040
a. Wheel Share | 90.04 | 275.9 | 610.89 | 691.15 | 684.49 | 901.07
b. Friction Share | 176.39 | 535.29 | 1088.74 | 1183.39 | 1232.81 | 1448.38
Transmission Costs: EI_Canada
Cost | 2015 | 2020 | 2025 | 2030 | 2035 | 2040
a. Wheel Share | 36.18 | 36.35 | 29.91 | 10.27 | 45.29 | 28.42
b. Friction Share | 90.3 | 89.55 | 70.94 | 18.42 | 107.75 | 63.48
Transmission Costs: EI
Cost | 2015 | 2020 | 2025 | 2030 | 2035 | 2040
a. Wheel Share | 126.22 | 312.25 | 640.8 | 701.42 | 729.78 | 929.49
b. Friction Share | 266.68 | 624.84 | 1159.68 | 1201.81 | 1340.56 | 1511.86
Transmission Costs: Outside_EI
Cost | 2015 | 2020 | 2025 | 2030 | 2035 | 2040
a. Wheel Share | 173.77 | 166.79 | 171.93 | 122.17 | 116.87 | 176.16
b. Friction Share | 293.59 | 280.96 | 286.79 | 204.25 | 196.31 | 295.55

## Capacity
#1 | New Build Capacity (MW)
New Build Capacity by Reporting Type: Entergy
ReportingType | 2015 | 2020 | 2025 | 2030 | 2035 | 2040
BM | 0 | 0 | 0 | 0 | 336.51 | 8636.36
CC | 4452.06 | 6555.63 | 156.54 | 0 | 0 | 0
CSP | 0 | 0 | 0 | 0 | 0 | 0
CT | 0 | 0 | 0 | 0 | 0 | 0
Coal | 720 | 0 | 0 | 0 | 0 | 0
Geo | 0 | 0 | 0 | 0 | 0 | 0
H | 0 | 0 | 0 | 106.01 | 1002.99 | 0
LFG | 0 | 0 | 107.4 | 0 | 0 | 0
Nuc | 170 | 0 | 0 | 0 | 0 | 0
PS | 0 | 0 | 0 | 0 | 0 | 0
PV | 0.29 | 67.6 | 38.23 | 5.93 | 6.85 | 10.6
PeakG | 0 | 0 | 0 | 0 | 0 | 0
PeakO | 0 | 0 | 0 | 0 | 0 | 0
ST | 0 | 0 | 0 | 0 | 0 | 0
STOG | 0 | 0 | 0 | 0 | 0 | 0
STWD | 0 | 0 | 0 | 0 | 0 | 0
WT | 0 | 0 | 0 | 100 | 2300 | 0
IGCC | 0 | 0 | 0 | 0 | 0 | 0
DemandResponse | 0 | 0 | 0 | 0 | 0 | 0
IGCC-CCS | 0 | 0 | 0 | 0 | 0 | 0
WT_off | 0 | 0 | 0 | 0 | 0 | 0
PseudoUnit | 0 | 0 | 0 | 0 | 0 | 0
FixedInterchange | 0 | 0 | 0 | 0 | 0 | 0
New Build Capacity by Reporting Type: FRCC
ReportingType | 2015 | 2020 | 2025 | 2030 | 2035 | 2040
BM | 0 | 0 | 0 | 0 | 2001.91 | 0
CC | 14506.88 | 3269.62 | 0 | 0 | 0 | 0
CSP | 0 | 0 | 0 | 0 | 0 | 0
CT | 2480 | 0 | 0 | 0 | 0 | 0
Coal | 0 | 0 | 0 | 0 | 0 | 0
Geo | 0 | 0 | 0 | 0 | 0 | 0
H | 0 | 0 | 0 | 0 | 0 | 28
LFG | 0 | 0 | 198 | 0 | 0 | 0
Nuc | 229.33 | 0 | 5314.97 | 6117.42 | 14444.35 | 10919.07
PS | 0 | 0 | 0 | 0 | 0 | 0
PV | 0 | 0 | 0 | 0 | 0 | 0
PeakG | 0 | 0 | 0 | 0 | 0 | 0
PeakO | 0 | 0 | 0 | 0 | 0 | 0
ST | 0 | 0 | 0 | 0 | 0 | 0
STOG | 0 | 0 | 0 | 0 | 0 | 0
STWD | 0 | 0 | 0 | 0 | 0 | 0
WT | 0 | 0 | 0 | 0 | 0 | 0
IGCC | 0 | 0 | 0 | 0 | 0 | 0
DemandResponse | 0 | 0 | 0 | 0 | 0 | 0
IGCC-CCS | 0 | 0 | 0 | 0 | 0 | 0
WT_off | 0 | 0 | 0 | 0 | 0 | 0
PseudoUnit | 0 | 0 | 0 | 0 | 0 | 0
FixedInterchange | 0 | 0 | 0 | 0 | 0 | 0
New Build Capacity by Reporting Type: MAPP_US
ReportingType | 2015 | 2020 | 2025 | 2030 | 2035 | 2040
BM | 0 | 0 | 0 | 0 | 540.16 | 2062.68
CC | 0 | 4.98 | 160 | 85.86 | 0 | 0
CSP | 0 | 0 | 0 | 0 | 0 | 0
CT | 308.3 | 479.42 | 0 | 518.55 | 0 | 0
Coal | 0 | 0 | 0 | 0 | 0 | 0
Geo | 0 | 0 | 0 | 0 | 0 | 0
H | 0 | 0 | 0 | 0 | 0 | 0
LFG | 0 | 0 | 0 | 71.67 | 0 | 0
Nuc | 0 | 0 | 0 | 0 | 0 | 0
PS | 0 | 0 | 0 | 0 | 0 | 0
PV | 0 | 0 | 0 | 0 | 0 | 0
PeakG | 0 | 0 | 0 | 0 | 0 | 0
PeakO | 0 | 0 | 0 | 0 | 0 | 0
ST | 0 | 0 | 0 | 0 | 0 | 0
STOG | 0 | 0 | 0 | 0 | 0 | 0
STWD | 0 | 0 | 0 | 0 | 0 | 0
WT | 421.3 | 3949.21 | 0 | 0 | 0 | 0
IGCC | 0 | 0 | 0 | 0 | 0 | 0
DemandResponse | 0 | 0 | 0 | 0 | 0 | 0
IGCC-CCS | 0 | 0 | 0 | 0 | 0 | 0
WT_off | 0 | 0 | 0 | 0 | 0 | 0
PseudoUnit | 0 | 0 | 0 | 0 | 0 | 0
FixedInterchange | 0 | 0 | 0 | 0 | 0 | 0
New Build Capacity by Reporting Type: MISO_IN
ReportingType | 2015 | 2020 | 2025 | 2030 | 2035 | 2040
BM | 0 | 0 | 0 | 0 | 0.22 | 6144.29
CC | 1405.96 | 14746.84 | 0 | 0 | 0 | 0
CSP | 0 | 0 | 0 | 0 | 0 | 0
CT | 0 | 0 | 0 | 0 | 0 | 0
Coal | 0 | 0 | 0 | 0 | 0 | 0
Geo | 0 | 0 | 0 | 0 | 0 | 0
H | 0 | 0 | 0 | 0 | 0 | 0
LFG | 0 | 0 | 80.12 | 0 | 0 | 0
Nuc | 0 | 0 | 0 | 0 | 0 | 0
PS | 0 | 0 | 0 | 0 | 0 | 0
PV | 0 | 250.44 | 148.38 | 31.1 | 26.87 | 36.08
PeakG | 0 | 0 | 0 | 0 | 0 | 0
PeakO | 0 | 0 | 0 | 0 | 0 | 0
ST | 0 | 0 | 0 | 0 | 0 | 0
STOG | 0 | 0 | 0 | 0 | 0 | 0
STWD | 0 | 0 | 0 | 0 | 0 | 0
WT | 0 | 0 | 0 | 51738.01 | 0 | 0
IGCC | 618 | 0 | 0 | 0 | 0 | 0
DemandResponse | 0 | 0 | 0 | 0 | 0 | 0
IGCC-CCS | 0 | 0 | 0 | 0 | 0 | 0
WT_off | 0 | 0 | 0 | 0 | 0 | 0
PseudoUnit | 0 | 0 | 0 | 0 | 0 | 0
FixedInterchange | 0 | 0 | 0 | 0 | 0 | 0
New Build Capacity by Reporting Type: MISO_MI
ReportingType | 2015 | 2020 | 2025 | 2030 | 2035 | 2040
BM | 0 | 0 | 0 | 0 | 2315.97 | 3828.55
CC | 2682.48 | 4306.35 | 0 | 0 | 0 | 0
CSP | 0 | 0 | 0 | 0 | 0 | 0
CT | 0 | 0.01 | 0 | 0 | 0 | 0
Coal | 0 | 0 | 0 | 0 | 0 | 0
Geo | 0 | 0 | 0 | 0 | 0 | 0
H | 0 | 0 | 0 | 0 | 0 | 0
LFG | 0 | 6.93 | 153.32 | 0 | 0 | 0
Nuc | 0 | 0 | 0 | 0 | 0 | 0
PS | 0 | 0 | 0 | 0 | 0 | 0
PV | 0 | 0 | 0 | 0 | 0 | 0
PeakG | 0 | 0 | 0 | 0 | 0 | 0
PeakO | 0 | 0 | 0 | 0 | 0 | 0
ST | 0 | 0 | 0 | 0 | 0 | 0
STOG | 0 | 0 | 0 | 0 | 0 | 0
STWD | 0 | 0 | 0 | 0 | 0 | 0
WT | 2000 | 600 | 181.15 | 132.83 | 0 | 6269.67
IGCC | 0 | 0 | 0 | 0 | 0 | 0
DemandResponse | 0 | 0 | 0 | 0 | 0 | 0
IGCC-CCS | 0 | 0 | 0 | 0 | 0 | 0
WT_off | 0 | 0 | 0 | 0 | 0 | 0
PseudoUnit | 0 | 0 | 0 | 0 | 0 | 0
FixedInterchange | 0 | 0 | 0 | 0 | 0 | 0
New Build Capacity by Reporting Type: MISO_MO-IL
ReportingType | 2015 | 2020 | 2025 | 2030 | 2035 | 2040
BM | 0 | 0 | 0 | 0 | 244.62 | 3478.02
CC | 0.01 | 5385.88 | 0 | 0 | 0 | 0
CSP | 0 | 0 | 0 | 0 | 0 | 0
CT | 0 | 0 | 0 | 0 | 0 | 0
Coal | 1790 | 0 | 0 | 0 | 0 | 0
Geo | 0 | 0 | 0 | 0 | 0 | 0
H | 0 | 0 | 280 | 0 | 0 | 0
LFG | 0 | 0 | 223.33 | 0 | 0 | 0
Nuc | 0 | 0 | 0 | 0 | 0 | 0
PS | 0 | 0 | 0 | 0 | 0 | 0
PV | 0 | 0 | 0 | 0 | 0 | 0
PeakG | 0 | 0 | 0 | 0 | 0 | 0
PeakO | 0 | 0 | 0 | 0 | 0 | 0
ST | 0 | 0 | 0 | 0 | 0 | 0
STOG | 0 | 0 | 0 | 0 | 0 | 0
STWD | 0 | 0 | 0 | 0 | 0 | 0
WT | 300 | 0 | 5600 | 13515.86 | 0 | 0
IGCC | 0 | 0 | 0 | 0 | 0 | 0
DemandResponse | 0 | 0 | 0 | 0 | 0 | 0
IGCC-CCS | 0 | 0 | 0 | 0 | 0 | 0
WT_off | 0 | 0 | 0 | 0 | 0 | 0
PseudoUnit | 0 | 0 | 0 | 0 | 0 | 0
FixedInterchange | 0 | 0 | 0 | 0 | 0 | 0
New Build Capacity by Reporting Type: MISO_W
ReportingType | 2015 | 2020 | 2025 | 2030 | 2035 | 2040
BM | 0 | 0 | 0 | 0 | 0 | 0
CC | 0.02 | 528.74 | 0.01 | 0 | 0 | 0
CSP | 0 | 0 | 0 | 0 | 0 | 0
CT | 0 | 0.01 | 0 | 0 | 0 | 0
Coal | 0 | 0 | 0 | 0 | 0 | 0
Geo | 0 | 0 | 0 | 0 | 0 | 0
H | 0 | 0 | 0 | 0 | 0 | 0
LFG | 0 | 0 | 0 | 71.67 | 0 | 0
Nuc | 94.33 | 0 | 0 | 0 | 0 | 0
PS | 0 | 0 | 0 | 0 | 0 | 0
PV | 0 | 0 | 0 | 0 | 0 | 0
PeakG | 0 | 0 | 0 | 0 | 0 | 0
PeakO | 0 | 0 | 0 | 0 | 0 | 0
ST | 0 | 0 | 0 | 0 | 0 | 0
STOG | 0 | 0 | 0 | 0 | 0 | 0
STWD | 0 | 0 | 0 | 0 | 0 | 0
WT | 2800.5 | 0 | 66492.7 | 855.65 | 3585.24 | 3028.62
IGCC | 0 | 0 | 0 | 0 | 0 | 0
DemandResponse | 0 | 0 | 0 | 0 | 0 | 0
IGCC-CCS | 0 | 0 | 0 | 0 | 0 | 0
WT_off | 0 | 0 | 0 | 0 | 0 | 0
PseudoUnit | 0 | 0 | 0 | 0 | 0 | 0
FixedInterchange | 0 | 0 | 0 | 0 | 0 | 0
New Build Capacity by Reporting Type: MISO_WUMS
ReportingType | 2015 | 2020 | 2025 | 2030 | 2035 | 2040
BM | 0 | 0 | 0 | 0 | 3200.79 | 0
CC | 5432.56 | 3655.32 | 0 | 0 | 0 | 0
CSP | 0 | 0 | 0 | 0 | 0 | 0
CT | 0 | 1251.43 | 384.16 | 0 | 1720.7 | 0
Coal | 615 | 0 | 0 | 0 | 0 | 0
Geo | 0 | 0 | 0 | 0 | 0 | 0
H | 0 | 1 | 0 | 0 | 0 | 0
LFG | 0 | 0 | 223.33 | 0 | 0 | 0
Nuc | 235 | 0 | 0 | 0 | 0 | 0
PS | 0 | 0 | 0 | 0 | 0 | 0
PV | 0 | 0 | 0 | 0 | 0 | 0
PeakG | 0 | 0 | 0 | 0 | 0 | 0
PeakO | 0 | 0 | 0 | 0 | 0 | 0
ST | 0 | 0 | 0 | 0 | 0 | 0
STOG | 0 | 0 | 0 | 0 | 0 | 0
STWD | 0 | 0 | 0 | 0 | 0 | 0
WT | 968.9 | 0 | 30.8 | 3919.33 | 8162.1 | 3728.87
IGCC | 0 | 0 | 0 | 0 | 0 | 0
DemandResponse | 0 | 0 | 0 | 0 | 0 | 0
IGCC-CCS | 0 | 0 | 0 | 0 | 0 | 0
WT_off | 0 | 0 | 0 | 0 | 0 | 0
PseudoUnit | 0 | 0 | 0 | 0 | 0 | 0
FixedInterchange | 0 | 0 | 0 | 0 | 0 | 0
New Build Capacity by Reporting Type: Nebraska
ReportingType | 2015 | 2020 | 2025 | 2030 | 2035 | 2040
BM | 0 | 0 | 0 | 0 | 0 | 0
CC | 0 | 0 | 0 | 0 | 0 | 0
CSP | 0 | 0 | 0 | 0 | 0 | 0
CT | 0 | 0 | 0 | 0 | 0 | 0
Coal | 232.1 | 0 | 0 | 0 | 0 | 0
Geo | 0 | 0 | 0 | 0 | 0 | 0
H | 0 | 0 | 0 | 0 | 0 | 0
LFG | 0 | 0 | 0 | 71.67 | 0 | 0
Nuc | 0 | 0 | 0 | 0 | 0 | 0
PS | 0 | 0 | 0 | 0 | 0 | 0
PV | 0 | 0 | 0 | 0 | 0 | 0
PeakG | 0 | 0 | 0 | 0 | 0 | 0
PeakO | 0 | 0 | 0 | 0 | 0 | 0
ST | 0 | 0 | 0 | 0 | 0 | 0
STOG | 0 | 0 | 0 | 0 | 0 | 0
STWD | 0 | 0 | 0 | 0 | 0 | 0
WT | 202 | 18228.37 | 202.78 | 3270.94 | 2499.76 | 0
IGCC | 0 | 0 | 0 | 0 | 0 | 0
DemandResponse | 0 | 0 | 0 | 0 | 0 | 0
IGCC-CCS | 0 | 0 | 0 | 0 | 0 | 0
WT_off | 0 | 0 | 0 | 0 | 0 | 0
PseudoUnit | 0 | 0 | 0 | 0 | 0 | 0
FixedInterchange | 0 | 0 | 0 | 0 | 0 | 0
New Build Capacity by Reporting Type: NEISO
ReportingType | 2015 | 2020 | 2025 | 2030 | 2035 | 2040
BM | 252.2 | 0 | 0 | 0 | 0 | 0
CC | 2049.5 | 0 | 0 | 0 | 0.01 | 0
CSP | 0 | 0 | 0 | 0 | 0 | 0
CT | 334 | 0 | 0 | 0 | 271.85 | 268.01
Coal | 0 | 0 | 0 | 0 | 0 | 0
Geo | 0 | 0 | 0 | 0 | 0 | 0
H | 0 | 0 | 0 | 3 | 0 | 0
LFG | 49.26 | 0 | 69.74 | 0 | 0 | 0
Nuc | 0 | 0 | 0 | 0 | 0 | 0
PS | 0 | 0 | 0 | 0 | 0 | 0
PV | 0 | 322.27 | 11.02 | 12.6 | 28.2 | 10.25
PeakG | 0 | 0 | 0 | 0 | 0 | 0
PeakO | 0 | 0 | 0 | 0 | 0 | 0
ST | 0 | 0 | 0 | 0 | 0 | 0
STOG | 0 | 0 | 0 | 0 | 0 | 0
STWD | 0 | 0 | 0 | 0 | 0 | 0
WT | 231.2 | 3236.42 | 1812.38 | 629.78 | 16270.22 | 0
IGCC | 0 | 0 | 0 | 0 | 0 | 0
DemandResponse | 0 | 0 | 0 | 0 | 0 | 0
IGCC-CCS | 0 | 0 | 0 | 0 | 0 | 0
WT_off | 468 | 0 | 0 | 0 | 1017.35 | 5353.27
PseudoUnit | 0 | 0 | 0 | 0 | 0 | 0
FixedInterchange | 0 | 0 | 0 | 0 | 0 | 0
New Build Capacity by Reporting Type: NonRTO_Midwest
ReportingType | 2015 | 2020 | 2025 | 2030 | 2035 | 2040
BM | 0 | 0 | 0 | 0 | 2244.76 | 3899.75
CC | 2290.49 | 3752.35 | 0 | 0 | 0 | 0
CSP | 0 | 0 | 0 | 0 | 0 | 0
CT | 0 | 0 | 0 | 0 | 0 | 0
Coal | 0 | 0 | 0 | 0 | 0 | 0
Geo | 0 | 0 | 0 | 0 | 0 | 0
H | 0 | 0 | 746 | 0 | 0 | 0
LFG | 0 | 0 | 160.25 | 0 | 0 | 0
Nuc | 0 | 0 | 0 | 0 | 0 | 0
PS | 0 | 0 | 0 | 0 | 0 | 0
PV | 0 | 0 | 0 | 0 | 0 | 0
PeakG | 0 | 0 | 0 | 0 | 0 | 0
PeakO | 0 | 0 | 0 | 0 | 0 | 0
ST | 0 | 0 | 0 | 0 | 0 | 0
STOG | 0 | 0 | 0 | 0 | 0 | 0
STWD | 0 | 0 | 0 | 0 | 0 | 0
WT | 0 | 0 | 0 | 0 | 0 | 0
IGCC | 0 | 0 | 0 | 0 | 0 | 0
DemandResponse | 0 | 0 | 0 | 0 | 0 | 0
IGCC-CCS | 0 | 0 | 0 | 0 | 0 | 0
WT_off | 0 | 0 | 0 | 0 | 0 | 0
PseudoUnit | 0 | 0 | 0 | 0 | 0 | 0
FixedInterchange | 0 | 0 | 0 | 0 | 0 | 0
New Build Capacity by Reporting Type: NYISO_A-F
ReportingType | 2015 | 2020 | 2025 | 2030 | 2035 | 2040
BM | 0 | 0 | 0 | 0 | 0 | 1000
CC | 639 | 0 | 0 | 0 | 0 | 0
CSP | 0 | 0 | 0 | 0 | 0 | 0
CT | 0 | 0 | 0 | 0 | 0 | 0
Coal | 0 | 0 | 0 | 0 | 0 | 0
Geo | 0 | 0 | 0 | 0 | 0 | 0
H | 0 | 0 | 0 | 0 | 0 | 0
LFG | 6.4 | 0 | 67.93 | 0 | 0 | 0
Nuc | 168 | 0 | 0 | 0 | 0 | 0.01
PS | 0 | 0 | 0 | 0 | 0 | 0
PV | 0 | 0 | 0 | 0 | 0 | 0.04
PeakG | 0 | 0 | 0 | 0 | 0 | 0
PeakO | 0 | 0 | 0 | 0 | 0 | 0
ST | 0 | 0 | 0 | 0 | 0 | 0
STOG | 0 | 0 | 0 | 0 | 0 | 0
STWD | 0 | 0 | 0 | 0 | 0 | 0
WT | 2476.3 | 709.8 | 0 | 10303.89 | 0 | 0
IGCC | 0 | 0 | 0 | 0 | 0 | 0
DemandResponse | 0 | 0 | 0 | 0 | 0 | 0
IGCC-CCS | 0 | 0 | 0 | 0 | 0 | 0
WT_off | 0 | 0 | 0 | 0 | 0 | 0
PseudoUnit | 0 | 0 | 0 | 0 | 0 | 0
FixedInterchange | 0 | 0 | 0 | 0 | 0 | 0
New Build Capacity by Reporting Type: NYISO_G-I
ReportingType | 2015 | 2020 | 2025 | 2030 | 2035 | 2040
BM | 0 | 0 | 0 | 0 | 524.74 | 275.26
CC | 0 | 1214.05 | 147.35 | 0 | 0 | 0
CSP | 0 | 0 | 0 | 0 | 0 | 0
CT | 0 | 0 | 0 | 0 | 0 | 0
Coal | 0 | 0 | 0 | 0 | 0 | 0
Geo | 0 | 0 | 0 | 0 | 0 | 0
H | 0 | 0 | 0 | 0 | 0 | 0
LFG | 0 | 0 | 74.33 | 0 | 0 | 0
Nuc | 0 | 0 | 0 | 0 | 0 | 2338.27
PS | 0 | 0 | 0 | 0 | 0 | 0
PV | 0 | 0 | 0 | 0 | 0 | 1999.99
PeakG | 0 | 0 | 0 | 0 | 0 | 0
PeakO | 0 | 0 | 0 | 0 | 0 | 0
ST | 0 | 0 | 0 | 0 | 0 | 0
STOG | 0 | 0 | 0 | 0 | 0 | 0
STWD | 0 | 0 | 0 | 0 | 0 | 0
WT | 0 | 60 | 0 | 299.99 | 0 | 0
IGCC | 0 | 0 | 0 | 0 | 0 | 0
DemandResponse | 0 | 0 | 0 | 0 | 0 | 0
IGCC-CCS | 0 | 0 | 0 | 0 | 0 | 0
WT_off | 0 | 0 | 0 | 0 | 0 | 0
PseudoUnit | 0 | 0 | 0 | 0 | 0 | 0
FixedInterchange | 0 | 0 | 0 | 0 | 0 | 0
New Build Capacity by Reporting Type: NYISO_J-K
ReportingType | 2015 | 2020 | 2025 | 2030 | 2035 | 2040
BM | 0 | 0 | 0 | 0 | 0 | 0
CC | 1175.4 | 0 | 0.01 | 1739.6 | 2668.96 | 619.58
CSP | 0 | 0 | 0 | 0 | 0 | 0
CT | 0 | 0 | 0 | 0 | 0 | 0
Coal | 0 | 0 | 0 | 0 | 0 | 0
Geo | 0 | 0 | 0 | 0 | 0 | 0
H | 0 | 0 | 0 | 0 | 0 | 0
LFG | 0 | 0 | 0.01 | 74.33 | 0 | 0
Nuc | 0 | 0 | 0 | 0 | 0 | 0
PS | 0 | 0 | 0 | 0 | 0 | 0
PV | 32 | 0 | 0 | 0 | 0 | 0
PeakG | 0 | 0 | 0 | 0 | 0 | 0
PeakO | 0 | 0 | 0 | 0 | 0 | 0
ST | 0 | 0 | 0 | 0 | 0 | 0
STOG | 0 | 0 | 0 | 0 | 0 | 0
STWD | 0 | 0 | 0 | 0 | 0 | 0
WT | 0 | 0 | 0 | 170 | 160 | 0
IGCC | 0 | 0 | 0 | 0 | 0 | 0
DemandResponse | 0 | 0 | 0 | 0 | 0 | 0
IGCC-CCS | 0 | 0 | 0 | 0 | 0 | 0
WT_off | 0 | 0 | 0 | 0 | 0 | 0.01
PseudoUnit | 0 | 0 | 0 | 0 | 0 | 0
FixedInterchange | 0 | 0 | 0 | 0 | 0 | 0
New Build Capacity by Reporting Type: PJM_E
ReportingType | 2015 | 2020 | 2025 | 2030 | 2035 | 2040
BM | 30 | 0 | 0 | 0 | 0 | 302.3
CC | 4634.3 | 0 | 0 | 2377.41 | 0 | 0
CSP | 0 | 0 | 0 | 0 | 0 | 0
CT | 26.2 | 0 | 0 | 0 | 0 | 0
Coal | 27 | 0 | 0 | 0 | 0 | 0
Geo | 0 | 0 | 0 | 0 | 0 | 0
H | 0 | 0 | 0 | 0 | 0 | 0
LFG | 9.1 | 132.9 | 0 | 0 | 0 | 0
Nuc | 38 | 0 | 0 | 0 | 0 | 3374.66
PS | 0 | 0 | 0 | 0 | 0 | 0
PV | 25.45 | 0 | 0 | 0 | 0 | 0
PeakG | 0 | 0 | 0 | 0 | 0 | 0
PeakO | 0 | 0 | 0 | 0 | 0 | 0
ST | 0 | 0 | 0 | 0 | 0 | 0
STOG | 0 | 0 | 0 | 0 | 0 | 0
STWD | 0 | 0 | 0 | 0 | 0 | 0
WT | 1150 | 0 | 0 | 0 | 0 | 0
IGCC | 0 | 0 | 0 | 0 | 0 | 0
DemandResponse | 0 | 0 | 0 | 0 | 0 | 0
IGCC-CCS | 0 | 0 | 0 | 0 | 0 | 0
WT_off | 0 | 0 | 1100 | 0 | 0 | 0
PseudoUnit | 0 | 0 | 0 | 0 | 0 | 0
FixedInterchange | 0 | 0 | 0 | 0 | 0 | 0
New Build Capacity by Reporting Type: PJM_ROM
ReportingType | 2015 | 2020 | 2025 | 2030 | 2035 | 2040
BM | 18 | 0 | 0 | 0 | 2339.79 | 0
CC | 1678.5 | 0 | 0 | 1522.8 | 0 | 0
CSP | 0 | 0 | 0 | 0 | 0 | 0
CT | 16 | 0 | 0 | 0 | 0 | 0
Coal | 32.5 | 0 | 0 | 0 | 0 | 0
Geo | 0 | 0 | 0 | 0 | 0 | 0
H | 0 | 0 | 0 | 678 | 0 | 0
LFG | 18.9 | 265.1 | 0 | 0 | 0 | 0
Nuc | 0 | 0 | 0 | 2278.05 | 9289.65 | 3882.63
PS | 0 | 0 | 0 | 0 | 0 | 0
PV | 0 | 1496.79 | 977.61 | 358.55 | 199.59 | 268.79
PeakG | 0 | 0 | 0 | 0 | 0 | 0
PeakO | 0 | 0 | 0 | 0 | 0 | 0
ST | 0 | 0 | 0 | 0 | 0 | 0
STOG | 0 | 0 | 0 | 0 | 0 | 0
STWD | 0 | 0 | 0 | 0 | 0 | 0
WT | 479.8 | 750.2 | 0 | 0 | 0 | 0.03
IGCC | 0 | 0 | 0 | 0 | 0 | 0
DemandResponse | 0 | 0 | 0 | 0 | 0 | 0
IGCC-CCS | 0 | 0 | 0 | 0 | 0 | 0
WT_off | 0 | 0 | 0 | 0 | 0 | 0
PseudoUnit | 0 | 0 | 0 | 0 | 0 | 0
FixedInterchange | 0 | 0 | 0 | 0 | 0 | 0
New Build Capacity by Reporting Type: PJM_ROR
ReportingType | 2015 | 2020 | 2025 | 2030 | 2035 | 2040
BM | 385 | 0 | 0 | 0 | 10171.34 | 0
CC | 14242.55 | 15456.5 | 0 | 510.98 | 0 | 0
CSP | 0 | 0 | 0 | 0 | 0 | 0
CT | 29 | 0 | 0 | 0 | 0 | 0
Coal | 2164 | 0 | 0 | 0 | 0 | 0
Geo | 0 | 0 | 0 | 0 | 0 | 0
H | 0 | 503 | 0 | 0 | 0 | 0
LFG | 57.4 | 0 | 513.71 | 0 | 0 | 0
Nuc | 38 | 0 | 0 | 0.01 | 0 | 9415.91
PS | 0 | 0 | 0 | 0 | 0 | 0
PV | 0 | 0 | 0 | 0 | 0 | 0
PeakG | 0 | 0 | 0 | 0 | 0 | 0
PeakO | 0 | 0 | 0 | 0 | 0 | 0
ST | 0 | 0 | 0 | 0 | 0 | 0
STOG | 0 | 0 | 0 | 0 | 0 | 0
STWD | 0 | 0 | 0 | 0 | 0 | 0
WT | 8325.7 | 191.7 | 14369 | 21894.11 | 0 | 8819.49
IGCC | 0 | 0 | 0 | 0 | 0 | 0
DemandResponse | 0 | 0 | 0 | 0 | 0 | 0
IGCC-CCS | 0 | 0 | 0 | 0 | 0 | 6041.49
WT_off | 0 | 0 | 0 | 0 | 0 | 0
PseudoUnit | 0 | 0 | 0 | 0 | 0 | 0
FixedInterchange | 0 | 0 | 0 | 0 | 0 | 0
New Build Capacity by Reporting Type: SOCO
ReportingType | 2015 | 2020 | 2025 | 2030 | 2035 | 2040
BM | 55 | 0 | 0 | 0 | 6500.24 | 0
CC | 9349.05 | 8612.07 | 0.01 | 0 | 0 | 0
CSP | 0 | 0 | 0 | 0 | 0 | 0
CT | 0 | 0 | 0 | 0 | 0 | 0
Coal | 0 | 0 | 0 | 0 | 0 | 0
Geo | 0 | 0 | 0 | 0 | 0 | 0
H | 0 | 0 | 0 | 0 | 0 | 867
LFG | 0 | 0 | 107.4 | 0 | 0 | 0
Nuc | 70 | 2200 | 1315.45 | 4682.36 | 8432.55 | 9214.53
PS | 0 | 0 | 0 | 0 | 0 | 0
PV | 0 | 0 | 0 | 0 | 0 | 0
PeakG | 0 | 0 | 0 | 0 | 0 | 0
PeakO | 0 | 0 | 0 | 0 | 0 | 0
ST | 0 | 0 | 0 | 0 | 0 | 0
STOG | 0 | 0 | 0 | 0 | 0 | 0
STWD | 0 | 0 | 0 | 0 | 0 | 0
WT | 0 | 0 | 0 | 0.02 | 99.98 | 0
IGCC | 0 | 0 | 0 | 0 | 0 | 0
DemandResponse | 0 | 0 | 0 | 0 | 0 | 0
IGCC-CCS | 0 | 0 | 0 | 0 | 0 | 0
WT_off | 0 | 0 | 0 | 0 | 0 | 0
PseudoUnit | 0 | 0 | 0 | 0 | 0 | 0
FixedInterchange | 0 | 0 | 0 | 0 | 0 | 0
New Build Capacity by Reporting Type: SPP_N
ReportingType | 2015 | 2020 | 2025 | 2030 | 2035 | 2040
BM | 0 | 0 | 0 | 0 | 0 | 0
CC | 0.01 | 0 | 0 | 0 | 0 | 0
CSP | 0 | 0 | 0 | 0 | 0 | 0
CT | 0 | 1330.71 | 0 | 453.58 | 854.32 | 2028.65
Coal | 465.04 | 0 | 0 | 0 | 0 | 0
Geo | 0 | 0 | 0 | 0 | 0 | 0
H | 0 | 0 | 0 | 0 | 0 | 0
LFG | 0 | 0 | 0 | 95 | 0 | 0
Nuc | 0 | 0 | 0 | 0 | 0 | 0
PS | 0 | 0 | 0 | 0 | 0 | 0
PV | 0 | 0 | 0 | 0 | 0 | 0
PeakG | 0 | 0 | 0 | 0 | 0 | 0
PeakO | 0 | 0 | 0 | 0 | 0 | 0
ST | 0 | 0 | 0 | 0 | 0 | 0
STOG | 0 | 0 | 0 | 0 | 0 | 0
STWD | 0 | 0 | 0 | 0 | 0 | 0
WT | 0 | 31740.46 | 26857.27 | 6441.23 | 19466.44 | 1153.9
IGCC | 0 | 0 | 0 | 0 | 0 | 0
DemandResponse | 0 | 0 | 0 | 0 | 0 | 0
IGCC-CCS | 0 | 0 | 0 | 0 | 0 | 0
WT_off | 0 | 0 | 0 | 0 | 0 | 0
PseudoUnit | 0 | 0 | 0 | 0 | 0 | 0
FixedInterchange | 0 | 0 | 0 | 0 | 0 | 0
New Build Capacity by Reporting Type: SPP_S
ReportingType | 2015 | 2020 | 2025 | 2030 | 2035 | 2040
BM | 0 | 0 | 0 | 0 | 0 | 0
CC | 0.04 | 2665.48 | 0.01 | 2374.27 | 0 | 0
CSP | 0 | 0 | 0 | 0 | 0 | 0
CT | 412.99 | 1611.69 | 0 | 660.84 | 1266.96 | 3045.2
Coal | 988 | 0 | 0 | 0 | 0 | 0
Geo | 0 | 0 | 0 | 0 | 0 | 0
H | 0 | 0 | 0 | 0 | 0 | 91
LFG | 0 | 0 | 0 | 95 | 0 | 0
Nuc | 0 | 0 | 0 | 0 | 0 | 0
PS | 0 | 0 | 0 | 0 | 0 | 0
PV | 0 | 0 | 0 | 0 | 0 | 0
PeakG | 0 | 0 | 0 | 0 | 0 | 0
PeakO | 0 | 0 | 0 | 0 | 0 | 0
ST | 0 | 0 | 0 | 0 | 0 | 0
STOG | 0 | 0 | 0 | 0 | 0 | 0
STWD | 0 | 0 | 0 | 0 | 0 | 0
WT | 430 | 42600.62 | 4676.76 | 4644.74 | 16760.09 | 5257.02
IGCC | 0 | 0 | 0 | 0 | 0 | 0
DemandResponse | 0 | 0 | 0 | 0 | 0 | 0
IGCC-CCS | 0 | 0 | 0 | 0 | 0 | 0
WT_off | 0 | 0 | 0 | 0 | 0 | 0
PseudoUnit | 0 | 0 | 0 | 0 | 0 | 0
FixedInterchange | 0 | 0 | 0 | 0 | 0 | 0
New Build Capacity by Reporting Type: TVA
ReportingType | 2015 | 2020 | 2025 | 2030 | 2035 | 2040
BM | 0 | 0 | 0 | 0 | 7394.28 | 0
CC | 4672.95 | 6775.88 | 490 | 0 | 0 | 0
CSP | 0 | 0 | 0 | 0 | 0 | 0
CT | 0 | 0 | 0 | 0 | 0 | 0
Coal | 0 | 0 | 0 | 0 | 0 | 0
Geo | 0 | 0 | 0 | 0 | 0 | 0
H | 0 | 0 | 27 | 0 | 0 | 0
LFG | 0 | 0 | 107.4 | 0 | 0 | 0
Nuc | 1697.89 | 0 | 0 | 2024.23 | 1614.5 | 599.33
PS | 0 | 0 | 0 | 0 | 0 | 0
PV | 0 | 0 | 0 | 0 | 0 | 0
PeakG | 0 | 0 | 0 | 0 | 0 | 0
PeakO | 0 | 0 | 0 | 0 | 0 | 0
ST | 0 | 0 | 0 | 0 | 0 | 0
STOG | 0 | 0 | 0 | 0 | 0 | 0
STWD | 0 | 0 | 0 | 0 | 0 | 0
WT | 0 | 0 | 0 | 0 | 100 | 0
IGCC | 0 | 0 | 0 | 0 | 0 | 0
DemandResponse | 0 | 0 | 0 | 0 | 0 | 0
IGCC-CCS | 0 | 0 | 0 | 0 | 0 | 3280.07
WT_off | 0 | 0 | 0 | 0 | 0 | 0
PseudoUnit | 0 | 0 | 0 | 0 | 0 | 0
FixedInterchange | 0 | 0 | 0 | 0 | 0 | 0
New Build Capacity by Reporting Type: TVA_Transmission
ReportingType | 2015 | 2020 | 2025 | 2030 | 2035 | 2040
BM | 0 | 0 | 0 | 0 | 0 | 0
CC | 0 | 0 | 0 | 0 | 0 | 0
CSP | 0 | 0 | 0 | 0 | 0 | 0
CT | 0 | 0 | 0 | 0 | 0 | 0
Coal | 0 | 0 | 0 | 0 | 0 | 0
Geo | 0 | 0 | 0 | 0 | 0 | 0
H | 0 | 0 | 0 | 0 | 0 | 0
LFG | 0 | 0 | 0 | 0 | 0 | 0
Nuc | 0 | 0 | 0 | 0 | 0 | 0
PS | 0 | 0 | 0 | 0 | 0 | 0
PV | 0 | 0 | 0 | 0 | 0 | 0
PeakG | 0 | 0 | 0 | 0 | 0 | 0
PeakO | 0 | 0 | 0 | 0 | 0 | 0
ST | 0 | 0 | 0 | 0 | 0 | 0
STOG | 0 | 0 | 0 | 0 | 0 | 0
STWD | 0 | 0 | 0 | 0 | 0 | 0
WT | 0 | 0 | 0 | 0 | 0 | 0
IGCC | 0 | 0 | 0 | 0 | 0 | 0
DemandResponse | 0 | 0 | 0 | 0 | 0 | 0
IGCC-CCS | 0 | 0 | 0 | 0 | 0 | 0
WT_off | 0 | 0 | 0 | 0 | 0 | 0
PseudoUnit | 0 | 0 | 0 | 0 | 0 | 0
FixedInterchange | 0 | 0 | 0 | 0 | 0 | 0
New Build Capacity by Reporting Type: VACAR
ReportingType | 2015 | 2020 | 2025 | 2030 | 2035 | 2040
BM | 0.92 | 357.67 | 742.28 | 193.42 | 5692.02 | 0
CC | 19849.35 | 1104.22 | 0 | 0 | 0 | 0
CSP | 0 | 0 | 0 | 0 | 0 | 0
CT | 717.25 | 0 | 0 | 0 | 0 | 0
Coal | 825 | 0 | 0 | 0 | 0 | 0
Geo | 0 | 0 | 0 | 0 | 0 | 0
H | 0 | 0 | 0 | 0 | 0 | 52
LFG | 0.34 | 107.06 | 0 | 0 | 0 | 0
Nuc | 0 | 2330 | 2871.67 | 6703.02 | 0 | 2854.93
PS | 0 | 0 | 0 | 0 | 0 | 0
PV | 0 | 148.43 | 12.16 | 12.18 | 10.72 | 19.96
PeakG | 0 | 0 | 0 | 0 | 0 | 0
PeakO | 0 | 0 | 0 | 0 | 0 | 0
ST | 0 | 0 | 0 | 0 | 0 | 0
STOG | 0 | 0 | 0 | 0 | 0 | 0
STWD | 0 | 0 | 0 | 0 | 0 | 0
WT | 0.9 | 3499.1 | 0 | 0 | 0 | 0
IGCC | 0 | 0 | 0 | 0 | 0 | 0
DemandResponse | 0 | 0 | 0 | 0 | 0 | 0
IGCC-CCS | 0 | 0 | 0 | 0 | 0 | 0
WT_off | 1 | 0 | 0 | 0 | 19059.22 | 11289.66
PseudoUnit | 0 | 0 | 0 | 0 | 0 | 0
FixedInterchange | 0 | 0 | 0 | 0 | 0 | 0
New Build Capacity by Reporting Type: IESO
ReportingType | 2015 | 2020 | 2025 | 2030 | 2035 | 2040
BM | 326.33 | 0 | 0 | 0 | 0 | 0.67
CC | 1263 | 0 | 0 | 0 | 0 | 0
CSP | 0 | 0 | 0 | 0 | 0 | 0
CT | 368 | 0 | 0 | 0 | 0 | 3278.71
Coal | 0 | 0 | 0 | 0 | 0 | 0
Geo | 0 | 0 | 0 | 0 | 0 | 0
H | 0 | 0 | 0 | 250 | 0 | 0
LFG | 14.5 | 0 | 0 | 0.5 | 0 | 0
Nuc | 0 | 0 | 0 | 0 | 0 | 0
PS | 0 | 0 | 0 | 0 | 0 | 0
PV | 1067.26 | 0 | 0 | 0 | 0 | 0
PeakG | 0 | 0 | 0 | 0 | 0 | 0
PeakO | 0 | 0 | 0 | 0 | 0 | 0
ST | 0 | 0 | 0 | 0 | 0 | 0
STOG | 0 | 0 | 0 | 0 | 0 | 0
STWD | 0 | 0 | 0 | 0 | 0 | 0
WT | 2105.9 | 0 | 0 | 0 | 18859.74 | 2326.36
IGCC | 0 | 0 | 0 | 0 | 0 | 0
DemandResponse | 0 | 0 | 0 | 0 | 0 | 0
IGCC-CCS | 0 | 0 | 0 | 0 | 0 | 0
WT_off | 0 | 0 | 0 | 0 | 0 | 0
PseudoUnit | 0 | 0 | 0 | 0 | 0 | 0
FixedInterchange | 0 | 0 | 0 | 0 | 0 | 0
New Build Capacity by Reporting Type: MAPP_CA
ReportingType | 2015 | 2020 | 2025 | 2030 | 2035 | 2040
BM | 0 | 0 | 0 | 0 | 0 | 0
CC | 709.48 | 0 | 0 | 0 | 0 | 0
CSP | 0 | 0 | 0 | 0 | 0 | 0
CT | 0 | 0 | 0 | 0 | 0 | 0
Coal | 0 | 0 | 0 | 0 | 0 | 0
Geo | 0 | 0 | 0 | 0 | 0 | 0
H | 0 | 695 | 1495 | 2460 | 0 | 0
LFG | 0 | 0 | 0 | 0 | 0 | 0
Nuc | 0 | 0 | 0 | 0 | 0 | 177.51
PS | 0 | 0 | 0 | 0 | 0 | 0
PV | 0 | 0 | 0 | 0 | 0 | 0
PeakG | 0 | 0 | 0 | 0 | 0 | 0
PeakO | 0 | 0 | 0 | 0 | 0 | 0
ST | 0 | 0 | 0 | 0 | 0 | 0
STOG | 0 | 0 | 0 | 0 | 0 | 0
STWD | 0 | 0 | 0 | 0 | 0 | 0
WT | 302.4 | 0 | 0 | 0 | 0 | 0
IGCC | 0 | 0 | 0 | 0 | 0 | 0
DemandResponse | 0 | 0 | 0 | 0 | 0 | 0
IGCC-CCS | 0 | 0 | 0 | 0 | 0 | 0
WT_off | 0 | 0 | 0 | 0 | 0 | 0
PseudoUnit | 0 | 0 | 0 | 0 | 0 | 0
FixedInterchange | 0 | 0 | 0 | 0 | 0 | 0
New Build Capacity by Reporting Type: AZ_NM_SNV_Coal
ReportingType | 2015 | 2020 | 2025 | 2030 | 2035 | 2040
BM | 0 | 0 | 0 | 0 | 0 | 0
CC | 0 | 0 | 0 | 0 | 0 | 0
CSP | 0 | 0 | 0 | 0 | 0 | 0
CT | 0 | 0 | 0 | 0 | 0 | 0
Coal | 0 | 0 | 0 | 0 | 0 | 0
Geo | 0 | 0 | 0 | 0 | 0 | 0
H | 0 | 0 | 0 | 0 | 0 | 0
LFG | 0 | 0 | 0 | 0 | 0 | 0
Nuc | 0 | 0 | 0 | 0 | 0 | 0
PS | 0 | 0 | 0 | 0 | 0 | 0
PV | 0 | 0 | 0 | 0 | 0 | 0
PeakG | 0 | 0 | 0 | 0 | 0 | 0
PeakO | 0 | 0 | 0 | 0 | 0 | 0
ST | 0 | 0 | 0 | 0 | 0 | 0
STOG | 0 | 0 | 0 | 0 | 0 | 0
STWD | 0 | 0 | 0 | 0 | 0 | 0
WT | 0 | 0 | 0 | 0 | 0 | 0
IGCC | 0 | 0 | 0 | 0 | 0 | 0
DemandResponse | 0 | 0 | 0 | 0 | 0 | 0
IGCC-CCS | 0 | 0 | 0 | 0 | 0 | 0
WT_off | 0 | 0 | 0 | 0 | 0 | 0
PseudoUnit | 0 | 0 | 0 | 0 | 0 | 0
FixedInterchange | 0 | 0 | 0 | 0 | 0 | 0
New Build Capacity by Reporting Type: AZ_NM_SNV_Gas
ReportingType | 2015 | 2020 | 2025 | 2030 | 2035 | 2040
BM | 0 | 0 | 0 | 0 | 0 | 0
CC | 668 | 4056.82 | 3771.4 | 0 | 0 | 0
CSP | 0 | 0 | 0 | 0 | 0 | 0
CT | 736 | 0 | 0 | 0 | 0 | 0
Coal | 0 | 0 | 0 | 0 | 0 | 0
Geo | 0 | 0 | 0 | 0 | 0 | 0
H | 0 | 0 | 0 | 0 | 0 | 0
LFG | 0 | 0 | 0 | 0 | 0 | 0
Nuc | 0 | 0 | 0 | 0 | 0 | 0
PS | 0 | 0 | 0 | 0 | 0 | 0
PV | 0 | 0 | 0 | 0 | 0 | 0
PeakG | 0 | 0 | 0 | 0 | 0 | 0
PeakO | 0 | 0 | 0 | 0 | 0 | 0
ST | 0 | 0 | 0 | 0 | 0 | 0
STOG | 0 | 0 | 0 | 0 | 0 | 0
STWD | 0 | 0 | 0 | 0 | 0 | 0
WT | 0 | 0 | 0 | 0 | 0 | 0
IGCC | 0 | 0 | 0 | 0 | 0 | 0
DemandResponse | 0 | 0 | 0 | 0 | 0 | 0
IGCC-CCS | 0 | 0 | 0 | 0 | 0 | 0
WT_off | 0 | 0 | 0 | 0 | 0 | 0
PseudoUnit | 0 | 0 | 0 | 0 | 0 | 0
FixedInterchange | 0 | 0 | 0 | 0 | 0 | 0
New Build Capacity by Reporting Type: AZ_NM_SNV_NucRenew
ReportingType | 2015 | 2020 | 2025 | 2030 | 2035 | 2040
BM | 0 | 0 | 0 | 0 | 2457.3 | 4082.7
CC | 0 | 0 | 0 | 0 | 0 | 0
CSP | 0 | 0 | 0 | 0 | 0 | 0
CT | 0 | 0 | 0 | 0 | 0 | 0
Coal | 0 | 0 | 0 | 0 | 0 | 0
Geo | 0 | 24.99 | 1425.01 | 0 | 0 | 0
H | 0 | 0 | 0 | 0 | 0 | 0
LFG | 0 | 60.67 | 0 | 0 | 0 | 0
Nuc | 0 | 0 | 0 | 2643.42 | 2098.69 | 0
PS | 0 | 0 | 0 | 0 | 0 | 0
PV | 95.7 | 0 | 0 | 0 | 0 | 0
PeakG | 0 | 0 | 0 | 0 | 0 | 0
PeakO | 0 | 0 | 0 | 0 | 0 | 0
ST | 280 | 525.11 | 316.72 | 91.42 | 1472.13 | 1111.89
STOG | 0 | 0 | 0 | 0 | 0 | 0
STWD | 0 | 0 | 0 | 0 | 0 | 0
WT | 65.1 | 12969.39 | 810.58 | 1092.39 | 0 | 0
IGCC | 0 | 0 | 0 | 0 | 0 | 0
DemandResponse | 0 | 0 | 0 | 0 | 0 | 0
IGCC-CCS | 0 | 0 | 0 | 0 | 0 | 0
WT_off | 0 | 0 | 0 | 0 | 0 | 0
PseudoUnit | 0 | 0 | 0 | 0 | 0 | 0
FixedInterchange | 0 | 0 | 0 | 0 | 0 | 0
New Build Capacity by Reporting Type: ERCOT
ReportingType | 2015 | 2020 | 2025 | 2030 | 2035 | 2040
BM | 145 | 0 | 0 | 0 | 3919.97 | 0
CC | 21172.81 | 3869.96 | 0 | 0 | 0 | 0
CSP | 0 | 0 | 0 | 0 | 0 | 0
CT | 250 | 0 | 0 | 0 | 0 | 0
Coal | 2020 | 0 | 0 | 0 | 0 | 0
Geo | 0 | 0 | 0 | 0 | 0 | 0
H | 0 | 0 | 0 | 0 | 0 | 628
LFG | 0 | 0 | 109.83 | 244.17 | 0 | 0
Nuc | 0 | 0 | 0 | 3997.19 | 9539.65 | 4379.85
PS | 0 | 0 | 0 | 0 | 0 | 0
PV | 14 | 0 | 0 | 0 | 0 | 0
PeakG | 0 | 0 | 0 | 0 | 0 | 0
PeakO | 0 | 0 | 0 | 0 | 0 | 0
ST | 0 | 0 | 0 | 0 | 0 | 0
STOG | 0 | 0 | 0 | 0 | 0 | 0
STWD | 0 | 0 | 0 | 0 | 0 | 0
WT | 350.1 | 0 | 24591.36 | 1857.77 | 2371.54 | 2885.24
IGCC | 0 | 0 | 0 | 0 | 0 | 0
DemandResponse | 0 | 0 | 0 | 0 | 0 | 0
IGCC-CCS | 0 | 0 | 0 | 0 | 0 | 1739.27
WT_off | 0 | 0 | 0 | 0 | 0 | 0
PseudoUnit | 0 | 0 | 0 | 0 | 0 | 0
FixedInterchange | 0 | 0 | 0 | 0 | 0 | 0
New Build Capacity by Reporting Type: NP15
ReportingType | 2015 | 2020 | 2025 | 2030 | 2035 | 2040
BM | 0 | 0 | 0 | 0 | 843.24 | 0
CC | 5949.49 | 331.12 | 1899.06 | 0 | 0 | 0
CSP | 0 | 0 | 0 | 0 | 0 | 0
CT | 212.6 | 0 | 0 | 615.65 | 0 | 0
Coal | 0 | 0 | 0 | 0 | 0 | 0
Geo | 0 | 600 | 0 | 0 | 0 | 0
H | 0 | 0 | 0 | 0 | 0 | 0
LFG | 0 | 565 | 0 | 0 | 0 | 0
Nuc | 0 | 0 | 0 | 0 | 0 | 0
PS | 0 | 0 | 0 | 0 | 0 | 0
PV | 6.5 | 0 | 0 | 0 | 1344.9 | 2153.43
PeakG | 0 | 0 | 0 | 0 | 0 | 0
PeakO | 0 | 0 | 0 | 0 | 0 | 0
ST | 29 | 0 | 0 | 0 | 71 | 0
STOG | 0 | 0 | 0 | 0 | 0 | 0
STWD | 0 | 0 | 0 | 0 | 0 | 0
WT | 101.2 | 3298.8 | 0 | 10747.01 | 52.99 | 0
IGCC | 0 | 0 | 0 | 0 | 0 | 0
DemandResponse | 0 | 0 | 0 | 0 | 0 | 0
IGCC-CCS | 0 | 0 | 0 | 0 | 0 | 13130.9
WT_off | 0 | 0 | 0 | 0 | 0.03 | 0
PseudoUnit | 0 | 0 | 0 | 0 | 0 | 0
FixedInterchange | 0 | 0 | 0 | 0 | 0 | 0
New Build Capacity by Reporting Type: NWPP_Coal
ReportingType | 2015 | 2020 | 2025 | 2030 | 2035 | 2040
BM | 0 | 0 | 0 | 0 | 0 | 0
CC | 0 | 0 | 0 | 0 | 0 | 0
CSP | 0 | 0 | 0 | 0 | 0 | 0
CT | 0 | 0 | 0 | 0 | 0 | 0
Coal | 0 | 0 | 0 | 0 | 0 | 0
Geo | 0 | 0 | 0 | 0 | 0 | 0
H | 0 | 0 | 0 | 0 | 0 | 0
LFG | 0 | 0 | 0 | 0 | 0 | 0
Nuc | 0 | 0 | 0 | 0 | 0 | 0
PS | 0 | 0 | 0 | 0 | 0 | 0
PV | 0 | 0 | 0 | 0 | 0 | 0
PeakG | 0 | 0 | 0 | 0 | 0 | 0
PeakO | 0 | 0 | 0 | 0 | 0 | 0
ST | 0 | 0 | 0 | 0 | 0 | 0
STOG | 0 | 0 | 0 | 0 | 0 | 0
STWD | 0 | 0 | 0 | 0 | 0 | 0
WT | 0 | 0 | 0 | 0 | 0 | 0
IGCC | 0 | 0 | 0 | 0 | 0 | 0
DemandResponse | 0 | 0 | 0 | 0 | 0 | 0
IGCC-CCS | 0 | 0 | 0 | 0 | 0 | 0
WT_off | 0 | 0 | 0 | 0 | 0 | 0
PseudoUnit | 0 | 0 | 0 | 0 | 0 | 0
FixedInterchange | 0 | 0 | 0 | 0 | 0 | 0
New Build Capacity by Reporting Type: NWPP_Gas
ReportingType | 2015 | 2020 | 2025 | 2030 | 2035 | 2040
BM | 0 | 0 | 0 | 0 | 0 | 0
CC | 300 | 5087.83 | 1835.53 | 0 | 0 | 0
CSP | 0 | 0 | 0 | 0 | 0 | 0
CT | 150 | 0 | 0 | 0 | 0 | 0
Coal | 0 | 0 | 0 | 0 | 0 | 0
Geo | 0 | 0 | 0 | 0 | 0 | 0
H | 0 | 0 | 0 | 0 | 0 | 0
LFG | 0 | 0 | 0 | 0 | 0 | 0
Nuc | 0 | 0 | 0 | 0 | 0 | 0
PS | 0 | 0 | 0 | 0 | 0 | 0
PV | 0 | 0 | 0 | 0 | 0 | 0
PeakG | 0 | 0 | 0 | 0 | 0 | 0
PeakO | 0 | 0 | 0 | 0 | 0 | 0
ST | 0 | 0 | 0 | 0 | 0 | 0
STOG | 0 | 0 | 0 | 0 | 0 | 0
STWD | 0 | 0 | 0 | 0 | 0 | 0
WT | 0 | 0 | 0 | 0 | 0 | 0
IGCC | 0 | 0 | 0 | 0 | 0 | 0
DemandResponse | 0 | 0 | 0 | 0 | 0 | 0
IGCC-CCS | 0 | 0 | 0 | 0 | 0 | 3234.61
WT_off | 0 | 0 | 0 | 0 | 0 | 0
PseudoUnit | 0 | 0 | 0 | 0 | 0 | 0
FixedInterchange | 0 | 0 | 0 | 0 | 0 | 0
New Build Capacity by Reporting Type: NWPP_NucRenew
ReportingType | 2015 | 2020 | 2025 | 2030 | 2035 | 2040
BM | 32.55 | 0 | 0 | 0 | 3494.92 | 5522.53
CC | 0 | 0 | 0 | 0 | 0 | 0
CSP | 0 | 0 | 0 | 0 | 0 | 0
CT | 0 | 0 | 0 | 0 | 0 | 0
Coal | 0 | 0 | 0 | 0 | 0 | 0
Geo | 86 | 0 | 434 | 0 | 0 | 0
H | 0 | 0 | 0 | 0 | 335 | 0
LFG | 25.5 | 230.6 | 13.9 | 0 | 0 | 0
Nuc | 0 | 0 | 0 | 0 | 1601.54 | 0
PS | 0 | 0 | 0 | 0 | 0 | 0
PV | 0 | 0 | 0 | 0 | 0 | 0
PeakG | 0 | 0 | 0 | 0 | 0 | 0
PeakO | 0 | 0 | 0 | 0 | 0 | 0
ST | 0 | 0 | 0 | 0 | 0 | 0
STOG | 0 | 0 | 0 | 0 | 0 | 0
STWD | 0 | 0 | 0 | 0 | 0 | 0
WT | 977.3 | 0 | 0 | 28185.33 | 2462.74 | 5105.81
IGCC | 0 | 0 | 0 | 0 | 0 | 0
DemandResponse | 0 | 0 | 0 | 0 | 0 | 0
IGCC-CCS | 0 | 0 | 0 | 0 | 0 | 0
WT_off | 0 | 0 | 0 | 0 | 0 | 0
PseudoUnit | 0 | 0 | 0 | 0 | 0 | 0
FixedInterchange | 0 | 0 | 0 | 0 | 0 | 0
New Build Capacity by Reporting Type: RMPA
ReportingType | 2015 | 2020 | 2025 | 2030 | 2035 | 2040
BM | 0 | 0 | 0 | 0 | 3726.76 | 0
CC | 0 | 2757.7 | 0.02 | 1576.66 | 0 | 0
CSP | 0 | 0 | 0 | 0 | 0 | 0
CT | 152 | 0 | 0 | 0 | 0 | 0
Coal | 390 | 0 | 0 | 0 | 0 | 0
Geo | 0 | 0.01 | 2569.99 | 0 | 0 | 0
H | 0 | 0 | 0 | 0 | 0 | 0
LFG | 1.4 | 28.93 | 0 | 0 | 0 | 0
Nuc | 0 | 0 | 0 | 0 | 0 | 0
PS | 0 | 0 | 0 | 0 | 0 | 0
PV | 1 | 0 | 0 | 0 | 0 | 0
PeakG | 0 | 0 | 0 | 0 | 0 | 0
PeakO | 0 | 0 | 0 | 0 | 0 | 0
ST | 3 | 404.51 | 0 | 61.82 | 0 | 0
STOG | 0 | 0 | 0 | 0 | 0 | 0
STWD | 0 | 0 | 0 | 0 | 0 | 0
WT | 765.4 | 4567.71 | 0 | 988.45 | 599.53 | 833.63
IGCC | 0 | 0 | 0 | 0 | 0 | 0
DemandResponse | 0 | 0 | 0 | 0 | 0 | 0
IGCC-CCS | 0 | 0 | 0 | 0 | 0 | 3400.05
WT_off | 0 | 0 | 0 | 0 | 0 | 0
PseudoUnit | 0 | 0 | 0 | 0 | 0 | 0
FixedInterchange | 0 | 0 | 0 | 0 | 0 | 0
New Build Capacity by Reporting Type: SP15
ReportingType | 2015 | 2020 | 2025 | 2030 | 2035 | 2040
BM | 6 | 0 | 0 | 0 | 668.59 | 0
CC | 1026.97 | 4034.34 | 4836.06 | 0 | 0 | 0
CSP | 0 | 0 | 0 | 0 | 0 | 0
CT | 0 | 0 | 0 | 0 | 0 | 0
Coal | 0 | 0 | 0 | 0 | 0 | 0
Geo | 50 | 1450 | 0 | 0 | 0 | 0
H | 0 | 0 | 0 | 0 | 0 | 0
LFG | 9.2 | 555.8 | 0 | 0 | 0 | 0
Nuc | 0 | 0 | 0 | 0 | 0 | 0
PS | 0 | 0 | 0 | 0 | 0 | 0
PV | 3.8 | 0 | 0 | 0 | 0 | 0
PeakG | 0 | 0 | 0 | 0 | 0 | 0
PeakO | 0 | 0 | 0 | 0 | 0 | 0
ST | 448 | 0 | 0 | 663.01 | 1574.19 | 2207.12
STOG | 0 | 0 | 0 | 0 | 0 | 0
STWD | 0 | 0 | 0 | 0 | 0 | 0
WT | 735 | 1290.98 | 0 | 19196.56 | 0 | 0
IGCC | 0 | 0 | 0 | 0 | 0 | 0
DemandResponse | 0 | 0 | 0 | 0 | 0 | 0
IGCC-CCS | 0 | 0 | 0 | 0 | 5466.22 | 10858.28
WT_off | 0 | 0 | 0 | 0 | 0 | 0
PseudoUnit | 0 | 0 | 0 | 0 | 0 | 0
FixedInterchange | 0 | 0 | 0 | 0 | 0 | 0
New Build Capacity by Reporting Type: ALB
ReportingType | 2015 | 2020 | 2025 | 2030 | 2035 | 2040
BM | 0 | 0 | 0 | 0 | 0 | 0
CC | 0.03 | 755.01 | 0 | 0 | 0 | 0
CSP | 0 | 0 | 0 | 0 | 0 | 0
CT | 201.5 | 0 | 0 | 0 | 0 | 0
Coal | 495 | 0 | 0 | 0 | 0 | 0
Geo | 0 | 0 | 0 | 0 | 0 | 0
H | 0 | 0 | 0 | 0 | 0 | 0
LFG | 0 | 0 | 0 | 0 | 0 | 0
Nuc | 0 | 0 | 734.92 | 9063.61 | 1860.17 | 1663.27
PS | 0 | 0 | 0 | 0 | 0 | 0
PV | 0 | 0 | 0 | 0 | 0 | 0
PeakG | 0 | 0 | 0 | 0 | 0 | 0
PeakO | 0 | 0 | 0 | 0 | 0 | 0
ST | 0 | 0 | 0 | 0 | 0 | 0
STOG | 0 | 0 | 0 | 0 | 0 | 0
STWD | 0 | 0 | 0 | 0 | 0 | 0
WT | 9 | 0 | 0 | 0 | 91 | 0
IGCC | 0 | 0 | 0 | 0 | 0 | 0
DemandResponse | 0 | 0 | 0 | 0 | 0 | 0
IGCC-CCS | 0 | 0 | 0 | 0 | 0 | 0
WT_off | 0 | 0 | 0 | 0 | 0 | 0
PseudoUnit | 0 | 0 | 0 | 0 | 0 | 0
FixedInterchange | 0 | 0 | 0 | 0 | 0 | 0
New Build Capacity by Reporting Type: BC
ReportingType | 2015 | 2020 | 2025 | 2030 | 2035 | 2040
BM | 0 | 0 | 0 | 0 | 0 | 0
CC | 1122.22 | 448.61 | 0 | 0 | 0 | 0
CSP | 0 | 0 | 0 | 0 | 0 | 0
CT | 0 | 0 | 0 | 0 | 0 | 0
Coal | 0 | 0 | 0 | 0 | 0 | 0
Geo | 0 | 0 | 0 | 0 | 0 | 0
H | 0 | 0 | 0 | 0 | 0 | 0
LFG | 0 | 0 | 0 | 0 | 0 | 0
Nuc | 0 | 0 | 452.51 | 1801.28 | 1118.9 | 1180.02
PS | 0 | 0 | 0 | 0 | 0 | 0
PV | 0 | 0 | 0 | 0 | 0 | 0
PeakG | 0 | 0 | 0 | 0 | 0 | 0
PeakO | 0 | 0 | 0 | 0 | 0 | 0
ST | 0 | 0 | 0 | 0 | 0 | 0
STOG | 0 | 0 | 0 | 0 | 0 | 0
STWD | 0 | 0 | 0 | 0 | 0 | 0
WT | 144 | 0 | 0 | 0 | 156 | 0
IGCC | 0 | 0 | 0 | 0 | 0 | 0
DemandResponse | 0 | 0 | 0 | 0 | 0 | 0
IGCC-CCS | 0 | 0 | 0 | 0 | 0 | 0
WT_off | 0 | 0 | 0 | 0 | 0 | 0
PseudoUnit | 0 | 0 | 0 | 0 | 0 | 0
FixedInterchange | 0 | 0 | 0 | 0 | 0 | 0
New Build Capacity by Reporting Type: HQ_IESO
ReportingType | 2015 | 2020 | 2025 | 2030 | 2035 | 2040
BM | 0 | 0 | 0 | 0 | 0 | 0
CC | 0 | 0 | 0 | 0 | 0 | 0
CSP | 0 | 0 | 0 | 0 | 0 | 0
CT | 0 | 0 | 0 | 0 | 0 | 0
Coal | 0 | 0 | 0 | 0 | 0 | 0
Geo | 0 | 0 | 0 | 0 | 0 | 0
H | 0 | 0 | 0 | 0 | 0 | 0
LFG | 0 | 0 | 0 | 0 | 0 | 0
Nuc | 0 | 0 | 0 | 0 | 0 | 0
PS | 0 | 0 | 0 | 0 | 0 | 0
PV | 0 | 0 | 0 | 0 | 0 | 0
PeakG | 0 | 0 | 0 | 0 | 0 | 0
PeakO | 0 | 0 | 0 | 0 | 0 | 0
ST | 0 | 0 | 0 | 0 | 0 | 0
STOG | 0 | 0 | 0 | 0 | 0 | 0
STWD | 0 | 0 | 0 | 0 | 0 | 0
WT | 0 | 0 | 0 | 0 | 0 | 0
IGCC | 0 | 0 | 0 | 0 | 0 | 0
DemandResponse | 0 | 0 | 0 | 0 | 0 | 0
IGCC-CCS | 0 | 0 | 0 | 0 | 0 | 0
WT_off | 0 | 0 | 0 | 0 | 0 | 0
PseudoUnit | 0 | 0 | 0 | 0 | 0 | 0
FixedInterchange | 0 | 0 | 0 | 0 | 0 | 0
New Build Capacity by Reporting Type: HQ_NEISO
ReportingType | 2015 | 2020 | 2025 | 2030 | 2035 | 2040
BM | 0 | 0 | 0 | 0 | 0 | 0
CC | 0 | 0 | 0 | 0 | 0 | 0
CSP | 0 | 0 | 0 | 0 | 0 | 0
CT | 0 | 0 | 0 | 0 | 0 | 0
Coal | 0 | 0 | 0 | 0 | 0 | 0
Geo | 0 | 0 | 0 | 0 | 0 | 0
H | 0 | 0 | 0 | 0 | 0 | 0
LFG | 0 | 0 | 0 | 0 | 0 | 0
Nuc | 0 | 0 | 0 | 0 | 0 | 0
PS | 0 | 0 | 0 | 0 | 0 | 0
PV | 0 | 0 | 0 | 0 | 0 | 0
PeakG | 0 | 0 | 0 | 0 | 0 | 0
PeakO | 0 | 0 | 0 | 0 | 0 | 0
ST | 0 | 0 | 0 | 0 | 0 | 0
STOG | 0 | 0 | 0 | 0 | 0 | 0
STWD | 0 | 0 | 0 | 0 | 0 | 0
WT | 0 | 0 | 0 | 0 | 0 | 0
IGCC | 0 | 0 | 0 | 0 | 0 | 0
DemandResponse | 0 | 0 | 0 | 0 | 0 | 0
IGCC-CCS | 0 | 0 | 0 | 0 | 0 | 0
WT_off | 0 | 0 | 0 | 0 | 0 | 0
PseudoUnit | 0 | 0 | 0 | 300 | 0 | 0
FixedInterchange | 0 | 0 | 0 | 0 | 0 | 0
New Build Capacity by Reporting Type: HQ_NY
ReportingType | 2015 | 2020 | 2025 | 2030 | 2035 | 2040
BM | 0 | 0 | 0 | 0 | 0 | 0
CC | 0 | 0 | 0 | 0 | 0 | 0
CSP | 0 | 0 | 0 | 0 | 0 | 0
CT | 0 | 0 | 0 | 0 | 0 | 0
Coal | 0 | 0 | 0 | 0 | 0 | 0
Geo | 0 | 0 | 0 | 0 | 0 | 0
H | 0 | 0 | 0 | 0 | 0 | 0
LFG | 0 | 0 | 0 | 0 | 0 | 0
Nuc | 0 | 0 | 0 | 0 | 0 | 0
PS | 0 | 0 | 0 | 0 | 0 | 0
PV | 0 | 0 | 0 | 0 | 0 | 0
PeakG | 0 | 0 | 0 | 0 | 0 | 0
PeakO | 0 | 0 | 0 | 0 | 0 | 0
ST | 0 | 0 | 0 | 0 | 0 | 0
STOG | 0 | 0 | 0 | 0 | 0 | 0
STWD | 0 | 0 | 0 | 0 | 0 | 0
WT | 0 | 0 | 0 | 0 | 0 | 0
IGCC | 0 | 0 | 0 | 0 | 0 | 0
DemandResponse | 0 | 0 | 0 | 0 | 0 | 0
IGCC-CCS | 0 | 0 | 0 | 0 | 0 | 0
WT_off | 0 | 0 | 0 | 0 | 0 | 0
PseudoUnit | 0 | 0 | 2500 | 0 | 0 | 0
FixedInterchange | 0 | 0 | 0 | 0 | 0 | 0
New Build Capacity by Reporting Type: MARITIMES
ReportingType | 2015 | 2020 | 2025 | 2030 | 2035 | 2040
BM | 0 | 0 | 0 | 0 | 0 | 0
CC | 0 | 0 | 0 | 0 | 0 | 0
CSP | 0 | 0 | 0 | 0 | 0 | 0
CT | 0 | 0 | 0 | 0 | 0 | 0
Coal | 0 | 0 | 0 | 0 | 0 | 0
Geo | 0 | 0 | 0 | 0 | 0 | 0
H | 0 | 0 | 0 | 0 | 0 | 0
LFG | 0 | 0 | 0 | 0 | 0 | 0
Nuc | 0 | 0 | 0 | 0 | 0 | 0
PS | 0 | 0 | 0 | 0 | 0 | 0
PV | 0 | 0 | 0 | 0 | 0 | 0
PeakG | 0 | 0 | 0 | 0 | 0 | 0
PeakO | 0 | 0 | 0 | 0 | 0 | 0
ST | 0 | 0 | 0 | 0 | 0 | 0
STOG | 0 | 0 | 0 | 0 | 0 | 0
STWD | 0 | 0 | 0 | 0 | 0 | 0
WT | 0 | 0 | 0 | 0 | 0 | 0
IGCC | 0 | 0 | 0 | 0 | 0 | 0
DemandResponse | 0 | 0 | 0 | 0 | 0 | 0
IGCC-CCS | 0 | 0 | 0 | 0 | 0 | 0
WT_off | 0 | 0 | 0 | 0 | 0 | 0
PseudoUnit | 0 | 0 | 0 | 500 | 0 | 0
FixedInterchange | 0 | 0 | 0 | 0 | 0 | 0
New Build Capacity by Reporting Type: All
ReportingType | 2015 | 2020 | 2025 | 2030 | 2035 | 2040
BM | 1251 | 357.67 | 742.28 | 193.42 | 58618.14 | 39233.12
CC | 121273.09 | 99375.31 | 13296.04 | 10187.61 | 2668.97 | 619.58
CSP | 0 | 0 | 0 | 0 | 0 | 0
CT | 6393.85 | 4673.27 | 384.17 | 2248.63 | 4113.85 | 8620.58
Coal | 10763.64 | 0 | 0 | 0 | 0 | 0
Geo | 136 | 2075 | 4429 | 0 | 0 | 0
H | 0 | 1199 | 2548.01 | 3497.01 | 1337.99 | 1666
LFG | 192 | 1953 | 2210 | 724 | 0 | 0
Nuc | 2740.56 | 4530 | 10689.52 | 39310.59 | 50000 | 50000
PS | 0 | 0 | 0 | 0 | 0 | 0
PV | 1246 | 2285.53 | 1187.4 | 420.37 | 1617.13 | 4499.13
PeakG | 0 | 0 | 0 | 0 | 0 | 0
PeakO | 0 | 0 | 0 | 0 | 0 | 0
ST | 760 | 929.62 | 316.72 | 816.25 | 3117.32 | 3319.01
STOG | 0 | 0 | 0 | 0 | 0 | 0
STWD | 0 | 0 | 0 | 0 | 0 | 0
WT | 25342 | 127692.77 | 145624.79 | 179983.89 | 93997.38 | 39408.65
IGCC | 618 | 0 | 0 | 0 | 0 | 0
DemandResponse | 0 | 0 | 0 | 0 | 0 | 0
IGCC-CCS | 0 | 0 | 0 | 0 | 5466.23 | 41684.7
WT_off | 469 | 0 | 1100 | 0 | 20076.61 | 16642.95
PseudoUnit | 0 | 0 | 2500 | 800 | 0 | 0
FixedInterchange | 0 | 0 | 0 | 0 | 0 | 0
New Build Capacity by Reporting Type: EI_US
ReportingType | 2015 | 2020 | 2025 | 2030 | 2035 | 2040
BM | 741.12 | 357.67 | 742.28 | 193.42 | 43507.37 | 29627.23
CC | 89061.08 | 78033.93 | 953.95 | 8610.94 | 2668.97 | 619.58
CSP | 0 | 0 | 0 | 0 | 0 | 0
CT | 4323.75 | 4673.27 | 384.17 | 1632.97 | 4113.85 | 5341.87
Coal | 7858.64 | 0 | 0 | 0 | 0 | 0
Geo | 0 | 0 | 0 | 0 | 0 | 0
H | 0 | 504 | 1053 | 787.01 | 1002.99 | 1038
LFG | 141.4 | 512 | 2086.28 | 479.33 | 0 | 0
Nuc | 2740.56 | 4530 | 9502.09 | 21805.09 | 33781.05 | 42599.35
PS | 0 | 0 | 0 | 0 | 0 | 0
PV | 57.74 | 2285.53 | 1187.4 | 420.37 | 272.23 | 2345.7
PeakG | 0 | 0 | 0 | 0 | 0 | 0
PeakO | 0 | 0 | 0 | 0 | 0 | 0
ST | 0 | 0 | 0 | 0 | 0 | 0
STOG | 0 | 0 | 0 | 0 | 0 | 0
STWD | 0 | 0 | 0 | 0 | 0 | 0
WT | 19786.6 | 105565.89 | 120222.85 | 117916.39 | 69403.83 | 28257.61
IGCC | 618 | 0 | 0 | 0 | 0 | 0
DemandResponse | 0 | 0 | 0 | 0 | 0 | 0
IGCC-CCS | 0 | 0 | 0 | 0 | 0 | 9321.57
WT_off | 469 | 0 | 1100 | 0 | 20076.58 | 16642.95
PseudoUnit | 0 | 0 | 2500 | 800 | 0 | 0
FixedInterchange | 0 | 0 | 0 | 0 | 0 | 0
New Build Capacity by Reporting Type: EI_Canada
ReportingType | 2015 | 2020 | 2025 | 2030 | 2035 | 2040
BM | 326.33 | 0 | 0 | 0 | 0 | 0.67
CC | 1972.48 | 0 | 0 | 0 | 0 | 0
CSP | 0 | 0 | 0 | 0 | 0 | 0
CT | 368 | 0 | 0 | 0 | 0 | 3278.71
Coal | 0 | 0 | 0 | 0 | 0 | 0
Geo | 0 | 0 | 0 | 0 | 0 | 0
H | 0 | 695 | 1495 | 2710 | 0 | 0
LFG | 14.5 | 0 | 0 | 0.5 | 0 | 0
Nuc | 0 | 0 | 0 | 0 | 0 | 177.51
PS | 0 | 0 | 0 | 0 | 0 | 0
PV | 1067.26 | 0 | 0 | 0 | 0 | 0
PeakG | 0 | 0 | 0 | 0 | 0 | 0
PeakO | 0 | 0 | 0 | 0 | 0 | 0
ST | 0 | 0 | 0 | 0 | 0 | 0
STOG | 0 | 0 | 0 | 0 | 0 | 0
STWD | 0 | 0 | 0 | 0 | 0 | 0
WT | 2408.3 | 0 | 0 | 0 | 18859.74 | 2326.36
IGCC | 0 | 0 | 0 | 0 | 0 | 0
DemandResponse | 0 | 0 | 0 | 0 | 0 | 0
IGCC-CCS | 0 | 0 | 0 | 0 | 0 | 0
WT_off | 0 | 0 | 0 | 0 | 0 | 0
PseudoUnit | 0 | 0 | 0 | 0 | 0 | 0
FixedInterchange | 0 | 0 | 0 | 0 | 0 | 0
New Build Capacity by Reporting Type: EI
ReportingType | 2015 | 2020 | 2025 | 2030 | 2035 | 2040
BM | 1067.45 | 357.67 | 742.28 | 193.42 | 43507.37 | 29627.89
CC | 91033.57 | 78033.93 | 953.95 | 8610.94 | 2668.97 | 619.58
CSP | 0 | 0 | 0 | 0 | 0 | 0
CT | 4691.75 | 4673.27 | 384.17 | 1632.97 | 4113.85 | 8620.58
Coal | 7858.64 | 0 | 0 | 0 | 0 | 0
Geo | 0 | 0 | 0 | 0 | 0 | 0
H | 0 | 1199 | 2548.01 | 3497.01 | 1002.99 | 1038
LFG | 155.9 | 512 | 2086.28 | 479.83 | 0 | 0
Nuc | 2740.56 | 4530 | 9502.09 | 21805.09 | 33781.05 | 42776.86
PS | 0 | 0 | 0 | 0 | 0 | 0
PV | 1125 | 2285.53 | 1187.4 | 420.37 | 272.23 | 2345.7
PeakG | 0 | 0 | 0 | 0 | 0 | 0
PeakO | 0 | 0 | 0 | 0 | 0 | 0
ST | 0 | 0 | 0 | 0 | 0 | 0
STOG | 0 | 0 | 0 | 0 | 0 | 0
STWD | 0 | 0 | 0 | 0 | 0 | 0
WT | 22194.9 | 105565.89 | 120222.85 | 117916.39 | 88263.57 | 30583.97
IGCC | 618 | 0 | 0 | 0 | 0 | 0
DemandResponse | 0 | 0 | 0 | 0 | 0 | 0
IGCC-CCS | 0 | 0 | 0 | 0 | 0 | 9321.57
WT_off | 469 | 0 | 1100 | 0 | 20076.58 | 16642.95
PseudoUnit | 0 | 0 | 2500 | 800 | 0 | 0
FixedInterchange | 0 | 0 | 0 | 0 | 0 | 0
New Build Capacity by Reporting Type: Outside_EI
ReportingType | 2015 | 2020 | 2025 | 2030 | 2035 | 2040
BM | 183.55 | 0 | 0 | 0 | 15110.78 | 9605.23
CC | 30239.52 | 21341.38 | 12342.09 | 1576.67 | 0 | 0
CSP | 0 | 0 | 0 | 0 | 0 | 0
CT | 1702.1 | 0 | 0 | 615.66 | 0 | 0
Coal | 2905 | 0 | 0 | 0 | 0 | 0
Geo | 136 | 2075 | 4429 | 0 | 0 | 0
H | 0 | 0 | 0 | 0 | 335 | 628
LFG | 36.1 | 1441 | 123.72 | 244.17 | 0 | 0
Nuc | 0 | 0 | 1187.43 | 17505.5 | 16218.95 | 7223.14
PS | 0 | 0 | 0 | 0 | 0 | 0
PV | 121 | 0 | 0 | 0 | 1344.9 | 2153.43
PeakG | 0 | 0 | 0 | 0 | 0 | 0
PeakO | 0 | 0 | 0 | 0 | 0 | 0
ST | 760 | 929.62 | 316.72 | 816.25 | 3117.32 | 3319.01
STOG | 0 | 0 | 0 | 0 | 0 | 0
STWD | 0 | 0 | 0 | 0 | 0 | 0
WT | 3147.1 | 22126.88 | 25401.94 | 62067.5 | 5733.81 | 8824.68
IGCC | 0 | 0 | 0 | 0 | 0 | 0
DemandResponse | 0 | 0 | 0 | 0 | 0 | 0
IGCC-CCS | 0 | 0 | 0 | 0 | 5466.22 | 32363.12
WT_off | 0 | 0 | 0 | 0 | 0.03 | 0
PseudoUnit | 0 | 0 | 0 | 0 | 0 | 0
FixedInterchange | 0 | 0 | 0 | 0 | 0 | 0
#2 | Cumulative New Build Capacity (MW)
Cumulative New Build Capacity by Reporting Type: Entergy
ReportingType | 2015 | 2020 | 2025 | 2030 | 2035 | 2040
BM | 0 | 0 | 0 | 0 | 336.51 | 8972.87
CC | 4452.06 | 11007.69 | 11164.22 | 11164.23 | 11164.23 | 11164.23
CSP | 0 | 0 | 0 | 0 | 0 | 0
CT | 0 | 0 | 0 | 0 | 0 | 0
Coal | 720 | 720 | 720 | 720 | 720 | 720
Geo | 0 | 0 | 0 | 0 | 0 | 0
H | 0 | 0 | 0 | 106.01 | 1109 | 1109
LFG | 0 | 0 | 107.4 | 107.4 | 107.4 | 107.4
Nuc | 170 | 170 | 170 | 170 | 170 | 170
PS | 0 | 0 | 0 | 0 | 0 | 0
PV | 0.29 | 67.9 | 106.13 | 112.06 | 118.91 | 129.5
PeakG | 0 | 0 | 0 | 0 | 0 | 0
PeakO | 0 | 0 | 0 | 0 | 0 | 0
ST | 0 | 0 | 0 | 0 | 0 | 0
STOG | 0 | 0 | 0 | 0 | 0 | 0
STWD | 0 | 0 | 0 | 0 | 0 | 0
WT | 0 | 0 | 0 | 100 | 2400 | 2400
IGCC | 0 | 0 | 0 | 0 | 0 | 0
DemandResponse | 0 | 0 | 0 | 0 | 0 | 0
IGCC-CCS | 0 | 0 | 0 | 0 | 0 | 0
WT_off | 0 | 0 | 0 | 0 | 0 | 0
PseudoUnit | 0 | 0 | 0 | 0 | 0 | 0
FixedInterchange | 0 | 0 | 0 | 0 | 0 | 0
Cumulative New Build Capacity by Reporting Type: FRCC
ReportingType | 2015 | 2020 | 2025 | 2030 | 2035 | 2040
BM | 0 | 0 | 0 | 0 | 2001.91 | 2001.91
CC | 14506.88 | 17776.5 | 17776.51 | 17776.51 | 17776.51 | 17776.51
CSP | 0 | 0 | 0 | 0 | 0 | 0
CT | 2480 | 2480 | 2480 | 2480 | 2480 | 2480
Coal | 0 | 0 | 0 | 0 | 0 | 0
Geo | 0 | 0 | 0 | 0 | 0 | 0
H | 0 | 0 | 0 | 0 | 0 | 28
LFG | 0 | 0 | 198 | 198 | 198 | 198
Nuc | 229.33 | 229.33 | 5544.31 | 11661.73 | 26106.07 | 37025.14
PS | 0 | 0 | 0 | 0 | 0 | 0
PV | 0 | 0 | 0 | 0 | 0 | 0
PeakG | 0 | 0 | 0 | 0 | 0 | 0
PeakO | 0 | 0 | 0 | 0 | 0 | 0
ST | 0 | 0 | 0 | 0 | 0 | 0
STOG | 0 | 0 | 0 | 0 | 0 | 0
STWD | 0 | 0 | 0 | 0 | 0 | 0
WT | 0 | 0 | 0 | 0 | 0 | 0
IGCC | 0 | 0 | 0 | 0 | 0 | 0
DemandResponse | 0 | 0 | 0 | 0 | 0 | 0
IGCC-CCS | 0 | 0 | 0 | 0 | 0 | 0
WT_off | 0 | 0 | 0 | 0 | 0 | 0
PseudoUnit | 0 | 0 | 0 | 0 | 0 | 0
FixedInterchange | 0 | 0 | 0 | 0 | 0 | 0
Cumulative New Build Capacity by Reporting Type: MAPP_US
ReportingType | 2015 | 2020 | 2025 | 2030 | 2035 | 2040
BM | 0 | 0 | 0 | 0 | 540.16 | 2602.84
CC | 0 | 4.98 | 164.98 | 250.83 | 250.83 | 250.83
CSP | 0 | 0 | 0 | 0 | 0 | 0
CT | 308.3 | 787.72 | 787.72 | 1306.27 | 1306.27 | 1306.27
Coal | 0 | 0 | 0 | 0 | 0 | 0
Geo | 0 | 0 | 0 | 0 | 0 | 0
H | 0 | 0 | 0 | 0 | 0 | 0
LFG | 0 | 0 | 0 | 71.67 | 71.67 | 71.67
Nuc | 0 | 0 | 0 | 0 | 0 | 0
PS | 0 | 0 | 0 | 0 | 0 | 0
PV | 0 | 0 | 0 | 0 | 0 | 0
PeakG | 0 | 0 | 0 | 0 | 0 | 0
PeakO | 0 | 0 | 0 | 0 | 0 | 0
ST | 0 | 0 | 0 | 0 | 0 | 0
STOG | 0 | 0 | 0 | 0 | 0 | 0
STWD | 0 | 0 | 0 | 0 | 0 | 0
WT | 421.3 | 4370.51 | 4370.51 | 4370.51 | 4370.51 | 4370.51
IGCC | 0 | 0 | 0 | 0 | 0 | 0
DemandResponse | 0 | 0 | 0 | 0 | 0 | 0
IGCC-CCS | 0 | 0 | 0 | 0 | 0 | 0
WT_off | 0 | 0 | 0 | 0 | 0 | 0
PseudoUnit | 0 | 0 | 0 | 0 | 0 | 0
FixedInterchange | 0 | 0 | 0 | 0 | 0 | 0
Cumulative New Build Capacity by Reporting Type: MISO_IN
ReportingType | 2015 | 2020 | 2025 | 2030 | 2035 | 2040
BM | 0 | 0 | 0 | 0 | 0.22 | 6144.51
CC | 1405.96 | 16152.8 | 16152.8 | 16152.8 | 16152.8 | 16152.8
CSP | 0 | 0 | 0 | 0 | 0 | 0
CT | 0 | 0 | 0 | 0 | 0 | 0
Coal | 0 | 0 | 0 | 0 | 0 | 0
Geo | 0 | 0 | 0 | 0 | 0 | 0
H | 0 | 0 | 0 | 0 | 0 | 0
LFG | 0 | 0 | 80.13 | 80.13 | 80.13 | 80.13
Nuc | 0 | 0 | 0 | 0 | 0 | 0
PS | 0 | 0 | 0 | 0 | 0 | 0
PV | 0 | 250.44 | 398.82 | 429.92 | 456.79 | 492.87
PeakG | 0 | 0 | 0 | 0 | 0 | 0
PeakO | 0 | 0 | 0 | 0 | 0 | 0
ST | 0 | 0 | 0 | 0 | 0 | 0
STOG | 0 | 0 | 0 | 0 | 0 | 0
STWD | 0 | 0 | 0 | 0 | 0 | 0
WT | 0 | 0 | 0 | 51738.01 | 51738.02 | 51738.02
IGCC | 618 | 618 | 618 | 618 | 618 | 618
DemandResponse | 0 | 0 | 0 | 0 | 0 | 0
IGCC-CCS | 0 | 0 | 0 | 0 | 0 | 0
WT_off | 0 | 0 | 0 | 0 | 0 | 0
PseudoUnit | 0 | 0 | 0 | 0 | 0 | 0
FixedInterchange | 0 | 0 | 0 | 0 | 0 | 0
Cumulative New Build Capacity by Reporting Type: MISO_MI
ReportingType | 2015 | 2020 | 2025 | 2030 | 2035 | 2040
BM | 0 | 0 | 0 | 0 | 2315.97 | 6144.51
CC | 2682.48 | 6988.83 | 6988.83 | 6988.83 | 6988.83 | 6988.83
CSP | 0 | 0 | 0 | 0 | 0 | 0
CT | 0 | 0.01 | 0.01 | 0.01 | 0.01 | 0.01
Coal | 0 | 0 | 0 | 0 | 0 | 0
Geo | 0 | 0 | 0 | 0 | 0 | 0
H | 0 | 0 | 0 | 0 | 0 | 0
LFG | 0 | 6.93 | 160.25 | 160.25 | 160.25 | 160.25
Nuc | 0 | 0 | 0 | 0 | 0 | 0
PS | 0 | 0 | 0 | 0 | 0 | 0
PV | 0 | 0 | 0 | 0 | 0 | 0
PeakG | 0 | 0 | 0 | 0 | 0 | 0
PeakO | 0 | 0 | 0 | 0 | 0 | 0
ST | 0 | 0 | 0 | 0 | 0 | 0
STOG | 0 | 0 | 0 | 0 | 0 | 0
STWD | 0 | 0 | 0 | 0 | 0 | 0
WT | 2000 | 2600 | 2781.15 | 2913.98 | 2913.98 | 9183.65
IGCC | 0 | 0 | 0 | 0 | 0 | 0
DemandResponse | 0 | 0 | 0 | 0 | 0 | 0
IGCC-CCS | 0 | 0 | 0 | 0 | 0 | 0
WT_off | 0 | 0 | 0 | 0 | 0 | 0
PseudoUnit | 0 | 0 | 0 | 0 | 0 | 0
FixedInterchange | 0 | 0 | 0 | 0 | 0 | 0
Cumulative New Build Capacity by Reporting Type: MISO_MO-IL
ReportingType | 2015 | 2020 | 2025 | 2030 | 2035 | 2040
BM | 0 | 0 | 0 | 0 | 244.62 | 3722.64
CC | 0.01 | 5385.89 | 5385.9 | 5385.9 | 5385.9 | 5385.9
CSP | 0 | 0 | 0 | 0 | 0 | 0
CT | 0 | 0 | 0 | 0 | 0 | 0
Coal | 1790 | 1790 | 1790 | 1790 | 1790 | 1790
Geo | 0 | 0 | 0 | 0 | 0 | 0
H | 0 | 0 | 280 | 280 | 280 | 280
LFG | 0 | 0 | 223.33 | 223.33 | 223.33 | 223.33
Nuc | 0 | 0 | 0 | 0 | 0 | 0
PS | 0 | 0 | 0 | 0 | 0 | 0
PV | 0 | 0 | 0 | 0 | 0 | 0
PeakG | 0 | 0 | 0 | 0 | 0 | 0
PeakO | 0 | 0 | 0 | 0 | 0 | 0
ST | 0 | 0 | 0 | 0 | 0 | 0
STOG | 0 | 0 | 0 | 0 | 0 | 0
STWD | 0 | 0 | 0 | 0 | 0 | 0
WT | 300 | 300 | 5900 | 19415.86 | 19415.86 | 19415.86
IGCC | 0 | 0 | 0 | 0 | 0 | 0
DemandResponse | 0 | 0 | 0 | 0 | 0 | 0
IGCC-CCS | 0 | 0 | 0 | 0 | 0 | 0
WT_off | 0 | 0 | 0 | 0 | 0 | 0
PseudoUnit | 0 | 0 | 0 | 0 | 0 | 0
FixedInterchange | 0 | 0 | 0 | 0 | 0 | 0
Cumulative New Build Capacity by Reporting Type: MISO_W
ReportingType | 2015 | 2020 | 2025 | 2030 | 2035 | 2040
BM | 0 | 0 | 0 | 0 | 0 | 0
CC | 0.02 | 528.76 | 528.77 | 528.77 | 528.77 | 528.77
CSP | 0 | 0 | 0 | 0 | 0 | 0
CT | 0 | 0.01 | 0.01 | 0.01 | 0.02 | 0.02
Coal | 0 | 0 | 0 | 0 | 0 | 0
Geo | 0 | 0 | 0 | 0 | 0 | 0
H | 0 | 0 | 0 | 0 | 0 | 0
LFG | 0 | 0 | 0 | 71.67 | 71.67 | 71.67
Nuc | 94.33 | 94.33 | 94.33 | 94.33 | 94.33 | 94.33
PS | 0 | 0 | 0 | 0 | 0 | 0
PV | 0 | 0 | 0 | 0 | 0 | 0
PeakG | 0 | 0 | 0 | 0 | 0 | 0
PeakO | 0 | 0 | 0 | 0 | 0 | 0
ST | 0 | 0 | 0 | 0 | 0 | 0
STOG | 0 | 0 | 0 | 0 | 0 | 0
STWD | 0 | 0 | 0 | 0 | 0 | 0
WT | 2800.5 | 2800.5 | 69293.2 | 70148.84 | 73734.08 | 76762.71
IGCC | 0 | 0 | 0 | 0 | 0 | 0
DemandResponse | 0 | 0 | 0 | 0 | 0 | 0
IGCC-CCS | 0 | 0 | 0 | 0 | 0 | 0
WT_off | 0 | 0 | 0 | 0 | 0 | 0
PseudoUnit | 0 | 0 | 0 | 0 | 0 | 0
FixedInterchange | 0 | 0 | 0 | 0 | 0 | 0
Cumulative New Build Capacity by Reporting Type: MISO_WUMS
ReportingType | 2015 | 2020 | 2025 | 2030 | 2035 | 2040
BM | 0 | 0 | 0 | 0 | 3200.79 | 3200.79
CC | 5432.56 | 9087.88 | 9087.88 | 9087.88 | 9087.88 | 9087.88
CSP | 0 | 0 | 0 | 0 | 0 | 0
CT | 0 | 1251.43 | 1635.59 | 1635.59 | 3356.29 | 3356.29
Coal | 615 | 615 | 615 | 615 | 615 | 615
Geo | 0 | 0 | 0 | 0 | 0 | 0
H | 0 | 1 | 1 | 1 | 1 | 1
LFG | 0 | 0 | 223.33 | 223.33 | 223.33 | 223.33
Nuc | 235 | 235 | 235 | 235 | 235 | 235
PS | 0 | 0 | 0 | 0 | 0 | 0
PV | 0 | 0 | 0 | 0 | 0 | 0
PeakG | 0 | 0 | 0 | 0 | 0 | 0
PeakO | 0 | 0 | 0 | 0 | 0 | 0
ST | 0 | 0 | 0 | 0 | 0 | 0
STOG | 0 | 0 | 0 | 0 | 0 | 0
STWD | 0 | 0 | 0 | 0 | 0 | 0
WT | 968.9 | 968.9 | 999.7 | 4919.03 | 13081.13 | 16810
IGCC | 0 | 0 | 0 | 0 | 0 | 0
DemandResponse | 0 | 0 | 0 | 0 | 0 | 0
IGCC-CCS | 0 | 0 | 0 | 0 | 0 | 0
WT_off | 0 | 0 | 0 | 0 | 0 | 0
PseudoUnit | 0 | 0 | 0 | 0 | 0 | 0
FixedInterchange | 0 | 0 | 0 | 0 | 0 | 0
Cumulative New Build Capacity by Reporting Type: Nebraska
ReportingType | 2015 | 2020 | 2025 | 2030 | 2035 | 2040
BM | 0 | 0 | 0 | 0 | 0 | 0
CC | 0 | 0 | 0.01 | 0.01 | 0.01 | 0.01
CSP | 0 | 0 | 0 | 0 | 0 | 0
CT | 0 | 0 | 0 | 0 | 0 | 0
Coal | 232.1 | 232.1 | 232.1 | 232.1 | 232.1 | 232.1
Geo | 0 | 0 | 0 | 0 | 0 | 0
H | 0 | 0 | 0 | 0 | 0 | 0
LFG | 0 | 0 | 0 | 71.67 | 71.67 | 71.67
Nuc | 0 | 0 | 0 | 0 | 0 | 0
PS | 0 | 0 | 0 | 0 | 0 | 0
PV | 0 | 0 | 0 | 0 | 0 | 0
PeakG | 0 | 0 | 0 | 0 | 0 | 0
PeakO | 0 | 0 | 0 | 0 | 0 | 0
ST | 0 | 0 | 0 | 0 | 0 | 0
STOG | 0 | 0 | 0 | 0 | 0 | 0
STWD | 0 | 0 | 0 | 0 | 0 | 0
WT | 202 | 18430.37 | 18633.15 | 21904.09 | 24403.85 | 24403.85
IGCC | 0 | 0 | 0 | 0 | 0 | 0
DemandResponse | 0 | 0 | 0 | 0 | 0 | 0
IGCC-CCS | 0 | 0 | 0 | 0 | 0 | 0
WT_off | 0 | 0 | 0 | 0 | 0 | 0
PseudoUnit | 0 | 0 | 0 | 0 | 0 | 0
FixedInterchange | 0 | 0 | 0 | 0 | 0 | 0
Cumulative New Build Capacity by Reporting Type: NEISO
ReportingType | 2015 | 2020 | 2025 | 2030 | 2035 | 2040
BM | 252.2 | 252.2 | 252.2 | 252.2 | 252.2 | 252.2
CC | 2049.5 | 2049.5 | 2049.5 | 2049.5 | 2049.51 | 2049.51
CSP | 0 | 0 | 0 | 0 | 0 | 0
CT | 334 | 334 | 334 | 334 | 605.85 | 873.86
Coal | 0 | 0 | 0 | 0 | 0 | 0
Geo | 0 | 0 | 0 | 0 | 0 | 0
H | 0 | 0 | 0 | 3 | 3 | 3
LFG | 49.26 | 49.26 | 119 | 119 | 119 | 119
Nuc | 0 | 0 | 0 | 0 | 0 | 0
PS | 0 | 0 | 0 | 0 | 0 | 0
PV | 0 | 322.27 | 333.29 | 345.89 | 374.09 | 384.34
PeakG | 0 | 0 | 0 | 0 | 0 | 0
PeakO | 0 | 0 | 0 | 0 | 0 | 0
ST | 0 | 0 | 0 | 0 | 0 | 0
STOG | 0 | 0 | 0 | 0 | 0 | 0
STWD | 0 | 0 | 0 | 0 | 0 | 0
WT | 231.2 | 3467.62 | 5280 | 5909.78 | 22180 | 22180
IGCC | 0 | 0 | 0 | 0 | 0 | 0
DemandResponse | 0 | 0 | 0 | 0 | 0 | 0
IGCC-CCS | 0 | 0 | 0 | 0 | 0 | 0
WT_off | 468 | 468 | 468 | 468 | 1485.35 | 6838.62
PseudoUnit | 0 | 0 | 0 | 0 | 0 | 0
FixedInterchange | 0 | 0 | 0 | 0 | 0 | 0
Cumulative New Build Capacity by Reporting Type: NonRTO_Midwest
ReportingType | 2015 | 2020 | 2025 | 2030 | 2035 | 2040
BM | 0 | 0 | 0 | 0 | 2244.76 | 6144.51
CC | 2290.49 | 6042.84 | 6042.84 | 6042.84 | 6042.84 | 6042.84
CSP | 0 | 0 | 0 | 0 | 0 | 0
CT | 0 | 0 | 0 | 0 | 0 | 0
Coal | 0 | 0 | 0 | 0 | 0 | 0
Geo | 0 | 0 | 0 | 0 | 0 | 0
H | 0 | 0 | 746 | 746 | 746 | 746
LFG | 0 | 0 | 160.25 | 160.25 | 160.25 | 160.25
Nuc | 0 | 0 | 0 | 0 | 0 | 0
PS | 0 | 0 | 0 | 0 | 0 | 0
PV | 0 | 0 | 0 | 0 | 0 | 0
PeakG | 0 | 0 | 0 | 0 | 0 | 0
PeakO | 0 | 0 | 0 | 0 | 0 | 0
ST | 0 | 0 | 0 | 0 | 0 | 0
STOG | 0 | 0 | 0 | 0 | 0 | 0
STWD | 0 | 0 | 0 | 0 | 0 | 0
WT | 0 | 0 | 0 | 0 | 0 | 0
IGCC | 0 | 0 | 0 | 0 | 0 | 0
DemandResponse | 0 | 0 | 0 | 0 | 0 | 0
IGCC-CCS | 0 | 0 | 0 | 0 | 0 | 0
WT_off | 0 | 0 | 0 | 0 | 0 | 0
PseudoUnit | 0 | 0 | 0 | 0 | 0 | 0
FixedInterchange | 0 | 0 | 0 | 0 | 0 | 0
Cumulative New Build Capacity by Reporting Type: NYISO_A-F
ReportingType | 2015 | 2020 | 2025 | 2030 | 2035 | 2040
BM | 0 | 0 | 0 | 0 | 0 | 1000
CC | 639 | 639 | 639 | 639 | 639 | 639
CSP | 0 | 0 | 0 | 0 | 0 | 0
CT | 0 | 0 | 0 | 0 | 0 | 0
Coal | 0 | 0 | 0 | 0 | 0 | 0
Geo | 0 | 0 | 0 | 0 | 0 | 0
H | 0 | 0 | 0 | 0 | 0 | 0
LFG | 6.4 | 6.4 | 74.33 | 74.33 | 74.33 | 74.33
Nuc | 168 | 168 | 168 | 168 | 168 | 168.01
PS | 0 | 0 | 0 | 0 | 0 | 0
PV | 0 | 0 | 0 | 0 | 0 | 0.04
PeakG | 0 | 0 | 0 | 0 | 0 | 0
PeakO | 0 | 0 | 0 | 0 | 0 | 0
ST | 0 | 0 | 0 | 0 | 0 | 0
STOG | 0 | 0 | 0 | 0 | 0 | 0
STWD | 0 | 0 | 0 | 0 | 0 | 0
WT | 2476.3 | 3186.1 | 3186.1 | 13490 | 13490 | 13490
IGCC | 0 | 0 | 0 | 0 | 0 | 0
DemandResponse | 0 | 0 | 0 | 0 | 0 | 0
IGCC-CCS | 0 | 0 | 0 | 0 | 0 | 0
WT_off | 0 | 0 | 0 | 0 | 0 | 0
PseudoUnit | 0 | 0 | 0 | 0 | 0 | 0
FixedInterchange | 0 | 0 | 0 | 0 | 0 | 0
Cumulative New Build Capacity by Reporting Type: NYISO_G-I
ReportingType | 2015 | 2020 | 2025 | 2030 | 2035 | 2040
BM | 0 | 0 | 0 | 0 | 524.74 | 800
CC | 0 | 1214.06 | 1361.41 | 1361.41 | 1361.41 | 1361.41
CSP | 0 | 0 | 0 | 0 | 0 | 0
CT | 0 | 0 | 0 | 0 | 0 | 0
Coal | 0 | 0 | 0 | 0 | 0 | 0
Geo | 0 | 0 | 0 | 0 | 0 | 0
H | 0 | 0 | 0 | 0 | 0 | 0
LFG | 0 | 0 | 74.33 | 74.33 | 74.33 | 74.33
Nuc | 0 | 0 | 0 | 0 | 0 | 2338.28
PS | 0 | 0 | 0 | 0 | 0 | 0
PV | 0 | 0 | 0 | 0 | 0 | 1999.99
PeakG | 0 | 0 | 0 | 0 | 0 | 0
PeakO | 0 | 0 | 0 | 0 | 0 | 0
ST | 0 | 0 | 0 | 0 | 0 | 0
STOG | 0 | 0 | 0 | 0 | 0 | 0
STWD | 0 | 0 | 0 | 0 | 0 | 0
WT | 0 | 60 | 60.01 | 360 | 360 | 360
IGCC | 0 | 0 | 0 | 0 | 0 | 0
DemandResponse | 0 | 0 | 0 | 0 | 0 | 0
IGCC-CCS | 0 | 0 | 0 | 0 | 0 | 0
WT_off | 0 | 0 | 0 | 0 | 0 | 0
PseudoUnit | 0 | 0 | 0 | 0 | 0 | 0
FixedInterchange | 0 | 0 | 0 | 0 | 0 | 0
Cumulative New Build Capacity by Reporting Type: NYISO_J-K
ReportingType | 2015 | 2020 | 2025 | 2030 | 2035 | 2040
BM | 0 | 0 | 0 | 0 | 0 | 0
CC | 1175.4 | 1175.4 | 1175.41 | 2915.01 | 5583.97 | 6203.55
CSP | 0 | 0 | 0 | 0 | 0 | 0
CT | 0 | 0 | 0 | 0 | 0 | 0
Coal | 0 | 0 | 0 | 0 | 0 | 0
Geo | 0 | 0 | 0 | 0 | 0 | 0
H | 0 | 0 | 0 | 0 | 0 | 0
LFG | 0 | 0 | 0.01 | 74.33 | 74.33 | 74.33
Nuc | 0 | 0 | 0 | 0 | 0 | 0
PS | 0 | 0 | 0 | 0 | 0 | 0
PV | 32 | 32 | 32 | 32 | 32 | 32
PeakG | 0 | 0 | 0 | 0 | 0 | 0
PeakO | 0 | 0 | 0 | 0 | 0 | 0
ST | 0 | 0 | 0 | 0 | 0 | 0
STOG | 0 | 0 | 0 | 0 | 0 | 0
STWD | 0 | 0 | 0 | 0 | 0 | 0
WT | 0 | 0 | 0 | 170 | 330 | 330
IGCC | 0 | 0 | 0 | 0 | 0 | 0
DemandResponse | 0 | 0 | 0 | 0 | 0 | 0
IGCC-CCS | 0 | 0 | 0 | 0 | 0 | 0
WT_off | 0 | 0 | 0 | 0 | 0 | 0.01
PseudoUnit | 0 | 0 | 0 | 0 | 0 | 0
FixedInterchange | 0 | 0 | 0 | 0 | 0 | 0
Cumulative New Build Capacity by Reporting Type: PJM_E
ReportingType | 2015 | 2020 | 2025 | 2030 | 2035 | 2040
BM | 30 | 30 | 30 | 30 | 30 | 332.31
CC | 4634.3 | 4634.3 | 4634.31 | 7011.72 | 7011.72 | 7011.72
CSP | 0 | 0 | 0 | 0 | 0 | 0
CT | 26.2 | 26.2 | 26.2 | 26.2 | 26.2 | 26.2
Coal | 27 | 27 | 27 | 27 | 27 | 27
Geo | 0 | 0 | 0 | 0 | 0 | 0
H | 0 | 0 | 0 | 0 | 0 | 0
LFG | 9.1 | 142 | 142 | 142 | 142 | 142
Nuc | 38 | 38 | 38 | 38 | 38 | 3412.67
PS | 0 | 0 | 0 | 0 | 0 | 0
PV | 25.45 | 25.45 | 25.45 | 25.45 | 25.45 | 25.45
PeakG | 0 | 0 | 0 | 0 | 0 | 0
PeakO | 0 | 0 | 0 | 0 | 0 | 0
ST | 0 | 0 | 0 | 0 | 0 | 0
STOG | 0 | 0 | 0 | 0 | 0 | 0
STWD | 0 | 0 | 0 | 0 | 0 | 0
WT | 1150 | 1150 | 1150 | 1150 | 1150 | 1150
IGCC | 0 | 0 | 0 | 0 | 0 | 0
DemandResponse | 0 | 0 | 0 | 0 | 0 | 0
IGCC-CCS | 0 | 0 | 0 | 0 | 0 | 0
WT_off | 0 | 0 | 1100 | 1100 | 1100 | 1100
PseudoUnit | 0 | 0 | 0 | 0 | 0 | 0
FixedInterchange | 0 | 0 | 0 | 0 | 0 | 0
Cumulative New Build Capacity by Reporting Type: PJM_ROM
ReportingType | 2015 | 2020 | 2025 | 2030 | 2035 | 2040
BM | 18 | 18 | 18 | 18 | 2357.79 | 2357.79
CC | 1678.5 | 1678.5 | 1678.51 | 3201.3 | 3201.3 | 3201.3
CSP | 0 | 0 | 0 | 0 | 0 | 0
CT | 16 | 16 | 16 | 16 | 16 | 16
Coal | 32.5 | 32.5 | 32.5 | 32.5 | 32.5 | 32.5
Geo | 0 | 0 | 0 | 0 | 0 | 0
H | 0 | 0 | 0 | 678 | 678 | 678
LFG | 18.9 | 284 | 284 | 284 | 284 | 284
Nuc | 0 | 0 | 0 | 2278.05 | 11567.7 | 15450.33
PS | 0 | 0 | 0 | 0 | 0 | 0
PV | 0 | 1496.79 | 2474.4 | 2832.95 | 3032.54 | 3301.33
PeakG | 0 | 0 | 0 | 0 | 0 | 0
PeakO | 0 | 0 | 0 | 0 | 0 | 0
ST | 0 | 0 | 0 | 0 | 0 | 0
STOG | 0 | 0 | 0 | 0 | 0 | 0
STWD | 0 | 0 | 0 | 0 | 0 | 0
WT | 479.8 | 1230 | 1230 | 1230 | 1230.01 | 1230.04
IGCC | 0 | 0 | 0 | 0 | 0 | 0
DemandResponse | 0 | 0 | 0 | 0 | 0 | 0
IGCC-CCS | 0 | 0 | 0 | 0 | 0 | 0
WT_off | 0 | 0 | 0 | 0 | 0 | 0
PseudoUnit | 0 | 0 | 0 | 0 | 0 | 0
FixedInterchange | 0 | 0 | 0 | 0 | 0 | 0
Cumulative New Build Capacity by Reporting Type: PJM_ROR
ReportingType | 2015 | 2020 | 2025 | 2030 | 2035 | 2040
BM | 385 | 385 | 385 | 385 | 10556.34 | 10556.34
CC | 14242.55 | 29699.04 | 29699.05 | 30210.02 | 30210.02 | 30210.02
CSP | 0 | 0 | 0 | 0 | 0 | 0
CT | 29 | 29 | 29 | 29 | 29 | 29
Coal | 2164 | 2164 | 2164 | 2164 | 2164 | 2164
Geo | 0 | 0 | 0 | 0 | 0 | 0
H | 0 | 503 | 503 | 503 | 503 | 503
LFG | 57.4 | 57.4 | 571.11 | 571.11 | 571.11 | 571.11
Nuc | 38 | 38 | 38 | 38.01 | 38.01 | 9453.92
PS | 0 | 0 | 0 | 0 | 0 | 0
PV | 0 | 0 | 0 | 0 | 0 | 0
PeakG | 0 | 0 | 0 | 0 | 0 | 0
PeakO | 0 | 0 | 0 | 0 | 0 | 0
ST | 0 | 0 | 0 | 0 | 0 | 0
STOG | 0 | 0 | 0 | 0 | 0 | 0
STWD | 0 | 0 | 0 | 0 | 0 | 0
WT | 8325.7 | 8517.4 | 22886.4 | 44780.51 | 44780.51 | 53600
IGCC | 0 | 0 | 0 | 0 | 0 | 0
DemandResponse | 0 | 0 | 0 | 0 | 0 | 0
IGCC-CCS | 0 | 0 | 0 | 0 | 0 | 6041.49
WT_off | 0 | 0 | 0 | 0 | 0 | 0
PseudoUnit | 0 | 0 | 0 | 0 | 0 | 0
FixedInterchange | 0 | 0 | 0 | 0 | 0 | 0
Cumulative New Build Capacity by Reporting Type: SOCO
ReportingType | 2015 | 2020 | 2025 | 2030 | 2035 | 2040
BM | 55 | 55 | 55 | 55 | 6555.24 | 6555.24
CC | 9349.05 | 17961.12 | 17961.13 | 17961.13 | 17961.13 | 17961.13
CSP | 0 | 0 | 0 | 0 | 0 | 0
CT | 0 | 0 | 0 | 0 | 0 | 0
Coal | 0 | 0 | 0 | 0 | 0 | 0
Geo | 0 | 0 | 0 | 0 | 0 | 0
H | 0 | 0 | 0 | 0 | 0 | 867
LFG | 0 | 0 | 107.4 | 107.4 | 107.4 | 107.4
Nuc | 70 | 2270 | 3585.45 | 8267.81 | 16700.36 | 25914.89
PS | 0 | 0 | 0 | 0 | 0 | 0
PV | 0 | 0 | 0 | 0 | 0 | 0
PeakG | 0 | 0 | 0 | 0 | 0 | 0
PeakO | 0 | 0 | 0 | 0 | 0 | 0
ST | 0 | 0 | 0 | 0 | 0 | 0
STOG | 0 | 0 | 0 | 0 | 0 | 0
STWD | 0 | 0 | 0 | 0 | 0 | 0
WT | 0 | 0 | 0 | 0.02 | 100 | 100
IGCC | 0 | 0 | 0 | 0 | 0 | 0
DemandResponse | 0 | 0 | 0 | 0 | 0 | 0
IGCC-CCS | 0 | 0 | 0 | 0 | 0 | 0.01
WT_off | 0 | 0 | 0 | 0 | 0 | 0
PseudoUnit | 0 | 0 | 0 | 0 | 0 | 0
FixedInterchange | 0 | 0 | 0 | 0 | 0 | 0
Cumulative New Build Capacity by Reporting Type: SPP_N
ReportingType | 2015 | 2020 | 2025 | 2030 | 2035 | 2040
BM | 0 | 0 | 0 | 0 | 0 | 0
CC | 0.01 | 0.01 | 0.01 | 0.02 | 0.02 | 0.02
CSP | 0 | 0 | 0 | 0 | 0 | 0
CT | 0 | 1330.71 | 1330.71 | 1784.28 | 2638.61 | 4667.26
Coal | 465.04 | 465.04 | 465.04 | 465.04 | 465.04 | 465.04
Geo | 0 | 0 | 0 | 0 | 0 | 0
H | 0 | 0 | 0 | 0 | 0 | 0
LFG | 0 | 0 | 0 | 95 | 95 | 95
Nuc | 0 | 0 | 0 | 0 | 0 | 0
PS | 0 | 0 | 0 | 0 | 0 | 0
PV | 0 | 0 | 0 | 0 | 0 | 0
PeakG | 0 | 0 | 0 | 0 | 0 | 0
PeakO | 0 | 0 | 0 | 0 | 0 | 0
ST | 0 | 0 | 0 | 0 | 0 | 0
STOG | 0 | 0 | 0 | 0 | 0 | 0
STWD | 0 | 0 | 0 | 0 | 0 | 0
WT | 0 | 31740.46 | 58597.72 | 65038.96 | 84505.39 | 85659.29
IGCC | 0 | 0 | 0 | 0 | 0 | 0
DemandResponse | 0 | 0 | 0 | 0 | 0 | 0
IGCC-CCS | 0 | 0 | 0 | 0 | 0 | 0
WT_off | 0 | 0 | 0 | 0 | 0 | 0
PseudoUnit | 0 | 0 | 0 | 0 | 0 | 0
FixedInterchange | 0 | 0 | 0 | 0 | 0 | 0
Cumulative New Build Capacity by Reporting Type: SPP_S
ReportingType | 2015 | 2020 | 2025 | 2030 | 2035 | 2040
BM | 0 | 0 | 0 | 0 | 0 | 0
CC | 0.04 | 2665.51 | 2665.52 | 5039.79 | 5039.79 | 5039.79
CSP | 0 | 0 | 0 | 0 | 0 | 0
CT | 412.99 | 2024.69 | 2024.69 | 2685.53 | 3952.49 | 6997.69
Coal | 988 | 988 | 988 | 988 | 988 | 988
Geo | 0 | 0 | 0 | 0 | 0 | 0
H | 0 | 0 | 0 | 0 | 0 | 91
LFG | 0 | 0 | 0 | 95 | 95 | 95
Nuc | 0 | 0 | 0 | 0 | 0 | 0
PS | 0 | 0 | 0 | 0 | 0 | 0
PV | 0 | 0 | 0 | 0 | 0 | 0
PeakG | 0 | 0 | 0 | 0 | 0 | 0
PeakO | 0 | 0 | 0 | 0 | 0 | 0
ST | 0 | 0 | 0 | 0 | 0 | 0
STOG | 0 | 0 | 0 | 0 | 0 | 0
STWD | 0 | 0 | 0 | 0 | 0 | 0
WT | 430 | 43030.62 | 47707.38 | 52352.12 | 69112.22 | 74369.24
IGCC | 0 | 0 | 0 | 0 | 0 | 0
DemandResponse | 0 | 0 | 0 | 0 | 0 | 0
IGCC-CCS | 0 | 0 | 0 | 0 | 0 | 0
WT_off | 0 | 0 | 0 | 0 | 0 | 0
PseudoUnit | 0 | 0 | 0 | 0 | 0 | 0
FixedInterchange | 0 | 0 | 0 | 0 | 0 | 0
Cumulative New Build Capacity by Reporting Type: TVA
ReportingType | 2015 | 2020 | 2025 | 2030 | 2035 | 2040
BM | 0 | 0 | 0 | 0 | 7394.28 | 7394.28
CC | 4672.95 | 11448.82 | 11938.82 | 11938.83 | 11938.83 | 11938.83
CSP | 0 | 0 | 0 | 0 | 0 | 0
CT | 0 | 0 | 0 | 0 | 0 | 0
Coal | 0 | 0 | 0 | 0 | 0 | 0
Geo | 0 | 0 | 0 | 0 | 0 | 0
H | 0 | 0 | 27 | 27 | 27 | 27
LFG | 0 | 0 | 107.4 | 107.4 | 107.4 | 107.4
Nuc | 1697.89 | 1697.89 | 1697.89 | 3722.12 | 5336.62 | 5935.95
PS | 0 | 0 | 0 | 0 | 0 | 0
PV | 0 | 0 | 0 | 0 | 0 | 0
PeakG | 0 | 0 | 0 | 0 | 0 | 0
PeakO | 0 | 0 | 0 | 0 | 0 | 0
ST | 0 | 0 | 0 | 0 | 0 | 0
STOG | 0 | 0 | 0 | 0 | 0 | 0
STWD | 0 | 0 | 0 | 0 | 0 | 0
WT | 0 | 0 | 0 | 0 | 100 | 100
IGCC | 0 | 0 | 0 | 0 | 0 | 0
DemandResponse | 0 | 0 | 0 | 0 | 0 | 0
IGCC-CCS | 0 | 0 | 0 | 0 | 0 | 3280.07
WT_off | 0 | 0 | 0 | 0 | 0 | 0
PseudoUnit | 0 | 0 | 0 | 0 | 0 | 0
FixedInterchange | 0 | 0 | 0 | 0 | 0 | 0
Cumulative New Build Capacity by Reporting Type: TVA_Transmission
ReportingType | 2015 | 2020 | 2025 | 2030 | 2035 | 2040
BM | 0 | 0 | 0 | 0 | 0 | 0
CC | 0 | 0 | 0 | 0 | 0 | 0
CSP | 0 | 0 | 0 | 0 | 0 | 0
CT | 0 | 0 | 0 | 0 | 0 | 0
Coal | 0 | 0 | 0 | 0 | 0 | 0
Geo | 0 | 0 | 0 | 0 | 0 | 0
H | 0 | 0 | 0 | 0 | 0 | 0
LFG | 0 | 0 | 0 | 0 | 0 | 0
Nuc | 0 | 0 | 0 | 0 | 0 | 0
PS | 0 | 0 | 0 | 0 | 0 | 0
PV | 0 | 0 | 0 | 0 | 0 | 0
PeakG | 0 | 0 | 0 | 0 | 0 | 0
PeakO | 0 | 0 | 0 | 0 | 0 | 0
ST | 0 | 0 | 0 | 0 | 0 | 0
STOG | 0 | 0 | 0 | 0 | 0 | 0
STWD | 0 | 0 | 0 | 0 | 0 | 0
WT | 0 | 0 | 0 | 0 | 0 | 0
IGCC | 0 | 0 | 0 | 0 | 0 | 0
DemandResponse | 0 | 0 | 0 | 0 | 0 | 0
IGCC-CCS | 0 | 0 | 0 | 0 | 0 | 0
WT_off | 0 | 0 | 0 | 0 | 0 | 0
PseudoUnit | 0 | 0 | 0 | 0 | 0 | 0
FixedInterchange | 0 | 0 | 0 | 0 | 0 | 0
Cumulative New Build Capacity by Reporting Type: VACAR
ReportingType | 2015 | 2020 | 2025 | 2030 | 2035 | 2040
BM | 0.92 | 358.59 | 1100.87 | 1294.29 | 6986.31 | 6986.31
CC | 19849.35 | 20953.57 | 20953.57 | 20953.57 | 20953.57 | 20953.57
CSP | 0 | 0 | 0 | 0 | 0 | 0
CT | 717.25 | 717.25 | 717.25 | 717.25 | 717.25 | 717.25
Coal | 825 | 825 | 825 | 825 | 825 | 825
Geo | 0 | 0 | 0 | 0 | 0 | 0
H | 0 | 0 | 0 | 0 | 0 | 52
LFG | 0.34 | 107.4 | 107.4 | 107.4 | 107.4 | 107.4
Nuc | 0 | 2330 | 5201.67 | 11904.69 | 11904.69 | 14759.62
PS | 0 | 0 | 0 | 0 | 0 | 0
PV | 0 | 148.43 | 160.59 | 172.77 | 183.49 | 203.45
PeakG | 0 | 0 | 0 | 0 | 0 | 0
PeakO | 0 | 0 | 0 | 0 | 0 | 0
ST | 0 | 0 | 0 | 0 | 0 | 0
STOG | 0 | 0 | 0 | 0 | 0 | 0
STWD | 0 | 0 | 0 | 0 | 0 | 0
WT | 0.9 | 3500 | 3500 | 3500 | 3500 | 3500
IGCC | 0 | 0 | 0 | 0 | 0 | 0
DemandResponse | 0 | 0 | 0 | 0 | 0 | 0
IGCC-CCS | 0 | 0 | 0 | 0 | 0 | 0
WT_off | 1 | 1 | 1 | 1 | 19060.22 | 30349.88
PseudoUnit | 0 | 0 | 0 | 0 | 0 | 0
FixedInterchange | 0 | 0 | 0 | 0 | 0 | 0
Cumulative New Build Capacity by Reporting Type: IESO
ReportingType | 2015 | 2020 | 2025 | 2030 | 2035 | 2040
BM | 326.33 | 326.33 | 326.33 | 326.33 | 326.33 | 327
CC | 1263 | 1263 | 1263 | 1263 | 1263 | 1263
CSP | 0 | 0 | 0 | 0 | 0 | 0
CT | 368 | 368 | 368 | 368 | 368 | 3646.71
Coal | 0 | 0 | 0 | 0 | 0 | 0
Geo | 0 | 0 | 0 | 0 | 0 | 0
H | 0 | 0 | 0 | 250 | 250 | 250
LFG | 14.5 | 14.5 | 14.5 | 15 | 15 | 15
Nuc | 0 | 0 | 0 | 0 | 0 | 0
PS | 0 | 0 | 0 | 0 | 0 | 0
PV | 1067.26 | 1067.26 | 1067.26 | 1067.26 | 1067.26 | 1067.26
PeakG | 0 | 0 | 0 | 0 | 0 | 0
PeakO | 0 | 0 | 0 | 0 | 0 | 0
ST | 0 | 0 | 0 | 0 | 0 | 0
STOG | 0 | 0 | 0 | 0 | 0 | 0
STWD | 0 | 0 | 0 | 0 | 0 | 0
WT | 2105.9 | 2105.9 | 2105.9 | 2105.9 | 20965.64 | 23292
IGCC | 0 | 0 | 0 | 0 | 0 | 0
DemandResponse | 0 | 0 | 0 | 0 | 0 | 0
IGCC-CCS | 0 | 0 | 0 | 0 | 0 | 0
WT_off | 0 | 0 | 0 | 0 | 0 | 0
PseudoUnit | 0 | 0 | 0 | 0 | 0 | 0
FixedInterchange | 0 | 0 | 0 | 0 | 0 | 0
Cumulative New Build Capacity by Reporting Type: MAPP_CA
ReportingType | 2015 | 2020 | 2025 | 2030 | 2035 | 2040
BM | 0 | 0 | 0 | 0 | 0 | 0
CC | 709.48 | 709.48 | 709.49 | 709.49 | 709.49 | 709.49
CSP | 0 | 0 | 0 | 0 | 0 | 0
CT | 0 | 0 | 0 | 0 | 0 | 0
Coal | 0 | 0 | 0 | 0 | 0 | 0
Geo | 0 | 0 | 0 | 0 | 0 | 0
H | 0 | 695 | 2190 | 4650 | 4650 | 4650
LFG | 0 | 0 | 0 | 0 | 0 | 0
Nuc | 0 | 0 | 0 | 0 | 0 | 177.51
PS | 0 | 0 | 0 | 0 | 0 | 0
PV | 0 | 0 | 0 | 0 | 0 | 0
PeakG | 0 | 0 | 0 | 0 | 0 | 0
PeakO | 0 | 0 | 0 | 0 | 0 | 0
ST | 0 | 0 | 0 | 0 | 0 | 0
STOG | 0 | 0 | 0 | 0 | 0 | 0
STWD | 0 | 0 | 0 | 0 | 0 | 0
WT | 302.4 | 302.4 | 302.4 | 302.4 | 302.4 | 302.4
IGCC | 0 | 0 | 0 | 0 | 0 | 0
DemandResponse | 0 | 0 | 0 | 0 | 0 | 0
IGCC-CCS | 0 | 0 | 0 | 0 | 0 | 0
WT_off | 0 | 0 | 0 | 0 | 0 | 0
PseudoUnit | 0 | 0 | 0 | 0 | 0 | 0
FixedInterchange | 0 | 0 | 0 | 0 | 0 | 0
Cumulative New Build Capacity by Reporting Type: AZ_NM_SNV_Coal
ReportingType | 2015 | 2020 | 2025 | 2030 | 2035 | 2040
BM | 0 | 0 | 0 | 0 | 0 | 0
CC | 0 | 0 | 0 | 0 | 0 | 0
CSP | 0 | 0 | 0 | 0 | 0 | 0
CT | 0 | 0 | 0 | 0 | 0 | 0
Coal | 0 | 0 | 0 | 0 | 0 | 0
Geo | 0 | 0 | 0 | 0 | 0 | 0
H | 0 | 0 | 0 | 0 | 0 | 0
LFG | 0 | 0 | 0 | 0 | 0 | 0
Nuc | 0 | 0 | 0 | 0 | 0 | 0
PS | 0 | 0 | 0 | 0 | 0 | 0
PV | 0 | 0 | 0 | 0 | 0 | 0
PeakG | 0 | 0 | 0 | 0 | 0 | 0
PeakO | 0 | 0 | 0 | 0 | 0 | 0
ST | 0 | 0 | 0 | 0 | 0 | 0
STOG | 0 | 0 | 0 | 0 | 0 | 0
STWD | 0 | 0 | 0 | 0 | 0 | 0
WT | 0 | 0 | 0 | 0 | 0 | 0
IGCC | 0 | 0 | 0 | 0 | 0 | 0
DemandResponse | 0 | 0 | 0 | 0 | 0 | 0
IGCC-CCS | 0 | 0 | 0 | 0 | 0 | 0
WT_off | 0 | 0 | 0 | 0 | 0 | 0
PseudoUnit | 0 | 0 | 0 | 0 | 0 | 0
FixedInterchange | 0 | 0 | 0 | 0 | 0 | 0
Cumulative New Build Capacity by Reporting Type: AZ_NM_SNV_Gas
ReportingType | 2015 | 2020 | 2025 | 2030 | 2035 | 2040
BM | 0 | 0 | 0 | 0 | 0 | 0
CC | 668 | 4724.82 | 8496.23 | 8496.23 | 8496.23 | 8496.23
CSP | 0 | 0 | 0 | 0 | 0 | 0
CT | 736 | 736 | 736 | 736 | 736 | 736
Coal | 0 | 0 | 0 | 0 | 0 | 0
Geo | 0 | 0 | 0 | 0 | 0 | 0
H | 0 | 0 | 0 | 0 | 0 | 0
LFG | 0 | 0 | 0 | 0 | 0 | 0
Nuc | 0 | 0 | 0 | 0 | 0 | 0
PS | 0 | 0 | 0 | 0 | 0 | 0
PV | 0 | 0 | 0 | 0 | 0 | 0
PeakG | 0 | 0 | 0 | 0 | 0 | 0
PeakO | 0 | 0 | 0 | 0 | 0 | 0
ST | 0 | 0 | 0 | 0 | 0 | 0
STOG | 0 | 0 | 0 | 0 | 0 | 0
STWD | 0 | 0 | 0 | 0 | 0 | 0
WT | 0 | 0 | 0 | 0 | 0 | 0
IGCC | 0 | 0 | 0 | 0 | 0 | 0
DemandResponse | 0 | 0 | 0 | 0 | 0 | 0
IGCC-CCS | 0 | 0 | 0 | 0 | 0 | 0
WT_off | 0 | 0 | 0 | 0 | 0 | 0
PseudoUnit | 0 | 0 | 0 | 0 | 0 | 0
FixedInterchange | 0 | 0 | 0 | 0 | 0 | 0
Cumulative New Build Capacity by Reporting Type: AZ_NM_SNV_NucRenew
ReportingType | 2015 | 2020 | 2025 | 2030 | 2035 | 2040
BM | 0 | 0 | 0 | 0 | 2457.3 | 6540
CC | 0 | 0 | 0 | 0 | 0 | 0
CSP | 0 | 0 | 0 | 0 | 0 | 0
CT | 0 | 0 | 0 | 0 | 0 | 0
Coal | 0 | 0 | 0 | 0 | 0 | 0
Geo | 0 | 24.99 | 1450 | 1450 | 1450 | 1450
H | 0 | 0 | 0 | 0 | 0 | 0
LFG | 0 | 60.67 | 60.67 | 60.67 | 60.67 | 60.67
Nuc | 0 | 0 | 0 | 2643.42 | 4742.11 | 4742.11
PS | 0 | 0 | 0 | 0 | 0 | 0
PV | 95.7 | 95.7 | 95.7 | 95.7 | 95.7 | 95.7
PeakG | 0 | 0 | 0 | 0 | 0 | 0
PeakO | 0 | 0 | 0 | 0 | 0 | 0
ST | 280 | 805.11 | 1121.82 | 1213.25 | 2685.38 | 3797.27
STOG | 0 | 0 | 0 | 0 | 0 | 0
STWD | 0 | 0 | 0 | 0 | 0 | 0
WT | 65.1 | 13034.49 | 13845.08 | 14937.47 | 14937.47 | 14937.47
IGCC | 0 | 0 | 0 | 0 | 0 | 0
DemandResponse | 0 | 0 | 0 | 0 | 0 | 0
IGCC-CCS | 0 | 0 | 0 | 0 | 0 | 0
WT_off | 0 | 0 | 0 | 0 | 0 | 0
PseudoUnit | 0 | 0 | 0 | 0 | 0 | 0
FixedInterchange | 0 | 0 | 0 | 0 | 0 | 0
Cumulative New Build Capacity by Reporting Type: ERCOT
ReportingType | 2015 | 2020 | 2025 | 2030 | 2035 | 2040
BM | 145 | 145 | 145 | 145 | 4064.97 | 4064.97
CC | 21172.81 | 25042.77 | 25042.77 | 25042.77 | 25042.77 | 25042.77
CSP | 0 | 0 | 0 | 0 | 0 | 0
CT | 250 | 250 | 250 | 250 | 250 | 250
Coal | 2020 | 2020 | 2020 | 2020 | 2020 | 2020
Geo | 0 | 0 | 0 | 0 | 0 | 0
H | 0 | 0 | 0 | 0 | 0 | 628
LFG | 0 | 0 | 109.83 | 354 | 354 | 354
Nuc | 0 | 0 | 0 | 3997.19 | 13536.84 | 17916.69
PS | 0 | 0 | 0 | 0 | 0 | 0
PV | 14 | 14 | 14 | 14 | 14 | 14
PeakG | 0 | 0 | 0 | 0 | 0 | 0
PeakO | 0 | 0 | 0 | 0 | 0 | 0
ST | 0 | 0 | 0 | 0 | 0 | 0
STOG | 0 | 0 | 0 | 0 | 0 | 0
STWD | 0 | 0 | 0 | 0 | 0 | 0
WT | 350.1 | 350.1 | 24941.46 | 26799.22 | 29170.76 | 32056
IGCC | 0 | 0 | 0 | 0 | 0 | 0
DemandResponse | 0 | 0 | 0 | 0 | 0 | 0
IGCC-CCS | 0 | 0 | 0 | 0 | 0 | 1739.27
WT_off | 0 | 0 | 0 | 0 | 0 | 0
PseudoUnit | 0 | 0 | 0 | 0 | 0 | 0
FixedInterchange | 0 | 0 | 0 | 0 | 0 | 0
Cumulative New Build Capacity by Reporting Type: NP15
ReportingType | 2015 | 2020 | 2025 | 2030 | 2035 | 2040
BM | 0 | 0 | 0 | 0 | 843.24 | 843.24
CC | 5949.49 | 6280.61 | 8179.67 | 8179.67 | 8179.67 | 8179.67
CSP | 0 | 0 | 0 | 0 | 0 | 0
CT | 212.6 | 212.6 | 212.6 | 828.25 | 828.25 | 828.25
Coal | 0 | 0 | 0 | 0 | 0 | 0
Geo | 0 | 600 | 600 | 600 | 600 | 600
H | 0 | 0 | 0 | 0 | 0 | 0
LFG | 0 | 565 | 565 | 565 | 565 | 565
Nuc | 0 | 0 | 0 | 0 | 0 | 0
PS | 0 | 0 | 0 | 0 | 0 | 0
PV | 6.5 | 6.5 | 6.5 | 6.5 | 1351.4 | 3504.83
PeakG | 0 | 0 | 0 | 0 | 0 | 0
PeakO | 0 | 0 | 0 | 0 | 0 | 0
ST | 29 | 29 | 29 | 29 | 100 | 100
STOG | 0 | 0 | 0 | 0 | 0 | 0
STWD | 0 | 0 | 0 | 0 | 0 | 0
WT | 101.2 | 3400 | 3400 | 14147.01 | 14200 | 14200
IGCC | 0 | 0 | 0 | 0 | 0 | 0
DemandResponse | 0 | 0 | 0 | 0 | 0 | 0
IGCC-CCS | 0 | 0 | 0 | 0 | 0 | 13130.9
WT_off | 0 | 0 | 0 | 0 | 0.03 | 0.03
PseudoUnit | 0 | 0 | 0 | 0 | 0 | 0
FixedInterchange | 0 | 0 | 0 | 0 | 0 | 0
Cumulative New Build Capacity by Reporting Type: NWPP_Coal
ReportingType | 2015 | 2020 | 2025 | 2030 | 2035 | 2040
BM | 0 | 0 | 0 | 0 | 0 | 0
CC | 0 | 0 | 0 | 0 | 0 | 0
CSP | 0 | 0 | 0 | 0 | 0 | 0
CT | 0 | 0 | 0 | 0 | 0 | 0
Coal | 0 | 0 | 0 | 0 | 0 | 0
Geo | 0 | 0 | 0 | 0 | 0 | 0
H | 0 | 0 | 0 | 0 | 0 | 0
LFG | 0 | 0 | 0 | 0 | 0 | 0
Nuc | 0 | 0 | 0 | 0 | 0 | 0
PS | 0 | 0 | 0 | 0 | 0 | 0
PV | 0 | 0 | 0 | 0 | 0 | 0
PeakG | 0 | 0 | 0 | 0 | 0 | 0
PeakO | 0 | 0 | 0 | 0 | 0 | 0
ST | 0 | 0 | 0 | 0 | 0 | 0
STOG | 0 | 0 | 0 | 0 | 0 | 0
STWD | 0 | 0 | 0 | 0 | 0 | 0
WT | 0 | 0 | 0 | 0 | 0 | 0
IGCC | 0 | 0 | 0 | 0 | 0 | 0
DemandResponse | 0 | 0 | 0 | 0 | 0 | 0
IGCC-CCS | 0 | 0 | 0 | 0 | 0 | 0
WT_off | 0 | 0 | 0 | 0 | 0 | 0
PseudoUnit | 0 | 0 | 0 | 0 | 0 | 0
FixedInterchange | 0 | 0 | 0 | 0 | 0 | 0
Cumulative New Build Capacity by Reporting Type: NWPP_Gas
ReportingType | 2015 | 2020 | 2025 | 2030 | 2035 | 2040
BM | 0 | 0 | 0 | 0 | 0 | 0
CC | 300 | 5387.83 | 7223.36 | 7223.36 | 7223.36 | 7223.36
CSP | 0 | 0 | 0 | 0 | 0 | 0
CT | 150 | 150 | 150 | 150 | 150 | 150
Coal | 0 | 0 | 0 | 0 | 0 | 0
Geo | 0 | 0 | 0 | 0 | 0 | 0
H | 0 | 0 | 0 | 0 | 0 | 0
LFG | 0 | 0 | 0 | 0 | 0 | 0
Nuc | 0 | 0 | 0 | 0 | 0 | 0
PS | 0 | 0 | 0 | 0 | 0 | 0
PV | 0 | 0 | 0 | 0 | 0 | 0
PeakG | 0 | 0 | 0 | 0 | 0 | 0
PeakO | 0 | 0 | 0 | 0 | 0 | 0
ST | 0 | 0 | 0 | 0 | 0 | 0
STOG | 0 | 0 | 0 | 0 | 0 | 0
STWD | 0 | 0 | 0 | 0 | 0 | 0
WT | 0 | 0 | 0 | 0 | 0 | 0
IGCC | 0 | 0 | 0 | 0 | 0 | 0
DemandResponse | 0 | 0 | 0 | 0 | 0 | 0
IGCC-CCS | 0 | 0 | 0 | 0 | 0 | 3234.61
WT_off | 0 | 0 | 0 | 0 | 0 | 0
PseudoUnit | 0 | 0 | 0 | 0 | 0 | 0
FixedInterchange | 0 | 0 | 0 | 0 | 0 | 0
Cumulative New Build Capacity by Reporting Type: NWPP_NucRenew
ReportingType | 2015 | 2020 | 2025 | 2030 | 2035 | 2040
BM | 32.55 | 32.55 | 32.55 | 32.55 | 3527.47 | 9050
CC | 0 | 0 | 0 | 0 | 0 | 0
CSP | 0 | 0 | 0 | 0 | 0 | 0
CT | 0 | 0 | 0 | 0 | 0 | 0
Coal | 0 | 0 | 0 | 0 | 0 | 0
Geo | 86 | 86 | 520 | 520 | 520 | 520
H | 0 | 0 | 0 | 0 | 335 | 335
LFG | 25.5 | 256.1 | 270 | 270 | 270 | 270
Nuc | 0 | 0 | 0 | 0 | 1601.55 | 1601.55
PS | 0 | 0 | 0 | 0 | 0 | 0
PV | 0 | 0 | 0 | 0 | 0 | 0
PeakG | 0 | 0 | 0 | 0 | 0 | 0
PeakO | 0 | 0 | 0 | 0 | 0 | 0
ST | 0 | 0 | 0 | 0 | 0 | 0
STOG | 0 | 0 | 0 | 0 | 0 | 0
STWD | 0 | 0 | 0 | 0 | 0 | 0
WT | 977.3 | 977.3 | 977.3 | 29162.63 | 31625.37 | 36731.19
IGCC | 0 | 0 | 0 | 0 | 0 | 0
DemandResponse | 0 | 0 | 0 | 0 | 0 | 0
IGCC-CCS | 0 | 0 | 0 | 0 | 0 | 0
WT_off | 0 | 0 | 0 | 0 | 0 | 0
PseudoUnit | 0 | 0 | 0 | 0 | 0 | 0
FixedInterchange | 0 | 0 | 0 | 0 | 0 | 0
Cumulative New Build Capacity by Reporting Type: RMPA
ReportingType | 2015 | 2020 | 2025 | 2030 | 2035 | 2040
BM | 0 | 0 | 0 | 0 | 3726.76 | 3726.76
CC | 0 | 2757.71 | 2757.73 | 4334.39 | 4334.39 | 4334.39
CSP | 0 | 0 | 0 | 0 | 0 | 0
CT | 152 | 152 | 152 | 152 | 152 | 152
Coal | 390 | 390 | 390 | 390 | 390 | 390
Geo | 0 | 0.01 | 2570 | 2570 | 2570 | 2570
H | 0 | 0 | 0 | 0 | 0 | 0
LFG | 1.4 | 30.33 | 30.33 | 30.33 | 30.33 | 30.33
Nuc | 0 | 0 | 0 | 0 | 0 | 0
PS | 0 | 0 | 0 | 0 | 0 | 0
PV | 1 | 1 | 1 | 1 | 1 | 1
PeakG | 0 | 0 | 0 | 0 | 0 | 0
PeakO | 0 | 0 | 0 | 0 | 0 | 0
ST | 3 | 407.51 | 407.51 | 469.34 | 469.34 | 469.34
STOG | 0 | 0 | 0 | 0 | 0 | 0
STWD | 0 | 0 | 0 | 0 | 0 | 0
WT | 765.4 | 5333.11 | 5333.11 | 6321.56 | 6921.09 | 7754.72
IGCC | 0 | 0 | 0 | 0 | 0 | 0
DemandResponse | 0 | 0 | 0 | 0 | 0 | 0
IGCC-CCS | 0 | 0 | 0 | 0 | 0 | 3400.05
WT_off | 0 | 0 | 0 | 0 | 0 | 0
PseudoUnit | 0 | 0 | 0 | 0 | 0 | 0
FixedInterchange | 0 | 0 | 0 | 0 | 0 | 0
Cumulative New Build Capacity by Reporting Type: SP15
ReportingType | 2015 | 2020 | 2025 | 2030 | 2035 | 2040
BM | 6 | 6 | 6 | 6 | 674.59 | 674.59
CC | 1026.97 | 5061.31 | 9897.37 | 9897.37 | 9897.37 | 9897.37
CSP | 0 | 0 | 0 | 0 | 0 | 0
CT | 0 | 0 | 0 | 0.01 | 0.01 | 0.01
Coal | 0 | 0 | 0 | 0 | 0 | 0
Geo | 50 | 1500 | 1500 | 1500 | 1500 | 1500
H | 0 | 0 | 0 | 0 | 0 | 0
LFG | 9.2 | 565 | 565 | 565 | 565 | 565
Nuc | 0 | 0 | 0 | 0 | 0 | 0
PS | 0 | 0 | 0 | 0 | 0 | 0
PV | 3.8 | 3.8 | 3.8 | 3.8 | 3.8 | 3.8
PeakG | 0 | 0 | 0 | 0 | 0 | 0
PeakO | 0 | 0 | 0 | 0 | 0 | 0
ST | 448 | 448 | 448 | 1111.01 | 2685.2 | 4892.32
STOG | 0 | 0 | 0 | 0 | 0 | 0
STWD | 0 | 0 | 0 | 0 | 0 | 0
WT | 735 | 2025.98 | 2025.98 | 21222.53 | 21222.53 | 21222.53
IGCC | 0 | 0 | 0 | 0 | 0 | 0
DemandResponse | 0 | 0 | 0 | 0 | 0 | 0
IGCC-CCS | 0 | 0 | 0 | 0 | 5466.22 | 16324.5
WT_off | 0 | 0 | 0 | 0 | 0 | 0
PseudoUnit | 0 | 0 | 0 | 0 | 0 | 0
FixedInterchange | 0 | 0 | 0 | 0 | 0 | 0
Cumulative New Build Capacity by Reporting Type: ALB
ReportingType | 2015 | 2020 | 2025 | 2030 | 2035 | 2040
BM | 0 | 0 | 0 | 0 | 0 | 0
CC | 0.03 | 755.03 | 755.03 | 755.03 | 755.03 | 755.03
CSP | 0 | 0 | 0 | 0 | 0 | 0
CT | 201.5 | 201.5 | 201.5 | 201.5 | 201.5 | 201.5
Coal | 495 | 495 | 495 | 495 | 495 | 495
Geo | 0 | 0 | 0 | 0 | 0 | 0
H | 0 | 0 | 0 | 0 | 0 | 0
LFG | 0 | 0 | 0 | 0 | 0 | 0
Nuc | 0 | 0 | 734.92 | 9798.53 | 11658.7 | 13321.97
PS | 0 | 0 | 0 | 0 | 0 | 0
PV | 0 | 0 | 0 | 0 | 0 | 0
PeakG | 0 | 0 | 0 | 0 | 0 | 0
PeakO | 0 | 0 | 0 | 0 | 0 | 0
ST | 0 | 0 | 0 | 0 | 0 | 0
STOG | 0 | 0 | 0 | 0 | 0 | 0
STWD | 0 | 0 | 0 | 0 | 0 | 0
WT | 9 | 9 | 9 | 9 | 100 | 100
IGCC | 0 | 0 | 0 | 0 | 0 | 0
DemandResponse | 0 | 0 | 0 | 0 | 0 | 0
IGCC-CCS | 0 | 0 | 0 | 0 | 0 | 0
WT_off | 0 | 0 | 0 | 0 | 0 | 0
PseudoUnit | 0 | 0 | 0 | 0 | 0 | 0
FixedInterchange | 0 | 0 | 0 | 0 | 0 | 0
Cumulative New Build Capacity by Reporting Type: BC
ReportingType | 2015 | 2020 | 2025 | 2030 | 2035 | 2040
BM | 0 | 0 | 0 | 0 | 0 | 0
CC | 1122.22 | 1570.83 | 1570.83 | 1570.84 | 1570.84 | 1570.84
CSP | 0 | 0 | 0 | 0 | 0 | 0
CT | 0 | 0 | 0 | 0 | 0 | 0
Coal | 0 | 0 | 0 | 0 | 0 | 0
Geo | 0 | 0 | 0 | 0 | 0 | 0
H | 0 | 0 | 0 | 0 | 0 | 0
LFG | 0 | 0 | 0 | 0 | 0 | 0
Nuc | 0 | 0 | 452.51 | 2253.78 | 3372.68 | 4552.7
PS | 0 | 0 | 0 | 0 | 0 | 0
PV | 0 | 0 | 0 | 0 | 0 | 0
PeakG | 0 | 0 | 0 | 0 | 0 | 0
PeakO | 0 | 0 | 0 | 0 | 0 | 0
ST | 0 | 0 | 0 | 0 | 0 | 0
STOG | 0 | 0 | 0 | 0 | 0 | 0
STWD | 0 | 0 | 0 | 0 | 0 | 0
WT | 144 | 144 | 144 | 144 | 300 | 300
IGCC | 0 | 0 | 0 | 0 | 0 | 0
DemandResponse | 0 | 0 | 0 | 0 | 0 | 0
IGCC-CCS | 0 | 0 | 0 | 0 | 0 | 0
WT_off | 0 | 0 | 0 | 0 | 0 | 0
PseudoUnit | 0 | 0 | 0 | 0 | 0 | 0
FixedInterchange | 0 | 0 | 0 | 0 | 0 | 0
Cumulative New Build Capacity by Reporting Type: HQ_IESO
ReportingType | 2015 | 2020 | 2025 | 2030 | 2035 | 2040
BM | 0 | 0 | 0 | 0 | 0 | 0
CC | 0 | 0 | 0 | 0 | 0 | 0
CSP | 0 | 0 | 0 | 0 | 0 | 0
CT | 0 | 0 | 0 | 0 | 0 | 0
Coal | 0 | 0 | 0 | 0 | 0 | 0
Geo | 0 | 0 | 0 | 0 | 0 | 0
H | 0 | 0 | 0 | 0 | 0 | 0
LFG | 0 | 0 | 0 | 0 | 0 | 0
Nuc | 0 | 0 | 0 | 0 | 0 | 0
PS | 0 | 0 | 0 | 0 | 0 | 0
PV | 0 | 0 | 0 | 0 | 0 | 0
PeakG | 0 | 0 | 0 | 0 | 0 | 0
PeakO | 0 | 0 | 0 | 0 | 0 | 0
ST | 0 | 0 | 0 | 0 | 0 | 0
STOG | 0 | 0 | 0 | 0 | 0 | 0
STWD | 0 | 0 | 0 | 0 | 0 | 0
WT | 0 | 0 | 0 | 0 | 0 | 0
IGCC | 0 | 0 | 0 | 0 | 0 | 0
DemandResponse | 0 | 0 | 0 | 0 | 0 | 0
IGCC-CCS | 0 | 0 | 0 | 0 | 0 | 0
WT_off | 0 | 0 | 0 | 0 | 0 | 0
PseudoUnit | 0 | 0 | 0 | 0 | 0 | 0
FixedInterchange | 0 | 0 | 0 | 0 | 0 | 0
Cumulative New Build Capacity by Reporting Type: HQ_NEISO
ReportingType | 2015 | 2020 | 2025 | 2030 | 2035 | 2040
BM | 0 | 0 | 0 | 0 | 0 | 0
CC | 0 | 0 | 0 | 0 | 0 | 0
CSP | 0 | 0 | 0 | 0 | 0 | 0
CT | 0 | 0 | 0 | 0 | 0 | 0
Coal | 0 | 0 | 0 | 0 | 0 | 0
Geo | 0 | 0 | 0 | 0 | 0 | 0
H | 0 | 0 | 0 | 0 | 0 | 0
LFG | 0 | 0 | 0 | 0 | 0 | 0
Nuc | 0 | 0 | 0 | 0 | 0 | 0
PS | 0 | 0 | 0 | 0 | 0 | 0
PV | 0 | 0 | 0 | 0 | 0 | 0
PeakG | 0 | 0 | 0 | 0 | 0 | 0
PeakO | 0 | 0 | 0 | 0 | 0 | 0
ST | 0 | 0 | 0 | 0 | 0 | 0
STOG | 0 | 0 | 0 | 0 | 0 | 0
STWD | 0 | 0 | 0 | 0 | 0 | 0
WT | 0 | 0 | 0 | 0 | 0 | 0
IGCC | 0 | 0 | 0 | 0 | 0 | 0
DemandResponse | 0 | 0 | 0 | 0 | 0 | 0
IGCC-CCS | 0 | 0 | 0 | 0 | 0 | 0
WT_off | 0 | 0 | 0 | 0 | 0 | 0
PseudoUnit | 0 | 0 | 0 | 300 | 300 | 300
FixedInterchange | 0 | 0 | 0 | 0 | 0 | 0
Cumulative New Build Capacity by Reporting Type: HQ_NY
ReportingType | 2015 | 2020 | 2025 | 2030 | 2035 | 2040
BM | 0 | 0 | 0 | 0 | 0 | 0
CC | 0 | 0 | 0 | 0 | 0 | 0
CSP | 0 | 0 | 0 | 0 | 0 | 0
CT | 0 | 0 | 0 | 0 | 0 | 0
Coal | 0 | 0 | 0 | 0 | 0 | 0
Geo | 0 | 0 | 0 | 0 | 0 | 0
H | 0 | 0 | 0 | 0 | 0 | 0
LFG | 0 | 0 | 0 | 0 | 0 | 0
Nuc | 0 | 0 | 0 | 0 | 0 | 0
PS | 0 | 0 | 0 | 0 | 0 | 0
PV | 0 | 0 | 0 | 0 | 0 | 0
PeakG | 0 | 0 | 0 | 0 | 0 | 0
PeakO | 0 | 0 | 0 | 0 | 0 | 0
ST | 0 | 0 | 0 | 0 | 0 | 0
STOG | 0 | 0 | 0 | 0 | 0 | 0
STWD | 0 | 0 | 0 | 0 | 0 | 0
WT | 0 | 0 | 0 | 0 | 0 | 0
IGCC | 0 | 0 | 0 | 0 | 0 | 0
DemandResponse | 0 | 0 | 0 | 0 | 0 | 0
IGCC-CCS | 0 | 0 | 0 | 0 | 0 | 0
WT_off | 0 | 0 | 0 | 0 | 0 | 0
PseudoUnit | 0 | 0 | 2500 | 2500 | 2500 | 2500
FixedInterchange | 0 | 0 | 0 | 0 | 0 | 0
Cumulative New Build Capacity by Reporting Type: MARITIMES
ReportingType | 2015 | 2020 | 2025 | 2030 | 2035 | 2040
BM | 0 | 0 | 0 | 0 | 0 | 0
CC | 0 | 0 | 0 | 0 | 0 | 0
CSP | 0 | 0 | 0 | 0 | 0 | 0
CT | 0 | 0 | 0 | 0 | 0 | 0
Coal | 0 | 0 | 0 | 0 | 0 | 0
Geo | 0 | 0 | 0 | 0 | 0 | 0
H | 0 | 0 | 0 | 0 | 0 | 0
LFG | 0 | 0 | 0 | 0 | 0 | 0
Nuc | 0 | 0 | 0 | 0 | 0 | 0
PS | 0 | 0 | 0 | 0 | 0 | 0
PV | 0 | 0 | 0 | 0 | 0 | 0
PeakG | 0 | 0 | 0 | 0 | 0 | 0
PeakO | 0 | 0 | 0 | 0 | 0 | 0
ST | 0 | 0 | 0 | 0 | 0 | 0
STOG | 0 | 0 | 0 | 0 | 0 | 0
STWD | 0 | 0 | 0 | 0 | 0 | 0
WT | 0 | 0 | 0 | 0 | 0 | 0
IGCC | 0 | 0 | 0 | 0 | 0 | 0
DemandResponse | 0 | 0 | 0 | 0 | 0 | 0
IGCC-CCS | 0 | 0 | 0 | 0 | 0 | 0
WT_off | 0 | 0 | 0 | 0 | 0 | 0
PseudoUnit | 0 | 0 | 0 | 500 | 500 | 500
FixedInterchange | 0 | 0 | 0 | 0 | 0 | 0
Cumulative New Build Capacity by Reporting Type: All
ReportingType | 2015 | 2020 | 2025 | 2030 | 2035 | 2040
BM | 1251 | 1608.67 | 2350.96 | 2544.38 | 61162.52 | 100395.64
CC | 121273.09 | 220648.4 | 233944.44 | 244132.05 | 246801.02 | 247420.61
CSP | 0 | 0 | 0 | 0 | 0 | 0
CT | 6393.85 | 11067.12 | 11451.29 | 13699.92 | 17813.77 | 26434.35
Coal | 10763.64 | 10763.64 | 10763.64 | 10763.64 | 10763.64 | 10763.64
Geo | 136 | 2211 | 6640 | 6640 | 6640 | 6640
H | 0 | 1199 | 3747.01 | 7244.02 | 8582 | 10248
LFG | 192 | 2145 | 4355 | 5079 | 5079 | 5079
Nuc | 2740.56 | 7270.56 | 17960.08 | 57270.67 | 107270.67 | 157270.67
PS | 0 | 0 | 0 | 0 | 0 | 0
PV | 1246 | 3531.53 | 4718.93 | 5139.3 | 6756.43 | 11255.57
PeakG | 0 | 0 | 0 | 0 | 0 | 0
PeakO | 0 | 0 | 0 | 0 | 0 | 0
ST | 760 | 1689.62 | 2006.34 | 2822.59 | 5939.91 | 9258.92
STOG | 0 | 0 | 0 | 0 | 0 | 0
STWD | 0 | 0 | 0 | 0 | 0 | 0
WT | 25342 | 153034.77 | 298659.56 | 478643.44 | 572640.83 | 612049.48
IGCC | 618 | 618 | 618 | 618 | 618 | 618
DemandResponse | 0 | 0 | 0 | 0 | 0 | 0
IGCC-CCS | 0 | 0 | 0 | 0 | 5466.23 | 47150.93
WT_off | 469 | 469 | 1569 | 1569 | 21645.61 | 38288.56
PseudoUnit | 0 | 0 | 2500 | 3300 | 3300 | 3300
FixedInterchange | 0 | 0 | 0 | 0 | 0 | 0
Cumulative New Build Capacity by Reporting Type: EI_US
ReportingType | 2015 | 2020 | 2025 | 2030 | 2035 | 2040
BM | 741.12 | 1098.79 | 1841.07 | 2034.49 | 45541.86 | 75169.08
CC | 89061.08 | 167095.01 | 168048.97 | 176659.9 | 179328.88 | 179948.46
CSP | 0 | 0 | 0 | 0 | 0 | 0
CT | 4323.75 | 8997.02 | 9381.2 | 11014.17 | 15128.01 | 20469.88
Coal | 7858.64 | 7858.64 | 7858.64 | 7858.64 | 7858.64 | 7858.64
Geo | 0 | 0 | 0 | 0 | 0 | 0
H | 0 | 504 | 1557.01 | 2344.02 | 3347 | 4385
LFG | 141.4 | 653.4 | 2739.67 | 3219 | 3219 | 3219
Nuc | 2740.56 | 7270.56 | 16772.65 | 38577.74 | 72358.79 | 114958.13
PS | 0 | 0 | 0 | 0 | 0 | 0
PV | 57.74 | 2343.27 | 3530.67 | 3951.05 | 4223.28 | 6568.98
PeakG | 0 | 0 | 0 | 0 | 0 | 0
PeakO | 0 | 0 | 0 | 0 | 0 | 0
ST | 0 | 0 | 0 | 0 | 0 | 0
STOG | 0 | 0 | 0 | 0 | 0 | 0
STWD | 0 | 0 | 0 | 0 | 0 | 0
WT | 19786.6 | 125352.49 | 245575.34 | 363491.73 | 432895.56 | 461153.17
IGCC | 618 | 618 | 618 | 618 | 618 | 618
DemandResponse | 0 | 0 | 0 | 0 | 0 | 0
IGCC-CCS | 0 | 0 | 0 | 0 | 0.01 | 9321.58
WT_off | 469 | 469 | 1569 | 1569 | 21645.58 | 38288.53
PseudoUnit | 0 | 0 | 2500 | 3300 | 3300 | 3300
FixedInterchange | 0 | 0 | 0 | 0 | 0 | 0
Cumulative New Build Capacity by Reporting Type: EI_Canada
ReportingType | 2015 | 2020 | 2025 | 2030 | 2035 | 2040
BM | 326.33 | 326.33 | 326.33 | 326.33 | 326.33 | 327
CC | 1972.48 | 1972.49 | 1972.49 | 1972.49 | 1972.49 | 1972.49
CSP | 0 | 0 | 0 | 0 | 0 | 0
CT | 368 | 368 | 368 | 368 | 368 | 3646.71
Coal | 0 | 0 | 0 | 0 | 0 | 0
Geo | 0 | 0 | 0 | 0 | 0 | 0
H | 0 | 695 | 2190 | 4900 | 4900 | 4900
LFG | 14.5 | 14.5 | 14.5 | 15 | 15 | 15
Nuc | 0 | 0 | 0 | 0 | 0 | 177.51
PS | 0 | 0 | 0 | 0 | 0 | 0
PV | 1067.26 | 1067.26 | 1067.26 | 1067.26 | 1067.26 | 1067.26
PeakG | 0 | 0 | 0 | 0 | 0 | 0
PeakO | 0 | 0 | 0 | 0 | 0 | 0
ST | 0 | 0 | 0 | 0 | 0 | 0
STOG | 0 | 0 | 0 | 0 | 0 | 0
STWD | 0 | 0 | 0 | 0 | 0 | 0
WT | 2408.3 | 2408.3 | 2408.3 | 2408.3 | 21268.04 | 23594.4
IGCC | 0 | 0 | 0 | 0 | 0 | 0
DemandResponse | 0 | 0 | 0 | 0 | 0 | 0
IGCC-CCS | 0 | 0 | 0 | 0 | 0 | 0
WT_off | 0 | 0 | 0 | 0 | 0 | 0
PseudoUnit | 0 | 0 | 0 | 0 | 0 | 0
FixedInterchange | 0 | 0 | 0 | 0 | 0 | 0
Cumulative New Build Capacity by Reporting Type: EI
ReportingType | 2015 | 2020 | 2025 | 2030 | 2035 | 2040
BM | 1067.45 | 1425.12 | 2167.41 | 2360.83 | 45868.19 | 75496.08
CC | 91033.57 | 169067.5 | 170021.45 | 178632.39 | 181301.36 | 181920.94
CSP | 0 | 0 | 0 | 0 | 0 | 0
CT | 4691.75 | 9365.02 | 9749.2 | 11382.17 | 15496.01 | 24116.59
Coal | 7858.64 | 7858.64 | 7858.64 | 7858.64 | 7858.64 | 7858.64
Geo | 0 | 0 | 0 | 0 | 0 | 0
H | 0 | 1199 | 3747.01 | 7244.02 | 8247 | 9285
LFG | 155.9 | 667.9 | 2754.17 | 3234 | 3234 | 3234
Nuc | 2740.56 | 7270.56 | 16772.65 | 38577.74 | 72358.79 | 115135.65
PS | 0 | 0 | 0 | 0 | 0 | 0
PV | 1125 | 3410.53 | 4597.93 | 5018.3 | 5290.53 | 7636.24
PeakG | 0 | 0 | 0 | 0 | 0 | 0
PeakO | 0 | 0 | 0 | 0 | 0 | 0
ST | 0 | 0 | 0 | 0 | 0 | 0
STOG | 0 | 0 | 0 | 0 | 0 | 0
STWD | 0 | 0 | 0 | 0 | 0 | 0
WT | 22194.9 | 127760.79 | 247983.64 | 365900.03 | 454163.6 | 484747.57
IGCC | 618 | 618 | 618 | 618 | 618 | 618
DemandResponse | 0 | 0 | 0 | 0 | 0 | 0
IGCC-CCS | 0 | 0 | 0 | 0 | 0.01 | 9321.58
WT_off | 469 | 469 | 1569 | 1569 | 21645.58 | 38288.53
PseudoUnit | 0 | 0 | 2500 | 3300 | 3300 | 3300
FixedInterchange | 0 | 0 | 0 | 0 | 0 | 0
Cumulative New Build Capacity by Reporting Type: Outside_EI
ReportingType | 2015 | 2020 | 2025 | 2030 | 2035 | 2040
BM | 183.55 | 183.55 | 183.55 | 183.55 | 15294.33 | 24899.56
CC | 30239.52 | 51580.91 | 63922.99 | 65499.66 | 65499.66 | 65499.66
CSP | 0 | 0 | 0 | 0 | 0 | 0
CT | 1702.1 | 1702.1 | 1702.1 | 2317.76 | 2317.76 | 2317.76
Coal | 2905 | 2905 | 2905 | 2905 | 2905 | 2905
Geo | 136 | 2211 | 6640 | 6640 | 6640 | 6640
H | 0 | 0 | 0 | 0 | 335 | 963
LFG | 36.1 | 1477.1 | 1600.83 | 1845 | 1845 | 1845
Nuc | 0 | 0 | 1187.43 | 18692.93 | 34911.88 | 42135.02
PS | 0 | 0 | 0 | 0 | 0 | 0
PV | 121 | 121 | 121 | 121 | 1465.9 | 3619.33
PeakG | 0 | 0 | 0 | 0 | 0 | 0
PeakO | 0 | 0 | 0 | 0 | 0 | 0
ST | 760 | 1689.62 | 2006.34 | 2822.59 | 5939.91 | 9258.92
STOG | 0 | 0 | 0 | 0 | 0 | 0
STWD | 0 | 0 | 0 | 0 | 0 | 0
WT | 3147.1 | 25273.98 | 50675.92 | 112743.42 | 118477.23 | 127301.91
IGCC | 0 | 0 | 0 | 0 | 0 | 0
DemandResponse | 0 | 0 | 0 | 0 | 0 | 0
IGCC-CCS | 0 | 0 | 0 | 0 | 5466.22 | 37829.35
WT_off | 0 | 0 | 0 | 0 | 0.03 | 0.03
PseudoUnit | 0 | 0 | 0 | 0 | 0 | 0
FixedInterchange | 0 | 0 | 0 | 0 | 0 | 0
#3 | Retirements of Capacity (MW)
Retirements of Capacity by Reporting Type: Entergy
ReportingType | 2015 | 2020 | 2025 | 2030 | 2035 | 2040
BM | 0 | 0 | 0 | 0 | 0 | 0
CC | 0 | 0 | 0 | 0 | 0 | 0
CSP | 0 | 0 | 0 | 0 | 0 | 0
CT | 0 | 0 | 0 | 0 | 0 | 0
Coal | 1403.42 | 6905.47 | 0 | 0 | 0 | 0.01
Geo | 0 | 0 | 0 | 0 | 0 | 0
H | 0 | 0 | 0 | 0 | 0 | 0
LFG | 0 | 0 | 0 | 0 | 0 | 0
Nuc | 0 | 0 | 0 | 0 | 842 | 997
PS | 0 | 0 | 0 | 0 | 0 | 0
PV | 0 | 0 | 0 | 0 | 0 | 0
PeakG | 0 | 0 | 0 | 0 | 0 | 0
PeakO | 0 | 0 | 0 | 0 | 0 | 0
ST | 0 | 0 | 0 | 0 | 0 | 0
STOG | 13042.5 | 0 | 0 | 0 | 0 | 1204.39
STWD | 0 | 0 | 0 | 0 | 0 | 0
WT | 0 | 0 | 0 | 0 | 0 | 0
IGCC | 0 | 0 | 0 | 0 | 0 | 0
DemandResponse | 0 | 0 | 0 | 0 | 0 | 0
IGCC-CCS | 0 | 0 | 0 | 0 | 0 | 0
WT_off | 0 | 0 | 0 | 0 | 0 | 0
PseudoUnit | 0 | 0 | 0 | 0 | 0 | 0
FixedInterchange | 0 | 0 | 0 | 0 | 0 | 0
Retirements of Capacity by Reporting Type: FRCC
ReportingType | 2015 | 2020 | 2025 | 2030 | 2035 | 2040
BM | 0 | 0 | 0 | 0 | 0 | 0
CC | 0 | 0 | 0 | 284.83 | 8874.04 | 0
CSP | 0 | 0 | 0 | 0 | 0 | 0
CT | 0 | 0 | 0 | 0 | 2480 | 0
Coal | 6661.33 | 1104 | 0 | 0 | 0 | 0
Geo | 0 | 0 | 0 | 0 | 0 | 0
H | 0 | 0 | 0 | 0 | 0 | 0
LFG | 0 | 0 | 0 | 0 | 0 | 0
Nuc | 0 | 0 | 0 | 0 | 1615.33 | 1677
PS | 0 | 0 | 0 | 0 | 0 | 0
PV | 0 | 0 | 0 | 0 | 0 | 0
PeakG | 0 | 0 | 0 | 0 | 0 | 0
PeakO | 0 | 0 | 0 | 1464.48 | 0 | 0
ST | 0 | 0 | 0 | 0 | 0 | 0
STOG | 9833 | 0 | 0 | 0 | 0 | 0
STWD | 0 | 0 | 0 | 0 | 0 | 0
WT | 0 | 0 | 0 | 0 | 0 | 0
IGCC | 0 | 0 | 0 | 0 | 0 | 0
DemandResponse | 0 | 0 | 0 | 0 | 0 | 0
IGCC-CCS | 0 | 0 | 0 | 0 | 0 | 0
WT_off | 0 | 0 | 0 | 0 | 0 | 0
PseudoUnit | 0 | 0 | 0 | 0 | 0 | 0
FixedInterchange | 0 | 0 | 0 | 0 | 0 | 0
Retirements of Capacity by Reporting Type: MAPP_US
ReportingType | 2015 | 2020 | 2025 | 2030 | 2035 | 2040
BM | 0 | 0 | 0 | 0 | 0 | 0
CC | 0 | 0 | 0 | 0 | 0 | 0
CSP | 0 | 0 | 0 | 0 | 0 | 0
CT | 0 | 0 | 0 | 0 | 0 | 0
Coal | 1610.5 | 471 | 0 | 0 | 0 | 1464.99
Geo | 0 | 0 | 0 | 0 | 0 | 0
H | 0 | 0 | 0 | 0 | 0 | 0
LFG | 0 | 0 | 0 | 0 | 0 | 0
Nuc | 0 | 0 | 0 | 0 | 0 | 0
PS | 0 | 0 | 0 | 0 | 0 | 0
PV | 0 | 0 | 0 | 0 | 0 | 0
PeakG | 0 | 0 | 0 | 0 | 0 | 0
PeakO | 0 | 0 | 0 | 0 | 0 | 0
ST | 0 | 0 | 0 | 0 | 0 | 0
STOG | 35.98 | 0 | 0 | 0 | 0 | 0
STWD | 0 | 0 | 0 | 0 | 0 | 0
WT | 0 | 0 | 0 | 0 | 0 | 0
IGCC | 0 | 0 | 0 | 0 | 0 | 0
DemandResponse | 0 | 0 | 0 | 0 | 0 | 0
IGCC-CCS | 0 | 0 | 0 | 0 | 0 | 0
WT_off | 0 | 0 | 0 | 0 | 0 | 0
PseudoUnit | 0 | 0 | 0 | 0 | 0 | 0
FixedInterchange | 0 | 0 | 0 | 0 | 0 | 0
Retirements of Capacity by Reporting Type: MISO_IN
ReportingType | 2015 | 2020 | 2025 | 2030 | 2035 | 2040
BM | 0 | 0 | 0 | 0 | 0 | 0
CC | 0 | 0 | 0 | 0 | 0 | 0
CSP | 0 | 0 | 0 | 0 | 0 | 0
CT | 0 | 0 | 0 | 0 | 0 | 0
Coal | 4442.64 | 4047.99 | 0 | 0.01 | 0 | 0.01
Geo | 0 | 0 | 0 | 0 | 0 | 0
H | 0 | 0 | 0 | 0 | 0 | 0
LFG | 0 | 0 | 0 | 0 | 0 | 0
Nuc | 0 | 0 | 0 | 0 | 0 | 0
PS | 0 | 0 | 0 | 0 | 0 | 0
PV | 0 | 0 | 0 | 0 | 0 | 0
PeakG | 0 | 0 | 0 | 0 | 0 | 0
PeakO | 0 | 0 | 0 | 0 | 0 | 0
ST | 0 | 0 | 0 | 0 | 0 | 0
STOG | 0 | 0 | 0 | 0 | 0 | 0
STWD | 0 | 0 | 0 | 0 | 0 | 0
WT | 0 | 0 | 0 | 0 | 0 | 0
IGCC | 0 | 0 | 0 | 0 | 0 | 0
DemandResponse | 0 | 0 | 0 | 0 | 0 | 0
IGCC-CCS | 0 | 0 | 0 | 0 | 0 | 0
WT_off | 0 | 0 | 0 | 0 | 0 | 0
PseudoUnit | 0 | 0 | 0 | 0 | 0 | 0
FixedInterchange | 0 | 0 | 0 | 0 | 0 | 0
Retirements of Capacity by Reporting Type: MISO_MI
ReportingType | 2015 | 2020 | 2025 | 2030 | 2035 | 2040
BM | 0 | 0 | 0 | 0 | 0 | 0
CC | 0 | 0 | 0 | 0 | 0 | 0
CSP | 0 | 0 | 0 | 0 | 0 | 0
CT | 0 | 0 | 0 | 0 | 0 | 0
Coal | 4779.99 | 4452 | 0 | 0 | 0 | 0
Geo | 0 | 0 | 0 | 0 | 0 | 0
H | 0 | 0 | 0 | 0 | 0 | 0
LFG | 0 | 0 | 0 | 0 | 0 | 0
Nuc | 0 | 0 | 0 | 0 | 778 | 0
PS | 0 | 0 | 0 | 0 | 0 | 0
PV | 0 | 0 | 0 | 0 | 0 | 0
PeakG | 0 | 0 | 0 | 0 | 0 | 0
PeakO | 0 | 0 | 0 | 0 | 0 | 0
ST | 0 | 0 | 0 | 0 | 0 | 0
STOG | 0 | 0 | 0 | 0 | 0 | 0
STWD | 0 | 0 | 0 | 0 | 0 | 0
WT | 0 | 0 | 0 | 0 | 0 | 0
IGCC | 0 | 0 | 0 | 0 | 0 | 0
DemandResponse | 0 | 0 | 0 | 0 | 0 | 0
IGCC-CCS | 0 | 0 | 0 | 0 | 0 | 0
WT_off | 0 | 0 | 0 | 0 | 0 | 0
PseudoUnit | 0 | 0 | 0 | 0 | 0 | 0
FixedInterchange | 0 | 0 | 0 | 0 | 0 | 0
Retirements of Capacity by Reporting Type: MISO_MO-IL
ReportingType | 2015 | 2020 | 2025 | 2030 | 2035 | 2040
BM | 0 | 0 | 0 | 0 | 0 | 0
CC | 0 | 0 | 0 | 0 | 0 | 0
CSP | 0 | 0 | 0 | 0 | 0 | 0
CT | 0 | 0 | 0 | 0 | 0 | 0
Coal | 4233.67 | 8173.99 | 0 | 0.02 | 0 | 0.01
Geo | 0 | 0 | 0 | 0 | 0 | 0
H | 0 | 0 | 0 | 0 | 0 | 0
LFG | 0 | 0 | 0 | 0 | 0 | 0
Nuc | 0 | 0 | 0 | 0 | 0 | 0
PS | 0 | 0 | 0 | 0 | 0 | 0
PV | 0 | 0 | 0 | 0 | 0 | 0
PeakG | 0 | 0 | 0 | 0 | 0 | 0
PeakO | 0 | 0 | 0 | 0 | 0 | 0
ST | 0 | 0 | 0 | 0 | 0 | 0
STOG | 0 | 0 | 0 | 0 | 0 | 0
STWD | 0 | 0 | 0 | 0 | 0 | 0
WT | 0 | 0 | 0 | 0 | 0 | 0
IGCC | 0 | 0 | 0 | 0 | 0 | 0
DemandResponse | 0 | 0 | 0 | 0 | 0 | 0
IGCC-CCS | 0 | 0 | 0 | 0 | 0 | 0
WT_off | 0 | 0 | 0 | 0 | 0 | 0
PseudoUnit | 0 | 0 | 0 | 0 | 0 | 0
FixedInterchange | 0 | 0 | 0 | 0 | 0 | 0
Retirements of Capacity by Reporting Type: MISO_W
ReportingType | 2015 | 2020 | 2025 | 2030 | 2035 | 2040
BM | 0 | 0 | 0 | 0 | 0 | 0
CC | 0 | 0 | 0 | 0 | 0 | 0
CSP | 0 | 0 | 0 | 0 | 0 | 0
CT | 0 | 0 | 0 | 0 | 0 | 0
Coal | 3725.65 | 6131.25 | 0 | 1424.79 | 0 | 1502.35
Geo | 0 | 0 | 0 | 0 | 0 | 0
H | 0 | 0 | 0 | 0 | 0 | 0
LFG | 0 | 0 | 0 | 0 | 0 | 0
Nuc | 0 | 0 | 0 | 0 | 2361.23 | 0
PS | 0 | 0 | 0 | 0 | 0 | 0
PV | 0 | 0 | 0 | 0 | 0 | 0
PeakG | 0 | 0 | 0 | 0 | 0 | 0
PeakO | 0 | 0 | 0 | 0 | 0 | 0
ST | 0 | 0 | 0 | 0 | 0 | 0
STOG | 0 | 0 | 0 | 0 | 0 | 0
STWD | 0 | 0 | 0 | 0 | 0 | 0
WT | 0 | 0 | 0 | 0 | 0 | 0
IGCC | 0 | 0 | 0 | 0 | 0 | 0
DemandResponse | 0 | 0 | 0 | 0 | 0 | 0
IGCC-CCS | 0 | 0 | 0 | 0 | 0 | 0
WT_off | 0 | 0 | 0 | 0 | 0 | 0
PseudoUnit | 0 | 0 | 0 | 0 | 0 | 0
FixedInterchange | 0 | 0 | 0 | 0 | 0 | 0
Retirements of Capacity by Reporting Type: MISO_WUMS
ReportingType | 2015 | 2020 | 2025 | 2030 | 2035 | 2040
BM | 0 | 0 | 0 | 0 | 0 | 0
CC | 0 | 0 | 0 | 0 | 0 | 0
CSP | 0 | 0 | 0 | 0 | 0 | 0
CT | 0 | 0 | 0 | 0 | 0 | 0
Coal | 4045.74 | 2202.08 | 0 | 0 | 0 | 0.01
Geo | 0 | 0 | 0 | 0 | 0 | 0
H | 0 | 0 | 0 | 0 | 0 | 0
LFG | 0 | 0 | 0 | 0 | 0 | 0
Nuc | 0 | 0 | 0 | 0 | 1816.9 | 0
PS | 0 | 0 | 0 | 0 | 0 | 0
PV | 0 | 0 | 0 | 0 | 0 | 0
PeakG | 0 | 0 | 0 | 0 | 0 | 0
PeakO | 0 | 0 | 0 | 0 | 0 | 0
ST | 0 | 0 | 0 | 0 | 0 | 0
STOG | 59.5 | 0 | 0 | 0 | 0 | 0
STWD | 0 | 0 | 0 | 0 | 0 | 0
WT | 0 | 0 | 0 | 0 | 0 | 0
IGCC | 0 | 0 | 0 | 0 | 0 | 0
DemandResponse | 0 | 0 | 0 | 0 | 0 | 0
IGCC-CCS | 0 | 0 | 0 | 0 | 0 | 0
WT_off | 0 | 0 | 0 | 0 | 0 | 0
PseudoUnit | 0 | 0 | 0 | 0 | 0 | 0
FixedInterchange | 0 | 0 | 0 | 0 | 0 | 0
Retirements of Capacity by Reporting Type: Nebraska
ReportingType | 2015 | 2020 | 2025 | 2030 | 2035 | 2040
BM | 0 | 0 | 0 | 0 | 0 | 0
CC | 0 | 0 | 0 | 0 | 0 | 0
CSP | 0 | 0 | 0 | 0 | 0 | 0
CT | 0 | 0 | 0 | 0 | 0 | 0
Coal | 0 | 3195.8 | 0 | 0 | 0 | 0
Geo | 0 | 0 | 0 | 0 | 0 | 0
H | 0 | 0 | 0 | 0 | 0 | 0
LFG | 0 | 0 | 0 | 0 | 0 | 0
Nuc | 0 | 0 | 0 | 0 | 1251.8 | 0
PS | 0 | 0 | 0 | 0 | 0 | 0
PV | 0 | 0 | 0 | 0 | 0 | 0
PeakG | 0 | 0 | 0 | 0 | 0 | 0
PeakO | 0 | 0 | 0 | 0 | 0 | 0
ST | 0 | 0 | 0 | 0 | 0 | 0
STOG | 0 | 0 | 0 | 0 | 0 | 0
STWD | 0 | 0 | 0 | 0 | 0 | 0
WT | 0 | 0 | 0 | 0 | 0 | 0
IGCC | 0 | 0 | 0 | 0 | 0 | 0
DemandResponse | 0 | 0 | 0 | 0 | 0 | 0
IGCC-CCS | 0 | 0 | 0 | 0 | 0 | 0
WT_off | 0 | 0 | 0 | 0 | 0 | 0
PseudoUnit | 0 | 0 | 0 | 0 | 0 | 0
FixedInterchange | 0 | 0 | 0 | 0 | 0 | 0
Retirements of Capacity by Reporting Type: NEISO
ReportingType | 2015 | 2020 | 2025 | 2030 | 2035 | 2040
BM | 0 | 0 | 0 | 0 | 0 | 0
CC | 1025.11 | 0.01 | 0 | 0 | 0 | 0
CSP | 0 | 0 | 0 | 0 | 0 | 0
CT | 0 | 0 | 0 | 0 | 0 | 0
Coal | 2250.12 | 320.01 | 0 | 0 | 0 | 0
Geo | 0 | 0 | 0 | 0 | 0 | 0
H | 0 | 0 | 0 | 0 | 0 | 0
LFG | 0 | 0 | 0 | 0 | 0 | 0
Nuc | 0 | 0 | 0 | 0 | 1289 | 876.92
PS | 0 | 0 | 0 | 0 | 0 | 0
PV | 0 | 0 | 0 | 0 | 0 | 0
PeakG | 0 | 0 | 0 | 0 | 0 | 0
PeakO | 0 | 0 | 0 | 0 | 0 | 0
ST | 0 | 0 | 0 | 0 | 0 | 0
STOG | 6237 | 0 | 0 | 0 | 0 | 0
STWD | 0 | 0 | 0 | 0 | 0 | 0
WT | 0 | 0 | 0 | 0 | 0 | 0
IGCC | 0 | 0 | 0 | 0 | 0 | 0
DemandResponse | 0 | 0 | 0 | 0 | 0 | 0
IGCC-CCS | 0 | 0 | 0 | 0 | 0 | 0
WT_off | 0 | 0 | 0 | 0 | 0 | 0
PseudoUnit | 0 | 0 | 0 | 0 | 0 | 0
FixedInterchange | 0 | 0 | 0 | 0 | 0 | 0
Retirements of Capacity by Reporting Type: NonRTO_Midwest
ReportingType | 2015 | 2020 | 2025 | 2030 | 2035 | 2040
BM | 0 | 0 | 0 | 0 | 0 | 0
CC | 0 | 0 | 0 | 0 | 0 | 1431.43
CSP | 0 | 0 | 0 | 0 | 0 | 0
CT | 0 | 0 | 0 | 0 | 0 | 0
Coal | 3077.99 | 3101.27 | 0.01 | 46.57 | 499.44 | 0
Geo | 0 | 0 | 0 | 0 | 0 | 0
H | 0 | 0 | 0 | 0 | 0 | 0
LFG | 0 | 0 | 0 | 0 | 0 | 0
Nuc | 0 | 0 | 0 | 0 | 0 | 0
PS | 0 | 0 | 0 | 0 | 0 | 0
PV | 0 | 0 | 0 | 0 | 0 | 0
PeakG | 0 | 0 | 0 | 0 | 0 | 0
PeakO | 0 | 0 | 0 | 0 | 0 | 0
ST | 0 | 0 | 0 | 0 | 0 | 0
STOG | 0 | 0 | 0 | 0 | 0 | 0
STWD | 0 | 0 | 0 | 0 | 0 | 0
WT | 0 | 0 | 0 | 0 | 0 | 0
IGCC | 0 | 0 | 0 | 0 | 0 | 0
DemandResponse | 0 | 0 | 0 | 0 | 0 | 0
IGCC-CCS | 0 | 0 | 0 | 0 | 0 | 0
WT_off | 0 | 0 | 0 | 0 | 0 | 0
PseudoUnit | 0 | 0 | 0 | 0 | 0 | 0
FixedInterchange | 0 | 0 | 0 | 0 | 0 | 0
Retirements of Capacity by Reporting Type: NYISO_A-F
ReportingType | 2015 | 2020 | 2025 | 2030 | 2035 | 2040
BM | 0 | 0 | 0 | 0 | 0 | 0
CC | 0 | 0 | 0 | 0 | 0 | 0
CSP | 0 | 0 | 0 | 0 | 0 | 0
CT | 0 | 0 | 0 | 0 | 0 | 0
Coal | 2251.9 | 0 | 0 | 0 | 0 | 0
Geo | 0 | 0 | 0 | 0 | 0 | 0
H | 0 | 0 | 0 | 0 | 0 | 0
LFG | 0 | 0 | 0 | 0 | 0 | 0
Nuc | 0 | 0 | 0 | 621.2 | 580.5 | 852.2
PS | 0 | 0 | 0 | 0 | 0 | 0
PV | 0 | 0 | 0 | 0 | 0 | 0
PeakG | 0 | 0 | 0 | 0 | 0 | 0
PeakO | 0 | 0 | 0 | 0 | 0 | 0
ST | 0 | 0 | 0 | 0 | 0 | 0
STOG | 1700.98 | 0 | 0 | 0 | 0 | 0
STWD | 0 | 0 | 0 | 0 | 0 | 0
WT | 0 | 0 | 0 | 0 | 0 | 0
IGCC | 0 | 0 | 0 | 0 | 0 | 0
DemandResponse | 0 | 0 | 0 | 0 | 0 | 0
IGCC-CCS | 0 | 0 | 0 | 0 | 0 | 0
WT_off | 0 | 0 | 0 | 0 | 0 | 0
PseudoUnit | 0 | 0 | 0 | 0 | 0 | 0
FixedInterchange | 0 | 0 | 0 | 0 | 0 | 0
Retirements of Capacity by Reporting Type: NYISO_G-I
ReportingType | 2015 | 2020 | 2025 | 2030 | 2035 | 2040
BM | 0 | 0 | 0 | 0 | 0 | 0
CC | 0 | 0 | 0 | 0 | 0 | 0
CSP | 0 | 0 | 0 | 0 | 0 | 0
CT | 0 | 0 | 0 | 0 | 0 | 0
Coal | 368.2 | 0 | 0 | 0 | 0 | 0
Geo | 0 | 0 | 0 | 0 | 0 | 0
H | 0 | 0 | 0 | 0 | 0 | 0
LFG | 0 | 0 | 0 | 0 | 0 | 0
Nuc | 0 | 0 | 0 | 0 | 1019.6 | 1025
PS | 0 | 0 | 0 | 0 | 0 | 0
PV | 0 | 0 | 0 | 0 | 0 | 0
PeakG | 0 | 0 | 0 | 0 | 0 | 0
PeakO | 0 | 0 | 0 | 0 | 0 | 0
ST | 0 | 0 | 0 | 0 | 0 | 0
STOG | 2430.96 | 0 | 0 | 0 | 0 | 0
STWD | 0 | 0 | 0 | 0 | 0 | 0
WT | 0 | 0 | 0 | 0 | 0 | 0
IGCC | 0 | 0 | 0 | 0 | 0 | 0
DemandResponse | 0 | 0 | 0 | 0 | 0 | 0
IGCC-CCS | 0 | 0 | 0 | 0 | 0 | 0
WT_off | 0 | 0 | 0 | 0 | 0 | 0
PseudoUnit | 0 | 0 | 0 | 0 | 0 | 0
FixedInterchange | 0 | 0 | 0 | 0 | 0 | 0
Retirements of Capacity by Reporting Type: NYISO_J-K
ReportingType | 2015 | 2020 | 2025 | 2030 | 2035 | 2040
BM | 0 | 0 | 0 | 0 | 0 | 0
CC | 0 | 0 | 0 | 0 | 0 | 0
CSP | 0 | 0 | 0 | 0 | 0 | 0
CT | 0 | 0 | 0 | 0 | 0 | 0
Coal | 0 | 0 | 0 | 0 | 0 | 0
Geo | 0 | 0 | 0 | 0 | 0 | 0
H | 0 | 0 | 0 | 0 | 0 | 0
LFG | 0 | 0 | 0 | 0 | 0 | 0
Nuc | 0 | 0 | 0 | 0 | 0 | 0
PS | 0 | 0 | 0 | 0 | 0 | 0
PV | 0 | 0 | 0 | 0 | 0 | 0
PeakG | 0 | 0 | 0 | 0 | 0 | 0
PeakO | 0 | 0 | 0 | 0 | 0 | 0
ST | 0 | 0 | 0 | 0 | 0 | 0
STOG | 1449.91 | 0 | 0 | 0 | 0 | 0
STWD | 0 | 0 | 0 | 0 | 0 | 0
WT | 0 | 0 | 0 | 0 | 0 | 0
IGCC | 0 | 0 | 0 | 0 | 0 | 0
DemandResponse | 0 | 0 | 0 | 0 | 0 | 0
IGCC-CCS | 0 | 0 | 0 | 0 | 0 | 0
WT_off | 0 | 0 | 0 | 0 | 0 | 0
PseudoUnit | 0 | 0 | 0 | 0 | 0 | 0
FixedInterchange | 0 | 0 | 0 | 0 | 0 | 0
Retirements of Capacity by Reporting Type: PJM_E
ReportingType | 2015 | 2020 | 2025 | 2030 | 2035 | 2040
BM | 0 | 0 | 0 | 0 | 0 | 0
CC | 0 | 0 | 0 | 0 | 0 | 0
CSP | 0 | 0 | 0 | 0 | 0 | 0
CT | 0 | 0 | 0 | 0 | 0 | 0
Coal | 2803.99 | 568 | 0 | 0 | 0 | 0
Geo | 0 | 0 | 0 | 0 | 0 | 0
H | 0 | 0 | 0 | 0 | 0 | 0
LFG | 0 | 0 | 0 | 0 | 0 | 0
Nuc | 0 | 614.5 | 0 | 0 | 2224 | 1174
PS | 0 | 0 | 0 | 0 | 0 | 0
PV | 0 | 0 | 0 | 0 | 0 | 0
PeakG | 268.5 | 0 | 0 | 0 | 0 | 0
PeakO | 2.7 | 0 | 0 | 0 | 0 | 0
ST | 0 | 0 | 0 | 0 | 0 | 0
STOG | 629.5 | 0 | 0 | 0 | 0 | 0
STWD | 0 | 0 | 0 | 0 | 0 | 0
WT | 0 | 0 | 0 | 0 | 0 | 0
IGCC | 0 | 0 | 0 | 0 | 0 | 0
DemandResponse | 0 | 0 | 0 | 0 | 0 | 0
IGCC-CCS | 0 | 0 | 0 | 0 | 0 | 0
WT_off | 0 | 0 | 0 | 0 | 0 | 0
PseudoUnit | 0 | 0 | 0 | 0 | 0 | 0
FixedInterchange | 0 | 0 | 0 | 0 | 0 | 0
Retirements of Capacity by Reporting Type: PJM_ROM
ReportingType | 2015 | 2020 | 2025 | 2030 | 2035 | 2040
BM | 0 | 0 | 0 | 0 | 0 | 0
CC | 0 | 0 | 0 | 0 | 0 | 0
CSP | 0 | 0 | 0 | 0 | 0 | 0
CT | 0 | 0 | 0 | 0 | 0 | 0
Coal | 10989.46 | 1416.57 | 0 | 0 | 0 | 338.44
Geo | 0 | 0 | 0 | 0 | 0 | 0
H | 0 | 0 | 0 | 0 | 0 | 0
LFG | 0 | 0 | 0 | 0 | 0 | 0
Nuc | 0 | 0 | 0 | 0 | 1732 | 899
PS | 0 | 0 | 0 | 0 | 0 | 0
PV | 0 | 0 | 0 | 0 | 0 | 0
PeakG | 0 | 0 | 0 | 0 | 0 | 0
PeakO | 270 | 0 | 0 | 0 | 0 | 0
ST | 0 | 0 | 0 | 0 | 0 | 0
STOG | 580 | 0 | 0 | 0 | 0 | 0
STWD | 0 | 0 | 0 | 0 | 0 | 0
WT | 0 | 0 | 0 | 0 | 0 | 0
IGCC | 0 | 0 | 0 | 0 | 0 | 0
DemandResponse | 0 | 0 | 0 | 0 | 0 | 0
IGCC-CCS | 0 | 0 | 0 | 0 | 0 | 0
WT_off | 0 | 0 | 0 | 0 | 0 | 0
PseudoUnit | 0 | 0 | 0 | 0 | 0 | 0
FixedInterchange | 0 | 0 | 0 | 0 | 0 | 0
Retirements of Capacity by Reporting Type: PJM_ROR
ReportingType | 2015 | 2020 | 2025 | 2030 | 2035 | 2040
BM | 0 | 0 | 0 | 0 | 0 | 0
CC | 0 | 0 | 0 | 0 | 0 | 0
CSP | 0 | 0 | 0 | 0 | 0 | 0
CT | 0 | 0 | 0 | 0 | 0 | 0
Coal | 26610.26 | 11218.06 | 0 | 0 | 0 | 0
Geo | 0 | 0 | 0 | 0 | 0 | 0
H | 0 | 0 | 0 | 0 | 0 | 0
LFG | 0 | 0 | 0 | 0 | 0 | 0
Nuc | 0 | 0 | 0 | 867 | 4275 | 4883.16
PS | 0 | 0 | 0 | 0 | 0 | 0
PV | 0 | 0 | 0 | 0 | 0 | 0
PeakG | 0 | 0 | 0 | 0 | 0 | 0
PeakO | 19 | 0 | 0 | 0 | 0 | 0
ST | 0 | 0 | 0 | 0 | 0 | 0
STOG | 0 | 0 | 0 | 0 | 0 | 990.02
STWD | 0 | 0 | 0 | 0 | 0 | 0
WT | 0 | 0 | 0 | 0 | 0 | 0
IGCC | 0 | 0 | 0 | 0 | 0 | 0
DemandResponse | 0 | 0 | 0 | 0 | 0 | 0
IGCC-CCS | 0 | 0 | 0 | 0 | 0 | 0
WT_off | 0 | 0 | 0 | 0 | 0 | 0
PseudoUnit | 0 | 0 | 0 | 0 | 0 | 0
FixedInterchange | 0 | 0 | 0 | 0 | 0 | 0
Retirements of Capacity by Reporting Type: SOCO
ReportingType | 2015 | 2020 | 2025 | 2030 | 2035 | 2040
BM | 0 | 0 | 0 | 0 | 0 | 0
CC | 128.42 | 0 | 0 | 57.43 | 5736.41 | 3347.3
CSP | 0 | 0 | 0 | 0 | 0 | 0
CT | 0 | 0 | 0 | 0 | 0 | 0
Coal | 16899.6 | 4375 | 0 | 0 | 0 | 0
Geo | 0 | 0 | 0 | 0 | 0 | 0
H | 0 | 0 | 0 | 0 | 0 | 0
LFG | 0 | 0 | 0 | 0 | 0 | 0
Nuc | 0 | 0 | 0 | 0 | 0 | 2645.05
PS | 0 | 0 | 0 | 0 | 0 | 0
PV | 0 | 0 | 0 | 0 | 0 | 0
PeakG | 209.99 | 0 | 0 | 0 | 5214.18 | 0
PeakO | 1138.99 | 0 | 0 | 0 | 0 | 0
ST | 0 | 0 | 0 | 0 | 0 | 0
STOG | 854 | 0 | 0 | 0 | 0 | 0
STWD | 0 | 0 | 0 | 0 | 0 | 0
WT | 0 | 0 | 0 | 0 | 0 | 0
IGCC | 0 | 0 | 0 | 0 | 0 | 0
DemandResponse | 0 | 0 | 0 | 0 | 0 | 0
IGCC-CCS | 0 | 0 | 0 | 0 | 0 | 0
WT_off | 0 | 0 | 0 | 0 | 0 | 0
PseudoUnit | 0 | 0 | 0 | 0 | 0 | 0
FixedInterchange | 0 | 0 | 0 | 0 | 0 | 0
Retirements of Capacity by Reporting Type: SPP_N
ReportingType | 2015 | 2020 | 2025 | 2030 | 2035 | 2040
BM | 0 | 0 | 0 | 0 | 0 | 0
CC | 0 | 0 | 0 | 0 | 0 | 0
CSP | 0 | 0 | 0 | 0 | 0 | 0
CT | 0 | 0 | 0 | 0 | 0 | 0
Coal | 621 | 2974.44 | 2905.06 | 0 | 0 | 0
Geo | 0 | 0 | 0 | 0 | 0 | 0
H | 0 | 0 | 0 | 0 | 0 | 0
LFG | 0 | 0 | 0 | 0 | 0 | 0
Nuc | 0 | 0 | 0 | 0 | 0 | 0
PS | 0 | 0 | 0 | 0 | 0 | 0
PV | 0 | 0 | 0 | 0 | 0 | 0
PeakG | 0 | 0 | 0 | 0 | 0 | 0
PeakO | 0 | 0 | 0 | 0 | 0 | 0
ST | 0 | 0 | 0 | 0 | 0 | 0
STOG | 0 | 0 | 0 | 0 | 0 | 0
STWD | 0 | 0 | 0 | 0 | 0 | 0
WT | 0 | 0 | 0 | 0 | 0 | 0
IGCC | 0 | 0 | 0 | 0 | 0 | 0
DemandResponse | 0 | 0 | 0 | 0 | 0 | 0
IGCC-CCS | 0 | 0 | 0 | 0 | 0 | 0
WT_off | 0 | 0 | 0 | 0 | 0 | 0
PseudoUnit | 0 | 0 | 0 | 0 | 0 | 0
FixedInterchange | 0 | 0 | 0 | 0 | 0 | 0
Retirements of Capacity by Reporting Type: SPP_S
ReportingType | 2015 | 2020 | 2025 | 2030 | 2035 | 2040
BM | 0 | 0 | 0 | 0 | 0 | 0
CC | 0 | 0 | 0 | 0 | 0 | 0
CSP | 0 | 0 | 0 | 0 | 0 | 0
CT | 0 | 0 | 0 | 0 | 0 | 0
Coal | 3890.4 | 6803.49 | 2445.96 | 0 | 0 | 0
Geo | 0 | 0 | 0 | 0 | 0 | 0
H | 0 | 0 | 0 | 0 | 0 | 0
LFG | 0 | 0 | 0 | 0 | 0 | 0
Nuc | 0 | 0 | 0 | 0 | 0 | 0
PS | 0 | 0 | 0 | 0 | 0 | 0
PV | 0 | 0 | 0 | 0 | 0 | 0
PeakG | 0 | 0 | 0 | 0 | 0 | 0
PeakO | 0 | 0 | 0 | 0 | 0 | 0
ST | 0 | 0 | 0 | 0 | 0 | 0
STOG | 0 | 0 | 0 | 0 | 0 | 0
STWD | 0 | 0 | 0 | 0 | 0 | 0
WT | 0 | 0 | 0 | 0 | 0 | 0
IGCC | 0 | 0 | 0 | 0 | 0 | 0
DemandResponse | 0 | 0 | 0 | 0 | 0 | 0
IGCC-CCS | 0 | 0 | 0 | 0 | 0 | 0
WT_off | 0 | 0 | 0 | 0 | 0 | 0
PseudoUnit | 0 | 0 | 0 | 0 | 0 | 0
FixedInterchange | 0 | 0 | 0 | 0 | 0 | 0
Retirements of Capacity by Reporting Type: TVA
ReportingType | 2015 | 2020 | 2025 | 2030 | 2035 | 2040
BM | 0 | 0 | 0 | 0 | 0 | 0
CC | 0 | 0 | 0 | 0 | 320 | 305.55
CSP | 0 | 0 | 0 | 0 | 0 | 0
CT | 0 | 0 | 0 | 0 | 0 | 0
Coal | 8902.98 | 1739 | 0 | 0 | 440 | 0
Geo | 0 | 0 | 0 | 0 | 0 | 0
H | 0 | 0 | 0 | 0 | 0 | 0
LFG | 0 | 0 | 0 | 0 | 0 | 0
Nuc | 0 | 0 | 0 | 0 | 2512.33 | 1278.67
PS | 0 | 0 | 0 | 0 | 0 | 0
PV | 0 | 0 | 0 | 0 | 0 | 0
PeakG | 0 | 0 | 0 | 0 | 0 | 0
PeakO | 0 | 0 | 0 | 0 | 0 | 0
ST | 0 | 0 | 0 | 0 | 0 | 0
STOG | 0 | 0 | 0 | 0 | 0 | 0
STWD | 0 | 0 | 0 | 0 | 0 | 0
WT | 0 | 0 | 0 | 0 | 0 | 0
IGCC | 0 | 0 | 0 | 0 | 0 | 0
DemandResponse | 0 | 0 | 0 | 0 | 0 | 0
IGCC-CCS | 0 | 0 | 0 | 0 | 0 | 0
WT_off | 0 | 0 | 0 | 0 | 0 | 0
PseudoUnit | 0 | 0 | 0 | 0 | 0 | 0
FixedInterchange | 0 | 0 | 0 | 0 | 0 | 0
Retirements of Capacity by Reporting Type: TVA_Transmission
ReportingType | 2015 | 2020 | 2025 | 2030 | 2035 | 2040
BM | 0 | 0 | 0 | 0 | 0 | 0
CC | 0 | 0 | 0 | 0 | 0 | 0
CSP | 0 | 0 | 0 | 0 | 0 | 0
CT | 0 | 0 | 0 | 0 | 0 | 0
Coal | 0 | 0 | 0 | 0 | 0 | 0
Geo | 0 | 0 | 0 | 0 | 0 | 0
H | 0 | 0 | 0 | 0 | 0 | 0
LFG | 0 | 0 | 0 | 0 | 0 | 0
Nuc | 0 | 0 | 0 | 0 | 0 | 0
PS | 0 | 0 | 0 | 0 | 0 | 0
PV | 0 | 0 | 0 | 0 | 0 | 0
PeakG | 0 | 0 | 0 | 0 | 0 | 0
PeakO | 0 | 0 | 0 | 0 | 0 | 0
ST | 0 | 0 | 0 | 0 | 0 | 0
STOG | 0 | 0 | 0 | 0 | 0 | 0
STWD | 0 | 0 | 0 | 0 | 0 | 0
WT | 0 | 0 | 0 | 0 | 0 | 0
IGCC | 0 | 0 | 0 | 0 | 0 | 0
DemandResponse | 0 | 0 | 0 | 0 | 0 | 0
IGCC-CCS | 0 | 0 | 0 | 0 | 0 | 0
WT_off | 0 | 0 | 0 | 0 | 0 | 0
PseudoUnit | 0 | 0 | 0 | 0 | 0 | 0
FixedInterchange | 0 | 0 | 0 | 0 | 0 | 0
Retirements of Capacity by Reporting Type: VACAR
ReportingType | 2015 | 2020 | 2025 | 2030 | 2035 | 2040
BM | 0 | 0 | 0 | 0 | 0 | 0
CC | 0 | 0 | 0 | 0 | 185 | 0
CSP | 0 | 0 | 0 | 0 | 0 | 0
CT | 0 | 0 | 0 | 186.39 | 0 | 530.86
Coal | 14501.44 | 0.05 | 699.47 | 2734.93 | 0.02 | 0
Geo | 0 | 0 | 0 | 0 | 0 | 0
H | 0 | 0 | 0 | 0 | 0 | 0
LFG | 0 | 0 | 0 | 0 | 0 | 0
Nuc | 0 | 0 | 0 | 0 | 3248 | 1858
PS | 0 | 0 | 0 | 0 | 0 | 0
PV | 0 | 0 | 0 | 0 | 0 | 0
PeakG | 0 | 0 | 0 | 0 | 0 | 0
PeakO | 0 | 0 | 0 | 0 | 1267.98 | 0
ST | 0 | 0 | 0 | 0 | 0 | 0
STOG | 0 | 0 | 0 | 0 | 92 | 0
STWD | 0 | 0 | 0 | 0 | 0 | 0
WT | 0 | 0 | 0 | 0 | 0 | 0
IGCC | 0 | 0 | 0 | 0 | 0 | 0
DemandResponse | 0 | 0 | 0 | 0 | 0 | 0
IGCC-CCS | 0 | 0 | 0 | 0 | 0 | 0
WT_off | 0 | 0 | 0 | 0 | 0 | 0
PseudoUnit | 0 | 0 | 0 | 0 | 0 | 0
FixedInterchange | 0 | 0 | 0 | 0 | 0 | 0
Retirements of Capacity by Reporting Type: IESO
ReportingType | 2015 | 2020 | 2025 | 2030 | 2035 | 2040
BM | 0 | 0 | 0 | 0 | 0 | 0
CC | 3459.27 | 0 | 0 | 0 | 0 | 0
CSP | 0 | 0 | 0 | 0 | 0 | 0
CT | 0 | 0 | 0 | 0 | 0 | 0
Coal | 6416 | 0 | 0 | 0 | 0 | 0
Geo | 0 | 0 | 0 | 0 | 0 | 0
H | 0 | 0 | 0 | 0 | 0 | 0
LFG | 0 | 0 | 0 | 0 | 0 | 0
Nuc | 0 | 0 | 0 | 0 | 1030 | 1540
PS | 0 | 0 | 0 | 0 | 0 | 0
PV | 0 | 0 | 0 | 0 | 1067.26 | 0
PeakG | 0 | 0 | 0 | 0 | 0 | 0
PeakO | 145.51 | 0 | 0 | 0 | 0 | 0
ST | 0 | 0 | 0 | 0 | 0 | 0
STOG | 2126 | 0 | 0 | 0 | 0 | 0
STWD | 0 | 0 | 0 | 0 | 0 | 0
WT | 0 | 0 | 0 | 0 | 0 | 0
IGCC | 0 | 0 | 0 | 0 | 0 | 0
DemandResponse | 0 | 0 | 0 | 0 | 0 | 0
IGCC-CCS | 0 | 0 | 0 | 0 | 0 | 0
WT_off | 0 | 0 | 0 | 0 | 0 | 0
PseudoUnit | 0 | 0 | 0 | 0 | 0 | 0
FixedInterchange | 0 | 0 | 0 | 0 | 0 | 0
Retirements of Capacity by Reporting Type: MAPP_CA
ReportingType | 2015 | 2020 | 2025 | 2030 | 2035 | 2040
BM | 0 | 0 | 0 | 0 | 0 | 0
CC | 0 | 0 | 458.72 | 197.13 | 0 | 0
CSP | 0 | 0 | 0 | 0 | 0 | 0
CT | 0 | 0 | 0 | 0 | 0 | 0
Coal | 1114.42 | 2.38 | 629.09 | 0 | 0 | 0
Geo | 0 | 0 | 0 | 0 | 0 | 0
H | 0 | 0 | 0 | 0 | 0 | 0
LFG | 0 | 0 | 0 | 0 | 0 | 0
Nuc | 0 | 0 | 0 | 0 | 0 | 0
PS | 0 | 0 | 0 | 0 | 0 | 0
PV | 0 | 0 | 0 | 0 | 0 | 0
PeakG | 0 | 0 | 0 | 0 | 0 | 0
PeakO | 0 | 0 | 0 | 0 | 0 | 0
ST | 0 | 0 | 0 | 0 | 0 | 0
STOG | 0 | 0 | 126 | 0 | 0 | 0
STWD | 0 | 0 | 0 | 0 | 0 | 0
WT | 0 | 0 | 0 | 0 | 0 | 0
IGCC | 0 | 0 | 0 | 0 | 0 | 0
DemandResponse | 0 | 0 | 0 | 0 | 0 | 0
IGCC-CCS | 0 | 0 | 0 | 0 | 0 | 0
WT_off | 0 | 0 | 0 | 0 | 0 | 0
PseudoUnit | 0 | 0 | 0 | 0 | 0 | 0
FixedInterchange | 0 | 0 | 0 | 0 | 0 | 0
Retirements of Capacity by Reporting Type: AZ_NM_SNV_Coal
ReportingType | 2015 | 2020 | 2025 | 2030 | 2035 | 2040
BM | 0 | 0 | 0 | 0 | 0 | 0
CC | 0 | 0 | 0 | 0 | 0 | 0
CSP | 0 | 0 | 0 | 0 | 0 | 0
CT | 0 | 0 | 0 | 0 | 0 | 0
Coal | 2861.54 | 1619.04 | 4864.94 | 0 | 302.46 | 0.01
Geo | 0 | 0 | 0 | 0 | 0 | 0
H | 0 | 0 | 0 | 0 | 0 | 0
LFG | 0 | 0 | 0 | 0 | 0 | 0
Nuc | 0 | 0 | 0 | 0 | 0 | 0
PS | 0 | 0 | 0 | 0 | 0 | 0
PV | 0 | 0 | 0 | 0 | 0 | 0
PeakG | 0 | 0 | 0 | 0 | 0 | 0
PeakO | 0 | 0 | 0 | 0 | 0 | 0
ST | 0 | 0 | 0 | 0 | 0 | 0
STOG | 0 | 0 | 0 | 0 | 0 | 0
STWD | 0 | 0 | 0 | 0 | 0 | 0
WT | 0 | 0 | 0 | 0 | 0 | 0
IGCC | 0 | 0 | 0 | 0 | 0 | 0
DemandResponse | 0 | 0 | 0 | 0 | 0 | 0
IGCC-CCS | 0 | 0 | 0 | 0 | 0 | 0
WT_off | 0 | 0 | 0 | 0 | 0 | 0
PseudoUnit | 0 | 0 | 0 | 0 | 0 | 0
FixedInterchange | 0 | 0 | 0 | 0 | 0 | 0
Retirements of Capacity by Reporting Type: AZ_NM_SNV_Gas
ReportingType | 2015 | 2020 | 2025 | 2030 | 2035 | 2040
BM | 0 | 0 | 0 | 0 | 0 | 0
CC | 0 | 0 | 0 | 0 | 0 | 0
CSP | 0 | 0 | 0 | 0 | 0 | 0
CT | 0 | 0 | 0 | 0 | 0 | 0
Coal | 0 | 0 | 0 | 0 | 0 | 0
Geo | 0 | 0 | 0 | 0 | 0 | 0
H | 0 | 0 | 0 | 0 | 0 | 0
LFG | 0 | 0 | 0 | 0 | 0 | 0
Nuc | 0 | 0 | 0 | 0 | 0 | 0
PS | 0 | 0 | 0 | 0 | 0 | 0
PV | 0 | 0 | 0 | 0 | 0 | 0
PeakG | 0 | 0 | 0 | 0 | 0 | 0
PeakO | 0 | 0 | 0 | 0 | 0 | 0
ST | 0 | 0 | 0 | 0 | 0 | 0
STOG | 2064 | 0 | 0 | 0 | 0 | 0
STWD | 0 | 0 | 0 | 0 | 0 | 0
WT | 0 | 0 | 0 | 0 | 0 | 0
IGCC | 0 | 0 | 0 | 0 | 0 | 0
DemandResponse | 0 | 0 | 0 | 0 | 0 | 0
IGCC-CCS | 0 | 0 | 0 | 0 | 0 | 0
WT_off | 0 | 0 | 0 | 0 | 0 | 0
PseudoUnit | 0 | 0 | 0 | 0 | 0 | 0
FixedInterchange | 0 | 0 | 0 | 0 | 0 | 0
Retirements of Capacity by Reporting Type: AZ_NM_SNV_NucRenew
ReportingType | 2015 | 2020 | 2025 | 2030 | 2035 | 2040
BM | 0 | 0 | 0 | 0 | 0 | 0
CC | 0 | 0 | 0 | 0 | 0 | 0
CSP | 65 | 0 | 0 | 0 | 0 | 0
CT | 0 | 0 | 0 | 0 | 0 | 0
Coal | 0 | 0 | 0 | 0 | 0 | 0
Geo | 0 | 0 | 0 | 0 | 0 | 0
H | 0 | 0 | 0 | 0 | 0 | 0
LFG | 0 | 0 | 0 | 0 | 0 | 0
Nuc | 0 | 0 | 0 | 0 | 0 | 0
PS | 0 | 0 | 0 | 0 | 0 | 0
PV | 0 | 0 | 0 | 0 | 0 | 0
PeakG | 0 | 0 | 0 | 0 | 0 | 0
PeakO | 0 | 0 | 0 | 0 | 0 | 0
ST | 0 | 0 | 0 | 0 | 0 | 0
STOG | 0 | 0 | 0 | 0 | 0 | 0
STWD | 0 | 0 | 0 | 0 | 0 | 0
WT | 0 | 0 | 0 | 0 | 0 | 0
IGCC | 0 | 0 | 0 | 0 | 0 | 0
DemandResponse | 0 | 0 | 0 | 0 | 0 | 0
IGCC-CCS | 0 | 0 | 0 | 0 | 0 | 0
WT_off | 0 | 0 | 0 | 0 | 0 | 0
PseudoUnit | 0 | 0 | 0 | 0 | 0 | 0
FixedInterchange | 0 | 0 | 0 | 0 | 0 | 0
Retirements of Capacity by Reporting Type: ERCOT
ReportingType | 2015 | 2020 | 2025 | 2030 | 2035 | 2040
BM | 0 | 0 | 0 | 0 | 0 | 0
CC | 0 | 0 | 0 | 0 | 0 | 0
CSP | 0 | 0 | 0 | 0 | 0 | 0
CT | 0 | 0 | 0 | 0 | 249.98 | 0
Coal | 14574.85 | 927.01 | 560 | 0 | 0 | 0
Geo | 0 | 0 | 0 | 0 | 0 | 0
H | 0 | 0 | 0 | 0 | 0 | 0
LFG | 0 | 0 | 0 | 0 | 0 | 0
Nuc | 0 | 0 | 0 | 0 | 0 | 0
PS | 0 | 0 | 0 | 0 | 0 | 0
PV | 0 | 0 | 0 | 0 | 14 | 0
PeakG | 0 | 0 | 0 | 0 | 0 | 0
PeakO | 0 | 0 | 0 | 0 | 0 | 0
ST | 0 | 0 | 0 | 0 | 0 | 0
STOG | 7005.35 | 0 | 148.59 | 0 | 7639.77 | 0
STWD | 0 | 0 | 0 | 0 | 0 | 0
WT | 0 | 0 | 0 | 0 | 0 | 0
IGCC | 0 | 0 | 0 | 0 | 0 | 0
DemandResponse | 0 | 0 | 0 | 0 | 0 | 0
IGCC-CCS | 0 | 0 | 0 | 0 | 0 | 0
WT_off | 0 | 0 | 0 | 0 | 0 | 0
PseudoUnit | 0 | 0 | 0 | 0 | 0 | 0
FixedInterchange | 0 | 0 | 0 | 0 | 0 | 0
Retirements of Capacity by Reporting Type: NP15
ReportingType | 2015 | 2020 | 2025 | 2030 | 2035 | 2040
BM | 0 | 0 | 0 | 0 | 0 | 0
CC | 0 | 0 | 0 | 0 | 0 | 5949.49
CSP | 0 | 0 | 0 | 0 | 0 | 0
CT | 0 | 0 | 0 | 0 | 0 | 0
Coal | 163.7 | 28.2 | 0 | 0 | 0 | 0
Geo | 0 | 0 | 0 | 0 | 0 | 0
H | 0 | 0 | 0 | 0 | 0 | 0
LFG | 0 | 0 | 0 | 0 | 0 | 0
Nuc | 0 | 0 | 0 | 0 | 0 | 0
PS | 0 | 0 | 0 | 0 | 0 | 0
PV | 0 | 0 | 0 | 0 | 0 | 0
PeakG | 0 | 0 | 0 | 0 | 0 | 0
PeakO | 156 | 0 | 0 | 0 | 0 | 0
ST | 0 | 0 | 0 | 0 | 0 | 0
STOG | 2225.19 | 0 | 0 | 0 | 0 | 0.02
STWD | 0 | 0 | 0 | 0 | 0 | 0
WT | 0 | 0 | 0 | 0 | 0 | 0
IGCC | 0 | 0 | 0 | 0 | 0 | 0
DemandResponse | 0 | 0 | 0 | 0 | 0 | 0
IGCC-CCS | 0 | 0 | 0 | 0 | 0 | 0
WT_off | 0 | 0 | 0 | 0 | 0 | 0
PseudoUnit | 0 | 0 | 0 | 0 | 0 | 0
FixedInterchange | 0 | 0 | 0 | 0 | 0 | 0
Retirements of Capacity by Reporting Type: NWPP_Coal
ReportingType | 2015 | 2020 | 2025 | 2030 | 2035 | 2040
BM | 0 | 0 | 0 | 0 | 0 | 0
CC | 0 | 0 | 0 | 0 | 0 | 0
CSP | 0 | 0 | 0 | 0 | 0 | 0
CT | 0 | 0 | 0 | 0 | 0 | 0
Coal | 6922.74 | 2405.7 | 2412.17 | 16.08 | 0 | 1800
Geo | 0 | 0 | 0 | 0 | 0 | 0
H | 0 | 0 | 0 | 0 | 0 | 0
LFG | 0 | 0 | 0 | 0 | 0 | 0
Nuc | 0 | 0 | 0 | 0 | 0 | 0
PS | 0 | 0 | 0 | 0 | 0 | 0
PV | 0 | 0 | 0 | 0 | 0 | 0
PeakG | 0 | 0 | 0 | 0 | 0 | 0
PeakO | 183 | 0 | 0 | 0 | 0 | 0
ST | 0 | 0 | 0 | 0 | 0 | 0
STOG | 0 | 0 | 0 | 0 | 0 | 0
STWD | 0 | 0 | 0 | 0 | 0 | 0
WT | 0 | 0 | 0 | 0 | 0 | 0
IGCC | 0 | 0 | 0 | 0 | 0 | 0
DemandResponse | 0 | 0 | 0 | 0 | 0 | 0
IGCC-CCS | 0 | 0 | 0 | 0 | 0 | 0
WT_off | 0 | 0 | 0 | 0 | 0 | 0
PseudoUnit | 0 | 0 | 0 | 0 | 0 | 0
FixedInterchange | 0 | 0 | 0 | 0 | 0 | 0
Retirements of Capacity by Reporting Type: NWPP_Gas
ReportingType | 2015 | 2020 | 2025 | 2030 | 2035 | 2040
BM | 0 | 0 | 0 | 0 | 0 | 0
CC | 1678 | 0 | 0 | 0 | 1672.17 | 299.99
CSP | 0 | 0 | 0 | 0 | 0 | 0
CT | 0 | 0 | 0 | 0 | 150 | 0
Coal | 0 | 0 | 0 | 0 | 0 | 0
Geo | 0 | 0 | 0 | 0 | 0 | 0
H | 0 | 0 | 0 | 0 | 0 | 0
LFG | 0 | 0 | 0 | 0 | 0 | 0
Nuc | 0 | 0 | 0 | 0 | 0 | 0
PS | 0 | 0 | 0 | 0 | 0 | 0
PV | 0 | 0 | 0 | 0 | 0 | 0
PeakG | 2623 | 0 | 0 | 0 | 0 | 0
PeakO | 0 | 0 | 0 | 0 | 0 | 0
ST | 0 | 0 | 0 | 0 | 0 | 0
STOG | 786 | 0 | 0 | 0 | 0 | 0
STWD | 0 | 0 | 0 | 0 | 0 | 0
WT | 0 | 0 | 0 | 0 | 0 | 0
IGCC | 0 | 0 | 0 | 0 | 0 | 0
DemandResponse | 0 | 0 | 0 | 0 | 0 | 0
IGCC-CCS | 0 | 0 | 0 | 0 | 0 | 0
WT_off | 0 | 0 | 0 | 0 | 0 | 0
PseudoUnit | 0 | 0 | 0 | 0 | 0 | 0
FixedInterchange | 0 | 0 | 0 | 0 | 0 | 0
Retirements of Capacity by Reporting Type: NWPP_NucRenew
ReportingType | 2015 | 2020 | 2025 | 2030 | 2035 | 2040
BM | 0 | 0 | 0 | 0 | 0 | 0
CC | 0 | 0 | 0 | 0 | 0 | 0
CSP | 0 | 0 | 0 | 0 | 0 | 0
CT | 0 | 0 | 0 | 0 | 0 | 0
Coal | 0 | 0 | 0 | 0 | 0 | 0
Geo | 4.8 | 0 | 0 | 0 | 0 | 0
H | 0 | 0 | 0 | 0 | 0 | 0
LFG | 0 | 0 | 0 | 0 | 0 | 0
Nuc | 0 | 0 | 0 | 0 | 0 | 0
PS | 0 | 0 | 0 | 0 | 0 | 0
PV | 0 | 0 | 0 | 0 | 0 | 0
PeakG | 0 | 0 | 0 | 0 | 0 | 0
PeakO | 0 | 0 | 0 | 0 | 0 | 0
ST | 0 | 0 | 0 | 0 | 0 | 0
STOG | 0 | 0 | 0 | 0 | 0 | 0
STWD | 0 | 0 | 0 | 0 | 0 | 0
WT | 0 | 0 | 0 | 0 | 0 | 0
IGCC | 0 | 0 | 0 | 0 | 0 | 0
DemandResponse | 0 | 0 | 0 | 0 | 0 | 0
IGCC-CCS | 0 | 0 | 0 | 0 | 0 | 0
WT_off | 0 | 0 | 0 | 0 | 0 | 0
PseudoUnit | 0 | 0 | 0 | 0 | 0 | 0
FixedInterchange | 0 | 0 | 0 | 0 | 0 | 0
Retirements of Capacity by Reporting Type: RMPA
ReportingType | 2015 | 2020 | 2025 | 2030 | 2035 | 2040
BM | 0 | 0 | 0 | 0 | 0 | 0
CC | 0 | 0 | 0 | 0 | 322.66 | 346.42
CSP | 1 | 0 | 0 | 0 | 0 | 0
CT | 0 | 0 | 0 | 0 | 152 | 0
Coal | 1108.33 | 1637.83 | 2020.82 | 0 | 2021.02 | 0
Geo | 0 | 0 | 0 | 0 | 0 | 0
H | 0 | 0 | 0 | 0 | 0 | 0
LFG | 0 | 0 | 0 | 0 | 0 | 0
Nuc | 0 | 0 | 0 | 0 | 0 | 0
PS | 0 | 0 | 0 | 0 | 0 | 0
PV | 0 | 0 | 0 | 0 | 0 | 0
PeakG | 0 | 0 | 0 | 0 | 0 | 0
PeakO | 0 | 0 | 0 | 0 | 0 | 0
ST | 0 | 0 | 0 | 0 | 0 | 0
STOG | 217 | 0 | 0 | 0 | 0 | 0
STWD | 0 | 0 | 0 | 0 | 0 | 0
WT | 0 | 0 | 0 | 0 | 0 | 0
IGCC | 0 | 0 | 0 | 0 | 0 | 0
DemandResponse | 0 | 0 | 0 | 0 | 0 | 0
IGCC-CCS | 0 | 0 | 0 | 0 | 0 | 0
WT_off | 0 | 0 | 0 | 0 | 0 | 0
PseudoUnit | 0 | 0 | 0 | 0 | 0 | 0
FixedInterchange | 0 | 0 | 0 | 0 | 0 | 0
Retirements of Capacity by Reporting Type: SP15
ReportingType | 2015 | 2020 | 2025 | 2030 | 2035 | 2040
BM | 0 | 0 | 0 | 0 | 0 | 0
CC | 0 | 0 | 0 | 0 | 0 | 1026.97
CSP | 409 | 0 | 0 | 0 | 0 | 0
CT | 0 | 0 | 0 | 0 | 0 | 0
Coal | 57 | 84.5 | 0 | 0 | 0 | 101.2
Geo | 0 | 0 | 0 | 0 | 0 | 0
H | 0 | 0 | 0 | 0 | 0 | 0
LFG | 0 | 0 | 0 | 0 | 0 | 0
Nuc | 0 | 0 | 0 | 0 | 0 | 0
PS | 0 | 0 | 0 | 0 | 0 | 0
PV | 0 | 0 | 0 | 0 | 0 | 0
PeakG | 44 | 0 | 0 | 0 | 0 | 0
PeakO | 15 | 0 | 0 | 0 | 0 | 0
ST | 0 | 0 | 0 | 0 | 0 | 0
STOG | 2742.69 | 0 | 0 | 0 | 0 | 1015.65
STWD | 0 | 0 | 0 | 0 | 0 | 0
WT | 126.2 | 0 | 0 | 0 | 0 | 0
IGCC | 0 | 0 | 0 | 0 | 0 | 0
DemandResponse | 0 | 0 | 0 | 0 | 0 | 0
IGCC-CCS | 0 | 0 | 0 | 0 | 0 | 0
WT_off | 0 | 0 | 0 | 0 | 0 | 0
PseudoUnit | 0 | 0 | 0 | 0 | 0 | 0
FixedInterchange | 0 | 0 | 0 | 0 | 0 | 0
Retirements of Capacity by Reporting Type: ALB
ReportingType | 2015 | 2020 | 2025 | 2030 | 2035 | 2040
BM | 0 | 0 | 0 | 0 | 0 | 0
CC | 0 | 0 | 0 | 1482.64 | 0 | 0.02
CSP | 0 | 0 | 0 | 0 | 0 | 0
CT | 0 | 0 | 0 | 0 | 201.49 | 0
Coal | 0 | 0 | 0 | 5745.82 | 0 | 0
Geo | 0 | 0 | 0 | 0 | 0 | 0
H | 0 | 0 | 0 | 0 | 0 | 0
LFG | 0 | 0 | 0 | 0 | 0 | 0
Nuc | 0 | 0 | 0 | 0 | 0 | 0
PS | 0 | 0 | 0 | 0 | 0 | 0
PV | 0 | 0 | 0 | 0 | 0 | 0
PeakG | 991.18 | 0 | 0 | 0 | 0 | 0
PeakO | 6 | 0 | 0 | 0 | 0 | 0
ST | 0 | 0 | 0 | 0 | 0 | 0
STOG | 186 | 0 | 0 | 0 | 0 | 0
STWD | 0 | 0 | 0 | 0 | 0 | 0
WT | 0 | 0 | 0 | 0 | 0 | 0
IGCC | 0 | 0 | 0 | 0 | 0 | 0
DemandResponse | 0 | 0 | 0 | 0 | 0 | 0
IGCC-CCS | 0 | 0 | 0 | 0 | 0 | 0
WT_off | 0 | 0 | 0 | 0 | 0 | 0
PseudoUnit | 0 | 0 | 0 | 0 | 0 | 0
FixedInterchange | 0 | 0 | 0 | 0 | 0 | 0
Retirements of Capacity by Reporting Type: BC
ReportingType | 2015 | 2020 | 2025 | 2030 | 2035 | 2040
BM | 0 | 0 | 0 | 0 | 0 | 0
CC | 0 | 0 | 0 | 0 | 0 | 0
CSP | 0 | 0 | 0 | 0 | 0 | 0
CT | 0 | 0 | 0 | 0 | 0 | 0
Coal | 0 | 0 | 0 | 0 | 0 | 0
Geo | 0 | 0 | 0 | 0 | 0 | 0
H | 0 | 0 | 0 | 0 | 0 | 0
LFG | 0 | 0 | 0 | 0 | 0 | 0
Nuc | 0 | 0 | 0 | 0 | 0 | 0
PS | 0 | 0 | 0 | 0 | 0 | 0
PV | 0 | 0 | 0 | 0 | 0 | 0
PeakG | 0 | 0 | 0 | 0 | 0 | 0
PeakO | 0 | 0 | 0 | 0 | 0 | 0
ST | 0 | 0 | 0 | 0 | 0 | 0
STOG | 938 | 0 | 0 | 0 | 0 | 0
STWD | 0 | 0 | 0 | 0 | 0 | 0
WT | 0 | 0 | 0 | 0 | 0 | 0
IGCC | 0 | 0 | 0 | 0 | 0 | 0
DemandResponse | 0 | 0 | 0 | 0 | 0 | 0
IGCC-CCS | 0 | 0 | 0 | 0 | 0 | 0
WT_off | 0 | 0 | 0 | 0 | 0 | 0
PseudoUnit | 0 | 0 | 0 | 0 | 0 | 0
FixedInterchange | 0 | 0 | 0 | 0 | 0 | 0
Retirements of Capacity by Reporting Type: HQ_IESO
ReportingType | 2015 | 2020 | 2025 | 2030 | 2035 | 2040
BM | 0 | 0 | 0 | 0 | 0 | 0
CC | 0 | 0 | 0 | 0 | 0 | 0
CSP | 0 | 0 | 0 | 0 | 0 | 0
CT | 0 | 0 | 0 | 0 | 0 | 0
Coal | 0 | 0 | 0 | 0 | 0 | 0
Geo | 0 | 0 | 0 | 0 | 0 | 0
H | 0 | 0 | 0 | 0 | 0 | 0
LFG | 0 | 0 | 0 | 0 | 0 | 0
Nuc | 0 | 0 | 0 | 0 | 0 | 0
PS | 0 | 0 | 0 | 0 | 0 | 0
PV | 0 | 0 | 0 | 0 | 0 | 0
PeakG | 0 | 0 | 0 | 0 | 0 | 0
PeakO | 0 | 0 | 0 | 0 | 0 | 0
ST | 0 | 0 | 0 | 0 | 0 | 0
STOG | 0 | 0 | 0 | 0 | 0 | 0
STWD | 0 | 0 | 0 | 0 | 0 | 0
WT | 0 | 0 | 0 | 0 | 0 | 0
IGCC | 0 | 0 | 0 | 0 | 0 | 0
DemandResponse | 0 | 0 | 0 | 0 | 0 | 0
IGCC-CCS | 0 | 0 | 0 | 0 | 0 | 0
WT_off | 0 | 0 | 0 | 0 | 0 | 0
PseudoUnit | 0 | 0 | 0 | 0 | 0 | 0
FixedInterchange | 0 | 0 | 0 | 0 | 0 | 0
Retirements of Capacity by Reporting Type: HQ_NEISO
ReportingType | 2015 | 2020 | 2025 | 2030 | 2035 | 2040
BM | 0 | 0 | 0 | 0 | 0 | 0
CC | 0 | 0 | 0 | 0 | 0 | 0
CSP | 0 | 0 | 0 | 0 | 0 | 0
CT | 0 | 0 | 0 | 0 | 0 | 0
Coal | 0 | 0 | 0 | 0 | 0 | 0
Geo | 0 | 0 | 0 | 0 | 0 | 0
H | 0 | 0 | 0 | 0 | 0 | 0
LFG | 0 | 0 | 0 | 0 | 0 | 0
Nuc | 0 | 0 | 0 | 0 | 0 | 0
PS | 0 | 0 | 0 | 0 | 0 | 0
PV | 0 | 0 | 0 | 0 | 0 | 0
PeakG | 0 | 0 | 0 | 0 | 0 | 0
PeakO | 0 | 0 | 0 | 0 | 0 | 0
ST | 0 | 0 | 0 | 0 | 0 | 0
STOG | 0 | 0 | 0 | 0 | 0 | 0
STWD | 0 | 0 | 0 | 0 | 0 | 0
WT | 0 | 0 | 0 | 0 | 0 | 0
IGCC | 0 | 0 | 0 | 0 | 0 | 0
DemandResponse | 0 | 0 | 0 | 0 | 0 | 0
IGCC-CCS | 0 | 0 | 0 | 0 | 0 | 0
WT_off | 0 | 0 | 0 | 0 | 0 | 0
PseudoUnit | 0 | 0 | 0 | 0 | 0 | 0
FixedInterchange | 0 | 0 | 0 | 0 | 0 | 0
Retirements of Capacity by Reporting Type: HQ_NY
ReportingType | 2015 | 2020 | 2025 | 2030 | 2035 | 2040
BM | 0 | 0 | 0 | 0 | 0 | 0
CC | 0 | 0 | 0 | 0 | 0 | 0
CSP | 0 | 0 | 0 | 0 | 0 | 0
CT | 0 | 0 | 0 | 0 | 0 | 0
Coal | 0 | 0 | 0 | 0 | 0 | 0
Geo | 0 | 0 | 0 | 0 | 0 | 0
H | 0 | 0 | 0 | 0 | 0 | 0
LFG | 0 | 0 | 0 | 0 | 0 | 0
Nuc | 0 | 0 | 0 | 0 | 0 | 0
PS | 0 | 0 | 0 | 0 | 0 | 0
PV | 0 | 0 | 0 | 0 | 0 | 0
PeakG | 0 | 0 | 0 | 0 | 0 | 0
PeakO | 0 | 0 | 0 | 0 | 0 | 0
ST | 0 | 0 | 0 | 0 | 0 | 0
STOG | 0 | 0 | 0 | 0 | 0 | 0
STWD | 0 | 0 | 0 | 0 | 0 | 0
WT | 0 | 0 | 0 | 0 | 0 | 0
IGCC | 0 | 0 | 0 | 0 | 0 | 0
DemandResponse | 0 | 0 | 0 | 0 | 0 | 0
IGCC-CCS | 0 | 0 | 0 | 0 | 0 | 0
WT_off | 0 | 0 | 0 | 0 | 0 | 0
PseudoUnit | 0 | 0 | 0 | 0 | 0 | 0
FixedInterchange | 0 | 0 | 0 | 0 | 0 | 0
Retirements of Capacity by Reporting Type: MARITIMES
ReportingType | 2015 | 2020 | 2025 | 2030 | 2035 | 2040
BM | 0 | 0 | 0 | 0 | 0 | 0
CC | 0 | 0 | 0 | 0 | 0 | 0
CSP | 0 | 0 | 0 | 0 | 0 | 0
CT | 0 | 0 | 0 | 0 | 0 | 0
Coal | 0 | 0 | 0 | 0 | 0 | 0
Geo | 0 | 0 | 0 | 0 | 0 | 0
H | 0 | 0 | 0 | 0 | 0 | 0
LFG | 0 | 0 | 0 | 0 | 0 | 0
Nuc | 0 | 0 | 0 | 0 | 0 | 0
PS | 0 | 0 | 0 | 0 | 0 | 0
PV | 0 | 0 | 0 | 0 | 0 | 0
PeakG | 0 | 0 | 0 | 0 | 0 | 0
PeakO | 0 | 0 | 0 | 0 | 0 | 0
ST | 0 | 0 | 0 | 0 | 0 | 0
STOG | 0 | 0 | 0 | 0 | 0 | 0
STWD | 0 | 0 | 0 | 0 | 0 | 0
WT | 0 | 0 | 0 | 0 | 0 | 0
IGCC | 0 | 0 | 0 | 0 | 0 | 0
DemandResponse | 0 | 0 | 0 | 0 | 0 | 0
IGCC-CCS | 0 | 0 | 0 | 0 | 0 | 0
WT_off | 0 | 0 | 0 | 0 | 0 | 0
PseudoUnit | 0 | 0 | 0 | 0 | 0 | 0
FixedInterchange | 0 | 0 | 0 | 0 | 0 | 0
Retirements of Capacity by Reporting Type: All
ReportingType | 2015 | 2020 | 2025 | 2030 | 2035 | 2040
BM | 0 | 0 | 0 | 0 | 0 | 0
CC | 6290.79 | 0.01 | 458.72 | 2022.04 | 17110.28 | 12707.17
CSP | 475 | 0 | 0 | 0 | 0 | 0
CT | 0 | 0 | 0 | 186.39 | 3233.47 | 530.86
Coal | 157288.85 | 75904.13 | 16537.53 | 9968.25 | 3262.94 | 5207.05
Geo | 4.8 | 0 | 0 | 0 | 0 | 0
H | 0 | 0 | 0 | 0 | 0 | 0
LFG | 0 | 0 | 0 | 0 | 0 | 0
Nuc | 0 | 614.5 | 0 | 1488.2 | 26575.7 | 19706
PS | 0 | 0 | 0 | 0 | 0 | 0
PV | 0 | 0 | 0 | 0 | 1081.25 | 0
PeakG | 4136.67 | 0 | 0 | 0 | 5214.18 | 0
PeakO | 1936.21 | 0 | 0 | 1464.48 | 1267.98 | 0
ST | 0 | 0 | 0 | 0 | 0 | 0
STOG | 55143.55 | 0 | 274.59 | 0 | 7731.77 | 3210.08
STWD | 0 | 0 | 0 | 0 | 0 | 0
WT | 126.2 | 0 | 0 | 0 | 0 | 0
IGCC | 0 | 0 | 0 | 0 | 0 | 0
DemandResponse | 0 | 0 | 0 | 0 | 0 | 0
IGCC-CCS | 0 | 0 | 0 | 0 | 0 | 0
WT_off | 0 | 0 | 0 | 0 | 0 | 0
PseudoUnit | 0 | 0 | 0 | 0 | 0 | 0
FixedInterchange | 0 | 0 | 0 | 0 | 0 | 0
Retirements of Capacity by Reporting Type: EI_US
ReportingType | 2015 | 2020 | 2025 | 2030 | 2035 | 2040
BM | 0 | 0 | 0 | 0 | 0 | 0
CC | 1153.53 | 0.01 | 0 | 342.27 | 15115.45 | 5084.28
CSP | 0 | 0 | 0 | 0 | 0 | 0
CT | 0 | 0 | 0 | 186.39 | 2480 | 530.86
Coal | 124070.27 | 69199.47 | 6050.51 | 4206.34 | 939.46 | 3305.84
Geo | 0 | 0 | 0 | 0 | 0 | 0
H | 0 | 0 | 0 | 0 | 0 | 0
LFG | 0 | 0 | 0 | 0 | 0 | 0
Nuc | 0 | 614.5 | 0 | 1488.2 | 25545.7 | 18166
PS | 0 | 0 | 0 | 0 | 0 | 0
PV | 0 | 0 | 0 | 0 | 0 | 0
PeakG | 478.49 | 0 | 0 | 0 | 5214.18 | 0
PeakO | 1430.69 | 0 | 0 | 1464.48 | 1267.98 | 0
ST | 0 | 0 | 0 | 0 | 0 | 0
STOG | 36853.33 | 0 | 0 | 0 | 92 | 2194.41
STWD | 0 | 0 | 0 | 0 | 0 | 0
WT | 0 | 0 | 0 | 0 | 0 | 0
IGCC | 0 | 0 | 0 | 0 | 0 | 0
DemandResponse | 0 | 0 | 0 | 0 | 0 | 0
IGCC-CCS | 0 | 0 | 0 | 0 | 0 | 0
WT_off | 0 | 0 | 0 | 0 | 0 | 0
PseudoUnit | 0 | 0 | 0 | 0 | 0 | 0
FixedInterchange | 0 | 0 | 0 | 0 | 0 | 0
Retirements of Capacity by Reporting Type: EI_Canada
ReportingType | 2015 | 2020 | 2025 | 2030 | 2035 | 2040
BM | 0 | 0 | 0 | 0 | 0 | 0
CC | 3459.27 | 0 | 458.72 | 197.13 | 0 | 0
CSP | 0 | 0 | 0 | 0 | 0 | 0
CT | 0 | 0 | 0 | 0 | 0 | 0
Coal | 7530.42 | 2.38 | 629.09 | 0 | 0 | 0
Geo | 0 | 0 | 0 | 0 | 0 | 0
H | 0 | 0 | 0 | 0 | 0 | 0
LFG | 0 | 0 | 0 | 0 | 0 | 0
Nuc | 0 | 0 | 0 | 0 | 1030 | 1540
PS | 0 | 0 | 0 | 0 | 0 | 0
PV | 0 | 0 | 0 | 0 | 1067.26 | 0
PeakG | 0 | 0 | 0 | 0 | 0 | 0
PeakO | 145.51 | 0 | 0 | 0 | 0 | 0
ST | 0 | 0 | 0 | 0 | 0 | 0
STOG | 2126 | 0 | 126 | 0 | 0 | 0
STWD | 0 | 0 | 0 | 0 | 0 | 0
WT | 0 | 0 | 0 | 0 | 0 | 0
IGCC | 0 | 0 | 0 | 0 | 0 | 0
DemandResponse | 0 | 0 | 0 | 0 | 0 | 0
IGCC-CCS | 0 | 0 | 0 | 0 | 0 | 0
WT_off | 0 | 0 | 0 | 0 | 0 | 0
PseudoUnit | 0 | 0 | 0 | 0 | 0 | 0
FixedInterchange | 0 | 0 | 0 | 0 | 0 | 0
Retirements of Capacity by Reporting Type: EI
ReportingType | 2015 | 2020 | 2025 | 2030 | 2035 | 2040
BM | 0 | 0 | 0 | 0 | 0 | 0
CC | 4612.79 | 0.01 | 458.72 | 539.4 | 15115.45 | 5084.28
CSP | 0 | 0 | 0 | 0 | 0 | 0
CT | 0 | 0 | 0 | 186.39 | 2480 | 530.86
Coal | 131600.69 | 69201.85 | 6679.61 | 4206.34 | 939.46 | 3305.84
Geo | 0 | 0 | 0 | 0 | 0 | 0
H | 0 | 0 | 0 | 0 | 0 | 0
LFG | 0 | 0 | 0 | 0 | 0 | 0
Nuc | 0 | 614.5 | 0 | 1488.2 | 26575.7 | 19706
PS | 0 | 0 | 0 | 0 | 0 | 0
PV | 0 | 0 | 0 | 0 | 1067.26 | 0
PeakG | 478.49 | 0 | 0 | 0 | 5214.18 | 0
PeakO | 1576.21 | 0 | 0 | 1464.48 | 1267.98 | 0
ST | 0 | 0 | 0 | 0 | 0 | 0
STOG | 38979.32 | 0 | 126 | 0 | 92 | 2194.41
STWD | 0 | 0 | 0 | 0 | 0 | 0
WT | 0 | 0 | 0 | 0 | 0 | 0
IGCC | 0 | 0 | 0 | 0 | 0 | 0
DemandResponse | 0 | 0 | 0 | 0 | 0 | 0
IGCC-CCS | 0 | 0 | 0 | 0 | 0 | 0
WT_off | 0 | 0 | 0 | 0 | 0 | 0
PseudoUnit | 0 | 0 | 0 | 0 | 0 | 0
FixedInterchange | 0 | 0 | 0 | 0 | 0 | 0
Retirements of Capacity by Reporting Type: Outside_EI
ReportingType | 2015 | 2020 | 2025 | 2030 | 2035 | 2040
BM | 0 | 0 | 0 | 0 | 0 | 0
CC | 1678 | 0 | 0 | 1482.64 | 1994.83 | 7622.89
CSP | 475 | 0 | 0 | 0 | 0 | 0
CT | 0 | 0 | 0 | 0 | 753.47 | 0
Coal | 25688.16 | 6702.28 | 9857.93 | 5761.91 | 2323.48 | 1901.21
Geo | 4.8 | 0 | 0 | 0 | 0 | 0
H | 0 | 0 | 0 | 0 | 0 | 0
LFG | 0 | 0 | 0 | 0 | 0 | 0
Nuc | 0 | 0 | 0 | 0 | 0 | 0
PS | 0 | 0 | 0 | 0 | 0 | 0
PV | 0 | 0 | 0 | 0 | 14 | 0
PeakG | 3658.18 | 0 | 0 | 0 | 0 | 0
PeakO | 360 | 0 | 0 | 0 | 0 | 0
ST | 0 | 0 | 0 | 0 | 0 | 0
STOG | 16164.22 | 0 | 148.59 | 0 | 7639.77 | 1015.67
STWD | 0 | 0 | 0 | 0 | 0 | 0
WT | 126.2 | 0 | 0 | 0 | 0 | 0
IGCC | 0 | 0 | 0 | 0 | 0 | 0
DemandResponse | 0 | 0 | 0 | 0 | 0 | 0
IGCC-CCS | 0 | 0 | 0 | 0 | 0 | 0
WT_off | 0 | 0 | 0 | 0 | 0 | 0
PseudoUnit | 0 | 0 | 0 | 0 | 0 | 0
FixedInterchange | 0 | 0 | 0 | 0 | 0 | 0
#4 | Cumulative Retirements of Capacity (MW)
Cumulative Retirements of Capacity by Reporting Type: Entergy
ReportingType | 2015 | 2020 | 2025 | 2030 | 2035 | 2040
BM | 0 | 0 | 0 | 0 | 0 | 0
CC | 0 | 0 | 0 | 0 | 0 | 0
CSP | 0 | 0 | 0 | 0 | 0 | 0
CT | 0 | 0 | 0 | 0 | 0 | 0
Coal | 1403.42 | 8308.89 | 8308.89 | 8308.89 | 8308.89 | 8308.89
Geo | 0 | 0 | 0 | 0 | 0 | 0
H | 0 | 0 | 0 | 0 | 0 | 0
LFG | 0 | 0 | 0 | 0 | 0 | 0
Nuc | 0 | 0 | 0 | 0 | 842 | 1839
PS | 0 | 0 | 0 | 0 | 0 | 0
PV | 0 | 0 | 0 | 0 | 0 | 0
PeakG | 0 | 0 | 0 | 0 | 0 | 0
PeakO | 0 | 0 | 0 | 0 | 0 | 0
ST | 0 | 0 | 0 | 0 | 0 | 0
STOG | 13042.5 | 13042.5 | 13042.5 | 13042.5 | 13042.5 | 14246.88
STWD | 0 | 0 | 0 | 0 | 0 | 0
WT | 0 | 0 | 0 | 0 | 0 | 0
IGCC | 0 | 0 | 0 | 0 | 0 | 0
DemandResponse | 0 | 0 | 0 | 0 | 0 | 0
IGCC-CCS | 0 | 0 | 0 | 0 | 0 | 0
WT_off | 0 | 0 | 0 | 0 | 0 | 0
PseudoUnit | 0 | 0 | 0 | 0 | 0 | 0
FixedInterchange | 0 | 0 | 0 | 0 | 0 | 0
Cumulative Retirements of Capacity by Reporting Type: FRCC
ReportingType | 2015 | 2020 | 2025 | 2030 | 2035 | 2040
BM | 0 | 0 | 0 | 0 | 0 | 0
CC | 0 | 0 | 0 | 284.83 | 9158.87 | 9158.87
CSP | 0 | 0 | 0 | 0 | 0 | 0
CT | 0 | 0 | 0 | 0 | 2480 | 2480
Coal | 6661.33 | 7765.33 | 7765.34 | 7765.34 | 7765.34 | 7765.34
Geo | 0 | 0 | 0 | 0 | 0 | 0
H | 0 | 0 | 0 | 0 | 0 | 0
LFG | 0 | 0 | 0 | 0 | 0 | 0
Nuc | 0 | 0 | 0 | 0 | 1615.33 | 3292.33
PS | 0 | 0 | 0 | 0 | 0 | 0
PV | 0 | 0 | 0 | 0 | 0 | 0
PeakG | 0 | 0 | 0 | 0 | 0 | 0
PeakO | 0 | 0 | 0 | 1464.48 | 1464.48 | 1464.48
ST | 0 | 0 | 0 | 0 | 0 | 0
STOG | 9833 | 9833 | 9833 | 9833 | 9833 | 9833
STWD | 0 | 0 | 0 | 0 | 0 | 0
WT | 0 | 0 | 0 | 0 | 0 | 0
IGCC | 0 | 0 | 0 | 0 | 0 | 0
DemandResponse | 0 | 0 | 0 | 0 | 0 | 0
IGCC-CCS | 0 | 0 | 0 | 0 | 0 | 0
WT_off | 0 | 0 | 0 | 0 | 0 | 0
PseudoUnit | 0 | 0 | 0 | 0 | 0 | 0
FixedInterchange | 0 | 0 | 0 | 0 | 0 | 0
Cumulative Retirements of Capacity by Reporting Type: MAPP_US
ReportingType | 2015 | 2020 | 2025 | 2030 | 2035 | 2040
BM | 0 | 0 | 0 | 0 | 0 | 0
CC | 0 | 0 | 0 | 0 | 0 | 0
CSP | 0 | 0 | 0 | 0 | 0 | 0
CT | 0 | 0 | 0 | 0 | 0 | 0
Coal | 1610.5 | 2081.5 | 2081.5 | 2081.5 | 2081.5 | 3546.49
Geo | 0 | 0 | 0 | 0 | 0 | 0
H | 0 | 0 | 0 | 0 | 0 | 0
LFG | 0 | 0 | 0 | 0 | 0 | 0
Nuc | 0 | 0 | 0 | 0 | 0 | 0
PS | 0 | 0 | 0 | 0 | 0 | 0
PV | 0 | 0 | 0 | 0 | 0 | 0
PeakG | 0 | 0 | 0 | 0 | 0 | 0
PeakO | 0 | 0 | 0 | 0 | 0 | 0
ST | 0 | 0 | 0 | 0 | 0 | 0
STOG | 35.98 | 35.98 | 35.98 | 35.98 | 35.98 | 35.98
STWD | 0 | 0 | 0 | 0 | 0 | 0
WT | 0 | 0 | 0 | 0 | 0 | 0
IGCC | 0 | 0 | 0 | 0 | 0 | 0
DemandResponse | 0 | 0 | 0 | 0 | 0 | 0
IGCC-CCS | 0 | 0 | 0 | 0 | 0 | 0
WT_off | 0 | 0 | 0 | 0 | 0 | 0
PseudoUnit | 0 | 0 | 0 | 0 | 0 | 0
FixedInterchange | 0 | 0 | 0 | 0 | 0 | 0
Cumulative Retirements of Capacity by Reporting Type: MISO_IN
ReportingType | 2015 | 2020 | 2025 | 2030 | 2035 | 2040
BM | 0 | 0 | 0 | 0 | 0 | 0
CC | 0 | 0 | 0 | 0 | 0 | 0
CSP | 0 | 0 | 0 | 0 | 0 | 0
CT | 0 | 0 | 0 | 0 | 0 | 0
Coal | 4442.64 | 8490.63 | 8490.63 | 8490.64 | 8490.64 | 8490.65
Geo | 0 | 0 | 0 | 0 | 0 | 0
H | 0 | 0 | 0 | 0 | 0 | 0
LFG | 0 | 0 | 0 | 0 | 0 | 0
Nuc | 0 | 0 | 0 | 0 | 0 | 0
PS | 0 | 0 | 0 | 0 | 0 | 0
PV | 0 | 0 | 0 | 0 | 0 | 0
PeakG | 0 | 0 | 0 | 0 | 0 | 0
PeakO | 0 | 0 | 0 | 0 | 0 | 0
ST | 0 | 0 | 0 | 0 | 0 | 0
STOG | 0 | 0 | 0 | 0 | 0 | 0
STWD | 0 | 0 | 0 | 0 | 0 | 0
WT | 0 | 0 | 0 | 0 | 0 | 0
IGCC | 0 | 0 | 0 | 0 | 0 | 0
DemandResponse | 0 | 0 | 0 | 0 | 0 | 0
IGCC-CCS | 0 | 0 | 0 | 0 | 0 | 0
WT_off | 0 | 0 | 0 | 0 | 0 | 0
PseudoUnit | 0 | 0 | 0 | 0 | 0 | 0
FixedInterchange | 0 | 0 | 0 | 0 | 0 | 0
Cumulative Retirements of Capacity by Reporting Type: MISO_MI
ReportingType | 2015 | 2020 | 2025 | 2030 | 2035 | 2040
BM | 0 | 0 | 0 | 0 | 0 | 0
CC | 0 | 0 | 0 | 0 | 0 | 0
CSP | 0 | 0 | 0 | 0 | 0 | 0
CT | 0 | 0 | 0 | 0 | 0 | 0
Coal | 4779.99 | 9231.99 | 9231.99 | 9231.99 | 9231.99 | 9231.99
Geo | 0 | 0 | 0 | 0 | 0 | 0
H | 0 | 0 | 0 | 0 | 0 | 0
LFG | 0 | 0 | 0 | 0 | 0 | 0
Nuc | 0 | 0 | 0 | 0 | 778 | 778
PS | 0 | 0 | 0 | 0 | 0 | 0
PV | 0 | 0 | 0 | 0 | 0 | 0
PeakG | 0 | 0 | 0 | 0 | 0 | 0
PeakO | 0 | 0 | 0 | 0 | 0 | 0
ST | 0 | 0 | 0 | 0 | 0 | 0
STOG | 0 | 0 | 0 | 0 | 0 | 0
STWD | 0 | 0 | 0 | 0 | 0 | 0
WT | 0 | 0 | 0 | 0 | 0 | 0
IGCC | 0 | 0 | 0 | 0 | 0 | 0
DemandResponse | 0 | 0 | 0 | 0 | 0 | 0
IGCC-CCS | 0 | 0 | 0 | 0 | 0 | 0
WT_off | 0 | 0 | 0 | 0 | 0 | 0
PseudoUnit | 0 | 0 | 0 | 0 | 0 | 0
FixedInterchange | 0 | 0 | 0 | 0 | 0 | 0
Cumulative Retirements of Capacity by Reporting Type: MISO_MO-IL
ReportingType | 2015 | 2020 | 2025 | 2030 | 2035 | 2040
BM | 0 | 0 | 0 | 0 | 0 | 0
CC | 0 | 0 | 0 | 0 | 0 | 0
CSP | 0 | 0 | 0 | 0 | 0 | 0
CT | 0 | 0 | 0 | 0 | 0 | 0
Coal | 4233.67 | 12407.66 | 12407.66 | 12407.68 | 12407.68 | 12407.69
Geo | 0 | 0 | 0 | 0 | 0 | 0
H | 0 | 0 | 0 | 0 | 0 | 0
LFG | 0 | 0 | 0 | 0 | 0 | 0
Nuc | 0 | 0 | 0 | 0 | 0 | 0
PS | 0 | 0 | 0 | 0 | 0 | 0
PV | 0 | 0 | 0 | 0 | 0 | 0
PeakG | 0 | 0 | 0 | 0 | 0 | 0
PeakO | 0 | 0 | 0 | 0 | 0 | 0
ST | 0 | 0 | 0 | 0 | 0 | 0
STOG | 0 | 0 | 0 | 0 | 0 | 0
STWD | 0 | 0 | 0 | 0 | 0 | 0
WT | 0 | 0 | 0 | 0 | 0 | 0
IGCC | 0 | 0 | 0 | 0 | 0 | 0
DemandResponse | 0 | 0 | 0 | 0 | 0 | 0
IGCC-CCS | 0 | 0 | 0 | 0 | 0 | 0
WT_off | 0 | 0 | 0 | 0 | 0 | 0
PseudoUnit | 0 | 0 | 0 | 0 | 0 | 0
FixedInterchange | 0 | 0 | 0 | 0 | 0 | 0
Cumulative Retirements of Capacity by Reporting Type: MISO_W
ReportingType | 2015 | 2020 | 2025 | 2030 | 2035 | 2040
BM | 0 | 0 | 0 | 0 | 0 | 0
CC | 0 | 0 | 0 | 0 | 0 | 0
CSP | 0 | 0 | 0 | 0 | 0 | 0
CT | 0 | 0 | 0 | 0 | 0 | 0
Coal | 3725.65 | 9856.9 | 9856.9 | 11281.69 | 11281.7 | 12784.05
Geo | 0 | 0 | 0 | 0 | 0 | 0
H | 0 | 0 | 0 | 0 | 0 | 0
LFG | 0 | 0 | 0 | 0 | 0 | 0
Nuc | 0 | 0 | 0 | 0 | 2361.23 | 2361.23
PS | 0 | 0 | 0 | 0 | 0 | 0
PV | 0 | 0 | 0 | 0 | 0 | 0
PeakG | 0 | 0 | 0 | 0 | 0 | 0
PeakO | 0 | 0 | 0 | 0 | 0 | 0
ST | 0 | 0 | 0 | 0 | 0 | 0
STOG | 0 | 0 | 0 | 0 | 0 | 0
STWD | 0 | 0 | 0 | 0 | 0 | 0
WT | 0 | 0 | 0 | 0 | 0 | 0
IGCC | 0 | 0 | 0 | 0 | 0 | 0
DemandResponse | 0 | 0 | 0 | 0 | 0 | 0
IGCC-CCS | 0 | 0 | 0 | 0 | 0 | 0
WT_off | 0 | 0 | 0 | 0 | 0 | 0
PseudoUnit | 0 | 0 | 0 | 0 | 0 | 0
FixedInterchange | 0 | 0 | 0 | 0 | 0 | 0
Cumulative Retirements of Capacity by Reporting Type: MISO_WUMS
ReportingType | 2015 | 2020 | 2025 | 2030 | 2035 | 2040
BM | 0 | 0 | 0 | 0 | 0 | 0
CC | 0 | 0 | 0 | 0 | 0 | 0
CSP | 0 | 0 | 0 | 0 | 0 | 0
CT | 0 | 0 | 0 | 0 | 0 | 0
Coal | 4045.74 | 6247.82 | 6247.82 | 6247.82 | 6247.82 | 6247.83
Geo | 0 | 0 | 0 | 0 | 0 | 0
H | 0 | 0 | 0 | 0 | 0 | 0
LFG | 0 | 0 | 0 | 0 | 0 | 0
Nuc | 0 | 0 | 0 | 0 | 1816.9 | 1816.9
PS | 0 | 0 | 0 | 0 | 0 | 0
PV | 0 | 0 | 0 | 0 | 0 | 0
PeakG | 0 | 0 | 0 | 0 | 0 | 0
PeakO | 0 | 0 | 0 | 0 | 0 | 0
ST | 0 | 0 | 0 | 0 | 0 | 0
STOG | 59.5 | 59.5 | 59.5 | 59.5 | 59.5 | 59.5
STWD | 0 | 0 | 0 | 0 | 0 | 0
WT | 0 | 0 | 0 | 0 | 0 | 0
IGCC | 0 | 0 | 0 | 0 | 0 | 0
DemandResponse | 0 | 0 | 0 | 0 | 0 | 0
IGCC-CCS | 0 | 0 | 0 | 0 | 0 | 0
WT_off | 0 | 0 | 0 | 0 | 0 | 0
PseudoUnit | 0 | 0 | 0 | 0 | 0 | 0
FixedInterchange | 0 | 0 | 0 | 0 | 0 | 0
Cumulative Retirements of Capacity by Reporting Type: Nebraska
ReportingType | 2015 | 2020 | 2025 | 2030 | 2035 | 2040
BM | 0 | 0 | 0 | 0 | 0 | 0
CC | 0 | 0 | 0 | 0 | 0 | 0
CSP | 0 | 0 | 0 | 0 | 0 | 0
CT | 0 | 0 | 0 | 0 | 0 | 0
Coal | 0 | 3195.8 | 3195.8 | 3195.8 | 3195.8 | 3195.8
Geo | 0 | 0 | 0 | 0 | 0 | 0
H | 0 | 0 | 0 | 0 | 0 | 0
LFG | 0 | 0 | 0 | 0 | 0 | 0
Nuc | 0 | 0 | 0 | 0 | 1251.8 | 1251.8
PS | 0 | 0 | 0 | 0 | 0 | 0
PV | 0 | 0 | 0 | 0 | 0 | 0
PeakG | 0 | 0 | 0 | 0 | 0 | 0
PeakO | 0 | 0 | 0 | 0 | 0 | 0
ST | 0 | 0 | 0 | 0 | 0 | 0
STOG | 0 | 0 | 0 | 0 | 0 | 0
STWD | 0 | 0 | 0 | 0 | 0 | 0
WT | 0 | 0 | 0 | 0 | 0 | 0
IGCC | 0 | 0 | 0 | 0 | 0 | 0
DemandResponse | 0 | 0 | 0 | 0 | 0 | 0
IGCC-CCS | 0 | 0 | 0 | 0 | 0 | 0
WT_off | 0 | 0 | 0 | 0 | 0 | 0
PseudoUnit | 0 | 0 | 0 | 0 | 0 | 0
FixedInterchange | 0 | 0 | 0 | 0 | 0 | 0
Cumulative Retirements of Capacity by Reporting Type: NEISO
ReportingType | 2015 | 2020 | 2025 | 2030 | 2035 | 2040
BM | 0 | 0 | 0 | 0 | 0 | 0
CC | 1025.11 | 1025.11 | 1025.11 | 1025.11 | 1025.11 | 1025.11
CSP | 0 | 0 | 0 | 0 | 0 | 0
CT | 0 | 0 | 0 | 0 | 0 | 0
Coal | 2250.12 | 2570.13 | 2570.13 | 2570.13 | 2570.13 | 2570.13
Geo | 0 | 0 | 0 | 0 | 0 | 0
H | 0 | 0 | 0 | 0 | 0 | 0
LFG | 0 | 0 | 0 | 0 | 0 | 0
Nuc | 0 | 0 | 0 | 0 | 1289 | 2165.92
PS | 0 | 0 | 0 | 0 | 0 | 0
PV | 0 | 0 | 0 | 0 | 0 | 0
PeakG | 0 | 0 | 0 | 0 | 0 | 0
PeakO | 0 | 0 | 0 | 0 | 0 | 0
ST | 0 | 0 | 0 | 0 | 0 | 0
STOG | 6237 | 6237 | 6237 | 6237 | 6237 | 6237
STWD | 0 | 0 | 0 | 0 | 0 | 0
WT | 0 | 0 | 0 | 0 | 0 | 0
IGCC | 0 | 0 | 0 | 0 | 0 | 0
DemandResponse | 0 | 0 | 0 | 0 | 0 | 0
IGCC-CCS | 0 | 0 | 0 | 0 | 0 | 0
WT_off | 0 | 0 | 0 | 0 | 0 | 0
PseudoUnit | 0 | 0 | 0 | 0 | 0 | 0
FixedInterchange | 0 | 0 | 0 | 0 | 0 | 0
Cumulative Retirements of Capacity by Reporting Type: NonRTO_Midwest
ReportingType | 2015 | 2020 | 2025 | 2030 | 2035 | 2040
BM | 0 | 0 | 0 | 0 | 0 | 0
CC | 0 | 0 | 0 | 0 | 0 | 1431.43
CSP | 0 | 0 | 0 | 0 | 0 | 0
CT | 0 | 0 | 0 | 0 | 0 | 0
Coal | 3077.99 | 6179.26 | 6179.26 | 6225.84 | 6725.27 | 6725.27
Geo | 0 | 0 | 0 | 0 | 0 | 0
H | 0 | 0 | 0 | 0 | 0 | 0
LFG | 0 | 0 | 0 | 0 | 0 | 0
Nuc | 0 | 0 | 0 | 0 | 0 | 0
PS | 0 | 0 | 0 | 0 | 0 | 0
PV | 0 | 0 | 0 | 0 | 0 | 0
PeakG | 0 | 0 | 0 | 0 | 0 | 0
PeakO | 0 | 0 | 0 | 0 | 0 | 0
ST | 0 | 0 | 0 | 0 | 0 | 0
STOG | 0 | 0 | 0 | 0 | 0 | 0
STWD | 0 | 0 | 0 | 0 | 0 | 0
WT | 0 | 0 | 0 | 0 | 0 | 0
IGCC | 0 | 0 | 0 | 0 | 0 | 0
DemandResponse | 0 | 0 | 0 | 0 | 0 | 0
IGCC-CCS | 0 | 0 | 0 | 0 | 0 | 0
WT_off | 0 | 0 | 0 | 0 | 0 | 0
PseudoUnit | 0 | 0 | 0 | 0 | 0 | 0
FixedInterchange | 0 | 0 | 0 | 0 | 0 | 0
Cumulative Retirements of Capacity by Reporting Type: NYISO_A-F
ReportingType | 2015 | 2020 | 2025 | 2030 | 2035 | 2040
BM | 0 | 0 | 0 | 0 | 0 | 0
CC | 0 | 0 | 0 | 0 | 0 | 0
CSP | 0 | 0 | 0 | 0 | 0 | 0
CT | 0 | 0 | 0 | 0 | 0 | 0
Coal | 2251.9 | 2251.9 | 2251.9 | 2251.9 | 2251.9 | 2251.9
Geo | 0 | 0 | 0 | 0 | 0 | 0
H | 0 | 0 | 0 | 0 | 0 | 0
LFG | 0 | 0 | 0 | 0 | 0 | 0
Nuc | 0 | 0 | 0 | 621.2 | 1201.7 | 2053.9
PS | 0 | 0 | 0 | 0 | 0 | 0
PV | 0 | 0 | 0 | 0 | 0 | 0
PeakG | 0 | 0 | 0 | 0 | 0 | 0
PeakO | 0 | 0 | 0 | 0 | 0 | 0
ST | 0 | 0 | 0 | 0 | 0 | 0
STOG | 1700.98 | 1700.98 | 1700.98 | 1700.98 | 1700.98 | 1700.98
STWD | 0 | 0 | 0 | 0 | 0 | 0
WT | 0 | 0 | 0 | 0 | 0 | 0
IGCC | 0 | 0 | 0 | 0 | 0 | 0
DemandResponse | 0 | 0 | 0 | 0 | 0 | 0
IGCC-CCS | 0 | 0 | 0 | 0 | 0 | 0
WT_off | 0 | 0 | 0 | 0 | 0 | 0
PseudoUnit | 0 | 0 | 0 | 0 | 0 | 0
FixedInterchange | 0 | 0 | 0 | 0 | 0 | 0
Cumulative Retirements of Capacity by Reporting Type: NYISO_G-I
ReportingType | 2015 | 2020 | 2025 | 2030 | 2035 | 2040
BM | 0 | 0 | 0 | 0 | 0 | 0
CC | 0 | 0 | 0 | 0 | 0 | 0
CSP | 0 | 0 | 0 | 0 | 0 | 0
CT | 0 | 0 | 0 | 0 | 0 | 0
Coal | 368.2 | 368.2 | 368.2 | 368.2 | 368.2 | 368.2
Geo | 0 | 0 | 0 | 0 | 0 | 0
H | 0 | 0 | 0 | 0 | 0 | 0
LFG | 0 | 0 | 0 | 0 | 0 | 0
Nuc | 0 | 0 | 0 | 0 | 1019.6 | 2044.6
PS | 0 | 0 | 0 | 0 | 0 | 0
PV | 0 | 0 | 0 | 0 | 0 | 0
PeakG | 0 | 0 | 0 | 0 | 0 | 0
PeakO | 0 | 0 | 0 | 0 | 0 | 0
ST | 0 | 0 | 0 | 0 | 0 | 0
STOG | 2430.96 | 2430.96 | 2430.96 | 2430.96 | 2430.96 | 2430.96
STWD | 0 | 0 | 0 | 0 | 0 | 0
WT | 0 | 0 | 0 | 0 | 0 | 0
IGCC | 0 | 0 | 0 | 0 | 0 | 0
DemandResponse | 0 | 0 | 0 | 0 | 0 | 0
IGCC-CCS | 0 | 0 | 0 | 0 | 0 | 0
WT_off | 0 | 0 | 0 | 0 | 0 | 0
PseudoUnit | 0 | 0 | 0 | 0 | 0 | 0
FixedInterchange | 0 | 0 | 0 | 0 | 0 | 0
Cumulative Retirements of Capacity by Reporting Type: NYISO_J-K
ReportingType | 2015 | 2020 | 2025 | 2030 | 2035 | 2040
BM | 0 | 0 | 0 | 0 | 0 | 0
CC | 0 | 0 | 0 | 0 | 0 | 0
CSP | 0 | 0 | 0 | 0 | 0 | 0
CT | 0 | 0 | 0 | 0 | 0 | 0
Coal | 0 | 0 | 0 | 0 | 0 | 0
Geo | 0 | 0 | 0 | 0 | 0 | 0
H | 0 | 0 | 0 | 0 | 0 | 0
LFG | 0 | 0 | 0 | 0 | 0 | 0
Nuc | 0 | 0 | 0 | 0 | 0 | 0
PS | 0 | 0 | 0 | 0 | 0 | 0
PV | 0 | 0 | 0 | 0 | 0 | 0
PeakG | 0 | 0 | 0 | 0 | 0 | 0
PeakO | 0 | 0 | 0 | 0 | 0 | 0
ST | 0 | 0 | 0 | 0 | 0 | 0
STOG | 1449.91 | 1449.91 | 1449.91 | 1449.91 | 1449.91 | 1449.91
STWD | 0 | 0 | 0 | 0 | 0 | 0
WT | 0 | 0 | 0 | 0 | 0 | 0
IGCC | 0 | 0 | 0 | 0 | 0 | 0
DemandResponse | 0 | 0 | 0 | 0 | 0 | 0
IGCC-CCS | 0 | 0 | 0 | 0 | 0 | 0
WT_off | 0 | 0 | 0 | 0 | 0 | 0
PseudoUnit | 0 | 0 | 0 | 0 | 0 | 0
FixedInterchange | 0 | 0 | 0 | 0 | 0 | 0
Cumulative Retirements of Capacity by Reporting Type: PJM_E
ReportingType | 2015 | 2020 | 2025 | 2030 | 2035 | 2040
BM | 0 | 0 | 0 | 0 | 0 | 0
CC | 0 | 0 | 0 | 0 | 0 | 0
CSP | 0 | 0 | 0 | 0 | 0 | 0
CT | 0 | 0 | 0 | 0 | 0 | 0
Coal | 2803.99 | 3372 | 3372 | 3372 | 3372 | 3372
Geo | 0 | 0 | 0 | 0 | 0 | 0
H | 0 | 0 | 0 | 0 | 0 | 0
LFG | 0 | 0 | 0 | 0 | 0 | 0
Nuc | 0 | 614.5 | 614.5 | 614.5 | 2838.5 | 4012.5
PS | 0 | 0 | 0 | 0 | 0 | 0
PV | 0 | 0 | 0 | 0 | 0 | 0
PeakG | 268.5 | 268.5 | 268.5 | 268.5 | 268.5 | 268.5
PeakO | 2.7 | 2.7 | 2.7 | 2.7 | 2.7 | 2.7
ST | 0 | 0 | 0 | 0 | 0 | 0
STOG | 629.5 | 629.5 | 629.5 | 629.5 | 629.5 | 629.5
STWD | 0 | 0 | 0 | 0 | 0 | 0
WT | 0 | 0 | 0 | 0 | 0 | 0
IGCC | 0 | 0 | 0 | 0 | 0 | 0
DemandResponse | 0 | 0 | 0 | 0 | 0 | 0
IGCC-CCS | 0 | 0 | 0 | 0 | 0 | 0
WT_off | 0 | 0 | 0 | 0 | 0 | 0
PseudoUnit | 0 | 0 | 0 | 0 | 0 | 0
FixedInterchange | 0 | 0 | 0 | 0 | 0 | 0
Cumulative Retirements of Capacity by Reporting Type: PJM_ROM
ReportingType | 2015 | 2020 | 2025 | 2030 | 2035 | 2040
BM | 0 | 0 | 0 | 0 | 0 | 0
CC | 0 | 0 | 0 | 0 | 0 | 0
CSP | 0 | 0 | 0 | 0 | 0 | 0
CT | 0 | 0 | 0 | 0 | 0 | 0
Coal | 10989.46 | 12406.03 | 12406.03 | 12406.03 | 12406.03 | 12744.47
Geo | 0 | 0 | 0 | 0 | 0 | 0
H | 0 | 0 | 0 | 0 | 0 | 0
LFG | 0 | 0 | 0 | 0 | 0 | 0
Nuc | 0 | 0 | 0 | 0 | 1732 | 2631
PS | 0 | 0 | 0 | 0 | 0 | 0
PV | 0 | 0 | 0 | 0 | 0 | 0
PeakG | 0 | 0 | 0 | 0 | 0 | 0
PeakO | 270 | 270 | 270 | 270 | 270 | 270
ST | 0 | 0 | 0 | 0 | 0 | 0
STOG | 580 | 580 | 580 | 580 | 580 | 580
STWD | 0 | 0 | 0 | 0 | 0 | 0
WT | 0 | 0 | 0 | 0 | 0 | 0
IGCC | 0 | 0 | 0 | 0 | 0 | 0
DemandResponse | 0 | 0 | 0 | 0 | 0 | 0
IGCC-CCS | 0 | 0 | 0 | 0 | 0 | 0
WT_off | 0 | 0 | 0 | 0 | 0 | 0
PseudoUnit | 0 | 0 | 0 | 0 | 0 | 0
FixedInterchange | 0 | 0 | 0 | 0 | 0 | 0
Cumulative Retirements of Capacity by Reporting Type: PJM_ROR
ReportingType | 2015 | 2020 | 2025 | 2030 | 2035 | 2040
BM | 0 | 0 | 0 | 0 | 0 | 0
CC | 0 | 0 | 0 | 0 | 0 | 0
CSP | 0 | 0 | 0 | 0 | 0 | 0
CT | 0 | 0 | 0 | 0 | 0 | 0
Coal | 26610.26 | 37828.32 | 37828.33 | 37828.33 | 37828.33 | 37828.33
Geo | 0 | 0 | 0 | 0 | 0 | 0
H | 0 | 0 | 0 | 0 | 0 | 0
LFG | 0 | 0 | 0 | 0 | 0 | 0
Nuc | 0 | 0 | 0 | 867 | 5142 | 10025.16
PS | 0 | 0 | 0 | 0 | 0 | 0
PV | 0 | 0 | 0 | 0 | 0 | 0
PeakG | 0 | 0 | 0 | 0 | 0 | 0
PeakO | 19 | 19 | 19 | 19 | 19 | 19
ST | 0 | 0 | 0 | 0 | 0 | 0
STOG | 0 | 0 | 0 | 0 | 0 | 990.02
STWD | 0 | 0 | 0 | 0 | 0 | 0
WT | 0 | 0 | 0 | 0 | 0 | 0
IGCC | 0 | 0 | 0 | 0 | 0 | 0
DemandResponse | 0 | 0 | 0 | 0 | 0 | 0
IGCC-CCS | 0 | 0 | 0 | 0 | 0 | 0
WT_off | 0 | 0 | 0 | 0 | 0 | 0
PseudoUnit | 0 | 0 | 0 | 0 | 0 | 0
FixedInterchange | 0 | 0 | 0 | 0 | 0 | 0
Cumulative Retirements of Capacity by Reporting Type: SOCO
ReportingType | 2015 | 2020 | 2025 | 2030 | 2035 | 2040
BM | 0 | 0 | 0 | 0 | 0 | 0
CC | 128.42 | 128.42 | 128.42 | 185.85 | 5922.27 | 9269.57
CSP | 0 | 0 | 0 | 0 | 0 | 0
CT | 0 | 0 | 0 | 0 | 0 | 0
Coal | 16899.6 | 21274.6 | 21274.6 | 21274.6 | 21274.6 | 21274.6
Geo | 0 | 0 | 0 | 0 | 0 | 0
H | 0 | 0 | 0 | 0 | 0 | 0
LFG | 0 | 0 | 0 | 0 | 0 | 0
Nuc | 0 | 0 | 0 | 0 | 0 | 2645.05
PS | 0 | 0 | 0 | 0 | 0 | 0
PV | 0 | 0 | 0 | 0 | 0 | 0
PeakG | 209.99 | 209.99 | 209.99 | 209.99 | 5424.18 | 5424.18
PeakO | 1138.99 | 1138.99 | 1138.99 | 1138.99 | 1138.99 | 1138.99
ST | 0 | 0 | 0 | 0 | 0 | 0
STOG | 854 | 854 | 854 | 854 | 854 | 854
STWD | 0 | 0 | 0 | 0 | 0 | 0
WT | 0 | 0 | 0 | 0 | 0 | 0
IGCC | 0 | 0 | 0 | 0 | 0 | 0
DemandResponse | 0 | 0 | 0 | 0 | 0 | 0
IGCC-CCS | 0 | 0 | 0 | 0 | 0 | 0
WT_off | 0 | 0 | 0 | 0 | 0 | 0
PseudoUnit | 0 | 0 | 0 | 0 | 0 | 0
FixedInterchange | 0 | 0 | 0 | 0 | 0 | 0
Cumulative Retirements of Capacity by Reporting Type: SPP_N
ReportingType | 2015 | 2020 | 2025 | 2030 | 2035 | 2040
BM | 0 | 0 | 0 | 0 | 0 | 0
CC | 0 | 0 | 0 | 0 | 0 | 0
CSP | 0 | 0 | 0 | 0 | 0 | 0
CT | 0 | 0 | 0 | 0 | 0 | 0
Coal | 621 | 3595.44 | 6500.5 | 6500.5 | 6500.5 | 6500.5
Geo | 0 | 0 | 0 | 0 | 0 | 0
H | 0 | 0 | 0 | 0 | 0 | 0
LFG | 0 | 0 | 0 | 0 | 0 | 0
Nuc | 0 | 0 | 0 | 0 | 0 | 0
PS | 0 | 0 | 0 | 0 | 0 | 0
PV | 0 | 0 | 0 | 0 | 0 | 0
PeakG | 0 | 0 | 0 | 0 | 0 | 0
PeakO | 0 | 0 | 0 | 0 | 0 | 0
ST | 0 | 0 | 0 | 0 | 0 | 0
STOG | 0 | 0 | 0 | 0 | 0 | 0
STWD | 0 | 0 | 0 | 0 | 0 | 0
WT | 0 | 0 | 0 | 0 | 0 | 0
IGCC | 0 | 0 | 0 | 0 | 0 | 0
DemandResponse | 0 | 0 | 0 | 0 | 0 | 0
IGCC-CCS | 0 | 0 | 0 | 0 | 0 | 0
WT_off | 0 | 0 | 0 | 0 | 0 | 0
PseudoUnit | 0 | 0 | 0 | 0 | 0 | 0
FixedInterchange | 0 | 0 | 0 | 0 | 0 | 0
Cumulative Retirements of Capacity by Reporting Type: SPP_S
ReportingType | 2015 | 2020 | 2025 | 2030 | 2035 | 2040
BM | 0 | 0 | 0 | 0 | 0 | 0
CC | 0 | 0 | 0 | 0 | 0 | 0
CSP | 0 | 0 | 0 | 0 | 0 | 0
CT | 0 | 0 | 0 | 0 | 0 | 0
Coal | 3890.4 | 10693.89 | 13139.86 | 13139.86 | 13139.86 | 13139.86
Geo | 0 | 0 | 0 | 0 | 0 | 0
H | 0 | 0 | 0 | 0 | 0 | 0
LFG | 0 | 0 | 0 | 0 | 0 | 0
Nuc | 0 | 0 | 0 | 0 | 0 | 0
PS | 0 | 0 | 0 | 0 | 0 | 0
PV | 0 | 0 | 0 | 0 | 0 | 0
PeakG | 0 | 0 | 0 | 0 | 0 | 0
PeakO | 0 | 0 | 0 | 0 | 0 | 0
ST | 0 | 0 | 0 | 0 | 0 | 0
STOG | 0 | 0 | 0 | 0 | 0 | 0
STWD | 0 | 0 | 0 | 0 | 0 | 0
WT | 0 | 0 | 0 | 0 | 0 | 0
IGCC | 0 | 0 | 0 | 0 | 0 | 0
DemandResponse | 0 | 0 | 0 | 0 | 0 | 0
IGCC-CCS | 0 | 0 | 0 | 0 | 0 | 0
WT_off | 0 | 0 | 0 | 0 | 0 | 0
PseudoUnit | 0 | 0 | 0 | 0 | 0 | 0
FixedInterchange | 0 | 0 | 0 | 0 | 0 | 0
Cumulative Retirements of Capacity by Reporting Type: TVA
ReportingType | 2015 | 2020 | 2025 | 2030 | 2035 | 2040
BM | 0 | 0 | 0 | 0 | 0 | 0
CC | 0 | 0 | 0 | 0 | 320 | 625.54
CSP | 0 | 0 | 0 | 0 | 0 | 0
CT | 0 | 0 | 0 | 0 | 0 | 0
Coal | 8902.98 | 10641.98 | 10641.98 | 10641.98 | 11081.98 | 11081.98
Geo | 0 | 0 | 0 | 0 | 0 | 0
H | 0 | 0 | 0 | 0 | 0 | 0
LFG | 0 | 0 | 0 | 0 | 0 | 0
Nuc | 0 | 0 | 0 | 0 | 2512.33 | 3791
PS | 0 | 0 | 0 | 0 | 0 | 0
PV | 0 | 0 | 0 | 0 | 0 | 0
PeakG | 0 | 0 | 0 | 0 | 0 | 0
PeakO | 0 | 0 | 0 | 0 | 0 | 0
ST | 0 | 0 | 0 | 0 | 0 | 0
STOG | 0 | 0 | 0 | 0 | 0 | 0
STWD | 0 | 0 | 0 | 0 | 0 | 0
WT | 0 | 0 | 0 | 0 | 0 | 0
IGCC | 0 | 0 | 0 | 0 | 0 | 0
DemandResponse | 0 | 0 | 0 | 0 | 0 | 0
IGCC-CCS | 0 | 0 | 0 | 0 | 0 | 0
WT_off | 0 | 0 | 0 | 0 | 0 | 0
PseudoUnit | 0 | 0 | 0 | 0 | 0 | 0
FixedInterchange | 0 | 0 | 0 | 0 | 0 | 0
Cumulative Retirements of Capacity by Reporting Type: TVA_Transmission
ReportingType | 2015 | 2020 | 2025 | 2030 | 2035 | 2040
BM | 0 | 0 | 0 | 0 | 0 | 0
CC | 0 | 0 | 0 | 0 | 0 | 0
CSP | 0 | 0 | 0 | 0 | 0 | 0
CT | 0 | 0 | 0 | 0 | 0 | 0
Coal | 0 | 0 | 0 | 0 | 0 | 0
Geo | 0 | 0 | 0 | 0 | 0 | 0
H | 0 | 0 | 0 | 0 | 0 | 0
LFG | 0 | 0 | 0 | 0 | 0 | 0
Nuc | 0 | 0 | 0 | 0 | 0 | 0
PS | 0 | 0 | 0 | 0 | 0 | 0
PV | 0 | 0 | 0 | 0 | 0 | 0
PeakG | 0 | 0 | 0 | 0 | 0 | 0
PeakO | 0 | 0 | 0 | 0 | 0 | 0
ST | 0 | 0 | 0 | 0 | 0 | 0
STOG | 0 | 0 | 0 | 0 | 0 | 0
STWD | 0 | 0 | 0 | 0 | 0 | 0
WT | 0 | 0 | 0 | 0 | 0 | 0
IGCC | 0 | 0 | 0 | 0 | 0 | 0
DemandResponse | 0 | 0 | 0 | 0 | 0 | 0
IGCC-CCS | 0 | 0 | 0 | 0 | 0 | 0
WT_off | 0 | 0 | 0 | 0 | 0 | 0
PseudoUnit | 0 | 0 | 0 | 0 | 0 | 0
FixedInterchange | 0 | 0 | 0 | 0 | 0 | 0
Cumulative Retirements of Capacity by Reporting Type: VACAR
ReportingType | 2015 | 2020 | 2025 | 2030 | 2035 | 2040
BM | 0 | 0 | 0 | 0 | 0 | 0
CC | 0 | 0 | 0 | 0 | 185 | 185
CSP | 0 | 0 | 0 | 0 | 0 | 0
CT | 0 | 0 | 0 | 186.39 | 186.39 | 717.25
Coal | 14501.44 | 14501.49 | 15200.97 | 17935.9 | 17935.91 | 17935.91
Geo | 0 | 0 | 0 | 0 | 0 | 0
H | 0 | 0 | 0 | 0 | 0 | 0
LFG | 0 | 0 | 0 | 0 | 0 | 0
Nuc | 0 | 0 | 0 | 0 | 3248 | 5106
PS | 0 | 0 | 0 | 0 | 0 | 0
PV | 0 | 0 | 0 | 0 | 0 | 0
PeakG | 0 | 0 | 0 | 0 | 0 | 0
PeakO | 0 | 0 | 0 | 0 | 1267.98 | 1267.98
ST | 0 | 0 | 0 | 0 | 0 | 0
STOG | 0 | 0 | 0 | 0 | 92 | 92
STWD | 0 | 0 | 0 | 0 | 0 | 0
WT | 0 | 0 | 0 | 0 | 0 | 0
IGCC | 0 | 0 | 0 | 0 | 0 | 0
DemandResponse | 0 | 0 | 0 | 0 | 0 | 0
IGCC-CCS | 0 | 0 | 0 | 0 | 0 | 0
WT_off | 0 | 0 | 0 | 0 | 0 | 0
PseudoUnit | 0 | 0 | 0 | 0 | 0 | 0
FixedInterchange | 0 | 0 | 0 | 0 | 0 | 0
Cumulative Retirements of Capacity by Reporting Type: IESO
ReportingType | 2015 | 2020 | 2025 | 2030 | 2035 | 2040
BM | 0 | 0 | 0 | 0 | 0 | 0
CC | 3459.27 | 3459.27 | 3459.27 | 3459.27 | 3459.27 | 3459.27
CSP | 0 | 0 | 0 | 0 | 0 | 0
CT | 0 | 0 | 0 | 0 | 0 | 0
Coal | 6416 | 6416 | 6416 | 6416 | 6416 | 6416
Geo | 0 | 0 | 0 | 0 | 0 | 0
H | 0 | 0 | 0 | 0 | 0 | 0
LFG | 0 | 0 | 0 | 0 | 0 | 0
Nuc | 0 | 0 | 0 | 0 | 1030 | 2570
PS | 0 | 0 | 0 | 0 | 0 | 0
PV | 0 | 0 | 0 | 0 | 1067.26 | 1067.26
PeakG | 0 | 0 | 0 | 0 | 0 | 0
PeakO | 145.51 | 145.51 | 145.51 | 145.51 | 145.51 | 145.51
ST | 0 | 0 | 0 | 0 | 0 | 0
STOG | 2126 | 2126 | 2126 | 2126 | 2126 | 2126
STWD | 0 | 0 | 0 | 0 | 0 | 0
WT | 0 | 0 | 0 | 0 | 0 | 0
IGCC | 0 | 0 | 0 | 0 | 0 | 0
DemandResponse | 0 | 0 | 0 | 0 | 0 | 0
IGCC-CCS | 0 | 0 | 0 | 0 | 0 | 0
WT_off | 0 | 0 | 0 | 0 | 0 | 0
PseudoUnit | 0 | 0 | 0 | 0 | 0 | 0
FixedInterchange | 0 | 0 | 0 | 0 | 0 | 0
Cumulative Retirements of Capacity by Reporting Type: MAPP_CA
ReportingType | 2015 | 2020 | 2025 | 2030 | 2035 | 2040
BM | 0 | 0 | 0 | 0 | 0 | 0
CC | 0 | 0 | 458.72 | 655.85 | 655.85 | 655.85
CSP | 0 | 0 | 0 | 0 | 0 | 0
CT | 0 | 0 | 0 | 0 | 0 | 0
Coal | 1114.42 | 1116.81 | 1745.9 | 1745.9 | 1745.9 | 1745.9
Geo | 0 | 0 | 0 | 0 | 0 | 0
H | 0 | 0 | 0 | 0 | 0 | 0
LFG | 0 | 0 | 0 | 0 | 0 | 0
Nuc | 0 | 0 | 0 | 0 | 0 | 0
PS | 0 | 0 | 0 | 0 | 0 | 0
PV | 0 | 0 | 0 | 0 | 0 | 0
PeakG | 0 | 0 | 0 | 0 | 0 | 0
PeakO | 0 | 0 | 0 | 0 | 0 | 0
ST | 0 | 0 | 0 | 0 | 0 | 0
STOG | 0 | 0 | 126 | 126 | 126 | 126
STWD | 0 | 0 | 0 | 0 | 0 | 0
WT | 0 | 0 | 0 | 0 | 0 | 0
IGCC | 0 | 0 | 0 | 0 | 0 | 0
DemandResponse | 0 | 0 | 0 | 0 | 0 | 0
IGCC-CCS | 0 | 0 | 0 | 0 | 0 | 0
WT_off | 0 | 0 | 0 | 0 | 0 | 0
PseudoUnit | 0 | 0 | 0 | 0 | 0 | 0
FixedInterchange | 0 | 0 | 0 | 0 | 0 | 0
Cumulative Retirements of Capacity by Reporting Type: AZ_NM_SNV_Coal
ReportingType | 2015 | 2020 | 2025 | 2030 | 2035 | 2040
BM | 0 | 0 | 0 | 0 | 0 | 0
CC | 0 | 0 | 0 | 0 | 0 | 0
CSP | 0 | 0 | 0 | 0 | 0 | 0
CT | 0 | 0 | 0 | 0 | 0 | 0
Coal | 2861.54 | 4480.58 | 9345.52 | 9345.52 | 9647.98 | 9647.99
Geo | 0 | 0 | 0 | 0 | 0 | 0
H | 0 | 0 | 0 | 0 | 0 | 0
LFG | 0 | 0 | 0 | 0 | 0 | 0
Nuc | 0 | 0 | 0 | 0 | 0 | 0
PS | 0 | 0 | 0 | 0 | 0 | 0
PV | 0 | 0 | 0 | 0 | 0 | 0
PeakG | 0 | 0 | 0 | 0 | 0 | 0
PeakO | 0 | 0 | 0 | 0 | 0 | 0
ST | 0 | 0 | 0 | 0 | 0 | 0
STOG | 0 | 0 | 0 | 0 | 0 | 0
STWD | 0 | 0 | 0 | 0 | 0 | 0
WT | 0 | 0 | 0 | 0 | 0 | 0
IGCC | 0 | 0 | 0 | 0 | 0 | 0
DemandResponse | 0 | 0 | 0 | 0 | 0 | 0
IGCC-CCS | 0 | 0 | 0 | 0 | 0 | 0
WT_off | 0 | 0 | 0 | 0 | 0 | 0
PseudoUnit | 0 | 0 | 0 | 0 | 0 | 0
FixedInterchange | 0 | 0 | 0 | 0 | 0 | 0
Cumulative Retirements of Capacity by Reporting Type: AZ_NM_SNV_Gas
ReportingType | 2015 | 2020 | 2025 | 2030 | 2035 | 2040
BM | 0 | 0 | 0 | 0 | 0 | 0
CC | 0 | 0 | 0 | 0 | 0 | 0
CSP | 0 | 0 | 0 | 0 | 0 | 0
CT | 0 | 0 | 0 | 0 | 0 | 0
Coal | 0 | 0 | 0 | 0 | 0 | 0
Geo | 0 | 0 | 0 | 0 | 0 | 0
H | 0 | 0 | 0 | 0 | 0 | 0
LFG | 0 | 0 | 0 | 0 | 0 | 0
Nuc | 0 | 0 | 0 | 0 | 0 | 0
PS | 0 | 0 | 0 | 0 | 0 | 0
PV | 0 | 0 | 0 | 0 | 0 | 0
PeakG | 0 | 0 | 0 | 0 | 0 | 0
PeakO | 0 | 0 | 0 | 0 | 0 | 0
ST | 0 | 0 | 0 | 0 | 0 | 0
STOG | 2064 | 2064 | 2064 | 2064 | 2064 | 2064
STWD | 0 | 0 | 0 | 0 | 0 | 0
WT | 0 | 0 | 0 | 0 | 0 | 0
IGCC | 0 | 0 | 0 | 0 | 0 | 0
DemandResponse | 0 | 0 | 0 | 0 | 0 | 0
IGCC-CCS | 0 | 0 | 0 | 0 | 0 | 0
WT_off | 0 | 0 | 0 | 0 | 0 | 0
PseudoUnit | 0 | 0 | 0 | 0 | 0 | 0
FixedInterchange | 0 | 0 | 0 | 0 | 0 | 0
Cumulative Retirements of Capacity by Reporting Type: AZ_NM_SNV_NucRenew
ReportingType | 2015 | 2020 | 2025 | 2030 | 2035 | 2040
BM | 0 | 0 | 0 | 0 | 0 | 0
CC | 0 | 0 | 0 | 0 | 0 | 0
CSP | 65 | 65 | 65 | 65 | 65 | 65
CT | 0 | 0 | 0 | 0 | 0 | 0
Coal | 0 | 0 | 0 | 0 | 0 | 0
Geo | 0 | 0 | 0 | 0 | 0 | 0
H | 0 | 0 | 0 | 0 | 0 | 0
LFG | 0 | 0 | 0 | 0 | 0 | 0
Nuc | 0 | 0 | 0 | 0 | 0 | 0
PS | 0 | 0 | 0 | 0 | 0 | 0
PV | 0 | 0 | 0 | 0 | 0 | 0
PeakG | 0 | 0 | 0 | 0 | 0 | 0
PeakO | 0 | 0 | 0 | 0 | 0 | 0
ST | 0 | 0 | 0 | 0 | 0 | 0
STOG | 0 | 0 | 0 | 0 | 0 | 0
STWD | 0 | 0 | 0 | 0 | 0 | 0
WT | 0 | 0 | 0 | 0 | 0 | 0
IGCC | 0 | 0 | 0 | 0 | 0 | 0
DemandResponse | 0 | 0 | 0 | 0 | 0 | 0
IGCC-CCS | 0 | 0 | 0 | 0 | 0 | 0
WT_off | 0 | 0 | 0 | 0 | 0 | 0
PseudoUnit | 0 | 0 | 0 | 0 | 0 | 0
FixedInterchange | 0 | 0 | 0 | 0 | 0 | 0
Cumulative Retirements of Capacity by Reporting Type: ERCOT
ReportingType | 2015 | 2020 | 2025 | 2030 | 2035 | 2040
BM | 0 | 0 | 0 | 0 | 0 | 0
CC | 0 | 0 | 0 | 0 | 0 | 0
CSP | 0 | 0 | 0 | 0 | 0 | 0
CT | 0 | 0 | 0 | 0 | 249.98 | 249.98
Coal | 14574.85 | 15501.86 | 16061.85 | 16061.85 | 16061.86 | 16061.86
Geo | 0 | 0 | 0 | 0 | 0 | 0
H | 0 | 0 | 0 | 0 | 0 | 0
LFG | 0 | 0 | 0 | 0 | 0 | 0
Nuc | 0 | 0 | 0 | 0 | 0 | 0
PS | 0 | 0 | 0 | 0 | 0 | 0
PV | 0 | 0 | 0 | 0 | 14 | 14
PeakG | 0 | 0 | 0 | 0 | 0 | 0
PeakO | 0 | 0 | 0 | 0 | 0 | 0
ST | 0 | 0 | 0 | 0 | 0 | 0
STOG | 7005.35 | 7005.35 | 7153.94 | 7153.94 | 14793.71 | 14793.71
STWD | 0 | 0 | 0 | 0 | 0 | 0
WT | 0 | 0 | 0 | 0 | 0 | 0
IGCC | 0 | 0 | 0 | 0 | 0 | 0
DemandResponse | 0 | 0 | 0 | 0 | 0 | 0
IGCC-CCS | 0 | 0 | 0 | 0 | 0 | 0
WT_off | 0 | 0 | 0 | 0 | 0 | 0
PseudoUnit | 0 | 0 | 0 | 0 | 0 | 0
FixedInterchange | 0 | 0 | 0 | 0 | 0 | 0
Cumulative Retirements of Capacity by Reporting Type: NP15
ReportingType | 2015 | 2020 | 2025 | 2030 | 2035 | 2040
BM | 0 | 0 | 0 | 0 | 0 | 0
CC | 0 | 0 | 0 | 0 | 0 | 5949.49
CSP | 0 | 0 | 0 | 0 | 0 | 0
CT | 0 | 0 | 0 | 0 | 0 | 0
Coal | 163.7 | 191.9 | 191.9 | 191.9 | 191.9 | 191.9
Geo | 0 | 0 | 0 | 0 | 0 | 0
H | 0 | 0 | 0 | 0 | 0 | 0
LFG | 0 | 0 | 0 | 0 | 0 | 0
Nuc | 0 | 0 | 0 | 0 | 0 | 0
PS | 0 | 0 | 0 | 0 | 0 | 0
PV | 0 | 0 | 0 | 0 | 0 | 0
PeakG | 0 | 0 | 0 | 0 | 0 | 0
PeakO | 156 | 156 | 156 | 156 | 156 | 156
ST | 0 | 0 | 0 | 0 | 0 | 0
STOG | 2225.19 | 2225.19 | 2225.19 | 2225.19 | 2225.19 | 2225.21
STWD | 0 | 0 | 0 | 0 | 0 | 0
WT | 0 | 0 | 0 | 0 | 0 | 0
IGCC | 0 | 0 | 0 | 0 | 0 | 0
DemandResponse | 0 | 0 | 0 | 0 | 0 | 0
IGCC-CCS | 0 | 0 | 0 | 0 | 0 | 0
WT_off | 0 | 0 | 0 | 0 | 0 | 0
PseudoUnit | 0 | 0 | 0 | 0 | 0 | 0
FixedInterchange | 0 | 0 | 0 | 0 | 0 | 0
Cumulative Retirements of Capacity by Reporting Type: NWPP_Coal
ReportingType | 2015 | 2020 | 2025 | 2030 | 2035 | 2040
BM | 0 | 0 | 0 | 0 | 0 | 0
CC | 0 | 0 | 0 | 0 | 0 | 0
CSP | 0 | 0 | 0 | 0 | 0 | 0
CT | 0 | 0 | 0 | 0 | 0 | 0
Coal | 6922.74 | 9328.44 | 11740.61 | 11756.69 | 11756.69 | 13556.69
Geo | 0 | 0 | 0 | 0 | 0 | 0
H | 0 | 0 | 0 | 0 | 0 | 0
LFG | 0 | 0 | 0 | 0 | 0 | 0
Nuc | 0 | 0 | 0 | 0 | 0 | 0
PS | 0 | 0 | 0 | 0 | 0 | 0
PV | 0 | 0 | 0 | 0 | 0 | 0
PeakG | 0 | 0 | 0 | 0 | 0 | 0
PeakO | 183 | 183 | 183 | 183 | 183 | 183
ST | 0 | 0 | 0 | 0 | 0 | 0
STOG | 0 | 0 | 0 | 0 | 0 | 0
STWD | 0 | 0 | 0 | 0 | 0 | 0
WT | 0 | 0 | 0 | 0 | 0 | 0
IGCC | 0 | 0 | 0 | 0 | 0 | 0
DemandResponse | 0 | 0 | 0 | 0 | 0 | 0
IGCC-CCS | 0 | 0 | 0 | 0 | 0 | 0
WT_off | 0 | 0 | 0 | 0 | 0 | 0
PseudoUnit | 0 | 0 | 0 | 0 | 0 | 0
FixedInterchange | 0 | 0 | 0 | 0 | 0 | 0
Cumulative Retirements of Capacity by Reporting Type: NWPP_Gas
ReportingType | 2015 | 2020 | 2025 | 2030 | 2035 | 2040
BM | 0 | 0 | 0 | 0 | 0 | 0
CC | 1678 | 1678 | 1678 | 1678 | 3350.17 | 3650.16
CSP | 0 | 0 | 0 | 0 | 0 | 0
CT | 0 | 0 | 0 | 0 | 150 | 150
Coal | 0 | 0 | 0 | 0 | 0 | 0
Geo | 0 | 0 | 0 | 0 | 0 | 0
H | 0 | 0 | 0 | 0 | 0 | 0
LFG | 0 | 0 | 0 | 0 | 0 | 0
Nuc | 0 | 0 | 0 | 0 | 0 | 0
PS | 0 | 0 | 0 | 0 | 0 | 0
PV | 0 | 0 | 0 | 0 | 0 | 0
PeakG | 2623 | 2623 | 2623 | 2623 | 2623 | 2623
PeakO | 0 | 0 | 0 | 0 | 0 | 0
ST | 0 | 0 | 0 | 0 | 0 | 0
STOG | 786 | 786 | 786 | 786 | 786 | 786
STWD | 0 | 0 | 0 | 0 | 0 | 0
WT | 0 | 0 | 0 | 0 | 0 | 0
IGCC | 0 | 0 | 0 | 0 | 0 | 0
DemandResponse | 0 | 0 | 0 | 0 | 0 | 0
IGCC-CCS | 0 | 0 | 0 | 0 | 0 | 0
WT_off | 0 | 0 | 0 | 0 | 0 | 0
PseudoUnit | 0 | 0 | 0 | 0 | 0 | 0
FixedInterchange | 0 | 0 | 0 | 0 | 0 | 0
Cumulative Retirements of Capacity by Reporting Type: NWPP_NucRenew
ReportingType | 2015 | 2020 | 2025 | 2030 | 2035 | 2040
BM | 0 | 0 | 0 | 0 | 0 | 0
CC | 0 | 0 | 0 | 0 | 0 | 0
CSP | 0 | 0 | 0 | 0 | 0 | 0
CT | 0 | 0 | 0 | 0 | 0 | 0
Coal | 0 | 0 | 0 | 0 | 0 | 0
Geo | 4.8 | 4.8 | 4.8 | 4.8 | 4.8 | 4.8
H | 0 | 0 | 0 | 0 | 0 | 0
LFG | 0 | 0 | 0 | 0 | 0 | 0
Nuc | 0 | 0 | 0 | 0 | 0 | 0
PS | 0 | 0 | 0 | 0 | 0 | 0
PV | 0 | 0 | 0 | 0 | 0 | 0
PeakG | 0 | 0 | 0 | 0 | 0 | 0
PeakO | 0 | 0 | 0 | 0 | 0 | 0
ST | 0 | 0 | 0 | 0 | 0 | 0
STOG | 0 | 0 | 0 | 0 | 0 | 0
STWD | 0 | 0 | 0 | 0 | 0 | 0
WT | 0 | 0 | 0 | 0 | 0 | 0
IGCC | 0 | 0 | 0 | 0 | 0 | 0
DemandResponse | 0 | 0 | 0 | 0 | 0 | 0
IGCC-CCS | 0 | 0 | 0 | 0 | 0 | 0
WT_off | 0 | 0 | 0 | 0 | 0 | 0
PseudoUnit | 0 | 0 | 0 | 0 | 0 | 0
FixedInterchange | 0 | 0 | 0 | 0 | 0 | 0
Cumulative Retirements of Capacity by Reporting Type: RMPA
ReportingType | 2015 | 2020 | 2025 | 2030 | 2035 | 2040
BM | 0 | 0 | 0 | 0 | 0 | 0
CC | 0 | 0 | 0 | 0 | 322.66 | 669.08
CSP | 1 | 1 | 1 | 1 | 1 | 1
CT | 0 | 0 | 0 | 0 | 152 | 152
Coal | 1108.33 | 2746.16 | 4766.97 | 4766.97 | 6787.99 | 6788
Geo | 0 | 0 | 0 | 0 | 0 | 0
H | 0 | 0 | 0 | 0 | 0 | 0
LFG | 0 | 0 | 0 | 0 | 0 | 0
Nuc | 0 | 0 | 0 | 0 | 0 | 0
PS | 0 | 0 | 0 | 0 | 0 | 0
PV | 0 | 0 | 0 | 0 | 0 | 0
PeakG | 0 | 0 | 0 | 0 | 0 | 0
PeakO | 0 | 0 | 0 | 0 | 0 | 0
ST | 0 | 0 | 0 | 0 | 0 | 0
STOG | 217 | 217 | 217 | 217 | 217 | 217
STWD | 0 | 0 | 0 | 0 | 0 | 0
WT | 0 | 0 | 0 | 0 | 0 | 0
IGCC | 0 | 0 | 0 | 0 | 0 | 0
DemandResponse | 0 | 0 | 0 | 0 | 0 | 0
IGCC-CCS | 0 | 0 | 0 | 0 | 0 | 0
WT_off | 0 | 0 | 0 | 0 | 0 | 0
PseudoUnit | 0 | 0 | 0 | 0 | 0 | 0
FixedInterchange | 0 | 0 | 0 | 0 | 0 | 0
Cumulative Retirements of Capacity by Reporting Type: SP15
ReportingType | 2015 | 2020 | 2025 | 2030 | 2035 | 2040
BM | 0 | 0 | 0 | 0 | 0 | 0
CC | 0 | 0 | 0 | 0 | 0 | 1026.97
CSP | 409 | 409 | 409 | 409 | 409 | 409
CT | 0 | 0 | 0 | 0 | 0 | 0
Coal | 57 | 141.5 | 141.5 | 141.5 | 141.5 | 242.7
Geo | 0 | 0 | 0 | 0 | 0 | 0
H | 0 | 0 | 0 | 0 | 0 | 0
LFG | 0 | 0 | 0 | 0 | 0 | 0
Nuc | 0 | 0 | 0 | 0 | 0 | 0
PS | 0 | 0 | 0 | 0 | 0 | 0
PV | 0 | 0 | 0 | 0 | 0 | 0
PeakG | 44 | 44 | 44 | 44 | 44 | 44
PeakO | 15 | 15 | 15 | 15 | 15 | 15
ST | 0 | 0 | 0 | 0 | 0 | 0
STOG | 2742.69 | 2742.69 | 2742.69 | 2742.69 | 2742.69 | 3758.34
STWD | 0 | 0 | 0 | 0 | 0 | 0
WT | 126.2 | 126.2 | 126.2 | 126.2 | 126.2 | 126.2
IGCC | 0 | 0 | 0 | 0 | 0 | 0
DemandResponse | 0 | 0 | 0 | 0 | 0 | 0
IGCC-CCS | 0 | 0 | 0 | 0 | 0 | 0
WT_off | 0 | 0 | 0 | 0 | 0 | 0
PseudoUnit | 0 | 0 | 0 | 0 | 0 | 0
FixedInterchange | 0 | 0 | 0 | 0 | 0 | 0
Cumulative Retirements of Capacity by Reporting Type: ALB
ReportingType | 2015 | 2020 | 2025 | 2030 | 2035 | 2040
BM | 0 | 0 | 0 | 0 | 0 | 0
CC | 0 | 0 | 0 | 1482.64 | 1482.64 | 1482.66
CSP | 0 | 0 | 0 | 0 | 0 | 0
CT | 0 | 0 | 0 | 0 | 201.49 | 201.49
Coal | 0 | 0 | 0 | 5745.82 | 5745.82 | 5745.82
Geo | 0 | 0 | 0 | 0 | 0 | 0
H | 0 | 0 | 0 | 0 | 0 | 0
LFG | 0 | 0 | 0 | 0 | 0 | 0
Nuc | 0 | 0 | 0 | 0 | 0 | 0
PS | 0 | 0 | 0 | 0 | 0 | 0
PV | 0 | 0 | 0 | 0 | 0 | 0
PeakG | 991.18 | 991.18 | 991.18 | 991.18 | 991.18 | 991.18
PeakO | 6 | 6 | 6 | 6 | 6 | 6
ST | 0 | 0 | 0 | 0 | 0 | 0
STOG | 186 | 186 | 186 | 186 | 186 | 186
STWD | 0 | 0 | 0 | 0 | 0 | 0
WT | 0 | 0 | 0 | 0 | 0 | 0
IGCC | 0 | 0 | 0 | 0 | 0 | 0
DemandResponse | 0 | 0 | 0 | 0 | 0 | 0
IGCC-CCS | 0 | 0 | 0 | 0 | 0 | 0
WT_off | 0 | 0 | 0 | 0 | 0 | 0
PseudoUnit | 0 | 0 | 0 | 0 | 0 | 0
FixedInterchange | 0 | 0 | 0 | 0 | 0 | 0
Cumulative Retirements of Capacity by Reporting Type: BC
ReportingType | 2015 | 2020 | 2025 | 2030 | 2035 | 2040
BM | 0 | 0 | 0 | 0 | 0 | 0
CC | 0 | 0 | 0 | 0 | 0 | 0
CSP | 0 | 0 | 0 | 0 | 0 | 0
CT | 0 | 0 | 0 | 0 | 0 | 0
Coal | 0 | 0 | 0 | 0 | 0 | 0
Geo | 0 | 0 | 0 | 0 | 0 | 0
H | 0 | 0 | 0 | 0 | 0 | 0
LFG | 0 | 0 | 0 | 0 | 0 | 0
Nuc | 0 | 0 | 0 | 0 | 0 | 0
PS | 0 | 0 | 0 | 0 | 0 | 0
PV | 0 | 0 | 0 | 0 | 0 | 0
PeakG | 0 | 0 | 0 | 0 | 0 | 0
PeakO | 0 | 0 | 0 | 0 | 0 | 0
ST | 0 | 0 | 0 | 0 | 0 | 0
STOG | 938 | 938 | 938 | 938 | 938 | 938
STWD | 0 | 0 | 0 | 0 | 0 | 0
WT | 0 | 0 | 0 | 0 | 0 | 0
IGCC | 0 | 0 | 0 | 0 | 0 | 0
DemandResponse | 0 | 0 | 0 | 0 | 0 | 0
IGCC-CCS | 0 | 0 | 0 | 0 | 0 | 0
WT_off | 0 | 0 | 0 | 0 | 0 | 0
PseudoUnit | 0 | 0 | 0 | 0 | 0 | 0
FixedInterchange | 0 | 0 | 0 | 0 | 0 | 0
Cumulative Retirements of Capacity by Reporting Type: HQ_IESO
ReportingType | 2015 | 2020 | 2025 | 2030 | 2035 | 2040
BM | 0 | 0 | 0 | 0 | 0 | 0
CC | 0 | 0 | 0 | 0 | 0 | 0
CSP | 0 | 0 | 0 | 0 | 0 | 0
CT | 0 | 0 | 0 | 0 | 0 | 0
Coal | 0 | 0 | 0 | 0 | 0 | 0
Geo | 0 | 0 | 0 | 0 | 0 | 0
H | 0 | 0 | 0 | 0 | 0 | 0
LFG | 0 | 0 | 0 | 0 | 0 | 0
Nuc | 0 | 0 | 0 | 0 | 0 | 0
PS | 0 | 0 | 0 | 0 | 0 | 0
PV | 0 | 0 | 0 | 0 | 0 | 0
PeakG | 0 | 0 | 0 | 0 | 0 | 0
PeakO | 0 | 0 | 0 | 0 | 0 | 0
ST | 0 | 0 | 0 | 0 | 0 | 0
STOG | 0 | 0 | 0 | 0 | 0 | 0
STWD | 0 | 0 | 0 | 0 | 0 | 0
WT | 0 | 0 | 0 | 0 | 0 | 0
IGCC | 0 | 0 | 0 | 0 | 0 | 0
DemandResponse | 0 | 0 | 0 | 0 | 0 | 0
IGCC-CCS | 0 | 0 | 0 | 0 | 0 | 0
WT_off | 0 | 0 | 0 | 0 | 0 | 0
PseudoUnit | 0 | 0 | 0 | 0 | 0 | 0
FixedInterchange | 0 | 0 | 0 | 0 | 0 | 0
Cumulative Retirements of Capacity by Reporting Type: HQ_NEISO
ReportingType | 2015 | 2020 | 2025 | 2030 | 2035 | 2040
BM | 0 | 0 | 0 | 0 | 0 | 0
CC | 0 | 0 | 0 | 0 | 0 | 0
CSP | 0 | 0 | 0 | 0 | 0 | 0
CT | 0 | 0 | 0 | 0 | 0 | 0
Coal | 0 | 0 | 0 | 0 | 0 | 0
Geo | 0 | 0 | 0 | 0 | 0 | 0
H | 0 | 0 | 0 | 0 | 0 | 0
LFG | 0 | 0 | 0 | 0 | 0 | 0
Nuc | 0 | 0 | 0 | 0 | 0 | 0
PS | 0 | 0 | 0 | 0 | 0 | 0
PV | 0 | 0 | 0 | 0 | 0 | 0
PeakG | 0 | 0 | 0 | 0 | 0 | 0
PeakO | 0 | 0 | 0 | 0 | 0 | 0
ST | 0 | 0 | 0 | 0 | 0 | 0
STOG | 0 | 0 | 0 | 0 | 0 | 0
STWD | 0 | 0 | 0 | 0 | 0 | 0
WT | 0 | 0 | 0 | 0 | 0 | 0
IGCC | 0 | 0 | 0 | 0 | 0 | 0
DemandResponse | 0 | 0 | 0 | 0 | 0 | 0
IGCC-CCS | 0 | 0 | 0 | 0 | 0 | 0
WT_off | 0 | 0 | 0 | 0 | 0 | 0
PseudoUnit | 0 | 0 | 0 | 0 | 0 | 0
FixedInterchange | 0 | 0 | 0 | 0 | 0 | 0
Cumulative Retirements of Capacity by Reporting Type: HQ_NY
ReportingType | 2015 | 2020 | 2025 | 2030 | 2035 | 2040
BM | 0 | 0 | 0 | 0 | 0 | 0
CC | 0 | 0 | 0 | 0 | 0 | 0
CSP | 0 | 0 | 0 | 0 | 0 | 0
CT | 0 | 0 | 0 | 0 | 0 | 0
Coal | 0 | 0 | 0 | 0 | 0 | 0
Geo | 0 | 0 | 0 | 0 | 0 | 0
H | 0 | 0 | 0 | 0 | 0 | 0
LFG | 0 | 0 | 0 | 0 | 0 | 0
Nuc | 0 | 0 | 0 | 0 | 0 | 0
PS | 0 | 0 | 0 | 0 | 0 | 0
PV | 0 | 0 | 0 | 0 | 0 | 0
PeakG | 0 | 0 | 0 | 0 | 0 | 0
PeakO | 0 | 0 | 0 | 0 | 0 | 0
ST | 0 | 0 | 0 | 0 | 0 | 0
STOG | 0 | 0 | 0 | 0 | 0 | 0
STWD | 0 | 0 | 0 | 0 | 0 | 0
WT | 0 | 0 | 0 | 0 | 0 | 0
IGCC | 0 | 0 | 0 | 0 | 0 | 0
DemandResponse | 0 | 0 | 0 | 0 | 0 | 0
IGCC-CCS | 0 | 0 | 0 | 0 | 0 | 0
WT_off | 0 | 0 | 0 | 0 | 0 | 0
PseudoUnit | 0 | 0 | 0 | 0 | 0 | 0
FixedInterchange | 0 | 0 | 0 | 0 | 0 | 0
Cumulative Retirements of Capacity by Reporting Type: MARITIMES
ReportingType | 2015 | 2020 | 2025 | 2030 | 2035 | 2040
BM | 0 | 0 | 0 | 0 | 0 | 0
CC | 0 | 0 | 0 | 0 | 0 | 0
CSP | 0 | 0 | 0 | 0 | 0 | 0
CT | 0 | 0 | 0 | 0 | 0 | 0
Coal | 0 | 0 | 0 | 0 | 0 | 0
Geo | 0 | 0 | 0 | 0 | 0 | 0
H | 0 | 0 | 0 | 0 | 0 | 0
LFG | 0 | 0 | 0 | 0 | 0 | 0
Nuc | 0 | 0 | 0 | 0 | 0 | 0
PS | 0 | 0 | 0 | 0 | 0 | 0
PV | 0 | 0 | 0 | 0 | 0 | 0
PeakG | 0 | 0 | 0 | 0 | 0 | 0
PeakO | 0 | 0 | 0 | 0 | 0 | 0
ST | 0 | 0 | 0 | 0 | 0 | 0
STOG | 0 | 0 | 0 | 0 | 0 | 0
STWD | 0 | 0 | 0 | 0 | 0 | 0
WT | 0 | 0 | 0 | 0 | 0 | 0
IGCC | 0 | 0 | 0 | 0 | 0 | 0
DemandResponse | 0 | 0 | 0 | 0 | 0 | 0
IGCC-CCS | 0 | 0 | 0 | 0 | 0 | 0
WT_off | 0 | 0 | 0 | 0 | 0 | 0
PseudoUnit | 0 | 0 | 0 | 0 | 0 | 0
FixedInterchange | 0 | 0 | 0 | 0 | 0 | 0
Cumulative Retirements of Capacity by Reporting Type: All
ReportingType | 2015 | 2020 | 2025 | 2030 | 2035 | 2040
BM | 0 | 0 | 0 | 0 | 0 | 0
CC | 6290.79 | 6290.8 | 6749.52 | 8771.56 | 25881.85 | 38589.02
CSP | 475 | 475 | 475 | 475 | 475 | 475
CT | 0 | 0 | 0 | 186.39 | 3419.86 | 3950.72
Coal | 157288.85 | 233192.98 | 249730.51 | 259698.76 | 262961.7 | 268168.75
Geo | 4.8 | 4.8 | 4.8 | 4.8 | 4.8 | 4.8
H | 0 | 0 | 0 | 0 | 0 | 0
LFG | 0 | 0 | 0 | 0 | 0 | 0
Nuc | 0 | 614.5 | 614.5 | 2102.7 | 28678.4 | 48384.39
PS | 0 | 0 | 0 | 0 | 0 | 0
PV | 0 | 0 | 0 | 0 | 1081.26 | 1081.26
PeakG | 4136.67 | 4136.67 | 4136.67 | 4136.68 | 9350.86 | 9350.86
PeakO | 1936.21 | 1936.21 | 1936.21 | 3400.69 | 4668.67 | 4668.67
ST | 0 | 0 | 0 | 0 | 0 | 0
STOG | 55143.55 | 55143.55 | 55418.14 | 55418.14 | 63149.91 | 66359.99
STWD | 0 | 0 | 0 | 0 | 0 | 0
WT | 126.2 | 126.2 | 126.2 | 126.2 | 126.2 | 126.2
IGCC | 0 | 0 | 0 | 0 | 0 | 0
DemandResponse | 0 | 0 | 0 | 0 | 0 | 0
IGCC-CCS | 0 | 0 | 0 | 0 | 0 | 0
WT_off | 0 | 0 | 0 | 0 | 0 | 0
PseudoUnit | 0 | 0 | 0 | 0 | 0 | 0
FixedInterchange | 0 | 0 | 0 | 0 | 0 | 0
Cumulative Retirements of Capacity by Reporting Type: EI_US
ReportingType | 2015 | 2020 | 2025 | 2030 | 2035 | 2040
BM | 0 | 0 | 0 | 0 | 0 | 0
CC | 1153.53 | 1153.54 | 1153.54 | 1495.8 | 16611.25 | 21695.54
CSP | 0 | 0 | 0 | 0 | 0 | 0
CT | 0 | 0 | 0 | 186.39 | 2666.39 | 3197.25
Coal | 124070.27 | 193269.74 | 199320.25 | 203526.6 | 204466.06 | 207771.9
Geo | 0 | 0 | 0 | 0 | 0 | 0
H | 0 | 0 | 0 | 0 | 0 | 0
LFG | 0 | 0 | 0 | 0 | 0 | 0
Nuc | 0 | 614.5 | 614.5 | 2102.7 | 27648.4 | 45814.39
PS | 0 | 0 | 0 | 0 | 0 | 0
PV | 0 | 0 | 0 | 0 | 0 | 0
PeakG | 478.49 | 478.49 | 478.49 | 478.49 | 5692.68 | 5692.68
PeakO | 1430.69 | 1430.69 | 1430.69 | 2895.18 | 4163.16 | 4163.16
ST | 0 | 0 | 0 | 0 | 0 | 0
STOG | 36853.33 | 36853.33 | 36853.33 | 36853.33 | 36945.33 | 39139.74
STWD | 0 | 0 | 0 | 0 | 0 | 0
WT | 0 | 0 | 0 | 0 | 0 | 0
IGCC | 0 | 0 | 0 | 0 | 0 | 0
DemandResponse | 0 | 0 | 0 | 0 | 0 | 0
IGCC-CCS | 0 | 0 | 0 | 0 | 0 | 0
WT_off | 0 | 0 | 0 | 0 | 0 | 0
PseudoUnit | 0 | 0 | 0 | 0 | 0 | 0
FixedInterchange | 0 | 0 | 0 | 0 | 0 | 0
Cumulative Retirements of Capacity by Reporting Type: EI_Canada
ReportingType | 2015 | 2020 | 2025 | 2030 | 2035 | 2040
BM | 0 | 0 | 0 | 0 | 0 | 0
CC | 3459.27 | 3459.27 | 3917.99 | 4115.12 | 4115.12 | 4115.12
CSP | 0 | 0 | 0 | 0 | 0 | 0
CT | 0 | 0 | 0 | 0 | 0 | 0
Coal | 7530.42 | 7532.81 | 8161.9 | 8161.9 | 8161.9 | 8161.9
Geo | 0 | 0 | 0 | 0 | 0 | 0
H | 0 | 0 | 0 | 0 | 0 | 0
LFG | 0 | 0 | 0 | 0 | 0 | 0
Nuc | 0 | 0 | 0 | 0 | 1030 | 2570
PS | 0 | 0 | 0 | 0 | 0 | 0
PV | 0 | 0 | 0 | 0 | 1067.26 | 1067.26
PeakG | 0 | 0 | 0 | 0 | 0 | 0
PeakO | 145.51 | 145.51 | 145.51 | 145.51 | 145.51 | 145.51
ST | 0 | 0 | 0 | 0 | 0 | 0
STOG | 2126 | 2126 | 2252 | 2252 | 2252 | 2252
STWD | 0 | 0 | 0 | 0 | 0 | 0
WT | 0 | 0 | 0 | 0 | 0 | 0
IGCC | 0 | 0 | 0 | 0 | 0 | 0
DemandResponse | 0 | 0 | 0 | 0 | 0 | 0
IGCC-CCS | 0 | 0 | 0 | 0 | 0 | 0
WT_off | 0 | 0 | 0 | 0 | 0 | 0
PseudoUnit | 0 | 0 | 0 | 0 | 0 | 0
FixedInterchange | 0 | 0 | 0 | 0 | 0 | 0
Cumulative Retirements of Capacity by Reporting Type: EI
ReportingType | 2015 | 2020 | 2025 | 2030 | 2035 | 2040
BM | 0 | 0 | 0 | 0 | 0 | 0
CC | 4612.79 | 4612.8 | 5071.52 | 5610.92 | 20726.37 | 25810.65
CSP | 0 | 0 | 0 | 0 | 0 | 0
CT | 0 | 0 | 0 | 186.39 | 2666.39 | 3197.25
Coal | 131600.69 | 200802.55 | 207482.15 | 211688.49 | 212627.96 | 215933.79
Geo | 0 | 0 | 0 | 0 | 0 | 0
H | 0 | 0 | 0 | 0 | 0 | 0
LFG | 0 | 0 | 0 | 0 | 0 | 0
Nuc | 0 | 614.5 | 614.5 | 2102.7 | 28678.4 | 48384.39
PS | 0 | 0 | 0 | 0 | 0 | 0
PV | 0 | 0 | 0 | 0 | 1067.26 | 1067.26
PeakG | 478.49 | 478.49 | 478.49 | 478.49 | 5692.68 | 5692.68
PeakO | 1576.21 | 1576.21 | 1576.21 | 3040.69 | 4308.67 | 4308.67
ST | 0 | 0 | 0 | 0 | 0 | 0
STOG | 38979.32 | 38979.32 | 39105.32 | 39105.32 | 39197.32 | 41391.74
STWD | 0 | 0 | 0 | 0 | 0 | 0
WT | 0 | 0 | 0 | 0 | 0 | 0
IGCC | 0 | 0 | 0 | 0 | 0 | 0
DemandResponse | 0 | 0 | 0 | 0 | 0 | 0
IGCC-CCS | 0 | 0 | 0 | 0 | 0 | 0
WT_off | 0 | 0 | 0 | 0 | 0 | 0
PseudoUnit | 0 | 0 | 0 | 0 | 0 | 0
FixedInterchange | 0 | 0 | 0 | 0 | 0 | 0
Cumulative Retirements of Capacity by Reporting Type: Outside_EI
ReportingType | 2015 | 2020 | 2025 | 2030 | 2035 | 2040
BM | 0 | 0 | 0 | 0 | 0 | 0
CC | 1678 | 1678 | 1678 | 3160.64 | 5155.48 | 12778.37
CSP | 475 | 475 | 475 | 475 | 475 | 475
CT | 0 | 0 | 0 | 0 | 753.47 | 753.47
Coal | 25688.16 | 32390.43 | 42248.36 | 48010.27 | 50333.75 | 52234.96
Geo | 4.8 | 4.8 | 4.8 | 4.8 | 4.8 | 4.8
H | 0 | 0 | 0 | 0 | 0 | 0
LFG | 0 | 0 | 0 | 0 | 0 | 0
Nuc | 0 | 0 | 0 | 0 | 0 | 0
PS | 0 | 0 | 0 | 0 | 0 | 0
PV | 0 | 0 | 0 | 0 | 14 | 14
PeakG | 3658.18 | 3658.18 | 3658.18 | 3658.18 | 3658.18 | 3658.18
PeakO | 360 | 360 | 360 | 360 | 360 | 360
ST | 0 | 0 | 0 | 0 | 0 | 0
STOG | 16164.22 | 16164.22 | 16312.81 | 16312.81 | 23952.58 | 24968.26
STWD | 0 | 0 | 0 | 0 | 0 | 0
WT | 126.2 | 126.2 | 126.2 | 126.2 | 126.2 | 126.2
IGCC | 0 | 0 | 0 | 0 | 0 | 0
DemandResponse | 0 | 0 | 0 | 0 | 0 | 0
IGCC-CCS | 0 | 0 | 0 | 0 | 0 | 0
WT_off | 0 | 0 | 0 | 0 | 0 | 0
PseudoUnit | 0 | 0 | 0 | 0 | 0 | 0
FixedInterchange | 0 | 0 | 0 | 0 | 0 | 0
#5 | Total Installed ACTIVE Capacity (MW)
Total Installed Capacity by Reporting Type: Entergy
ReportingType | 2015 | 2020 | 2025 | 2030 | 2035 | 2040
BM | 0 | 0 | 0 | 0 | 336.51 | 8972.87
CC | 18337.06 | 24892.69 | 25049.22 | 25049.22 | 25049.23 | 25049.22
CSP | 0 | 0 | 0 | 0 | 0 | 0
CT | 0 | 0 | 0 | 0 | 0 | 0
Coal | 7625.49 | 720.01 | 720.01 | 720.01 | 720.01 | 720.01
Geo | 0 | 0 | 0 | 0 | 0 | 0
H | 744 | 744 | 744 | 850.01 | 1853 | 1853
LFG | 8 | 8 | 115.4 | 115.4 | 115.4 | 115.4
Nuc | 5422 | 5422 | 5422 | 5422 | 4580 | 3583
PS | 59 | 59 | 59 | 59 | 59 | 59
PV | 0.29 | 67.9 | 106.13 | 112.06 | 118.91 | 129.5
PeakG | 2787 | 2787 | 2787 | 2787 | 2787 | 2787
PeakO | 174 | 174 | 174 | 174 | 174 | 174
ST | 0 | 0 | 0 | 0 | 0 | 0
STOG | 1822.5 | 1822.5 | 1822.5 | 1822.5 | 1822.5 | 618.12
STWD | 206 | 206 | 206 | 206 | 206 | 206
WT | 107 | 107 | 107 | 207 | 2507 | 2507
IGCC | 0 | 0 | 0 | 0 | 0 | 0
DemandResponse | 313.8 | 1683.13 | 3280.98 | 3540.7 | 3820.98 | 4123.44
IGCC-CCS | 0 | 0 | 0 | 0 | 0 | 0
WT_off | 0 | 0 | 0 | 0 | 0 | 0
PseudoUnit | 0 | 0 | 0 | 0 | 0 | 0
FixedInterchange | 0 | 0 | 0 | 0 | 0 | 0
Total Installed Capacity by Reporting Type: FRCC
ReportingType | 2015 | 2020 | 2025 | 2030 | 2035 | 2040
BM | 0 | 0 | 0 | 0 | 2001.91 | 2001.91
CC | 36290.88 | 39560.5 | 39560.51 | 39275.67 | 30401.63 | 30401.63
CSP | 0 | 0 | 0 | 0 | 0 | 0
CT | 2480 | 2480 | 2480 | 2480 | 0 | 0
Coal | 2802.07 | 1698.07 | 1698.06 | 1698.06 | 1698.06 | 1698.06
Geo | 0 | 0 | 0 | 0 | 0 | 0
H | 55 | 55 | 55 | 55 | 55 | 83
LFG | 486 | 486 | 684 | 684 | 684 | 684
Nuc | 4131.33 | 4131.33 | 9446.31 | 15563.73 | 28392.74 | 37634.81
PS | 0 | 0 | 0 | 0 | 0 | 0
PV | 51 | 51 | 51 | 51 | 51 | 51
PeakG | 8431 | 8431 | 8431 | 8431 | 8431 | 8431
PeakO | 2283 | 2283 | 2283 | 818.52 | 818.52 | 818.52
ST | 0 | 0 | 0 | 0 | 0 | 0
STOG | 0 | 0 | 0 | 0 | 0 | 0
STWD | 195 | 195 | 195 | 195 | 195 | 195
WT | 0 | 0 | 0 | 0 | 0 | 0
IGCC | 0 | 0 | 0 | 0 | 0 | 0
DemandResponse | 2845.48 | 4334.11 | 6353.86 | 7102.41 | 7939.13 | 8874.43
IGCC-CCS | 0 | 0 | 0 | 0 | 0 | 0
WT_off | 0 | 0 | 0 | 0 | 0 | 0
PseudoUnit | 0 | 0 | 0 | 0 | 0 | 0
FixedInterchange | 0 | 0 | 0 | 0 | 0 | 0
Total Installed Capacity by Reporting Type: MAPP_US
ReportingType | 2015 | 2020 | 2025 | 2030 | 2035 | 2040
BM | 0 | 0 | 0 | 0 | 540.16 | 2602.84
CC | 289 | 293.98 | 453.98 | 539.83 | 539.83 | 539.83
CSP | 0 | 0 | 0 | 0 | 0 | 0
CT | 308.3 | 787.72 | 787.72 | 1306.27 | 1306.27 | 1306.27
Coal | 1936 | 1465.01 | 1465.01 | 1465.01 | 1465.01 | 0.01
Geo | 44 | 44 | 44 | 44 | 44 | 44
H | 2186 | 2186 | 2186 | 2186 | 2186 | 2186
LFG | 2 | 2 | 2 | 73.67 | 73.67 | 73.67
Nuc | 0.1 | 0.1 | 0.1 | 0.1 | 0.1 | 0.1
PS | 0 | 0 | 0 | 0 | 0 | 0
PV | 0 | 0 | 0 | 0 | 0 | 0
PeakG | 709 | 709 | 709 | 709 | 709 | 709
PeakO | 346 | 346 | 346 | 346 | 346 | 346
ST | 0 | 0 | 0 | 0 | 0 | 0
STOG | 0.02 | 0.02 | 0.02 | 0.02 | 0.02 | 0.02
STWD | 0 | 0 | 0 | 0 | 0 | 0
WT | 1689.3 | 5638.51 | 5638.51 | 5638.51 | 5638.51 | 5638.51
IGCC | 0 | 0 | 0 | 0 | 0 | 0
DemandResponse | 61.39 | 218.08 | 406.68 | 444.36 | 485.52 | 530.5
IGCC-CCS | 0 | 0 | 0 | 0 | 0 | 0
WT_off | 0 | 0 | 0 | 0 | 0 | 0
PseudoUnit | 0 | 0 | 0 | 0 | 0 | 0
FixedInterchange | 0 | 0 | 0 | 0 | 0 | 0
Total Installed Capacity by Reporting Type: MISO_IN
ReportingType | 2015 | 2020 | 2025 | 2030 | 2035 | 2040
BM | 0 | 0 | 0 | 0 | 0.22 | 6144.51
CC | 2801.96 | 17548.8 | 17548.8 | 17548.8 | 17548.8 | 17548.8
CSP | 0 | 0 | 0 | 0 | 0 | 0
CT | 0 | 0 | 0 | 0 | 0 | 0
Coal | 10304.06 | 6256.08 | 6256.08 | 6256.07 | 6256.07 | 6256.06
Geo | 0 | 0 | 0 | 0 | 0 | 0
H | 75 | 75 | 75 | 75 | 75 | 75
LFG | 37 | 37 | 117.12 | 117.13 | 117.13 | 117.13
Nuc | 0.1 | 0.1 | 0.1 | 0.1 | 0.1 | 0.1
PS | 0 | 0 | 0 | 0 | 0 | 0
PV | 0 | 250.44 | 398.82 | 429.92 | 456.79 | 492.87
PeakG | 3053 | 3053 | 3053 | 3053 | 3053 | 3053
PeakO | 361 | 361 | 361 | 361 | 361 | 361
ST | 0 | 0 | 0 | 0 | 0 | 0
STOG | 279 | 279 | 279 | 279 | 279 | 279
STWD | 0 | 0 | 0 | 0 | 0 | 0
WT | 535 | 535 | 535 | 52273.01 | 52273.02 | 52273.02
IGCC | 618 | 618 | 618 | 618 | 618 | 618
DemandResponse | 1111.94 | 1408.39 | 1776.05 | 1924.27 | 2084.87 | 2258.87
IGCC-CCS | 0 | 0 | 0 | 0 | 0 | 0
WT_off | 0 | 0 | 0 | 0 | 0 | 0
PseudoUnit | 0 | 0 | 0 | 0 | 0 | 0
FixedInterchange | 0 | 0 | 0 | 0 | 0 | 0
Total Installed Capacity by Reporting Type: MISO_MI
ReportingType | 2015 | 2020 | 2025 | 2030 | 2035 | 2040
BM | 0 | 0 | 0 | 0 | 2315.97 | 6144.51
CC | 7020.48 | 11326.83 | 11326.83 | 11326.83 | 11326.83 | 11326.83
CSP | 0 | 0 | 0 | 0 | 0 | 0
CT | 0 | 0.01 | 0.01 | 0.01 | 0.01 | 0.01
Coal | 6012.02 | 1560.02 | 1560.02 | 1560.01 | 1560.01 | 1560.01
Geo | 0 | 0 | 0 | 0 | 0 | 0
H | 141 | 141 | 141 | 141 | 141 | 141
LFG | 163 | 169.93 | 323.25 | 323.25 | 323.25 | 323.25
Nuc | 1889 | 1889 | 1889 | 1889 | 1111 | 1111
PS | 1872 | 1872 | 1872 | 1872 | 1872 | 1872
PV | 0 | 0 | 0 | 0 | 0 | 0
PeakG | 3562 | 3562 | 3562 | 3562 | 3562 | 3562
PeakO | 534 | 534 | 534 | 534 | 534 | 534
ST | 0 | 0 | 0 | 0 | 0 | 0
STOG | 2852 | 2852 | 2852 | 2852 | 2852 | 2852
STWD | 163 | 163 | 163 | 163 | 163 | 163
WT | 2161 | 2761 | 2942.15 | 3074.98 | 3074.98 | 9344.65
IGCC | 0 | 0 | 0 | 0 | 0 | 0
DemandResponse | 1913.54 | 2571.64 | 3448.76 | 3770.14 | 4121.47 | 4505.53
IGCC-CCS | 0 | 0 | 0 | 0 | 0 | 0
WT_off | 0 | 0 | 0 | 0 | 0 | 0
PseudoUnit | 0 | 0 | 0 | 0 | 0 | 0
FixedInterchange | 0 | 0 | 0 | 0 | 0 | 0
Total Installed Capacity by Reporting Type: MISO_MO-IL
ReportingType | 2015 | 2020 | 2025 | 2030 | 2035 | 2040
BM | 0 | 0 | 0 | 0 | 244.62 | 3722.64
CC | 1058.01 | 6443.89 | 6443.9 | 6443.9 | 6443.9 | 6443.9
CSP | 0 | 0 | 0 | 0 | 0 | 0
CT | 0 | 0 | 0 | 0 | 0 | 0
Coal | 11520.03 | 3346.05 | 3346.04 | 3346.02 | 3346.02 | 3346.02
Geo | 0 | 0 | 0 | 0 | 0 | 0
H | 352 | 352 | 632 | 632 | 632 | 632
LFG | 18 | 18 | 241.33 | 241.33 | 241.33 | 241.33
Nuc | 2233 | 2233 | 2233 | 2233 | 2233 | 2233
PS | 440 | 440 | 440 | 440 | 440 | 440
PV | 0 | 0 | 0 | 0 | 0 | 0
PeakG | 4595 | 4595 | 4595 | 4595 | 4595 | 4595
PeakO | 766 | 766 | 766 | 766 | 766 | 766
ST | 0 | 0 | 0 | 0 | 0 | 0
STOG | 592 | 592 | 592 | 592 | 592 | 592
STWD | 0 | 0 | 0 | 0 | 0 | 0
WT | 678 | 678 | 6278 | 19793.86 | 19793.86 | 19793.86
IGCC | 0 | 0 | 0 | 0 | 0 | 0
DemandResponse | 313.37 | 1246.58 | 2376.71 | 2602.05 | 2848.77 | 3118.87
IGCC-CCS | 0 | 0 | 0 | 0 | 0 | 0
WT_off | 0 | 0 | 0 | 0 | 0 | 0
PseudoUnit | 0 | 0 | 0 | 0 | 0 | 0
FixedInterchange | 0 | 0 | 0 | 0 | 0 | 0
Total Installed Capacity by Reporting Type: MISO_W
ReportingType | 2015 | 2020 | 2025 | 2030 | 2035 | 2040
BM | 0 | 0 | 0 | 0 | 0 | 0
CC | 3025.02 | 3553.76 | 3553.77 | 3553.77 | 3553.77 | 3553.77
CSP | 0 | 0 | 0 | 0 | 0 | 0
CT | 0 | 0.01 | 0.01 | 0.01 | 0.02 | 0.02
Coal | 10208.94 | 4077.69 | 4077.69 | 2652.9 | 2652.9 | 1150.54
Geo | 0 | 0 | 0 | 0 | 0 | 0
H | 497 | 497 | 497 | 497 | 497 | 497
LFG | 205 | 205 | 205 | 276.67 | 276.67 | 276.67
Nuc | 2361.33 | 2361.33 | 2361.33 | 2361.33 | 0.1 | 0.1
PS | 0 | 0 | 0 | 0 | 0 | 0
PV | 0 | 0 | 0 | 0 | 0 | 0
PeakG | 4522 | 4522 | 4522 | 4522 | 4522 | 4522
PeakO | 2154 | 2154 | 2154 | 2154 | 2154 | 2154
ST | 0 | 0 | 0 | 0 | 0 | 0
STOG | 172 | 172 | 172 | 172 | 172 | 172
STWD | 313 | 313 | 313 | 313 | 313 | 313
WT | 8358.5 | 8358.5 | 74851.2 | 75706.84 | 79292.08 | 82320.71
IGCC | 0 | 0 | 0 | 0 | 0 | 0
DemandResponse | 2729.37 | 3156.13 | 3814.42 | 4167.8 | 4553.92 | 4975.82
IGCC-CCS | 0 | 0 | 0 | 0 | 0 | 0
WT_off | 0 | 0 | 0 | 0 | 0 | 0
PseudoUnit | 0 | 0 | 0 | 0 | 0 | 0
FixedInterchange | 0 | 0 | 0 | 0 | 0 | 0
Total Installed Capacity by Reporting Type: MISO_WUMS
ReportingType | 2015 | 2020 | 2025 | 2030 | 2035 | 2040
BM | 0 | 0 | 0 | 0 | 3200.79 | 3200.79
CC | 8156.56 | 11811.88 | 11811.88 | 11811.88 | 11811.88 | 11811.88
CSP | 0 | 0 | 0 | 0 | 0 | 0
CT | 0 | 1251.43 | 1635.59 | 1635.59 | 3356.29 | 3356.29
Coal | 4114.47 | 1912.39 | 1912.39 | 1912.38 | 1912.38 | 1912.37
Geo | 0 | 0 | 0 | 0 | 0 | 0
H | 336 | 337 | 337 | 337 | 337 | 337
LFG | 71 | 71 | 294.33 | 294.33 | 294.33 | 294.33
Nuc | 1817 | 1817 | 1817 | 1817 | 0.1 | 0.1
PS | 0 | 0 | 0 | 0 | 0 | 0
PV | 0 | 0 | 0 | 0 | 0 | 0
PeakG | 3230 | 3230 | 3230 | 3230 | 3230 | 3230
PeakO | 490 | 490 | 490 | 490 | 490 | 490
ST | 0 | 0 | 0 | 0 | 0 | 0
STOG | 300.5 | 300.5 | 300.5 | 300.5 | 300.5 | 300.5
STWD | 105 | 105 | 105 | 105 | 105 | 105
WT | 1528.9 | 1528.9 | 1559.7 | 5479.03 | 13641.13 | 17370
IGCC | 0 | 0 | 0 | 0 | 0 | 0
DemandResponse | 201.19 | 495.57 | 848.03 | 921.09 | 1000.45 | 1086.64
IGCC-CCS | 0 | 0 | 0 | 0 | 0 | 0
WT_off | 0 | 0 | 0 | 0 | 0 | 0
PseudoUnit | 0 | 0 | 0 | 0 | 0 | 0
FixedInterchange | 0 | 0 | 0 | 0 | 0 | 0
Total Installed Capacity by Reporting Type: Nebraska
ReportingType | 2015 | 2020 | 2025 | 2030 | 2035 | 2040
BM | 0 | 0 | 0 | 0 | 0 | 0
CC | 358 | 358 | 358.01 | 358.01 | 358.01 | 358.01
CSP | 0 | 0 | 0 | 0 | 0 | 0
CT | 0 | 0 | 0 | 0 | 0 | 0
Coal | 4110.1 | 914.3 | 914.3 | 914.3 | 914.3 | 914.3
Geo | 0 | 0 | 0 | 0 | 0 | 0
H | 167 | 167 | 167 | 167 | 167 | 167
LFG | 6 | 6 | 6 | 77.67 | 77.67 | 77.67
Nuc | 1252 | 1252 | 1252 | 1252 | 0.2 | 0.2
PS | 0 | 0 | 0 | 0 | 0 | 0
PV | 0 | 0 | 0 | 0 | 0 | 0
PeakG | 1305 | 1305 | 1305 | 1305 | 1305 | 1305
PeakO | 326 | 326 | 326 | 326 | 326 | 326
ST | 0 | 0 | 0 | 0 | 0 | 0
STOG | 270 | 270 | 270 | 270 | 270 | 270
STWD | 0 | 0 | 0 | 0 | 0 | 0
WT | 344 | 18572.37 | 18775.15 | 22046.09 | 24545.85 | 24545.85
IGCC | 0 | 0 | 0 | 0 | 0 | 0
DemandResponse | 649.78 | 826.97 | 1055.68 | 1153.48 | 1260.34 | 1377.11
IGCC-CCS | 0 | 0 | 0 | 0 | 0 | 0
WT_off | 0 | 0 | 0 | 0 | 0 | 0
PseudoUnit | 0 | 0 | 0 | 0 | 0 | 0
FixedInterchange | 0 | 0 | 0 | 0 | 0 | 0
Total Installed Capacity by Reporting Type: NEISO
ReportingType | 2015 | 2020 | 2025 | 2030 | 2035 | 2040
BM | 252.2 | 252.2 | 252.2 | 252.2 | 252.2 | 252.2
CC | 12487.39 | 12487.39 | 12487.39 | 12487.39 | 12487.4 | 12487.4
CSP | 0 | 0 | 0 | 0 | 0 | 0
CT | 334 | 334 | 334 | 334 | 605.85 | 873.86
Coal | 320.01 | 0 | 0 | 0 | 0 | 0
Geo | 0 | 0 | 0 | 0 | 0 | 0
H | 3257.7 | 3257.7 | 3257.7 | 3260.7 | 3260.7 | 3260.7
LFG | 581.26 | 581.26 | 651 | 651 | 651 | 651
Nuc | 4645 | 4645 | 4645 | 4645 | 3356 | 2479.08
PS | 1674 | 1674 | 1674 | 1674 | 1674 | 1674
PV | 2 | 324.27 | 335.29 | 347.89 | 376.09 | 386.34
PeakG | 1200 | 1200 | 1200 | 1200 | 1200 | 1200
PeakO | 1183 | 1183 | 1183 | 1183 | 1183 | 1183
ST | 0 | 0 | 0 | 0 | 0 | 0
STOG | 0 | 0 | 0 | 0 | 0 | 0
STWD | 610 | 610 | 610 | 610 | 610 | 610
WT | 434.2 | 3670.62 | 5483 | 6112.78 | 22383 | 22383
IGCC | 0 | 0 | 0 | 0 | 0 | 0
DemandResponse | 3217.96 | 3967.58 | 4863.03 | 5143.87 | 5437.63 | 5748.18
IGCC-CCS | 0 | 0 | 0 | 0 | 0 | 0
WT_off | 468 | 468 | 468 | 468 | 1485.35 | 6838.62
PseudoUnit | 0 | 0 | 0 | 0 | 0 | 0
FixedInterchange | 0 | 0 | 0 | 0 | 0 | 0
Total Installed Capacity by Reporting Type: NonRTO_Midwest
ReportingType | 2015 | 2020 | 2025 | 2030 | 2035 | 2040
BM | 0 | 0 | 0 | 0 | 2244.76 | 6144.51
CC | 2290.49 | 6042.84 | 6042.84 | 6042.84 | 6042.84 | 4611.41
CSP | 0 | 0 | 0 | 0 | 0 | 0
CT | 0 | 0 | 0 | 0 | 0 | 0
Coal | 7552.21 | 4450.94 | 4450.94 | 4404.37 | 3904.93 | 3904.93
Geo | 0 | 0 | 0 | 0 | 0 | 0
H | 143 | 143 | 889 | 889 | 889 | 889
LFG | 14 | 14 | 174.25 | 174.25 | 174.25 | 174.25
Nuc | 0.1 | 0.1 | 0.1 | 0.1 | 0.1 | 0.1
PS | 0 | 0 | 0 | 0 | 0 | 0
PV | 0 | 0 | 0 | 0 | 0 | 0
PeakG | 3353 | 3353 | 3353 | 3353 | 3353 | 3353
PeakO | 12 | 12 | 12 | 12 | 12 | 12
ST | 0 | 0 | 0 | 0 | 0 | 0
STOG | 0 | 0 | 0 | 0 | 0 | 0
STWD | 0 | 0 | 0 | 0 | 0 | 0
WT | 66 | 66 | 66 | 66 | 66 | 66
IGCC | 0 | 0 | 0 | 0 | 0 | 0
DemandResponse | 201.86 | 495.85 | 836.68 | 901.12 | 970.52 | 1045.26
IGCC-CCS | 0 | 0 | 0 | 0 | 0 | 0
WT_off | 0 | 0 | 0 | 0 | 0 | 0
PseudoUnit | 0 | 0 | 0 | 0 | 0 | 0
FixedInterchange | 0 | 0 | 0 | 0 | 0 | 0
Total Installed Capacity by Reporting Type: NYISO_A-F
ReportingType | 2015 | 2020 | 2025 | 2030 | 2035 | 2040
BM | 0 | 0 | 0 | 0 | 0 | 1000
CC | 4233 | 4233 | 4233 | 4233 | 4233 | 4233
CSP | 0 | 0 | 0 | 0 | 0 | 0
CT | 0 | 0 | 0 | 0 | 0 | 0
Coal | 0 | 0 | 0 | 0 | 0 | 0
Geo | 0 | 0 | 0 | 0 | 0 | 0
H | 4395 | 4395 | 4395 | 4395 | 4395 | 4395
LFG | 172.4 | 172.4 | 240.33 | 240.33 | 240.33 | 240.33
Nuc | 3365 | 3365 | 3365 | 2743.8 | 2163.3 | 1311.11
PS | 1412 | 1412 | 1412 | 1412 | 1412 | 1412
PV | 0 | 0 | 0 | 0 | 0 | 0.04
PeakG | 221 | 221 | 221 | 221 | 221 | 221
PeakO | 39 | 39 | 39 | 39 | 39 | 39
ST | 0 | 0 | 0 | 0 | 0 | 0
STOG | 0.02 | 0.02 | 0.02 | 0.02 | 0.02 | 0.02
STWD | 86 | 86 | 86 | 86 | 86 | 86
WT | 3759.3 | 4469.1 | 4469.11 | 14773 | 14773 | 14773
IGCC | 0 | 0 | 0 | 0 | 0 | 0
DemandResponse | 944.03 | 1113.54 | 1314.17 | 1416.79 | 1527.42 | 1646.69
IGCC-CCS | 0 | 0 | 0 | 0 | 0 | 0
WT_off | 0 | 0 | 0 | 0 | 0 | 0
PseudoUnit | 0 | 0 | 0 | 0 | 0 | 0
FixedInterchange | 0 | 0 | 0 | 0 | 0 | 0
Total Installed Capacity by Reporting Type: NYISO_G-I
ReportingType | 2015 | 2020 | 2025 | 2030 | 2035 | 2040
BM | 0 | 0 | 0 | 0 | 524.74 | 800
CC | 1157 | 2371.06 | 2518.41 | 2518.41 | 2518.41 | 2518.41
CSP | 0 | 0 | 0 | 0 | 0 | 0
CT | 0 | 0 | 0 | 0 | 0 | 0
Coal | 0 | 0 | 0 | 0 | 0 | 0
Geo | 0 | 0 | 0 | 0 | 0 | 0
H | 32 | 32 | 32 | 32 | 32 | 32
LFG | 64 | 64 | 138.33 | 138.33 | 138.33 | 138.33
Nuc | 2045 | 2045 | 2045 | 2045 | 1025.4 | 2338.68
PS | 0 | 0 | 0 | 0 | 0 | 0
PV | 0 | 0 | 0 | 0 | 0 | 1999.99
PeakG | 65 | 65 | 65 | 65 | 65 | 65
PeakO | 87 | 87 | 87 | 87 | 87 | 87
ST | 0 | 0 | 0 | 0 | 0 | 0
STOG | 0.04 | 0.04 | 0.04 | 0.04 | 0.04 | 0.04
STWD | 0 | 0 | 0 | 0 | 0 | 0
WT | 0 | 60 | 60.01 | 360 | 360 | 360
IGCC | 0 | 0 | 0 | 0 | 0 | 0
DemandResponse | 353.35 | 415.95 | 499.26 | 547.41 | 600.2 | 658.09
IGCC-CCS | 0 | 0 | 0 | 0 | 0 | 0
WT_off | 0 | 0 | 0 | 0 | 0 | 0
PseudoUnit | 0 | 0 | 0 | 0 | 0 | 0
FixedInterchange | 0 | 0 | 0 | 0 | 0 | 0
Total Installed Capacity by Reporting Type: NYISO_J-K
ReportingType | 2015 | 2020 | 2025 | 2030 | 2035 | 2040
BM | 0 | 0 | 0 | 0 | 0 | 0
CC | 4833.4 | 4833.4 | 4833.41 | 6573.01 | 9241.97 | 9861.55
CSP | 0 | 0 | 0 | 0 | 0 | 0
CT | 0 | 0 | 0 | 0 | 0 | 0
Coal | 0 | 0 | 0 | 0 | 0 | 0
Geo | 0 | 0 | 0 | 0 | 0 | 0
H | 0 | 0 | 0 | 0 | 0 | 0
LFG | 124 | 124 | 124.01 | 198.33 | 198.33 | 198.33
Nuc | 0.1 | 0.1 | 0.1 | 0.1 | 0.1 | 0.1
PS | 0 | 0 | 0 | 0 | 0 | 0
PV | 32 | 32 | 32 | 32 | 32 | 32
PeakG | 2778 | 2778 | 2778 | 2778 | 2778 | 2778
PeakO | 2169 | 2169 | 2169 | 2169 | 2169 | 2169
ST | 0 | 0 | 0 | 0 | 0 | 0
STOG | 5349.09 | 5349.09 | 5349.09 | 5349.09 | 5349.09 | 5349.09
STWD | 0 | 0 | 0 | 0 | 0 | 0
WT | 0 | 0 | 0 | 170 | 330 | 330
IGCC | 0 | 0 | 0 | 0 | 0 | 0
DemandResponse | 1372.63 | 1643.44 | 1975.51 | 2169.26 | 2382.01 | 2615.63
IGCC-CCS | 0 | 0 | 0 | 0 | 0 | 0
WT_off | 0 | 0 | 0 | 0 | 0 | 0.01
PseudoUnit | 0 | 0 | 0 | 0 | 0 | 0
FixedInterchange | 0 | 0 | 0 | 0 | 0 | 0
Total Installed Capacity by Reporting Type: PJM_E
ReportingType | 2015 | 2020 | 2025 | 2030 | 2035 | 2040
BM | 30 | 30 | 30 | 30 | 30 | 332.31
CC | 12283.3 | 12283.3 | 12283.31 | 14660.72 | 14660.72 | 14660.72
CSP | 0 | 0 | 0 | 0 | 0 | 0
CT | 26.2 | 26.2 | 26.2 | 26.2 | 26.2 | 26.2
Coal | 1076.01 | 508 | 508 | 508.01 | 508.01 | 508
Geo | 0 | 0 | 0 | 0 | 0 | 0
H | 269.99 | 269.99 | 269.99 | 269.99 | 269.99 | 269.99
LFG | 471.1 | 604 | 604 | 604 | 604 | 604
Nuc | 8510 | 7895.5 | 7895.5 | 7895.5 | 5671.5 | 7872.17
PS | 400 | 400 | 400 | 400 | 400 | 400
PV | 47.45 | 47.45 | 47.45 | 47.45 | 47.45 | 47.45
PeakG | 3877.5 | 3877.5 | 3877.5 | 3877.5 | 3877.5 | 3877.5
PeakO | 2749.3 | 2749.3 | 2749.3 | 2749.3 | 2749.3 | 2749.3
ST | 0 | 0 | 0 | 0 | 0 | 0
STOG | 2622.5 | 2622.5 | 2622.5 | 2622.5 | 2622.5 | 2622.5
STWD | 0 | 0 | 0 | 0 | 0 | 0
WT | 1160 | 1160 | 1160 | 1160 | 1160 | 1160
IGCC | 0 | 0 | 0 | 0 | 0 | 0
DemandResponse | 1307.75 | 1879.13 | 2745.66 | 2983.69 | 3242.36 | 3523.45
IGCC-CCS | 0 | 0 | 0 | 0 | 0 | 0
WT_off | 0 | 0 | 1100 | 1100 | 1100 | 1100
PseudoUnit | 0 | 0 | 0 | 0 | 0 | 0
FixedInterchange | 0 | 0 | 0 | 0 | 0 | 0
Total Installed Capacity by Reporting Type: PJM_ROM
ReportingType | 2015 | 2020 | 2025 | 2030 | 2035 | 2040
BM | 18 | 18 | 18 | 18 | 2357.79 | 2357.79
CC | 5664.5 | 5664.5 | 5664.51 | 7187.3 | 7187.3 | 7187.3
CSP | 0 | 0 | 0 | 0 | 0 | 0
CT | 16 | 16 | 16 | 16 | 16 | 16
Coal | 5423.54 | 4006.97 | 4006.97 | 4006.97 | 4006.97 | 3668.53
Geo | 0 | 0 | 0 | 0 | 0 | 0
H | 1392 | 1392 | 1392 | 2070 | 2070 | 2070
LFG | 356.9 | 622 | 622 | 622 | 622 | 622
Nuc | 5036 | 5036 | 5036 | 7314.05 | 14871.7 | 17855.33
PS | 1513 | 1513 | 1513 | 1513 | 1513 | 1513
PV | 4 | 1500.79 | 2478.4 | 2836.95 | 3036.54 | 3305.33
PeakG | 1719 | 1719 | 1719 | 1719 | 1719 | 1719
PeakO | 1566 | 1566 | 1566 | 1566 | 1566 | 1566
ST | 0 | 0 | 0 | 0 | 0 | 0
STOG | 3529 | 3529 | 3529 | 3529 | 3529 | 3529
STWD | 70 | 70 | 70 | 70 | 70 | 70
WT | 1210.8 | 1961 | 1961 | 1961 | 1961.01 | 1961.04
IGCC | 0 | 0 | 0 | 0 | 0 | 0
DemandResponse | 2400.99 | 3048.92 | 3878.24 | 4214.46 | 4579.83 | 4976.88
IGCC-CCS | 0 | 0 | 0 | 0 | 0 | 0
WT_off | 0 | 0 | 0 | 0 | 0 | 0
PseudoUnit | 0 | 0 | 0 | 0 | 0 | 0
FixedInterchange | 0 | 0 | 0 | 0 | 0 | 0
Total Installed Capacity by Reporting Type: PJM_ROR
ReportingType | 2015 | 2020 | 2025 | 2030 | 2035 | 2040
BM | 385 | 385 | 385 | 385 | 10556.34 | 10556.34
CC | 24783.55 | 40240.04 | 40240.05 | 40751.02 | 40751.02 | 40751.02
CSP | 0 | 0 | 0 | 0 | 0 | 0
CT | 29 | 29 | 29 | 29 | 29 | 29
Coal | 35421.94 | 24203.88 | 24203.88 | 24203.88 | 24203.88 | 24203.88
Geo | 0 | 0 | 0 | 0 | 0 | 0
H | 1837.4 | 2340.4 | 2340.4 | 2340.4 | 2340.4 | 2340.4
LFG | 539.4 | 539.4 | 1053.11 | 1053.11 | 1053.11 | 1053.11
Nuc | 20038 | 20038 | 20038 | 19171.01 | 14896.01 | 19428.76
PS | 3081 | 3081 | 3081 | 3081 | 3081 | 3081
PV | 24 | 24 | 24 | 24 | 24 | 24
PeakG | 19311 | 19311 | 19311 | 19311 | 19311 | 19311
PeakO | 1742 | 1742 | 1742 | 1742 | 1742 | 1742
ST | 0 | 0 | 0 | 0 | 0 | 0
STOG | 2122 | 2122 | 2122 | 2122 | 2122 | 1131.98
STWD | 194 | 194 | 194 | 194 | 194 | 194
WT | 10922.7 | 11114.4 | 25483.4 | 47377.51 | 47377.51 | 56197
IGCC | 0 | 0 | 0 | 0 | 0 | 0
DemandResponse | 3459.65 | 6870.76 | 11225.25 | 12162.1 | 13177.14 | 14276.89
IGCC-CCS | 0 | 0 | 0 | 0 | 0 | 6041.49
WT_off | 0 | 0 | 0 | 0 | 0 | 0
PseudoUnit | 0 | 0 | 0 | 0 | 0 | 0
FixedInterchange | 0 | 0 | 0 | 0 | 0 | 0
Total Installed Capacity by Reporting Type: SOCO
ReportingType | 2015 | 2020 | 2025 | 2030 | 2035 | 2040
BM | 55 | 55 | 55 | 55 | 6555.24 | 6555.24
CC | 24032.63 | 32644.7 | 32644.71 | 32587.28 | 26850.86 | 23503.56
CSP | 0 | 0 | 0 | 0 | 0 | 0
CT | 0 | 0 | 0 | 0 | 0 | 0
Coal | 8435.4 | 4060.4 | 4060.41 | 4060.41 | 4060.41 | 4060.41
Geo | 0 | 0 | 0 | 0 | 0 | 0
H | 4194 | 4194 | 4194 | 4194 | 4194 | 5061
LFG | 37 | 37 | 144.4 | 144.4 | 144.4 | 144.4
Nuc | 5841 | 8041 | 9356.45 | 14038.81 | 22471.36 | 29040.84
PS | 1675 | 1675 | 1675 | 1675 | 1675 | 1675
PV | 0 | 0 | 0 | 0 | 0 | 0
PeakG | 10713.01 | 10713.01 | 10713.01 | 10713.01 | 5498.82 | 5498.82
PeakO | 0.01 | 0.01 | 0.01 | 0.01 | 0.01 | 0.01
ST | 0 | 0 | 0 | 0 | 0 | 0
STOG | 0 | 0 | 0 | 0 | 0 | 0
STWD | 668 | 668 | 668 | 668 | 668 | 668
WT | 0 | 0 | 0 | 0.02 | 100 | 100
IGCC | 0 | 0 | 0 | 0 | 0 | 0
DemandResponse | 2674.86 | 5221.22 | 8293.98 | 9075.87 | 9931.46 | 10867.71
IGCC-CCS | 0 | 0 | 0 | 0 | 0 | 0
WT_off | 0 | 0 | 0 | 0 | 0 | 0
PseudoUnit | 0 | 0 | 0 | 0 | 0 | 0
FixedInterchange | 0 | 0 | 0 | 0 | 0 | 0
Total Installed Capacity by Reporting Type: SPP_N
ReportingType | 2015 | 2020 | 2025 | 2030 | 2035 | 2040
BM | 0 | 0 | 0 | 0 | 0 | 0
CC | 1386.01 | 1386.01 | 1386.01 | 1386.02 | 1386.02 | 1386.02
CSP | 0 | 0 | 0 | 0 | 0 | 0
CT | 0 | 1330.71 | 1330.71 | 1784.28 | 2638.61 | 4667.26
Coal | 7726.54 | 4752.09 | 1847.03 | 1847.03 | 1847.03 | 1847.03
Geo | 0 | 0 | 0 | 0 | 0 | 0
H | 21 | 21 | 21 | 21 | 21 | 21
LFG | 7 | 7 | 7 | 102 | 102 | 102
Nuc | 1160 | 1160 | 1160 | 1160 | 1160 | 1160
PS | 0 | 0 | 0 | 0 | 0 | 0
PV | 0 | 0 | 0 | 0 | 0 | 0
PeakG | 4397 | 4397 | 4397 | 4397 | 4397 | 4397
PeakO | 1199 | 1199 | 1199 | 1199 | 1199 | 1199
ST | 0 | 0 | 0 | 0 | 0 | 0
STOG | 1749 | 1749 | 1749 | 1749 | 1749 | 1749
STWD | 0 | 0 | 0 | 0 | 0 | 0
WT | 1227 | 32967.46 | 59824.72 | 66265.96 | 85732.39 | 86886.29
IGCC | 0 | 0 | 0 | 0 | 0 | 0
DemandResponse | 464.82 | 1006.82 | 1646.91 | 1811.12 | 1991.7 | 2190.3
IGCC-CCS | 0 | 0 | 0 | 0 | 0 | 0
WT_off | 0 | 0 | 0 | 0 | 0 | 0
PseudoUnit | 0 | 0 | 0 | 0 | 0 | 0
FixedInterchange | 0 | 0 | 0 | 0 | 0 | 0
Total Installed Capacity by Reporting Type: SPP_S
ReportingType | 2015 | 2020 | 2025 | 2030 | 2035 | 2040
BM | 0 | 0 | 0 | 0 | 0 | 0
CC | 10917.04 | 13582.51 | 13582.52 | 15956.79 | 15956.79 | 15956.79
CSP | 0 | 0 | 0 | 0 | 0 | 0
CT | 412.99 | 2024.69 | 2024.69 | 2685.53 | 3952.49 | 6997.69
Coal | 10237.53 | 3434.04 | 988.08 | 988.08 | 988.08 | 988.08
Geo | 0 | 0 | 0 | 0 | 0 | 0
H | 2108 | 2108 | 2108 | 2108 | 2108 | 2199
LFG | 19 | 19 | 19 | 114 | 114 | 114
Nuc | 0.1 | 0.1 | 0.1 | 0.1 | 0.1 | 0.1
PS | 446 | 446 | 446 | 446 | 446 | 446
PV | 0 | 0 | 0 | 0 | 0 | 0
PeakG | 3443 | 3443 | 3443 | 3443 | 3443 | 3443
PeakO | 122 | 122 | 122 | 122 | 122 | 122
ST | 0 | 0 | 0 | 0 | 0 | 0
STOG | 10571 | 10571 | 10571 | 10571 | 10571 | 10571
STWD | 84 | 84 | 84 | 84 | 84 | 84
WT | 2727 | 45327.62 | 50004.38 | 54649.12 | 71409.22 | 76666.24
IGCC | 0 | 0 | 0 | 0 | 0 | 0
DemandResponse | 63.59 | 1918.63 | 4092.37 | 4440.53 | 4818.31 | 5228.23
IGCC-CCS | 0 | 0 | 0 | 0 | 0 | 0
WT_off | 0 | 0 | 0 | 0 | 0 | 0
PseudoUnit | 0 | 0 | 0 | 0 | 0 | 0
FixedInterchange | 0 | 0 | 0 | 0 | 0 | 0
Total Installed Capacity by Reporting Type: TVA
ReportingType | 2015 | 2020 | 2025 | 2030 | 2035 | 2040
BM | 0 | 0 | 0 | 0 | 7394.28 | 7394.28
CC | 9135.95 | 15911.82 | 16401.82 | 16401.83 | 16081.83 | 15776.28
CSP | 0 | 0 | 0 | 0 | 0 | 0
CT | 0 | 0 | 0 | 0 | 0 | 0
Coal | 6256.02 | 4517.02 | 4517.02 | 4517.02 | 4077.02 | 4077.02
Geo | 0 | 0 | 0 | 0 | 0 | 0
H | 5111 | 5111 | 5138 | 5138 | 5138 | 5138
LFG | 13 | 13 | 120.4 | 120.4 | 120.4 | 120.4
Nuc | 8394.89 | 8394.89 | 8394.89 | 10419.12 | 9521.28 | 8841.95
PS | 1743 | 1743 | 1743 | 1743 | 1743 | 1743
PV | 0 | 0 | 0 | 0 | 0 | 0
PeakG | 5865 | 5865 | 5865 | 5865 | 5865 | 5865
PeakO | 83 | 83 | 83 | 83 | 83 | 83
ST | 0 | 0 | 0 | 0 | 0 | 0
STOG | 0 | 0 | 0 | 0 | 0 | 0
STWD | 5 | 5 | 5 | 5 | 5 | 5
WT | 29 | 29 | 29 | 29 | 129 | 129
IGCC | 0 | 0 | 0 | 0 | 0 | 0
DemandResponse | 1878.29 | 2795.4 | 3859.81 | 4157.07 | 4477.22 | 4822.03
IGCC-CCS | 0 | 0 | 0 | 0 | 0 | 3280.07
WT_off | 0 | 0 | 0 | 0 | 0 | 0
PseudoUnit | 0 | 0 | 0 | 0 | 0 | 0
FixedInterchange | 0 | 0 | 0 | 0 | 0 | 0
Total Installed Capacity by Reporting Type: TVA_Transmission
ReportingType | 2015 | 2020 | 2025 | 2030 | 2035 | 2040
BM | 0 | 0 | 0 | 0 | 0 | 0
CC | 0 | 0 | 0 | 0 | 0 | 0
CSP | 0 | 0 | 0 | 0 | 0 | 0
CT | 0 | 0 | 0 | 0 | 0 | 0
Coal | 0 | 0 | 0 | 0 | 0 | 0
Geo | 0 | 0 | 0 | 0 | 0 | 0
H | 0 | 0 | 0 | 0 | 0 | 0
LFG | 0 | 0 | 0 | 0 | 0 | 0
Nuc | 0 | 0 | 0 | 0 | 0 | 0
PS | 0 | 0 | 0 | 0 | 0 | 0
PV | 0 | 0 | 0 | 0 | 0 | 0
PeakG | 0 | 0 | 0 | 0 | 0 | 0
PeakO | 0 | 0 | 0 | 0 | 0 | 0
ST | 0 | 0 | 0 | 0 | 0 | 0
STOG | 0 | 0 | 0 | 0 | 0 | 0
STWD | 0 | 0 | 0 | 0 | 0 | 0
WT | 0 | 0 | 0 | 0 | 0 | 0
IGCC | 0 | 0 | 0 | 0 | 0 | 0
DemandResponse | 0 | 0 | 0 | 0 | 0 | 0
IGCC-CCS | 0 | 0 | 0 | 0 | 0 | 0
WT_off | 0 | 0 | 0 | 0 | 0 | 0
PseudoUnit | 0 | 0 | 0 | 0 | 0 | 0
FixedInterchange | 0 | 0 | 0 | 0 | 0 | 0
Total Installed Capacity by Reporting Type: VACAR
ReportingType | 2015 | 2020 | 2025 | 2030 | 2035 | 2040
BM | 0.92 | 358.59 | 1100.87 | 1294.29 | 6986.31 | 6986.31
CC | 23374.35 | 24478.57 | 24478.57 | 24478.57 | 24293.57 | 24293.57
CSP | 0 | 0 | 0 | 0 | 0 | 0
CT | 717.25 | 717.25 | 717.25 | 530.86 | 530.86 | 0
Coal | 6459.56 | 6459.51 | 5760.04 | 3025.1 | 3025.09 | 3025.09
Geo | 0 | 0 | 0 | 0 | 0 | 0
H | 2122 | 2122 | 2122 | 2122 | 2122 | 2174
LFG | 63.34 | 170.4 | 170.4 | 170.4 | 170.4 | 170.4
Nuc | 11430 | 13760 | 16631.67 | 23334.69 | 20086.69 | 21083.62
PS | 2616 | 2616 | 2616 | 2616 | 2616 | 2616
PV | 16 | 164.43 | 176.59 | 188.77 | 199.49 | 219.45
PeakG | 8308 | 8308 | 8308 | 8308 | 8308 | 8308
PeakO | 1268 | 1268 | 1268 | 1268 | 0.02 | 0.02
ST | 0 | 0 | 0 | 0 | 0 | 0
STOG | 92 | 92 | 92 | 92 | 0 | 0
STWD | 281 | 281 | 281 | 281 | 281 | 281
WT | 0.9 | 3500 | 3500 | 3500 | 3500 | 3500
IGCC | 0 | 0 | 0 | 0 | 0 | 0
DemandResponse | 2434.26 | 4230.61 | 6496.28 | 7161.73 | 7895.36 | 8704.13
IGCC-CCS | 0 | 0 | 0 | 0 | 0 | 0
WT_off | 1 | 1 | 1 | 1 | 19060.22 | 30349.88
PseudoUnit | 0 | 0 | 0 | 0 | 0 | 0
FixedInterchange | 0 | 0 | 0 | 0 | 0 | 0
Total Installed Capacity by Reporting Type: IESO
ReportingType | 2015 | 2020 | 2025 | 2030 | 2035 | 2040
BM | 326.33 | 326.33 | 326.33 | 326.33 | 326.33 | 327
CC | 3746.73 | 3746.73 | 3746.73 | 3746.74 | 3746.74 | 3746.74
CSP | 0 | 0 | 0 | 0 | 0 | 0
CT | 368 | 368 | 368 | 368 | 368 | 3646.71
Coal | 0 | 0 | 0 | 0 | 0 | 0
Geo | 0 | 0 | 0 | 0 | 0 | 0
H | 8693.3 | 8693.3 | 8693.3 | 8943.3 | 8943.3 | 8943.3
LFG | 117.5 | 117.5 | 117.5 | 118 | 118 | 118
Nuc | 13018 | 13018 | 13018 | 13018 | 11988 | 10448
PS | 123 | 123 | 123 | 123 | 123 | 123
PV | 1097.26 | 1097.26 | 1097.26 | 1097.26 | 30 | 30
PeakG | 584 | 584 | 584 | 584 | 584 | 584
PeakO | 29.49 | 29.49 | 29.49 | 29.49 | 29.49 | 29.49
ST | 0 | 0 | 0 | 0 | 0 | 0
STOG | 0 | 0 | 0 | 0 | 0 | 0
STWD | 139 | 139 | 139 | 139 | 139 | 139
WT | 3385.9 | 3385.9 | 3385.9 | 3385.9 | 22245.64 | 24572
IGCC | 0 | 0 | 0 | 0 | 0 | 0
DemandResponse | 2038.33 | 2260.47 | 2690.39 | 2925.08 | 3180.25 | 3457.67
IGCC-CCS | 0 | 0 | 0 | 0 | 0 | 0
WT_off | 0 | 0 | 0 | 0 | 0 | 0
PseudoUnit | 0 | 0 | 0 | 0 | 0 | 0
FixedInterchange | 0 | 0 | 0 | 0 | 0 | 0
Total Installed Capacity by Reporting Type: MAPP_CA
ReportingType | 2015 | 2020 | 2025 | 2030 | 2035 | 2040
BM | 0 | 0 | 0 | 0 | 0 | 0
CC | 1440.48 | 1440.48 | 981.77 | 784.63 | 784.63 | 784.63
CSP | 0 | 0 | 0 | 0 | 0 | 0
CT | 0 | 0 | 0 | 0 | 0 | 0
Coal | 631.48 | 629.09 | 0 | 0 | 0 | 0
Geo | 0 | 0 | 0 | 0 | 0 | 0
H | 6475.4 | 7170.4 | 8665.4 | 11125.4 | 11125.4 | 11125.4
LFG | 0 | 0 | 0 | 0 | 0 | 0
Nuc | 0.1 | 0.1 | 0.1 | 0.1 | 0.1 | 177.61
PS | 0 | 0 | 0 | 0 | 0 | 0
PV | 0 | 0 | 0 | 0 | 0 | 0
PeakG | 559 | 559 | 559 | 559 | 559 | 559
PeakO | 4 | 4 | 4 | 4 | 4 | 4
ST | 0 | 0 | 0 | 0 | 0 | 0
STOG | 126 | 126 | 0 | 0 | 0 | 0
STWD | 0 | 0 | 0 | 0 | 0 | 0
WT | 577.4 | 577.4 | 577.4 | 577.4 | 577.4 | 577.4
IGCC | 0 | 0 | 0 | 0 | 0 | 0
DemandResponse | 93.13 | 337.01 | 628.45 | 686.68 | 750.29 | 819.8
IGCC-CCS | 0 | 0 | 0 | 0 | 0 | 0
WT_off | 0 | 0 | 0 | 0 | 0 | 0
PseudoUnit | 0 | 0 | 0 | 0 | 0 | 0
FixedInterchange | 0 | 0 | 0 | 0 | 0 | 0
Total Installed Capacity by Reporting Type: AZ_NM_SNV_Coal
ReportingType | 2015 | 2020 | 2025 | 2030 | 2035 | 2040
BM | 0 | 0 | 0 | 0 | 0 | 0
CC | 0 | 0 | 0 | 0 | 0 | 0
CSP | 0 | 0 | 0 | 0 | 0 | 0
CT | 0 | 0 | 0 | 0 | 0 | 0
Coal | 7604.46 | 5985.42 | 1120.48 | 1120.48 | 818.02 | 818.01
Geo | 0 | 0 | 0 | 0 | 0 | 0
H | 0 | 0 | 0 | 0 | 0 | 0
LFG | 0 | 0 | 0 | 0 | 0 | 0
Nuc | 0 | 0 | 0 | 0 | 0 | 0
PS | 0 | 0 | 0 | 0 | 0 | 0
PV | 0 | 0 | 0 | 0 | 0 | 0
PeakG | 0 | 0 | 0 | 0 | 0 | 0
PeakO | 200 | 200 | 200 | 200 | 200 | 200
ST | 0 | 0 | 0 | 0 | 0 | 0
STOG | 0 | 0 | 0 | 0 | 0 | 0
STWD | 0 | 0 | 0 | 0 | 0 | 0
WT | 0 | 0 | 0 | 0 | 0 | 0
IGCC | 0 | 0 | 0 | 0 | 0 | 0
DemandResponse | 0 | 0 | 0 | 0 | 0 | 0
IGCC-CCS | 0 | 0 | 0 | 0 | 0 | 0
WT_off | 0 | 0 | 0 | 0 | 0 | 0
PseudoUnit | 0 | 0 | 0 | 0 | 0 | 0
FixedInterchange | 0 | 0 | 0 | 0 | 0 | 0
Total Installed Capacity by Reporting Type: AZ_NM_SNV_Gas
ReportingType | 2015 | 2020 | 2025 | 2030 | 2035 | 2040
BM | 0 | 0 | 0 | 0 | 0 | 0
CC | 16340 | 20396.82 | 24168.22 | 24168.23 | 24168.23 | 24168.23
CSP | 0 | 0 | 0 | 0 | 0 | 0
CT | 736 | 736 | 736 | 736 | 736 | 736
Coal | 0 | 0 | 0 | 0 | 0 | 0
Geo | 0 | 0 | 0 | 0 | 0 | 0
H | 0 | 0 | 0 | 0 | 0 | 0
LFG | 0 | 0 | 0 | 0 | 0 | 0
Nuc | 0 | 0 | 0 | 0 | 0 | 0
PS | 0 | 0 | 0 | 0 | 0 | 0
PV | 0 | 0 | 0 | 0 | 0 | 0
PeakG | 3660 | 3660 | 3660 | 3660 | 3660 | 3660
PeakO | 0 | 0 | 0 | 0 | 0 | 0
ST | 0 | 0 | 0 | 0 | 0 | 0
STOG | 0 | 0 | 0 | 0 | 0 | 0
STWD | 0 | 0 | 0 | 0 | 0 | 0
WT | 0 | 0 | 0 | 0 | 0 | 0
IGCC | 0 | 0 | 0 | 0 | 0 | 0
DemandResponse | 348.13 | 1177.58 | 2216.56 | 2488.51 | 2789.15 | 3128.56
IGCC-CCS | 0 | 0 | 0 | 0 | 0 | 0
WT_off | 0 | 0 | 0 | 0 | 0 | 0
PseudoUnit | 0 | 0 | 0 | 0 | 0 | 0
FixedInterchange | 0 | 0 | 0 | 0 | 0 | 0
Total Installed Capacity by Reporting Type: AZ_NM_SNV_NucRenew
ReportingType | 2015 | 2020 | 2025 | 2030 | 2035 | 2040
BM | 0 | 0 | 0 | 0 | 2457.3 | 6540
CC | 0 | 0 | 0 | 0 | 0 | 0
CSP | 0 | 0 | 0 | 0 | 0 | 0
CT | 0 | 0 | 0 | 0 | 0 | 0
Coal | 0 | 0 | 0 | 0 | 0 | 0
Geo | 0 | 24.99 | 1450 | 1450 | 1450 | 1450
H | 3131 | 3131 | 3131 | 3131 | 3131 | 3131
LFG | 7 | 67.67 | 67.67 | 67.67 | 67.67 | 67.67
Nuc | 3875 | 3875 | 3875 | 6518.42 | 8617.11 | 8617.11
PS | 216 | 216 | 216 | 216 | 216 | 216
PV | 148.7 | 148.7 | 148.7 | 148.7 | 148.7 | 148.7
PeakG | 0 | 0 | 0 | 0 | 0 | 0
PeakO | 0 | 0 | 0 | 0 | 0 | 0
ST | 280 | 805.11 | 1121.82 | 1213.25 | 2685.38 | 3797.27
STOG | 0 | 0 | 0 | 0 | 0 | 0
STWD | 26 | 26 | 26 | 26 | 26 | 26
WT | 525.1 | 13494.49 | 14305.08 | 15397.47 | 15397.47 | 15397.47
IGCC | 0 | 0 | 0 | 0 | 0 | 0
DemandResponse | 0 | 0 | 0 | 0 | 0 | 0
IGCC-CCS | 0 | 0 | 0 | 0 | 0 | 0
WT_off | 0 | 0 | 0 | 0 | 0 | 0
PseudoUnit | 0 | 0 | 0 | 0 | 0 | 0
FixedInterchange | 0 | 0 | 0 | 0 | 0 | 0
Total Installed Capacity by Reporting Type: ERCOT
ReportingType | 2015 | 2020 | 2025 | 2030 | 2035 | 2040
BM | 145 | 145 | 145 | 145 | 4064.97 | 4064.97
CC | 50047.81 | 53917.77 | 53917.77 | 53917.77 | 53917.77 | 53917.77
CSP | 0 | 0 | 0 | 0 | 0 | 0
CT | 250 | 250 | 250 | 250 | 0.02 | 0.02
Coal | 5437.02 | 4510.02 | 3950.02 | 3950.02 | 3950.02 | 3950.02
Geo | 0 | 0 | 0 | 0 | 0 | 0
H | 565 | 565 | 565 | 565 | 565 | 1193
LFG | 75 | 75 | 184.83 | 429 | 429 | 429
Nuc | 5091 | 5091 | 5091 | 9088.19 | 18627.84 | 23007.69
PS | 0 | 0 | 0 | 0 | 0 | 0
PV | 15 | 15 | 15 | 15 | 1 | 1
PeakG | 4768 | 4768 | 4768 | 4768 | 4768 | 4768
PeakO | 51 | 51 | 51 | 51 | 51 | 51
ST | 0 | 0 | 0 | 0 | 0 | 0
STOG | 11927.65 | 11927.65 | 11779.06 | 11779.06 | 4139.29 | 4139.29
STWD | 0 | 0 | 0 | 0 | 0 | 0
WT | 9280.1 | 9280.1 | 33871.46 | 35729.23 | 38100.76 | 40986
IGCC | 0 | 0 | 0 | 0 | 0 | 0
DemandResponse | 770.89 | 3956.66 | 7724.81 | 8367.66 | 9085.72 | 9863.71
IGCC-CCS | 0 | 0 | 0 | 0 | 0 | 1739.27
WT_off | 0 | 0 | 0 | 0 | 0 | 0
PseudoUnit | 0 | 0 | 0 | 0 | 0 | 0
FixedInterchange | 0 | 0 | 0 | 0 | 0 | 0
Total Installed Capacity by Reporting Type: NP15
ReportingType | 2015 | 2020 | 2025 | 2030 | 2035 | 2040
BM | 0 | 0 | 0 | 0 | 843.24 | 843.24
CC | 12413.49 | 12744.61 | 14643.67 | 14643.67 | 14643.67 | 8694.18
CSP | 0 | 0 | 0 | 0 | 0 | 0
CT | 212.6 | 212.6 | 212.6 | 828.25 | 828.25 | 828.25
Coal | 28.2 | 0 | 0 | 0 | 0 | 0
Geo | 1123 | 1723 | 1723 | 1723 | 1723 | 1723
H | 8825 | 8825 | 8825 | 8825 | 8825 | 8825
LFG | 85 | 650 | 650 | 650 | 650 | 650
Nuc | 2300 | 2300 | 2300 | 2300 | 2300 | 2300
PS | 2257 | 2257 | 2257 | 2257 | 2257 | 2257
PV | 59.5 | 59.5 | 59.5 | 59.5 | 1404.4 | 3557.83
PeakG | 3265 | 3265 | 3265 | 3265 | 3265 | 3265
PeakO | 350 | 350 | 350 | 350 | 350 | 350
ST | 29 | 29 | 29 | 29 | 100 | 100
STOG | 2633.81 | 2633.81 | 2633.81 | 2633.81 | 2633.81 | 2633.79
STWD | 442 | 442 | 442 | 442 | 442 | 442
WT | 1193.2 | 4492 | 4492 | 15239.01 | 15292 | 15292
IGCC | 0 | 0 | 0 | 0 | 0 | 0
DemandResponse | 1902.29 | 2050.88 | 2338.06 | 2597.19 | 2871.61 | 3172.03
IGCC-CCS | 0 | 0 | 0 | 0 | 0 | 13130.9
WT_off | 0 | 0 | 0 | 0 | 0.03 | 0.03
PseudoUnit | 0 | 0 | 0 | 0 | 0 | 0
FixedInterchange | 0 | 0 | 0 | 0 | 0 | 0
Total Installed Capacity by Reporting Type: NWPP_Coal
ReportingType | 2015 | 2020 | 2025 | 2030 | 2035 | 2040
BM | 0 | 0 | 0 | 0 | 0 | 0
CC | 0 | 0 | 0 | 0 | 0 | 0
CSP | 0 | 0 | 0 | 0 | 0 | 0
CT | 0 | 0 | 0 | 0 | 0 | 0
Coal | 6860.76 | 4455.06 | 2042.89 | 2026.81 | 2026.81 | 226.81
Geo | 0 | 0 | 0 | 0 | 0 | 0
H | 0 | 0 | 0 | 0 | 0 | 0
LFG | 0 | 0 | 0 | 0 | 0 | 0
Nuc | 0 | 0 | 0 | 0 | 0 | 0
PS | 0 | 0 | 0 | 0 | 0 | 0
PV | 0 | 0 | 0 | 0 | 0 | 0
PeakG | 0 | 0 | 0 | 0 | 0 | 0
PeakO | 0 | 0 | 0 | 0 | 0 | 0
ST | 0 | 0 | 0 | 0 | 0 | 0
STOG | 0 | 0 | 0 | 0 | 0 | 0
STWD | 0 | 0 | 0 | 0 | 0 | 0
WT | 0 | 0 | 0 | 0 | 0 | 0
IGCC | 0 | 0 | 0 | 0 | 0 | 0
DemandResponse | 0 | 0 | 0 | 0 | 0 | 0
IGCC-CCS | 0 | 0 | 0 | 0 | 0 | 0
WT_off | 0 | 0 | 0 | 0 | 0 | 0
PseudoUnit | 0 | 0 | 0 | 0 | 0 | 0
FixedInterchange | 0 | 0 | 0 | 0 | 0 | 0
Total Installed Capacity by Reporting Type: NWPP_Gas
ReportingType | 2015 | 2020 | 2025 | 2030 | 2035 | 2040
BM | 0 | 0 | 0 | 0 | 0 | 0
CC | 6627 | 11714.83 | 13550.36 | 13550.36 | 11878.18 | 11578.2
CSP | 0 | 0 | 0 | 0 | 0 | 0
CT | 150 | 150 | 150 | 150 | 0 | 0
Coal | 0 | 0 | 0 | 0 | 0 | 0
Geo | 0 | 0 | 0 | 0 | 0 | 0
H | 0 | 0 | 0 | 0 | 0 | 0
LFG | 0 | 0 | 0 | 0 | 0 | 0
Nuc | 0 | 0 | 0 | 0 | 0 | 0
PS | 0 | 0 | 0 | 0 | 0 | 0
PV | 0 | 0 | 0 | 0 | 0 | 0
PeakG | 0 | 0 | 0 | 0 | 0 | 0
PeakO | 0 | 0 | 0 | 0 | 0 | 0
ST | 0 | 0 | 0 | 0 | 0 | 0
STOG | 0 | 0 | 0 | 0 | 0 | 0
STWD | 0 | 0 | 0 | 0 | 0 | 0
WT | 0 | 0 | 0 | 0 | 0 | 0
IGCC | 0 | 0 | 0 | 0 | 0 | 0
DemandResponse | 0.01 | 1042.66 | 2285.99 | 2526.32 | 2785.47 | 3067.66
IGCC-CCS | 0 | 0 | 0 | 0 | 0 | 3234.61
WT_off | 0 | 0 | 0 | 0 | 0 | 0
PseudoUnit | 0 | 0 | 0 | 0 | 0 | 0
FixedInterchange | 0 | 0 | 0 | 0 | 0 | 0
Total Installed Capacity by Reporting Type: NWPP_NucRenew
ReportingType | 2015 | 2020 | 2025 | 2030 | 2035 | 2040
BM | 32.55 | 32.55 | 32.55 | 32.55 | 3527.47 | 9050
CC | 0 | 0 | 0 | 0 | 0 | 0
CSP | 0 | 0 | 0 | 0 | 0 | 0
CT | 0 | 0 | 0 | 0 | 0 | 0
Coal | 0 | 0 | 0 | 0 | 0 | 0
Geo | 404.2 | 404.2 | 838.2 | 838.2 | 838.2 | 838.2
H | 33736 | 33736 | 33736 | 33736 | 34071 | 34071
LFG | 128.5 | 359.1 | 373 | 373 | 373 | 373
Nuc | 1131 | 1131 | 1131 | 1131 | 2732.55 | 2732.55
PS | 258 | 258 | 258 | 258 | 258 | 258
PV | 3 | 3 | 3 | 3 | 3 | 3
PeakG | 0 | 0 | 0 | 0 | 0 | 0
PeakO | 0 | 0 | 0 | 0 | 0 | 0
ST | 0 | 0 | 0 | 0 | 0 | 0
STOG | 0 | 0 | 0 | 0 | 0 | 0
STWD | 561 | 561 | 561 | 561 | 561 | 561
WT | 6865.3 | 6865.3 | 6865.3 | 35050.63 | 37513.37 | 42619.19
IGCC | 0 | 0 | 0 | 0 | 0 | 0
DemandResponse | 0 | 0 | 0 | 0 | 0 | 0
IGCC-CCS | 0 | 0 | 0 | 0 | 0 | 0
WT_off | 0 | 0 | 0 | 0 | 0 | 0
PseudoUnit | 0 | 0 | 0 | 0 | 0 | 0
FixedInterchange | 0 | 0 | 0 | 0 | 0 | 0
Total Installed Capacity by Reporting Type: RMPA
ReportingType | 2015 | 2020 | 2025 | 2030 | 2035 | 2040
BM | 0 | 0 | 0 | 0 | 3726.76 | 3726.76
CC | 2686 | 5443.71 | 5443.73 | 7020.39 | 6697.73 | 6351.31
CSP | 0 | 0 | 0 | 0 | 0 | 0
CT | 152 | 152 | 152 | 152 | 0 | 0
Coal | 6846.97 | 5209.14 | 3188.33 | 3188.33 | 1167.31 | 1167.31
Geo | 0 | 0.01 | 2570 | 2570 | 2570 | 2570
H | 982 | 982 | 982 | 982 | 982 | 982
LFG | 7.4 | 36.33 | 36.33 | 36.33 | 36.33 | 36.33
Nuc | 0.1 | 0.1 | 0.1 | 0.1 | 0.1 | 0.1
PS | 563 | 563 | 563 | 563 | 563 | 563
PV | 21 | 21 | 21 | 21 | 21 | 21
PeakG | 2904 | 2904 | 2904 | 2904 | 2904 | 2904
PeakO | 187 | 187 | 187 | 187 | 187 | 187
ST | 3 | 407.51 | 407.51 | 469.34 | 469.34 | 469.34
STOG | 0 | 0 | 0 | 0 | 0 | 0
STWD | 0 | 0 | 0 | 0 | 0 | 0
WT | 2113.4 | 6681.11 | 6681.11 | 7669.56 | 8269.09 | 9102.72
IGCC | 0 | 0 | 0 | 0 | 0 | 0
DemandResponse | 505.79 | 681.25 | 924.75 | 1035.21 | 1158.72 | 1297.01
IGCC-CCS | 0 | 0 | 0 | 0 | 0 | 3400.05
WT_off | 0 | 0 | 0 | 0 | 0 | 0
PseudoUnit | 0 | 0 | 0 | 0 | 0 | 0
FixedInterchange | 0 | 0 | 0 | 0 | 0 | 0
Total Installed Capacity by Reporting Type: SP15
ReportingType | 2015 | 2020 | 2025 | 2030 | 2035 | 2040
BM | 6 | 6 | 6 | 6 | 674.59 | 674.59
CC | 10697.97 | 14732.31 | 19568.37 | 19568.37 | 19568.37 | 18541.4
CSP | 0 | 0 | 0 | 0 | 0 | 0
CT | 0 | 0 | 0 | 0.01 | 0.01 | 0.01
Coal | 185.7 | 101.2 | 101.2 | 101.2 | 101.2 | 0
Geo | 963 | 2413 | 2413 | 2413 | 2413 | 2413
H | 1163 | 1163 | 1163 | 1163 | 1163 | 1163
LFG | 223.2 | 779 | 779 | 779 | 779 | 779
Nuc | 2250 | 2250 | 2250 | 2250 | 2250 | 2250
PS | 1440 | 1440 | 1440 | 1440 | 1440 | 1440
PV | 126.8 | 126.8 | 126.8 | 126.8 | 126.8 | 126.8
PeakG | 4309 | 4309 | 4309 | 4309 | 4309 | 4309
PeakO | 51 | 51 | 51 | 51 | 51 | 51
ST | 448 | 448 | 448 | 1111.01 | 2685.2 | 4892.32
STOG | 8457.31 | 8457.31 | 8457.31 | 8457.31 | 8457.31 | 7441.66
STWD | 119 | 119 | 119 | 119 | 119 | 119
WT | 2207.8 | 3498.78 | 3498.78 | 22695.33 | 22695.33 | 22695.33
IGCC | 0 | 0 | 0 | 0 | 0 | 0
DemandResponse | 2719.25 | 2983.76 | 3401.56 | 3778.56 | 4177.81 | 4614.88
IGCC-CCS | 0 | 0 | 0 | 0 | 5466.22 | 16324.5
WT_off | 0 | 0 | 0 | 0 | 0 | 0
PseudoUnit | 0 | 0 | 0 | 0 | 0 | 0
FixedInterchange | 0 | 0 | 0 | 0 | 0 | 0
Total Installed Capacity by Reporting Type: ALB
ReportingType | 2015 | 2020 | 2025 | 2030 | 2035 | 2040
BM | 0 | 0 | 0 | 0 | 0 | 0
CC | 2202.03 | 2957.03 | 2957.03 | 1474.39 | 1474.39 | 1474.37
CSP | 0 | 0 | 0 | 0 | 0 | 0
CT | 201.5 | 201.5 | 201.5 | 201.5 | 0.01 | 0.01
Coal | 6240.83 | 6240.83 | 6240.83 | 495.01 | 495 | 495
Geo | 0 | 0 | 0 | 0 | 0 | 0
H | 912 | 912 | 912 | 912 | 912 | 912
LFG | 10 | 10 | 10 | 10 | 10 | 10
Nuc | 0.1 | 0.1 | 735.02 | 9798.63 | 11658.8 | 13322.07
PS | 0 | 0 | 0 | 0 | 0 | 0
PV | 0 | 0 | 0 | 0 | 0 | 0
PeakG | 1376.82 | 1376.82 | 1376.82 | 1376.82 | 1376.82 | 1376.82
PeakO | 0 | 0 | 0 | 0 | 0 | 0
ST | 0 | 0 | 0 | 0 | 0 | 0
STOG | 0 | 0 | 0 | 0 | 0 | 0
STWD | 174 | 174 | 174 | 174 | 174 | 174
WT | 672 | 672 | 672 | 672 | 763 | 763
IGCC | 0 | 0 | 0 | 0 | 0 | 0
DemandResponse | 109.43 | 394.9 | 759.6 | 856.11 | 964.87 | 1087.46
IGCC-CCS | 0 | 0 | 0 | 0 | 0 | 0
WT_off | 0 | 0 | 0 | 0 | 0 | 0
PseudoUnit | 0 | 0 | 0 | 0 | 0 | 0
FixedInterchange | 0 | 0 | 0 | 0 | 0 | 0
Total Installed Capacity by Reporting Type: BC
ReportingType | 2015 | 2020 | 2025 | 2030 | 2035 | 2040
BM | 0 | 0 | 0 | 0 | 0 | 0
CC | 1327.22 | 1775.83 | 1775.83 | 1775.84 | 1775.84 | 1775.83
CSP | 0 | 0 | 0 | 0 | 0 | 0
CT | 0 | 0 | 0 | 0 | 0 | 0
Coal | 0 | 0 | 0 | 0 | 0 | 0
Geo | 0 | 0 | 0 | 0 | 0 | 0
H | 12161 | 12161 | 12161 | 12161 | 12161 | 12161
LFG | 24 | 24 | 24 | 24 | 24 | 24
Nuc | 0.1 | 0.1 | 452.61 | 2253.88 | 3372.78 | 4552.8
PS | 0 | 0 | 0 | 0 | 0 | 0
PV | 0 | 0 | 0 | 0 | 0 | 0
PeakG | 141 | 141 | 141 | 141 | 141 | 141
PeakO | 44 | 44 | 44 | 44 | 44 | 44
ST | 0 | 0 | 0 | 0 | 0 | 0
STOG | 0 | 0 | 0 | 0 | 0 | 0
STWD | 510 | 510 | 510 | 510 | 510 | 510
WT | 246 | 246 | 246 | 246 | 402 | 402
IGCC | 0 | 0 | 0 | 0 | 0 | 0
DemandResponse | 0.01 | 289.48 | 638.31 | 703.74 | 775.87 | 855.4
IGCC-CCS | 0 | 0 | 0 | 0 | 0 | 0
WT_off | 0 | 0 | 0 | 0 | 0 | 0
PseudoUnit | 0 | 0 | 0 | 0 | 0 | 0
FixedInterchange | 0 | 0 | 0 | 0 | 0 | 0
Total Installed Capacity by Reporting Type: HQ_IESO
ReportingType | 2015 | 2020 | 2025 | 2030 | 2035 | 2040
BM | 0 | 0 | 0 | 0 | 0 | 0
CC | 0 | 0 | 0 | 0 | 0 | 0
CSP | 0 | 0 | 0 | 0 | 0 | 0
CT | 0 | 0 | 0 | 0 | 0 | 0
Coal | 0 | 0 | 0 | 0 | 0 | 0
Geo | 0 | 0 | 0 | 0 | 0 | 0
H | 0 | 0 | 0 | 0 | 0 | 0
LFG | 0 | 0 | 0 | 0 | 0 | 0
Nuc | 0.1 | 0.1 | 0.1 | 0.1 | 0.1 | 0.1
PS | 0 | 0 | 0 | 0 | 0 | 0
PV | 0 | 0 | 0 | 0 | 0 | 0
PeakG | 0 | 0 | 0 | 0 | 0 | 0
PeakO | 0 | 0 | 0 | 0 | 0 | 0
ST | 0 | 0 | 0 | 0 | 0 | 0
STOG | 0 | 0 | 0 | 0 | 0 | 0
STWD | 0 | 0 | 0 | 0 | 0 | 0
WT | 0 | 0 | 0 | 0 | 0 | 0
IGCC | 0 | 0 | 0 | 0 | 0 | 0
DemandResponse | 0 | 0 | 0 | 0 | 0 | 0
IGCC-CCS | 0 | 0 | 0 | 0 | 0 | 0
WT_off | 0 | 0 | 0 | 0 | 0 | 0
PseudoUnit | 0 | 0 | 0 | 0 | 0 | 0
FixedInterchange | 3000 | 3000 | 3000 | 3000 | 3000 | 3000
Total Installed Capacity by Reporting Type: HQ_NEISO
ReportingType | 2015 | 2020 | 2025 | 2030 | 2035 | 2040
BM | 0 | 0 | 0 | 0 | 0 | 0
CC | 0 | 0 | 0 | 0 | 0 | 0
CSP | 0 | 0 | 0 | 0 | 0 | 0
CT | 0 | 0 | 0 | 0 | 0 | 0
Coal | 0 | 0 | 0 | 0 | 0 | 0
Geo | 0 | 0 | 0 | 0 | 0 | 0
H | 0 | 0 | 0 | 0 | 0 | 0
LFG | 0 | 0 | 0 | 0 | 0 | 0
Nuc | 0.1 | 0.1 | 0.1 | 0.1 | 0.1 | 0.1
PS | 0 | 0 | 0 | 0 | 0 | 0
PV | 0 | 0 | 0 | 0 | 0 | 0
PeakG | 0 | 0 | 0 | 0 | 0 | 0
PeakO | 0 | 0 | 0 | 0 | 0 | 0
ST | 0 | 0 | 0 | 0 | 0 | 0
STOG | 0 | 0 | 0 | 0 | 0 | 0
STWD | 0 | 0 | 0 | 0 | 0 | 0
WT | 0 | 0 | 0 | 0 | 0 | 0
IGCC | 0 | 0 | 0 | 0 | 0 | 0
DemandResponse | 0 | 0 | 0 | 0 | 0 | 0
IGCC-CCS | 0 | 0 | 0 | 0 | 0 | 0
WT_off | 0 | 0 | 0 | 0 | 0 | 0
PseudoUnit | 0 | 0 | 0 | 300 | 300 | 300
FixedInterchange | 2920 | 2920 | 2920 | 2920 | 2920 | 2920
Total Installed Capacity by Reporting Type: HQ_NY
ReportingType | 2015 | 2020 | 2025 | 2030 | 2035 | 2040
BM | 0 | 0 | 0 | 0 | 0 | 0
CC | 0 | 0 | 0 | 0 | 0 | 0
CSP | 0 | 0 | 0 | 0 | 0 | 0
CT | 0 | 0 | 0 | 0 | 0 | 0
Coal | 0 | 0 | 0 | 0 | 0 | 0
Geo | 0 | 0 | 0 | 0 | 0 | 0
H | 0 | 0 | 0 | 0 | 0 | 0
LFG | 0 | 0 | 0 | 0 | 0 | 0
Nuc | 0.1 | 0.1 | 0.1 | 0.1 | 0.1 | 0.1
PS | 0 | 0 | 0 | 0 | 0 | 0
PV | 0 | 0 | 0 | 0 | 0 | 0
PeakG | 0 | 0 | 0 | 0 | 0 | 0
PeakO | 0 | 0 | 0 | 0 | 0 | 0
ST | 0 | 0 | 0 | 0 | 0 | 0
STOG | 0 | 0 | 0 | 0 | 0 | 0
STWD | 0 | 0 | 0 | 0 | 0 | 0
WT | 0 | 0 | 0 | 0 | 0 | 0
IGCC | 0 | 0 | 0 | 0 | 0 | 0
DemandResponse | 0 | 0 | 0 | 0 | 0 | 0
IGCC-CCS | 0 | 0 | 0 | 0 | 0 | 0
WT_off | 0 | 0 | 0 | 0 | 0 | 0
PseudoUnit | 0 | 0 | 2500 | 2500 | 2500 | 2500
FixedInterchange | 1500 | 1500 | 1500 | 1500 | 1500 | 1500
Total Installed Capacity by Reporting Type: MARITIMES
ReportingType | 2015 | 2020 | 2025 | 2030 | 2035 | 2040
BM | 0 | 0 | 0 | 0 | 0 | 0
CC | 0 | 0 | 0 | 0 | 0 | 0
CSP | 0 | 0 | 0 | 0 | 0 | 0
CT | 0 | 0 | 0 | 0 | 0 | 0
Coal | 0 | 0 | 0 | 0 | 0 | 0
Geo | 0 | 0 | 0 | 0 | 0 | 0
H | 0 | 0 | 0 | 0 | 0 | 0
LFG | 0 | 0 | 0 | 0 | 0 | 0
Nuc | 0.1 | 0.1 | 0.1 | 0.1 | 0.1 | 0.1
PS | 0 | 0 | 0 | 0 | 0 | 0
PV | 0 | 0 | 0 | 0 | 0 | 0
PeakG | 0 | 0 | 0 | 0 | 0 | 0
PeakO | 0 | 0 | 0 | 0 | 0 | 0
ST | 0 | 0 | 0 | 0 | 0 | 0
STOG | 0 | 0 | 0 | 0 | 0 | 0
STWD | 0 | 0 | 0 | 0 | 0 | 0
WT | 0 | 0 | 0 | 0 | 0 | 0
IGCC | 0 | 0 | 0 | 0 | 0 | 0
DemandResponse | 0 | 0 | 0 | 0 | 0 | 0
IGCC-CCS | 0 | 0 | 0 | 0 | 0 | 0
WT_off | 0 | 0 | 0 | 0 | 0 | 0
PseudoUnit | 0 | 0 | 0 | 500 | 500 | 500
FixedInterchange | 1400 | 1400 | 1400 | 1400 | 1400 | 1400
Total Installed Capacity by Reporting Type: All
ReportingType | 2015 | 2020 | 2025 | 2030 | 2035 | 2040
BM | 1251 | 1608.67 | 2350.96 | 2544.38 | 61162.52 | 100395.64
CC | 321444.3 | 420819.6 | 433656.92 | 441822.49 | 427381.18 | 415293.59
CSP | 0 | 0 | 0 | 0 | 0 | 0
CT | 6393.85 | 11067.12 | 11451.29 | 13513.53 | 14393.91 | 22483.63
Coal | 181377.36 | 105473.23 | 88935.71 | 78967.48 | 75704.55 | 70497.51
Geo | 2534.2 | 4609.2 | 9038.2 | 9038.2 | 9038.2 | 9038.2
H | 106079.79 | 107278.79 | 109826.8 | 113323.81 | 114661.8 | 116327.79
LFG | 4136 | 6089 | 8299 | 9023 | 9023 | 9023
Nuc | 117236.86 | 121152.36 | 131841.88 | 169664.27 | 193088.57 | 223382.57
PS | 21788 | 21788 | 21788 | 21788 | 21788 | 21788
PV | 1648 | 3933.53 | 5120.93 | 5541.3 | 6077.18 | 10576.31
PeakG | 119011.33 | 119011.33 | 119011.33 | 119011.33 | 113797.14 | 113797.14
PeakO | 20569.79 | 20569.79 | 20569.79 | 19105.31 | 17837.33 | 17837.33
ST | 760 | 1689.62 | 2006.34 | 2822.59 | 5939.91 | 9258.92
STOG | 55467.45 | 55467.45 | 55192.86 | 55192.86 | 47461.09 | 44251.01
STWD | 4951 | 4951 | 4951 | 4951 | 4951 | 4951
WT | 64004.8 | 191697.57 | 337322.36 | 517306.24 | 611303.63 | 650712.28
IGCC | 618 | 618 | 618 | 618 | 618 | 618
DemandResponse | 39401.16 | 65723.11 | 98696.81 | 107776.36 | 117686.38 | 128518.83
IGCC-CCS | 0 | 0 | 0 | 0 | 5466.23 | 47150.93
WT_off | 469 | 469 | 1569 | 1569 | 21645.61 | 38288.56
PseudoUnit | 0 | 0 | 2500 | 3300 | 3300 | 3300
FixedInterchange | 8820 | 8820 | 8820 | 8820 | 8820 | 8820
Total Installed Capacity by Reporting Type: EI_US
ReportingType | 2015 | 2020 | 2025 | 2030 | 2035 | 2040
BM | 741.12 | 1098.79 | 1841.07 | 2034.49 | 45541.86 | 75169.08
CC | 213915.55 | 291949.48 | 292903.43 | 301172.1 | 288725.62 | 284260.92
CSP | 0 | 0 | 0 | 0 | 0 | 0
CT | 4323.75 | 8997.02 | 9381.2 | 10827.78 | 12461.62 | 17272.63
Coal | 147541.94 | 78342.47 | 72291.97 | 68085.64 | 67146.19 | 63840.36
Geo | 44 | 44 | 44 | 44 | 44 | 44
H | 29436.09 | 29940.09 | 30993.1 | 31780.11 | 32783.1 | 33821.09
LFG | 3458.4 | 3970.4 | 6056.67 | 6536 | 6536 | 6536
Nuc | 89571.36 | 93486.86 | 102988.95 | 123305.84 | 131541.19 | 155974.54
PS | 16931 | 16931 | 16931 | 16931 | 16931 | 16931
PV | 176.74 | 2462.27 | 3649.67 | 4070.05 | 4342.28 | 6687.98
PeakG | 97444.51 | 97444.51 | 97444.51 | 97444.51 | 92230.32 | 92230.32
PeakO | 19653.31 | 19653.31 | 19653.31 | 18188.82 | 16920.84 | 16920.84
ST | 0 | 0 | 0 | 0 | 0 | 0
STOG | 32322.67 | 32322.67 | 32322.67 | 32322.67 | 32230.68 | 30036.26
STWD | 2980 | 2980 | 2980 | 2980 | 2980 | 2980
WT | 36938.6 | 142504.49 | 262727.34 | 380643.73 | 450047.56 | 478305.17
IGCC | 618 | 618 | 618 | 618 | 618 | 618
DemandResponse | 30913.91 | 50548.46 | 75088.33 | 81811.32 | 89146.62 | 97154.67
IGCC-CCS | 0 | 0 | 0 | 0 | 0.01 | 9321.58
WT_off | 469 | 469 | 1569 | 1569 | 21645.58 | 38288.53
PseudoUnit | 0 | 0 | 2500 | 3300 | 3300 | 3300
FixedInterchange | 5820 | 5820 | 5820 | 5820 | 5820 | 5820
Total Installed Capacity by Reporting Type: EI_Canada
ReportingType | 2015 | 2020 | 2025 | 2030 | 2035 | 2040
BM | 326.33 | 326.33 | 326.33 | 326.33 | 326.33 | 327
CC | 5187.22 | 5187.22 | 4728.5 | 4531.37 | 4531.37 | 4531.37
CSP | 0 | 0 | 0 | 0 | 0 | 0
CT | 368 | 368 | 368 | 368 | 368 | 3646.71
Coal | 631.48 | 629.09 | 0 | 0 | 0 | 0
Geo | 0 | 0 | 0 | 0 | 0 | 0
H | 15168.7 | 15863.7 | 17358.7 | 20068.7 | 20068.7 | 20068.7
LFG | 117.5 | 117.5 | 117.5 | 118 | 118 | 118
Nuc | 13018.2 | 13018.2 | 13018.2 | 13018.2 | 11988.2 | 10625.71
PS | 123 | 123 | 123 | 123 | 123 | 123
PV | 1097.26 | 1097.26 | 1097.26 | 1097.26 | 30 | 30
PeakG | 1143 | 1143 | 1143 | 1143 | 1143 | 1143
PeakO | 33.49 | 33.49 | 33.49 | 33.49 | 33.49 | 33.49
ST | 0 | 0 | 0 | 0 | 0 | 0
STOG | 126 | 126 | 0 | 0 | 0 | 0
STWD | 139 | 139 | 139 | 139 | 139 | 139
WT | 3963.3 | 3963.3 | 3963.3 | 3963.3 | 22823.04 | 25149.4
IGCC | 0 | 0 | 0 | 0 | 0 | 0
DemandResponse | 2131.46 | 2597.47 | 3318.84 | 3611.76 | 3930.54 | 4277.47
IGCC-CCS | 0 | 0 | 0 | 0 | 0 | 0
WT_off | 0 | 0 | 0 | 0 | 0 | 0
PseudoUnit | 0 | 0 | 0 | 0 | 0 | 0
FixedInterchange | 3000 | 3000 | 3000 | 3000 | 3000 | 3000
Total Installed Capacity by Reporting Type: EI
ReportingType | 2015 | 2020 | 2025 | 2030 | 2035 | 2040
BM | 1067.45 | 1425.12 | 2167.41 | 2360.82 | 45868.19 | 75496.08
CC | 219102.77 | 297136.7 | 297631.93 | 305703.47 | 293256.99 | 288792.29
CSP | 0 | 0 | 0 | 0 | 0 | 0
CT | 4691.75 | 9365.02 | 9749.2 | 11195.78 | 12829.62 | 20919.34
Coal | 148173.41 | 78971.57 | 72291.97 | 68085.64 | 67146.2 | 63840.36
Geo | 44 | 44 | 44 | 44 | 44 | 44
H | 44604.79 | 45803.79 | 48351.8 | 51848.81 | 52851.8 | 53889.79
LFG | 3575.9 | 4087.9 | 6174.17 | 6654 | 6654 | 6654
Nuc | 102589.56 | 106505.06 | 116007.15 | 136324.04 | 143529.39 | 166600.25
PS | 17054 | 17054 | 17054 | 17054 | 17054 | 17054
PV | 1274 | 3559.53 | 4746.93 | 5167.3 | 4372.28 | 6717.98
PeakG | 98587.51 | 98587.51 | 98587.51 | 98587.51 | 93373.32 | 93373.32
PeakO | 19686.79 | 19686.79 | 19686.79 | 18222.31 | 16954.33 | 16954.33
ST | 0 | 0 | 0 | 0 | 0 | 0
STOG | 32448.68 | 32448.68 | 32322.68 | 32322.68 | 32230.68 | 30036.26
STWD | 3119 | 3119 | 3119 | 3119 | 3119 | 3119
WT | 40901.9 | 146467.79 | 266690.64 | 384607.03 | 472870.6 | 503454.57
IGCC | 618 | 618 | 618 | 618 | 618 | 618
DemandResponse | 33045.36 | 53145.93 | 78407.17 | 85423.08 | 93077.15 | 101432.14
IGCC-CCS | 0 | 0 | 0 | 0 | 0.01 | 9321.58
WT_off | 469 | 469 | 1569 | 1569 | 21645.58 | 38288.53
PseudoUnit | 0 | 0 | 2500 | 3300 | 3300 | 3300
FixedInterchange | 8820 | 8820 | 8820 | 8820 | 8820 | 8820
Total Installed Capacity by Reporting Type: Outside_EI
ReportingType | 2015 | 2020 | 2025 | 2030 | 2035 | 2040
BM | 183.55 | 183.55 | 183.55 | 183.55 | 15294.33 | 24899.56
CC | 102341.53 | 123682.91 | 136024.99 | 136119.02 | 134124.19 | 126501.3
CSP | 0 | 0 | 0 | 0 | 0 | 0
CT | 1702.1 | 1702.1 | 1702.1 | 2317.76 | 1564.29 | 1564.29
Coal | 33203.94 | 26501.67 | 16643.74 | 10881.84 | 8558.36 | 6657.15
Geo | 2490.2 | 4565.2 | 8994.2 | 8994.2 | 8994.2 | 8994.2
H | 61475 | 61475 | 61475 | 61475 | 61810 | 62438
LFG | 560.1 | 2001.1 | 2124.83 | 2369 | 2369 | 2369
Nuc | 14647.3 | 14647.3 | 15834.73 | 33340.23 | 49559.18 | 56782.32
PS | 4734 | 4734 | 4734 | 4734 | 4734 | 4734
PV | 374 | 374 | 374 | 374 | 1704.9 | 3858.33
PeakG | 20423.82 | 20423.82 | 20423.82 | 20423.82 | 20423.82 | 20423.82
PeakO | 883 | 883 | 883 | 883 | 883 | 883
ST | 760 | 1689.62 | 2006.34 | 2822.59 | 5939.91 | 9258.92
STOG | 23018.78 | 23018.78 | 22870.19 | 22870.19 | 15230.42 | 14214.74
STWD | 1832 | 1832 | 1832 | 1832 | 1832 | 1832
WT | 23102.9 | 45229.78 | 70631.72 | 132699.22 | 138433.03 | 147257.71
IGCC | 0 | 0 | 0 | 0 | 0 | 0
DemandResponse | 6355.8 | 12577.18 | 20289.64 | 22353.28 | 24609.22 | 27086.69
IGCC-CCS | 0 | 0 | 0 | 0 | 5466.22 | 37829.35
WT_off | 0 | 0 | 0 | 0 | 0.03 | 0.03
PseudoUnit | 0 | 0 | 0 | 0 | 0 | 0
FixedInterchange | 0 | 0 | 0 | 0 | 0 | 0
#6 | Retrofit Capacity (MW)
Retrofit Capacity by Reporting Type: Entergy
ReportingType | 2015 | 2020 | 2025 | 2030 | 2035 | 2040
FGD | 0 | 0.01 | 0.01 | 0.01 | 0.01 | 0
SNCR | 0.01 | 0 | 0 | 0 | 0 | 0
SCR | 0 | 0 | 0 | 0 | 0 | 0
ACI90 | 0 | 0 | 0 | 0 | 0 | 0
RPJ90 | 0.01 | 0.01 | 0.01 | 0.01 | 0.01 | 0.01
PCSEQ | 0 | 0 | 0 | 0 | 0 | 0
Retrofit Capacity by Reporting Type: FRCC
ReportingType | 2015 | 2020 | 2025 | 2030 | 2035 | 2040
FGD | 0 | 0 | 0 | 0 | 0 | 0
SNCR | 0.01 | 0 | 0 | 0 | 0 | 0
SCR | 1898.02 | 0.02 | 0.02 | 0.02 | 0.02 | 0.02
ACI90 | 0 | 0 | 0 | 0 | 0 | 0
RPJ90 | 0.02 | 1698.06 | 1698.06 | 1698.06 | 1698.06 | 1698.06
PCSEQ | 0 | 0 | 0 | 238.49 | 902.57 | 1104.07
Retrofit Capacity by Reporting Type: MAPP_US
ReportingType | 2015 | 2020 | 2025 | 2030 | 2035 | 2040
FGD | 221 | 0 | 0 | 0 | 0 | 0
SNCR | 0 | 0.01 | 0.01 | 0.01 | 0.01 | 0
SCR | 0 | 0 | 0 | 0 | 0 | 0
ACI90 | 0 | 0 | 0 | 0 | 0 | 0
RPJ90 | 0.01 | 1465.01 | 1465.01 | 1465.01 | 1465.01 | 0.01
PCSEQ | 0 | 0 | 0 | 0 | 0 | 0
Retrofit Capacity by Reporting Type: MISO_IN
ReportingType | 2015 | 2020 | 2025 | 2030 | 2035 | 2040
FGD | 0 | 0.01 | 0.01 | 0.01 | 0.01 | 0
SNCR | 0.02 | 0.01 | 0.01 | 0.01 | 0.01 | 0
SCR | 0 | 0 | 0 | 0 | 0 | 0
ACI90 | 0 | 0 | 0 | 0 | 0 | 0
RPJ90 | 1.94 | 5988.89 | 5989.48 | 5999.57 | 6046.98 | 6080.69
PCSEQ | 0 | 0 | 0.01 | 859.93 | 3329.96 | 4144.73
Retrofit Capacity by Reporting Type: MISO_MI
ReportingType | 2015 | 2020 | 2025 | 2030 | 2035 | 2040
FGD | 0.01 | 0.01 | 0.01 | 0.01 | 0.01 | 0.01
SNCR | 0.02 | 0 | 0 | 0 | 0 | 0
SCR | 355 | 0 | 0 | 0 | 0 | 0
ACI90 | 0 | 0 | 0 | 0 | 0 | 0
RPJ90 | 0.01 | 1560.02 | 1560.01 | 1560.01 | 1560.01 | 1560.01
PCSEQ | 0 | 0 | 0 | 114.03 | 370.63 | 1063.52
Retrofit Capacity by Reporting Type: MISO_MO-IL
ReportingType | 2015 | 2020 | 2025 | 2030 | 2035 | 2040
FGD | 0.01 | 0.02 | 0.02 | 0.01 | 0.01 | 0.01
SNCR | 0.03 | 0.01 | 0.01 | 0.01 | 0.01 | 0
SCR | 400 | 200 | 200 | 200 | 200 | 200
ACI90 | 0 | 0 | 0 | 0 | 0 | 0
RPJ90 | 1684.88 | 1360.68 | 1361.76 | 1364.74 | 1368.87 | 1370.03
PCSEQ | 0 | 0 | 0 | 237.96 | 732.68 | 942.09
Retrofit Capacity by Reporting Type: MISO_W
ReportingType | 2015 | 2020 | 2025 | 2030 | 2035 | 2040
FGD | 0.01 | 0.02 | 0.02 | 0.01 | 0.01 | 0
SNCR | 0.03 | 0.02 | 0.02 | 0.01 | 0.02 | 0
SCR | 963.16 | 350.53 | 350.54 | 350.53 | 350.54 | 350.53
ACI90 | 0 | 0 | 0 | 0 | 0 | 0
RPJ90 | 2652.38 | 4077.69 | 4077.69 | 2652.9 | 2652.89 | 1150.54
PCSEQ | 0 | 0 | 538.51 | 587.74 | 664.8 | 715.08
Retrofit Capacity by Reporting Type: MISO_WUMS
ReportingType | 2015 | 2020 | 2025 | 2030 | 2035 | 2040
FGD | 1135 | 0.03 | 0.03 | 0.02 | 0.02 | 0.01
SNCR | 0.01 | 0 | 0 | 0 | 0 | 0
SCR | 2778.6 | 615.01 | 615.01 | 615.01 | 615.01 | 615.01
ACI90 | 0 | 0 | 0 | 0 | 0 | 0
RPJ90 | 1742.42 | 685.83 | 686.97 | 688.35 | 690.14 | 691.36
PCSEQ | 0 | 0 | 39.25 | 185.37 | 393.93 | 831.29
Retrofit Capacity by Reporting Type: Nebraska
ReportingType | 2015 | 2020 | 2025 | 2030 | 2035 | 2040
FGD | 0 | 0 | 0 | 0 | 0 | 0
SNCR | 0 | 0 | 0 | 0 | 0 | 0
SCR | 0 | 0 | 0 | 0 | 0 | 0
ACI90 | 0 | 0 | 0 | 0 | 0 | 0
RPJ90 | 1364.4 | 682.2 | 682.2 | 682.2 | 682.2 | 682.2
PCSEQ | 0 | 245.8 | 245.8 | 245.8 | 245.8 | 245.8
Retrofit Capacity by Reporting Type: NEISO
ReportingType | 2015 | 2020 | 2025 | 2030 | 2035 | 2040
FGD | 320 | 0 | 0 | 0 | 0 | 0
SNCR | 0 | 0 | 0 | 0 | 0 | 0
SCR | 0 | 0 | 0 | 0 | 0 | 0
ACI90 | 0 | 0 | 0 | 0 | 0 | 0
RPJ90 | 870.94 | 0 | 0 | 0 | 0 | 0
PCSEQ | 0 | 0 | 0 | 0 | 0 | 0
Retrofit Capacity by Reporting Type: NonRTO_Midwest
ReportingType | 2015 | 2020 | 2025 | 2030 | 2035 | 2040
FGD | 1403 | 0.03 | 0.02 | 0.02 | 0.02 | 0.02
SNCR | 0.01 | 0.01 | 0 | 0 | 0 | 0
SCR | 1463.81 | 731.9 | 731.9 | 731.9 | 731.9 | 731.9
ACI90 | 0 | 0 | 0 | 0 | 0 | 0
RPJ90 | 2.68 | 3724.77 | 3727.15 | 3682.99 | 3186.38 | 3187.49
PCSEQ | 0 | 0 | 179.79 | 810.03 | 2745.64 | 2745.64
Retrofit Capacity by Reporting Type: NYISO_A-F
ReportingType | 2015 | 2020 | 2025 | 2030 | 2035 | 2040
FGD | 0 | 0 | 0 | 0 | 0 | 0
SNCR | 0 | 0 | 0 | 0 | 0 | 0
SCR | 0 | 0 | 0 | 0 | 0 | 0
ACI90 | 0 | 0 | 0 | 0 | 0 | 0
RPJ90 | 486.3 | 0 | 0 | 0 | 0 | 0
PCSEQ | 0 | 0 | 0 | 0 | 0 | 0
Retrofit Capacity by Reporting Type: NYISO_G-I
ReportingType | 2015 | 2020 | 2025 | 2030 | 2035 | 2040
FGD | 0 | 0 | 0 | 0 | 0 | 0
SNCR | 0 | 0 | 0 | 0 | 0 | 0
SCR | 0 | 0 | 0 | 0 | 0 | 0
ACI90 | 0 | 0 | 0 | 0 | 0 | 0
RPJ90 | 0 | 0 | 0 | 0 | 0 | 0
PCSEQ | 0 | 0 | 0 | 0 | 0 | 0
Retrofit Capacity by Reporting Type: NYISO_J-K
ReportingType | 2015 | 2020 | 2025 | 2030 | 2035 | 2040
FGD | 0 | 0 | 0 | 0 | 0 | 0
SNCR | 0 | 0 | 0 | 0 | 0 | 0
SCR | 0 | 0 | 0 | 0 | 0 | 0
ACI90 | 0 | 0 | 0 | 0 | 0 | 0
RPJ90 | 0 | 0 | 0 | 0 | 0 | 0
PCSEQ | 0 | 0 | 0 | 0 | 0 | 0
Retrofit Capacity by Reporting Type: PJM_E
ReportingType | 2015 | 2020 | 2025 | 2030 | 2035 | 2040
FGD | 0 | 0 | 0 | 0 | 0 | 0
SNCR | 0 | 0 | 0 | 0 | 0 | 0
SCR | 568 | 0 | 0 | 0 | 0 | 0
ACI90 | 0 | 0 | 0 | 0 | 0 | 0
RPJ90 | 1788.32 | 6.44 | 7.55 | 9.25 | 42.69 | 95.97
PCSEQ | 0 | 0 | 0 | 1.7 | 67.56 | 173.31
Retrofit Capacity by Reporting Type: PJM_ROM
ReportingType | 2015 | 2020 | 2025 | 2030 | 2035 | 2040
FGD | 0 | 0 | 0 | 0 | 0 | 0
SNCR | 0.01 | 0 | 0 | 0 | 0 | 0
SCR | 341 | 0 | 0 | 0 | 0 | 0
ACI90 | 0 | 0 | 0 | 0 | 0 | 0
RPJ90 | 2572.01 | 3974.47 | 3974.47 | 3974.47 | 3974.47 | 3636.03
PCSEQ | 0 | 0 | 295.81 | 704.13 | 2012.5 | 2514.84
Retrofit Capacity by Reporting Type: PJM_ROR
ReportingType | 2015 | 2020 | 2025 | 2030 | 2035 | 2040
FGD | 0.02 | 0.03 | 0.02 | 0.02 | 0.02 | 0.02
SNCR | 0.06 | 0.01 | 0.01 | 0.01 | 0.01 | 0.01
SCR | 2400.01 | 1200.01 | 1200.01 | 1200.01 | 1200.01 | 1200.01
ACI90 | 0 | 0 | 0 | 0 | 0 | 0
RPJ90 | 1.76 | 21804.7 | 21805.42 | 21806.11 | 21811.03 | 21848.67
PCSEQ | 0 | 0 | 961.79 | 4147.51 | 13411 | 15034.8
Retrofit Capacity by Reporting Type: SOCO
ReportingType | 2015 | 2020 | 2025 | 2030 | 2035 | 2040
FGD | 4088.71 | 1783.73 | 1783.73 | 1783.72 | 1783.72 | 1783.72
SNCR | 0.02 | 0 | 0 | 0 | 0 | 0
SCR | 3404.71 | 1099.72 | 1099.72 | 1099.72 | 1099.72 | 1099.72
ACI90 | 0 | 0 | 0 | 0 | 0 | 0
RPJ90 | 6809.42 | 4060.4 | 4060.4 | 4060.4 | 4060.4 | 4060.4
PCSEQ | 0 | 0 | 134.94 | 1460.64 | 2426.74 | 2772.4
Retrofit Capacity by Reporting Type: SPP_N
ReportingType | 2015 | 2020 | 2025 | 2030 | 2035 | 2040
FGD | 0 | 0 | 0 | 0 | 0 | 0
SNCR | 0 | 0.01 | 0 | 0 | 0 | 0.01
SCR | 0 | 0 | 0 | 0 | 0 | 0
ACI90 | 0 | 0 | 0 | 0 | 0 | 0
RPJ90 | 1303.93 | 3727.06 | 822.65 | 861.49 | 866.13 | 915.65
PCSEQ | 0 | 0 | 0 | 189.51 | 337.15 | 452.09
Retrofit Capacity by Reporting Type: SPP_S
ReportingType | 2015 | 2020 | 2025 | 2030 | 2035 | 2040
FGD | 0.02 | 1774.03 | 0.06 | 0.06 | 0.06 | 0.06
SNCR | 0.03 | 0.03 | 0.02 | 0.02 | 0.02 | 0.03
SCR | 0 | 0.01 | 0.01 | 0.01 | 0.01 | 0.01
ACI90 | 0 | 0 | 0 | 0 | 0 | 0
RPJ90 | 0.03 | 2446.04 | 0.08 | 0.07 | 0.07 | 0.07
PCSEQ | 0 | 0 | 0 | 0 | 0 | 0
Retrofit Capacity by Reporting Type: TVA
ReportingType | 2015 | 2020 | 2025 | 2030 | 2035 | 2040
FGD | 0 | 0.01 | 0.01 | 0 | 0 | 0
SNCR | 0.01 | 0 | 0 | 0 | 0 | 0
SCR | 0 | 0 | 0 | 0 | 0 | 0
ACI90 | 0 | 0 | 0 | 0 | 0 | 0
RPJ90 | 0.01 | 4517.02 | 4517.02 | 4517.02 | 4077.02 | 4077.02
PCSEQ | 0 | 0 | 0 | 572.61 | 2832.66 | 2832.66
Retrofit Capacity by Reporting Type: TVA_Transmission
ReportingType | 2015 | 2020 | 2025 | 2030 | 2035 | 2040
FGD | 0 | 0 | 0 | 0 | 0 | 0
SNCR | 0 | 0 | 0 | 0 | 0 | 0
SCR | 0 | 0 | 0 | 0 | 0 | 0
ACI90 | 0 | 0 | 0 | 0 | 0 | 0
RPJ90 | 0 | 0 | 0 | 0 | 0 | 0
PCSEQ | 0 | 0 | 0 | 0 | 0 | 0
Retrofit Capacity by Reporting Type: VACAR
ReportingType | 2015 | 2020 | 2025 | 2030 | 2035 | 2040
FGD | 0 | 0 | 0 | 0 | 0 | 0
SNCR | 0 | 0 | 0 | 0 | 0 | 0
SCR | 0 | 0 | 0 | 0 | 0 | 0
ACI90 | 0 | 0 | 0 | 0 | 0 | 0
RPJ90 | 4.5 | 4520.81 | 4518.35 | 1787.27 | 1799.8 | 1889.29
PCSEQ | 0 | 0 | 211.76 | 239.41 | 863.9 | 1168.16
Retrofit Capacity by Reporting Type: IESO
ReportingType | 2015 | 2020 | 2025 | 2030 | 2035 | 2040
FGD | 0 | 0 | 0 | 0 | 0 | 0
SNCR | 0 | 0 | 0 | 0 | 0 | 0
SCR | 0 | 0 | 0 | 0 | 0 | 0
ACI90 | 0 | 0 | 0 | 0 | 0 | 0
RPJ90 | 0 | 0 | 0 | 0 | 0 | 0
PCSEQ | 0 | 0 | 0 | 0 | 0 | 0
Retrofit Capacity by Reporting Type: MAPP_CA
ReportingType | 2015 | 2020 | 2025 | 2030 | 2035 | 2040
FGD | 0 | 0 | 0 | 0 | 0 | 0
SNCR | 0 | 0 | 0 | 0 | 0 | 0
SCR | 0 | 0 | 0 | 0 | 0 | 0
ACI90 | 0 | 0 | 0 | 0 | 0 | 0
RPJ90 | 0 | 0 | 0 | 0 | 0 | 0
PCSEQ | 0 | 0 | 0 | 0 | 0 | 0
Retrofit Capacity by Reporting Type: AZ_NM_SNV_Coal
ReportingType | 2015 | 2020 | 2025 | 2030 | 2035 | 2040
FGD | 384 | 0 | 0 | 0 | 0 | 0
SNCR | 0.01 | 0.01 | 0.01 | 0.01 | 0 | 0
SCR | 800 | 400 | 400 | 400 | 400 | 400
ACI90 | 0 | 0 | 0 | 0 | 0 | 0
RPJ90 | 3287.93 | 5588.5 | 724.68 | 726.42 | 425.52 | 426.39
PCSEQ | 0 | 0 | 0 | 45.99 | 583.12 | 583.12
Retrofit Capacity by Reporting Type: AZ_NM_SNV_Gas
ReportingType | 2015 | 2020 | 2025 | 2030 | 2035 | 2040
FGD | 0 | 0 | 0 | 0 | 0 | 0
SNCR | 0 | 0 | 0 | 0 | 0 | 0
SCR | 0 | 0 | 0 | 0 | 0 | 0
ACI90 | 0 | 0 | 0 | 0 | 0 | 0
RPJ90 | 0 | 0 | 0 | 0 | 0 | 0
PCSEQ | 0 | 0 | 0 | 0 | 0 | 0
Retrofit Capacity by Reporting Type: AZ_NM_SNV_NucRenew
ReportingType | 2015 | 2020 | 2025 | 2030 | 2035 | 2040
FGD | 0 | 0 | 0 | 0 | 0 | 0
SNCR | 0 | 0 | 0 | 0 | 0 | 0
SCR | 0 | 0 | 0 | 0 | 0 | 0
ACI90 | 0 | 0 | 0 | 0 | 0 | 0
RPJ90 | 0 | 0 | 0 | 0 | 0 | 0
PCSEQ | 0 | 0 | 0 | 0 | 0 | 0
Retrofit Capacity by Reporting Type: ERCOT
ReportingType | 2015 | 2020 | 2025 | 2030 | 2035 | 2040
FGD | 0 | 0 | 0 | 0 | 0 | 0
SNCR | 0.01 | 0 | 0 | 0 | 0 | 0
SCR | 3515.01 | 1330.01 | 1330.01 | 1330.01 | 1330.01 | 1330.01
ACI90 | 0 | 0 | 0 | 0 | 0 | 0
RPJ90 | 6559.96 | 1892.97 | 1333.99 | 1376.17 | 1481.55 | 1482.24
PCSEQ | 0 | 0 | 264.13 | 432.66 | 972.2 | 972.2
Retrofit Capacity by Reporting Type: NP15
ReportingType | 2015 | 2020 | 2025 | 2030 | 2035 | 2040
FGD | 0 | 0 | 0 | 0 | 0 | 0
SNCR | 0 | 0 | 0 | 0 | 0 | 0
SCR | 0 | 0 | 0 | 0 | 0 | 0
ACI90 | 0 | 0 | 0 | 0 | 0 | 0
RPJ90 | 0 | 0 | 0 | 0 | 0 | 0
PCSEQ | 0 | 0 | 0 | 0 | 0 | 0
Retrofit Capacity by Reporting Type: NWPP_Coal
ReportingType | 2015 | 2020 | 2025 | 2030 | 2035 | 2040
FGD | 0 | 0 | 0 | 0 | 0 | 0
SNCR | 0.01 | 0.01 | 0.01 | 0.01 | 0.01 | 0
SCR | 0 | 0 | 0 | 0 | 0 | 0
ACI90 | 0 | 0 | 0 | 0 | 0 | 0
RPJ90 | 453.62 | 4455.06 | 2042.89 | 2026.81 | 2026.81 | 226.81
PCSEQ | 0 | 0 | 226.8 | 226.8 | 226.8 | 226.8
Retrofit Capacity by Reporting Type: NWPP_Gas
ReportingType | 2015 | 2020 | 2025 | 2030 | 2035 | 2040
FGD | 0 | 0 | 0 | 0 | 0 | 0
SNCR | 0 | 0 | 0 | 0 | 0 | 0
SCR | 0 | 0 | 0 | 0 | 0 | 0
ACI90 | 0 | 0 | 0 | 0 | 0 | 0
RPJ90 | 0 | 0 | 0 | 0 | 0 | 0
PCSEQ | 0 | 0 | 0 | 0 | 0 | 0
Retrofit Capacity by Reporting Type: NWPP_NucRenew
ReportingType | 2015 | 2020 | 2025 | 2030 | 2035 | 2040
FGD | 0 | 0 | 0 | 0 | 0 | 0
SNCR | 0 | 0 | 0 | 0 | 0 | 0
SCR | 0 | 0 | 0 | 0 | 0 | 0
ACI90 | 0 | 0 | 0 | 0 | 0 | 0
RPJ90 | 0 | 0 | 0 | 0 | 0 | 0
PCSEQ | 0 | 0 | 0 | 0 | 0 | 0
Retrofit Capacity by Reporting Type: RMPA
ReportingType | 2015 | 2020 | 2025 | 2030 | 2035 | 2040
FGD | 0 | 505.21 | 505.21 | 505.21 | 0 | 0
SNCR | 0.01 | 0.01 | 0.02 | 0.02 | 0 | 0
SCR | 1554.6 | 777.3 | 777.3 | 777.3 | 777.3 | 777.3
ACI90 | 0 | 0 | 0 | 0 | 0 | 0
RPJ90 | 2874.62 | 4819.14 | 2798.33 | 2798.33 | 777.31 | 777.31
PCSEQ | 0 | 0 | 554.1 | 554.1 | 554.1 | 554.1
Retrofit Capacity by Reporting Type: SP15
ReportingType | 2015 | 2020 | 2025 | 2030 | 2035 | 2040
FGD | 0 | 0 | 0 | 0 | 0 | 0
SNCR | 0 | 0 | 0 | 0 | 0 | 0
SCR | 0 | 0 | 0 | 0 | 0 | 0
ACI90 | 0 | 0 | 0 | 0 | 0 | 0
RPJ90 | 0 | 101.2 | 101.2 | 101.2 | 101.2 | 0
PCSEQ | 0 | 0 | 0 | 0 | 0 | 0
Retrofit Capacity by Reporting Type: ALB
ReportingType | 2015 | 2020 | 2025 | 2030 | 2035 | 2040
FGD | 0 | 0 | 0 | 0 | 0 | 0
SNCR | 0 | 0 | 0 | 0 | 0 | 0
SCR | 0 | 0 | 0 | 0 | 0 | 0
ACI90 | 0 | 0 | 0 | 0 | 0 | 0
RPJ90 | 0 | 0 | 0 | 0 | 0 | 0
PCSEQ | 0 | 0 | 0 | 0 | 0 | 0
Retrofit Capacity by Reporting Type: BC
ReportingType | 2015 | 2020 | 2025 | 2030 | 2035 | 2040
FGD | 0 | 0 | 0 | 0 | 0 | 0
SNCR | 0 | 0 | 0 | 0 | 0 | 0
SCR | 0 | 0 | 0 | 0 | 0 | 0
ACI90 | 0 | 0 | 0 | 0 | 0 | 0
RPJ90 | 0 | 0 | 0 | 0 | 0 | 0
PCSEQ | 0 | 0 | 0 | 0 | 0 | 0
Retrofit Capacity by Reporting Type: HQ_IESO
ReportingType | 2015 | 2020 | 2025 | 2030 | 2035 | 2040
FGD | 0 | 0 | 0 | 0 | 0 | 0
SNCR | 0 | 0 | 0 | 0 | 0 | 0
SCR | 0 | 0 | 0 | 0 | 0 | 0
ACI90 | 0 | 0 | 0 | 0 | 0 | 0
RPJ90 | 0 | 0 | 0 | 0 | 0 | 0
PCSEQ | 0 | 0 | 0 | 0 | 0 | 0
Retrofit Capacity by Reporting Type: HQ_NEISO
ReportingType | 2015 | 2020 | 2025 | 2030 | 2035 | 2040
FGD | 0 | 0 | 0 | 0 | 0 | 0
SNCR | 0 | 0 | 0 | 0 | 0 | 0
SCR | 0 | 0 | 0 | 0 | 0 | 0
ACI90 | 0 | 0 | 0 | 0 | 0 | 0
RPJ90 | 0 | 0 | 0 | 0 | 0 | 0
PCSEQ | 0 | 0 | 0 | 0 | 0 | 0
Retrofit Capacity by Reporting Type: HQ_NY
ReportingType | 2015 | 2020 | 2025 | 2030 | 2035 | 2040
FGD | 0 | 0 | 0 | 0 | 0 | 0
SNCR | 0 | 0 | 0 | 0 | 0 | 0
SCR | 0 | 0 | 0 | 0 | 0 | 0
ACI90 | 0 | 0 | 0 | 0 | 0 | 0
RPJ90 | 0 | 0 | 0 | 0 | 0 | 0
PCSEQ | 0 | 0 | 0 | 0 | 0 | 0
Retrofit Capacity by Reporting Type: MARITIMES
ReportingType | 2015 | 2020 | 2025 | 2030 | 2035 | 2040
FGD | 0 | 0 | 0 | 0 | 0 | 0
SNCR | 0 | 0 | 0 | 0 | 0 | 0
SCR | 0 | 0 | 0 | 0 | 0 | 0
ACI90 | 0 | 0 | 0 | 0 | 0 | 0
RPJ90 | 0 | 0 | 0 | 0 | 0 | 0
PCSEQ | 0 | 0 | 0 | 0 | 0 | 0
Retrofit Capacity by Reporting Type: All
ReportingType | 2015 | 2020 | 2025 | 2030 | 2035 | 2040
FGD | 7551.8 | 4063.16 | 2289.18 | 2289.15 | 1783.94 | 1783.9
SNCR | 0.3 | 0.14 | 0.15 | 0.14 | 0.12 | 0.08
SCR | 20441.95 | 6704.54 | 6704.54 | 6704.55 | 6704.55 | 6704.55
ACI90 | 0 | 0 | 0 | 0 | 0 | 0
RPJ90 | 34462.13 | 83156.97 | 67955.39 | 63838.86 | 60794.55 | 55856.26
PCSEQ | 0 | 245.81 | 3652.7 | 11854.41 | 33673.74 | 39076.72
Retrofit Capacity by Reporting Type: EI_US
ReportingType | 2015 | 2020 | 2025 | 2030 | 2035 | 2040
FGD | 7167.79 | 3557.94 | 1783.96 | 1783.94 | 1783.93 | 1783.89
SNCR | 0.28 | 0.11 | 0.11 | 0.1 | 0.1 | 0.07
SCR | 14572.34 | 4197.23 | 4197.23 | 4197.23 | 4197.24 | 4197.23
ACI90 | 0 | 0 | 0 | 0 | 0 | 0
RPJ90 | 21285.99 | 66300.1 | 60954.3 | 56809.93 | 55982.17 | 52943.51
PCSEQ | 0 | 245.81 | 2607.67 | 10594.86 | 31337.52 | 36740.5
Retrofit Capacity by Reporting Type: EI_Canada
ReportingType | 2015 | 2020 | 2025 | 2030 | 2035 | 2040
FGD | 0 | 0 | 0 | 0 | 0 | 0
SNCR | 0 | 0 | 0 | 0 | 0 | 0
SCR | 0 | 0 | 0 | 0 | 0 | 0
ACI90 | 0 | 0 | 0 | 0 | 0 | 0
RPJ90 | 0 | 0 | 0 | 0 | 0 | 0
PCSEQ | 0 | 0 | 0 | 0 | 0 | 0
Retrofit Capacity by Reporting Type: EI
ReportingType | 2015 | 2020 | 2025 | 2030 | 2035 | 2040
FGD | 7167.79 | 3557.94 | 1783.96 | 1783.94 | 1783.93 | 1783.89
SNCR | 0.28 | 0.11 | 0.11 | 0.1 | 0.1 | 0.07
SCR | 14572.34 | 4197.23 | 4197.23 | 4197.23 | 4197.24 | 4197.23
ACI90 | 0 | 0 | 0 | 0 | 0 | 0
RPJ90 | 21285.99 | 66300.1 | 60954.3 | 56809.93 | 55982.17 | 52943.51
PCSEQ | 0 | 245.81 | 2607.67 | 10594.86 | 31337.52 | 36740.5
Retrofit Capacity by Reporting Type: Outside_EI
ReportingType | 2015 | 2020 | 2025 | 2030 | 2035 | 2040
FGD | 384.01 | 505.22 | 505.21 | 505.21 | 0.01 | 0.01
SNCR | 0.03 | 0.03 | 0.04 | 0.05 | 0.02 | 0.01
SCR | 5869.61 | 2507.31 | 2507.31 | 2507.31 | 2507.31 | 2507.31
ACI90 | 0 | 0 | 0 | 0 | 0 | 0
RPJ90 | 13176.13 | 16856.87 | 7001.09 | 7028.93 | 4812.38 | 2912.75
PCSEQ | 0 | 0 | 1045.03 | 1259.55 | 2336.22 | 2336.22
#7 | Reserve Margin (MW)
Reserve Margin Data: ALB
| 2015 | 2020 | 2025 | 2030 | 2035 | 2040
a. Peak Demand | 9583.12 | 10509.82 | 11441.7 | 13078.69 | 14040.24 | 15587.99
b. Peak Demand + Reserve Margin | 11308.08 | 12401.58 | 13501.2 | 15432.85 | 16567.49 | 18393.83
c. DR MW | 109.43 | 394.9 | 759.6 | 856.11 | 964.87 | 1087.46
d. Capacity Credit | 11361.1 | 12401.58 | 13501.2 | 15432.85 | 17218.49 | 19004.33
Reserve Margin Data: BC
| 2015 | 2020 | 2025 | 2030 | 2035 | 2040
a. Peak Demand | 11716.75 | 12569.9 | 13386.4 | 14968.35 | 15718.86 | 17071.55
b. Peak Demand + Reserve Margin | 13825.76 | 14832.48 | 15795.95 | 17662.66 | 18548.25 | 20144.43
c. DR MW | 0.01 | 289.48 | 638.31 | 703.74 | 775.87 | 855.4
d. Capacity Credit | 14256.53 | 14994.62 | 15795.95 | 17662.66 | 18884.89 | 20144.43
Reserve Margin Data: ENT
| 2015 | 2020 | 2025 | 2030 | 2035 | 2040
a. Peak Demand | 32907.88 | 33819.96 | 35463.16 | 35798.71 | 36785.4 | 40580.28
b. Peak Demand + Reserve Margin | 37514.98 | 38554.75 | 40428 | 40810.53 | 41935.36 | 46261.52
c. DR MW | 313.8 | 1683.13 | 3280.98 | 3540.7 | 3820.98 | 4123.44
d. Capacity Credit | 37514.98 | 38554.75 | 40428.02 | 40810.53 | 41935.36 | 48675.97
Reserve Margin Data: ERCOT
| 2015 | 2020 | 2025 | 2030 | 2035 | 2040
a. Peak Demand | 71082.75 | 76530.49 | 81260.88 | 85716.41 | 91381.03 | 98300.82
b. Peak Demand + Reserve Margin | 79968.09 | 86096.8 | 91418.49 | 96430.96 | 102803.65 | 110588.42
c. DR MW | 770.89 | 3956.66 | 7724.81 | 8367.66 | 9085.72 | 9863.71
d. Capacity Credit | 79968.08 | 86096.8 | 91418.46 | 96430.98 | 102803.65 | 110588.42
Reserve Margin Data: FRCC
| 2015 | 2020 | 2025 | 2030 | 2035 | 2040
a. Peak Demand | 51737.13 | 54887.35 | 61381.07 | 65744.51 | 68790.41 | 78088.69
b. Peak Demand + Reserve Margin | 60015.07 | 63669.33 | 71202.04 | 76263.64 | 79796.87 | 90582.88
c. DR MW | 2845.48 | 4334.11 | 6353.86 | 7102.41 | 7939.13 | 8874.43
d. Capacity Credit | 60015.06 | 63669.32 | 71202.04 | 76263.65 | 80424.02 | 90582.88
Reserve Margin Data: IESO
| 2015 | 2020 | 2025 | 2030 | 2035 | 2040
a. Peak Demand | 22541.14 | 22807.2 | 23952.36 | 26412.1 | 27352.33 | 29294.81
b. Peak Demand + Reserve Margin | 26373.13 | 26684.43 | 28024.26 | 30902.15 | 32002.22 | 34274.93
c. DR MW | 2038.33 | 2260.47 | 2690.39 | 2925.08 | 3180.25 | 3457.67
d. Capacity Credit | 29885.41 | 30107.55 | 30537.47 | 31022.66 | 32002.22 | 34274.93
Reserve Margin Data: MAPP_CA
| 2015 | 2020 | 2025 | 2030 | 2035 | 2040
a. Peak Demand | 8386.7 | 9222.86 | 9734.14 | 10787.18 | 11226.77 | 12083.9
b. Peak Demand + Reserve Margin | 9393.11 | 10329.6 | 10902.23 | 12081.64 | 12573.99 | 13533.97
c. DR MW | 93.13 | 337.01 | 628.45 | 686.68 | 750.29 | 819.8
d. Capacity Credit | 9393.11 | 10329.6 | 10902.23 | 13223.33 | 13286.94 | 13533.97
Reserve Margin Data: MAPP_US
| 2015 | 2020 | 2025 | 2030 | 2035 | 2040
a. Peak Demand | 5359.04 | 6050.57 | 6356.39 | 6982.48 | 7492.42 | 8056.16
b. Peak Demand + Reserve Margin | 6109.3 | 6897.65 | 7246.28 | 7960.03 | 8541.36 | 9184.02
c. DR MW | 61.39 | 218.08 | 406.68 | 444.36 | 485.52 | 530.5
d. Capacity Credit | 6130.58 | 6897.69 | 7246.28 | 7960.03 | 8541.36 | 9184.03
Reserve Margin Data: NEISO
| 2015 | 2020 | 2025 | 2030 | 2035 | 2040
a. Peak Demand | 29553.57 | 29064.1 | 30275.14 | 31529.95 | 34270.58 | 35400.52
b. Peak Demand + Reserve Margin | 34282.14 | 33714.35 | 35119.17 | 36574.74 | 39753.87 | 41064.6
c. DR MW | 3217.96 | 3967.58 | 4863.03 | 5143.87 | 5437.63 | 5748.18
d. Capacity Credit | 34282.14 | 35300.61 | 36540.97 | 37723.05 | 39753.88 | 41064.56
Reserve Margin Data: NonRTO_Midwest
| 2015 | 2020 | 2025 | 2030 | 2035 | 2040
a. Peak Demand | 11883.42 | 12738.27 | 13795.82 | 13683.9 | 14883.94 | 16409.45
b. Peak Demand + Reserve Margin | 13547.1 | 14521.63 | 15727.23 | 15599.65 | 16967.69 | 18706.77
c. DR MW | 201.86 | 495.85 | 836.68 | 901.12 | 970.52 | 1045.26
d. Capacity Credit | 13547.09 | 14521.63 | 15727.22 | 15599.65 | 16967.69 | 19510.76
Reserve Margin Data: NYISO_J-K
| 2015 | 2020 | 2025 | 2030 | 2035 | 2040
a. Peak Demand | 15408.53 | 17145.18 | 18519.24 | 19849.48 | 21062.9 | 22710.94
b. Peak Demand + Reserve Margin | 14175.84 | 15773.57 | 17037.7 | 18261.52 | 19377.87 | 20894.07
c. DR MW | 1372.63 | 1643.44 | 1975.51 | 2169.26 | 2382.01 | 2615.63
d. Capacity Credit | 16635.82 | 16906.63 | 17238.71 | 19271.89 | 22177.61 | 23030.81
Reserve Margin Data: PJM_E
| 2015 | 2020 | 2025 | 2030 | 2035 | 2040
a. Peak Demand | 30678.47 | 29645.83 | 31184.12 | 33544.79 | 35883.89 | 38753.76
b. Peak Demand + Reserve Margin | 30003.54 | 28993.62 | 30498.07 | 32806.8 | 35094.44 | 37901.18
c. DR MW | 1307.75 | 1879.13 | 2745.66 | 2983.69 | 3242.36 | 3523.45
d. Capacity Credit | 33788.69 | 33310.47 | 34507 | 37122.05 | 35141.53 | 37901.18
Reserve Margin Data: RMPA
| 2015 | 2020 | 2025 | 2030 | 2035 | 2040
a. Peak Demand | 13210.9 | 15162.87 | 15135.28 | 17372.37 | 18642.62 | 20408.88
b. Peak Demand + Reserve Margin | 15060.43 | 17285.67 | 17254.22 | 19804.51 | 21252.59 | 23266.12
c. DR MW | 505.79 | 681.25 | 924.75 | 1035.21 | 1158.72 | 1297.01
d. Capacity Credit | 15158.47 | 17285.67 | 17950.5 | 19804.44 | 21252.55 | 24569.52
Reserve Margin Data: SOCO
| 2015 | 2020 | 2025 | 2030 | 2035 | 2040
a. Peak Demand | 51087.77 | 59010.43 | 62926.63 | 67401.08 | 71462.36 | 75800.66
b. Peak Demand + Reserve Margin | 58240.05 | 67271.89 | 71736.35 | 76837.23 | 81467.09 | 86412.76
c. DR MW | 2674.86 | 5221.22 | 8293.98 | 9075.87 | 9931.46 | 10867.71
d. Capacity Credit | 58240.05 | 67271.88 | 71736.37 | 76837.25 | 81467.09 | 86412.75
Reserve Margin Data: TVA
| 2015 | 2020 | 2025 | 2030 | 2035 | 2040
a. Peak Demand | 33468.38 | 38645.75 | 40114.29 | 42018.05 | 46841.59 | 49137.24
b. Peak Demand + Reserve Margin | 38488.63 | 44442.61 | 46131.43 | 48320.76 | 53867.83 | 56507.82
c. DR MW | 1878.29 | 2795.4 | 3859.81 | 4157.07 | 4477.22 | 4822.03
d. Capacity Credit | 38488.63 | 44442.62 | 46131.43 | 48320.77 | 53867.83 | 56507.82
Reserve Margin Data: VACAR
| 2015 | 2020 | 2025 | 2030 | 2035 | 2040
a. Peak Demand | 51905.19 | 57400.5 | 61904.82 | 65973.09 | 69607.16 | 76375.77
b. Peak Demand + Reserve Margin | 59171.92 | 65436.57 | 70571.5 | 75209.33 | 79352.17 | 87068.38
c. DR MW | 2434.26 | 4230.61 | 6496.28 | 7161.73 | 7895.36 | 8704.13
d. Capacity Credit | 59171.91 | 65436.57 | 70571.5 | 75209.34 | 82418.86 | 87068.37
Reserve Margin Data: AZ_NM_SNV
| 2015 | 2020 | 2025 | 2030 | 2035 | 2040
a. Peak Demand | 27592.52 | 32421.47 | 35125.35 | 37801.25 | 42049.85 | 45258.78
b. Peak Demand + Reserve Margin | 31924.54 | 37511.64 | 40640.03 | 43736.05 | 48651.68 | 52364.41
c. DR MW | 348.13 | 1177.58 | 2216.56 | 2488.51 | 2789.15 | 3128.56
d. Capacity Credit | 31924.54 | 37511.64 | 40640.03 | 43736.06 | 48651.68 | 53407.35
Reserve Margin Data: CA
| 2015 | 2020 | 2025 | 2030 | 2035 | 2040
a. Peak Demand | 64907.67 | 72484.76 | 77527.5 | 85191.78 | 92497.32 | 102783.98
b. Peak Demand + Reserve Margin | 75682.34 | 84517.23 | 90397.06 | 99333.62 | 107851.88 | 119846.12
c. DR MW | 4621.54 | 5034.64 | 5739.62 | 6375.75 | 7049.42 | 7786.91
d. Capacity Credit | 75682.35 | 84517.24 | 90397.04 | 99333.62 | 107851.88 | 124045.43
Reserve Margin Data: MISO
| 2015 | 2020 | 2025 | 2030 | 2035 | 2040
a. Peak Demand | 96784.71 | 103320.55 | 116512.06 | 125010.42 | 129023.32 | 141579.4
b. Peak Demand + Reserve Margin | 113625.25 | 121298.33 | 136785.16 | 146762.24 | 151473.38 | 166214.22
c. DR MW | 6269.41 | 8878.31 | 12263.97 | 13385.36 | 14609.47 | 15945.72
d. Capacity Credit | 113625.25 | 121298.33 | 136785.17 | 146762.23 | 151473.38 | 166214.23
Reserve Margin Data: NWPP
| 2015 | 2020 | 2025 | 2030 | 2035 | 2040
a. Peak Demand | 37809.46 | 42259.3 | 45923.21 | 49696.17 | 53187.59 | 60426.11
b. Peak Demand + Reserve Margin | 44615.17 | 49865.98 | 54189.39 | 58641.48 | 62761.35 | 71302.81
c. DR MW | 0.01 | 1042.66 | 2285.99 | 2526.32 | 2785.47 | 3067.66
d. Capacity Credit | 49126.8 | 53108.18 | 54189.41 | 58641.46 | 62879.3 | 72332.47
Reserve Margin Data: NYISO
| 2015 | 2020 | 2025 | 2030 | 2035 | 2040
a. Peak Demand | 29780.75 | 33393.23 | 35887.32 | 38594.06 | 40305.47 | 43195.35
b. Peak Demand + Reserve Margin | 34694.57 | 38903.11 | 41808.73 | 44962.09 | 46955.87 | 50322.58
c. DR MW | 2670.01 | 3172.93 | 3788.94 | 4133.46 | 4509.63 | 4920.4
d. Capacity Credit | 37070.66 | 38903.1 | 41808.75 | 44962.09 | 46955.87 | 50322.58
Reserve Margin Data: NYISO_G-I_J-K
| 2015 | 2020 | 2025 | 2030 | 2035 | 2040
a. Peak Demand | 19374.35 | 21501.88 | 23227.24 | 24779.78 | 26369.19 | 28425
b. Peak Demand + Reserve Margin | 18405.63 | 20426.78 | 22065.88 | 23540.79 | 25050.73 | 27003.75
c. DR MW | 1725.98 | 2059.39 | 2474.77 | 2716.66 | 2982.21 | 3273.71
d. Capacity Credit | 20439.21 | 21995.68 | 22632.75 | 24759.09 | 27222.74 | 30322.35
Reserve Margin Data: PJM
| 2015 | 2020 | 2025 | 2030 | 2035 | 2040
a. Peak Demand | 153532.8 | 160247.71 | 164228.68 | 176640.08 | 187753.61 | 202690.64
b. Peak Demand + Reserve Margin | 177023.32 | 184765.61 | 189355.67 | 203666.01 | 216479.92 | 233702.3
c. DR MW | 7168.4 | 11798.81 | 17849.15 | 19360.25 | 20999.33 | 22777.22
d. Capacity Credit | 177023.31 | 184765.58 | 193530.68 | 203666.04 | 216479.93 | 233702.31
Reserve Margin Data: SPP
| 2015 | 2020 | 2025 | 2030 | 2035 | 2040
a. Peak Demand | 57766.89 | 65710.98 | 67880.56 | 73576.28 | 80010.77 | 86018.92
b. Peak Demand + Reserve Margin | 65623.19 | 74647.68 | 77112.31 | 83582.66 | 90892.23 | 97717.49
c. DR MW | 1178.19 | 3752.42 | 6794.96 | 7405.13 | 8070.36 | 8795.64
d. Capacity Credit | 65623.19 | 74647.68 | 77112.32 | 83582.66 | 90892.25 | 97717.49

## Transmission
$/MW
[8 empty] | Transfer |  | $/MWh | $/MWh | Wheel+ | $/MWh
Year | Line | From | To | EI Internal/External | Season | Block | Duration | Limit | MW flow | From price | To price | Friction | Shadow Price
2015 | ENT_2_MISO_MO-IL | ENT | MISO_MO-IL | Internal | Shoulder | B11 | 25 | 2260 | 0 | 77.19 | 77.68 | 8 | 0
2015 | ENT_2_MISO_MO-IL | ENT | MISO_MO-IL | Internal | Shoulder | B12 | 200 | 2260 | 0 | 59.47 | 62.75 | 8 | 0
2015 | ENT_2_MISO_MO-IL | ENT | MISO_MO-IL | Internal | Shoulder | B13 | 600 | 2260 | 0 | 59.47 | 57.68 | 8 | 0
2015 | ENT_2_MISO_MO-IL | ENT | MISO_MO-IL | Internal | Shoulder | B14 | 900 | 2260 | 0 | 57.49 | 55.79 | 8 | 0
2015 | ENT_2_MISO_MO-IL | ENT | MISO_MO-IL | Internal | Shoulder | B15 | 1203 | 2260 | 0 | 57.49 | 54.64 | 8 | 0
2015 | ENT_2_MISO_MO-IL | ENT | MISO_MO-IL | Internal | Summer | B1 | 10 | 2260 | 0 | 91.47 | 91.48 | 8 | 0
2015 | ENT_2_MISO_MO-IL | ENT | MISO_MO-IL | Internal | Summer | B2 | 25 | 2260 | 0 | 89.87 | 88.74 | 8 | 0
2015 | ENT_2_MISO_MO-IL | ENT | MISO_MO-IL | Internal | Summer | B3 | 75 | 2260 | 0 | 89.87 | 88.74 | 8 | 0
2015 | ENT_2_MISO_MO-IL | ENT | MISO_MO-IL | Internal | Summer | B4 | 100 | 2260 | 0 | 89.79 | 84.79 | 8 | 0
2015 | ENT_2_MISO_MO-IL | ENT | MISO_MO-IL | Internal | Summer | B5 | 200 | 2260 | 0 | 80.25 | 77.25 | 8 | 0
2015 | ENT_2_MISO_MO-IL | ENT | MISO_MO-IL | Internal | Summer | B6 | 300 | 2260 | 0 | 66.03 | 66.02 | 8 | 0
2015 | ENT_2_MISO_MO-IL | ENT | MISO_MO-IL | Internal | Summer | B7 | 400 | 2260 | 0 | 59.05 | 56.53 | 8 | 0
2015 | ENT_2_MISO_MO-IL | ENT | MISO_MO-IL | Internal | Summer | B8 | 500 | 2260 | 0 | 58.57 | 53.85 | 8 | 0
2015 | ENT_2_MISO_MO-IL | ENT | MISO_MO-IL | Internal | Summer | B9 | 800 | 2260 | 0 | 56.32 | 53.18 | 8 | 0
2015 | ENT_2_MISO_MO-IL | ENT | MISO_MO-IL | Internal | Summer | B10 | 1262 | 2260 | 0 | 56.32 | 52 | 8 | 0
2015 | ENT_2_MISO_MO-IL | ENT | MISO_MO-IL | Internal | Winter | B16 | 25 | 2260 | 0 | 74.97 | 74.98 | 8 | 0
2015 | ENT_2_MISO_MO-IL | ENT | MISO_MO-IL | Internal | Winter | B17 | 100 | 2260 | 0 | 61.89 | 65.74 | 8 | 0
2015 | ENT_2_MISO_MO-IL | ENT | MISO_MO-IL | Internal | Winter | B18 | 400 | 2260 | 0 | 60.3 | 58.51 | 8 | 0
2015 | ENT_2_MISO_MO-IL | ENT | MISO_MO-IL | Internal | Winter | B19 | 700 | 2260 | 0 | 59.83 | 56.35 | 8 | 0
2015 | ENT_2_MISO_MO-IL | ENT | MISO_MO-IL | Internal | Winter | B20 | 935 | 2260 | 0 | 59.83 | 53.96 | 8 | 0
2015 | ENT_2_SOCO | ENT | SOCO | Internal | Shoulder | B11 | 25 | 3900 | 761.01 | 77.19 | 85.19 | 8 | 0
2015 | ENT_2_SOCO | ENT | SOCO | Internal | Shoulder | B12 | 200 | 3900 | 0 | 59.47 | 63.62 | 8 | 0
2015 | ENT_2_SOCO | ENT | SOCO | Internal | Shoulder | B13 | 600 | 3900 | 0 | 59.47 | 60.35 | 8 | 0
2015 | ENT_2_SOCO | ENT | SOCO | Internal | Shoulder | B14 | 900 | 3900 | 0 | 57.49 | 60.35 | 8 | 0
2015 | ENT_2_SOCO | ENT | SOCO | Internal | Shoulder | B15 | 1203 | 3900 | 0 | 57.49 | 59.72 | 8 | 0
2015 | ENT_2_SOCO | ENT | SOCO | Internal | Summer | B1 | 10 | 3900 | 0.02 | 91.47 | 97.87 | 8 | 0
2015 | ENT_2_SOCO | ENT | SOCO | Internal | Summer | B2 | 25 | 3900 | 1492.76 | 89.87 | 97.87 | 8 | 0
2015 | ENT_2_SOCO | ENT | SOCO | Internal | Summer | B3 | 75 | 3900 | 3505.4 | 89.87 | 97.87 | 8 | 0
2015 | ENT_2_SOCO | ENT | SOCO | Internal | Summer | B4 | 100 | 3900 | 2468.5 | 89.79 | 97.79 | 8 | 0
2015 | ENT_2_SOCO | ENT | SOCO | Internal | Summer | B5 | 200 | 3900 | 1193.89 | 80.25 | 88.25 | 8 | 0
2015 | ENT_2_SOCO | ENT | SOCO | Internal | Summer | B6 | 300 | 3900 | 1942.59 | 66.03 | 74.03 | 8 | 0
2015 | ENT_2_SOCO | ENT | SOCO | Internal | Summer | B7 | 400 | 3900 | 3580.96 | 59.05 | 67.05 | 8 | 0
2015 | ENT_2_SOCO | ENT | SOCO | Internal | Summer | B8 | 500 | 3900 | 1300.29 | 58.57 | 66.57 | 8 | 0
2015 | ENT_2_SOCO | ENT | SOCO | Internal | Summer | B9 | 800 | 3900 | 0 | 56.32 | 60.67 | 8 | 0
2015 | ENT_2_SOCO | ENT | SOCO | Internal | Summer | B10 | 1262 | 3900 | 0 | 56.32 | 58.55 | 8 | 0
2015 | ENT_2_SOCO | ENT | SOCO | Internal | Winter | B16 | 25 | 3900 | 2533.19 | 74.97 | 82.97 | 8 | 0
2015 | ENT_2_SOCO | ENT | SOCO | Internal | Winter | B17 | 100 | 3900 | 0 | 61.89 | 66.57 | 8 | 0
2015 | ENT_2_SOCO | ENT | SOCO | Internal | Winter | B18 | 400 | 3900 | 0 | 60.3 | 62.11 | 8 | 0
2015 | ENT_2_SOCO | ENT | SOCO | Internal | Winter | B19 | 700 | 3900 | 0 | 59.83 | 62.11 | 8 | 0
2015 | ENT_2_SOCO | ENT | SOCO | Internal | Winter | B20 | 935 | 3900 | 0 | 59.83 | 62.11 | 8 | 0
2015 | ENT_2_SPP_N | ENT | SPP_N | Internal | Shoulder | B11 | 25 | 15143 | 0.02 | 77.19 | 84.66 | 8 | 0
2015 | ENT_2_SPP_N | ENT | SPP_N | Internal | Shoulder | B12 | 200 | 15143 | 0 | 59.47 | 66.04 | 8 | 0
2015 | ENT_2_SPP_N | ENT | SPP_N | Internal | Shoulder | B13 | 600 | 15143 | 0 | 59.47 | 62.05 | 8 | 0
2015 | ENT_2_SPP_N | ENT | SPP_N | Internal | Shoulder | B14 | 900 | 15143 | 0 | 57.49 | 60.05 | 8 | 0
2015 | ENT_2_SPP_N | ENT | SPP_N | Internal | Shoulder | B15 | 1203 | 15143 | 0 | 57.49 | 57.39 | 8 | 0
2015 | ENT_2_SPP_N | ENT | SPP_N | Internal | Summer | B1 | 10 | 15143 | 0 | 91.47 | 92.6 | 8 | 0
2015 | ENT_2_SPP_N | ENT | SPP_N | Internal | Summer | B2 | 25 | 15143 | 0 | 89.87 | 92.6 | 8 | 0
2015 | ENT_2_SPP_N | ENT | SPP_N | Internal | Summer | B3 | 75 | 15143 | 0 | 89.87 | 92.6 | 8 | 0
2015 | ENT_2_SPP_N | ENT | SPP_N | Internal | Summer | B4 | 100 | 15143 | 0 | 89.79 | 91.79 | 8 | 0
2015 | ENT_2_SPP_N | ENT | SPP_N | Internal | Summer | B5 | 200 | 15143 | 0 | 80.25 | 84.25 | 8 | 0
2015 | ENT_2_SPP_N | ENT | SPP_N | Internal | Summer | B6 | 300 | 15143 | 0.07 | 66.03 | 74.02 | 8 | 0
2015 | ENT_2_SPP_N | ENT | SPP_N | Internal | Summer | B7 | 400 | 15143 | 0 | 59.05 | 64.19 | 8 | 0
2015 | ENT_2_SPP_N | ENT | SPP_N | Internal | Summer | B8 | 500 | 15143 | 0 | 58.57 | 60.84 | 8 | 0
2015 | ENT_2_SPP_N | ENT | SPP_N | Internal | Summer | B9 | 800 | 15143 | 0 | 56.32 | 58.7 | 8 | 0
2015 | ENT_2_SPP_N | ENT | SPP_N | Internal | Summer | B10 | 1262 | 15143 | 0 | 56.32 | 56.11 | 8 | 0
2015 | ENT_2_SPP_N | ENT | SPP_N | Internal | Winter | B16 | 25 | 15143 | 0 | 74.97 | 81.97 | 8 | 0
2015 | ENT_2_SPP_N | ENT | SPP_N | Internal | Winter | B17 | 100 | 15143 | 0 | 61.89 | 64.71 | 8 | 0
2015 | ENT_2_SPP_N | ENT | SPP_N | Internal | Winter | B18 | 400 | 15143 | 0 | 60.3 | 62.63 | 8 | 0
2015 | ENT_2_SPP_N | ENT | SPP_N | Internal | Winter | B19 | 700 | 15143 | 0 | 59.83 | 59.86 | 8 | 0
2015 | ENT_2_SPP_N | ENT | SPP_N | Internal | Winter | B20 | 935 | 15143 | 0 | 59.83 | 59.86 | 8 | 0
2015 | ENT_2_SPP_S | ENT | SPP_S | Internal | Shoulder | B11 | 25 | 3292 | 0 | 77.19 | 83.06 | 8 | 0
2015 | ENT_2_SPP_S | ENT | SPP_S | Internal | Shoulder | B12 | 200 | 3292 | 0 | 59.47 | 66.03 | 8 | 0
2015 | ENT_2_SPP_S | ENT | SPP_S | Internal | Shoulder | B13 | 600 | 3292 | 0 | 59.47 | 62.04 | 8 | 0
2015 | ENT_2_SPP_S | ENT | SPP_S | Internal | Shoulder | B14 | 900 | 3292 | 0 | 57.49 | 60.04 | 8 | 0
2015 | ENT_2_SPP_S | ENT | SPP_S | Internal | Shoulder | B15 | 1203 | 3292 | 0 | 57.49 | 57.4 | 8 | 0
2015 | ENT_2_SPP_S | ENT | SPP_S | Internal | Summer | B1 | 10 | 3292 | 0 | 91.47 | 86.47 | 8 | 0
2015 | ENT_2_SPP_S | ENT | SPP_S | Internal | Summer | B2 | 25 | 3292 | 0 | 89.87 | 84.87 | 8 | 0
2015 | ENT_2_SPP_S | ENT | SPP_S | Internal | Summer | B3 | 75 | 3292 | 0 | 89.87 | 84.87 | 8 | 0
2015 | ENT_2_SPP_S | ENT | SPP_S | Internal | Summer | B4 | 100 | 3292 | 0 | 89.79 | 84.79 | 8 | 0
2015 | ENT_2_SPP_S | ENT | SPP_S | Internal | Summer | B5 | 200 | 3292 | 0 | 80.25 | 81.88 | 8 | 0
2015 | ENT_2_SPP_S | ENT | SPP_S | Internal | Summer | B6 | 300 | 3292 | 512.74 | 66.03 | 74.03 | 8 | 0
2015 | ENT_2_SPP_S | ENT | SPP_S | Internal | Summer | B7 | 400 | 3292 | 0 | 59.05 | 64.2 | 8 | 0
2015 | ENT_2_SPP_S | ENT | SPP_S | Internal | Summer | B8 | 500 | 3292 | 0 | 58.57 | 60.85 | 8 | 0
2015 | ENT_2_SPP_S | ENT | SPP_S | Internal | Summer | B9 | 800 | 3292 | 0 | 56.32 | 58.71 | 8 | 0
2015 | ENT_2_SPP_S | ENT | SPP_S | Internal | Summer | B10 | 1262 | 3292 | 0 | 56.32 | 56.13 | 8 | 0
2015 | ENT_2_SPP_S | ENT | SPP_S | Internal | Winter | B16 | 25 | 3292 | 0 | 74.97 | 81.98 | 8 | 0
2015 | ENT_2_SPP_S | ENT | SPP_S | Internal | Winter | B17 | 100 | 3292 | 0 | 61.89 | 64.73 | 8 | 0
2015 | ENT_2_SPP_S | ENT | SPP_S | Internal | Winter | B18 | 400 | 3292 | 0 | 60.3 | 62.64 | 8 | 0
2015 | ENT_2_SPP_S | ENT | SPP_S | Internal | Winter | B19 | 700 | 3292 | 0 | 59.83 | 59.87 | 8 | 0
2015 | ENT_2_SPP_S | ENT | SPP_S | Internal | Winter | B20 | 935 | 3292 | 0 | 59.83 | 59.87 | 8 | 0
2015 | ENT_2_TVA_Transmission | ENT | TVA_Transmission | Internal | Shoulder | B11 | 25 | 2100 | 0 | 77.19 | 81.66 | 8 | 0
2015 | ENT_2_TVA_Transmission | ENT | TVA_Transmission | Internal | Shoulder | B12 | 200 | 2100 | 0 | 59.47 | 65.03 | 8 | 0
2015 | ENT_2_TVA_Transmission | ENT | TVA_Transmission | Internal | Shoulder | B13 | 600 | 2100 | 0 | 59.47 | 62.2 | 8 | 0
2015 | ENT_2_TVA_Transmission | ENT | TVA_Transmission | Internal | Shoulder | B14 | 900 | 2100 | 0 | 57.49 | 61.18 | 8 | 0
2015 | ENT_2_TVA_Transmission | ENT | TVA_Transmission | Internal | Shoulder | B15 | 1203 | 2100 | 0 | 57.49 | 60.52 | 8 | 0
2015 | ENT_2_TVA_Transmission | ENT | TVA_Transmission | Internal | Summer | B1 | 10 | 2100 | 1159.7 | 91.47 | 99.47 | 8 | 0
2015 | ENT_2_TVA_Transmission | ENT | TVA_Transmission | Internal | Summer | B2 | 25 | 2100 | 0 | 89.87 | 96.74 | 8 | 0
2015 | ENT_2_TVA_Transmission | ENT | TVA_Transmission | Internal | Summer | B3 | 75 | 2100 | 0 | 89.87 | 95.51 | 8 | 0
2015 | ENT_2_TVA_Transmission | ENT | TVA_Transmission | Internal | Summer | B4 | 100 | 2100 | 0 | 89.79 | 88.79 | 8 | 0
2015 | ENT_2_TVA_Transmission | ENT | TVA_Transmission | Internal | Summer | B5 | 200 | 2100 | 0 | 80.25 | 80.47 | 8 | 0
2015 | ENT_2_TVA_Transmission | ENT | TVA_Transmission | Internal | Summer | B6 | 300 | 2100 | 0 | 66.03 | 65.52 | 8 | 0
2015 | ENT_2_TVA_Transmission | ENT | TVA_Transmission | Internal | Summer | B7 | 400 | 2100 | 0 | 59.05 | 60.8 | 8 | 0
2015 | ENT_2_TVA_Transmission | ENT | TVA_Transmission | Internal | Summer | B8 | 500 | 2100 | 0 | 58.57 | 59.67 | 8 | 0
2015 | ENT_2_TVA_Transmission | ENT | TVA_Transmission | Internal | Summer | B9 | 800 | 2100 | 0 | 56.32 | 58.7 | 8 | 0
2015 | ENT_2_TVA_Transmission | ENT | TVA_Transmission | Internal | Summer | B10 | 1262 | 2100 | 0 | 56.32 | 56.96 | 8 | 0
2015 | ENT_2_TVA_Transmission | ENT | TVA_Transmission | Internal | Winter | B16 | 25 | 2100 | 111.77 | 74.97 | 82.97 | 8 | 0
2015 | ENT_2_TVA_Transmission | ENT | TVA_Transmission | Internal | Winter | B17 | 100 | 2100 | 0 | 61.89 | 68.06 | 8 | 0
2015 | ENT_2_TVA_Transmission | ENT | TVA_Transmission | Internal | Winter | B18 | 400 | 2100 | 0 | 60.3 | 63.5 | 8 | 0
2015 | ENT_2_TVA_Transmission | ENT | TVA_Transmission | Internal | Winter | B19 | 700 | 2100 | 0 | 59.83 | 62.38 | 8 | 0
2015 | ENT_2_TVA_Transmission | ENT | TVA_Transmission | Internal | Winter | B20 | 935 | 2100 | 0 | 59.83 | 60.41 | 8 | 0
2015 | FRCC_2_SOCO | FRCC | SOCO | Internal | Shoulder | B11 | 25 | 900 | 0 | 95.19 | 85.19 | 8 | 0
2015 | FRCC_2_SOCO | FRCC | SOCO | Internal | Shoulder | B12 | 200 | 900 | 0 | 66.91 | 63.62 | 8 | 0
2015 | FRCC_2_SOCO | FRCC | SOCO | Internal | Shoulder | B13 | 600 | 900 | 0 | 64.48 | 60.35 | 8 | 0
2015 | FRCC_2_SOCO | FRCC | SOCO | Internal | Shoulder | B14 | 900 | 900 | 0 | 64.13 | 60.35 | 8 | 0
2015 | FRCC_2_SOCO | FRCC | SOCO | Internal | Shoulder | B15 | 1203 | 900 | 0 | 64.13 | 59.72 | 8 | 0
2015 | FRCC_2_SOCO | FRCC | SOCO | Internal | Summer | B1 | 10 | 900 | 0 | 103.87 | 97.87 | 8 | 0
2015 | FRCC_2_SOCO | FRCC | SOCO | Internal | Summer | B2 | 25 | 900 | 0 | 103.87 | 97.87 | 8 | 0
2015 | FRCC_2_SOCO | FRCC | SOCO | Internal | Summer | B3 | 75 | 900 | 0 | 103.87 | 97.87 | 8 | 0
2015 | FRCC_2_SOCO | FRCC | SOCO | Internal | Summer | B4 | 100 | 900 | 0 | 103.87 | 97.79 | 8 | 0
2015 | FRCC_2_SOCO | FRCC | SOCO | Internal | Summer | B5 | 200 | 900 | 0 | 98.25 | 88.25 | 8 | 0
2015 | FRCC_2_SOCO | FRCC | SOCO | Internal | Summer | B6 | 300 | 900 | 0 | 84.03 | 74.03 | 8 | 0
2015 | FRCC_2_SOCO | FRCC | SOCO | Internal | Summer | B7 | 400 | 900 | 0 | 66.21 | 67.05 | 8 | 0
2015 | FRCC_2_SOCO | FRCC | SOCO | Internal | Summer | B8 | 500 | 900 | 0 | 66.21 | 66.57 | 8 | 0
2015 | FRCC_2_SOCO | FRCC | SOCO | Internal | Summer | B9 | 800 | 900 | 0 | 63.46 | 60.67 | 8 | 0
2015 | FRCC_2_SOCO | FRCC | SOCO | Internal | Summer | B10 | 1262 | 900 | 0 | 63.46 | 58.55 | 8 | 0
2015 | FRCC_2_SOCO | FRCC | SOCO | Internal | Winter | B16 | 25 | 900 | 0 | 78.72 | 82.97 | 8 | 0
2015 | FRCC_2_SOCO | FRCC | SOCO | Internal | Winter | B17 | 100 | 900 | 0 | 67.86 | 66.57 | 8 | 0
2015 | FRCC_2_SOCO | FRCC | SOCO | Internal | Winter | B18 | 400 | 900 | 0 | 66.15 | 62.11 | 8 | 0
2015 | FRCC_2_SOCO | FRCC | SOCO | Internal | Winter | B19 | 700 | 900 | 0 | 66.15 | 62.11 | 8 | 0
2015 | FRCC_2_SOCO | FRCC | SOCO | Internal | Winter | B20 | 935 | 900 | 0 | 66.15 | 62.11 | 8 | 0
2015 | HQ_NEISO_2_NEISO | HQ_NEISO | NEISO | Internal | Shoulder | B11 | 25 | 99999 | 2920 | 55.81 | 55.82 | 0.01 | 0
2015 | HQ_NEISO_2_NEISO | HQ_NEISO | NEISO | Internal | Shoulder | B12 | 200 | 99999 | 2920 | 55.81 | 55.82 | 0.01 | 0
2015 | HQ_NEISO_2_NEISO | HQ_NEISO | NEISO | Internal | Shoulder | B13 | 600 | 99999 | 2920 | 55.81 | 55.82 | 0.01 | 0
2015 | HQ_NEISO_2_NEISO | HQ_NEISO | NEISO | Internal | Shoulder | B14 | 900 | 99999 | 2920 | 55.81 | 55.82 | 0.01 | 0
2015 | HQ_NEISO_2_NEISO | HQ_NEISO | NEISO | Internal | Shoulder | B15 | 1203 | 99999 | 1143.24 | 55.81 | 55.82 | 0.01 | 0
2015 | HQ_NEISO_2_NEISO | HQ_NEISO | NEISO | Internal | Summer | B1 | 10 | 99999 | 2920.09 | 88.47 | 88.48 | 0.01 | 0
2015 | HQ_NEISO_2_NEISO | HQ_NEISO | NEISO | Internal | Summer | B2 | 25 | 99999 | 2920.09 | 84.51 | 84.53 | 0.01 | 0
2015 | HQ_NEISO_2_NEISO | HQ_NEISO | NEISO | Internal | Summer | B3 | 75 | 99999 | 2920 | 73.73 | 73.74 | 0.01 | 0
2015 | HQ_NEISO_2_NEISO | HQ_NEISO | NEISO | Internal | Summer | B4 | 100 | 99999 | 2920 | 70.45 | 70.46 | 0.01 | 0
2015 | HQ_NEISO_2_NEISO | HQ_NEISO | NEISO | Internal | Summer | B5 | 200 | 99999 | 2920 | 58.46 | 58.47 | 0.01 | 0
2015 | HQ_NEISO_2_NEISO | HQ_NEISO | NEISO | Internal | Summer | B6 | 300 | 99999 | 2920 | 53.12 | 53.13 | 0.01 | 0
2015 | HQ_NEISO_2_NEISO | HQ_NEISO | NEISO | Internal | Summer | B7 | 400 | 99999 | 2920 | 53.12 | 53.13 | 0.01 | 0
2015 | HQ_NEISO_2_NEISO | HQ_NEISO | NEISO | Internal | Summer | B8 | 500 | 99999 | 2920 | 53.12 | 53.13 | 0.01 | 0
2015 | HQ_NEISO_2_NEISO | HQ_NEISO | NEISO | Internal | Summer | B9 | 800 | 99999 | 2920 | 53.12 | 53.13 | 0.01 | 0
2015 | HQ_NEISO_2_NEISO | HQ_NEISO | NEISO | Internal | Summer | B10 | 1262 | 99999 | 795.94 | 53.12 | 53.13 | 0.01 | 0
2015 | HQ_NEISO_2_NEISO | HQ_NEISO | NEISO | Internal | Winter | B16 | 25 | 99999 | 2920 | 64.21 | 64.22 | 0.01 | 0
2015 | HQ_NEISO_2_NEISO | HQ_NEISO | NEISO | Internal | Winter | B17 | 100 | 99999 | 2920 | 64.21 | 64.22 | 0.01 | 0
2015 | HQ_NEISO_2_NEISO | HQ_NEISO | NEISO | Internal | Winter | B18 | 400 | 99999 | 2920 | 64.21 | 64.22 | 0.01 | 0
2015 | HQ_NEISO_2_NEISO | HQ_NEISO | NEISO | Internal | Winter | B19 | 700 | 99999 | 2920 | 64.21 | 64.22 | 0.01 | 0
2015 | HQ_NEISO_2_NEISO | HQ_NEISO | NEISO | Internal | Winter | B20 | 935 | 99999 | 1233.58 | 64.21 | 64.22 | 0.01 | 0
2015 | HQ_NY_2_NYISO_A-F | HQ_NY | NYISO_A-F | Internal | Shoulder | B11 | 25 | 99999 | 1000 | 60.52 | 60.53 | 0.01 | 0
2015 | HQ_NY_2_NYISO_A-F | HQ_NY | NYISO_A-F | Internal | Shoulder | B12 | 200 | 99999 | 1000 | 58.8 | 58.81 | 0.01 | 0
2015 | HQ_NY_2_NYISO_A-F | HQ_NY | NYISO_A-F | Internal | Shoulder | B13 | 600 | 99999 | 1000 | 58.79 | 58.8 | 0.01 | 0
2015 | HQ_NY_2_NYISO_A-F | HQ_NY | NYISO_A-F | Internal | Shoulder | B14 | 900 | 99999 | 1000 | 57.81 | 57.82 | 0.01 | 0
2015 | HQ_NY_2_NYISO_A-F | HQ_NY | NYISO_A-F | Internal | Shoulder | B15 | 1203 | 99999 | 188.69 | 57.81 | 57.82 | 0.01 | 0
2015 | HQ_NY_2_NYISO_A-F | HQ_NY | NYISO_A-F | Internal | Summer | B1 | 10 | 99999 | 1000.09 | 85.47 | 85.48 | 0.01 | 0
2015 | HQ_NY_2_NYISO_A-F | HQ_NY | NYISO_A-F | Internal | Summer | B2 | 25 | 99999 | 1000.01 | 81.51 | 81.53 | 0.01 | 0
2015 | HQ_NY_2_NYISO_A-F | HQ_NY | NYISO_A-F | Internal | Summer | B3 | 75 | 99999 | 1000 | 76.73 | 76.74 | 0.01 | 0
2015 | HQ_NY_2_NYISO_A-F | HQ_NY | NYISO_A-F | Internal | Summer | B4 | 100 | 99999 | 1000 | 73.45 | 73.46 | 0.01 | 0
2015 | HQ_NY_2_NYISO_A-F | HQ_NY | NYISO_A-F | Internal | Summer | B5 | 200 | 99999 | 1000 | 67.25 | 67.26 | 0.01 | 0
2015 | HQ_NY_2_NYISO_A-F | HQ_NY | NYISO_A-F | Internal | Summer | B6 | 300 | 99999 | 1000 | 57.83 | 57.84 | 0.01 | 0
2015 | HQ_NY_2_NYISO_A-F | HQ_NY | NYISO_A-F | Internal | Summer | B7 | 400 | 99999 | 1000 | 57.45 | 57.46 | 0.01 | 0
2015 | HQ_NY_2_NYISO_A-F | HQ_NY | NYISO_A-F | Internal | Summer | B8 | 500 | 99999 | 1000 | 56.1 | 56.12 | 0.01 | 0
2015 | HQ_NY_2_NYISO_A-F | HQ_NY | NYISO_A-F | Internal | Summer | B9 | 800 | 99999 | 1000 | 56.02 | 56.03 | 0.01 | 0
2015 | HQ_NY_2_NYISO_A-F | HQ_NY | NYISO_A-F | Internal | Summer | B10 | 1262 | 99999 | 30.11 | 56.02 | 56.03 | 0.01 | 0
2015 | HQ_NY_2_NYISO_A-F | HQ_NY | NYISO_A-F | Internal | Winter | B16 | 25 | 99999 | 1000 | 67.63 | 67.64 | 0.01 | 0
2015 | HQ_NY_2_NYISO_A-F | HQ_NY | NYISO_A-F | Internal | Winter | B17 | 100 | 99999 | 1000 | 61.58 | 61.59 | 0.01 | 0
2015 | HQ_NY_2_NYISO_A-F | HQ_NY | NYISO_A-F | Internal | Winter | B18 | 400 | 99999 | 1000 | 61.58 | 61.59 | 0.01 | 0
2015 | HQ_NY_2_NYISO_A-F | HQ_NY | NYISO_A-F | Internal | Winter | B19 | 700 | 99999 | 1000 | 61.58 | 61.59 | 0.01 | 0
2015 | HQ_NY_2_NYISO_A-F | HQ_NY | NYISO_A-F | Internal | Winter | B20 | 935 | 99999 | 229.95 | 61.58 | 61.59 | 0.01 | 0
2015 | HQ_IESO_2_IESO | HQ_IESO | IESO | Internal | Shoulder | B11 | 25 | 99999 | 400 | 47.63 | 47.64 | 0.01 | 0
2015 | HQ_IESO_2_IESO | HQ_IESO | IESO | Internal | Shoulder | B12 | 200 | 99999 | 400 | 47.63 | 47.64 | 0.01 | 0
2015 | HQ_IESO_2_IESO | HQ_IESO | IESO | Internal | Shoulder | B13 | 600 | 99999 | 400 | 47.63 | 47.64 | 0.01 | 0
2015 | HQ_IESO_2_IESO | HQ_IESO | IESO | Internal | Shoulder | B14 | 900 | 99999 | 400 | 47.63 | 47.64 | 0.01 | 0
2015 | HQ_IESO_2_IESO | HQ_IESO | IESO | Internal | Shoulder | B15 | 1203 | 99999 | 75.48 | 47.63 | 47.64 | 0.01 | 0
2015 | HQ_IESO_2_IESO | HQ_IESO | IESO | Internal | Summer | B1 | 10 | 99999 | 400 | 78.85 | 78.86 | 0.01 | 0
2015 | HQ_IESO_2_IESO | HQ_IESO | IESO | Internal | Summer | B2 | 25 | 99999 | 400 | 74.51 | 74.53 | 0.01 | 0
2015 | HQ_IESO_2_IESO | HQ_IESO | IESO | Internal | Summer | B3 | 75 | 99999 | 400 | 69.73 | 69.74 | 0.01 | 0
2015 | HQ_IESO_2_IESO | HQ_IESO | IESO | Internal | Summer | B4 | 100 | 99999 | 400 | 53.27 | 53.29 | 0.01 | 0
2015 | HQ_IESO_2_IESO | HQ_IESO | IESO | Internal | Summer | B5 | 200 | 99999 | 400 | 48.28 | 48.29 | 0.01 | 0
2015 | HQ_IESO_2_IESO | HQ_IESO | IESO | Internal | Summer | B6 | 300 | 99999 | 400 | 48.28 | 48.29 | 0.01 | 0
2015 | HQ_IESO_2_IESO | HQ_IESO | IESO | Internal | Summer | B7 | 400 | 99999 | 400 | 48.28 | 48.29 | 0.01 | 0
2015 | HQ_IESO_2_IESO | HQ_IESO | IESO | Internal | Summer | B8 | 500 | 99999 | 400 | 46.14 | 46.15 | 0.01 | 0
2015 | HQ_IESO_2_IESO | HQ_IESO | IESO | Internal | Summer | B9 | 800 | 99999 | 400 | 46.14 | 46.15 | 0.01 | 0
2015 | HQ_IESO_2_IESO | HQ_IESO | IESO | Internal | Summer | B10 | 1262 | 99999 | 12.04 | 46.14 | 46.15 | 0.01 | 0
2015 | HQ_IESO_2_IESO | HQ_IESO | IESO | Internal | Winter | B16 | 25 | 99999 | 400 | 51.85 | 51.86 | 0.01 | 0
2015 | HQ_IESO_2_IESO | HQ_IESO | IESO | Internal | Winter | B17 | 100 | 99999 | 400 | 51.85 | 51.86 | 0.01 | 0
2015 | HQ_IESO_2_IESO | HQ_IESO | IESO | Internal | Winter | B18 | 400 | 99999 | 400 | 49.34 | 49.35 | 0.01 | 0
2015 | HQ_IESO_2_IESO | HQ_IESO | IESO | Internal | Winter | B19 | 700 | 99999 | 400 | 49.34 | 49.35 | 0.01 | 0
2015 | HQ_IESO_2_IESO | HQ_IESO | IESO | Internal | Winter | B20 | 935 | 99999 | 91.98 | 49.34 | 49.35 | 0.01 | 0
2015 | IESO_2_MAPP_CA | IESO | MAPP_CA | Internal | Shoulder | B11 | 25 | 262 | 262 | 47.64 | 70.65 | 7 | 16.02
2015 | IESO_2_MAPP_CA | IESO | MAPP_CA | Internal | Shoulder | B12 | 200 | 262 | 262 | 47.64 | 62.73 | 7 | 8.09
2015 | IESO_2_MAPP_CA | IESO | MAPP_CA | Internal | Shoulder | B13 | 600 | 262 | 262 | 47.64 | 57.65 | 7 | 3.02
2015 | IESO_2_MAPP_CA | IESO | MAPP_CA | Internal | Shoulder | B14 | 900 | 262 | 262 | 47.64 | 55.77 | 7 | 1.13
2015 | IESO_2_MAPP_CA | IESO | MAPP_CA | Internal | Shoulder | B15 | 1203 | 262 | 262 | 47.64 | 55.77 | 7 | 1.13
2015 | IESO_2_MAPP_CA | IESO | MAPP_CA | Internal | Summer | B1 | 10 | 262 | 0 | 78.86 | 75.73 | 7 | 0
2015 | IESO_2_MAPP_CA | IESO | MAPP_CA | Internal | Summer | B2 | 25 | 262 | 0 | 74.53 | 76.56 | 7 | 0
2015 | IESO_2_MAPP_CA | IESO | MAPP_CA | Internal | Summer | B3 | 75 | 262 | 24.39 | 69.74 | 76.74 | 7 | 0
2015 | IESO_2_MAPP_CA | IESO | MAPP_CA | Internal | Summer | B4 | 100 | 262 | 262 | 53.29 | 75.73 | 7 | 15.44
2015 | IESO_2_MAPP_CA | IESO | MAPP_CA | Internal | Summer | B5 | 200 | 262 | 262 | 48.29 | 71.14 | 7 | 15.84
2015 | IESO_2_MAPP_CA | IESO | MAPP_CA | Internal | Summer | B6 | 300 | 262 | 262 | 48.29 | 67 | 7 | 11.71
2015 | IESO_2_MAPP_CA | IESO | MAPP_CA | Internal | Summer | B7 | 400 | 262 | 262 | 48.29 | 57.17 | 7 | 1.88
2015 | IESO_2_MAPP_CA | IESO | MAPP_CA | Internal | Summer | B8 | 500 | 262 | 240.17 | 46.15 | 53.15 | 7 | 0
2015 | IESO_2_MAPP_CA | IESO | MAPP_CA | Internal | Summer | B9 | 800 | 262 | 230.17 | 46.15 | 53.15 | 7 | 0
2015 | IESO_2_MAPP_CA | IESO | MAPP_CA | Internal | Summer | B10 | 1262 | 262 | 239.98 | 46.15 | 53.15 | 7 | 0
2015 | IESO_2_MAPP_CA | IESO | MAPP_CA | Internal | Winter | B16 | 25 | 262 | 262 | 51.86 | 74.95 | 7 | 16.09
2015 | IESO_2_MAPP_CA | IESO | MAPP_CA | Internal | Winter | B17 | 100 | 262 | 262 | 51.86 | 65.73 | 7 | 6.87
2015 | IESO_2_MAPP_CA | IESO | MAPP_CA | Internal | Winter | B18 | 400 | 262 | 262 | 49.35 | 58.5 | 7 | 2.14
2015 | IESO_2_MAPP_CA | IESO | MAPP_CA | Internal | Winter | B19 | 700 | 262 | 261.99 | 49.35 | 56.38 | 7 | 0.02
2015 | IESO_2_MAPP_CA | IESO | MAPP_CA | Internal | Winter | B20 | 935 | 262 | 261.99 | 49.35 | 56.38 | 7 | 0.02
2015 | IESO_2_MISO_MI | IESO | MISO_MI | Internal | Shoulder | B11 | 25 | 2591 | 2591 | 47.64 | 73.66 | 7 | 19.03
2015 | IESO_2_MISO_MI | IESO | MISO_MI | Internal | Shoulder | B12 | 200 | 2591 | 2591 | 47.64 | 62.75 | 7 | 8.12
2015 | IESO_2_MISO_MI | IESO | MISO_MI | Internal | Shoulder | B13 | 600 | 2591 | 2591 | 47.64 | 57.68 | 7 | 3.04
2015 | IESO_2_MISO_MI | IESO | MISO_MI | Internal | Shoulder | B14 | 900 | 2591 | 2591 | 47.64 | 55.79 | 7 | 1.16
2015 | IESO_2_MISO_MI | IESO | MISO_MI | Internal | Shoulder | B15 | 1203 | 2591 | 1748.22 | 47.64 | 54.64 | 7 | 0
2015 | IESO_2_MISO_MI | IESO | MISO_MI | Internal | Summer | B1 | 10 | 2591 | 2591 | 78.86 | 91.48 | 7 | 5.62
2015 | IESO_2_MISO_MI | IESO | MISO_MI | Internal | Summer | B2 | 25 | 2591 | 2591 | 74.53 | 87.51 | 7 | 5.99
2015 | IESO_2_MISO_MI | IESO | MISO_MI | Internal | Summer | B3 | 75 | 2591 | 2591 | 69.74 | 86.7 | 7 | 9.95
2015 | IESO_2_MISO_MI | IESO | MISO_MI | Internal | Summer | B4 | 100 | 2591 | 2591 | 53.29 | 80.79 | 7 | 20.51
2015 | IESO_2_MISO_MI | IESO | MISO_MI | Internal | Summer | B5 | 200 | 2591 | 2591 | 48.29 | 73.25 | 7 | 17.95
2015 | IESO_2_MISO_MI | IESO | MISO_MI | Internal | Summer | B6 | 300 | 2591 | 2591 | 48.29 | 65.59 | 7 | 10.3
2015 | IESO_2_MISO_MI | IESO | MISO_MI | Internal | Summer | B7 | 400 | 2591 | 2591 | 48.29 | 56.51 | 7 | 1.22
2015 | IESO_2_MISO_MI | IESO | MISO_MI | Internal | Summer | B8 | 500 | 2591 | 2591 | 46.15 | 53.85 | 7 | 0.7
2015 | IESO_2_MISO_MI | IESO | MISO_MI | Internal | Summer | B9 | 800 | 2591 | 2591 | 46.15 | 53.25 | 7 | 0.1
2015 | IESO_2_MISO_MI | IESO | MISO_MI | Internal | Summer | B10 | 1262 | 2591 | 68.78 | 46.15 | 53.15 | 7 | 0
2015 | IESO_2_MISO_MI | IESO | MISO_MI | Internal | Winter | B16 | 25 | 2591 | 2591 | 51.86 | 74.97 | 7 | 16.1
2015 | IESO_2_MISO_MI | IESO | MISO_MI | Internal | Winter | B17 | 100 | 2591 | 2591 | 51.86 | 65.74 | 7 | 6.88
2015 | IESO_2_MISO_MI | IESO | MISO_MI | Internal | Winter | B18 | 400 | 2591 | 2591 | 49.35 | 58.51 | 7 | 2.15
2015 | IESO_2_MISO_MI | IESO | MISO_MI | Internal | Winter | B19 | 700 | 2591 | 1408.72 | 49.35 | 56.35 | 7 | 0
2015 | IESO_2_MISO_MI | IESO | MISO_MI | Internal | Winter | B20 | 935 | 2591 | 0 | 49.35 | 53.98 | 7 | 0
2015 | IESO_2_MISO_W | IESO | MISO_W | Internal | Shoulder | B11 | 25 | 207 | 207 | 47.64 | 77.66 | 7 | 23.03
2015 | IESO_2_MISO_W | IESO | MISO_W | Internal | Shoulder | B12 | 200 | 207 | 207 | 47.64 | 62.74 | 7 | 8.1
2015 | IESO_2_MISO_W | IESO | MISO_W | Internal | Shoulder | B13 | 600 | 207 | 207 | 47.64 | 57.66 | 7 | 3.03
2015 | IESO_2_MISO_W | IESO | MISO_W | Internal | Shoulder | B14 | 900 | 207 | 207 | 47.64 | 55.78 | 7 | 1.14
2015 | IESO_2_MISO_W | IESO | MISO_W | Internal | Shoulder | B15 | 1203 | 207 | 206.98 | 47.64 | 54.65 | 7 | 0.01
2015 | IESO_2_MISO_W | IESO | MISO_W | Internal | Summer | B1 | 10 | 207 | 207 | 78.86 | 91.47 | 7 | 5.61
2015 | IESO_2_MISO_W | IESO | MISO_W | Internal | Summer | B2 | 25 | 207 | 207 | 74.53 | 88.73 | 7 | 7.2
2015 | IESO_2_MISO_W | IESO | MISO_W | Internal | Summer | B3 | 75 | 207 | 207 | 69.74 | 88.73 | 7 | 11.99
2015 | IESO_2_MISO_W | IESO | MISO_W | Internal | Summer | B4 | 100 | 207 | 207 | 53.29 | 84.79 | 7 | 24.51
2015 | IESO_2_MISO_W | IESO | MISO_W | Internal | Summer | B5 | 200 | 207 | 207 | 48.29 | 77.25 | 7 | 21.95
2015 | IESO_2_MISO_W | IESO | MISO_W | Internal | Summer | B6 | 300 | 207 | 207 | 48.29 | 67.02 | 7 | 11.72
2015 | IESO_2_MISO_W | IESO | MISO_W | Internal | Summer | B7 | 400 | 207 | 207 | 48.29 | 57.19 | 7 | 1.89
2015 | IESO_2_MISO_W | IESO | MISO_W | Internal | Summer | B8 | 500 | 207 | 207 | 46.15 | 53.84 | 7 | 0.69
2015 | IESO_2_MISO_W | IESO | MISO_W | Internal | Summer | B9 | 800 | 207 | 206.98 | 46.15 | 53.17 | 7 | 0.01
2015 | IESO_2_MISO_W | IESO | MISO_W | Internal | Summer | B10 | 1262 | 207 | 0 | 46.15 | 51.99 | 7 | 0
2015 | IESO_2_MISO_W | IESO | MISO_W | Internal | Winter | B16 | 25 | 207 | 207 | 51.86 | 74.97 | 7 | 16.1
2015 | IESO_2_MISO_W | IESO | MISO_W | Internal | Winter | B17 | 100 | 207 | 207 | 51.86 | 65.74 | 7 | 6.88
2015 | IESO_2_MISO_W | IESO | MISO_W | Internal | Winter | B18 | 400 | 207 | 207 | 49.35 | 58.51 | 7 | 2.15
2015 | IESO_2_MISO_W | IESO | MISO_W | Internal | Winter | B19 | 700 | 207 | 206.97 | 49.35 | 56.37 | 7 | 0.01
2015 | IESO_2_MISO_W | IESO | MISO_W | Internal | Winter | B20 | 935 | 207 | 0 | 49.35 | 53.96 | 7 | 0
2015 | IESO_2_NYISO_A-F | IESO | NYISO_A-F | Internal | Shoulder | B11 | 25 | 1725 | 1725 | 47.64 | 60.53 | 7 | 5.9
2015 | IESO_2_NYISO_A-F | IESO | NYISO_A-F | Internal | Shoulder | B12 | 200 | 1725 | 1725 | 47.64 | 58.81 | 7 | 4.17
2015 | IESO_2_NYISO_A-F | IESO | NYISO_A-F | Internal | Shoulder | B13 | 600 | 1725 | 1725 | 47.64 | 58.8 | 7 | 4.16
2015 | IESO_2_NYISO_A-F | IESO | NYISO_A-F | Internal | Shoulder | B14 | 900 | 1725 | 1725 | 47.64 | 57.82 | 7 | 3.18
2015 | IESO_2_NYISO_A-F | IESO | NYISO_A-F | Internal | Shoulder | B15 | 1203 | 1725 | 1725 | 47.64 | 57.82 | 7 | 3.18
2015 | IESO_2_NYISO_A-F | IESO | NYISO_A-F | Internal | Summer | B1 | 10 | 1725 | 0.07 | 78.86 | 85.48 | 7 | 0
2015 | IESO_2_NYISO_A-F | IESO | NYISO_A-F | Internal | Summer | B2 | 25 | 1725 | 447.59 | 74.53 | 81.53 | 7 | 0
2015 | IESO_2_NYISO_A-F | IESO | NYISO_A-F | Internal | Summer | B3 | 75 | 1725 | 1264.34 | 69.74 | 76.74 | 7 | 0
2015 | IESO_2_NYISO_A-F | IESO | NYISO_A-F | Internal | Summer | B4 | 100 | 1725 | 1725 | 53.29 | 73.46 | 7 | 13.17
2015 | IESO_2_NYISO_A-F | IESO | NYISO_A-F | Internal | Summer | B5 | 200 | 1725 | 1725 | 48.29 | 67.26 | 7 | 11.96
2015 | IESO_2_NYISO_A-F | IESO | NYISO_A-F | Internal | Summer | B6 | 300 | 1725 | 1725 | 48.29 | 57.84 | 7 | 2.55
2015 | IESO_2_NYISO_A-F | IESO | NYISO_A-F | Internal | Summer | B7 | 400 | 1725 | 1725 | 48.29 | 57.46 | 7 | 2.17
2015 | IESO_2_NYISO_A-F | IESO | NYISO_A-F | Internal | Summer | B8 | 500 | 1725 | 1725 | 46.15 | 56.12 | 7 | 2.96
2015 | IESO_2_NYISO_A-F | IESO | NYISO_A-F | Internal | Summer | B9 | 800 | 1725 | 1725 | 46.15 | 56.03 | 7 | 2.88
2015 | IESO_2_NYISO_A-F | IESO | NYISO_A-F | Internal | Summer | B10 | 1262 | 1725 | 1725 | 46.15 | 56.03 | 7 | 2.88
2015 | IESO_2_NYISO_A-F | IESO | NYISO_A-F | Internal | Winter | B16 | 25 | 1725 | 1725 | 51.86 | 67.64 | 7 | 8.78
2015 | IESO_2_NYISO_A-F | IESO | NYISO_A-F | Internal | Winter | B17 | 100 | 1725 | 1725 | 51.86 | 61.59 | 7 | 2.73
2015 | IESO_2_NYISO_A-F | IESO | NYISO_A-F | Internal | Winter | B18 | 400 | 1725 | 1725 | 49.35 | 61.59 | 7 | 5.23
2015 | IESO_2_NYISO_A-F | IESO | NYISO_A-F | Internal | Winter | B19 | 700 | 1725 | 1725 | 49.35 | 61.59 | 7 | 5.23
2015 | IESO_2_NYISO_A-F | IESO | NYISO_A-F | Internal | Winter | B20 | 935 | 1725 | 1725 | 49.35 | 61.59 | 7 | 5.23
2015 | MAPP_CA_2_IESO | MAPP_CA | IESO | Internal | Shoulder | B11 | 25 | 330 | 0 | 70.65 | 47.64 | 8 | 0
2015 | MAPP_CA_2_IESO | MAPP_CA | IESO | Internal | Shoulder | B12 | 200 | 330 | 0 | 62.73 | 47.64 | 8 | 0
2015 | MAPP_CA_2_IESO | MAPP_CA | IESO | Internal | Shoulder | B13 | 600 | 330 | 0 | 57.65 | 47.64 | 8 | 0
2015 | MAPP_CA_2_IESO | MAPP_CA | IESO | Internal | Shoulder | B14 | 900 | 330 | 0 | 55.77 | 47.64 | 8 | 0
2015 | MAPP_CA_2_IESO | MAPP_CA | IESO | Internal | Shoulder | B15 | 1203 | 330 | 0 | 55.77 | 47.64 | 8 | 0
2015 | MAPP_CA_2_IESO | MAPP_CA | IESO | Internal | Summer | B1 | 10 | 330 | 0 | 75.73 | 78.86 | 8 | 0
2015 | MAPP_CA_2_IESO | MAPP_CA | IESO | Internal | Summer | B2 | 25 | 330 | 0 | 76.56 | 74.53 | 8 | 0
2015 | MAPP_CA_2_IESO | MAPP_CA | IESO | Internal | Summer | B3 | 75 | 330 | 0 | 76.74 | 69.74 | 8 | 0
2015 | MAPP_CA_2_IESO | MAPP_CA | IESO | Internal | Summer | B4 | 100 | 330 | 0 | 75.73 | 53.29 | 8 | 0
2015 | MAPP_CA_2_IESO | MAPP_CA | IESO | Internal | Summer | B5 | 200 | 330 | 0 | 71.14 | 48.29 | 8 | 0
2015 | MAPP_CA_2_IESO | MAPP_CA | IESO | Internal | Summer | B6 | 300 | 330 | 0 | 67 | 48.29 | 8 | 0
2015 | MAPP_CA_2_IESO | MAPP_CA | IESO | Internal | Summer | B7 | 400 | 330 | 0 | 57.17 | 48.29 | 8 | 0
2015 | MAPP_CA_2_IESO | MAPP_CA | IESO | Internal | Summer | B8 | 500 | 330 | 0 | 53.15 | 46.15 | 8 | 0
2015 | MAPP_CA_2_IESO | MAPP_CA | IESO | Internal | Summer | B9 | 800 | 330 | 0 | 53.15 | 46.15 | 8 | 0
2015 | MAPP_CA_2_IESO | MAPP_CA | IESO | Internal | Summer | B10 | 1262 | 330 | 0 | 53.15 | 46.15 | 8 | 0
2015 | MAPP_CA_2_IESO | MAPP_CA | IESO | Internal | Winter | B16 | 25 | 330 | 0 | 74.95 | 51.86 | 8 | 0
2015 | MAPP_CA_2_IESO | MAPP_CA | IESO | Internal | Winter | B17 | 100 | 330 | 0 | 65.73 | 51.86 | 8 | 0
2015 | MAPP_CA_2_IESO | MAPP_CA | IESO | Internal | Winter | B18 | 400 | 330 | 0 | 58.5 | 49.35 | 8 | 0
2015 | MAPP_CA_2_IESO | MAPP_CA | IESO | Internal | Winter | B19 | 700 | 330 | 0 | 56.38 | 49.35 | 8 | 0
2015 | MAPP_CA_2_IESO | MAPP_CA | IESO | Internal | Winter | B20 | 935 | 330 | 0 | 56.38 | 49.35 | 8 | 0
2015 | MAPP_CA_2_MAPP_US | MAPP_CA | MAPP_US | Internal | Shoulder | B11 | 25 | 372 | 109.29 | 70.65 | 77.65 | 7 | 0
2015 | MAPP_CA_2_MAPP_US | MAPP_CA | MAPP_US | Internal | Shoulder | B12 | 200 | 372 | 0 | 62.73 | 59.03 | 7 | 0
2015 | MAPP_CA_2_MAPP_US | MAPP_CA | MAPP_US | Internal | Shoulder | B13 | 600 | 372 | 0 | 57.65 | 55.45 | 7 | 0
2015 | MAPP_CA_2_MAPP_US | MAPP_CA | MAPP_US | Internal | Shoulder | B14 | 900 | 372 | 0 | 55.77 | 55.45 | 7 | 0
2015 | MAPP_CA_2_MAPP_US | MAPP_CA | MAPP_US | Internal | Shoulder | B15 | 1203 | 372 | 0 | 55.77 | 55.45 | 7 | 0
2015 | MAPP_CA_2_MAPP_US | MAPP_CA | MAPP_US | Internal | Summer | B1 | 10 | 372 | 371.99 | 75.73 | 84.47 | 7 | 1.73
2015 | MAPP_CA_2_MAPP_US | MAPP_CA | MAPP_US | Internal | Summer | B2 | 25 | 372 | 371.99 | 76.56 | 84.38 | 7 | 0.82
2015 | MAPP_CA_2_MAPP_US | MAPP_CA | MAPP_US | Internal | Summer | B3 | 75 | 372 | 372 | 76.74 | 84.38 | 7 | 0.64
2015 | MAPP_CA_2_MAPP_US | MAPP_CA | MAPP_US | Internal | Summer | B4 | 100 | 372 | 235.12 | 75.73 | 82.73 | 7 | 0
2015 | MAPP_CA_2_MAPP_US | MAPP_CA | MAPP_US | Internal | Summer | B5 | 200 | 372 | 0 | 71.14 | 77.24 | 7 | 0
2015 | MAPP_CA_2_MAPP_US | MAPP_CA | MAPP_US | Internal | Summer | B6 | 300 | 372 | 0 | 67 | 67 | 7 | 0
2015 | MAPP_CA_2_MAPP_US | MAPP_CA | MAPP_US | Internal | Summer | B7 | 400 | 372 | 0 | 57.17 | 54.05 | 7 | 0
2015 | MAPP_CA_2_MAPP_US | MAPP_CA | MAPP_US | Internal | Summer | B8 | 500 | 372 | 0 | 53.15 | 52.68 | 7 | 0
2015 | MAPP_CA_2_MAPP_US | MAPP_CA | MAPP_US | Internal | Summer | B9 | 800 | 372 | 0 | 53.15 | 52.68 | 7 | 0
2015 | MAPP_CA_2_MAPP_US | MAPP_CA | MAPP_US | Internal | Summer | B10 | 1262 | 372 | 0 | 53.15 | 52.68 | 7 | 0
2015 | MAPP_CA_2_MAPP_US | MAPP_CA | MAPP_US | Internal | Winter | B16 | 25 | 372 | 0 | 74.95 | 67.97 | 7 | 0
2015 | MAPP_CA_2_MAPP_US | MAPP_CA | MAPP_US | Internal | Winter | B17 | 100 | 372 | 0 | 65.73 | 58.74 | 7 | 0
2015 | MAPP_CA_2_MAPP_US | MAPP_CA | MAPP_US | Internal | Winter | B18 | 400 | 372 | 0 | 58.5 | 58.09 | 7 | 0
2015 | MAPP_CA_2_MAPP_US | MAPP_CA | MAPP_US | Internal | Winter | B19 | 700 | 372 | 0 | 56.38 | 58.09 | 7 | 0
2015 | MAPP_CA_2_MAPP_US | MAPP_CA | MAPP_US | Internal | Winter | B20 | 935 | 372 | 0 | 56.38 | 58.09 | 7 | 0
2015 | MAPP_CA_2_MISO_W | MAPP_CA | MISO_W | Internal | Shoulder | B11 | 25 | 1970 | 1970 | 70.65 | 77.66 | 0.01 | 7
2015 | MAPP_CA_2_MISO_W | MAPP_CA | MISO_W | Internal | Shoulder | B12 | 200 | 1970 | 1695.28 | 62.73 | 62.74 | 0.01 | 0
2015 | MAPP_CA_2_MISO_W | MAPP_CA | MISO_W | Internal | Shoulder | B13 | 600 | 1970 | 1785.5 | 57.65 | 57.66 | 0.01 | 0
2015 | MAPP_CA_2_MISO_W | MAPP_CA | MISO_W | Internal | Shoulder | B14 | 900 | 1970 | 1361.48 | 55.77 | 55.78 | 0.01 | 0
2015 | MAPP_CA_2_MISO_W | MAPP_CA | MISO_W | Internal | Shoulder | B15 | 1203 | 1970 | 0 | 55.77 | 54.65 | 0.01 | 0
2015 | MAPP_CA_2_MISO_W | MAPP_CA | MISO_W | Internal | Summer | B1 | 10 | 1970 | 1970 | 75.73 | 91.47 | 0.01 | 15.72
2015 | MAPP_CA_2_MISO_W | MAPP_CA | MISO_W | Internal | Summer | B2 | 25 | 1970 | 1970 | 76.56 | 88.73 | 0.01 | 12.15
2015 | MAPP_CA_2_MISO_W | MAPP_CA | MISO_W | Internal | Summer | B3 | 75 | 1970 | 1970 | 76.74 | 88.73 | 0.01 | 11.97
2015 | MAPP_CA_2_MISO_W | MAPP_CA | MISO_W | Internal | Summer | B4 | 100 | 1970 | 1970 | 75.73 | 84.79 | 0.01 | 9.05
2015 | MAPP_CA_2_MISO_W | MAPP_CA | MISO_W | Internal | Summer | B5 | 200 | 1970 | 1970 | 71.14 | 77.25 | 0.01 | 6.1
2015 | MAPP_CA_2_MISO_W | MAPP_CA | MISO_W | Internal | Summer | B6 | 300 | 1970 | 1722.14 | 67 | 67.02 | 0.01 | 0
2015 | MAPP_CA_2_MISO_W | MAPP_CA | MISO_W | Internal | Summer | B7 | 400 | 1970 | 1851.35 | 57.17 | 57.19 | 0.01 | 0
2015 | MAPP_CA_2_MISO_W | MAPP_CA | MISO_W | Internal | Summer | B8 | 500 | 1970 | 1970 | 53.15 | 53.84 | 0.01 | 0.68
2015 | MAPP_CA_2_MISO_W | MAPP_CA | MISO_W | Internal | Summer | B9 | 800 | 1970 | 1418.21 | 53.15 | 53.17 | 0.01 | 0
2015 | MAPP_CA_2_MISO_W | MAPP_CA | MISO_W | Internal | Summer | B10 | 1262 | 1970 | 0 | 53.15 | 51.99 | 0.01 | 0
2015 | MAPP_CA_2_MISO_W | MAPP_CA | MISO_W | Internal | Winter | B16 | 25 | 1970 | 1261.67 | 74.95 | 74.97 | 0.01 | 0
2015 | MAPP_CA_2_MISO_W | MAPP_CA | MISO_W | Internal | Winter | B17 | 100 | 1970 | 560.32 | 65.73 | 65.74 | 0.01 | 0
2015 | MAPP_CA_2_MISO_W | MAPP_CA | MISO_W | Internal | Winter | B18 | 400 | 1970 | 662.05 | 58.5 | 58.51 | 0.01 | 0
2015 | MAPP_CA_2_MISO_W | MAPP_CA | MISO_W | Internal | Winter | B19 | 700 | 1970 | 0.01 | 56.38 | 56.37 | 0.01 | 0
2015 | MAPP_CA_2_MISO_W | MAPP_CA | MISO_W | Internal | Winter | B20 | 935 | 1970 | 0 | 56.38 | 53.96 | 0.01 | 0
2015 | MAPP_US_2_MAPP_CA | MAPP_US | MAPP_CA | Internal | Shoulder | B11 | 25 | 165 | 0 | 77.65 | 70.65 | 7 | 0
2015 | MAPP_US_2_MAPP_CA | MAPP_US | MAPP_CA | Internal | Shoulder | B12 | 200 | 165 | 0 | 59.03 | 62.73 | 7 | 0
2015 | MAPP_US_2_MAPP_CA | MAPP_US | MAPP_CA | Internal | Shoulder | B13 | 600 | 165 | 0 | 55.45 | 57.65 | 7 | 0
2015 | MAPP_US_2_MAPP_CA | MAPP_US | MAPP_CA | Internal | Shoulder | B14 | 900 | 165 | 0 | 55.45 | 55.77 | 7 | 0
2015 | MAPP_US_2_MAPP_CA | MAPP_US | MAPP_CA | Internal | Shoulder | B15 | 1203 | 165 | 0 | 55.45 | 55.77 | 7 | 0
2015 | MAPP_US_2_MAPP_CA | MAPP_US | MAPP_CA | Internal | Summer | B1 | 10 | 165 | 0 | 84.47 | 75.73 | 7 | 0
2015 | MAPP_US_2_MAPP_CA | MAPP_US | MAPP_CA | Internal | Summer | B2 | 25 | 165 | 0 | 84.38 | 76.56 | 7 | 0
2015 | MAPP_US_2_MAPP_CA | MAPP_US | MAPP_CA | Internal | Summer | B3 | 75 | 165 | 0 | 84.38 | 76.74 | 7 | 0
2015 | MAPP_US_2_MAPP_CA | MAPP_US | MAPP_CA | Internal | Summer | B4 | 100 | 165 | 0 | 82.73 | 75.73 | 7 | 0
2015 | MAPP_US_2_MAPP_CA | MAPP_US | MAPP_CA | Internal | Summer | B5 | 200 | 165 | 0 | 77.24 | 71.14 | 7 | 0
2015 | MAPP_US_2_MAPP_CA | MAPP_US | MAPP_CA | Internal | Summer | B6 | 300 | 165 | 0 | 67 | 67 | 7 | 0
2015 | MAPP_US_2_MAPP_CA | MAPP_US | MAPP_CA | Internal | Summer | B7 | 400 | 165 | 0 | 54.05 | 57.17 | 7 | 0
2015 | MAPP_US_2_MAPP_CA | MAPP_US | MAPP_CA | Internal | Summer | B8 | 500 | 165 | 0 | 52.68 | 53.15 | 7 | 0
2015 | MAPP_US_2_MAPP_CA | MAPP_US | MAPP_CA | Internal | Summer | B9 | 800 | 165 | 0 | 52.68 | 53.15 | 7 | 0
2015 | MAPP_US_2_MAPP_CA | MAPP_US | MAPP_CA | Internal | Summer | B10 | 1262 | 165 | 0 | 52.68 | 53.15 | 7 | 0
2015 | MAPP_US_2_MAPP_CA | MAPP_US | MAPP_CA | Internal | Winter | B16 | 25 | 165 | 0.67 | 67.97 | 74.95 | 7 | 0
2015 | MAPP_US_2_MAPP_CA | MAPP_US | MAPP_CA | Internal | Winter | B17 | 100 | 165 | 0.18 | 58.74 | 65.73 | 7 | 0
2015 | MAPP_US_2_MAPP_CA | MAPP_US | MAPP_CA | Internal | Winter | B18 | 400 | 165 | 0 | 58.09 | 58.5 | 7 | 0
2015 | MAPP_US_2_MAPP_CA | MAPP_US | MAPP_CA | Internal | Winter | B19 | 700 | 165 | 0 | 58.09 | 56.38 | 7 | 0
2015 | MAPP_US_2_MAPP_CA | MAPP_US | MAPP_CA | Internal | Winter | B20 | 935 | 165 | 0 | 58.09 | 56.38 | 7 | 0
2015 | MAPP_US_2_MISO_W | MAPP_US | MISO_W | Internal | Shoulder | B11 | 25 | 2635 | 0 | 77.65 | 77.66 | 7 | 0
2015 | MAPP_US_2_MISO_W | MAPP_US | MISO_W | Internal | Shoulder | B12 | 200 | 2635 | 0 | 59.03 | 62.74 | 7 | 0
2015 | MAPP_US_2_MISO_W | MAPP_US | MISO_W | Internal | Shoulder | B13 | 600 | 2635 | 0 | 55.45 | 57.66 | 7 | 0
2015 | MAPP_US_2_MISO_W | MAPP_US | MISO_W | Internal | Shoulder | B14 | 900 | 2635 | 0 | 55.45 | 55.78 | 7 | 0
2015 | MAPP_US_2_MISO_W | MAPP_US | MISO_W | Internal | Shoulder | B15 | 1203 | 2635 | 0 | 55.45 | 54.65 | 7 | 0
2015 | MAPP_US_2_MISO_W | MAPP_US | MISO_W | Internal | Summer | B1 | 10 | 2635 | 731.45 | 84.47 | 91.47 | 7 | 0
2015 | MAPP_US_2_MISO_W | MAPP_US | MISO_W | Internal | Summer | B2 | 25 | 2635 | 0 | 84.38 | 88.73 | 7 | 0
2015 | MAPP_US_2_MISO_W | MAPP_US | MISO_W | Internal | Summer | B3 | 75 | 2635 | 0 | 84.38 | 88.73 | 7 | 0
2015 | MAPP_US_2_MISO_W | MAPP_US | MISO_W | Internal | Summer | B4 | 100 | 2635 | 0 | 82.73 | 84.79 | 7 | 0
2015 | MAPP_US_2_MISO_W | MAPP_US | MISO_W | Internal | Summer | B5 | 200 | 2635 | 0 | 77.24 | 77.25 | 7 | 0
2015 | MAPP_US_2_MISO_W | MAPP_US | MISO_W | Internal | Summer | B6 | 300 | 2635 | 0 | 67 | 67.02 | 7 | 0
2015 | MAPP_US_2_MISO_W | MAPP_US | MISO_W | Internal | Summer | B7 | 400 | 2635 | 0 | 54.05 | 57.19 | 7 | 0
2015 | MAPP_US_2_MISO_W | MAPP_US | MISO_W | Internal | Summer | B8 | 500 | 2635 | 0 | 52.68 | 53.84 | 7 | 0
2015 | MAPP_US_2_MISO_W | MAPP_US | MISO_W | Internal | Summer | B9 | 800 | 2635 | 0 | 52.68 | 53.17 | 7 | 0
2015 | MAPP_US_2_MISO_W | MAPP_US | MISO_W | Internal | Summer | B10 | 1262 | 2635 | 0 | 52.68 | 51.99 | 7 | 0
2015 | MAPP_US_2_MISO_W | MAPP_US | MISO_W | Internal | Winter | B16 | 25 | 2635 | 383.63 | 67.97 | 74.97 | 7 | 0
2015 | MAPP_US_2_MISO_W | MAPP_US | MISO_W | Internal | Winter | B17 | 100 | 2635 | 686.23 | 58.74 | 65.74 | 7 | 0
2015 | MAPP_US_2_MISO_W | MAPP_US | MISO_W | Internal | Winter | B18 | 400 | 2635 | 0 | 58.09 | 58.51 | 7 | 0
2015 | MAPP_US_2_MISO_W | MAPP_US | MISO_W | Internal | Winter | B19 | 700 | 2635 | 0 | 58.09 | 56.37 | 7 | 0
2015 | MAPP_US_2_MISO_W | MAPP_US | MISO_W | Internal | Winter | B20 | 935 | 2635 | 0 | 58.09 | 53.96 | 7 | 0
2015 | MAPP_US_2_NE | MAPP_US | NE | Internal | Shoulder | B11 | 25 | 2000 | 1419.91 | 77.65 | 84.65 | 7 | 0
2015 | MAPP_US_2_NE | MAPP_US | NE | Internal | Shoulder | B12 | 200 | 2000 | 835.34 | 59.03 | 66.03 | 7 | 0
2015 | MAPP_US_2_NE | MAPP_US | NE | Internal | Shoulder | B13 | 600 | 2000 | 0 | 55.45 | 62.04 | 7 | 0
2015 | MAPP_US_2_NE | MAPP_US | NE | Internal | Shoulder | B14 | 900 | 2000 | 0 | 55.45 | 60.04 | 7 | 0
2015 | MAPP_US_2_NE | MAPP_US | NE | Internal | Shoulder | B15 | 1203 | 2000 | 0 | 55.45 | 57.38 | 7 | 0
2015 | MAPP_US_2_NE | MAPP_US | NE | Internal | Summer | B1 | 10 | 2000 | 505.76 | 84.47 | 91.47 | 7 | 0
2015 | MAPP_US_2_NE | MAPP_US | NE | Internal | Summer | B2 | 25 | 2000 | 1273.95 | 84.38 | 91.38 | 7 | 0
2015 | MAPP_US_2_NE | MAPP_US | NE | Internal | Summer | B3 | 75 | 2000 | 1244.83 | 84.38 | 91.38 | 7 | 0
2015 | MAPP_US_2_NE | MAPP_US | NE | Internal | Summer | B4 | 100 | 2000 | 1347.31 | 82.73 | 89.73 | 7 | 0
2015 | MAPP_US_2_NE | MAPP_US | NE | Internal | Summer | B5 | 200 | 2000 | 811.26 | 77.24 | 84.24 | 7 | 0
2015 | MAPP_US_2_NE | MAPP_US | NE | Internal | Summer | B6 | 300 | 2000 | 1043.17 | 67 | 74 | 7 | 0
2015 | MAPP_US_2_NE | MAPP_US | NE | Internal | Summer | B7 | 400 | 2000 | 1138.15 | 54.05 | 61.05 | 7 | 0
2015 | MAPP_US_2_NE | MAPP_US | NE | Internal | Summer | B8 | 500 | 2000 | 739.44 | 52.68 | 59.68 | 7 | 0
2015 | MAPP_US_2_NE | MAPP_US | NE | Internal | Summer | B9 | 800 | 2000 | 0 | 52.68 | 58.69 | 7 | 0
2015 | MAPP_US_2_NE | MAPP_US | NE | Internal | Summer | B10 | 1262 | 2000 | 0 | 52.68 | 56.1 | 7 | 0
2015 | MAPP_US_2_NE | MAPP_US | NE | Internal | Winter | B16 | 25 | 2000 | 691.34 | 67.97 | 74.97 | 7 | 0
2015 | MAPP_US_2_NE | MAPP_US | NE | Internal | Winter | B17 | 100 | 2000 | 0 | 58.74 | 64.7 | 7 | 0
2015 | MAPP_US_2_NE | MAPP_US | NE | Internal | Winter | B18 | 400 | 2000 | 0 | 58.09 | 62.61 | 7 | 0
2015 | MAPP_US_2_NE | MAPP_US | NE | Internal | Winter | B19 | 700 | 2000 | 0 | 58.09 | 59.85 | 7 | 0
2015 | MAPP_US_2_NE | MAPP_US | NE | Internal | Winter | B20 | 935 | 2000 | 0 | 58.09 | 59.85 | 7 | 0
2015 | MARITIMES_2_NEISO | MARITIMES | NEISO | Internal | Shoulder | B11 | 25 | 99999 | 1400 | 55.81 | 55.82 | 0.01 | 0
2015 | MARITIMES_2_NEISO | MARITIMES | NEISO | Internal | Shoulder | B12 | 200 | 99999 | 1400 | 55.81 | 55.82 | 0.01 | 0
2015 | MARITIMES_2_NEISO | MARITIMES | NEISO | Internal | Shoulder | B13 | 600 | 99999 | 1400 | 55.81 | 55.82 | 0.01 | 0
2015 | MARITIMES_2_NEISO | MARITIMES | NEISO | Internal | Shoulder | B14 | 900 | 99999 | 1400 | 55.81 | 55.82 | 0.01 | 0
2015 | MARITIMES_2_NEISO | MARITIMES | NEISO | Internal | Shoulder | B15 | 1203 | 99999 | 426.43 | 55.81 | 55.82 | 0.01 | 0
2015 | MARITIMES_2_NEISO | MARITIMES | NEISO | Internal | Summer | B1 | 10 | 99999 | 1400.09 | 88.47 | 88.48 | 0.01 | 0
2015 | MARITIMES_2_NEISO | MARITIMES | NEISO | Internal | Summer | B2 | 25 | 99999 | 1400.09 | 84.51 | 84.53 | 0.01 | 0
2015 | MARITIMES_2_NEISO | MARITIMES | NEISO | Internal | Summer | B3 | 75 | 99999 | 1400 | 73.73 | 73.74 | 0.01 | 0
2015 | MARITIMES_2_NEISO | MARITIMES | NEISO | Internal | Summer | B4 | 100 | 99999 | 1400 | 70.45 | 70.46 | 0.01 | 0
2015 | MARITIMES_2_NEISO | MARITIMES | NEISO | Internal | Summer | B5 | 200 | 99999 | 1400 | 58.46 | 58.47 | 0.01 | 0
2015 | MARITIMES_2_NEISO | MARITIMES | NEISO | Internal | Summer | B6 | 300 | 99999 | 1400 | 53.12 | 53.13 | 0.01 | 0
2015 | MARITIMES_2_NEISO | MARITIMES | NEISO | Internal | Summer | B7 | 400 | 99999 | 1400 | 53.12 | 53.13 | 0.01 | 0
2015 | MARITIMES_2_NEISO | MARITIMES | NEISO | Internal | Summer | B8 | 500 | 99999 | 1400 | 53.12 | 53.13 | 0.01 | 0
2015 | MARITIMES_2_NEISO | MARITIMES | NEISO | Internal | Summer | B9 | 800 | 99999 | 1400 | 53.12 | 53.13 | 0.01 | 0
2015 | MARITIMES_2_NEISO | MARITIMES | NEISO | Internal | Summer | B10 | 1262 | 99999 | 236.13 | 53.12 | 53.13 | 0.01 | 0
2015 | MARITIMES_2_NEISO | MARITIMES | NEISO | Internal | Winter | B16 | 25 | 99999 | 1400 | 64.21 | 64.22 | 0.01 | 0
2015 | MARITIMES_2_NEISO | MARITIMES | NEISO | Internal | Winter | B17 | 100 | 99999 | 1400 | 64.21 | 64.22 | 0.01 | 0
2015 | MARITIMES_2_NEISO | MARITIMES | NEISO | Internal | Winter | B18 | 400 | 99999 | 1400 | 64.21 | 64.22 | 0.01 | 0
2015 | MARITIMES_2_NEISO | MARITIMES | NEISO | Internal | Winter | B19 | 700 | 99999 | 1400 | 64.21 | 64.22 | 0.01 | 0
2015 | MARITIMES_2_NEISO | MARITIMES | NEISO | Internal | Winter | B20 | 935 | 99999 | 475.94 | 64.21 | 64.22 | 0.01 | 0
2015 | MISO_IN_2_MISO_MI | MISO_IN | MISO_MI | Internal | Shoulder | B11 | 25 | 5768 | 0 | 77.67 | 73.66 | 0.01 | 0
2015 | MISO_IN_2_MISO_MI | MISO_IN | MISO_MI | Internal | Shoulder | B12 | 200 | 5768 | 0.05 | 62.77 | 62.75 | 0.01 | 0
2015 | MISO_IN_2_MISO_MI | MISO_IN | MISO_MI | Internal | Shoulder | B13 | 600 | 5768 | 0.02 | 57.69 | 57.68 | 0.01 | 0
2015 | MISO_IN_2_MISO_MI | MISO_IN | MISO_MI | Internal | Shoulder | B14 | 900 | 5768 | 0.01 | 55.81 | 55.79 | 0.01 | 0
2015 | MISO_IN_2_MISO_MI | MISO_IN | MISO_MI | Internal | Shoulder | B15 | 1203 | 5768 | 0 | 54.65 | 54.64 | 0.01 | 0
2015 | MISO_IN_2_MISO_MI | MISO_IN | MISO_MI | Internal | Summer | B1 | 10 | 5768 | 0.83 | 91.49 | 91.48 | 0.01 | 0
2015 | MISO_IN_2_MISO_MI | MISO_IN | MISO_MI | Internal | Summer | B2 | 25 | 5768 | 0 | 88.75 | 87.51 | 0.01 | 0
2015 | MISO_IN_2_MISO_MI | MISO_IN | MISO_MI | Internal | Summer | B3 | 75 | 5768 | 0 | 88.75 | 86.7 | 0.01 | 0
2015 | MISO_IN_2_MISO_MI | MISO_IN | MISO_MI | Internal | Summer | B4 | 100 | 5768 | 0 | 84.79 | 80.79 | 0.01 | 0
2015 | MISO_IN_2_MISO_MI | MISO_IN | MISO_MI | Internal | Summer | B5 | 200 | 5768 | 0 | 77.24 | 73.25 | 0.01 | 0
2015 | MISO_IN_2_MISO_MI | MISO_IN | MISO_MI | Internal | Summer | B6 | 300 | 5768 | 0 | 66 | 65.59 | 0.01 | 0
2015 | MISO_IN_2_MISO_MI | MISO_IN | MISO_MI | Internal | Summer | B7 | 400 | 5768 | 0.03 | 56.52 | 56.51 | 0.01 | 0
2015 | MISO_IN_2_MISO_MI | MISO_IN | MISO_MI | Internal | Summer | B8 | 500 | 5768 | 0.02 | 53.87 | 53.85 | 0.01 | 0
2015 | MISO_IN_2_MISO_MI | MISO_IN | MISO_MI | Internal | Summer | B9 | 800 | 5768 | 237.04 | 53.24 | 53.25 | 0.01 | 0
2015 | MISO_IN_2_MISO_MI | MISO_IN | MISO_MI | Internal | Summer | B10 | 1262 | 5768 | 1603.78 | 53.14 | 53.15 | 0.01 | 0
2015 | MISO_IN_2_MISO_MI | MISO_IN | MISO_MI | Internal | Winter | B16 | 25 | 5768 | 0.21 | 74.99 | 74.97 | 0.01 | 0
2015 | MISO_IN_2_MISO_MI | MISO_IN | MISO_MI | Internal | Winter | B17 | 100 | 5768 | 0.1 | 65.76 | 65.74 | 0.01 | 0
2015 | MISO_IN_2_MISO_MI | MISO_IN | MISO_MI | Internal | Winter | B18 | 400 | 5768 | 0.03 | 58.52 | 58.51 | 0.01 | 0
2015 | MISO_IN_2_MISO_MI | MISO_IN | MISO_MI | Internal | Winter | B19 | 700 | 5768 | 0.02 | 56.37 | 56.35 | 0.01 | 0
2015 | MISO_IN_2_MISO_MI | MISO_IN | MISO_MI | Internal | Winter | B20 | 935 | 5768 | 880.08 | 53.97 | 53.98 | 0.01 | 0
2015 | MISO_IN_2_MISO_MO-IL | MISO_IN | MISO_MO-IL | Internal | Shoulder | B11 | 25 | 5000 | 95.84 | 77.67 | 77.68 | 0.01 | 0
2015 | MISO_IN_2_MISO_MO-IL | MISO_IN | MISO_MO-IL | Internal | Shoulder | B12 | 200 | 5000 | 0.05 | 62.77 | 62.75 | 0.01 | 0
2015 | MISO_IN_2_MISO_MO-IL | MISO_IN | MISO_MO-IL | Internal | Shoulder | B13 | 600 | 5000 | 0.02 | 57.69 | 57.68 | 0.01 | 0
2015 | MISO_IN_2_MISO_MO-IL | MISO_IN | MISO_MO-IL | Internal | Shoulder | B14 | 900 | 5000 | 0.01 | 55.81 | 55.79 | 0.01 | 0
2015 | MISO_IN_2_MISO_MO-IL | MISO_IN | MISO_MO-IL | Internal | Shoulder | B15 | 1203 | 5000 | 0 | 54.65 | 54.64 | 0.01 | 0
2015 | MISO_IN_2_MISO_MO-IL | MISO_IN | MISO_MO-IL | Internal | Summer | B1 | 10 | 5000 | 0.82 | 91.49 | 91.48 | 0.01 | 0
2015 | MISO_IN_2_MISO_MO-IL | MISO_IN | MISO_MO-IL | Internal | Summer | B2 | 25 | 5000 | 0.38 | 88.75 | 88.74 | 0.01 | 0
2015 | MISO_IN_2_MISO_MO-IL | MISO_IN | MISO_MO-IL | Internal | Summer | B3 | 75 | 5000 | 0.14 | 88.75 | 88.74 | 0.01 | 0
2015 | MISO_IN_2_MISO_MO-IL | MISO_IN | MISO_MO-IL | Internal | Summer | B4 | 100 | 5000 | 0.2 | 84.79 | 84.79 | 0.01 | 0
2015 | MISO_IN_2_MISO_MO-IL | MISO_IN | MISO_MO-IL | Internal | Summer | B5 | 200 | 5000 | 205.63 | 77.24 | 77.25 | 0.01 | 0
2015 | MISO_IN_2_MISO_MO-IL | MISO_IN | MISO_MO-IL | Internal | Summer | B6 | 300 | 5000 | 1617.74 | 66 | 66.02 | 0.01 | 0
2015 | MISO_IN_2_MISO_MO-IL | MISO_IN | MISO_MO-IL | Internal | Summer | B7 | 400 | 5000 | 725.39 | 56.52 | 56.53 | 0.01 | 0
2015 | MISO_IN_2_MISO_MO-IL | MISO_IN | MISO_MO-IL | Internal | Summer | B8 | 500 | 5000 | 0.02 | 53.87 | 53.85 | 0.01 | 0
2015 | MISO_IN_2_MISO_MO-IL | MISO_IN | MISO_MO-IL | Internal | Summer | B9 | 800 | 5000 | 0 | 53.24 | 53.18 | 0.01 | 0
2015 | MISO_IN_2_MISO_MO-IL | MISO_IN | MISO_MO-IL | Internal | Summer | B10 | 1262 | 5000 | 0 | 53.14 | 52 | 0.01 | 0
2015 | MISO_IN_2_MISO_MO-IL | MISO_IN | MISO_MO-IL | Internal | Winter | B16 | 25 | 5000 | 0.38 | 74.99 | 74.98 | 0.01 | 0
2015 | MISO_IN_2_MISO_MO-IL | MISO_IN | MISO_MO-IL | Internal | Winter | B17 | 100 | 5000 | 0.1 | 65.76 | 65.74 | 0.01 | 0
2015 | MISO_IN_2_MISO_MO-IL | MISO_IN | MISO_MO-IL | Internal | Winter | B18 | 400 | 5000 | 0.03 | 58.52 | 58.51 | 0.01 | 0
2015 | MISO_IN_2_MISO_MO-IL | MISO_IN | MISO_MO-IL | Internal | Winter | B19 | 700 | 5000 | 0.01 | 56.37 | 56.35 | 0.01 | 0
2015 | MISO_IN_2_MISO_MO-IL | MISO_IN | MISO_MO-IL | Internal | Winter | B20 | 935 | 5000 | 0.01 | 53.97 | 53.96 | 0.01 | 0
2015 | MISO_IN_2_NonRTO_Midwest | MISO_IN | NonRTO_Midwest | Internal | Shoulder | B11 | 25 | 4800 | 1002.04 | 77.67 | 85.67 | 8 | 0
2015 | MISO_IN_2_NonRTO_Midwest | MISO_IN | NonRTO_Midwest | Internal | Shoulder | B12 | 200 | 4800 | 555.9 | 62.77 | 70.77 | 8 | 0
2015 | MISO_IN_2_NonRTO_Midwest | MISO_IN | NonRTO_Midwest | Internal | Shoulder | B13 | 600 | 4800 | 0 | 57.69 | 65 | 8 | 0
2015 | MISO_IN_2_NonRTO_Midwest | MISO_IN | NonRTO_Midwest | Internal | Shoulder | B14 | 900 | 4800 | 0 | 55.81 | 56.77 | 8 | 0
2015 | MISO_IN_2_NonRTO_Midwest | MISO_IN | NonRTO_Midwest | Internal | Shoulder | B15 | 1203 | 4800 | 0 | 54.65 | 55.44 | 8 | 0
2015 | MISO_IN_2_NonRTO_Midwest | MISO_IN | NonRTO_Midwest | Internal | Summer | B1 | 10 | 4800 | 0 | 91.49 | 96.27 | 8 | 0
2015 | MISO_IN_2_NonRTO_Midwest | MISO_IN | NonRTO_Midwest | Internal | Summer | B2 | 25 | 4800 | 0.02 | 88.75 | 96.27 | 8 | 0
2015 | MISO_IN_2_NonRTO_Midwest | MISO_IN | NonRTO_Midwest | Internal | Summer | B3 | 75 | 4800 | 0 | 88.75 | 96.27 | 8 | 0
2015 | MISO_IN_2_NonRTO_Midwest | MISO_IN | NonRTO_Midwest | Internal | Summer | B4 | 100 | 4800 | 627.89 | 84.79 | 92.79 | 8 | 0
2015 | MISO_IN_2_NonRTO_Midwest | MISO_IN | NonRTO_Midwest | Internal | Summer | B5 | 200 | 4800 | 304.54 | 77.24 | 85.24 | 8 | 0
2015 | MISO_IN_2_NonRTO_Midwest | MISO_IN | NonRTO_Midwest | Internal | Summer | B6 | 300 | 4800 | 0 | 66 | 58 | 8 | 0
2015 | MISO_IN_2_NonRTO_Midwest | MISO_IN | NonRTO_Midwest | Internal | Summer | B7 | 400 | 4800 | 0 | 56.52 | 56.77 | 8 | 0
2015 | MISO_IN_2_NonRTO_Midwest | MISO_IN | NonRTO_Midwest | Internal | Summer | B8 | 500 | 4800 | 0 | 53.87 | 56.5 | 8 | 0
2015 | MISO_IN_2_NonRTO_Midwest | MISO_IN | NonRTO_Midwest | Internal | Summer | B9 | 800 | 4800 | 0 | 53.24 | 55.44 | 8 | 0
2015 | MISO_IN_2_NonRTO_Midwest | MISO_IN | NonRTO_Midwest | Internal | Summer | B10 | 1262 | 4800 | 0 | 53.14 | 54.1 | 8 | 0
2015 | MISO_IN_2_NonRTO_Midwest | MISO_IN | NonRTO_Midwest | Internal | Winter | B16 | 25 | 4800 | 2014.65 | 74.99 | 82.99 | 8 | 0
2015 | MISO_IN_2_NonRTO_Midwest | MISO_IN | NonRTO_Midwest | Internal | Winter | B17 | 100 | 4800 | 874.44 | 65.76 | 73.76 | 8 | 0
2015 | MISO_IN_2_NonRTO_Midwest | MISO_IN | NonRTO_Midwest | Internal | Winter | B18 | 400 | 4800 | 93.41 | 58.52 | 66.52 | 8 | 0
2015 | MISO_IN_2_NonRTO_Midwest | MISO_IN | NonRTO_Midwest | Internal | Winter | B19 | 700 | 4800 | 0 | 56.37 | 56.77 | 8 | 0
2015 | MISO_IN_2_NonRTO_Midwest | MISO_IN | NonRTO_Midwest | Internal | Winter | B20 | 935 | 4800 | 0 | 53.97 | 55.49 | 8 | 0
2015 | MISO_IN_2_PJM_ROR | MISO_IN | PJM_ROR | Internal | Shoulder | B11 | 25 | 1253 | 0 | 77.67 | 75.66 | 2 | 0
2015 | MISO_IN_2_PJM_ROR | MISO_IN | PJM_ROR | Internal | Shoulder | B12 | 200 | 1253 | 0 | 62.77 | 64.62 | 2 | 0
2015 | MISO_IN_2_PJM_ROR | MISO_IN | PJM_ROR | Internal | Shoulder | B13 | 600 | 1253 | 0.02 | 57.69 | 59.66 | 2 | 0
2015 | MISO_IN_2_PJM_ROR | MISO_IN | PJM_ROR | Internal | Shoulder | B14 | 900 | 1253 | 0.01 | 55.81 | 57.78 | 2 | 0
2015 | MISO_IN_2_PJM_ROR | MISO_IN | PJM_ROR | Internal | Shoulder | B15 | 1203 | 1253 | 0 | 54.65 | 54.97 | 2 | 0
2015 | MISO_IN_2_PJM_ROR | MISO_IN | PJM_ROR | Internal | Summer | B1 | 10 | 1253 | 0.82 | 91.49 | 93.47 | 2 | 0
2015 | MISO_IN_2_PJM_ROR | MISO_IN | PJM_ROR | Internal | Summer | B2 | 25 | 1253 | 0 | 88.75 | 89.51 | 2 | 0
2015 | MISO_IN_2_PJM_ROR | MISO_IN | PJM_ROR | Internal | Summer | B3 | 75 | 1253 | 0 | 88.75 | 89.51 | 2 | 0
2015 | MISO_IN_2_PJM_ROR | MISO_IN | PJM_ROR | Internal | Summer | B4 | 100 | 1253 | 0 | 84.79 | 82.79 | 2 | 0
2015 | MISO_IN_2_PJM_ROR | MISO_IN | PJM_ROR | Internal | Summer | B5 | 200 | 1253 | 0 | 77.24 | 75.25 | 2 | 0
2015 | MISO_IN_2_PJM_ROR | MISO_IN | PJM_ROR | Internal | Summer | B6 | 300 | 1253 | 0 | 66 | 65.02 | 2 | 0
2015 | MISO_IN_2_PJM_ROR | MISO_IN | PJM_ROR | Internal | Summer | B7 | 400 | 1253 | 0 | 56.52 | 57.77 | 2 | 0
2015 | MISO_IN_2_PJM_ROR | MISO_IN | PJM_ROR | Internal | Summer | B8 | 500 | 1253 | 0 | 53.87 | 55.57 | 2 | 0
2015 | MISO_IN_2_PJM_ROR | MISO_IN | PJM_ROR | Internal | Summer | B9 | 800 | 1253 | 0 | 53.24 | 53.66 | 2 | 0
2015 | MISO_IN_2_PJM_ROR | MISO_IN | PJM_ROR | Internal | Summer | B10 | 1262 | 1253 | 0 | 53.14 | 52.89 | 2 | 0
2015 | MISO_IN_2_PJM_ROR | MISO_IN | PJM_ROR | Internal | Winter | B16 | 25 | 1253 | 0.38 | 74.99 | 76.97 | 2 | 0
2015 | MISO_IN_2_PJM_ROR | MISO_IN | PJM_ROR | Internal | Winter | B17 | 100 | 1253 | 0.2 | 65.76 | 67.74 | 2 | 0
2015 | MISO_IN_2_PJM_ROR | MISO_IN | PJM_ROR | Internal | Winter | B18 | 400 | 1253 | 0.05 | 58.52 | 60.51 | 2 | 0
2015 | MISO_IN_2_PJM_ROR | MISO_IN | PJM_ROR | Internal | Winter | B19 | 700 | 1253 | 0.03 | 56.37 | 58.35 | 2 | 0
2015 | MISO_IN_2_PJM_ROR | MISO_IN | PJM_ROR | Internal | Winter | B20 | 935 | 1253 | 0 | 53.97 | 54.41 | 2 | 0
2015 | MISO_MI_2_IESO | MISO_MI | IESO | Internal | Shoulder | B11 | 25 | 2331 | 0 | 73.66 | 47.64 | 8 | 0
2015 | MISO_MI_2_IESO | MISO_MI | IESO | Internal | Shoulder | B12 | 200 | 2331 | 0 | 62.75 | 47.64 | 8 | 0
2015 | MISO_MI_2_IESO | MISO_MI | IESO | Internal | Shoulder | B13 | 600 | 2331 | 0 | 57.68 | 47.64 | 8 | 0
2015 | MISO_MI_2_IESO | MISO_MI | IESO | Internal | Shoulder | B14 | 900 | 2331 | 0 | 55.79 | 47.64 | 8 | 0
2015 | MISO_MI_2_IESO | MISO_MI | IESO | Internal | Shoulder | B15 | 1203 | 2331 | 0 | 54.64 | 47.64 | 8 | 0
2015 | MISO_MI_2_IESO | MISO_MI | IESO | Internal | Summer | B1 | 10 | 2331 | 0 | 91.48 | 78.86 | 8 | 0
2015 | MISO_MI_2_IESO | MISO_MI | IESO | Internal | Summer | B2 | 25 | 2331 | 0 | 87.51 | 74.53 | 8 | 0
2015 | MISO_MI_2_IESO | MISO_MI | IESO | Internal | Summer | B3 | 75 | 2331 | 0 | 86.7 | 69.74 | 8 | 0
2015 | MISO_MI_2_IESO | MISO_MI | IESO | Internal | Summer | B4 | 100 | 2331 | 0 | 80.79 | 53.29 | 8 | 0
2015 | MISO_MI_2_IESO | MISO_MI | IESO | Internal | Summer | B5 | 200 | 2331 | 0 | 73.25 | 48.29 | 8 | 0
2015 | MISO_MI_2_IESO | MISO_MI | IESO | Internal | Summer | B6 | 300 | 2331 | 0 | 65.59 | 48.29 | 8 | 0
2015 | MISO_MI_2_IESO | MISO_MI | IESO | Internal | Summer | B7 | 400 | 2331 | 0 | 56.51 | 48.29 | 8 | 0
2015 | MISO_MI_2_IESO | MISO_MI | IESO | Internal | Summer | B8 | 500 | 2331 | 0 | 53.85 | 46.15 | 8 | 0
2015 | MISO_MI_2_IESO | MISO_MI | IESO | Internal | Summer | B9 | 800 | 2331 | 0 | 53.25 | 46.15 | 8 | 0
2015 | MISO_MI_2_IESO | MISO_MI | IESO | Internal | Summer | B10 | 1262 | 2331 | 0 | 53.15 | 46.15 | 8 | 0
2015 | MISO_MI_2_IESO | MISO_MI | IESO | Internal | Winter | B16 | 25 | 2331 | 0 | 74.97 | 51.86 | 8 | 0
2015 | MISO_MI_2_IESO | MISO_MI | IESO | Internal | Winter | B17 | 100 | 2331 | 0 | 65.74 | 51.86 | 8 | 0
2015 | MISO_MI_2_IESO | MISO_MI | IESO | Internal | Winter | B18 | 400 | 2331 | 0 | 58.51 | 49.35 | 8 | 0
2015 | MISO_MI_2_IESO | MISO_MI | IESO | Internal | Winter | B19 | 700 | 2331 | 0 | 56.35 | 49.35 | 8 | 0
2015 | MISO_MI_2_IESO | MISO_MI | IESO | Internal | Winter | B20 | 935 | 2331 | 0 | 53.98 | 49.35 | 8 | 0
2015 | MISO_MI_2_MISO_IN | MISO_MI | MISO_IN | Internal | Shoulder | B11 | 25 | 2813 | 2813 | 73.66 | 77.67 | 0.01 | 3.99
2015 | MISO_MI_2_MISO_IN | MISO_MI | MISO_IN | Internal | Shoulder | B12 | 200 | 2813 | 2331.79 | 62.75 | 62.77 | 0.01 | 0
2015 | MISO_MI_2_MISO_IN | MISO_MI | MISO_IN | Internal | Shoulder | B13 | 600 | 2813 | 1781.72 | 57.68 | 57.69 | 0.01 | 0
2015 | MISO_MI_2_MISO_IN | MISO_MI | MISO_IN | Internal | Shoulder | B14 | 900 | 2813 | 1476.56 | 55.79 | 55.81 | 0.01 | 0
2015 | MISO_MI_2_MISO_IN | MISO_MI | MISO_IN | Internal | Shoulder | B15 | 1203 | 2813 | 2024.3 | 54.64 | 54.65 | 0.01 | 0
2015 | MISO_MI_2_MISO_IN | MISO_MI | MISO_IN | Internal | Summer | B1 | 10 | 2813 | 2774.5 | 91.48 | 91.49 | 0.01 | 0
2015 | MISO_MI_2_MISO_IN | MISO_MI | MISO_IN | Internal | Summer | B2 | 25 | 2813 | 2812.99 | 87.51 | 88.75 | 0.01 | 1.23
2015 | MISO_MI_2_MISO_IN | MISO_MI | MISO_IN | Internal | Summer | B3 | 75 | 2813 | 2813 | 86.7 | 88.75 | 0.01 | 2.04
2015 | MISO_MI_2_MISO_IN | MISO_MI | MISO_IN | Internal | Summer | B4 | 100 | 2813 | 2813 | 80.79 | 84.79 | 0.01 | 3.99
2015 | MISO_MI_2_MISO_IN | MISO_MI | MISO_IN | Internal | Summer | B5 | 200 | 2813 | 2813 | 73.25 | 77.24 | 0.01 | 3.98
2015 | MISO_MI_2_MISO_IN | MISO_MI | MISO_IN | Internal | Summer | B6 | 300 | 2813 | 2813 | 65.59 | 66 | 0.01 | 0.4
2015 | MISO_MI_2_MISO_IN | MISO_MI | MISO_IN | Internal | Summer | B7 | 400 | 2813 | 1793.21 | 56.51 | 56.52 | 0.01 | 0
2015 | MISO_MI_2_MISO_IN | MISO_MI | MISO_IN | Internal | Summer | B8 | 500 | 2813 | 949.41 | 53.85 | 53.87 | 0.01 | 0
2015 | MISO_MI_2_MISO_IN | MISO_MI | MISO_IN | Internal | Summer | B9 | 800 | 2813 | 0.01 | 53.25 | 53.24 | 0.01 | 0
2015 | MISO_MI_2_MISO_IN | MISO_MI | MISO_IN | Internal | Summer | B10 | 1262 | 2813 | 0 | 53.15 | 53.14 | 0.01 | 0
2015 | MISO_MI_2_MISO_IN | MISO_MI | MISO_IN | Internal | Winter | B16 | 25 | 2813 | 2812.44 | 74.97 | 74.99 | 0.01 | 0.01
2015 | MISO_MI_2_MISO_IN | MISO_MI | MISO_IN | Internal | Winter | B17 | 100 | 2813 | 1209.61 | 65.74 | 65.76 | 0.01 | 0
2015 | MISO_MI_2_MISO_IN | MISO_MI | MISO_IN | Internal | Winter | B18 | 400 | 2813 | 305.36 | 58.51 | 58.52 | 0.01 | 0
2015 | MISO_MI_2_MISO_IN | MISO_MI | MISO_IN | Internal | Winter | B19 | 700 | 2813 | 9.64 | 56.35 | 56.37 | 0.01 | 0
2015 | MISO_MI_2_MISO_IN | MISO_MI | MISO_IN | Internal | Winter | B20 | 935 | 2813 | 0.01 | 53.98 | 53.97 | 0.01 | 0
2015 | MISO_MI_2_MISO_WUMS | MISO_MI | MISO_WUMS | Internal | Shoulder | B11 | 25 | 805 | 0 | 73.66 | 62.04 | 0.01 | 0
2015 | MISO_MI_2_MISO_WUMS | MISO_MI | MISO_WUMS | Internal | Shoulder | B12 | 200 | 805 | 0 | 62.75 | 60.94 | 0.01 | 0
2015 | MISO_MI_2_MISO_WUMS | MISO_MI | MISO_WUMS | Internal | Shoulder | B13 | 600 | 805 | 0.01 | 57.68 | 57.65 | 0.01 | 0
2015 | MISO_MI_2_MISO_WUMS | MISO_MI | MISO_WUMS | Internal | Shoulder | B14 | 900 | 805 | 0 | 55.79 | 55.77 | 0.01 | 0
2015 | MISO_MI_2_MISO_WUMS | MISO_MI | MISO_WUMS | Internal | Shoulder | B15 | 1203 | 805 | 0 | 54.64 | 54.07 | 0.01 | 0
2015 | MISO_MI_2_MISO_WUMS | MISO_MI | MISO_WUMS | Internal | Summer | B1 | 10 | 805 | 0.81 | 91.48 | 91.47 | 0.01 | 0
2015 | MISO_MI_2_MISO_WUMS | MISO_MI | MISO_WUMS | Internal | Summer | B2 | 25 | 805 | 0.71 | 87.51 | 87.51 | 0.01 | 0
2015 | MISO_MI_2_MISO_WUMS | MISO_MI | MISO_WUMS | Internal | Summer | B3 | 75 | 805 | 0.14 | 86.7 | 86.68 | 0.01 | 0
2015 | MISO_MI_2_MISO_WUMS | MISO_MI | MISO_WUMS | Internal | Summer | B4 | 100 | 805 | 0 | 80.79 | 73.88 | 0.01 | 0
2015 | MISO_MI_2_MISO_WUMS | MISO_MI | MISO_WUMS | Internal | Summer | B5 | 200 | 805 | 0 | 73.25 | 62.54 | 0.01 | 0
2015 | MISO_MI_2_MISO_WUMS | MISO_MI | MISO_WUMS | Internal | Summer | B6 | 300 | 805 | 0 | 65.59 | 62.04 | 0.01 | 0
2015 | MISO_MI_2_MISO_WUMS | MISO_MI | MISO_WUMS | Internal | Summer | B7 | 400 | 805 | 0 | 56.51 | 55.77 | 0.01 | 0
2015 | MISO_MI_2_MISO_WUMS | MISO_MI | MISO_WUMS | Internal | Summer | B8 | 500 | 805 | 0 | 53.85 | 53.57 | 0.01 | 0
2015 | MISO_MI_2_MISO_WUMS | MISO_MI | MISO_WUMS | Internal | Summer | B9 | 800 | 805 | 0 | 53.25 | 52.91 | 0.01 | 0
2015 | MISO_MI_2_MISO_WUMS | MISO_MI | MISO_WUMS | Internal | Summer | B10 | 1262 | 805 | 0 | 53.15 | 51.98 | 0.01 | 0
2015 | MISO_MI_2_MISO_WUMS | MISO_MI | MISO_WUMS | Internal | Winter | B16 | 25 | 805 | 0.37 | 74.97 | 74.95 | 0.01 | 0
2015 | MISO_MI_2_MISO_WUMS | MISO_MI | MISO_WUMS | Internal | Winter | B17 | 100 | 805 | 0.09 | 65.74 | 65.73 | 0.01 | 0
2015 | MISO_MI_2_MISO_WUMS | MISO_MI | MISO_WUMS | Internal | Winter | B18 | 400 | 805 | 0.03 | 58.51 | 58.5 | 0.01 | 0
2015 | MISO_MI_2_MISO_WUMS | MISO_MI | MISO_WUMS | Internal | Winter | B19 | 700 | 805 | 0.03 | 56.35 | 56.35 | 0.01 | 0
2015 | MISO_MI_2_MISO_WUMS | MISO_MI | MISO_WUMS | Internal | Winter | B20 | 935 | 805 | 0.01 | 53.98 | 53.97 | 0.01 | 0
2015 | MISO_MI_2_PJM_ROR | MISO_MI | PJM_ROR | Internal | Shoulder | B11 | 25 | 1424 | 674.15 | 73.66 | 75.66 | 2 | 0
2015 | MISO_MI_2_PJM_ROR | MISO_MI | PJM_ROR | Internal | Shoulder | B12 | 200 | 1424 | 0 | 62.75 | 64.62 | 2 | 0
2015 | MISO_MI_2_PJM_ROR | MISO_MI | PJM_ROR | Internal | Shoulder | B13 | 600 | 1424 | 0.03 | 57.68 | 59.66 | 2 | 0
2015 | MISO_MI_2_PJM_ROR | MISO_MI | PJM_ROR | Internal | Shoulder | B14 | 900 | 1424 | 0.02 | 55.79 | 57.78 | 2 | 0
2015 | MISO_MI_2_PJM_ROR | MISO_MI | PJM_ROR | Internal | Shoulder | B15 | 1203 | 1424 | 0 | 54.64 | 54.97 | 2 | 0
2015 | MISO_MI_2_PJM_ROR | MISO_MI | PJM_ROR | Internal | Summer | B1 | 10 | 1424 | 1.86 | 91.48 | 93.47 | 2 | 0
2015 | MISO_MI_2_PJM_ROR | MISO_MI | PJM_ROR | Internal | Summer | B2 | 25 | 1424 | 529.22 | 87.51 | 89.51 | 2 | 0
2015 | MISO_MI_2_PJM_ROR | MISO_MI | PJM_ROR | Internal | Summer | B3 | 75 | 1424 | 1424 | 86.7 | 89.51 | 2 | 0.82
2015 | MISO_MI_2_PJM_ROR | MISO_MI | PJM_ROR | Internal | Summer | B4 | 100 | 1424 | 1364.22 | 80.79 | 82.79 | 2 | 0
2015 | MISO_MI_2_PJM_ROR | MISO_MI | PJM_ROR | Internal | Summer | B5 | 200 | 1424 | 767.75 | 73.25 | 75.25 | 2 | 0
2015 | MISO_MI_2_PJM_ROR | MISO_MI | PJM_ROR | Internal | Summer | B6 | 300 | 1424 | 0 | 65.59 | 65.02 | 2 | 0
2015 | MISO_MI_2_PJM_ROR | MISO_MI | PJM_ROR | Internal | Summer | B7 | 400 | 1424 | 0 | 56.51 | 57.77 | 2 | 0
2015 | MISO_MI_2_PJM_ROR | MISO_MI | PJM_ROR | Internal | Summer | B8 | 500 | 1424 | 0 | 53.85 | 55.57 | 2 | 0
2015 | MISO_MI_2_PJM_ROR | MISO_MI | PJM_ROR | Internal | Summer | B9 | 800 | 1424 | 0 | 53.25 | 53.66 | 2 | 0
2015 | MISO_MI_2_PJM_ROR | MISO_MI | PJM_ROR | Internal | Summer | B10 | 1262 | 1424 | 0 | 53.15 | 52.89 | 2 | 0
2015 | MISO_MI_2_PJM_ROR | MISO_MI | PJM_ROR | Internal | Winter | B16 | 25 | 1424 | 1389.72 | 74.97 | 76.97 | 2 | 0
2015 | MISO_MI_2_PJM_ROR | MISO_MI | PJM_ROR | Internal | Winter | B17 | 100 | 1424 | 818.92 | 65.74 | 67.74 | 2 | 0
2015 | MISO_MI_2_PJM_ROR | MISO_MI | PJM_ROR | Internal | Winter | B18 | 400 | 1424 | 1079.88 | 58.51 | 60.51 | 2 | 0
2015 | MISO_MI_2_PJM_ROR | MISO_MI | PJM_ROR | Internal | Winter | B19 | 700 | 1424 | 8.6 | 56.35 | 58.35 | 2 | 0
2015 | MISO_MI_2_PJM_ROR | MISO_MI | PJM_ROR | Internal | Winter | B20 | 935 | 1424 | 0 | 53.98 | 54.41 | 2 | 0
2015 | MISO_MO-IL_2_ENT | MISO_MO-IL | ENT | Internal | Shoulder | B11 | 25 | 2540 | 0 | 77.68 | 77.19 | 8 | 0
2015 | MISO_MO-IL_2_ENT | MISO_MO-IL | ENT | Internal | Shoulder | B12 | 200 | 2540 | 0 | 62.75 | 59.47 | 8 | 0
2015 | MISO_MO-IL_2_ENT | MISO_MO-IL | ENT | Internal | Shoulder | B13 | 600 | 2540 | 0 | 57.68 | 59.47 | 8 | 0
2015 | MISO_MO-IL_2_ENT | MISO_MO-IL | ENT | Internal | Shoulder | B14 | 900 | 2540 | 0 | 55.79 | 57.49 | 8 | 0
2015 | MISO_MO-IL_2_ENT | MISO_MO-IL | ENT | Internal | Shoulder | B15 | 1203 | 2540 | 0 | 54.64 | 57.49 | 8 | 0
2015 | MISO_MO-IL_2_ENT | MISO_MO-IL | ENT | Internal | Summer | B1 | 10 | 2540 | 0 | 91.48 | 91.47 | 8 | 0
2015 | MISO_MO-IL_2_ENT | MISO_MO-IL | ENT | Internal | Summer | B2 | 25 | 2540 | 0 | 88.74 | 89.87 | 8 | 0
2015 | MISO_MO-IL_2_ENT | MISO_MO-IL | ENT | Internal | Summer | B3 | 75 | 2540 | 0 | 88.74 | 89.87 | 8 | 0
2015 | MISO_MO-IL_2_ENT | MISO_MO-IL | ENT | Internal | Summer | B4 | 100 | 2540 | 0 | 84.79 | 89.79 | 8 | 0
2015 | MISO_MO-IL_2_ENT | MISO_MO-IL | ENT | Internal | Summer | B5 | 200 | 2540 | 0 | 77.25 | 80.25 | 8 | 0
2015 | MISO_MO-IL_2_ENT | MISO_MO-IL | ENT | Internal | Summer | B6 | 300 | 2540 | 0 | 66.02 | 66.03 | 8 | 0
2015 | MISO_MO-IL_2_ENT | MISO_MO-IL | ENT | Internal | Summer | B7 | 400 | 2540 | 0 | 56.53 | 59.05 | 8 | 0
2015 | MISO_MO-IL_2_ENT | MISO_MO-IL | ENT | Internal | Summer | B8 | 500 | 2540 | 0 | 53.85 | 58.57 | 8 | 0
2015 | MISO_MO-IL_2_ENT | MISO_MO-IL | ENT | Internal | Summer | B9 | 800 | 2540 | 0 | 53.18 | 56.32 | 8 | 0
2015 | MISO_MO-IL_2_ENT | MISO_MO-IL | ENT | Internal | Summer | B10 | 1262 | 2540 | 0 | 52 | 56.32 | 8 | 0
2015 | MISO_MO-IL_2_ENT | MISO_MO-IL | ENT | Internal | Winter | B16 | 25 | 2540 | 0 | 74.98 | 74.97 | 8 | 0
2015 | MISO_MO-IL_2_ENT | MISO_MO-IL | ENT | Internal | Winter | B17 | 100 | 2540 | 0 | 65.74 | 61.89 | 8 | 0
2015 | MISO_MO-IL_2_ENT | MISO_MO-IL | ENT | Internal | Winter | B18 | 400 | 2540 | 0 | 58.51 | 60.3 | 8 | 0
2015 | MISO_MO-IL_2_ENT | MISO_MO-IL | ENT | Internal | Winter | B19 | 700 | 2540 | 0 | 56.35 | 59.83 | 8 | 0
2015 | MISO_MO-IL_2_ENT | MISO_MO-IL | ENT | Internal | Winter | B20 | 935 | 2540 | 0 | 53.96 | 59.83 | 8 | 0
2015 | MISO_MO-IL_2_MISO_IN | MISO_MO-IL | MISO_IN | Internal | Shoulder | B11 | 25 | 2100 | 0.43 | 77.68 | 77.67 | 0.01 | 0
2015 | MISO_MO-IL_2_MISO_IN | MISO_MO-IL | MISO_IN | Internal | Shoulder | B12 | 200 | 2100 | 505.78 | 62.75 | 62.77 | 0.01 | 0
2015 | MISO_MO-IL_2_MISO_IN | MISO_MO-IL | MISO_IN | Internal | Shoulder | B13 | 600 | 2100 | 534.72 | 57.68 | 57.69 | 0.01 | 0
2015 | MISO_MO-IL_2_MISO_IN | MISO_MO-IL | MISO_IN | Internal | Shoulder | B14 | 900 | 2100 | 128.76 | 55.79 | 55.81 | 0.01 | 0
2015 | MISO_MO-IL_2_MISO_IN | MISO_MO-IL | MISO_IN | Internal | Shoulder | B15 | 1203 | 2100 | 55.6 | 54.64 | 54.65 | 0.01 | 0
2015 | MISO_MO-IL_2_MISO_IN | MISO_MO-IL | MISO_IN | Internal | Summer | B1 | 10 | 2100 | 1714.13 | 91.48 | 91.49 | 0.01 | 0
2015 | MISO_MO-IL_2_MISO_IN | MISO_MO-IL | MISO_IN | Internal | Summer | B2 | 25 | 2100 | 1409.92 | 88.74 | 88.75 | 0.01 | 0
2015 | MISO_MO-IL_2_MISO_IN | MISO_MO-IL | MISO_IN | Internal | Summer | B3 | 75 | 2100 | 553.31 | 88.74 | 88.75 | 0.01 | 0
2015 | MISO_MO-IL_2_MISO_IN | MISO_MO-IL | MISO_IN | Internal | Summer | B4 | 100 | 2100 | 0.2 | 84.79 | 84.79 | 0.01 | 0
2015 | MISO_MO-IL_2_MISO_IN | MISO_MO-IL | MISO_IN | Internal | Summer | B5 | 200 | 2100 | 0.05 | 77.25 | 77.24 | 0.01 | 0
2015 | MISO_MO-IL_2_MISO_IN | MISO_MO-IL | MISO_IN | Internal | Summer | B6 | 300 | 2100 | 0.03 | 66.02 | 66 | 0.01 | 0
2015 | MISO_MO-IL_2_MISO_IN | MISO_MO-IL | MISO_IN | Internal | Summer | B7 | 400 | 2100 | 0.03 | 56.53 | 56.52 | 0.01 | 0
2015 | MISO_MO-IL_2_MISO_IN | MISO_MO-IL | MISO_IN | Internal | Summer | B8 | 500 | 2100 | 661.29 | 53.85 | 53.87 | 0.01 | 0
2015 | MISO_MO-IL_2_MISO_IN | MISO_MO-IL | MISO_IN | Internal | Summer | B9 | 800 | 2100 | 2099.99 | 53.18 | 53.24 | 0.01 | 0.05
2015 | MISO_MO-IL_2_MISO_IN | MISO_MO-IL | MISO_IN | Internal | Summer | B10 | 1262 | 2100 | 2100 | 52 | 53.14 | 0.01 | 1.13
2015 | MISO_MO-IL_2_MISO_IN | MISO_MO-IL | MISO_IN | Internal | Winter | B16 | 25 | 2100 | 1175.12 | 74.98 | 74.99 | 0.01 | 0
2015 | MISO_MO-IL_2_MISO_IN | MISO_MO-IL | MISO_IN | Internal | Winter | B17 | 100 | 2100 | 846.96 | 65.74 | 65.76 | 0.01 | 0
2015 | MISO_MO-IL_2_MISO_IN | MISO_MO-IL | MISO_IN | Internal | Winter | B18 | 400 | 2100 | 882.87 | 58.51 | 58.52 | 0.01 | 0
2015 | MISO_MO-IL_2_MISO_IN | MISO_MO-IL | MISO_IN | Internal | Winter | B19 | 700 | 2100 | 981.14 | 56.35 | 56.37 | 0.01 | 0
2015 | MISO_MO-IL_2_MISO_IN | MISO_MO-IL | MISO_IN | Internal | Winter | B20 | 935 | 2100 | 1813.91 | 53.96 | 53.97 | 0.01 | 0
2015 | MISO_MO-IL_2_MISO_W | MISO_MO-IL | MISO_W | Internal | Shoulder | B11 | 25 | 1082 | 0.38 | 77.68 | 77.66 | 0.01 | 0
2015 | MISO_MO-IL_2_MISO_W | MISO_MO-IL | MISO_W | Internal | Shoulder | B12 | 200 | 1082 | 0.05 | 62.75 | 62.74 | 0.01 | 0
2015 | MISO_MO-IL_2_MISO_W | MISO_MO-IL | MISO_W | Internal | Shoulder | B13 | 600 | 1082 | 0.02 | 57.68 | 57.66 | 0.01 | 0
2015 | MISO_MO-IL_2_MISO_W | MISO_MO-IL | MISO_W | Internal | Shoulder | B14 | 900 | 1082 | 0.01 | 55.79 | 55.78 | 0.01 | 0
2015 | MISO_MO-IL_2_MISO_W | MISO_MO-IL | MISO_W | Internal | Shoulder | B15 | 1203 | 1082 | 162.68 | 54.64 | 54.65 | 0.01 | 0
2015 | MISO_MO-IL_2_MISO_W | MISO_MO-IL | MISO_W | Internal | Summer | B1 | 10 | 1082 | 0.93 | 91.48 | 91.47 | 0.01 | 0
2015 | MISO_MO-IL_2_MISO_W | MISO_MO-IL | MISO_W | Internal | Summer | B2 | 25 | 1082 | 0.39 | 88.74 | 88.73 | 0.01 | 0
2015 | MISO_MO-IL_2_MISO_W | MISO_MO-IL | MISO_W | Internal | Summer | B3 | 75 | 1082 | 0.13 | 88.74 | 88.73 | 0.01 | 0
2015 | MISO_MO-IL_2_MISO_W | MISO_MO-IL | MISO_W | Internal | Summer | B4 | 100 | 1082 | 0.19 | 84.79 | 84.79 | 0.01 | 0
2015 | MISO_MO-IL_2_MISO_W | MISO_MO-IL | MISO_W | Internal | Summer | B5 | 200 | 1082 | 0.15 | 77.25 | 77.25 | 0.01 | 0
2015 | MISO_MO-IL_2_MISO_W | MISO_MO-IL | MISO_W | Internal | Summer | B6 | 300 | 1082 | 1082 | 66.02 | 67.02 | 0.01 | 0.99
2015 | MISO_MO-IL_2_MISO_W | MISO_MO-IL | MISO_W | Internal | Summer | B7 | 400 | 1082 | 1082 | 56.53 | 57.19 | 0.01 | 0.64
2015 | MISO_MO-IL_2_MISO_W | MISO_MO-IL | MISO_W | Internal | Summer | B8 | 500 | 1082 | 0.02 | 53.85 | 53.84 | 0.01 | 0
2015 | MISO_MO-IL_2_MISO_W | MISO_MO-IL | MISO_W | Internal | Summer | B9 | 800 | 1082 | 0.01 | 53.18 | 53.17 | 0.01 | 0
2015 | MISO_MO-IL_2_MISO_W | MISO_MO-IL | MISO_W | Internal | Summer | B10 | 1262 | 1082 | 0 | 52 | 51.99 | 0.01 | 0
2015 | MISO_MO-IL_2_MISO_W | MISO_MO-IL | MISO_W | Internal | Winter | B16 | 25 | 1082 | 0.39 | 74.98 | 74.97 | 0.01 | 0
2015 | MISO_MO-IL_2_MISO_W | MISO_MO-IL | MISO_W | Internal | Winter | B17 | 100 | 1082 | 0.2 | 65.74 | 65.74 | 0.01 | 0
2015 | MISO_MO-IL_2_MISO_W | MISO_MO-IL | MISO_W | Internal | Winter | B18 | 400 | 1082 | 0.05 | 58.51 | 58.51 | 0.01 | 0
2015 | MISO_MO-IL_2_MISO_W | MISO_MO-IL | MISO_W | Internal | Winter | B19 | 700 | 1082 | 536.12 | 56.35 | 56.37 | 0.01 | 0
2015 | MISO_MO-IL_2_MISO_W | MISO_MO-IL | MISO_W | Internal | Winter | B20 | 935 | 1082 | 0.02 | 53.96 | 53.96 | 0.01 | 0
2015 | MISO_MO-IL_2_PJM_ROR | MISO_MO-IL | PJM_ROR | Internal | Shoulder | B11 | 25 | 1212 | 0 | 77.68 | 75.66 | 2 | 0
2015 | MISO_MO-IL_2_PJM_ROR | MISO_MO-IL | PJM_ROR | Internal | Shoulder | B12 | 200 | 1212 | 0 | 62.75 | 64.62 | 2 | 0
2015 | MISO_MO-IL_2_PJM_ROR | MISO_MO-IL | PJM_ROR | Internal | Shoulder | B13 | 600 | 1212 | 0.03 | 57.68 | 59.66 | 2 | 0
2015 | MISO_MO-IL_2_PJM_ROR | MISO_MO-IL | PJM_ROR | Internal | Shoulder | B14 | 900 | 1212 | 0.02 | 55.79 | 57.78 | 2 | 0
2015 | MISO_MO-IL_2_PJM_ROR | MISO_MO-IL | PJM_ROR | Internal | Shoulder | B15 | 1203 | 1212 | 0 | 54.64 | 54.97 | 2 | 0
2015 | MISO_MO-IL_2_PJM_ROR | MISO_MO-IL | PJM_ROR | Internal | Summer | B1 | 10 | 1212 | 1.75 | 91.48 | 93.47 | 2 | 0
2015 | MISO_MO-IL_2_PJM_ROR | MISO_MO-IL | PJM_ROR | Internal | Summer | B2 | 25 | 1212 | 0 | 88.74 | 89.51 | 2 | 0
2015 | MISO_MO-IL_2_PJM_ROR | MISO_MO-IL | PJM_ROR | Internal | Summer | B3 | 75 | 1212 | 0 | 88.74 | 89.51 | 2 | 0
2015 | MISO_MO-IL_2_PJM_ROR | MISO_MO-IL | PJM_ROR | Internal | Summer | B4 | 100 | 1212 | 0 | 84.79 | 82.79 | 2 | 0
2015 | MISO_MO-IL_2_PJM_ROR | MISO_MO-IL | PJM_ROR | Internal | Summer | B5 | 200 | 1212 | 0 | 77.25 | 75.25 | 2 | 0
2015 | MISO_MO-IL_2_PJM_ROR | MISO_MO-IL | PJM_ROR | Internal | Summer | B6 | 300 | 1212 | 0 | 66.02 | 65.02 | 2 | 0
2015 | MISO_MO-IL_2_PJM_ROR | MISO_MO-IL | PJM_ROR | Internal | Summer | B7 | 400 | 1212 | 0 | 56.53 | 57.77 | 2 | 0
2015 | MISO_MO-IL_2_PJM_ROR | MISO_MO-IL | PJM_ROR | Internal | Summer | B8 | 500 | 1212 | 0 | 53.85 | 55.57 | 2 | 0
2015 | MISO_MO-IL_2_PJM_ROR | MISO_MO-IL | PJM_ROR | Internal | Summer | B9 | 800 | 1212 | 0 | 53.18 | 53.66 | 2 | 0
2015 | MISO_MO-IL_2_PJM_ROR | MISO_MO-IL | PJM_ROR | Internal | Summer | B10 | 1262 | 1212 | 0 | 52 | 52.89 | 2 | 0
2015 | MISO_MO-IL_2_PJM_ROR | MISO_MO-IL | PJM_ROR | Internal | Winter | B16 | 25 | 1212 | 0.75 | 74.98 | 76.97 | 2 | 0
2015 | MISO_MO-IL_2_PJM_ROR | MISO_MO-IL | PJM_ROR | Internal | Winter | B17 | 100 | 1212 | 642.21 | 65.74 | 67.74 | 2 | 0
2015 | MISO_MO-IL_2_PJM_ROR | MISO_MO-IL | PJM_ROR | Internal | Winter | B18 | 400 | 1212 | 1032.13 | 58.51 | 60.51 | 2 | 0
2015 | MISO_MO-IL_2_PJM_ROR | MISO_MO-IL | PJM_ROR | Internal | Winter | B19 | 700 | 1212 | 187.6 | 56.35 | 58.35 | 2 | 0
2015 | MISO_MO-IL_2_PJM_ROR | MISO_MO-IL | PJM_ROR | Internal | Winter | B20 | 935 | 1212 | 0 | 53.96 | 54.41 | 2 | 0
2015 | MISO_MO-IL_2_SPP_N | MISO_MO-IL | SPP_N | Internal | Shoulder | B11 | 25 | 4019 | 0 | 77.68 | 84.66 | 8 | 0
2015 | MISO_MO-IL_2_SPP_N | MISO_MO-IL | SPP_N | Internal | Shoulder | B12 | 200 | 4019 | 0 | 62.75 | 66.04 | 8 | 0
2015 | MISO_MO-IL_2_SPP_N | MISO_MO-IL | SPP_N | Internal | Shoulder | B13 | 600 | 4019 | 0 | 57.68 | 62.05 | 8 | 0
2015 | MISO_MO-IL_2_SPP_N | MISO_MO-IL | SPP_N | Internal | Shoulder | B14 | 900 | 4019 | 0 | 55.79 | 60.05 | 8 | 0
2015 | MISO_MO-IL_2_SPP_N | MISO_MO-IL | SPP_N | Internal | Shoulder | B15 | 1203 | 4019 | 0 | 54.64 | 57.39 | 8 | 0
2015 | MISO_MO-IL_2_SPP_N | MISO_MO-IL | SPP_N | Internal | Summer | B1 | 10 | 4019 | 0 | 91.48 | 92.6 | 8 | 0
2015 | MISO_MO-IL_2_SPP_N | MISO_MO-IL | SPP_N | Internal | Summer | B2 | 25 | 4019 | 0 | 88.74 | 92.6 | 8 | 0
2015 | MISO_MO-IL_2_SPP_N | MISO_MO-IL | SPP_N | Internal | Summer | B3 | 75 | 4019 | 0 | 88.74 | 92.6 | 8 | 0
2015 | MISO_MO-IL_2_SPP_N | MISO_MO-IL | SPP_N | Internal | Summer | B4 | 100 | 4019 | 0 | 84.79 | 91.79 | 8 | 0
2015 | MISO_MO-IL_2_SPP_N | MISO_MO-IL | SPP_N | Internal | Summer | B5 | 200 | 4019 | 0 | 77.25 | 84.25 | 8 | 0
2015 | MISO_MO-IL_2_SPP_N | MISO_MO-IL | SPP_N | Internal | Summer | B6 | 300 | 4019 | 841.05 | 66.02 | 74.02 | 8 | 0
2015 | MISO_MO-IL_2_SPP_N | MISO_MO-IL | SPP_N | Internal | Summer | B7 | 400 | 4019 | 0 | 56.53 | 64.19 | 8 | 0
2015 | MISO_MO-IL_2_SPP_N | MISO_MO-IL | SPP_N | Internal | Summer | B8 | 500 | 4019 | 0 | 53.85 | 60.84 | 8 | 0
2015 | MISO_MO-IL_2_SPP_N | MISO_MO-IL | SPP_N | Internal | Summer | B9 | 800 | 4019 | 0 | 53.18 | 58.7 | 8 | 0
2015 | MISO_MO-IL_2_SPP_N | MISO_MO-IL | SPP_N | Internal | Summer | B10 | 1262 | 4019 | 0 | 52 | 56.11 | 8 | 0
2015 | MISO_MO-IL_2_SPP_N | MISO_MO-IL | SPP_N | Internal | Winter | B16 | 25 | 4019 | 0 | 74.98 | 81.97 | 8 | 0
2015 | MISO_MO-IL_2_SPP_N | MISO_MO-IL | SPP_N | Internal | Winter | B17 | 100 | 4019 | 0 | 65.74 | 64.71 | 8 | 0
2015 | MISO_MO-IL_2_SPP_N | MISO_MO-IL | SPP_N | Internal | Winter | B18 | 400 | 4019 | 0 | 58.51 | 62.63 | 8 | 0
2015 | MISO_MO-IL_2_SPP_N | MISO_MO-IL | SPP_N | Internal | Winter | B19 | 700 | 4019 | 0 | 56.35 | 59.86 | 8 | 0
2015 | MISO_MO-IL_2_SPP_N | MISO_MO-IL | SPP_N | Internal | Winter | B20 | 935 | 4019 | 0 | 53.96 | 59.86 | 8 | 0
2015 | MISO_MO-IL_2_TVA_Transmission | MISO_MO-IL | TVA_Transmission | Internal | Shoulder | B11 | 25 | 4000 | 0 | 77.68 | 81.66 | 8 | 0
2015 | MISO_MO-IL_2_TVA_Transmission | MISO_MO-IL | TVA_Transmission | Internal | Shoulder | B12 | 200 | 4000 | 0 | 62.75 | 65.03 | 8 | 0
2015 | MISO_MO-IL_2_TVA_Transmission | MISO_MO-IL | TVA_Transmission | Internal | Shoulder | B13 | 600 | 4000 | 0 | 57.68 | 62.2 | 8 | 0
2015 | MISO_MO-IL_2_TVA_Transmission | MISO_MO-IL | TVA_Transmission | Internal | Shoulder | B14 | 900 | 4000 | 0 | 55.79 | 61.18 | 8 | 0
2015 | MISO_MO-IL_2_TVA_Transmission | MISO_MO-IL | TVA_Transmission | Internal | Shoulder | B15 | 1203 | 4000 | 0 | 54.64 | 60.52 | 8 | 0
2015 | MISO_MO-IL_2_TVA_Transmission | MISO_MO-IL | TVA_Transmission | Internal | Summer | B1 | 10 | 4000 | 1.87 | 91.48 | 99.47 | 8 | 0
2015 | MISO_MO-IL_2_TVA_Transmission | MISO_MO-IL | TVA_Transmission | Internal | Summer | B2 | 25 | 4000 | 43.13 | 88.74 | 96.74 | 8 | 0
2015 | MISO_MO-IL_2_TVA_Transmission | MISO_MO-IL | TVA_Transmission | Internal | Summer | B3 | 75 | 4000 | 0 | 88.74 | 95.51 | 8 | 0
2015 | MISO_MO-IL_2_TVA_Transmission | MISO_MO-IL | TVA_Transmission | Internal | Summer | B4 | 100 | 4000 | 0 | 84.79 | 88.79 | 8 | 0
2015 | MISO_MO-IL_2_TVA_Transmission | MISO_MO-IL | TVA_Transmission | Internal | Summer | B5 | 200 | 4000 | 0 | 77.25 | 80.47 | 8 | 0
2015 | MISO_MO-IL_2_TVA_Transmission | MISO_MO-IL | TVA_Transmission | Internal | Summer | B6 | 300 | 4000 | 0 | 66.02 | 65.52 | 8 | 0
2015 | MISO_MO-IL_2_TVA_Transmission | MISO_MO-IL | TVA_Transmission | Internal | Summer | B7 | 400 | 4000 | 0 | 56.53 | 60.8 | 8 | 0
2015 | MISO_MO-IL_2_TVA_Transmission | MISO_MO-IL | TVA_Transmission | Internal | Summer | B8 | 500 | 4000 | 0 | 53.85 | 59.67 | 8 | 0
2015 | MISO_MO-IL_2_TVA_Transmission | MISO_MO-IL | TVA_Transmission | Internal | Summer | B9 | 800 | 4000 | 0 | 53.18 | 58.7 | 8 | 0
2015 | MISO_MO-IL_2_TVA_Transmission | MISO_MO-IL | TVA_Transmission | Internal | Summer | B10 | 1262 | 4000 | 0 | 52 | 56.96 | 8 | 0
2015 | MISO_MO-IL_2_TVA_Transmission | MISO_MO-IL | TVA_Transmission | Internal | Winter | B16 | 25 | 4000 | 0.76 | 74.98 | 82.97 | 8 | 0
2015 | MISO_MO-IL_2_TVA_Transmission | MISO_MO-IL | TVA_Transmission | Internal | Winter | B17 | 100 | 4000 | 0 | 65.74 | 68.06 | 8 | 0
2015 | MISO_MO-IL_2_TVA_Transmission | MISO_MO-IL | TVA_Transmission | Internal | Winter | B18 | 400 | 4000 | 0 | 58.51 | 63.5 | 8 | 0
2015 | MISO_MO-IL_2_TVA_Transmission | MISO_MO-IL | TVA_Transmission | Internal | Winter | B19 | 700 | 4000 | 0 | 56.35 | 62.38 | 8 | 0
2015 | MISO_MO-IL_2_TVA_Transmission | MISO_MO-IL | TVA_Transmission | Internal | Winter | B20 | 935 | 4000 | 0 | 53.96 | 60.41 | 8 | 0
2015 | MISO_W_2_IESO | MISO_W | IESO | Internal | Shoulder | B11 | 25 | 157 | 0 | 77.66 | 47.64 | 8 | 0
2015 | MISO_W_2_IESO | MISO_W | IESO | Internal | Shoulder | B12 | 200 | 157 | 0 | 62.74 | 47.64 | 8 | 0
2015 | MISO_W_2_IESO | MISO_W | IESO | Internal | Shoulder | B13 | 600 | 157 | 0 | 57.66 | 47.64 | 8 | 0
2015 | MISO_W_2_IESO | MISO_W | IESO | Internal | Shoulder | B14 | 900 | 157 | 0 | 55.78 | 47.64 | 8 | 0
2015 | MISO_W_2_IESO | MISO_W | IESO | Internal | Shoulder | B15 | 1203 | 157 | 0 | 54.65 | 47.64 | 8 | 0
2015 | MISO_W_2_IESO | MISO_W | IESO | Internal | Summer | B1 | 10 | 157 | 0 | 91.47 | 78.86 | 8 | 0
2015 | MISO_W_2_IESO | MISO_W | IESO | Internal | Summer | B2 | 25 | 157 | 0 | 88.73 | 74.53 | 8 | 0
2015 | MISO_W_2_IESO | MISO_W | IESO | Internal | Summer | B3 | 75 | 157 | 0 | 88.73 | 69.74 | 8 | 0
2015 | MISO_W_2_IESO | MISO_W | IESO | Internal | Summer | B4 | 100 | 157 | 0 | 84.79 | 53.29 | 8 | 0
2015 | MISO_W_2_IESO | MISO_W | IESO | Internal | Summer | B5 | 200 | 157 | 0 | 77.25 | 48.29 | 8 | 0
2015 | MISO_W_2_IESO | MISO_W | IESO | Internal | Summer | B6 | 300 | 157 | 0 | 67.02 | 48.29 | 8 | 0
2015 | MISO_W_2_IESO | MISO_W | IESO | Internal | Summer | B7 | 400 | 157 | 0 | 57.19 | 48.29 | 8 | 0
2015 | MISO_W_2_IESO | MISO_W | IESO | Internal | Summer | B8 | 500 | 157 | 0 | 53.84 | 46.15 | 8 | 0
2015 | MISO_W_2_IESO | MISO_W | IESO | Internal | Summer | B9 | 800 | 157 | 0 | 53.17 | 46.15 | 8 | 0
2015 | MISO_W_2_IESO | MISO_W | IESO | Internal | Summer | B10 | 1262 | 157 | 0 | 51.99 | 46.15 | 8 | 0
2015 | MISO_W_2_IESO | MISO_W | IESO | Internal | Winter | B16 | 25 | 157 | 0 | 74.97 | 51.86 | 8 | 0
2015 | MISO_W_2_IESO | MISO_W | IESO | Internal | Winter | B17 | 100 | 157 | 0 | 65.74 | 51.86 | 8 | 0
2015 | MISO_W_2_IESO | MISO_W | IESO | Internal | Winter | B18 | 400 | 157 | 0 | 58.51 | 49.35 | 8 | 0
2015 | MISO_W_2_IESO | MISO_W | IESO | Internal | Winter | B19 | 700 | 157 | 0 | 56.37 | 49.35 | 8 | 0
2015 | MISO_W_2_IESO | MISO_W | IESO | Internal | Winter | B20 | 935 | 157 | 0 | 53.96 | 49.35 | 8 | 0
2015 | MISO_W_2_MAPP_CA | MISO_W | MAPP_CA | Internal | Shoulder | B11 | 25 | 700 | 0 | 77.66 | 70.65 | 0.01 | 0
2015 | MISO_W_2_MAPP_CA | MISO_W | MAPP_CA | Internal | Shoulder | B12 | 200 | 700 | 0.05 | 62.74 | 62.73 | 0.01 | 0
2015 | MISO_W_2_MAPP_CA | MISO_W | MAPP_CA | Internal | Shoulder | B13 | 600 | 700 | 0.02 | 57.66 | 57.65 | 0.01 | 0
2015 | MISO_W_2_MAPP_CA | MISO_W | MAPP_CA | Internal | Shoulder | B14 | 900 | 700 | 0.01 | 55.78 | 55.77 | 0.01 | 0
2015 | MISO_W_2_MAPP_CA | MISO_W | MAPP_CA | Internal | Shoulder | B15 | 1203 | 700 | 700 | 54.65 | 55.77 | 0.01 | 1.11
2015 | MISO_W_2_MAPP_CA | MISO_W | MAPP_CA | Internal | Summer | B1 | 10 | 700 | 0 | 91.47 | 75.73 | 0.01 | 0
2015 | MISO_W_2_MAPP_CA | MISO_W | MAPP_CA | Internal | Summer | B2 | 25 | 700 | 0 | 88.73 | 76.56 | 0.01 | 0
2015 | MISO_W_2_MAPP_CA | MISO_W | MAPP_CA | Internal | Summer | B3 | 75 | 700 | 0 | 88.73 | 76.74 | 0.01 | 0
2015 | MISO_W_2_MAPP_CA | MISO_W | MAPP_CA | Internal | Summer | B4 | 100 | 700 | 0 | 84.79 | 75.73 | 0.01 | 0
2015 | MISO_W_2_MAPP_CA | MISO_W | MAPP_CA | Internal | Summer | B5 | 200 | 700 | 0 | 77.25 | 71.14 | 0.01 | 0
2015 | MISO_W_2_MAPP_CA | MISO_W | MAPP_CA | Internal | Summer | B6 | 300 | 700 | 0.03 | 67.02 | 67 | 0.01 | 0
2015 | MISO_W_2_MAPP_CA | MISO_W | MAPP_CA | Internal | Summer | B7 | 400 | 700 | 0.02 | 57.19 | 57.17 | 0.01 | 0
2015 | MISO_W_2_MAPP_CA | MISO_W | MAPP_CA | Internal | Summer | B8 | 500 | 700 | 0 | 53.84 | 53.15 | 0.01 | 0
2015 | MISO_W_2_MAPP_CA | MISO_W | MAPP_CA | Internal | Summer | B9 | 800 | 700 | 0.01 | 53.17 | 53.15 | 0.01 | 0
2015 | MISO_W_2_MAPP_CA | MISO_W | MAPP_CA | Internal | Summer | B10 | 1262 | 700 | 700 | 51.99 | 53.15 | 0.01 | 1.16
2015 | MISO_W_2_MAPP_CA | MISO_W | MAPP_CA | Internal | Winter | B16 | 25 | 700 | 0.37 | 74.97 | 74.95 | 0.01 | 0
2015 | MISO_W_2_MAPP_CA | MISO_W | MAPP_CA | Internal | Winter | B17 | 100 | 700 | 0.1 | 65.74 | 65.73 | 0.01 | 0
2015 | MISO_W_2_MAPP_CA | MISO_W | MAPP_CA | Internal | Winter | B18 | 400 | 700 | 0.03 | 58.51 | 58.5 | 0.01 | 0
2015 | MISO_W_2_MAPP_CA | MISO_W | MAPP_CA | Internal | Winter | B19 | 700 | 700 | 433.53 | 56.37 | 56.38 | 0.01 | 0
2015 | MISO_W_2_MAPP_CA | MISO_W | MAPP_CA | Internal | Winter | B20 | 935 | 700 | 700 | 53.96 | 56.38 | 0.01 | 2.41
2015 | MISO_W_2_MAPP_US | MISO_W | MAPP_US | Internal | Shoulder | B11 | 25 | 2300 | 0 | 77.66 | 77.65 | 7 | 0
2015 | MISO_W_2_MAPP_US | MISO_W | MAPP_US | Internal | Shoulder | B12 | 200 | 2300 | 0 | 62.74 | 59.03 | 7 | 0
2015 | MISO_W_2_MAPP_US | MISO_W | MAPP_US | Internal | Shoulder | B13 | 600 | 2300 | 0 | 57.66 | 55.45 | 7 | 0
2015 | MISO_W_2_MAPP_US | MISO_W | MAPP_US | Internal | Shoulder | B14 | 900 | 2300 | 0 | 55.78 | 55.45 | 7 | 0
2015 | MISO_W_2_MAPP_US | MISO_W | MAPP_US | Internal | Shoulder | B15 | 1203 | 2300 | 0 | 54.65 | 55.45 | 7 | 0
2015 | MISO_W_2_MAPP_US | MISO_W | MAPP_US | Internal | Summer | B1 | 10 | 2300 | 0 | 91.47 | 84.47 | 7 | 0
2015 | MISO_W_2_MAPP_US | MISO_W | MAPP_US | Internal | Summer | B2 | 25 | 2300 | 0 | 88.73 | 84.38 | 7 | 0
2015 | MISO_W_2_MAPP_US | MISO_W | MAPP_US | Internal | Summer | B3 | 75 | 2300 | 0 | 88.73 | 84.38 | 7 | 0
2015 | MISO_W_2_MAPP_US | MISO_W | MAPP_US | Internal | Summer | B4 | 100 | 2300 | 0 | 84.79 | 82.73 | 7 | 0
2015 | MISO_W_2_MAPP_US | MISO_W | MAPP_US | Internal | Summer | B5 | 200 | 2300 | 0 | 77.25 | 77.24 | 7 | 0
2015 | MISO_W_2_MAPP_US | MISO_W | MAPP_US | Internal | Summer | B6 | 300 | 2300 | 0 | 67.02 | 67 | 7 | 0
2015 | MISO_W_2_MAPP_US | MISO_W | MAPP_US | Internal | Summer | B7 | 400 | 2300 | 0 | 57.19 | 54.05 | 7 | 0
2015 | MISO_W_2_MAPP_US | MISO_W | MAPP_US | Internal | Summer | B8 | 500 | 2300 | 0 | 53.84 | 52.68 | 7 | 0
2015 | MISO_W_2_MAPP_US | MISO_W | MAPP_US | Internal | Summer | B9 | 800 | 2300 | 0 | 53.17 | 52.68 | 7 | 0
2015 | MISO_W_2_MAPP_US | MISO_W | MAPP_US | Internal | Summer | B10 | 1262 | 2300 | 0 | 51.99 | 52.68 | 7 | 0
2015 | MISO_W_2_MAPP_US | MISO_W | MAPP_US | Internal | Winter | B16 | 25 | 2300 | 0 | 74.97 | 67.97 | 7 | 0
2015 | MISO_W_2_MAPP_US | MISO_W | MAPP_US | Internal | Winter | B17 | 100 | 2300 | 0 | 65.74 | 58.74 | 7 | 0
2015 | MISO_W_2_MAPP_US | MISO_W | MAPP_US | Internal | Winter | B18 | 400 | 2300 | 0 | 58.51 | 58.09 | 7 | 0
2015 | MISO_W_2_MAPP_US | MISO_W | MAPP_US | Internal | Winter | B19 | 700 | 2300 | 0 | 56.37 | 58.09 | 7 | 0
2015 | MISO_W_2_MAPP_US | MISO_W | MAPP_US | Internal | Winter | B20 | 935 | 2300 | 0 | 53.96 | 58.09 | 7 | 0
2015 | MISO_W_2_MISO_MO-IL | MISO_W | MISO_MO-IL | Internal | Shoulder | B11 | 25 | 3922 | 1240.12 | 77.66 | 77.68 | 0.01 | 0
2015 | MISO_W_2_MISO_MO-IL | MISO_W | MISO_MO-IL | Internal | Shoulder | B12 | 200 | 3922 | 1112.18 | 62.74 | 62.75 | 0.01 | 0
2015 | MISO_W_2_MISO_MO-IL | MISO_W | MISO_MO-IL | Internal | Shoulder | B13 | 600 | 3922 | 843.74 | 57.66 | 57.68 | 0.01 | 0
2015 | MISO_W_2_MISO_MO-IL | MISO_W | MISO_MO-IL | Internal | Shoulder | B14 | 900 | 3922 | 153.62 | 55.78 | 55.79 | 0.01 | 0
2015 | MISO_W_2_MISO_MO-IL | MISO_W | MISO_MO-IL | Internal | Shoulder | B15 | 1203 | 3922 | 0 | 54.65 | 54.64 | 0.01 | 0
2015 | MISO_W_2_MISO_MO-IL | MISO_W | MISO_MO-IL | Internal | Summer | B1 | 10 | 3922 | 497.86 | 91.47 | 91.48 | 0.01 | 0
2015 | MISO_W_2_MISO_MO-IL | MISO_W | MISO_MO-IL | Internal | Summer | B2 | 25 | 3922 | 541.95 | 88.73 | 88.74 | 0.01 | 0
2015 | MISO_W_2_MISO_MO-IL | MISO_W | MISO_MO-IL | Internal | Summer | B3 | 75 | 3922 | 438.9 | 88.73 | 88.74 | 0.01 | 0
2015 | MISO_W_2_MISO_MO-IL | MISO_W | MISO_MO-IL | Internal | Summer | B4 | 100 | 3922 | 0.2 | 84.79 | 84.79 | 0.01 | 0
2015 | MISO_W_2_MISO_MO-IL | MISO_W | MISO_MO-IL | Internal | Summer | B5 | 200 | 3922 | 0.09 | 77.25 | 77.25 | 0.01 | 0
2015 | MISO_W_2_MISO_MO-IL | MISO_W | MISO_MO-IL | Internal | Summer | B6 | 300 | 3922 | 0 | 67.02 | 66.02 | 0.01 | 0
2015 | MISO_W_2_MISO_MO-IL | MISO_W | MISO_MO-IL | Internal | Summer | B7 | 400 | 3922 | 0 | 57.19 | 56.53 | 0.01 | 0
2015 | MISO_W_2_MISO_MO-IL | MISO_W | MISO_MO-IL | Internal | Summer | B8 | 500 | 3922 | 404.28 | 53.84 | 53.85 | 0.01 | 0
2015 | MISO_W_2_MISO_MO-IL | MISO_W | MISO_MO-IL | Internal | Summer | B9 | 800 | 3922 | 1451.97 | 53.17 | 53.18 | 0.01 | 0
2015 | MISO_W_2_MISO_MO-IL | MISO_W | MISO_MO-IL | Internal | Summer | B10 | 1262 | 3922 | 751.6 | 51.99 | 52 | 0.01 | 0
2015 | MISO_W_2_MISO_MO-IL | MISO_W | MISO_MO-IL | Internal | Winter | B16 | 25 | 3922 | 222.5 | 74.97 | 74.98 | 0.01 | 0
2015 | MISO_W_2_MISO_MO-IL | MISO_W | MISO_MO-IL | Internal | Winter | B17 | 100 | 3922 | 0.19 | 65.74 | 65.74 | 0.01 | 0
2015 | MISO_W_2_MISO_MO-IL | MISO_W | MISO_MO-IL | Internal | Winter | B18 | 400 | 3922 | 0.05 | 58.51 | 58.51 | 0.01 | 0
2015 | MISO_W_2_MISO_MO-IL | MISO_W | MISO_MO-IL | Internal | Winter | B19 | 700 | 3922 | 0.01 | 56.37 | 56.35 | 0.01 | 0
2015 | MISO_W_2_MISO_MO-IL | MISO_W | MISO_MO-IL | Internal | Winter | B20 | 935 | 3922 | 0.02 | 53.96 | 53.96 | 0.01 | 0
2015 | MISO_W_2_MISO_WUMS | MISO_W | MISO_WUMS | Internal | Shoulder | B11 | 25 | 1667 | 0 | 77.66 | 62.04 | 0.01 | 0
2015 | MISO_W_2_MISO_WUMS | MISO_W | MISO_WUMS | Internal | Shoulder | B12 | 200 | 1667 | 0 | 62.74 | 60.94 | 0.01 | 0
2015 | MISO_W_2_MISO_WUMS | MISO_W | MISO_WUMS | Internal | Shoulder | B13 | 600 | 1667 | 0.02 | 57.66 | 57.65 | 0.01 | 0
2015 | MISO_W_2_MISO_WUMS | MISO_W | MISO_WUMS | Internal | Shoulder | B14 | 900 | 1667 | 0.01 | 55.78 | 55.77 | 0.01 | 0
2015 | MISO_W_2_MISO_WUMS | MISO_W | MISO_WUMS | Internal | Shoulder | B15 | 1203 | 1667 | 0 | 54.65 | 54.07 | 0.01 | 0
2015 | MISO_W_2_MISO_WUMS | MISO_W | MISO_WUMS | Internal | Summer | B1 | 10 | 1667 | 1.61 | 91.47 | 91.47 | 0.01 | 0
2015 | MISO_W_2_MISO_WUMS | MISO_W | MISO_WUMS | Internal | Summer | B2 | 25 | 1667 | 0 | 88.73 | 87.51 | 0.01 | 0
2015 | MISO_W_2_MISO_WUMS | MISO_W | MISO_WUMS | Internal | Summer | B3 | 75 | 1667 | 0 | 88.73 | 86.68 | 0.01 | 0
2015 | MISO_W_2_MISO_WUMS | MISO_W | MISO_WUMS | Internal | Summer | B4 | 100 | 1667 | 0 | 84.79 | 73.88 | 0.01 | 0
2015 | MISO_W_2_MISO_WUMS | MISO_W | MISO_WUMS | Internal | Summer | B5 | 200 | 1667 | 0 | 77.25 | 62.54 | 0.01 | 0
2015 | MISO_W_2_MISO_WUMS | MISO_W | MISO_WUMS | Internal | Summer | B6 | 300 | 1667 | 0 | 67.02 | 62.04 | 0.01 | 0
2015 | MISO_W_2_MISO_WUMS | MISO_W | MISO_WUMS | Internal | Summer | B7 | 400 | 1667 | 0 | 57.19 | 55.77 | 0.01 | 0
2015 | MISO_W_2_MISO_WUMS | MISO_W | MISO_WUMS | Internal | Summer | B8 | 500 | 1667 | 0 | 53.84 | 53.57 | 0.01 | 0
2015 | MISO_W_2_MISO_WUMS | MISO_W | MISO_WUMS | Internal | Summer | B9 | 800 | 1667 | 0 | 53.17 | 52.91 | 0.01 | 0
2015 | MISO_W_2_MISO_WUMS | MISO_W | MISO_WUMS | Internal | Summer | B10 | 1262 | 1667 | 0 | 51.99 | 51.98 | 0.01 | 0
2015 | MISO_W_2_MISO_WUMS | MISO_W | MISO_WUMS | Internal | Winter | B16 | 25 | 1667 | 0.3 | 74.97 | 74.95 | 0.01 | 0
2015 | MISO_W_2_MISO_WUMS | MISO_W | MISO_WUMS | Internal | Winter | B17 | 100 | 1667 | 0.09 | 65.74 | 65.73 | 0.01 | 0
2015 | MISO_W_2_MISO_WUMS | MISO_W | MISO_WUMS | Internal | Winter | B18 | 400 | 1667 | 0.03 | 58.51 | 58.5 | 0.01 | 0
2015 | MISO_W_2_MISO_WUMS | MISO_W | MISO_WUMS | Internal | Winter | B19 | 700 | 1667 | 0.01 | 56.37 | 56.35 | 0.01 | 0
2015 | MISO_W_2_MISO_WUMS | MISO_W | MISO_WUMS | Internal | Winter | B20 | 935 | 1667 | 216.89 | 53.96 | 53.97 | 0.01 | 0
2015 | MISO_W_2_NE | MISO_W | NE | Internal | Shoulder | B11 | 25 | 5289 | 0.69 | 77.66 | 84.65 | 7 | 0
2015 | MISO_W_2_NE | MISO_W | NE | Internal | Shoulder | B12 | 200 | 5289 | 0 | 62.74 | 66.03 | 7 | 0
2015 | MISO_W_2_NE | MISO_W | NE | Internal | Shoulder | B13 | 600 | 5289 | 0 | 57.66 | 62.04 | 7 | 0
2015 | MISO_W_2_NE | MISO_W | NE | Internal | Shoulder | B14 | 900 | 5289 | 0 | 55.78 | 60.04 | 7 | 0
2015 | MISO_W_2_NE | MISO_W | NE | Internal | Shoulder | B15 | 1203 | 5289 | 0 | 54.65 | 57.38 | 7 | 0
2015 | MISO_W_2_NE | MISO_W | NE | Internal | Summer | B1 | 10 | 5289 | 0 | 91.47 | 91.47 | 7 | 0
2015 | MISO_W_2_NE | MISO_W | NE | Internal | Summer | B2 | 25 | 5289 | 0 | 88.73 | 91.38 | 7 | 0
2015 | MISO_W_2_NE | MISO_W | NE | Internal | Summer | B3 | 75 | 5289 | 0 | 88.73 | 91.38 | 7 | 0
2015 | MISO_W_2_NE | MISO_W | NE | Internal | Summer | B4 | 100 | 5289 | 0 | 84.79 | 89.73 | 7 | 0
2015 | MISO_W_2_NE | MISO_W | NE | Internal | Summer | B5 | 200 | 5289 | 0.1 | 77.25 | 84.24 | 7 | 0
2015 | MISO_W_2_NE | MISO_W | NE | Internal | Summer | B6 | 300 | 5289 | 0.07 | 67.02 | 74 | 7 | 0
2015 | MISO_W_2_NE | MISO_W | NE | Internal | Summer | B7 | 400 | 5289 | 0 | 57.19 | 61.05 | 7 | 0
2015 | MISO_W_2_NE | MISO_W | NE | Internal | Summer | B8 | 500 | 5289 | 0 | 53.84 | 59.68 | 7 | 0
2015 | MISO_W_2_NE | MISO_W | NE | Internal | Summer | B9 | 800 | 5289 | 0 | 53.17 | 58.69 | 7 | 0
2015 | MISO_W_2_NE | MISO_W | NE | Internal | Summer | B10 | 1262 | 5289 | 0 | 51.99 | 56.1 | 7 | 0
2015 | MISO_W_2_NE | MISO_W | NE | Internal | Winter | B16 | 25 | 5289 | 0 | 74.97 | 74.97 | 7 | 0
2015 | MISO_W_2_NE | MISO_W | NE | Internal | Winter | B17 | 100 | 5289 | 0 | 65.74 | 64.7 | 7 | 0
2015 | MISO_W_2_NE | MISO_W | NE | Internal | Winter | B18 | 400 | 5289 | 0 | 58.51 | 62.61 | 7 | 0
2015 | MISO_W_2_NE | MISO_W | NE | Internal | Winter | B19 | 700 | 5289 | 0 | 56.37 | 59.85 | 7 | 0
2015 | MISO_W_2_NE | MISO_W | NE | Internal | Winter | B20 | 935 | 5289 | 0 | 53.96 | 59.85 | 7 | 0
2015 | MISO_W_2_PJM_ROR | MISO_W | PJM_ROR | Internal | Shoulder | B11 | 25 | 13193 | 0 | 77.66 | 75.66 | 2 | 0
2015 | MISO_W_2_PJM_ROR | MISO_W | PJM_ROR | Internal | Shoulder | B12 | 200 | 13193 | 0 | 62.74 | 64.62 | 2 | 0
2015 | MISO_W_2_PJM_ROR | MISO_W | PJM_ROR | Internal | Shoulder | B13 | 600 | 13193 | 479.55 | 57.66 | 59.66 | 2 | 0
2015 | MISO_W_2_PJM_ROR | MISO_W | PJM_ROR | Internal | Shoulder | B14 | 900 | 13193 | 2225.44 | 55.78 | 57.78 | 2 | 0
2015 | MISO_W_2_PJM_ROR | MISO_W | PJM_ROR | Internal | Shoulder | B15 | 1203 | 13193 | 0 | 54.65 | 54.97 | 2 | 0
2015 | MISO_W_2_PJM_ROR | MISO_W | PJM_ROR | Internal | Summer | B1 | 10 | 13193 | 951.93 | 91.47 | 93.47 | 2 | 0
2015 | MISO_W_2_PJM_ROR | MISO_W | PJM_ROR | Internal | Summer | B2 | 25 | 13193 | 0 | 88.73 | 89.51 | 2 | 0
2015 | MISO_W_2_PJM_ROR | MISO_W | PJM_ROR | Internal | Summer | B3 | 75 | 13193 | 0 | 88.73 | 89.51 | 2 | 0
2015 | MISO_W_2_PJM_ROR | MISO_W | PJM_ROR | Internal | Summer | B4 | 100 | 13193 | 0 | 84.79 | 82.79 | 2 | 0
2015 | MISO_W_2_PJM_ROR | MISO_W | PJM_ROR | Internal | Summer | B5 | 200 | 13193 | 0 | 77.25 | 75.25 | 2 | 0
2015 | MISO_W_2_PJM_ROR | MISO_W | PJM_ROR | Internal | Summer | B6 | 300 | 13193 | 0 | 67.02 | 65.02 | 2 | 0
2015 | MISO_W_2_PJM_ROR | MISO_W | PJM_ROR | Internal | Summer | B7 | 400 | 13193 | 0 | 57.19 | 57.77 | 2 | 0
2015 | MISO_W_2_PJM_ROR | MISO_W | PJM_ROR | Internal | Summer | B8 | 500 | 13193 | 0 | 53.84 | 55.57 | 2 | 0
2015 | MISO_W_2_PJM_ROR | MISO_W | PJM_ROR | Internal | Summer | B9 | 800 | 13193 | 0 | 53.17 | 53.66 | 2 | 0
2015 | MISO_W_2_PJM_ROR | MISO_W | PJM_ROR | Internal | Summer | B10 | 1262 | 13193 | 0 | 51.99 | 52.89 | 2 | 0
2015 | MISO_W_2_PJM_ROR | MISO_W | PJM_ROR | Internal | Winter | B16 | 25 | 13193 | 1311.01 | 74.97 | 76.97 | 2 | 0
2015 | MISO_W_2_PJM_ROR | MISO_W | PJM_ROR | Internal | Winter | B17 | 100 | 13193 | 2967.12 | 65.74 | 67.74 | 2 | 0
2015 | MISO_W_2_PJM_ROR | MISO_W | PJM_ROR | Internal | Winter | B18 | 400 | 13193 | 1062.06 | 58.51 | 60.51 | 2 | 0
2015 | MISO_W_2_PJM_ROR | MISO_W | PJM_ROR | Internal | Winter | B19 | 700 | 13193 | 0.03 | 56.37 | 58.35 | 2 | 0
2015 | MISO_W_2_PJM_ROR | MISO_W | PJM_ROR | Internal | Winter | B20 | 935 | 13193 | 0 | 53.96 | 54.41 | 2 | 0
2015 | MISO_W_2_SPP_N | MISO_W | SPP_N | Internal | Shoulder | B11 | 25 | 3537 | 1440.88 | 77.66 | 84.66 | 7 | 0
2015 | MISO_W_2_SPP_N | MISO_W | SPP_N | Internal | Shoulder | B12 | 200 | 3537 | 0 | 62.74 | 66.04 | 7 | 0
2015 | MISO_W_2_SPP_N | MISO_W | SPP_N | Internal | Shoulder | B13 | 600 | 3537 | 0 | 57.66 | 62.05 | 7 | 0
2015 | MISO_W_2_SPP_N | MISO_W | SPP_N | Internal | Shoulder | B14 | 900 | 3537 | 0 | 55.78 | 60.05 | 7 | 0
2015 | MISO_W_2_SPP_N | MISO_W | SPP_N | Internal | Shoulder | B15 | 1203 | 3537 | 0 | 54.65 | 57.39 | 7 | 0
2015 | MISO_W_2_SPP_N | MISO_W | SPP_N | Internal | Summer | B1 | 10 | 3537 | 0 | 91.47 | 92.6 | 7 | 0
2015 | MISO_W_2_SPP_N | MISO_W | SPP_N | Internal | Summer | B2 | 25 | 3537 | 0 | 88.73 | 92.6 | 7 | 0
2015 | MISO_W_2_SPP_N | MISO_W | SPP_N | Internal | Summer | B3 | 75 | 3537 | 0 | 88.73 | 92.6 | 7 | 0
2015 | MISO_W_2_SPP_N | MISO_W | SPP_N | Internal | Summer | B4 | 100 | 3537 | 85.79 | 84.79 | 91.79 | 7 | 0
2015 | MISO_W_2_SPP_N | MISO_W | SPP_N | Internal | Summer | B5 | 200 | 3537 | 1598.52 | 77.25 | 84.25 | 7 | 0
2015 | MISO_W_2_SPP_N | MISO_W | SPP_N | Internal | Summer | B6 | 300 | 3537 | 3337.68 | 67.02 | 74.02 | 7 | 0
2015 | MISO_W_2_SPP_N | MISO_W | SPP_N | Internal | Summer | B7 | 400 | 3537 | 3362.26 | 57.19 | 64.19 | 7 | 0
2015 | MISO_W_2_SPP_N | MISO_W | SPP_N | Internal | Summer | B8 | 500 | 3537 | 617.29 | 53.84 | 60.84 | 7 | 0
2015 | MISO_W_2_SPP_N | MISO_W | SPP_N | Internal | Summer | B9 | 800 | 3537 | 0 | 53.17 | 58.7 | 7 | 0
2015 | MISO_W_2_SPP_N | MISO_W | SPP_N | Internal | Summer | B10 | 1262 | 3537 | 0 | 51.99 | 56.11 | 7 | 0
2015 | MISO_W_2_SPP_N | MISO_W | SPP_N | Internal | Winter | B16 | 25 | 3537 | 1217.35 | 74.97 | 81.97 | 7 | 0
2015 | MISO_W_2_SPP_N | MISO_W | SPP_N | Internal | Winter | B17 | 100 | 3537 | 0 | 65.74 | 64.71 | 7 | 0
2015 | MISO_W_2_SPP_N | MISO_W | SPP_N | Internal | Winter | B18 | 400 | 3537 | 0 | 58.51 | 62.63 | 7 | 0
2015 | MISO_W_2_SPP_N | MISO_W | SPP_N | Internal | Winter | B19 | 700 | 3537 | 0 | 56.37 | 59.86 | 7 | 0
2015 | MISO_W_2_SPP_N | MISO_W | SPP_N | Internal | Winter | B20 | 935 | 3537 | 0 | 53.96 | 59.86 | 7 | 0
2015 | MISO_WUMS_2_MISO_MI | MISO_WUMS | MISO_MI | Internal | Shoulder | B11 | 25 | 787 | 787 | 62.04 | 73.66 | 0.01 | 11.61
2015 | MISO_WUMS_2_MISO_MI | MISO_WUMS | MISO_MI | Internal | Shoulder | B12 | 200 | 787 | 787 | 60.94 | 62.75 | 0.01 | 1.8
2015 | MISO_WUMS_2_MISO_MI | MISO_WUMS | MISO_MI | Internal | Shoulder | B13 | 600 | 787 | 786.97 | 57.65 | 57.68 | 0.01 | 0.01
2015 | MISO_WUMS_2_MISO_MI | MISO_WUMS | MISO_MI | Internal | Shoulder | B14 | 900 | 787 | 786.98 | 55.77 | 55.79 | 0.01 | 0.01
2015 | MISO_WUMS_2_MISO_MI | MISO_WUMS | MISO_MI | Internal | Shoulder | B15 | 1203 | 787 | 787 | 54.07 | 54.64 | 0.01 | 0.56
2015 | MISO_WUMS_2_MISO_MI | MISO_WUMS | MISO_MI | Internal | Summer | B1 | 10 | 787 | 678.19 | 91.47 | 91.48 | 0.01 | 0
2015 | MISO_WUMS_2_MISO_MI | MISO_WUMS | MISO_MI | Internal | Summer | B2 | 25 | 787 | 0.77 | 87.51 | 87.51 | 0.01 | 0
2015 | MISO_WUMS_2_MISO_MI | MISO_WUMS | MISO_MI | Internal | Summer | B3 | 75 | 787 | 75.42 | 86.68 | 86.7 | 0.01 | 0
2015 | MISO_WUMS_2_MISO_MI | MISO_WUMS | MISO_MI | Internal | Summer | B4 | 100 | 787 | 787 | 73.88 | 80.79 | 0.01 | 6.9
2015 | MISO_WUMS_2_MISO_MI | MISO_WUMS | MISO_MI | Internal | Summer | B5 | 200 | 787 | 787 | 62.54 | 73.25 | 0.01 | 10.69
2015 | MISO_WUMS_2_MISO_MI | MISO_WUMS | MISO_MI | Internal | Summer | B6 | 300 | 787 | 787 | 62.04 | 65.59 | 0.01 | 3.54
2015 | MISO_WUMS_2_MISO_MI | MISO_WUMS | MISO_MI | Internal | Summer | B7 | 400 | 787 | 787 | 55.77 | 56.51 | 0.01 | 0.73
2015 | MISO_WUMS_2_MISO_MI | MISO_WUMS | MISO_MI | Internal | Summer | B8 | 500 | 787 | 787 | 53.57 | 53.85 | 0.01 | 0.27
2015 | MISO_WUMS_2_MISO_MI | MISO_WUMS | MISO_MI | Internal | Summer | B9 | 800 | 787 | 787 | 52.91 | 53.25 | 0.01 | 0.33
2015 | MISO_WUMS_2_MISO_MI | MISO_WUMS | MISO_MI | Internal | Summer | B10 | 1262 | 787 | 787 | 51.98 | 53.15 | 0.01 | 1.17
2015 | MISO_WUMS_2_MISO_MI | MISO_WUMS | MISO_MI | Internal | Winter | B16 | 25 | 787 | 285.05 | 74.95 | 74.97 | 0.01 | 0
2015 | MISO_WUMS_2_MISO_MI | MISO_WUMS | MISO_MI | Internal | Winter | B17 | 100 | 787 | 609.33 | 65.73 | 65.74 | 0.01 | 0
2015 | MISO_WUMS_2_MISO_MI | MISO_WUMS | MISO_MI | Internal | Winter | B18 | 400 | 787 | 25.07 | 58.5 | 58.51 | 0.01 | 0
2015 | MISO_WUMS_2_MISO_MI | MISO_WUMS | MISO_MI | Internal | Winter | B19 | 700 | 787 | 0.03 | 56.35 | 56.35 | 0.01 | 0
2015 | MISO_WUMS_2_MISO_MI | MISO_WUMS | MISO_MI | Internal | Winter | B20 | 935 | 787 | 659.75 | 53.97 | 53.98 | 0.01 | 0
2015 | MISO_WUMS_2_MISO_W | MISO_WUMS | MISO_W | Internal | Shoulder | B11 | 25 | 1175 | 1175 | 62.04 | 77.66 | 0.01 | 15.61
2015 | MISO_WUMS_2_MISO_W | MISO_WUMS | MISO_W | Internal | Shoulder | B12 | 200 | 1175 | 1175 | 60.94 | 62.74 | 0.01 | 1.79
2015 | MISO_WUMS_2_MISO_W | MISO_WUMS | MISO_W | Internal | Shoulder | B13 | 600 | 1175 | 823.6 | 57.65 | 57.66 | 0.01 | 0
2015 | MISO_WUMS_2_MISO_W | MISO_WUMS | MISO_W | Internal | Shoulder | B14 | 900 | 1175 | 1174.03 | 55.77 | 55.78 | 0.01 | 0
2015 | MISO_WUMS_2_MISO_W | MISO_WUMS | MISO_W | Internal | Shoulder | B15 | 1203 | 1175 | 1175 | 54.07 | 54.65 | 0.01 | 0.57
2015 | MISO_WUMS_2_MISO_W | MISO_WUMS | MISO_W | Internal | Summer | B1 | 10 | 1175 | 2.88 | 91.47 | 91.47 | 0.01 | 0
2015 | MISO_WUMS_2_MISO_W | MISO_WUMS | MISO_W | Internal | Summer | B2 | 25 | 1175 | 1174.99 | 87.51 | 88.73 | 0.01 | 1.2
2015 | MISO_WUMS_2_MISO_W | MISO_WUMS | MISO_W | Internal | Summer | B3 | 75 | 1175 | 1175 | 86.68 | 88.73 | 0.01 | 2.03
2015 | MISO_WUMS_2_MISO_W | MISO_WUMS | MISO_W | Internal | Summer | B4 | 100 | 1175 | 1175 | 73.88 | 84.79 | 0.01 | 10.9
2015 | MISO_WUMS_2_MISO_W | MISO_WUMS | MISO_W | Internal | Summer | B5 | 200 | 1175 | 1175 | 62.54 | 77.25 | 0.01 | 14.69
2015 | MISO_WUMS_2_MISO_W | MISO_WUMS | MISO_W | Internal | Summer | B6 | 300 | 1175 | 1175 | 62.04 | 67.02 | 0.01 | 4.96
2015 | MISO_WUMS_2_MISO_W | MISO_WUMS | MISO_W | Internal | Summer | B7 | 400 | 1175 | 1175 | 55.77 | 57.19 | 0.01 | 1.4
2015 | MISO_WUMS_2_MISO_W | MISO_WUMS | MISO_W | Internal | Summer | B8 | 500 | 1175 | 1175 | 53.57 | 53.84 | 0.01 | 0.26
2015 | MISO_WUMS_2_MISO_W | MISO_WUMS | MISO_W | Internal | Summer | B9 | 800 | 1175 | 1175 | 52.91 | 53.17 | 0.01 | 0.25
2015 | MISO_WUMS_2_MISO_W | MISO_WUMS | MISO_W | Internal | Summer | B10 | 1262 | 1175 | 415.75 | 51.98 | 51.99 | 0.01 | 0
2015 | MISO_WUMS_2_MISO_W | MISO_WUMS | MISO_W | Internal | Winter | B16 | 25 | 1175 | 1143.13 | 74.95 | 74.97 | 0.01 | 0
2015 | MISO_WUMS_2_MISO_W | MISO_WUMS | MISO_W | Internal | Winter | B17 | 100 | 1175 | 995.63 | 65.73 | 65.74 | 0.01 | 0
2015 | MISO_WUMS_2_MISO_W | MISO_WUMS | MISO_W | Internal | Winter | B18 | 400 | 1175 | 27.55 | 58.5 | 58.51 | 0.01 | 0
2015 | MISO_WUMS_2_MISO_W | MISO_WUMS | MISO_W | Internal | Winter | B19 | 700 | 1175 | 979.93 | 56.35 | 56.37 | 0.01 | 0
2015 | MISO_WUMS_2_MISO_W | MISO_WUMS | MISO_W | Internal | Winter | B20 | 935 | 1175 | 0.01 | 53.97 | 53.96 | 0.01 | 0
2015 | MISO_WUMS_2_PJM_ROR | MISO_WUMS | PJM_ROR | Internal | Shoulder | B11 | 25 | 1600 | 1600 | 62.04 | 75.66 | 2 | 11.62
2015 | MISO_WUMS_2_PJM_ROR | MISO_WUMS | PJM_ROR | Internal | Shoulder | B12 | 200 | 1600 | 1600 | 60.94 | 64.62 | 2 | 1.67
2015 | MISO_WUMS_2_PJM_ROR | MISO_WUMS | PJM_ROR | Internal | Shoulder | B13 | 600 | 1600 | 1599.97 | 57.65 | 59.66 | 2 | 0.01
2015 | MISO_WUMS_2_PJM_ROR | MISO_WUMS | PJM_ROR | Internal | Shoulder | B14 | 900 | 1600 | 1599.98 | 55.77 | 57.78 | 2 | 0.01
2015 | MISO_WUMS_2_PJM_ROR | MISO_WUMS | PJM_ROR | Internal | Shoulder | B15 | 1203 | 1600 | 0 | 54.07 | 54.97 | 2 | 0
2015 | MISO_WUMS_2_PJM_ROR | MISO_WUMS | PJM_ROR | Internal | Summer | B1 | 10 | 1600 | 1566.73 | 91.47 | 93.47 | 2 | 0
2015 | MISO_WUMS_2_PJM_ROR | MISO_WUMS | PJM_ROR | Internal | Summer | B2 | 25 | 1600 | 1122.77 | 87.51 | 89.51 | 2 | 0
2015 | MISO_WUMS_2_PJM_ROR | MISO_WUMS | PJM_ROR | Internal | Summer | B3 | 75 | 1600 | 1600 | 86.68 | 89.51 | 2 | 0.83
2015 | MISO_WUMS_2_PJM_ROR | MISO_WUMS | PJM_ROR | Internal | Summer | B4 | 100 | 1600 | 1600 | 73.88 | 82.79 | 2 | 6.91
2015 | MISO_WUMS_2_PJM_ROR | MISO_WUMS | PJM_ROR | Internal | Summer | B5 | 200 | 1600 | 1600 | 62.54 | 75.25 | 2 | 10.7
2015 | MISO_WUMS_2_PJM_ROR | MISO_WUMS | PJM_ROR | Internal | Summer | B6 | 300 | 1600 | 1600 | 62.04 | 65.02 | 2 | 0.97
2015 | MISO_WUMS_2_PJM_ROR | MISO_WUMS | PJM_ROR | Internal | Summer | B7 | 400 | 1600 | 886.15 | 55.77 | 57.77 | 2 | 0
2015 | MISO_WUMS_2_PJM_ROR | MISO_WUMS | PJM_ROR | Internal | Summer | B8 | 500 | 1600 | 338.23 | 53.57 | 55.57 | 2 | 0
2015 | MISO_WUMS_2_PJM_ROR | MISO_WUMS | PJM_ROR | Internal | Summer | B9 | 800 | 1600 | 0 | 52.91 | 53.66 | 2 | 0
2015 | MISO_WUMS_2_PJM_ROR | MISO_WUMS | PJM_ROR | Internal | Summer | B10 | 1262 | 1600 | 0 | 51.98 | 52.89 | 2 | 0
2015 | MISO_WUMS_2_PJM_ROR | MISO_WUMS | PJM_ROR | Internal | Winter | B16 | 25 | 1600 | 1599.45 | 74.95 | 76.97 | 2 | 0.01
2015 | MISO_WUMS_2_PJM_ROR | MISO_WUMS | PJM_ROR | Internal | Winter | B17 | 100 | 1600 | 1599.82 | 65.73 | 67.74 | 2 | 0.01
2015 | MISO_WUMS_2_PJM_ROR | MISO_WUMS | PJM_ROR | Internal | Winter | B18 | 400 | 1600 | 1599.94 | 58.5 | 60.51 | 2 | 0.01
2015 | MISO_WUMS_2_PJM_ROR | MISO_WUMS | PJM_ROR | Internal | Winter | B19 | 700 | 1600 | 844.49 | 56.35 | 58.35 | 2 | 0
2015 | MISO_WUMS_2_PJM_ROR | MISO_WUMS | PJM_ROR | Internal | Winter | B20 | 935 | 1600 | 0 | 53.97 | 54.41 | 2 | 0
2015 | NE_2_MAPP_US | NE | MAPP_US | Internal | Shoulder | B11 | 25 | 1600 | 0 | 84.65 | 77.65 | 5 | 0
2015 | NE_2_MAPP_US | NE | MAPP_US | Internal | Shoulder | B12 | 200 | 1600 | 0 | 66.03 | 59.03 | 5 | 0
2015 | NE_2_MAPP_US | NE | MAPP_US | Internal | Shoulder | B13 | 600 | 1600 | 0 | 62.04 | 55.45 | 5 | 0
2015 | NE_2_MAPP_US | NE | MAPP_US | Internal | Shoulder | B14 | 900 | 1600 | 0 | 60.04 | 55.45 | 5 | 0
2015 | NE_2_MAPP_US | NE | MAPP_US | Internal | Shoulder | B15 | 1203 | 1600 | 0 | 57.38 | 55.45 | 5 | 0
2015 | NE_2_MAPP_US | NE | MAPP_US | Internal | Summer | B1 | 10 | 1600 | 0 | 91.47 | 84.47 | 5 | 0
2015 | NE_2_MAPP_US | NE | MAPP_US | Internal | Summer | B2 | 25 | 1600 | 0 | 91.38 | 84.38 | 5 | 0
2015 | NE_2_MAPP_US | NE | MAPP_US | Internal | Summer | B3 | 75 | 1600 | 0 | 91.38 | 84.38 | 5 | 0
2015 | NE_2_MAPP_US | NE | MAPP_US | Internal | Summer | B4 | 100 | 1600 | 0 | 89.73 | 82.73 | 5 | 0
2015 | NE_2_MAPP_US | NE | MAPP_US | Internal | Summer | B5 | 200 | 1600 | 0 | 84.24 | 77.24 | 5 | 0
2015 | NE_2_MAPP_US | NE | MAPP_US | Internal | Summer | B6 | 300 | 1600 | 0 | 74 | 67 | 5 | 0
2015 | NE_2_MAPP_US | NE | MAPP_US | Internal | Summer | B7 | 400 | 1600 | 0 | 61.05 | 54.05 | 5 | 0
2015 | NE_2_MAPP_US | NE | MAPP_US | Internal | Summer | B8 | 500 | 1600 | 0 | 59.68 | 52.68 | 5 | 0
2015 | NE_2_MAPP_US | NE | MAPP_US | Internal | Summer | B9 | 800 | 1600 | 0 | 58.69 | 52.68 | 5 | 0
2015 | NE_2_MAPP_US | NE | MAPP_US | Internal | Summer | B10 | 1262 | 1600 | 0 | 56.1 | 52.68 | 5 | 0
2015 | NE_2_MAPP_US | NE | MAPP_US | Internal | Winter | B16 | 25 | 1600 | 0 | 74.97 | 67.97 | 5 | 0
2015 | NE_2_MAPP_US | NE | MAPP_US | Internal | Winter | B17 | 100 | 1600 | 0 | 64.7 | 58.74 | 5 | 0
2015 | NE_2_MAPP_US | NE | MAPP_US | Internal | Winter | B18 | 400 | 1600 | 0 | 62.61 | 58.09 | 5 | 0
2015 | NE_2_MAPP_US | NE | MAPP_US | Internal | Winter | B19 | 700 | 1600 | 0 | 59.85 | 58.09 | 5 | 0
2015 | NE_2_MAPP_US | NE | MAPP_US | Internal | Winter | B20 | 935 | 1600 | 0 | 59.85 | 58.09 | 5 | 0
2015 | NE_2_MISO_W | NE | MISO_W | Internal | Shoulder | B11 | 25 | 4089 | 0 | 84.65 | 77.66 | 5 | 0
2015 | NE_2_MISO_W | NE | MISO_W | Internal | Shoulder | B12 | 200 | 4089 | 0 | 66.03 | 62.74 | 5 | 0
2015 | NE_2_MISO_W | NE | MISO_W | Internal | Shoulder | B13 | 600 | 4089 | 0 | 62.04 | 57.66 | 5 | 0
2015 | NE_2_MISO_W | NE | MISO_W | Internal | Shoulder | B14 | 900 | 4089 | 0 | 60.04 | 55.78 | 5 | 0
2015 | NE_2_MISO_W | NE | MISO_W | Internal | Shoulder | B15 | 1203 | 4089 | 0 | 57.38 | 54.65 | 5 | 0
2015 | NE_2_MISO_W | NE | MISO_W | Internal | Summer | B1 | 10 | 4089 | 0 | 91.47 | 91.47 | 5 | 0
2015 | NE_2_MISO_W | NE | MISO_W | Internal | Summer | B2 | 25 | 4089 | 0 | 91.38 | 88.73 | 5 | 0
2015 | NE_2_MISO_W | NE | MISO_W | Internal | Summer | B3 | 75 | 4089 | 0 | 91.38 | 88.73 | 5 | 0
2015 | NE_2_MISO_W | NE | MISO_W | Internal | Summer | B4 | 100 | 4089 | 0 | 89.73 | 84.79 | 5 | 0
2015 | NE_2_MISO_W | NE | MISO_W | Internal | Summer | B5 | 200 | 4089 | 0 | 84.24 | 77.25 | 5 | 0
2015 | NE_2_MISO_W | NE | MISO_W | Internal | Summer | B6 | 300 | 4089 | 0 | 74 | 67.02 | 5 | 0
2015 | NE_2_MISO_W | NE | MISO_W | Internal | Summer | B7 | 400 | 4089 | 0 | 61.05 | 57.19 | 5 | 0
2015 | NE_2_MISO_W | NE | MISO_W | Internal | Summer | B8 | 500 | 4089 | 0 | 59.68 | 53.84 | 5 | 0
2015 | NE_2_MISO_W | NE | MISO_W | Internal | Summer | B9 | 800 | 4089 | 0 | 58.69 | 53.17 | 5 | 0
2015 | NE_2_MISO_W | NE | MISO_W | Internal | Summer | B10 | 1262 | 4089 | 0 | 56.1 | 51.99 | 5 | 0
2015 | NE_2_MISO_W | NE | MISO_W | Internal | Winter | B16 | 25 | 4089 | 0 | 74.97 | 74.97 | 5 | 0
2015 | NE_2_MISO_W | NE | MISO_W | Internal | Winter | B17 | 100 | 4089 | 0 | 64.7 | 65.74 | 5 | 0
2015 | NE_2_MISO_W | NE | MISO_W | Internal | Winter | B18 | 400 | 4089 | 0 | 62.61 | 58.51 | 5 | 0
2015 | NE_2_MISO_W | NE | MISO_W | Internal | Winter | B19 | 700 | 4089 | 0 | 59.85 | 56.37 | 5 | 0
2015 | NE_2_MISO_W | NE | MISO_W | Internal | Winter | B20 | 935 | 4089 | 0 | 59.85 | 53.96 | 5 | 0
2015 | NE_2_SPP_N | NE | SPP_N | Internal | Shoulder | B11 | 25 | 1960 | 1740 | 84.65 | 84.66 | 0.01 | 0
2015 | NE_2_SPP_N | NE | SPP_N | Internal | Shoulder | B12 | 200 | 1960 | 1266.61 | 66.03 | 66.04 | 0.01 | 0
2015 | NE_2_SPP_N | NE | SPP_N | Internal | Shoulder | B13 | 600 | 1960 | 573.53 | 62.04 | 62.05 | 0.01 | 0
2015 | NE_2_SPP_N | NE | SPP_N | Internal | Shoulder | B14 | 900 | 1960 | 458 | 60.04 | 60.05 | 0.01 | 0
2015 | NE_2_SPP_N | NE | SPP_N | Internal | Shoulder | B15 | 1203 | 1960 | 866.05 | 57.38 | 57.39 | 0.01 | 0
2015 | NE_2_SPP_N | NE | SPP_N | Internal | Summer | B1 | 10 | 1960 | 1959.98 | 91.47 | 92.6 | 0.01 | 1.12
2015 | NE_2_SPP_N | NE | SPP_N | Internal | Summer | B2 | 25 | 1960 | 1959.99 | 91.38 | 92.6 | 0.01 | 1.2
2015 | NE_2_SPP_N | NE | SPP_N | Internal | Summer | B3 | 75 | 1960 | 1960 | 91.38 | 92.6 | 0.01 | 1.2
2015 | NE_2_SPP_N | NE | SPP_N | Internal | Summer | B4 | 100 | 1960 | 1960 | 89.73 | 91.79 | 0.01 | 2.05
2015 | NE_2_SPP_N | NE | SPP_N | Internal | Summer | B5 | 200 | 1960 | 1376.09 | 84.24 | 84.25 | 0.01 | 0
2015 | NE_2_SPP_N | NE | SPP_N | Internal | Summer | B6 | 300 | 1960 | 1660.88 | 74 | 74.02 | 0.01 | 0
2015 | NE_2_SPP_N | NE | SPP_N | Internal | Summer | B7 | 400 | 1960 | 1960 | 61.05 | 64.19 | 0.01 | 3.12
2015 | NE_2_SPP_N | NE | SPP_N | Internal | Summer | B8 | 500 | 1960 | 1960 | 59.68 | 60.84 | 0.01 | 1.15
2015 | NE_2_SPP_N | NE | SPP_N | Internal | Summer | B9 | 800 | 1960 | 1483.04 | 58.69 | 58.7 | 0.01 | 0
2015 | NE_2_SPP_N | NE | SPP_N | Internal | Summer | B10 | 1262 | 1960 | 1759.21 | 56.1 | 56.11 | 0.01 | 0
2015 | NE_2_SPP_N | NE | SPP_N | Internal | Winter | B16 | 25 | 1960 | 1960 | 74.97 | 81.97 | 0.01 | 6.99
2015 | NE_2_SPP_N | NE | SPP_N | Internal | Winter | B17 | 100 | 1960 | 1527.42 | 64.7 | 64.71 | 0.01 | 0
2015 | NE_2_SPP_N | NE | SPP_N | Internal | Winter | B18 | 400 | 1960 | 1383.25 | 62.61 | 62.63 | 0.01 | 0
2015 | NE_2_SPP_N | NE | SPP_N | Internal | Winter | B19 | 700 | 1960 | 1406.78 | 59.85 | 59.86 | 0.01 | 0
2015 | NE_2_SPP_N | NE | SPP_N | Internal | Winter | B20 | 935 | 1960 | 1885.4 | 59.85 | 59.86 | 0.01 | 0
2015 | NEISO_2_NYISO_A-F | NEISO | NYISO_A-F | Internal | Shoulder | B11 | 25 | 600 | 599.99 | 55.82 | 60.53 | 3 | 1.71
2015 | NEISO_2_NYISO_A-F | NEISO | NYISO_A-F | Internal | Shoulder | B12 | 200 | 600 | 0.1 | 55.82 | 58.81 | 3 | 0
2015 | NEISO_2_NYISO_A-F | NEISO | NYISO_A-F | Internal | Shoulder | B13 | 600 | 600 | 0.02 | 55.82 | 58.8 | 3 | 0
2015 | NEISO_2_NYISO_A-F | NEISO | NYISO_A-F | Internal | Shoulder | B14 | 900 | 600 | 0 | 55.82 | 57.82 | 3 | 0
2015 | NEISO_2_NYISO_A-F | NEISO | NYISO_A-F | Internal | Shoulder | B15 | 1203 | 600 | 0 | 55.82 | 57.82 | 3 | 0
2015 | NEISO_2_NYISO_A-F | NEISO | NYISO_A-F | Internal | Summer | B1 | 10 | 600 | 0 | 88.48 | 85.48 | 3 | 0
2015 | NEISO_2_NYISO_A-F | NEISO | NYISO_A-F | Internal | Summer | B2 | 25 | 600 | 0 | 84.53 | 81.53 | 3 | 0
2015 | NEISO_2_NYISO_A-F | NEISO | NYISO_A-F | Internal | Summer | B3 | 75 | 600 | 210.54 | 73.74 | 76.74 | 3 | 0
2015 | NEISO_2_NYISO_A-F | NEISO | NYISO_A-F | Internal | Summer | B4 | 100 | 600 | 468.21 | 70.46 | 73.46 | 3 | 0
2015 | NEISO_2_NYISO_A-F | NEISO | NYISO_A-F | Internal | Summer | B5 | 200 | 600 | 600 | 58.47 | 67.26 | 3 | 5.79
2015 | NEISO_2_NYISO_A-F | NEISO | NYISO_A-F | Internal | Summer | B6 | 300 | 600 | 600 | 53.13 | 57.84 | 3 | 1.71
2015 | NEISO_2_NYISO_A-F | NEISO | NYISO_A-F | Internal | Summer | B7 | 400 | 600 | 600 | 53.13 | 57.46 | 3 | 1.33
2015 | NEISO_2_NYISO_A-F | NEISO | NYISO_A-F | Internal | Summer | B8 | 500 | 600 | 0.04 | 53.13 | 56.12 | 3 | 0
2015 | NEISO_2_NYISO_A-F | NEISO | NYISO_A-F | Internal | Summer | B9 | 800 | 600 | 0 | 53.13 | 56.03 | 3 | 0
2015 | NEISO_2_NYISO_A-F | NEISO | NYISO_A-F | Internal | Summer | B10 | 1262 | 600 | 0 | 53.13 | 56.03 | 3 | 0
2015 | NEISO_2_NYISO_A-F | NEISO | NYISO_A-F | Internal | Winter | B16 | 25 | 600 | 599.98 | 64.22 | 67.64 | 3 | 0.43
2015 | NEISO_2_NYISO_A-F | NEISO | NYISO_A-F | Internal | Winter | B17 | 100 | 600 | 0 | 64.22 | 61.59 | 3 | 0
2015 | NEISO_2_NYISO_A-F | NEISO | NYISO_A-F | Internal | Winter | B18 | 400 | 600 | 0 | 64.22 | 61.59 | 3 | 0
2015 | NEISO_2_NYISO_A-F | NEISO | NYISO_A-F | Internal | Winter | B19 | 700 | 600 | 0 | 64.22 | 61.59 | 3 | 0
2015 | NEISO_2_NYISO_A-F | NEISO | NYISO_A-F | Internal | Winter | B20 | 935 | 600 | 0 | 64.22 | 61.59 | 3 | 0
2015 | NEISO_2_NYISO_G-I | NEISO | NYISO_G-I | Internal | Shoulder | B11 | 25 | 600 | 599.99 | 55.82 | 60.55 | 3 | 1.72
2015 | NEISO_2_NYISO_G-I | NEISO | NYISO_G-I | Internal | Shoulder | B12 | 200 | 600 | 363.51 | 55.82 | 58.82 | 3 | 0
2015 | NEISO_2_NYISO_G-I | NEISO | NYISO_G-I | Internal | Shoulder | B13 | 600 | 600 | 0.03 | 55.82 | 58.81 | 3 | 0
2015 | NEISO_2_NYISO_G-I | NEISO | NYISO_G-I | Internal | Shoulder | B14 | 900 | 600 | 0 | 55.82 | 57.83 | 3 | 0
2015 | NEISO_2_NYISO_G-I | NEISO | NYISO_G-I | Internal | Shoulder | B15 | 1203 | 600 | 0 | 55.82 | 57.83 | 3 | 0
2015 | NEISO_2_NYISO_G-I | NEISO | NYISO_G-I | Internal | Summer | B1 | 10 | 600 | 0 | 88.48 | 85.49 | 3 | 0
2015 | NEISO_2_NYISO_G-I | NEISO | NYISO_G-I | Internal | Summer | B2 | 25 | 600 | 0 | 84.53 | 81.54 | 3 | 0
2015 | NEISO_2_NYISO_G-I | NEISO | NYISO_G-I | Internal | Summer | B3 | 75 | 600 | 599.75 | 73.74 | 76.75 | 3 | 0.01
2015 | NEISO_2_NYISO_G-I | NEISO | NYISO_G-I | Internal | Summer | B4 | 100 | 600 | 600 | 70.46 | 74.82 | 3 | 1.36
2015 | NEISO_2_NYISO_G-I | NEISO | NYISO_G-I | Internal | Summer | B5 | 200 | 600 | 600 | 58.47 | 67.27 | 3 | 5.8
2015 | NEISO_2_NYISO_G-I | NEISO | NYISO_G-I | Internal | Summer | B6 | 300 | 600 | 600 | 53.13 | 57.85 | 3 | 1.72
2015 | NEISO_2_NYISO_G-I | NEISO | NYISO_G-I | Internal | Summer | B7 | 400 | 600 | 600 | 53.13 | 57.47 | 3 | 1.35
2015 | NEISO_2_NYISO_G-I | NEISO | NYISO_G-I | Internal | Summer | B8 | 500 | 600 | 168.44 | 53.13 | 56.13 | 3 | 0
2015 | NEISO_2_NYISO_G-I | NEISO | NYISO_G-I | Internal | Summer | B9 | 800 | 600 | 0 | 53.13 | 56.05 | 3 | 0
2015 | NEISO_2_NYISO_G-I | NEISO | NYISO_G-I | Internal | Summer | B10 | 1262 | 600 | 0 | 53.13 | 56.05 | 3 | 0
2015 | NEISO_2_NYISO_G-I | NEISO | NYISO_G-I | Internal | Winter | B16 | 25 | 600 | 600 | 64.22 | 68.99 | 3 | 1.77
2015 | NEISO_2_NYISO_G-I | NEISO | NYISO_G-I | Internal | Winter | B17 | 100 | 600 | 0.16 | 64.22 | 67.21 | 3 | 0
2015 | NEISO_2_NYISO_G-I | NEISO | NYISO_G-I | Internal | Winter | B18 | 400 | 600 | 0 | 64.22 | 64.83 | 3 | 0
2015 | NEISO_2_NYISO_G-I | NEISO | NYISO_G-I | Internal | Winter | B19 | 700 | 600 | 0 | 64.22 | 64.83 | 3 | 0
2015 | NEISO_2_NYISO_G-I | NEISO | NYISO_G-I | Internal | Winter | B20 | 935 | 600 | 0 | 64.22 | 61.6 | 3 | 0
2015 | NEISO_2_NYISO_J-K | NEISO | NYISO_J-K | Internal | Shoulder | B11 | 25 | 745 | 745 | 55.82 | 60.56 | 3 | 1.73
2015 | NEISO_2_NYISO_J-K | NEISO | NYISO_J-K | Internal | Shoulder | B12 | 200 | 745 | 744.9 | 55.82 | 58.84 | 3 | 0.01
2015 | NEISO_2_NYISO_J-K | NEISO | NYISO_J-K | Internal | Shoulder | B13 | 600 | 745 | 300.21 | 55.82 | 58.82 | 3 | 0
2015 | NEISO_2_NYISO_J-K | NEISO | NYISO_J-K | Internal | Shoulder | B14 | 900 | 745 | 0 | 55.82 | 57.84 | 3 | 0
2015 | NEISO_2_NYISO_J-K | NEISO | NYISO_J-K | Internal | Shoulder | B15 | 1203 | 745 | 0 | 55.82 | 57.84 | 3 | 0
2015 | NEISO_2_NYISO_J-K | NEISO | NYISO_J-K | Internal | Summer | B1 | 10 | 745 | 0 | 88.48 | 85.5 | 3 | 0
2015 | NEISO_2_NYISO_J-K | NEISO | NYISO_J-K | Internal | Summer | B2 | 25 | 745 | 0 | 84.53 | 81.55 | 3 | 0
2015 | NEISO_2_NYISO_J-K | NEISO | NYISO_J-K | Internal | Summer | B3 | 75 | 745 | 744.87 | 73.74 | 76.77 | 3 | 0.02
2015 | NEISO_2_NYISO_J-K | NEISO | NYISO_J-K | Internal | Summer | B4 | 100 | 745 | 745 | 70.46 | 76.77 | 3 | 3.3
2015 | NEISO_2_NYISO_J-K | NEISO | NYISO_J-K | Internal | Summer | B5 | 200 | 745 | 745 | 58.47 | 76.77 | 3 | 15.3
2015 | NEISO_2_NYISO_J-K | NEISO | NYISO_J-K | Internal | Summer | B6 | 300 | 745 | 745 | 53.13 | 57.86 | 3 | 1.74
2015 | NEISO_2_NYISO_J-K | NEISO | NYISO_J-K | Internal | Summer | B7 | 400 | 745 | 745 | 53.13 | 57.49 | 3 | 1.36
2015 | NEISO_2_NYISO_J-K | NEISO | NYISO_J-K | Internal | Summer | B8 | 500 | 745 | 744.96 | 53.13 | 56.14 | 3 | 0.01
2015 | NEISO_2_NYISO_J-K | NEISO | NYISO_J-K | Internal | Summer | B9 | 800 | 745 | 0 | 53.13 | 56.06 | 3 | 0
2015 | NEISO_2_NYISO_J-K | NEISO | NYISO_J-K | Internal | Summer | B10 | 1262 | 745 | 0 | 53.13 | 56.06 | 3 | 0
2015 | NEISO_2_NYISO_J-K | NEISO | NYISO_J-K | Internal | Winter | B16 | 25 | 745 | 745 | 64.22 | 69 | 3 | 1.78
2015 | NEISO_2_NYISO_J-K | NEISO | NYISO_J-K | Internal | Winter | B17 | 100 | 745 | 62.15 | 64.22 | 67.22 | 3 | 0
2015 | NEISO_2_NYISO_J-K | NEISO | NYISO_J-K | Internal | Winter | B18 | 400 | 745 | 0 | 64.22 | 67.07 | 3 | 0
2015 | NEISO_2_NYISO_J-K | NEISO | NYISO_J-K | Internal | Winter | B19 | 700 | 745 | 0 | 64.22 | 67.07 | 3 | 0
2015 | NEISO_2_NYISO_J-K | NEISO | NYISO_J-K | Internal | Winter | B20 | 935 | 745 | 0 | 64.22 | 61.61 | 3 | 0
2015 | NonRTO_Midwest_2_MISO_IN | NonRTO_Midwest | MISO_IN | Internal | Shoulder | B11 | 25 | 4450 | 0 | 85.67 | 77.67 | 8 | 0
2015 | NonRTO_Midwest_2_MISO_IN | NonRTO_Midwest | MISO_IN | Internal | Shoulder | B12 | 200 | 4450 | 0 | 70.77 | 62.77 | 8 | 0
2015 | NonRTO_Midwest_2_MISO_IN | NonRTO_Midwest | MISO_IN | Internal | Shoulder | B13 | 600 | 4450 | 0 | 65 | 57.69 | 8 | 0
2015 | NonRTO_Midwest_2_MISO_IN | NonRTO_Midwest | MISO_IN | Internal | Shoulder | B14 | 900 | 4450 | 0 | 56.77 | 55.81 | 8 | 0
2015 | NonRTO_Midwest_2_MISO_IN | NonRTO_Midwest | MISO_IN | Internal | Shoulder | B15 | 1203 | 4450 | 0 | 55.44 | 54.65 | 8 | 0
2015 | NonRTO_Midwest_2_MISO_IN | NonRTO_Midwest | MISO_IN | Internal | Summer | B1 | 10 | 4450 | 0 | 96.27 | 91.49 | 8 | 0
2015 | NonRTO_Midwest_2_MISO_IN | NonRTO_Midwest | MISO_IN | Internal | Summer | B2 | 25 | 4450 | 0 | 96.27 | 88.75 | 8 | 0
2015 | NonRTO_Midwest_2_MISO_IN | NonRTO_Midwest | MISO_IN | Internal | Summer | B3 | 75 | 4450 | 0 | 96.27 | 88.75 | 8 | 0
2015 | NonRTO_Midwest_2_MISO_IN | NonRTO_Midwest | MISO_IN | Internal | Summer | B4 | 100 | 4450 | 0 | 92.79 | 84.79 | 8 | 0
2015 | NonRTO_Midwest_2_MISO_IN | NonRTO_Midwest | MISO_IN | Internal | Summer | B5 | 200 | 4450 | 0 | 85.24 | 77.24 | 8 | 0
2015 | NonRTO_Midwest_2_MISO_IN | NonRTO_Midwest | MISO_IN | Internal | Summer | B6 | 300 | 4450 | 196.23 | 58 | 66 | 8 | 0
2015 | NonRTO_Midwest_2_MISO_IN | NonRTO_Midwest | MISO_IN | Internal | Summer | B7 | 400 | 4450 | 0 | 56.77 | 56.52 | 8 | 0
2015 | NonRTO_Midwest_2_MISO_IN | NonRTO_Midwest | MISO_IN | Internal | Summer | B8 | 500 | 4450 | 0 | 56.5 | 53.87 | 8 | 0
2015 | NonRTO_Midwest_2_MISO_IN | NonRTO_Midwest | MISO_IN | Internal | Summer | B9 | 800 | 4450 | 0 | 55.44 | 53.24 | 8 | 0
2015 | NonRTO_Midwest_2_MISO_IN | NonRTO_Midwest | MISO_IN | Internal | Summer | B10 | 1262 | 4450 | 0 | 54.1 | 53.14 | 8 | 0
2015 | NonRTO_Midwest_2_MISO_IN | NonRTO_Midwest | MISO_IN | Internal | Winter | B16 | 25 | 4450 | 0 | 82.99 | 74.99 | 8 | 0
2015 | NonRTO_Midwest_2_MISO_IN | NonRTO_Midwest | MISO_IN | Internal | Winter | B17 | 100 | 4450 | 0 | 73.76 | 65.76 | 8 | 0
2015 | NonRTO_Midwest_2_MISO_IN | NonRTO_Midwest | MISO_IN | Internal | Winter | B18 | 400 | 4450 | 0 | 66.52 | 58.52 | 8 | 0
2015 | NonRTO_Midwest_2_MISO_IN | NonRTO_Midwest | MISO_IN | Internal | Winter | B19 | 700 | 4450 | 0 | 56.77 | 56.37 | 8 | 0
2015 | NonRTO_Midwest_2_MISO_IN | NonRTO_Midwest | MISO_IN | Internal | Winter | B20 | 935 | 4450 | 0 | 55.49 | 53.97 | 8 | 0
2015 | NonRTO_Midwest_2_TVA_Transmission | NonRTO_Midwest | TVA_Transmission | Internal | Shoulder | B11 | 25 | 2400 | 0 | 85.67 | 81.66 | 8 | 0
2015 | NonRTO_Midwest_2_TVA_Transmission | NonRTO_Midwest | TVA_Transmission | Internal | Shoulder | B12 | 200 | 2400 | 0 | 70.77 | 65.03 | 8 | 0
2015 | NonRTO_Midwest_2_TVA_Transmission | NonRTO_Midwest | TVA_Transmission | Internal | Shoulder | B13 | 600 | 2400 | 0 | 65 | 62.2 | 8 | 0
2015 | NonRTO_Midwest_2_TVA_Transmission | NonRTO_Midwest | TVA_Transmission | Internal | Shoulder | B14 | 900 | 2400 | 0 | 56.77 | 61.18 | 8 | 0
2015 | NonRTO_Midwest_2_TVA_Transmission | NonRTO_Midwest | TVA_Transmission | Internal | Shoulder | B15 | 1203 | 2400 | 0 | 55.44 | 60.52 | 8 | 0
2015 | NonRTO_Midwest_2_TVA_Transmission | NonRTO_Midwest | TVA_Transmission | Internal | Summer | B1 | 10 | 2400 | 0 | 96.27 | 99.47 | 8 | 0
2015 | NonRTO_Midwest_2_TVA_Transmission | NonRTO_Midwest | TVA_Transmission | Internal | Summer | B2 | 25 | 2400 | 0 | 96.27 | 96.74 | 8 | 0
2015 | NonRTO_Midwest_2_TVA_Transmission | NonRTO_Midwest | TVA_Transmission | Internal | Summer | B3 | 75 | 2400 | 0 | 96.27 | 95.51 | 8 | 0
2015 | NonRTO_Midwest_2_TVA_Transmission | NonRTO_Midwest | TVA_Transmission | Internal | Summer | B4 | 100 | 2400 | 0 | 92.79 | 88.79 | 8 | 0
2015 | NonRTO_Midwest_2_TVA_Transmission | NonRTO_Midwest | TVA_Transmission | Internal | Summer | B5 | 200 | 2400 | 0 | 85.24 | 80.47 | 8 | 0
2015 | NonRTO_Midwest_2_TVA_Transmission | NonRTO_Midwest | TVA_Transmission | Internal | Summer | B6 | 300 | 2400 | 0 | 58 | 65.52 | 8 | 0
2015 | NonRTO_Midwest_2_TVA_Transmission | NonRTO_Midwest | TVA_Transmission | Internal | Summer | B7 | 400 | 2400 | 0 | 56.77 | 60.8 | 8 | 0
2015 | NonRTO_Midwest_2_TVA_Transmission | NonRTO_Midwest | TVA_Transmission | Internal | Summer | B8 | 500 | 2400 | 0 | 56.5 | 59.67 | 8 | 0
2015 | NonRTO_Midwest_2_TVA_Transmission | NonRTO_Midwest | TVA_Transmission | Internal | Summer | B9 | 800 | 2400 | 0 | 55.44 | 58.7 | 8 | 0
2015 | NonRTO_Midwest_2_TVA_Transmission | NonRTO_Midwest | TVA_Transmission | Internal | Summer | B10 | 1262 | 2400 | 0 | 54.1 | 56.96 | 8 | 0
2015 | NonRTO_Midwest_2_TVA_Transmission | NonRTO_Midwest | TVA_Transmission | Internal | Winter | B16 | 25 | 2400 | 0 | 82.99 | 82.97 | 8 | 0
2015 | NonRTO_Midwest_2_TVA_Transmission | NonRTO_Midwest | TVA_Transmission | Internal | Winter | B17 | 100 | 2400 | 0 | 73.76 | 68.06 | 8 | 0
2015 | NonRTO_Midwest_2_TVA_Transmission | NonRTO_Midwest | TVA_Transmission | Internal | Winter | B18 | 400 | 2400 | 0 | 66.52 | 63.5 | 8 | 0
2015 | NonRTO_Midwest_2_TVA_Transmission | NonRTO_Midwest | TVA_Transmission | Internal | Winter | B19 | 700 | 2400 | 0 | 56.77 | 62.38 | 8 | 0
2015 | NonRTO_Midwest_2_TVA_Transmission | NonRTO_Midwest | TVA_Transmission | Internal | Winter | B20 | 935 | 2400 | 0 | 55.49 | 60.41 | 8 | 0
2015 | NYISO_A-F_2_IESO | NYISO_A-F | IESO | Internal | Shoulder | B11 | 25 | 1600 | 0 | 60.53 | 47.64 | 7 | 0
2015 | NYISO_A-F_2_IESO | NYISO_A-F | IESO | Internal | Shoulder | B12 | 200 | 1600 | 0 | 58.81 | 47.64 | 7 | 0
2015 | NYISO_A-F_2_IESO | NYISO_A-F | IESO | Internal | Shoulder | B13 | 600 | 1600 | 0 | 58.8 | 47.64 | 7 | 0
2015 | NYISO_A-F_2_IESO | NYISO_A-F | IESO | Internal | Shoulder | B14 | 900 | 1600 | 0 | 57.82 | 47.64 | 7 | 0
2015 | NYISO_A-F_2_IESO | NYISO_A-F | IESO | Internal | Shoulder | B15 | 1203 | 1600 | 0 | 57.82 | 47.64 | 7 | 0
2015 | NYISO_A-F_2_IESO | NYISO_A-F | IESO | Internal | Summer | B1 | 10 | 1600 | 0 | 85.48 | 78.86 | 7 | 0
2015 | NYISO_A-F_2_IESO | NYISO_A-F | IESO | Internal | Summer | B2 | 25 | 1600 | 0 | 81.53 | 74.53 | 7 | 0
2015 | NYISO_A-F_2_IESO | NYISO_A-F | IESO | Internal | Summer | B3 | 75 | 1600 | 0 | 76.74 | 69.74 | 7 | 0
2015 | NYISO_A-F_2_IESO | NYISO_A-F | IESO | Internal | Summer | B4 | 100 | 1600 | 0 | 73.46 | 53.29 | 7 | 0
2015 | NYISO_A-F_2_IESO | NYISO_A-F | IESO | Internal | Summer | B5 | 200 | 1600 | 0 | 67.26 | 48.29 | 7 | 0
2015 | NYISO_A-F_2_IESO | NYISO_A-F | IESO | Internal | Summer | B6 | 300 | 1600 | 0 | 57.84 | 48.29 | 7 | 0
2015 | NYISO_A-F_2_IESO | NYISO_A-F | IESO | Internal | Summer | B7 | 400 | 1600 | 0 | 57.46 | 48.29 | 7 | 0
2015 | NYISO_A-F_2_IESO | NYISO_A-F | IESO | Internal | Summer | B8 | 500 | 1600 | 0 | 56.12 | 46.15 | 7 | 0
2015 | NYISO_A-F_2_IESO | NYISO_A-F | IESO | Internal | Summer | B9 | 800 | 1600 | 0 | 56.03 | 46.15 | 7 | 0
2015 | NYISO_A-F_2_IESO | NYISO_A-F | IESO | Internal | Summer | B10 | 1262 | 1600 | 0 | 56.03 | 46.15 | 7 | 0
2015 | NYISO_A-F_2_IESO | NYISO_A-F | IESO | Internal | Winter | B16 | 25 | 1600 | 0 | 67.64 | 51.86 | 7 | 0
2015 | NYISO_A-F_2_IESO | NYISO_A-F | IESO | Internal | Winter | B17 | 100 | 1600 | 0 | 61.59 | 51.86 | 7 | 0
2015 | NYISO_A-F_2_IESO | NYISO_A-F | IESO | Internal | Winter | B18 | 400 | 1600 | 0 | 61.59 | 49.35 | 7 | 0
2015 | NYISO_A-F_2_IESO | NYISO_A-F | IESO | Internal | Winter | B19 | 700 | 1600 | 0 | 61.59 | 49.35 | 7 | 0
2015 | NYISO_A-F_2_IESO | NYISO_A-F | IESO | Internal | Winter | B20 | 935 | 1600 | 0 | 61.59 | 49.35 | 7 | 0
2015 | NYISO_A-F_2_NEISO | NYISO_A-F | NEISO | Internal | Shoulder | B11 | 25 | 600 | 0 | 60.53 | 55.82 | 3 | 0
2015 | NYISO_A-F_2_NEISO | NYISO_A-F | NEISO | Internal | Shoulder | B12 | 200 | 600 | 0 | 58.81 | 55.82 | 3 | 0
2015 | NYISO_A-F_2_NEISO | NYISO_A-F | NEISO | Internal | Shoulder | B13 | 600 | 600 | 0 | 58.8 | 55.82 | 3 | 0
2015 | NYISO_A-F_2_NEISO | NYISO_A-F | NEISO | Internal | Shoulder | B14 | 900 | 600 | 0 | 57.82 | 55.82 | 3 | 0
2015 | NYISO_A-F_2_NEISO | NYISO_A-F | NEISO | Internal | Shoulder | B15 | 1203 | 600 | 0 | 57.82 | 55.82 | 3 | 0
2015 | NYISO_A-F_2_NEISO | NYISO_A-F | NEISO | Internal | Summer | B1 | 10 | 600 | 576.47 | 85.48 | 88.48 | 3 | 0
2015 | NYISO_A-F_2_NEISO | NYISO_A-F | NEISO | Internal | Summer | B2 | 25 | 600 | 25.74 | 81.53 | 84.53 | 3 | 0
2015 | NYISO_A-F_2_NEISO | NYISO_A-F | NEISO | Internal | Summer | B3 | 75 | 600 | 0 | 76.74 | 73.74 | 3 | 0
2015 | NYISO_A-F_2_NEISO | NYISO_A-F | NEISO | Internal | Summer | B4 | 100 | 600 | 0 | 73.46 | 70.46 | 3 | 0
2015 | NYISO_A-F_2_NEISO | NYISO_A-F | NEISO | Internal | Summer | B5 | 200 | 600 | 0 | 67.26 | 58.47 | 3 | 0
2015 | NYISO_A-F_2_NEISO | NYISO_A-F | NEISO | Internal | Summer | B6 | 300 | 600 | 0 | 57.84 | 53.13 | 3 | 0
2015 | NYISO_A-F_2_NEISO | NYISO_A-F | NEISO | Internal | Summer | B7 | 400 | 600 | 0 | 57.46 | 53.13 | 3 | 0
2015 | NYISO_A-F_2_NEISO | NYISO_A-F | NEISO | Internal | Summer | B8 | 500 | 600 | 0 | 56.12 | 53.13 | 3 | 0
2015 | NYISO_A-F_2_NEISO | NYISO_A-F | NEISO | Internal | Summer | B9 | 800 | 600 | 0 | 56.03 | 53.13 | 3 | 0
2015 | NYISO_A-F_2_NEISO | NYISO_A-F | NEISO | Internal | Summer | B10 | 1262 | 600 | 0 | 56.03 | 53.13 | 3 | 0
2015 | NYISO_A-F_2_NEISO | NYISO_A-F | NEISO | Internal | Winter | B16 | 25 | 600 | 0 | 67.64 | 64.22 | 3 | 0
2015 | NYISO_A-F_2_NEISO | NYISO_A-F | NEISO | Internal | Winter | B17 | 100 | 600 | 0 | 61.59 | 64.22 | 3 | 0
2015 | NYISO_A-F_2_NEISO | NYISO_A-F | NEISO | Internal | Winter | B18 | 400 | 600 | 0 | 61.59 | 64.22 | 3 | 0
2015 | NYISO_A-F_2_NEISO | NYISO_A-F | NEISO | Internal | Winter | B19 | 700 | 600 | 0 | 61.59 | 64.22 | 3 | 0
2015 | NYISO_A-F_2_NEISO | NYISO_A-F | NEISO | Internal | Winter | B20 | 935 | 600 | 0 | 61.59 | 64.22 | 3 | 0
2015 | NYISO_A-F_2_NYISO_G-I | NYISO_A-F | NYISO_G-I | Internal | Shoulder | B11 | 25 | 5685 | 4923.58 | 60.53 | 60.55 | 0.01 | 0
2015 | NYISO_A-F_2_NYISO_G-I | NYISO_A-F | NYISO_G-I | Internal | Shoulder | B12 | 200 | 5685 | 3754.99 | 58.81 | 58.82 | 0.01 | 0
2015 | NYISO_A-F_2_NYISO_G-I | NYISO_A-F | NYISO_G-I | Internal | Shoulder | B13 | 600 | 5685 | 4172.34 | 58.8 | 58.81 | 0.01 | 0
2015 | NYISO_A-F_2_NYISO_G-I | NYISO_A-F | NYISO_G-I | Internal | Shoulder | B14 | 900 | 5685 | 4485.07 | 57.82 | 57.83 | 0.01 | 0
2015 | NYISO_A-F_2_NYISO_G-I | NYISO_A-F | NYISO_G-I | Internal | Shoulder | B15 | 1203 | 5685 | 2618.96 | 57.82 | 57.83 | 0.01 | 0
2015 | NYISO_A-F_2_NYISO_G-I | NYISO_A-F | NYISO_G-I | Internal | Summer | B1 | 10 | 5685 | 4957.39 | 85.48 | 85.49 | 0.01 | 0
2015 | NYISO_A-F_2_NYISO_G-I | NYISO_A-F | NYISO_G-I | Internal | Summer | B2 | 25 | 5685 | 5024.65 | 81.53 | 81.54 | 0.01 | 0
2015 | NYISO_A-F_2_NYISO_G-I | NYISO_A-F | NYISO_G-I | Internal | Summer | B3 | 75 | 5685 | 4571.81 | 76.74 | 76.75 | 0.01 | 0
2015 | NYISO_A-F_2_NYISO_G-I | NYISO_A-F | NYISO_G-I | Internal | Summer | B4 | 100 | 5685 | 5685 | 73.46 | 74.82 | 0.01 | 1.34
2015 | NYISO_A-F_2_NYISO_G-I | NYISO_A-F | NYISO_G-I | Internal | Summer | B5 | 200 | 5685 | 5593.4 | 67.26 | 67.27 | 0.01 | 0
2015 | NYISO_A-F_2_NYISO_G-I | NYISO_A-F | NYISO_G-I | Internal | Summer | B6 | 300 | 5685 | 4431.47 | 57.84 | 57.85 | 0.01 | 0
2015 | NYISO_A-F_2_NYISO_G-I | NYISO_A-F | NYISO_G-I | Internal | Summer | B7 | 400 | 5685 | 4469.79 | 57.46 | 57.47 | 0.01 | 0
2015 | NYISO_A-F_2_NYISO_G-I | NYISO_A-F | NYISO_G-I | Internal | Summer | B8 | 500 | 5685 | 4264.12 | 56.12 | 56.13 | 0.01 | 0
2015 | NYISO_A-F_2_NYISO_G-I | NYISO_A-F | NYISO_G-I | Internal | Summer | B9 | 800 | 5685 | 4128.38 | 56.03 | 56.05 | 0.01 | 0
2015 | NYISO_A-F_2_NYISO_G-I | NYISO_A-F | NYISO_G-I | Internal | Summer | B10 | 1262 | 5685 | 1978.23 | 56.03 | 56.05 | 0.01 | 0
2015 | NYISO_A-F_2_NYISO_G-I | NYISO_A-F | NYISO_G-I | Internal | Winter | B16 | 25 | 5685 | 5684.99 | 67.64 | 68.99 | 0.01 | 1.33
2015 | NYISO_A-F_2_NYISO_G-I | NYISO_A-F | NYISO_G-I | Internal | Winter | B17 | 100 | 5685 | 5685 | 61.59 | 67.21 | 0.01 | 5.6
2015 | NYISO_A-F_2_NYISO_G-I | NYISO_A-F | NYISO_G-I | Internal | Winter | B18 | 400 | 5685 | 5685 | 61.59 | 64.83 | 0.01 | 3.23
2015 | NYISO_A-F_2_NYISO_G-I | NYISO_A-F | NYISO_G-I | Internal | Winter | B19 | 700 | 5685 | 5685 | 61.59 | 64.83 | 0.01 | 3.23
2015 | NYISO_A-F_2_NYISO_G-I | NYISO_A-F | NYISO_G-I | Internal | Winter | B20 | 935 | 5685 | 5196.85 | 61.59 | 61.6 | 0.01 | 0
2015 | NYISO_A-F_2_PJM_ROM | NYISO_A-F | PJM_ROM | Internal | Shoulder | B11 | 25 | 1000 | 1000 | 60.53 | 75.65 | 8 | 7.12
2015 | NYISO_A-F_2_PJM_ROM | NYISO_A-F | PJM_ROM | Internal | Shoulder | B12 | 200 | 1000 | 0 | 58.81 | 64.63 | 8 | 0
2015 | NYISO_A-F_2_PJM_ROM | NYISO_A-F | PJM_ROM | Internal | Shoulder | B13 | 600 | 1000 | 0 | 58.8 | 59.68 | 8 | 0
2015 | NYISO_A-F_2_PJM_ROM | NYISO_A-F | PJM_ROM | Internal | Shoulder | B14 | 900 | 1000 | 0 | 57.82 | 58.9 | 8 | 0
2015 | NYISO_A-F_2_PJM_ROM | NYISO_A-F | PJM_ROM | Internal | Shoulder | B15 | 1203 | 1000 | 0 | 57.82 | 54.98 | 8 | 0
2015 | NYISO_A-F_2_PJM_ROM | NYISO_A-F | PJM_ROM | Internal | Summer | B1 | 10 | 1000 | 303.07 | 85.48 | 93.48 | 8 | 0
2015 | NYISO_A-F_2_PJM_ROM | NYISO_A-F | PJM_ROM | Internal | Summer | B2 | 25 | 1000 | 721.42 | 81.53 | 89.53 | 8 | 0
2015 | NYISO_A-F_2_PJM_ROM | NYISO_A-F | PJM_ROM | Internal | Summer | B3 | 75 | 1000 | 1000 | 76.74 | 89.53 | 8 | 4.78
2015 | NYISO_A-F_2_PJM_ROM | NYISO_A-F | PJM_ROM | Internal | Summer | B4 | 100 | 1000 | 1000 | 73.46 | 82.81 | 8 | 1.34
2015 | NYISO_A-F_2_PJM_ROM | NYISO_A-F | PJM_ROM | Internal | Summer | B5 | 200 | 1000 | 904.6 | 67.26 | 75.26 | 8 | 0
2015 | NYISO_A-F_2_PJM_ROM | NYISO_A-F | PJM_ROM | Internal | Summer | B6 | 300 | 1000 | 0 | 57.84 | 65.03 | 8 | 0
2015 | NYISO_A-F_2_PJM_ROM | NYISO_A-F | PJM_ROM | Internal | Summer | B7 | 400 | 1000 | 0 | 57.46 | 57.78 | 8 | 0
2015 | NYISO_A-F_2_PJM_ROM | NYISO_A-F | PJM_ROM | Internal | Summer | B8 | 500 | 1000 | 0 | 56.12 | 56.92 | 8 | 0
2015 | NYISO_A-F_2_PJM_ROM | NYISO_A-F | PJM_ROM | Internal | Summer | B9 | 800 | 1000 | 0 | 56.03 | 56.64 | 8 | 0
2015 | NYISO_A-F_2_PJM_ROM | NYISO_A-F | PJM_ROM | Internal | Summer | B10 | 1262 | 1000 | 0 | 56.03 | 52.9 | 8 | 0
2015 | NYISO_A-F_2_PJM_ROM | NYISO_A-F | PJM_ROM | Internal | Winter | B16 | 25 | 1000 | 999.99 | 67.64 | 76.98 | 8 | 1.33
2015 | NYISO_A-F_2_PJM_ROM | NYISO_A-F | PJM_ROM | Internal | Winter | B17 | 100 | 1000 | 0 | 61.59 | 68.52 | 8 | 0
2015 | NYISO_A-F_2_PJM_ROM | NYISO_A-F | PJM_ROM | Internal | Winter | B18 | 400 | 1000 | 0 | 61.59 | 64.13 | 8 | 0
2015 | NYISO_A-F_2_PJM_ROM | NYISO_A-F | PJM_ROM | Internal | Winter | B19 | 700 | 1000 | 0 | 61.59 | 63.74 | 8 | 0
2015 | NYISO_A-F_2_PJM_ROM | NYISO_A-F | PJM_ROM | Internal | Winter | B20 | 935 | 1000 | 0 | 61.59 | 55.95 | 8 | 0
2015 | NYISO_G-I_2_NEISO | NYISO_G-I | NEISO | Internal | Shoulder | B11 | 25 | 600 | 0 | 60.55 | 55.82 | 3 | 0
2015 | NYISO_G-I_2_NEISO | NYISO_G-I | NEISO | Internal | Shoulder | B12 | 200 | 600 | 0 | 58.82 | 55.82 | 3 | 0
2015 | NYISO_G-I_2_NEISO | NYISO_G-I | NEISO | Internal | Shoulder | B13 | 600 | 600 | 0 | 58.81 | 55.82 | 3 | 0
2015 | NYISO_G-I_2_NEISO | NYISO_G-I | NEISO | Internal | Shoulder | B14 | 900 | 600 | 0 | 57.83 | 55.82 | 3 | 0
2015 | NYISO_G-I_2_NEISO | NYISO_G-I | NEISO | Internal | Shoulder | B15 | 1203 | 600 | 0 | 57.83 | 55.82 | 3 | 0
2015 | NYISO_G-I_2_NEISO | NYISO_G-I | NEISO | Internal | Summer | B1 | 10 | 600 | 1.8 | 85.49 | 88.48 | 3 | 0
2015 | NYISO_G-I_2_NEISO | NYISO_G-I | NEISO | Internal | Summer | B2 | 25 | 600 | 0.55 | 81.54 | 84.53 | 3 | 0
2015 | NYISO_G-I_2_NEISO | NYISO_G-I | NEISO | Internal | Summer | B3 | 75 | 600 | 0 | 76.75 | 73.74 | 3 | 0
2015 | NYISO_G-I_2_NEISO | NYISO_G-I | NEISO | Internal | Summer | B4 | 100 | 600 | 0 | 74.82 | 70.46 | 3 | 0
2015 | NYISO_G-I_2_NEISO | NYISO_G-I | NEISO | Internal | Summer | B5 | 200 | 600 | 0 | 67.27 | 58.47 | 3 | 0
2015 | NYISO_G-I_2_NEISO | NYISO_G-I | NEISO | Internal | Summer | B6 | 300 | 600 | 0 | 57.85 | 53.13 | 3 | 0
2015 | NYISO_G-I_2_NEISO | NYISO_G-I | NEISO | Internal | Summer | B7 | 400 | 600 | 0 | 57.47 | 53.13 | 3 | 0
2015 | NYISO_G-I_2_NEISO | NYISO_G-I | NEISO | Internal | Summer | B8 | 500 | 600 | 0 | 56.13 | 53.13 | 3 | 0
2015 | NYISO_G-I_2_NEISO | NYISO_G-I | NEISO | Internal | Summer | B9 | 800 | 600 | 0 | 56.05 | 53.13 | 3 | 0
2015 | NYISO_G-I_2_NEISO | NYISO_G-I | NEISO | Internal | Summer | B10 | 1262 | 600 | 0 | 56.05 | 53.13 | 3 | 0
2015 | NYISO_G-I_2_NEISO | NYISO_G-I | NEISO | Internal | Winter | B16 | 25 | 600 | 0 | 68.99 | 64.22 | 3 | 0
2015 | NYISO_G-I_2_NEISO | NYISO_G-I | NEISO | Internal | Winter | B17 | 100 | 600 | 0 | 67.21 | 64.22 | 3 | 0
2015 | NYISO_G-I_2_NEISO | NYISO_G-I | NEISO | Internal | Winter | B18 | 400 | 600 | 0 | 64.83 | 64.22 | 3 | 0
2015 | NYISO_G-I_2_NEISO | NYISO_G-I | NEISO | Internal | Winter | B19 | 700 | 600 | 0 | 64.83 | 64.22 | 3 | 0
2015 | NYISO_G-I_2_NEISO | NYISO_G-I | NEISO | Internal | Winter | B20 | 935 | 600 | 0 | 61.6 | 64.22 | 3 | 0
2015 | NYISO_G-I_2_NYISO_A-F | NYISO_G-I | NYISO_A-F | Internal | Shoulder | B11 | 25 | 3434 | 0.37 | 60.55 | 60.53 | 0.01 | 0
2015 | NYISO_G-I_2_NYISO_A-F | NYISO_G-I | NYISO_A-F | Internal | Shoulder | B12 | 200 | 3434 | 0.05 | 58.82 | 58.81 | 0.01 | 0
2015 | NYISO_G-I_2_NYISO_A-F | NYISO_G-I | NYISO_A-F | Internal | Shoulder | B13 | 600 | 3434 | 0.02 | 58.81 | 58.8 | 0.01 | 0
2015 | NYISO_G-I_2_NYISO_A-F | NYISO_G-I | NYISO_A-F | Internal | Shoulder | B14 | 900 | 3434 | 0.01 | 57.83 | 57.82 | 0.01 | 0
2015 | NYISO_G-I_2_NYISO_A-F | NYISO_G-I | NYISO_A-F | Internal | Shoulder | B15 | 1203 | 3434 | 0 | 57.83 | 57.82 | 0.01 | 0
2015 | NYISO_G-I_2_NYISO_A-F | NYISO_G-I | NYISO_A-F | Internal | Summer | B1 | 10 | 3434 | 0.92 | 85.49 | 85.48 | 0.01 | 0
2015 | NYISO_G-I_2_NYISO_A-F | NYISO_G-I | NYISO_A-F | Internal | Summer | B2 | 25 | 3434 | 0.37 | 81.54 | 81.53 | 0.01 | 0
2015 | NYISO_G-I_2_NYISO_A-F | NYISO_G-I | NYISO_A-F | Internal | Summer | B3 | 75 | 3434 | 0.13 | 76.75 | 76.74 | 0.01 | 0
2015 | NYISO_G-I_2_NYISO_A-F | NYISO_G-I | NYISO_A-F | Internal | Summer | B4 | 100 | 3434 | 0 | 74.82 | 73.46 | 0.01 | 0
2015 | NYISO_G-I_2_NYISO_A-F | NYISO_G-I | NYISO_A-F | Internal | Summer | B5 | 200 | 3434 | 0.05 | 67.27 | 67.26 | 0.01 | 0
2015 | NYISO_G-I_2_NYISO_A-F | NYISO_G-I | NYISO_A-F | Internal | Summer | B6 | 300 | 3434 | 0.03 | 57.85 | 57.84 | 0.01 | 0
2015 | NYISO_G-I_2_NYISO_A-F | NYISO_G-I | NYISO_A-F | Internal | Summer | B7 | 400 | 3434 | 0.03 | 57.47 | 57.46 | 0.01 | 0
2015 | NYISO_G-I_2_NYISO_A-F | NYISO_G-I | NYISO_A-F | Internal | Summer | B8 | 500 | 3434 | 0.02 | 56.13 | 56.12 | 0.01 | 0
2015 | NYISO_G-I_2_NYISO_A-F | NYISO_G-I | NYISO_A-F | Internal | Summer | B9 | 800 | 3434 | 0.01 | 56.05 | 56.03 | 0.01 | 0
2015 | NYISO_G-I_2_NYISO_A-F | NYISO_G-I | NYISO_A-F | Internal | Summer | B10 | 1262 | 3434 | 0 | 56.05 | 56.03 | 0.01 | 0
2015 | NYISO_G-I_2_NYISO_A-F | NYISO_G-I | NYISO_A-F | Internal | Winter | B16 | 25 | 3434 | 0 | 68.99 | 67.64 | 0.01 | 0
2015 | NYISO_G-I_2_NYISO_A-F | NYISO_G-I | NYISO_A-F | Internal | Winter | B17 | 100 | 3434 | 0 | 67.21 | 61.59 | 0.01 | 0
2015 | NYISO_G-I_2_NYISO_A-F | NYISO_G-I | NYISO_A-F | Internal | Winter | B18 | 400 | 3434 | 0 | 64.83 | 61.59 | 0.01 | 0
2015 | NYISO_G-I_2_NYISO_A-F | NYISO_G-I | NYISO_A-F | Internal | Winter | B19 | 700 | 3434 | 0 | 64.83 | 61.59 | 0.01 | 0
2015 | NYISO_G-I_2_NYISO_A-F | NYISO_G-I | NYISO_A-F | Internal | Winter | B20 | 935 | 3434 | 0.01 | 61.6 | 61.59 | 0.01 | 0
2015 | NYISO_G-I_2_NYISO_J-K | NYISO_G-I | NYISO_J-K | Internal | Shoulder | B11 | 25 | 6130 | 4319.27 | 60.55 | 60.56 | 0.01 | 0
2015 | NYISO_G-I_2_NYISO_J-K | NYISO_G-I | NYISO_J-K | Internal | Shoulder | B12 | 200 | 6130 | 4481.76 | 58.82 | 58.84 | 0.01 | 0
2015 | NYISO_G-I_2_NYISO_J-K | NYISO_G-I | NYISO_J-K | Internal | Shoulder | B13 | 600 | 6130 | 4655.19 | 58.81 | 58.82 | 0.01 | 0
2015 | NYISO_G-I_2_NYISO_J-K | NYISO_G-I | NYISO_J-K | Internal | Shoulder | B14 | 900 | 6130 | 4260.36 | 57.83 | 57.84 | 0.01 | 0
2015 | NYISO_G-I_2_NYISO_J-K | NYISO_G-I | NYISO_J-K | Internal | Shoulder | B15 | 1203 | 6130 | 2656.04 | 57.83 | 57.84 | 0.01 | 0
2015 | NYISO_G-I_2_NYISO_J-K | NYISO_G-I | NYISO_J-K | Internal | Summer | B1 | 10 | 6130 | 3947.06 | 85.49 | 85.5 | 0.01 | 0
2015 | NYISO_G-I_2_NYISO_J-K | NYISO_G-I | NYISO_J-K | Internal | Summer | B2 | 25 | 6130 | 3497.52 | 81.54 | 81.55 | 0.01 | 0
2015 | NYISO_G-I_2_NYISO_J-K | NYISO_G-I | NYISO_J-K | Internal | Summer | B3 | 75 | 6130 | 3515.36 | 76.75 | 76.77 | 0.01 | 0
2015 | NYISO_G-I_2_NYISO_J-K | NYISO_G-I | NYISO_J-K | Internal | Summer | B4 | 100 | 6130 | 6130 | 74.82 | 76.77 | 0.01 | 1.94
2015 | NYISO_G-I_2_NYISO_J-K | NYISO_G-I | NYISO_J-K | Internal | Summer | B5 | 200 | 6130 | 6130 | 67.27 | 76.77 | 0.01 | 9.48
2015 | NYISO_G-I_2_NYISO_J-K | NYISO_G-I | NYISO_J-K | Internal | Summer | B6 | 300 | 6130 | 5448.75 | 57.85 | 57.86 | 0.01 | 0
2015 | NYISO_G-I_2_NYISO_J-K | NYISO_G-I | NYISO_J-K | Internal | Summer | B7 | 400 | 6130 | 5679.53 | 57.47 | 57.49 | 0.01 | 0
2015 | NYISO_G-I_2_NYISO_J-K | NYISO_G-I | NYISO_J-K | Internal | Summer | B8 | 500 | 6130 | 5195.37 | 56.13 | 56.14 | 0.01 | 0
2015 | NYISO_G-I_2_NYISO_J-K | NYISO_G-I | NYISO_J-K | Internal | Summer | B9 | 800 | 6130 | 5093.55 | 56.05 | 56.06 | 0.01 | 0
2015 | NYISO_G-I_2_NYISO_J-K | NYISO_G-I | NYISO_J-K | Internal | Summer | B10 | 1262 | 6130 | 3379.92 | 56.05 | 56.06 | 0.01 | 0
2015 | NYISO_G-I_2_NYISO_J-K | NYISO_G-I | NYISO_J-K | Internal | Winter | B16 | 25 | 6130 | 5756.3 | 68.99 | 69 | 0.01 | 0
2015 | NYISO_G-I_2_NYISO_J-K | NYISO_G-I | NYISO_J-K | Internal | Winter | B17 | 100 | 6130 | 6072.06 | 67.21 | 67.22 | 0.01 | 0
2015 | NYISO_G-I_2_NYISO_J-K | NYISO_G-I | NYISO_J-K | Internal | Winter | B18 | 400 | 6130 | 6130 | 64.83 | 67.07 | 0.01 | 2.22
2015 | NYISO_G-I_2_NYISO_J-K | NYISO_G-I | NYISO_J-K | Internal | Winter | B19 | 700 | 6130 | 6130 | 64.83 | 67.07 | 0.01 | 2.22
2015 | NYISO_G-I_2_NYISO_J-K | NYISO_G-I | NYISO_J-K | Internal | Winter | B20 | 935 | 6130 | 5467.18 | 61.6 | 61.61 | 0.01 | 0
2015 | NYISO_G-I_2_PJM_E | NYISO_G-I | PJM_E | Internal | Shoulder | B11 | 25 | 1500 | 1500 | 60.55 | 75.64 | 8 | 7.1
2015 | NYISO_G-I_2_PJM_E | NYISO_G-I | PJM_E | Internal | Shoulder | B12 | 200 | 1500 | 0 | 58.82 | 64.62 | 8 | 0
2015 | NYISO_G-I_2_PJM_E | NYISO_G-I | PJM_E | Internal | Shoulder | B13 | 600 | 1500 | 0 | 58.81 | 59.69 | 8 | 0
2015 | NYISO_G-I_2_PJM_E | NYISO_G-I | PJM_E | Internal | Shoulder | B14 | 900 | 1500 | 0 | 57.83 | 58.91 | 8 | 0
2015 | NYISO_G-I_2_PJM_E | NYISO_G-I | PJM_E | Internal | Shoulder | B15 | 1203 | 1500 | 0 | 57.83 | 54.99 | 8 | 0
2015 | NYISO_G-I_2_PJM_E | NYISO_G-I | PJM_E | Internal | Summer | B1 | 10 | 1500 | 291.32 | 85.49 | 93.49 | 8 | 0
2015 | NYISO_G-I_2_PJM_E | NYISO_G-I | PJM_E | Internal | Summer | B2 | 25 | 1500 | 971.72 | 81.54 | 89.54 | 8 | 0
2015 | NYISO_G-I_2_PJM_E | NYISO_G-I | PJM_E | Internal | Summer | B3 | 75 | 1500 | 1500 | 76.75 | 89.51 | 8 | 4.76
2015 | NYISO_G-I_2_PJM_E | NYISO_G-I | PJM_E | Internal | Summer | B4 | 100 | 1500 | 264.01 | 74.82 | 82.82 | 8 | 0
2015 | NYISO_G-I_2_PJM_E | NYISO_G-I | PJM_E | Internal | Summer | B5 | 200 | 1500 | 306.2 | 67.27 | 75.27 | 8 | 0
2015 | NYISO_G-I_2_PJM_E | NYISO_G-I | PJM_E | Internal | Summer | B6 | 300 | 1500 | 0 | 57.85 | 65.04 | 8 | 0
2015 | NYISO_G-I_2_PJM_E | NYISO_G-I | PJM_E | Internal | Summer | B7 | 400 | 1500 | 0 | 57.47 | 57.79 | 8 | 0
2015 | NYISO_G-I_2_PJM_E | NYISO_G-I | PJM_E | Internal | Summer | B8 | 500 | 1500 | 0 | 56.13 | 56.93 | 8 | 0
2015 | NYISO_G-I_2_PJM_E | NYISO_G-I | PJM_E | Internal | Summer | B9 | 800 | 1500 | 0 | 56.05 | 56.65 | 8 | 0
2015 | NYISO_G-I_2_PJM_E | NYISO_G-I | PJM_E | Internal | Summer | B10 | 1262 | 1500 | 0 | 56.05 | 52.92 | 8 | 0
2015 | NYISO_G-I_2_PJM_E | NYISO_G-I | PJM_E | Internal | Winter | B16 | 25 | 1500 | 785.26 | 68.99 | 76.99 | 8 | 0
2015 | NYISO_G-I_2_PJM_E | NYISO_G-I | PJM_E | Internal | Winter | B17 | 100 | 1500 | 0 | 67.21 | 68.53 | 8 | 0
2015 | NYISO_G-I_2_PJM_E | NYISO_G-I | PJM_E | Internal | Winter | B18 | 400 | 1500 | 0 | 64.83 | 64.14 | 8 | 0
2015 | NYISO_G-I_2_PJM_E | NYISO_G-I | PJM_E | Internal | Winter | B19 | 700 | 1500 | 0 | 64.83 | 63.75 | 8 | 0
2015 | NYISO_G-I_2_PJM_E | NYISO_G-I | PJM_E | Internal | Winter | B20 | 935 | 1500 | 0 | 61.6 | 55.96 | 8 | 0
2015 | NYISO_J-K_2_NEISO | NYISO_J-K | NEISO | Internal | Shoulder | B11 | 25 | 315 | 0 | 60.56 | 55.82 | 3 | 0
2015 | NYISO_J-K_2_NEISO | NYISO_J-K | NEISO | Internal | Shoulder | B12 | 200 | 315 | 0 | 58.84 | 55.82 | 3 | 0
2015 | NYISO_J-K_2_NEISO | NYISO_J-K | NEISO | Internal | Shoulder | B13 | 600 | 315 | 0 | 58.82 | 55.82 | 3 | 0
2015 | NYISO_J-K_2_NEISO | NYISO_J-K | NEISO | Internal | Shoulder | B14 | 900 | 315 | 0 | 57.84 | 55.82 | 3 | 0
2015 | NYISO_J-K_2_NEISO | NYISO_J-K | NEISO | Internal | Shoulder | B15 | 1203 | 315 | 0 | 57.84 | 55.82 | 3 | 0
2015 | NYISO_J-K_2_NEISO | NYISO_J-K | NEISO | Internal | Summer | B1 | 10 | 315 | 0.87 | 85.5 | 88.48 | 3 | 0
2015 | NYISO_J-K_2_NEISO | NYISO_J-K | NEISO | Internal | Summer | B2 | 25 | 315 | 0.29 | 81.55 | 84.53 | 3 | 0
2015 | NYISO_J-K_2_NEISO | NYISO_J-K | NEISO | Internal | Summer | B3 | 75 | 315 | 0 | 76.77 | 73.74 | 3 | 0
2015 | NYISO_J-K_2_NEISO | NYISO_J-K | NEISO | Internal | Summer | B4 | 100 | 315 | 0 | 76.77 | 70.46 | 3 | 0
2015 | NYISO_J-K_2_NEISO | NYISO_J-K | NEISO | Internal | Summer | B5 | 200 | 315 | 0 | 76.77 | 58.47 | 3 | 0
2015 | NYISO_J-K_2_NEISO | NYISO_J-K | NEISO | Internal | Summer | B6 | 300 | 315 | 0 | 57.86 | 53.13 | 3 | 0
2015 | NYISO_J-K_2_NEISO | NYISO_J-K | NEISO | Internal | Summer | B7 | 400 | 315 | 0 | 57.49 | 53.13 | 3 | 0
2015 | NYISO_J-K_2_NEISO | NYISO_J-K | NEISO | Internal | Summer | B8 | 500 | 315 | 0 | 56.14 | 53.13 | 3 | 0
2015 | NYISO_J-K_2_NEISO | NYISO_J-K | NEISO | Internal | Summer | B9 | 800 | 315 | 0 | 56.06 | 53.13 | 3 | 0
2015 | NYISO_J-K_2_NEISO | NYISO_J-K | NEISO | Internal | Summer | B10 | 1262 | 315 | 0 | 56.06 | 53.13 | 3 | 0
2015 | NYISO_J-K_2_NEISO | NYISO_J-K | NEISO | Internal | Winter | B16 | 25 | 315 | 0 | 69 | 64.22 | 3 | 0
2015 | NYISO_J-K_2_NEISO | NYISO_J-K | NEISO | Internal | Winter | B17 | 100 | 315 | 0 | 67.22 | 64.22 | 3 | 0
2015 | NYISO_J-K_2_NEISO | NYISO_J-K | NEISO | Internal | Winter | B18 | 400 | 315 | 0 | 67.07 | 64.22 | 3 | 0
2015 | NYISO_J-K_2_NEISO | NYISO_J-K | NEISO | Internal | Winter | B19 | 700 | 315 | 0 | 67.07 | 64.22 | 3 | 0
2015 | NYISO_J-K_2_NEISO | NYISO_J-K | NEISO | Internal | Winter | B20 | 935 | 315 | 0 | 61.61 | 64.22 | 3 | 0
2015 | NYISO_J-K_2_NYISO_G-I | NYISO_J-K | NYISO_G-I | Internal | Shoulder | B11 | 25 | 1999 | 0.38 | 60.56 | 60.55 | 0.01 | 0
2015 | NYISO_J-K_2_NYISO_G-I | NYISO_J-K | NYISO_G-I | Internal | Shoulder | B12 | 200 | 1999 | 0.05 | 58.84 | 58.82 | 0.01 | 0
2015 | NYISO_J-K_2_NYISO_G-I | NYISO_J-K | NYISO_G-I | Internal | Shoulder | B13 | 600 | 1999 | 0.02 | 58.82 | 58.81 | 0.01 | 0
2015 | NYISO_J-K_2_NYISO_G-I | NYISO_J-K | NYISO_G-I | Internal | Shoulder | B14 | 900 | 1999 | 0.01 | 57.84 | 57.83 | 0.01 | 0
2015 | NYISO_J-K_2_NYISO_G-I | NYISO_J-K | NYISO_G-I | Internal | Shoulder | B15 | 1203 | 1999 | 0 | 57.84 | 57.83 | 0.01 | 0
2015 | NYISO_J-K_2_NYISO_G-I | NYISO_J-K | NYISO_G-I | Internal | Summer | B1 | 10 | 1999 | 0.93 | 85.5 | 85.49 | 0.01 | 0
2015 | NYISO_J-K_2_NYISO_G-I | NYISO_J-K | NYISO_G-I | Internal | Summer | B2 | 25 | 1999 | 0.38 | 81.55 | 81.54 | 0.01 | 0
2015 | NYISO_J-K_2_NYISO_G-I | NYISO_J-K | NYISO_G-I | Internal | Summer | B3 | 75 | 1999 | 0.13 | 76.77 | 76.75 | 0.01 | 0
2015 | NYISO_J-K_2_NYISO_G-I | NYISO_J-K | NYISO_G-I | Internal | Summer | B4 | 100 | 1999 | 0 | 76.77 | 74.82 | 0.01 | 0
2015 | NYISO_J-K_2_NYISO_G-I | NYISO_J-K | NYISO_G-I | Internal | Summer | B5 | 200 | 1999 | 0 | 76.77 | 67.27 | 0.01 | 0
2015 | NYISO_J-K_2_NYISO_G-I | NYISO_J-K | NYISO_G-I | Internal | Summer | B6 | 300 | 1999 | 0.03 | 57.86 | 57.85 | 0.01 | 0
2015 | NYISO_J-K_2_NYISO_G-I | NYISO_J-K | NYISO_G-I | Internal | Summer | B7 | 400 | 1999 | 0.02 | 57.49 | 57.47 | 0.01 | 0
2015 | NYISO_J-K_2_NYISO_G-I | NYISO_J-K | NYISO_G-I | Internal | Summer | B8 | 500 | 1999 | 0.02 | 56.14 | 56.13 | 0.01 | 0
2015 | NYISO_J-K_2_NYISO_G-I | NYISO_J-K | NYISO_G-I | Internal | Summer | B9 | 800 | 1999 | 0.01 | 56.06 | 56.05 | 0.01 | 0
2015 | NYISO_J-K_2_NYISO_G-I | NYISO_J-K | NYISO_G-I | Internal | Summer | B10 | 1262 | 1999 | 0 | 56.06 | 56.05 | 0.01 | 0
2015 | NYISO_J-K_2_NYISO_G-I | NYISO_J-K | NYISO_G-I | Internal | Winter | B16 | 25 | 1999 | 0.36 | 69 | 68.99 | 0.01 | 0
2015 | NYISO_J-K_2_NYISO_G-I | NYISO_J-K | NYISO_G-I | Internal | Winter | B17 | 100 | 1999 | 0.09 | 67.22 | 67.21 | 0.01 | 0
2015 | NYISO_J-K_2_NYISO_G-I | NYISO_J-K | NYISO_G-I | Internal | Winter | B18 | 400 | 1999 | 0 | 67.07 | 64.83 | 0.01 | 0
2015 | NYISO_J-K_2_NYISO_G-I | NYISO_J-K | NYISO_G-I | Internal | Winter | B19 | 700 | 1999 | 0 | 67.07 | 64.83 | 0.01 | 0
2015 | NYISO_J-K_2_NYISO_G-I | NYISO_J-K | NYISO_G-I | Internal | Winter | B20 | 935 | 1999 | 0.01 | 61.61 | 61.6 | 0.01 | 0
2015 | NYISO_J-K_2_PJM_E | NYISO_J-K | PJM_E | Internal | Shoulder | B11 | 25 | 330 | 330 | 60.56 | 75.64 | 8 | 7.08
2015 | NYISO_J-K_2_PJM_E | NYISO_J-K | PJM_E | Internal | Shoulder | B12 | 200 | 330 | 0 | 58.84 | 64.62 | 8 | 0
2015 | NYISO_J-K_2_PJM_E | NYISO_J-K | PJM_E | Internal | Shoulder | B13 | 600 | 330 | 0 | 58.82 | 59.69 | 8 | 0
2015 | NYISO_J-K_2_PJM_E | NYISO_J-K | PJM_E | Internal | Shoulder | B14 | 900 | 330 | 0 | 57.84 | 58.91 | 8 | 0
2015 | NYISO_J-K_2_PJM_E | NYISO_J-K | PJM_E | Internal | Shoulder | B15 | 1203 | 330 | 0 | 57.84 | 54.99 | 8 | 0
2015 | NYISO_J-K_2_PJM_E | NYISO_J-K | PJM_E | Internal | Summer | B1 | 10 | 330 | 1.69 | 85.5 | 93.49 | 8 | 0
2015 | NYISO_J-K_2_PJM_E | NYISO_J-K | PJM_E | Internal | Summer | B2 | 25 | 330 | 0.72 | 81.55 | 89.54 | 8 | 0
2015 | NYISO_J-K_2_PJM_E | NYISO_J-K | PJM_E | Internal | Summer | B3 | 75 | 330 | 330 | 76.77 | 89.51 | 8 | 4.75
2015 | NYISO_J-K_2_PJM_E | NYISO_J-K | PJM_E | Internal | Summer | B4 | 100 | 330 | 0 | 76.77 | 82.82 | 8 | 0
2015 | NYISO_J-K_2_PJM_E | NYISO_J-K | PJM_E | Internal | Summer | B5 | 200 | 330 | 0 | 76.77 | 75.27 | 8 | 0
2015 | NYISO_J-K_2_PJM_E | NYISO_J-K | PJM_E | Internal | Summer | B6 | 300 | 330 | 0 | 57.86 | 65.04 | 8 | 0
2015 | NYISO_J-K_2_PJM_E | NYISO_J-K | PJM_E | Internal | Summer | B7 | 400 | 330 | 0 | 57.49 | 57.79 | 8 | 0
2015 | NYISO_J-K_2_PJM_E | NYISO_J-K | PJM_E | Internal | Summer | B8 | 500 | 330 | 0 | 56.14 | 56.93 | 8 | 0
2015 | NYISO_J-K_2_PJM_E | NYISO_J-K | PJM_E | Internal | Summer | B9 | 800 | 330 | 0 | 56.06 | 56.65 | 8 | 0
2015 | NYISO_J-K_2_PJM_E | NYISO_J-K | PJM_E | Internal | Summer | B10 | 1262 | 330 | 0 | 56.06 | 52.92 | 8 | 0
2015 | NYISO_J-K_2_PJM_E | NYISO_J-K | PJM_E | Internal | Winter | B16 | 25 | 330 | 0.68 | 69 | 76.99 | 8 | 0
2015 | NYISO_J-K_2_PJM_E | NYISO_J-K | PJM_E | Internal | Winter | B17 | 100 | 330 | 0 | 67.22 | 68.53 | 8 | 0
2015 | NYISO_J-K_2_PJM_E | NYISO_J-K | PJM_E | Internal | Winter | B18 | 400 | 330 | 0 | 67.07 | 64.14 | 8 | 0
2015 | NYISO_J-K_2_PJM_E | NYISO_J-K | PJM_E | Internal | Winter | B19 | 700 | 330 | 0 | 67.07 | 63.75 | 8 | 0
2015 | NYISO_J-K_2_PJM_E | NYISO_J-K | PJM_E | Internal | Winter | B20 | 935 | 330 | 0 | 61.61 | 55.96 | 8 | 0
2015 | PJM_E_2_NYISO_G-I | PJM_E | NYISO_G-I | Internal | Shoulder | B11 | 25 | 500 | 0 | 75.64 | 60.55 | 6 | 0
2015 | PJM_E_2_NYISO_G-I | PJM_E | NYISO_G-I | Internal | Shoulder | B12 | 200 | 500 | 0 | 64.62 | 58.82 | 6 | 0
2015 | PJM_E_2_NYISO_G-I | PJM_E | NYISO_G-I | Internal | Shoulder | B13 | 600 | 500 | 0 | 59.69 | 58.81 | 6 | 0
2015 | PJM_E_2_NYISO_G-I | PJM_E | NYISO_G-I | Internal | Shoulder | B14 | 900 | 500 | 0 | 58.91 | 57.83 | 6 | 0
2015 | PJM_E_2_NYISO_G-I | PJM_E | NYISO_G-I | Internal | Shoulder | B15 | 1203 | 500 | 0 | 54.99 | 57.83 | 6 | 0
2015 | PJM_E_2_NYISO_G-I | PJM_E | NYISO_G-I | Internal | Summer | B1 | 10 | 500 | 0 | 93.49 | 85.49 | 6 | 0
2015 | PJM_E_2_NYISO_G-I | PJM_E | NYISO_G-I | Internal | Summer | B2 | 25 | 500 | 0 | 89.54 | 81.54 | 6 | 0
2015 | PJM_E_2_NYISO_G-I | PJM_E | NYISO_G-I | Internal | Summer | B3 | 75 | 500 | 0 | 89.51 | 76.75 | 6 | 0
2015 | PJM_E_2_NYISO_G-I | PJM_E | NYISO_G-I | Internal | Summer | B4 | 100 | 500 | 0 | 82.82 | 74.82 | 6 | 0
2015 | PJM_E_2_NYISO_G-I | PJM_E | NYISO_G-I | Internal | Summer | B5 | 200 | 500 | 0 | 75.27 | 67.27 | 6 | 0
2015 | PJM_E_2_NYISO_G-I | PJM_E | NYISO_G-I | Internal | Summer | B6 | 300 | 500 | 0 | 65.04 | 57.85 | 6 | 0
2015 | PJM_E_2_NYISO_G-I | PJM_E | NYISO_G-I | Internal | Summer | B7 | 400 | 500 | 0 | 57.79 | 57.47 | 6 | 0
2015 | PJM_E_2_NYISO_G-I | PJM_E | NYISO_G-I | Internal | Summer | B8 | 500 | 500 | 0 | 56.93 | 56.13 | 6 | 0
2015 | PJM_E_2_NYISO_G-I | PJM_E | NYISO_G-I | Internal | Summer | B9 | 800 | 500 | 0 | 56.65 | 56.05 | 6 | 0
2015 | PJM_E_2_NYISO_G-I | PJM_E | NYISO_G-I | Internal | Summer | B10 | 1262 | 500 | 0 | 52.92 | 56.05 | 6 | 0
2015 | PJM_E_2_NYISO_G-I | PJM_E | NYISO_G-I | Internal | Winter | B16 | 25 | 500 | 0 | 76.99 | 68.99 | 6 | 0
2015 | PJM_E_2_NYISO_G-I | PJM_E | NYISO_G-I | Internal | Winter | B17 | 100 | 500 | 0 | 68.53 | 67.21 | 6 | 0
2015 | PJM_E_2_NYISO_G-I | PJM_E | NYISO_G-I | Internal | Winter | B18 | 400 | 500 | 0 | 64.14 | 64.83 | 6 | 0
2015 | PJM_E_2_NYISO_G-I | PJM_E | NYISO_G-I | Internal | Winter | B19 | 700 | 500 | 0 | 63.75 | 64.83 | 6 | 0
2015 | PJM_E_2_NYISO_G-I | PJM_E | NYISO_G-I | Internal | Winter | B20 | 935 | 500 | 0 | 55.96 | 61.6 | 6 | 0
2015 | PJM_E_2_NYISO_J-K | PJM_E | NYISO_J-K | Internal | Shoulder | B11 | 25 | 330 | 0 | 75.64 | 60.56 | 6 | 0
2015 | PJM_E_2_NYISO_J-K | PJM_E | NYISO_J-K | Internal | Shoulder | B12 | 200 | 330 | 0 | 64.62 | 58.84 | 6 | 0
2015 | PJM_E_2_NYISO_J-K | PJM_E | NYISO_J-K | Internal | Shoulder | B13 | 600 | 330 | 0 | 59.69 | 58.82 | 6 | 0
2015 | PJM_E_2_NYISO_J-K | PJM_E | NYISO_J-K | Internal | Shoulder | B14 | 900 | 330 | 0 | 58.91 | 57.84 | 6 | 0
2015 | PJM_E_2_NYISO_J-K | PJM_E | NYISO_J-K | Internal | Shoulder | B15 | 1203 | 330 | 0 | 54.99 | 57.84 | 6 | 0
2015 | PJM_E_2_NYISO_J-K | PJM_E | NYISO_J-K | Internal | Summer | B1 | 10 | 330 | 0 | 93.49 | 85.5 | 6 | 0
2015 | PJM_E_2_NYISO_J-K | PJM_E | NYISO_J-K | Internal | Summer | B2 | 25 | 330 | 0 | 89.54 | 81.55 | 6 | 0
2015 | PJM_E_2_NYISO_J-K | PJM_E | NYISO_J-K | Internal | Summer | B3 | 75 | 330 | 0 | 89.51 | 76.77 | 6 | 0
2015 | PJM_E_2_NYISO_J-K | PJM_E | NYISO_J-K | Internal | Summer | B4 | 100 | 330 | 0 | 82.82 | 76.77 | 6 | 0
2015 | PJM_E_2_NYISO_J-K | PJM_E | NYISO_J-K | Internal | Summer | B5 | 200 | 330 | 0 | 75.27 | 76.77 | 6 | 0
2015 | PJM_E_2_NYISO_J-K | PJM_E | NYISO_J-K | Internal | Summer | B6 | 300 | 330 | 0 | 65.04 | 57.86 | 6 | 0
2015 | PJM_E_2_NYISO_J-K | PJM_E | NYISO_J-K | Internal | Summer | B7 | 400 | 330 | 0 | 57.79 | 57.49 | 6 | 0
2015 | PJM_E_2_NYISO_J-K | PJM_E | NYISO_J-K | Internal | Summer | B8 | 500 | 330 | 0 | 56.93 | 56.14 | 6 | 0
2015 | PJM_E_2_NYISO_J-K | PJM_E | NYISO_J-K | Internal | Summer | B9 | 800 | 330 | 0 | 56.65 | 56.06 | 6 | 0
2015 | PJM_E_2_NYISO_J-K | PJM_E | NYISO_J-K | Internal | Summer | B10 | 1262 | 330 | 0 | 52.92 | 56.06 | 6 | 0
2015 | PJM_E_2_NYISO_J-K | PJM_E | NYISO_J-K | Internal | Winter | B16 | 25 | 330 | 0 | 76.99 | 69 | 6 | 0
2015 | PJM_E_2_NYISO_J-K | PJM_E | NYISO_J-K | Internal | Winter | B17 | 100 | 330 | 0 | 68.53 | 67.22 | 6 | 0
2015 | PJM_E_2_NYISO_J-K | PJM_E | NYISO_J-K | Internal | Winter | B18 | 400 | 330 | 0 | 64.14 | 67.07 | 6 | 0
2015 | PJM_E_2_NYISO_J-K | PJM_E | NYISO_J-K | Internal | Winter | B19 | 700 | 330 | 0 | 63.75 | 67.07 | 6 | 0
2015 | PJM_E_2_NYISO_J-K | PJM_E | NYISO_J-K | Internal | Winter | B20 | 935 | 330 | 0 | 55.96 | 61.61 | 6 | 0
2015 | PJM_E_2_PJM_ROM | PJM_E | PJM_ROM | Internal | Shoulder | B11 | 25 | 8000 | 3855.78 | 75.64 | 75.65 | 0.01 | 0
2015 | PJM_E_2_PJM_ROM | PJM_E | PJM_ROM | Internal | Shoulder | B12 | 200 | 8000 | 1710.35 | 64.62 | 64.63 | 0.01 | 0
2015 | PJM_E_2_PJM_ROM | PJM_E | PJM_ROM | Internal | Shoulder | B13 | 600 | 8000 | 0.02 | 59.69 | 59.68 | 0.01 | 0
2015 | PJM_E_2_PJM_ROM | PJM_E | PJM_ROM | Internal | Shoulder | B14 | 900 | 8000 | 0.01 | 58.91 | 58.9 | 0.01 | 0
2015 | PJM_E_2_PJM_ROM | PJM_E | PJM_ROM | Internal | Shoulder | B15 | 1203 | 8000 | 0 | 54.99 | 54.98 | 0.01 | 0
2015 | PJM_E_2_PJM_ROM | PJM_E | PJM_ROM | Internal | Summer | B1 | 10 | 8000 | 0.98 | 93.49 | 93.48 | 0.01 | 0
2015 | PJM_E_2_PJM_ROM | PJM_E | PJM_ROM | Internal | Summer | B2 | 25 | 8000 | 0.4 | 89.54 | 89.53 | 0.01 | 0
2015 | PJM_E_2_PJM_ROM | PJM_E | PJM_ROM | Internal | Summer | B3 | 75 | 8000 | 490.54 | 89.51 | 89.53 | 0.01 | 0
2015 | PJM_E_2_PJM_ROM | PJM_E | PJM_ROM | Internal | Summer | B4 | 100 | 8000 | 0.1 | 82.82 | 82.81 | 0.01 | 0
2015 | PJM_E_2_PJM_ROM | PJM_E | PJM_ROM | Internal | Summer | B5 | 200 | 8000 | 0.05 | 75.27 | 75.26 | 0.01 | 0
2015 | PJM_E_2_PJM_ROM | PJM_E | PJM_ROM | Internal | Summer | B6 | 300 | 8000 | 0.03 | 65.04 | 65.03 | 0.01 | 0
2015 | PJM_E_2_PJM_ROM | PJM_E | PJM_ROM | Internal | Summer | B7 | 400 | 8000 | 0.03 | 57.79 | 57.78 | 0.01 | 0
2015 | PJM_E_2_PJM_ROM | PJM_E | PJM_ROM | Internal | Summer | B8 | 500 | 8000 | 0.02 | 56.93 | 56.92 | 0.01 | 0
2015 | PJM_E_2_PJM_ROM | PJM_E | PJM_ROM | Internal | Summer | B9 | 800 | 8000 | 0.01 | 56.65 | 56.64 | 0.01 | 0
2015 | PJM_E_2_PJM_ROM | PJM_E | PJM_ROM | Internal | Summer | B10 | 1262 | 8000 | 0 | 52.92 | 52.9 | 0.01 | 0
2015 | PJM_E_2_PJM_ROM | PJM_E | PJM_ROM | Internal | Winter | B16 | 25 | 8000 | 0.47 | 76.99 | 76.98 | 0.01 | 0
2015 | PJM_E_2_PJM_ROM | PJM_E | PJM_ROM | Internal | Winter | B17 | 100 | 8000 | 0.1 | 68.53 | 68.52 | 0.01 | 0
2015 | PJM_E_2_PJM_ROM | PJM_E | PJM_ROM | Internal | Winter | B18 | 400 | 8000 | 0.03 | 64.14 | 64.13 | 0.01 | 0
2015 | PJM_E_2_PJM_ROM | PJM_E | PJM_ROM | Internal | Winter | B19 | 700 | 8000 | 0.01 | 63.75 | 63.74 | 0.01 | 0
2015 | PJM_E_2_PJM_ROM | PJM_E | PJM_ROM | Internal | Winter | B20 | 935 | 8000 | 0.01 | 55.96 | 55.95 | 0.01 | 0
2015 | PJM_ROR_2_MISO_IN | PJM_ROR | MISO_IN | Internal | Shoulder | B11 | 25 | 1170 | 1071.01 | 75.66 | 77.67 | 2 | 0
2015 | PJM_ROR_2_MISO_IN | PJM_ROR | MISO_IN | Internal | Shoulder | B12 | 200 | 1170 | 0 | 64.62 | 62.77 | 2 | 0
2015 | PJM_ROR_2_MISO_IN | PJM_ROR | MISO_IN | Internal | Shoulder | B13 | 600 | 1170 | 0 | 59.66 | 57.69 | 2 | 0
2015 | PJM_ROR_2_MISO_IN | PJM_ROR | MISO_IN | Internal | Shoulder | B14 | 900 | 1170 | 0 | 57.78 | 55.81 | 2 | 0
2015 | PJM_ROR_2_MISO_IN | PJM_ROR | MISO_IN | Internal | Shoulder | B15 | 1203 | 1170 | 0 | 54.97 | 54.65 | 2 | 0
2015 | PJM_ROR_2_MISO_IN | PJM_ROR | MISO_IN | Internal | Summer | B1 | 10 | 1170 | 0 | 93.47 | 91.49 | 2 | 0
2015 | PJM_ROR_2_MISO_IN | PJM_ROR | MISO_IN | Internal | Summer | B2 | 25 | 1170 | 0 | 89.51 | 88.75 | 2 | 0
2015 | PJM_ROR_2_MISO_IN | PJM_ROR | MISO_IN | Internal | Summer | B3 | 75 | 1170 | 0 | 89.51 | 88.75 | 2 | 0
2015 | PJM_ROR_2_MISO_IN | PJM_ROR | MISO_IN | Internal | Summer | B4 | 100 | 1170 | 646.43 | 82.79 | 84.79 | 2 | 0
2015 | PJM_ROR_2_MISO_IN | PJM_ROR | MISO_IN | Internal | Summer | B5 | 200 | 1170 | 0.09 | 75.25 | 77.24 | 2 | 0
2015 | PJM_ROR_2_MISO_IN | PJM_ROR | MISO_IN | Internal | Summer | B6 | 300 | 1170 | 0 | 65.02 | 66 | 2 | 0
2015 | PJM_ROR_2_MISO_IN | PJM_ROR | MISO_IN | Internal | Summer | B7 | 400 | 1170 | 0 | 57.77 | 56.52 | 2 | 0
2015 | PJM_ROR_2_MISO_IN | PJM_ROR | MISO_IN | Internal | Summer | B8 | 500 | 1170 | 0 | 55.57 | 53.87 | 2 | 0
2015 | PJM_ROR_2_MISO_IN | PJM_ROR | MISO_IN | Internal | Summer | B9 | 800 | 1170 | 0 | 53.66 | 53.24 | 2 | 0
2015 | PJM_ROR_2_MISO_IN | PJM_ROR | MISO_IN | Internal | Summer | B10 | 1262 | 1170 | 0 | 52.89 | 53.14 | 2 | 0
2015 | PJM_ROR_2_MISO_IN | PJM_ROR | MISO_IN | Internal | Winter | B16 | 25 | 1170 | 0 | 76.97 | 74.99 | 2 | 0
2015 | PJM_ROR_2_MISO_IN | PJM_ROR | MISO_IN | Internal | Winter | B17 | 100 | 1170 | 0 | 67.74 | 65.76 | 2 | 0
2015 | PJM_ROR_2_MISO_IN | PJM_ROR | MISO_IN | Internal | Winter | B18 | 400 | 1170 | 0 | 60.51 | 58.52 | 2 | 0
2015 | PJM_ROR_2_MISO_IN | PJM_ROR | MISO_IN | Internal | Winter | B19 | 700 | 1170 | 0 | 58.35 | 56.37 | 2 | 0
2015 | PJM_ROR_2_MISO_IN | PJM_ROR | MISO_IN | Internal | Winter | B20 | 935 | 1170 | 0 | 54.41 | 53.97 | 2 | 0
2015 | PJM_ROR_2_MISO_MI | PJM_ROR | MISO_MI | Internal | Shoulder | B11 | 25 | 1305 | 0 | 75.66 | 73.66 | 2 | 0
2015 | PJM_ROR_2_MISO_MI | PJM_ROR | MISO_MI | Internal | Shoulder | B12 | 200 | 1305 | 0 | 64.62 | 62.75 | 2 | 0
2015 | PJM_ROR_2_MISO_MI | PJM_ROR | MISO_MI | Internal | Shoulder | B13 | 600 | 1305 | 0 | 59.66 | 57.68 | 2 | 0
2015 | PJM_ROR_2_MISO_MI | PJM_ROR | MISO_MI | Internal | Shoulder | B14 | 900 | 1305 | 0 | 57.78 | 55.79 | 2 | 0
2015 | PJM_ROR_2_MISO_MI | PJM_ROR | MISO_MI | Internal | Shoulder | B15 | 1203 | 1305 | 0 | 54.97 | 54.64 | 2 | 0
2015 | PJM_ROR_2_MISO_MI | PJM_ROR | MISO_MI | Internal | Summer | B1 | 10 | 1305 | 0 | 93.47 | 91.48 | 2 | 0
2015 | PJM_ROR_2_MISO_MI | PJM_ROR | MISO_MI | Internal | Summer | B2 | 25 | 1305 | 0 | 89.51 | 87.51 | 2 | 0
2015 | PJM_ROR_2_MISO_MI | PJM_ROR | MISO_MI | Internal | Summer | B3 | 75 | 1305 | 0 | 89.51 | 86.7 | 2 | 0
2015 | PJM_ROR_2_MISO_MI | PJM_ROR | MISO_MI | Internal | Summer | B4 | 100 | 1305 | 0 | 82.79 | 80.79 | 2 | 0
2015 | PJM_ROR_2_MISO_MI | PJM_ROR | MISO_MI | Internal | Summer | B5 | 200 | 1305 | 0 | 75.25 | 73.25 | 2 | 0
2015 | PJM_ROR_2_MISO_MI | PJM_ROR | MISO_MI | Internal | Summer | B6 | 300 | 1305 | 0 | 65.02 | 65.59 | 2 | 0
2015 | PJM_ROR_2_MISO_MI | PJM_ROR | MISO_MI | Internal | Summer | B7 | 400 | 1305 | 0 | 57.77 | 56.51 | 2 | 0
2015 | PJM_ROR_2_MISO_MI | PJM_ROR | MISO_MI | Internal | Summer | B8 | 500 | 1305 | 0 | 55.57 | 53.85 | 2 | 0
2015 | PJM_ROR_2_MISO_MI | PJM_ROR | MISO_MI | Internal | Summer | B9 | 800 | 1305 | 0 | 53.66 | 53.25 | 2 | 0
2015 | PJM_ROR_2_MISO_MI | PJM_ROR | MISO_MI | Internal | Summer | B10 | 1262 | 1305 | 0 | 52.89 | 53.15 | 2 | 0
2015 | PJM_ROR_2_MISO_MI | PJM_ROR | MISO_MI | Internal | Winter | B16 | 25 | 1305 | 0 | 76.97 | 74.97 | 2 | 0
2015 | PJM_ROR_2_MISO_MI | PJM_ROR | MISO_MI | Internal | Winter | B17 | 100 | 1305 | 0 | 67.74 | 65.74 | 2 | 0
2015 | PJM_ROR_2_MISO_MI | PJM_ROR | MISO_MI | Internal | Winter | B18 | 400 | 1305 | 0 | 60.51 | 58.51 | 2 | 0
2015 | PJM_ROR_2_MISO_MI | PJM_ROR | MISO_MI | Internal | Winter | B19 | 700 | 1305 | 0 | 58.35 | 56.35 | 2 | 0
2015 | PJM_ROR_2_MISO_MI | PJM_ROR | MISO_MI | Internal | Winter | B20 | 935 | 1305 | 0 | 54.41 | 53.98 | 2 | 0
2015 | PJM_ROR_2_MISO_MO-IL | PJM_ROR | MISO_MO-IL | Internal | Shoulder | B11 | 25 | 1111 | 1110.24 | 75.66 | 77.68 | 2 | 0.01
2015 | PJM_ROR_2_MISO_MO-IL | PJM_ROR | MISO_MO-IL | Internal | Shoulder | B12 | 200 | 1111 | 0 | 64.62 | 62.75 | 2 | 0
2015 | PJM_ROR_2_MISO_MO-IL | PJM_ROR | MISO_MO-IL | Internal | Shoulder | B13 | 600 | 1111 | 0 | 59.66 | 57.68 | 2 | 0
2015 | PJM_ROR_2_MISO_MO-IL | PJM_ROR | MISO_MO-IL | Internal | Shoulder | B14 | 900 | 1111 | 0 | 57.78 | 55.79 | 2 | 0
2015 | PJM_ROR_2_MISO_MO-IL | PJM_ROR | MISO_MO-IL | Internal | Shoulder | B15 | 1203 | 1111 | 0 | 54.97 | 54.64 | 2 | 0
2015 | PJM_ROR_2_MISO_MO-IL | PJM_ROR | MISO_MO-IL | Internal | Summer | B1 | 10 | 1111 | 0 | 93.47 | 91.48 | 2 | 0
2015 | PJM_ROR_2_MISO_MO-IL | PJM_ROR | MISO_MO-IL | Internal | Summer | B2 | 25 | 1111 | 0 | 89.51 | 88.74 | 2 | 0
2015 | PJM_ROR_2_MISO_MO-IL | PJM_ROR | MISO_MO-IL | Internal | Summer | B3 | 75 | 1111 | 0 | 89.51 | 88.74 | 2 | 0
2015 | PJM_ROR_2_MISO_MO-IL | PJM_ROR | MISO_MO-IL | Internal | Summer | B4 | 100 | 1111 | 655.66 | 82.79 | 84.79 | 2 | 0
2015 | PJM_ROR_2_MISO_MO-IL | PJM_ROR | MISO_MO-IL | Internal | Summer | B5 | 200 | 1111 | 30.68 | 75.25 | 77.25 | 2 | 0
2015 | PJM_ROR_2_MISO_MO-IL | PJM_ROR | MISO_MO-IL | Internal | Summer | B6 | 300 | 1111 | 0 | 65.02 | 66.02 | 2 | 0
2015 | PJM_ROR_2_MISO_MO-IL | PJM_ROR | MISO_MO-IL | Internal | Summer | B7 | 400 | 1111 | 0 | 57.77 | 56.53 | 2 | 0
2015 | PJM_ROR_2_MISO_MO-IL | PJM_ROR | MISO_MO-IL | Internal | Summer | B8 | 500 | 1111 | 0 | 55.57 | 53.85 | 2 | 0
2015 | PJM_ROR_2_MISO_MO-IL | PJM_ROR | MISO_MO-IL | Internal | Summer | B9 | 800 | 1111 | 0 | 53.66 | 53.18 | 2 | 0
2015 | PJM_ROR_2_MISO_MO-IL | PJM_ROR | MISO_MO-IL | Internal | Summer | B10 | 1262 | 1111 | 0 | 52.89 | 52 | 2 | 0
2015 | PJM_ROR_2_MISO_MO-IL | PJM_ROR | MISO_MO-IL | Internal | Winter | B16 | 25 | 1111 | 0 | 76.97 | 74.98 | 2 | 0
2015 | PJM_ROR_2_MISO_MO-IL | PJM_ROR | MISO_MO-IL | Internal | Winter | B17 | 100 | 1111 | 0 | 67.74 | 65.74 | 2 | 0
2015 | PJM_ROR_2_MISO_MO-IL | PJM_ROR | MISO_MO-IL | Internal | Winter | B18 | 400 | 1111 | 0 | 60.51 | 58.51 | 2 | 0
2015 | PJM_ROR_2_MISO_MO-IL | PJM_ROR | MISO_MO-IL | Internal | Winter | B19 | 700 | 1111 | 0 | 58.35 | 56.35 | 2 | 0
2015 | PJM_ROR_2_MISO_MO-IL | PJM_ROR | MISO_MO-IL | Internal | Winter | B20 | 935 | 1111 | 0 | 54.41 | 53.96 | 2 | 0
2015 | PJM_ROR_2_MISO_W | PJM_ROR | MISO_W | Internal | Shoulder | B11 | 25 | 13129 | 2348.7 | 75.66 | 77.66 | 2 | 0
2015 | PJM_ROR_2_MISO_W | PJM_ROR | MISO_W | Internal | Shoulder | B12 | 200 | 13129 | 0 | 64.62 | 62.74 | 2 | 0
2015 | PJM_ROR_2_MISO_W | PJM_ROR | MISO_W | Internal | Shoulder | B13 | 600 | 13129 | 0 | 59.66 | 57.66 | 2 | 0
2015 | PJM_ROR_2_MISO_W | PJM_ROR | MISO_W | Internal | Shoulder | B14 | 900 | 13129 | 0 | 57.78 | 55.78 | 2 | 0
2015 | PJM_ROR_2_MISO_W | PJM_ROR | MISO_W | Internal | Shoulder | B15 | 1203 | 13129 | 0 | 54.97 | 54.65 | 2 | 0
2015 | PJM_ROR_2_MISO_W | PJM_ROR | MISO_W | Internal | Summer | B1 | 10 | 13129 | 0 | 93.47 | 91.47 | 2 | 0
2015 | PJM_ROR_2_MISO_W | PJM_ROR | MISO_W | Internal | Summer | B2 | 25 | 13129 | 0 | 89.51 | 88.73 | 2 | 0
2015 | PJM_ROR_2_MISO_W | PJM_ROR | MISO_W | Internal | Summer | B3 | 75 | 13129 | 0 | 89.51 | 88.73 | 2 | 0
2015 | PJM_ROR_2_MISO_W | PJM_ROR | MISO_W | Internal | Summer | B4 | 100 | 13129 | 714.44 | 82.79 | 84.79 | 2 | 0
2015 | PJM_ROR_2_MISO_W | PJM_ROR | MISO_W | Internal | Summer | B5 | 200 | 13129 | 1440.37 | 75.25 | 77.25 | 2 | 0
2015 | PJM_ROR_2_MISO_W | PJM_ROR | MISO_W | Internal | Summer | B6 | 300 | 13129 | 1455.2 | 65.02 | 67.02 | 2 | 0
2015 | PJM_ROR_2_MISO_W | PJM_ROR | MISO_W | Internal | Summer | B7 | 400 | 13129 | 0 | 57.77 | 57.19 | 2 | 0
2015 | PJM_ROR_2_MISO_W | PJM_ROR | MISO_W | Internal | Summer | B8 | 500 | 13129 | 0 | 55.57 | 53.84 | 2 | 0
2015 | PJM_ROR_2_MISO_W | PJM_ROR | MISO_W | Internal | Summer | B9 | 800 | 13129 | 0 | 53.66 | 53.17 | 2 | 0
2015 | PJM_ROR_2_MISO_W | PJM_ROR | MISO_W | Internal | Summer | B10 | 1262 | 13129 | 0 | 52.89 | 51.99 | 2 | 0
2015 | PJM_ROR_2_MISO_W | PJM_ROR | MISO_W | Internal | Winter | B16 | 25 | 13129 | 0 | 76.97 | 74.97 | 2 | 0
2015 | PJM_ROR_2_MISO_W | PJM_ROR | MISO_W | Internal | Winter | B17 | 100 | 13129 | 0 | 67.74 | 65.74 | 2 | 0
2015 | PJM_ROR_2_MISO_W | PJM_ROR | MISO_W | Internal | Winter | B18 | 400 | 13129 | 0 | 60.51 | 58.51 | 2 | 0
2015 | PJM_ROR_2_MISO_W | PJM_ROR | MISO_W | Internal | Winter | B19 | 700 | 13129 | 0 | 58.35 | 56.37 | 2 | 0
2015 | PJM_ROR_2_MISO_W | PJM_ROR | MISO_W | Internal | Winter | B20 | 935 | 13129 | 0 | 54.41 | 53.96 | 2 | 0
2015 | PJM_ROR_2_MISO_WUMS | PJM_ROR | MISO_WUMS | Internal | Shoulder | B11 | 25 | 1467 | 0 | 75.66 | 62.04 | 2 | 0
2015 | PJM_ROR_2_MISO_WUMS | PJM_ROR | MISO_WUMS | Internal | Shoulder | B12 | 200 | 1467 | 0 | 64.62 | 60.94 | 2 | 0
2015 | PJM_ROR_2_MISO_WUMS | PJM_ROR | MISO_WUMS | Internal | Shoulder | B13 | 600 | 1467 | 0 | 59.66 | 57.65 | 2 | 0
2015 | PJM_ROR_2_MISO_WUMS | PJM_ROR | MISO_WUMS | Internal | Shoulder | B14 | 900 | 1467 | 0 | 57.78 | 55.77 | 2 | 0
2015 | PJM_ROR_2_MISO_WUMS | PJM_ROR | MISO_WUMS | Internal | Shoulder | B15 | 1203 | 1467 | 0 | 54.97 | 54.07 | 2 | 0
2015 | PJM_ROR_2_MISO_WUMS | PJM_ROR | MISO_WUMS | Internal | Summer | B1 | 10 | 1467 | 0 | 93.47 | 91.47 | 2 | 0
2015 | PJM_ROR_2_MISO_WUMS | PJM_ROR | MISO_WUMS | Internal | Summer | B2 | 25 | 1467 | 0 | 89.51 | 87.51 | 2 | 0
2015 | PJM_ROR_2_MISO_WUMS | PJM_ROR | MISO_WUMS | Internal | Summer | B3 | 75 | 1467 | 0 | 89.51 | 86.68 | 2 | 0
2015 | PJM_ROR_2_MISO_WUMS | PJM_ROR | MISO_WUMS | Internal | Summer | B4 | 100 | 1467 | 0 | 82.79 | 73.88 | 2 | 0
2015 | PJM_ROR_2_MISO_WUMS | PJM_ROR | MISO_WUMS | Internal | Summer | B5 | 200 | 1467 | 0 | 75.25 | 62.54 | 2 | 0
2015 | PJM_ROR_2_MISO_WUMS | PJM_ROR | MISO_WUMS | Internal | Summer | B6 | 300 | 1467 | 0 | 65.02 | 62.04 | 2 | 0
2015 | PJM_ROR_2_MISO_WUMS | PJM_ROR | MISO_WUMS | Internal | Summer | B7 | 400 | 1467 | 0 | 57.77 | 55.77 | 2 | 0
2015 | PJM_ROR_2_MISO_WUMS | PJM_ROR | MISO_WUMS | Internal | Summer | B8 | 500 | 1467 | 0 | 55.57 | 53.57 | 2 | 0
2015 | PJM_ROR_2_MISO_WUMS | PJM_ROR | MISO_WUMS | Internal | Summer | B9 | 800 | 1467 | 0 | 53.66 | 52.91 | 2 | 0
2015 | PJM_ROR_2_MISO_WUMS | PJM_ROR | MISO_WUMS | Internal | Summer | B10 | 1262 | 1467 | 0 | 52.89 | 51.98 | 2 | 0
2015 | PJM_ROR_2_MISO_WUMS | PJM_ROR | MISO_WUMS | Internal | Winter | B16 | 25 | 1467 | 0 | 76.97 | 74.95 | 2 | 0
2015 | PJM_ROR_2_MISO_WUMS | PJM_ROR | MISO_WUMS | Internal | Winter | B17 | 100 | 1467 | 0 | 67.74 | 65.73 | 2 | 0
2015 | PJM_ROR_2_MISO_WUMS | PJM_ROR | MISO_WUMS | Internal | Winter | B18 | 400 | 1467 | 0 | 60.51 | 58.5 | 2 | 0
2015 | PJM_ROR_2_MISO_WUMS | PJM_ROR | MISO_WUMS | Internal | Winter | B19 | 700 | 1467 | 0 | 58.35 | 56.35 | 2 | 0
2015 | PJM_ROR_2_MISO_WUMS | PJM_ROR | MISO_WUMS | Internal | Winter | B20 | 935 | 1467 | 0 | 54.41 | 53.97 | 2 | 0
2015 | PJM_ROR_2_PJM_ROM | PJM_ROR | PJM_ROM | Internal | Shoulder | B11 | 25 | 8000 | 0.41 | 75.66 | 75.65 | 0.01 | 0
2015 | PJM_ROR_2_PJM_ROM | PJM_ROR | PJM_ROM | Internal | Shoulder | B12 | 200 | 8000 | 2256.74 | 64.62 | 64.63 | 0.01 | 0
2015 | PJM_ROR_2_PJM_ROM | PJM_ROR | PJM_ROM | Internal | Shoulder | B13 | 600 | 8000 | 5114.09 | 59.66 | 59.68 | 0.01 | 0
2015 | PJM_ROR_2_PJM_ROM | PJM_ROR | PJM_ROM | Internal | Shoulder | B14 | 900 | 8000 | 8000 | 57.78 | 58.9 | 0.01 | 1.1
2015 | PJM_ROR_2_PJM_ROM | PJM_ROR | PJM_ROM | Internal | Shoulder | B15 | 1203 | 8000 | 6356.95 | 54.97 | 54.98 | 0.01 | 0
2015 | PJM_ROR_2_PJM_ROM | PJM_ROR | PJM_ROM | Internal | Summer | B1 | 10 | 8000 | 6401.87 | 93.47 | 93.48 | 0.01 | 0
2015 | PJM_ROR_2_PJM_ROM | PJM_ROR | PJM_ROM | Internal | Summer | B2 | 25 | 8000 | 6191.14 | 89.51 | 89.53 | 0.01 | 0
2015 | PJM_ROR_2_PJM_ROM | PJM_ROR | PJM_ROM | Internal | Summer | B3 | 75 | 8000 | 443.28 | 89.51 | 89.53 | 0.01 | 0
2015 | PJM_ROR_2_PJM_ROM | PJM_ROR | PJM_ROM | Internal | Summer | B4 | 100 | 8000 | 1223.08 | 82.79 | 82.81 | 0.01 | 0
2015 | PJM_ROR_2_PJM_ROM | PJM_ROR | PJM_ROM | Internal | Summer | B5 | 200 | 8000 | 3338.98 | 75.25 | 75.26 | 0.01 | 0
2015 | PJM_ROR_2_PJM_ROM | PJM_ROR | PJM_ROM | Internal | Summer | B6 | 300 | 8000 | 4945.82 | 65.02 | 65.03 | 0.01 | 0
2015 | PJM_ROR_2_PJM_ROM | PJM_ROR | PJM_ROM | Internal | Summer | B7 | 400 | 8000 | 7780.59 | 57.77 | 57.78 | 0.01 | 0
2015 | PJM_ROR_2_PJM_ROM | PJM_ROR | PJM_ROM | Internal | Summer | B8 | 500 | 8000 | 8000 | 55.57 | 56.92 | 0.01 | 1.33
2015 | PJM_ROR_2_PJM_ROM | PJM_ROR | PJM_ROM | Internal | Summer | B9 | 800 | 8000 | 8000 | 53.66 | 56.64 | 0.01 | 2.97
2015 | PJM_ROR_2_PJM_ROM | PJM_ROR | PJM_ROM | Internal | Summer | B10 | 1262 | 8000 | 6841.88 | 52.89 | 52.9 | 0.01 | 0
2015 | PJM_ROR_2_PJM_ROM | PJM_ROR | PJM_ROM | Internal | Winter | B16 | 25 | 8000 | 4274.06 | 76.97 | 76.98 | 0.01 | 0
2015 | PJM_ROR_2_PJM_ROM | PJM_ROR | PJM_ROM | Internal | Winter | B17 | 100 | 8000 | 8000 | 67.74 | 68.52 | 0.01 | 0.76
2015 | PJM_ROR_2_PJM_ROM | PJM_ROR | PJM_ROM | Internal | Winter | B18 | 400 | 8000 | 8000 | 60.51 | 64.13 | 0.01 | 3.61
2015 | PJM_ROR_2_PJM_ROM | PJM_ROR | PJM_ROM | Internal | Winter | B19 | 700 | 8000 | 8000 | 58.35 | 63.74 | 0.01 | 5.37
2015 | PJM_ROR_2_PJM_ROM | PJM_ROR | PJM_ROM | Internal | Winter | B20 | 935 | 8000 | 8000 | 54.41 | 55.95 | 0.01 | 1.53
2015 | PJM_ROR_2_TVA_Transmission | PJM_ROR | TVA_Transmission | Internal | Shoulder | B11 | 25 | 2500 | 606.48 | 75.66 | 81.66 | 6 | 0
2015 | PJM_ROR_2_TVA_Transmission | PJM_ROR | TVA_Transmission | Internal | Shoulder | B12 | 200 | 2500 | 0 | 64.62 | 65.03 | 6 | 0
2015 | PJM_ROR_2_TVA_Transmission | PJM_ROR | TVA_Transmission | Internal | Shoulder | B13 | 600 | 2500 | 0 | 59.66 | 62.2 | 6 | 0
2015 | PJM_ROR_2_TVA_Transmission | PJM_ROR | TVA_Transmission | Internal | Shoulder | B14 | 900 | 2500 | 0 | 57.78 | 61.18 | 6 | 0
2015 | PJM_ROR_2_TVA_Transmission | PJM_ROR | TVA_Transmission | Internal | Shoulder | B15 | 1203 | 2500 | 0 | 54.97 | 60.52 | 6 | 0
2015 | PJM_ROR_2_TVA_Transmission | PJM_ROR | TVA_Transmission | Internal | Summer | B1 | 10 | 2500 | 2044.33 | 93.47 | 99.47 | 6 | 0
2015 | PJM_ROR_2_TVA_Transmission | PJM_ROR | TVA_Transmission | Internal | Summer | B2 | 25 | 2500 | 2499.99 | 89.51 | 96.74 | 6 | 1.23
2015 | PJM_ROR_2_TVA_Transmission | PJM_ROR | TVA_Transmission | Internal | Summer | B3 | 75 | 2500 | 1278.9 | 89.51 | 95.51 | 6 | 0
2015 | PJM_ROR_2_TVA_Transmission | PJM_ROR | TVA_Transmission | Internal | Summer | B4 | 100 | 2500 | 1011.47 | 82.79 | 88.79 | 6 | 0
2015 | PJM_ROR_2_TVA_Transmission | PJM_ROR | TVA_Transmission | Internal | Summer | B5 | 200 | 2500 | 0 | 75.25 | 80.47 | 6 | 0
2015 | PJM_ROR_2_TVA_Transmission | PJM_ROR | TVA_Transmission | Internal | Summer | B6 | 300 | 2500 | 0 | 65.02 | 65.52 | 6 | 0
2015 | PJM_ROR_2_TVA_Transmission | PJM_ROR | TVA_Transmission | Internal | Summer | B7 | 400 | 2500 | 0 | 57.77 | 60.8 | 6 | 0
2015 | PJM_ROR_2_TVA_Transmission | PJM_ROR | TVA_Transmission | Internal | Summer | B8 | 500 | 2500 | 0 | 55.57 | 59.67 | 6 | 0
2015 | PJM_ROR_2_TVA_Transmission | PJM_ROR | TVA_Transmission | Internal | Summer | B9 | 800 | 2500 | 0 | 53.66 | 58.7 | 6 | 0
2015 | PJM_ROR_2_TVA_Transmission | PJM_ROR | TVA_Transmission | Internal | Summer | B10 | 1262 | 2500 | 0 | 52.89 | 56.96 | 6 | 0
2015 | PJM_ROR_2_TVA_Transmission | PJM_ROR | TVA_Transmission | Internal | Winter | B16 | 25 | 2500 | 904.28 | 76.97 | 82.97 | 6 | 0
2015 | PJM_ROR_2_TVA_Transmission | PJM_ROR | TVA_Transmission | Internal | Winter | B17 | 100 | 2500 | 0 | 67.74 | 68.06 | 6 | 0
2015 | PJM_ROR_2_TVA_Transmission | PJM_ROR | TVA_Transmission | Internal | Winter | B18 | 400 | 2500 | 0 | 60.51 | 63.5 | 6 | 0
2015 | PJM_ROR_2_TVA_Transmission | PJM_ROR | TVA_Transmission | Internal | Winter | B19 | 700 | 2500 | 0 | 58.35 | 62.38 | 6 | 0
2015 | PJM_ROR_2_TVA_Transmission | PJM_ROR | TVA_Transmission | Internal | Winter | B20 | 935 | 2500 | 1630.12 | 54.41 | 60.41 | 6 | 0
2015 | PJM_ROR_2_VACAR | PJM_ROR | VACAR | Internal | Shoulder | B11 | 25 | 3000 | 0 | 75.66 | 78.19 | 6 | 0
2015 | PJM_ROR_2_VACAR | PJM_ROR | VACAR | Internal | Shoulder | B12 | 200 | 3000 | 0 | 64.62 | 66.18 | 6 | 0
2015 | PJM_ROR_2_VACAR | PJM_ROR | VACAR | Internal | Shoulder | B13 | 600 | 3000 | 0 | 59.66 | 62.92 | 6 | 0
2015 | PJM_ROR_2_VACAR | PJM_ROR | VACAR | Internal | Shoulder | B14 | 900 | 3000 | 0 | 57.78 | 59.95 | 6 | 0
2015 | PJM_ROR_2_VACAR | PJM_ROR | VACAR | Internal | Shoulder | B15 | 1203 | 3000 | 0 | 54.97 | 54.92 | 6 | 0
2015 | PJM_ROR_2_VACAR | PJM_ROR | VACAR | Internal | Summer | B1 | 10 | 3000 | 2999.98 | 93.47 | 100.71 | 6 | 1.25
2015 | PJM_ROR_2_VACAR | PJM_ROR | VACAR | Internal | Summer | B2 | 25 | 3000 | 3000 | 89.51 | 100.71 | 6 | 5.2
2015 | PJM_ROR_2_VACAR | PJM_ROR | VACAR | Internal | Summer | B3 | 75 | 3000 | 3000 | 89.51 | 100.71 | 6 | 5.2
2015 | PJM_ROR_2_VACAR | PJM_ROR | VACAR | Internal | Summer | B4 | 100 | 3000 | 3000 | 82.79 | 90.79 | 6 | 2
2015 | PJM_ROR_2_VACAR | PJM_ROR | VACAR | Internal | Summer | B5 | 200 | 3000 | 2895.45 | 75.25 | 81.25 | 6 | 0
2015 | PJM_ROR_2_VACAR | PJM_ROR | VACAR | Internal | Summer | B6 | 300 | 3000 | 725.85 | 65.02 | 71.02 | 6 | 0
2015 | PJM_ROR_2_VACAR | PJM_ROR | VACAR | Internal | Summer | B7 | 400 | 3000 | 1736.66 | 57.77 | 63.77 | 6 | 0
2015 | PJM_ROR_2_VACAR | PJM_ROR | VACAR | Internal | Summer | B8 | 500 | 3000 | 0 | 55.57 | 61.18 | 6 | 0
2015 | PJM_ROR_2_VACAR | PJM_ROR | VACAR | Internal | Summer | B9 | 800 | 3000 | 0 | 53.66 | 58.91 | 6 | 0
2015 | PJM_ROR_2_VACAR | PJM_ROR | VACAR | Internal | Summer | B10 | 1262 | 3000 | 0 | 52.89 | 53.44 | 6 | 0
2015 | PJM_ROR_2_VACAR | PJM_ROR | VACAR | Internal | Winter | B16 | 25 | 3000 | 2653.93 | 76.97 | 82.97 | 6 | 0
2015 | PJM_ROR_2_VACAR | PJM_ROR | VACAR | Internal | Winter | B17 | 100 | 3000 | 285.41 | 67.74 | 73.74 | 6 | 0
2015 | PJM_ROR_2_VACAR | PJM_ROR | VACAR | Internal | Winter | B18 | 400 | 3000 | 223.32 | 60.51 | 66.51 | 6 | 0
2015 | PJM_ROR_2_VACAR | PJM_ROR | VACAR | Internal | Winter | B19 | 700 | 3000 | 0 | 58.35 | 63.3 | 6 | 0
2015 | PJM_ROR_2_VACAR | PJM_ROR | VACAR | Internal | Winter | B20 | 935 | 3000 | 0 | 54.41 | 58.28 | 6 | 0
2015 | PJM_ROM_2_NYISO_A-F | PJM_ROM | NYISO_A-F | Internal | Shoulder | B11 | 25 | 2000 | 0 | 75.65 | 60.53 | 6 | 0
2015 | PJM_ROM_2_NYISO_A-F | PJM_ROM | NYISO_A-F | Internal | Shoulder | B12 | 200 | 2000 | 0 | 64.63 | 58.81 | 6 | 0
2015 | PJM_ROM_2_NYISO_A-F | PJM_ROM | NYISO_A-F | Internal | Shoulder | B13 | 600 | 2000 | 0 | 59.68 | 58.8 | 6 | 0
2015 | PJM_ROM_2_NYISO_A-F | PJM_ROM | NYISO_A-F | Internal | Shoulder | B14 | 900 | 2000 | 0 | 58.9 | 57.82 | 6 | 0
2015 | PJM_ROM_2_NYISO_A-F | PJM_ROM | NYISO_A-F | Internal | Shoulder | B15 | 1203 | 2000 | 0 | 54.98 | 57.82 | 6 | 0
2015 | PJM_ROM_2_NYISO_A-F | PJM_ROM | NYISO_A-F | Internal | Summer | B1 | 10 | 2000 | 0 | 93.48 | 85.48 | 6 | 0
2015 | PJM_ROM_2_NYISO_A-F | PJM_ROM | NYISO_A-F | Internal | Summer | B2 | 25 | 2000 | 0 | 89.53 | 81.53 | 6 | 0
2015 | PJM_ROM_2_NYISO_A-F | PJM_ROM | NYISO_A-F | Internal | Summer | B3 | 75 | 2000 | 0 | 89.53 | 76.74 | 6 | 0
2015 | PJM_ROM_2_NYISO_A-F | PJM_ROM | NYISO_A-F | Internal | Summer | B4 | 100 | 2000 | 0 | 82.81 | 73.46 | 6 | 0
2015 | PJM_ROM_2_NYISO_A-F | PJM_ROM | NYISO_A-F | Internal | Summer | B5 | 200 | 2000 | 0 | 75.26 | 67.26 | 6 | 0
2015 | PJM_ROM_2_NYISO_A-F | PJM_ROM | NYISO_A-F | Internal | Summer | B6 | 300 | 2000 | 0 | 65.03 | 57.84 | 6 | 0
2015 | PJM_ROM_2_NYISO_A-F | PJM_ROM | NYISO_A-F | Internal | Summer | B7 | 400 | 2000 | 0 | 57.78 | 57.46 | 6 | 0
2015 | PJM_ROM_2_NYISO_A-F | PJM_ROM | NYISO_A-F | Internal | Summer | B8 | 500 | 2000 | 0 | 56.92 | 56.12 | 6 | 0
2015 | PJM_ROM_2_NYISO_A-F | PJM_ROM | NYISO_A-F | Internal | Summer | B9 | 800 | 2000 | 0 | 56.64 | 56.03 | 6 | 0
2015 | PJM_ROM_2_NYISO_A-F | PJM_ROM | NYISO_A-F | Internal | Summer | B10 | 1262 | 2000 | 0 | 52.9 | 56.03 | 6 | 0
2015 | PJM_ROM_2_NYISO_A-F | PJM_ROM | NYISO_A-F | Internal | Winter | B16 | 25 | 2000 | 0 | 76.98 | 67.64 | 6 | 0
2015 | PJM_ROM_2_NYISO_A-F | PJM_ROM | NYISO_A-F | Internal | Winter | B17 | 100 | 2000 | 0 | 68.52 | 61.59 | 6 | 0
2015 | PJM_ROM_2_NYISO_A-F | PJM_ROM | NYISO_A-F | Internal | Winter | B18 | 400 | 2000 | 0 | 64.13 | 61.59 | 6 | 0
2015 | PJM_ROM_2_NYISO_A-F | PJM_ROM | NYISO_A-F | Internal | Winter | B19 | 700 | 2000 | 0 | 63.74 | 61.59 | 6 | 0
2015 | PJM_ROM_2_NYISO_A-F | PJM_ROM | NYISO_A-F | Internal | Winter | B20 | 935 | 2000 | 0 | 55.95 | 61.59 | 6 | 0
2015 | PJM_ROM_2_PJM_E | PJM_ROM | PJM_E | Internal | Shoulder | B11 | 25 | 8000 | 0.39 | 75.65 | 75.64 | 0.01 | 0
2015 | PJM_ROM_2_PJM_E | PJM_ROM | PJM_E | Internal | Shoulder | B12 | 200 | 8000 | 0.05 | 64.63 | 64.62 | 0.01 | 0
2015 | PJM_ROM_2_PJM_E | PJM_ROM | PJM_E | Internal | Shoulder | B13 | 600 | 8000 | 934.76 | 59.68 | 59.69 | 0.01 | 0
2015 | PJM_ROM_2_PJM_E | PJM_ROM | PJM_E | Internal | Shoulder | B14 | 900 | 8000 | 1178.81 | 58.9 | 58.91 | 0.01 | 0
2015 | PJM_ROM_2_PJM_E | PJM_ROM | PJM_E | Internal | Shoulder | B15 | 1203 | 8000 | 720.14 | 54.98 | 54.99 | 0.01 | 0
2015 | PJM_ROM_2_PJM_E | PJM_ROM | PJM_E | Internal | Summer | B1 | 10 | 8000 | 2682.04 | 93.48 | 93.49 | 0.01 | 0
2015 | PJM_ROM_2_PJM_E | PJM_ROM | PJM_E | Internal | Summer | B2 | 25 | 8000 | 3380.31 | 89.53 | 89.54 | 0.01 | 0
2015 | PJM_ROM_2_PJM_E | PJM_ROM | PJM_E | Internal | Summer | B3 | 75 | 8000 | 0.14 | 89.53 | 89.51 | 0.01 | 0
2015 | PJM_ROM_2_PJM_E | PJM_ROM | PJM_E | Internal | Summer | B4 | 100 | 8000 | 1484.62 | 82.81 | 82.82 | 0.01 | 0
2015 | PJM_ROM_2_PJM_E | PJM_ROM | PJM_E | Internal | Summer | B5 | 200 | 8000 | 853.72 | 75.26 | 75.27 | 0.01 | 0
2015 | PJM_ROM_2_PJM_E | PJM_ROM | PJM_E | Internal | Summer | B6 | 300 | 8000 | 1108.39 | 65.03 | 65.04 | 0.01 | 0
2015 | PJM_ROM_2_PJM_E | PJM_ROM | PJM_E | Internal | Summer | B7 | 400 | 8000 | 1834.01 | 57.78 | 57.79 | 0.01 | 0
2015 | PJM_ROM_2_PJM_E | PJM_ROM | PJM_E | Internal | Summer | B8 | 500 | 8000 | 812.6 | 56.92 | 56.93 | 0.01 | 0
2015 | PJM_ROM_2_PJM_E | PJM_ROM | PJM_E | Internal | Summer | B9 | 800 | 8000 | 1348.31 | 56.64 | 56.65 | 0.01 | 0
2015 | PJM_ROM_2_PJM_E | PJM_ROM | PJM_E | Internal | Summer | B10 | 1262 | 8000 | 167.32 | 52.9 | 52.92 | 0.01 | 0
2015 | PJM_ROM_2_PJM_E | PJM_ROM | PJM_E | Internal | Winter | B16 | 25 | 8000 | 139.56 | 76.98 | 76.99 | 0.01 | 0
2015 | PJM_ROM_2_PJM_E | PJM_ROM | PJM_E | Internal | Winter | B17 | 100 | 8000 | 2212.65 | 68.52 | 68.53 | 0.01 | 0
2015 | PJM_ROM_2_PJM_E | PJM_ROM | PJM_E | Internal | Winter | B18 | 400 | 8000 | 3443 | 64.13 | 64.14 | 0.01 | 0
2015 | PJM_ROM_2_PJM_E | PJM_ROM | PJM_E | Internal | Winter | B19 | 700 | 8000 | 3489.63 | 63.74 | 63.75 | 0.01 | 0
2015 | PJM_ROM_2_PJM_E | PJM_ROM | PJM_E | Internal | Winter | B20 | 935 | 8000 | 2732.41 | 55.95 | 55.96 | 0.01 | 0
2015 | PJM_ROM_2_PJM_ROR | PJM_ROM | PJM_ROR | Internal | Shoulder | B11 | 25 | 8000 | 826.78 | 75.65 | 75.66 | 0.01 | 0
2015 | PJM_ROM_2_PJM_ROR | PJM_ROM | PJM_ROR | Internal | Shoulder | B12 | 200 | 8000 | 0.05 | 64.63 | 64.62 | 0.01 | 0
2015 | PJM_ROM_2_PJM_ROR | PJM_ROM | PJM_ROR | Internal | Shoulder | B13 | 600 | 8000 | 0.02 | 59.68 | 59.66 | 0.01 | 0
2015 | PJM_ROM_2_PJM_ROR | PJM_ROM | PJM_ROR | Internal | Shoulder | B14 | 900 | 8000 | 0 | 58.9 | 57.78 | 0.01 | 0
2015 | PJM_ROM_2_PJM_ROR | PJM_ROM | PJM_ROR | Internal | Shoulder | B15 | 1203 | 8000 | 0 | 54.98 | 54.97 | 0.01 | 0
2015 | PJM_ROM_2_PJM_ROR | PJM_ROM | PJM_ROR | Internal | Summer | B1 | 10 | 8000 | 0.94 | 93.48 | 93.47 | 0.01 | 0
2015 | PJM_ROM_2_PJM_ROR | PJM_ROM | PJM_ROR | Internal | Summer | B2 | 25 | 8000 | 0.38 | 89.53 | 89.51 | 0.01 | 0
2015 | PJM_ROM_2_PJM_ROR | PJM_ROM | PJM_ROR | Internal | Summer | B3 | 75 | 8000 | 0.14 | 89.53 | 89.51 | 0.01 | 0
2015 | PJM_ROM_2_PJM_ROR | PJM_ROM | PJM_ROR | Internal | Summer | B4 | 100 | 8000 | 0.1 | 82.81 | 82.79 | 0.01 | 0
2015 | PJM_ROM_2_PJM_ROR | PJM_ROM | PJM_ROR | Internal | Summer | B5 | 200 | 8000 | 0.05 | 75.26 | 75.25 | 0.01 | 0
2015 | PJM_ROM_2_PJM_ROR | PJM_ROM | PJM_ROR | Internal | Summer | B6 | 300 | 8000 | 0.03 | 65.03 | 65.02 | 0.01 | 0
2015 | PJM_ROM_2_PJM_ROR | PJM_ROM | PJM_ROR | Internal | Summer | B7 | 400 | 8000 | 0.02 | 57.78 | 57.77 | 0.01 | 0
2015 | PJM_ROM_2_PJM_ROR | PJM_ROM | PJM_ROR | Internal | Summer | B8 | 500 | 8000 | 0 | 56.92 | 55.57 | 0.01 | 0
2015 | PJM_ROM_2_PJM_ROR | PJM_ROM | PJM_ROR | Internal | Summer | B9 | 800 | 8000 | 0 | 56.64 | 53.66 | 0.01 | 0
2015 | PJM_ROM_2_PJM_ROR | PJM_ROM | PJM_ROR | Internal | Summer | B10 | 1262 | 8000 | 0 | 52.9 | 52.89 | 0.01 | 0
2015 | PJM_ROM_2_PJM_ROR | PJM_ROM | PJM_ROR | Internal | Winter | B16 | 25 | 8000 | 0.4 | 76.98 | 76.97 | 0.01 | 0
2015 | PJM_ROM_2_PJM_ROR | PJM_ROM | PJM_ROR | Internal | Winter | B17 | 100 | 8000 | 0 | 68.52 | 67.74 | 0.01 | 0
2015 | PJM_ROM_2_PJM_ROR | PJM_ROM | PJM_ROR | Internal | Winter | B18 | 400 | 8000 | 0 | 64.13 | 60.51 | 0.01 | 0
2015 | PJM_ROM_2_PJM_ROR | PJM_ROM | PJM_ROR | Internal | Winter | B19 | 700 | 8000 | 0 | 63.74 | 58.35 | 0.01 | 0
2015 | PJM_ROM_2_PJM_ROR | PJM_ROM | PJM_ROR | Internal | Winter | B20 | 935 | 8000 | 0 | 55.95 | 54.41 | 0.01 | 0
2015 | SOCO_2_ENT | SOCO | ENT | Internal | Shoulder | B11 | 25 | 4300 | 0 | 85.19 | 77.19 | 10 | 0
2015 | SOCO_2_ENT | SOCO | ENT | Internal | Shoulder | B12 | 200 | 4300 | 0 | 63.62 | 59.47 | 10 | 0
2015 | SOCO_2_ENT | SOCO | ENT | Internal | Shoulder | B13 | 600 | 4300 | 0 | 60.35 | 59.47 | 10 | 0
2015 | SOCO_2_ENT | SOCO | ENT | Internal | Shoulder | B14 | 900 | 4300 | 0 | 60.35 | 57.49 | 10 | 0
2015 | SOCO_2_ENT | SOCO | ENT | Internal | Shoulder | B15 | 1203 | 4300 | 0 | 59.72 | 57.49 | 10 | 0
2015 | SOCO_2_ENT | SOCO | ENT | Internal | Summer | B1 | 10 | 4300 | 0 | 97.87 | 91.47 | 10 | 0
2015 | SOCO_2_ENT | SOCO | ENT | Internal | Summer | B2 | 25 | 4300 | 0 | 97.87 | 89.87 | 10 | 0
2015 | SOCO_2_ENT | SOCO | ENT | Internal | Summer | B3 | 75 | 4300 | 0 | 97.87 | 89.87 | 10 | 0
2015 | SOCO_2_ENT | SOCO | ENT | Internal | Summer | B4 | 100 | 4300 | 0 | 97.79 | 89.79 | 10 | 0
2015 | SOCO_2_ENT | SOCO | ENT | Internal | Summer | B5 | 200 | 4300 | 0 | 88.25 | 80.25 | 10 | 0
2015 | SOCO_2_ENT | SOCO | ENT | Internal | Summer | B6 | 300 | 4300 | 0 | 74.03 | 66.03 | 10 | 0
2015 | SOCO_2_ENT | SOCO | ENT | Internal | Summer | B7 | 400 | 4300 | 0 | 67.05 | 59.05 | 10 | 0
2015 | SOCO_2_ENT | SOCO | ENT | Internal | Summer | B8 | 500 | 4300 | 0 | 66.57 | 58.57 | 10 | 0
2015 | SOCO_2_ENT | SOCO | ENT | Internal | Summer | B9 | 800 | 4300 | 0 | 60.67 | 56.32 | 10 | 0
2015 | SOCO_2_ENT | SOCO | ENT | Internal | Summer | B10 | 1262 | 4300 | 0 | 58.55 | 56.32 | 10 | 0
2015 | SOCO_2_ENT | SOCO | ENT | Internal | Winter | B16 | 25 | 4300 | 0 | 82.97 | 74.97 | 10 | 0
2015 | SOCO_2_ENT | SOCO | ENT | Internal | Winter | B17 | 100 | 4300 | 0 | 66.57 | 61.89 | 10 | 0
2015 | SOCO_2_ENT | SOCO | ENT | Internal | Winter | B18 | 400 | 4300 | 0 | 62.11 | 60.3 | 10 | 0
2015 | SOCO_2_ENT | SOCO | ENT | Internal | Winter | B19 | 700 | 4300 | 0 | 62.11 | 59.83 | 10 | 0
2015 | SOCO_2_ENT | SOCO | ENT | Internal | Winter | B20 | 935 | 4300 | 0 | 62.11 | 59.83 | 10 | 0
2015 | SOCO_2_FRCC | SOCO | FRCC | Internal | Shoulder | B11 | 25 | 3700 | 3035.24 | 85.19 | 95.19 | 10 | 0
2015 | SOCO_2_FRCC | SOCO | FRCC | Internal | Shoulder | B12 | 200 | 3700 | 0 | 63.62 | 66.91 | 10 | 0
2015 | SOCO_2_FRCC | SOCO | FRCC | Internal | Shoulder | B13 | 600 | 3700 | 0 | 60.35 | 64.48 | 10 | 0
2015 | SOCO_2_FRCC | SOCO | FRCC | Internal | Shoulder | B14 | 900 | 3700 | 0 | 60.35 | 64.13 | 10 | 0
2015 | SOCO_2_FRCC | SOCO | FRCC | Internal | Shoulder | B15 | 1203 | 3700 | 0 | 59.72 | 64.13 | 10 | 0
2015 | SOCO_2_FRCC | SOCO | FRCC | Internal | Summer | B1 | 10 | 3700 | 0 | 97.87 | 103.87 | 10 | 0
2015 | SOCO_2_FRCC | SOCO | FRCC | Internal | Summer | B2 | 25 | 3700 | 0 | 97.87 | 103.87 | 10 | 0
2015 | SOCO_2_FRCC | SOCO | FRCC | Internal | Summer | B3 | 75 | 3700 | 0 | 97.87 | 103.87 | 10 | 0
2015 | SOCO_2_FRCC | SOCO | FRCC | Internal | Summer | B4 | 100 | 3700 | 0 | 97.79 | 103.87 | 10 | 0
2015 | SOCO_2_FRCC | SOCO | FRCC | Internal | Summer | B5 | 200 | 3700 | 2042.19 | 88.25 | 98.25 | 10 | 0
2015 | SOCO_2_FRCC | SOCO | FRCC | Internal | Summer | B6 | 300 | 3700 | 21.89 | 74.03 | 84.03 | 10 | 0
2015 | SOCO_2_FRCC | SOCO | FRCC | Internal | Summer | B7 | 400 | 3700 | 0 | 67.05 | 66.21 | 10 | 0
2015 | SOCO_2_FRCC | SOCO | FRCC | Internal | Summer | B8 | 500 | 3700 | 0 | 66.57 | 66.21 | 10 | 0
2015 | SOCO_2_FRCC | SOCO | FRCC | Internal | Summer | B9 | 800 | 3700 | 0 | 60.67 | 63.46 | 10 | 0
2015 | SOCO_2_FRCC | SOCO | FRCC | Internal | Summer | B10 | 1262 | 3700 | 0 | 58.55 | 63.46 | 10 | 0
2015 | SOCO_2_FRCC | SOCO | FRCC | Internal | Winter | B16 | 25 | 3700 | 0 | 82.97 | 78.72 | 10 | 0
2015 | SOCO_2_FRCC | SOCO | FRCC | Internal | Winter | B17 | 100 | 3700 | 0 | 66.57 | 67.86 | 10 | 0
2015 | SOCO_2_FRCC | SOCO | FRCC | Internal | Winter | B18 | 400 | 3700 | 0 | 62.11 | 66.15 | 10 | 0
2015 | SOCO_2_FRCC | SOCO | FRCC | Internal | Winter | B19 | 700 | 3700 | 0 | 62.11 | 66.15 | 10 | 0
2015 | SOCO_2_FRCC | SOCO | FRCC | Internal | Winter | B20 | 935 | 3700 | 0 | 62.11 | 66.15 | 10 | 0
2015 | SOCO_2_TVA_Transmission | SOCO | TVA_Transmission | Internal | Shoulder | B11 | 25 | 2600 | 0 | 85.19 | 81.66 | 10 | 0
2015 | SOCO_2_TVA_Transmission | SOCO | TVA_Transmission | Internal | Shoulder | B12 | 200 | 2600 | 0 | 63.62 | 65.03 | 10 | 0
2015 | SOCO_2_TVA_Transmission | SOCO | TVA_Transmission | Internal | Shoulder | B13 | 600 | 2600 | 0 | 60.35 | 62.2 | 10 | 0
2015 | SOCO_2_TVA_Transmission | SOCO | TVA_Transmission | Internal | Shoulder | B14 | 900 | 2600 | 0 | 60.35 | 61.18 | 10 | 0
2015 | SOCO_2_TVA_Transmission | SOCO | TVA_Transmission | Internal | Shoulder | B15 | 1203 | 2600 | 0 | 59.72 | 60.52 | 10 | 0
2015 | SOCO_2_TVA_Transmission | SOCO | TVA_Transmission | Internal | Summer | B1 | 10 | 2600 | 0 | 97.87 | 99.47 | 10 | 0
2015 | SOCO_2_TVA_Transmission | SOCO | TVA_Transmission | Internal | Summer | B2 | 25 | 2600 | 0 | 97.87 | 96.74 | 10 | 0
2015 | SOCO_2_TVA_Transmission | SOCO | TVA_Transmission | Internal | Summer | B3 | 75 | 2600 | 0 | 97.87 | 95.51 | 10 | 0
2015 | SOCO_2_TVA_Transmission | SOCO | TVA_Transmission | Internal | Summer | B4 | 100 | 2600 | 0 | 97.79 | 88.79 | 10 | 0
2015 | SOCO_2_TVA_Transmission | SOCO | TVA_Transmission | Internal | Summer | B5 | 200 | 2600 | 0 | 88.25 | 80.47 | 10 | 0
2015 | SOCO_2_TVA_Transmission | SOCO | TVA_Transmission | Internal | Summer | B6 | 300 | 2600 | 0 | 74.03 | 65.52 | 10 | 0
2015 | SOCO_2_TVA_Transmission | SOCO | TVA_Transmission | Internal | Summer | B7 | 400 | 2600 | 0 | 67.05 | 60.8 | 10 | 0
2015 | SOCO_2_TVA_Transmission | SOCO | TVA_Transmission | Internal | Summer | B8 | 500 | 2600 | 0 | 66.57 | 59.67 | 10 | 0
2015 | SOCO_2_TVA_Transmission | SOCO | TVA_Transmission | Internal | Summer | B9 | 800 | 2600 | 0 | 60.67 | 58.7 | 10 | 0
2015 | SOCO_2_TVA_Transmission | SOCO | TVA_Transmission | Internal | Summer | B10 | 1262 | 2600 | 0 | 58.55 | 56.96 | 10 | 0
2015 | SOCO_2_TVA_Transmission | SOCO | TVA_Transmission | Internal | Winter | B16 | 25 | 2600 | 0 | 82.97 | 82.97 | 10 | 0
2015 | SOCO_2_TVA_Transmission | SOCO | TVA_Transmission | Internal | Winter | B17 | 100 | 2600 | 0 | 66.57 | 68.06 | 10 | 0
2015 | SOCO_2_TVA_Transmission | SOCO | TVA_Transmission | Internal | Winter | B18 | 400 | 2600 | 0 | 62.11 | 63.5 | 10 | 0
2015 | SOCO_2_TVA_Transmission | SOCO | TVA_Transmission | Internal | Winter | B19 | 700 | 2600 | 0 | 62.11 | 62.38 | 10 | 0
2015 | SOCO_2_TVA_Transmission | SOCO | TVA_Transmission | Internal | Winter | B20 | 935 | 2600 | 0 | 62.11 | 60.41 | 10 | 0
2015 | SOCO_2_VACAR | SOCO | VACAR | Internal | Shoulder | B11 | 25 | 2000 | 0 | 85.19 | 78.19 | 10 | 0
2015 | SOCO_2_VACAR | SOCO | VACAR | Internal | Shoulder | B12 | 200 | 2000 | 0 | 63.62 | 66.18 | 10 | 0
2015 | SOCO_2_VACAR | SOCO | VACAR | Internal | Shoulder | B13 | 600 | 2000 | 0 | 60.35 | 62.92 | 10 | 0
2015 | SOCO_2_VACAR | SOCO | VACAR | Internal | Shoulder | B14 | 900 | 2000 | 0 | 60.35 | 59.95 | 10 | 0
2015 | SOCO_2_VACAR | SOCO | VACAR | Internal | Shoulder | B15 | 1203 | 2000 | 0 | 59.72 | 54.92 | 10 | 0
2015 | SOCO_2_VACAR | SOCO | VACAR | Internal | Summer | B1 | 10 | 2000 | 0 | 97.87 | 100.71 | 10 | 0
2015 | SOCO_2_VACAR | SOCO | VACAR | Internal | Summer | B2 | 25 | 2000 | 0 | 97.87 | 100.71 | 10 | 0
2015 | SOCO_2_VACAR | SOCO | VACAR | Internal | Summer | B3 | 75 | 2000 | 0 | 97.87 | 100.71 | 10 | 0
2015 | SOCO_2_VACAR | SOCO | VACAR | Internal | Summer | B4 | 100 | 2000 | 0 | 97.79 | 90.79 | 10 | 0
2015 | SOCO_2_VACAR | SOCO | VACAR | Internal | Summer | B5 | 200 | 2000 | 0 | 88.25 | 81.25 | 10 | 0
2015 | SOCO_2_VACAR | SOCO | VACAR | Internal | Summer | B6 | 300 | 2000 | 0 | 74.03 | 71.02 | 10 | 0
2015 | SOCO_2_VACAR | SOCO | VACAR | Internal | Summer | B7 | 400 | 2000 | 0 | 67.05 | 63.77 | 10 | 0
2015 | SOCO_2_VACAR | SOCO | VACAR | Internal | Summer | B8 | 500 | 2000 | 0 | 66.57 | 61.18 | 10 | 0
2015 | SOCO_2_VACAR | SOCO | VACAR | Internal | Summer | B9 | 800 | 2000 | 0 | 60.67 | 58.91 | 10 | 0
2015 | SOCO_2_VACAR | SOCO | VACAR | Internal | Summer | B10 | 1262 | 2000 | 0 | 58.55 | 53.44 | 10 | 0
2015 | SOCO_2_VACAR | SOCO | VACAR | Internal | Winter | B16 | 25 | 2000 | 0 | 82.97 | 82.97 | 10 | 0
2015 | SOCO_2_VACAR | SOCO | VACAR | Internal | Winter | B17 | 100 | 2000 | 0 | 66.57 | 73.74 | 10 | 0
2015 | SOCO_2_VACAR | SOCO | VACAR | Internal | Winter | B18 | 400 | 2000 | 0 | 62.11 | 66.51 | 10 | 0
2015 | SOCO_2_VACAR | SOCO | VACAR | Internal | Winter | B19 | 700 | 2000 | 0 | 62.11 | 63.3 | 10 | 0
2015 | SOCO_2_VACAR | SOCO | VACAR | Internal | Winter | B20 | 935 | 2000 | 0 | 62.11 | 58.28 | 10 | 0
2015 | SPP_N_2_ENT | SPP_N | ENT | Internal | Shoulder | B11 | 25 | 15643 | 0 | 84.66 | 77.19 | 5 | 0
2015 | SPP_N_2_ENT | SPP_N | ENT | Internal | Shoulder | B12 | 200 | 15643 | 0 | 66.04 | 59.47 | 5 | 0
2015 | SPP_N_2_ENT | SPP_N | ENT | Internal | Shoulder | B13 | 600 | 15643 | 0 | 62.05 | 59.47 | 5 | 0
2015 | SPP_N_2_ENT | SPP_N | ENT | Internal | Shoulder | B14 | 900 | 15643 | 0 | 60.05 | 57.49 | 5 | 0
2015 | SPP_N_2_ENT | SPP_N | ENT | Internal | Shoulder | B15 | 1203 | 15643 | 0 | 57.39 | 57.49 | 5 | 0
2015 | SPP_N_2_ENT | SPP_N | ENT | Internal | Summer | B1 | 10 | 15643 | 0 | 92.6 | 91.47 | 5 | 0
2015 | SPP_N_2_ENT | SPP_N | ENT | Internal | Summer | B2 | 25 | 15643 | 0 | 92.6 | 89.87 | 5 | 0
2015 | SPP_N_2_ENT | SPP_N | ENT | Internal | Summer | B3 | 75 | 15643 | 0 | 92.6 | 89.87 | 5 | 0
2015 | SPP_N_2_ENT | SPP_N | ENT | Internal | Summer | B4 | 100 | 15643 | 0 | 91.79 | 89.79 | 5 | 0
2015 | SPP_N_2_ENT | SPP_N | ENT | Internal | Summer | B5 | 200 | 15643 | 0 | 84.25 | 80.25 | 5 | 0
2015 | SPP_N_2_ENT | SPP_N | ENT | Internal | Summer | B6 | 300 | 15643 | 0 | 74.02 | 66.03 | 5 | 0
2015 | SPP_N_2_ENT | SPP_N | ENT | Internal | Summer | B7 | 400 | 15643 | 0 | 64.19 | 59.05 | 5 | 0
2015 | SPP_N_2_ENT | SPP_N | ENT | Internal | Summer | B8 | 500 | 15643 | 0 | 60.84 | 58.57 | 5 | 0
2015 | SPP_N_2_ENT | SPP_N | ENT | Internal | Summer | B9 | 800 | 15643 | 0 | 58.7 | 56.32 | 5 | 0
2015 | SPP_N_2_ENT | SPP_N | ENT | Internal | Summer | B10 | 1262 | 15643 | 0 | 56.11 | 56.32 | 5 | 0
2015 | SPP_N_2_ENT | SPP_N | ENT | Internal | Winter | B16 | 25 | 15643 | 0 | 81.97 | 74.97 | 5 | 0
2015 | SPP_N_2_ENT | SPP_N | ENT | Internal | Winter | B17 | 100 | 15643 | 0 | 64.71 | 61.89 | 5 | 0
2015 | SPP_N_2_ENT | SPP_N | ENT | Internal | Winter | B18 | 400 | 15643 | 0 | 62.63 | 60.3 | 5 | 0
2015 | SPP_N_2_ENT | SPP_N | ENT | Internal | Winter | B19 | 700 | 15643 | 0 | 59.86 | 59.83 | 5 | 0
2015 | SPP_N_2_ENT | SPP_N | ENT | Internal | Winter | B20 | 935 | 15643 | 0 | 59.86 | 59.83 | 5 | 0
2015 | SPP_N_2_MISO_MO-IL | SPP_N | MISO_MO-IL | Internal | Shoulder | B11 | 25 | 4019 | 0 | 84.66 | 77.68 | 5 | 0
2015 | SPP_N_2_MISO_MO-IL | SPP_N | MISO_MO-IL | Internal | Shoulder | B12 | 200 | 4019 | 0 | 66.04 | 62.75 | 5 | 0
2015 | SPP_N_2_MISO_MO-IL | SPP_N | MISO_MO-IL | Internal | Shoulder | B13 | 600 | 4019 | 0 | 62.05 | 57.68 | 5 | 0
2015 | SPP_N_2_MISO_MO-IL | SPP_N | MISO_MO-IL | Internal | Shoulder | B14 | 900 | 4019 | 0 | 60.05 | 55.79 | 5 | 0
2015 | SPP_N_2_MISO_MO-IL | SPP_N | MISO_MO-IL | Internal | Shoulder | B15 | 1203 | 4019 | 0 | 57.39 | 54.64 | 5 | 0
2015 | SPP_N_2_MISO_MO-IL | SPP_N | MISO_MO-IL | Internal | Summer | B1 | 10 | 4019 | 0 | 92.6 | 91.48 | 5 | 0
2015 | SPP_N_2_MISO_MO-IL | SPP_N | MISO_MO-IL | Internal | Summer | B2 | 25 | 4019 | 0 | 92.6 | 88.74 | 5 | 0
2015 | SPP_N_2_MISO_MO-IL | SPP_N | MISO_MO-IL | Internal | Summer | B3 | 75 | 4019 | 0 | 92.6 | 88.74 | 5 | 0
2015 | SPP_N_2_MISO_MO-IL | SPP_N | MISO_MO-IL | Internal | Summer | B4 | 100 | 4019 | 0 | 91.79 | 84.79 | 5 | 0
2015 | SPP_N_2_MISO_MO-IL | SPP_N | MISO_MO-IL | Internal | Summer | B5 | 200 | 4019 | 0 | 84.25 | 77.25 | 5 | 0
2015 | SPP_N_2_MISO_MO-IL | SPP_N | MISO_MO-IL | Internal | Summer | B6 | 300 | 4019 | 0 | 74.02 | 66.02 | 5 | 0
2015 | SPP_N_2_MISO_MO-IL | SPP_N | MISO_MO-IL | Internal | Summer | B7 | 400 | 4019 | 0 | 64.19 | 56.53 | 5 | 0
2015 | SPP_N_2_MISO_MO-IL | SPP_N | MISO_MO-IL | Internal | Summer | B8 | 500 | 4019 | 0 | 60.84 | 53.85 | 5 | 0
2015 | SPP_N_2_MISO_MO-IL | SPP_N | MISO_MO-IL | Internal | Summer | B9 | 800 | 4019 | 0 | 58.7 | 53.18 | 5 | 0
2015 | SPP_N_2_MISO_MO-IL | SPP_N | MISO_MO-IL | Internal | Summer | B10 | 1262 | 4019 | 0 | 56.11 | 52 | 5 | 0
2015 | SPP_N_2_MISO_MO-IL | SPP_N | MISO_MO-IL | Internal | Winter | B16 | 25 | 4019 | 0 | 81.97 | 74.98 | 5 | 0
2015 | SPP_N_2_MISO_MO-IL | SPP_N | MISO_MO-IL | Internal | Winter | B17 | 100 | 4019 | 0 | 64.71 | 65.74 | 5 | 0
2015 | SPP_N_2_MISO_MO-IL | SPP_N | MISO_MO-IL | Internal | Winter | B18 | 400 | 4019 | 0 | 62.63 | 58.51 | 5 | 0
2015 | SPP_N_2_MISO_MO-IL | SPP_N | MISO_MO-IL | Internal | Winter | B19 | 700 | 4019 | 0 | 59.86 | 56.35 | 5 | 0
2015 | SPP_N_2_MISO_MO-IL | SPP_N | MISO_MO-IL | Internal | Winter | B20 | 935 | 4019 | 0 | 59.86 | 53.96 | 5 | 0
2015 | SPP_N_2_MISO_W | SPP_N | MISO_W | Internal | Shoulder | B11 | 25 | 1087 | 0 | 84.66 | 77.66 | 5 | 0
2015 | SPP_N_2_MISO_W | SPP_N | MISO_W | Internal | Shoulder | B12 | 200 | 1087 | 0 | 66.04 | 62.74 | 5 | 0
2015 | SPP_N_2_MISO_W | SPP_N | MISO_W | Internal | Shoulder | B13 | 600 | 1087 | 0 | 62.05 | 57.66 | 5 | 0
2015 | SPP_N_2_MISO_W | SPP_N | MISO_W | Internal | Shoulder | B14 | 900 | 1087 | 0 | 60.05 | 55.78 | 5 | 0
2015 | SPP_N_2_MISO_W | SPP_N | MISO_W | Internal | Shoulder | B15 | 1203 | 1087 | 0 | 57.39 | 54.65 | 5 | 0
2015 | SPP_N_2_MISO_W | SPP_N | MISO_W | Internal | Summer | B1 | 10 | 1087 | 0 | 92.6 | 91.47 | 5 | 0
2015 | SPP_N_2_MISO_W | SPP_N | MISO_W | Internal | Summer | B2 | 25 | 1087 | 0 | 92.6 | 88.73 | 5 | 0
2015 | SPP_N_2_MISO_W | SPP_N | MISO_W | Internal | Summer | B3 | 75 | 1087 | 0 | 92.6 | 88.73 | 5 | 0
2015 | SPP_N_2_MISO_W | SPP_N | MISO_W | Internal | Summer | B4 | 100 | 1087 | 0 | 91.79 | 84.79 | 5 | 0
2015 | SPP_N_2_MISO_W | SPP_N | MISO_W | Internal | Summer | B5 | 200 | 1087 | 0 | 84.25 | 77.25 | 5 | 0
2015 | SPP_N_2_MISO_W | SPP_N | MISO_W | Internal | Summer | B6 | 300 | 1087 | 0 | 74.02 | 67.02 | 5 | 0
2015 | SPP_N_2_MISO_W | SPP_N | MISO_W | Internal | Summer | B7 | 400 | 1087 | 0 | 64.19 | 57.19 | 5 | 0
2015 | SPP_N_2_MISO_W | SPP_N | MISO_W | Internal | Summer | B8 | 500 | 1087 | 0 | 60.84 | 53.84 | 5 | 0
2015 | SPP_N_2_MISO_W | SPP_N | MISO_W | Internal | Summer | B9 | 800 | 1087 | 0 | 58.7 | 53.17 | 5 | 0
2015 | SPP_N_2_MISO_W | SPP_N | MISO_W | Internal | Summer | B10 | 1262 | 1087 | 0 | 56.11 | 51.99 | 5 | 0
2015 | SPP_N_2_MISO_W | SPP_N | MISO_W | Internal | Winter | B16 | 25 | 1087 | 0 | 81.97 | 74.97 | 5 | 0
2015 | SPP_N_2_MISO_W | SPP_N | MISO_W | Internal | Winter | B17 | 100 | 1087 | 0 | 64.71 | 65.74 | 5 | 0
2015 | SPP_N_2_MISO_W | SPP_N | MISO_W | Internal | Winter | B18 | 400 | 1087 | 0 | 62.63 | 58.51 | 5 | 0
2015 | SPP_N_2_MISO_W | SPP_N | MISO_W | Internal | Winter | B19 | 700 | 1087 | 0 | 59.86 | 56.37 | 5 | 0
2015 | SPP_N_2_MISO_W | SPP_N | MISO_W | Internal | Winter | B20 | 935 | 1087 | 0 | 59.86 | 53.96 | 5 | 0
2015 | SPP_N_2_NE | SPP_N | NE | Internal | Shoulder | B11 | 25 | 490 | 0.35 | 84.66 | 84.65 | 0.01 | 0
2015 | SPP_N_2_NE | SPP_N | NE | Internal | Shoulder | B12 | 200 | 490 | 0.05 | 66.04 | 66.03 | 0.01 | 0
2015 | SPP_N_2_NE | SPP_N | NE | Internal | Shoulder | B13 | 600 | 490 | 0.02 | 62.05 | 62.04 | 0.01 | 0
2015 | SPP_N_2_NE | SPP_N | NE | Internal | Shoulder | B14 | 900 | 490 | 0.01 | 60.05 | 60.04 | 0.01 | 0
2015 | SPP_N_2_NE | SPP_N | NE | Internal | Shoulder | B15 | 1203 | 490 | 0 | 57.39 | 57.38 | 0.01 | 0
2015 | SPP_N_2_NE | SPP_N | NE | Internal | Summer | B1 | 10 | 490 | 0.02 | 92.6 | 91.47 | 0.01 | 0
2015 | SPP_N_2_NE | SPP_N | NE | Internal | Summer | B2 | 25 | 490 | 0 | 92.6 | 91.38 | 0.01 | 0
2015 | SPP_N_2_NE | SPP_N | NE | Internal | Summer | B3 | 75 | 490 | 0 | 92.6 | 91.38 | 0.01 | 0
2015 | SPP_N_2_NE | SPP_N | NE | Internal | Summer | B4 | 100 | 490 | 0 | 91.79 | 89.73 | 0.01 | 0
2015 | SPP_N_2_NE | SPP_N | NE | Internal | Summer | B5 | 200 | 490 | 0.05 | 84.25 | 84.24 | 0.01 | 0
2015 | SPP_N_2_NE | SPP_N | NE | Internal | Summer | B6 | 300 | 490 | 0.03 | 74.02 | 74 | 0.01 | 0
2015 | SPP_N_2_NE | SPP_N | NE | Internal | Summer | B7 | 400 | 490 | 0 | 64.19 | 61.05 | 0.01 | 0
2015 | SPP_N_2_NE | SPP_N | NE | Internal | Summer | B8 | 500 | 490 | 0 | 60.84 | 59.68 | 0.01 | 0
2015 | SPP_N_2_NE | SPP_N | NE | Internal | Summer | B9 | 800 | 490 | 0.01 | 58.7 | 58.69 | 0.01 | 0
2015 | SPP_N_2_NE | SPP_N | NE | Internal | Summer | B10 | 1262 | 490 | 0 | 56.11 | 56.1 | 0.01 | 0
2015 | SPP_N_2_NE | SPP_N | NE | Internal | Winter | B16 | 25 | 490 | 0 | 81.97 | 74.97 | 0.01 | 0
2015 | SPP_N_2_NE | SPP_N | NE | Internal | Winter | B17 | 100 | 490 | 0.09 | 64.71 | 64.7 | 0.01 | 0
2015 | SPP_N_2_NE | SPP_N | NE | Internal | Winter | B18 | 400 | 490 | 0.02 | 62.63 | 62.61 | 0.01 | 0
2015 | SPP_N_2_NE | SPP_N | NE | Internal | Winter | B19 | 700 | 490 | 0.01 | 59.86 | 59.85 | 0.01 | 0
2015 | SPP_N_2_NE | SPP_N | NE | Internal | Winter | B20 | 935 | 490 | 0.01 | 59.86 | 59.85 | 0.01 | 0
2015 | SPP_N_2_SPP_S | SPP_N | SPP_S | Internal | Shoulder | B11 | 25 | 4236 | 0 | 84.66 | 83.06 | 0.01 | 0
2015 | SPP_N_2_SPP_S | SPP_N | SPP_S | Internal | Shoulder | B12 | 200 | 4236 | 0.05 | 66.04 | 66.03 | 0.01 | 0
2015 | SPP_N_2_SPP_S | SPP_N | SPP_S | Internal | Shoulder | B13 | 600 | 4236 | 0.02 | 62.05 | 62.04 | 0.01 | 0
2015 | SPP_N_2_SPP_S | SPP_N | SPP_S | Internal | Shoulder | B14 | 900 | 4236 | 0.01 | 60.05 | 60.04 | 0.01 | 0
2015 | SPP_N_2_SPP_S | SPP_N | SPP_S | Internal | Shoulder | B15 | 1203 | 4236 | 717.03 | 57.39 | 57.4 | 0.01 | 0
2015 | SPP_N_2_SPP_S | SPP_N | SPP_S | Internal | Summer | B1 | 10 | 4236 | 0 | 92.6 | 86.47 | 0.01 | 0
2015 | SPP_N_2_SPP_S | SPP_N | SPP_S | Internal | Summer | B2 | 25 | 4236 | 0 | 92.6 | 84.87 | 0.01 | 0
2015 | SPP_N_2_SPP_S | SPP_N | SPP_S | Internal | Summer | B3 | 75 | 4236 | 0 | 92.6 | 84.87 | 0.01 | 0
2015 | SPP_N_2_SPP_S | SPP_N | SPP_S | Internal | Summer | B4 | 100 | 4236 | 0 | 91.79 | 84.79 | 0.01 | 0
2015 | SPP_N_2_SPP_S | SPP_N | SPP_S | Internal | Summer | B5 | 200 | 4236 | 0 | 84.25 | 81.88 | 0.01 | 0
2015 | SPP_N_2_SPP_S | SPP_N | SPP_S | Internal | Summer | B6 | 300 | 4236 | 3020.15 | 74.02 | 74.03 | 0.01 | 0
2015 | SPP_N_2_SPP_S | SPP_N | SPP_S | Internal | Summer | B7 | 400 | 4236 | 3142.31 | 64.19 | 64.2 | 0.01 | 0
2015 | SPP_N_2_SPP_S | SPP_N | SPP_S | Internal | Summer | B8 | 500 | 4236 | 1518.97 | 60.84 | 60.85 | 0.01 | 0
2015 | SPP_N_2_SPP_S | SPP_N | SPP_S | Internal | Summer | B9 | 800 | 4236 | 1755.39 | 58.7 | 58.71 | 0.01 | 0
2015 | SPP_N_2_SPP_S | SPP_N | SPP_S | Internal | Summer | B10 | 1262 | 4236 | 2523.49 | 56.11 | 56.13 | 0.01 | 0
2015 | SPP_N_2_SPP_S | SPP_N | SPP_S | Internal | Winter | B16 | 25 | 4236 | 1643.21 | 81.97 | 81.98 | 0.01 | 0
2015 | SPP_N_2_SPP_S | SPP_N | SPP_S | Internal | Winter | B17 | 100 | 4236 | 1174.58 | 64.71 | 64.73 | 0.01 | 0
2015 | SPP_N_2_SPP_S | SPP_N | SPP_S | Internal | Winter | B18 | 400 | 4236 | 1383.93 | 62.63 | 62.64 | 0.01 | 0
2015 | SPP_N_2_SPP_S | SPP_N | SPP_S | Internal | Winter | B19 | 700 | 4236 | 1552.23 | 59.86 | 59.87 | 0.01 | 0
2015 | SPP_N_2_SPP_S | SPP_N | SPP_S | Internal | Winter | B20 | 935 | 4236 | 3357.57 | 59.86 | 59.87 | 0.01 | 0
2015 | SPP_S_2_ENT | SPP_S | ENT | Internal | Shoulder | B11 | 25 | 2842 | 0 | 83.06 | 77.19 | 5 | 0
2015 | SPP_S_2_ENT | SPP_S | ENT | Internal | Shoulder | B12 | 200 | 2842 | 0 | 66.03 | 59.47 | 5 | 0
2015 | SPP_S_2_ENT | SPP_S | ENT | Internal | Shoulder | B13 | 600 | 2842 | 0 | 62.04 | 59.47 | 5 | 0
2015 | SPP_S_2_ENT | SPP_S | ENT | Internal | Shoulder | B14 | 900 | 2842 | 0 | 60.04 | 57.49 | 5 | 0
2015 | SPP_S_2_ENT | SPP_S | ENT | Internal | Shoulder | B15 | 1203 | 2842 | 0 | 57.4 | 57.49 | 5 | 0
2015 | SPP_S_2_ENT | SPP_S | ENT | Internal | Summer | B1 | 10 | 2842 | 282.83 | 86.47 | 91.47 | 5 | 0
2015 | SPP_S_2_ENT | SPP_S | ENT | Internal | Summer | B2 | 25 | 2842 | 534.54 | 84.87 | 89.87 | 5 | 0
2015 | SPP_S_2_ENT | SPP_S | ENT | Internal | Summer | B3 | 75 | 2842 | 1218.65 | 84.87 | 89.87 | 5 | 0
2015 | SPP_S_2_ENT | SPP_S | ENT | Internal | Summer | B4 | 100 | 2842 | 425.3 | 84.79 | 89.79 | 5 | 0
2015 | SPP_S_2_ENT | SPP_S | ENT | Internal | Summer | B5 | 200 | 2842 | 0 | 81.88 | 80.25 | 5 | 0
2015 | SPP_S_2_ENT | SPP_S | ENT | Internal | Summer | B6 | 300 | 2842 | 0 | 74.03 | 66.03 | 5 | 0
2015 | SPP_S_2_ENT | SPP_S | ENT | Internal | Summer | B7 | 400 | 2842 | 0 | 64.2 | 59.05 | 5 | 0
2015 | SPP_S_2_ENT | SPP_S | ENT | Internal | Summer | B8 | 500 | 2842 | 0 | 60.85 | 58.57 | 5 | 0
2015 | SPP_S_2_ENT | SPP_S | ENT | Internal | Summer | B9 | 800 | 2842 | 0 | 58.71 | 56.32 | 5 | 0
2015 | SPP_S_2_ENT | SPP_S | ENT | Internal | Summer | B10 | 1262 | 2842 | 0 | 56.13 | 56.32 | 5 | 0
2015 | SPP_S_2_ENT | SPP_S | ENT | Internal | Winter | B16 | 25 | 2842 | 0 | 81.98 | 74.97 | 5 | 0
2015 | SPP_S_2_ENT | SPP_S | ENT | Internal | Winter | B17 | 100 | 2842 | 0 | 64.73 | 61.89 | 5 | 0
2015 | SPP_S_2_ENT | SPP_S | ENT | Internal | Winter | B18 | 400 | 2842 | 0 | 62.64 | 60.3 | 5 | 0
2015 | SPP_S_2_ENT | SPP_S | ENT | Internal | Winter | B19 | 700 | 2842 | 0 | 59.87 | 59.83 | 5 | 0
2015 | SPP_S_2_ENT | SPP_S | ENT | Internal | Winter | B20 | 935 | 2842 | 0 | 59.87 | 59.83 | 5 | 0
2015 | SPP_S_2_SPP_N | SPP_S | SPP_N | Internal | Shoulder | B11 | 25 | 876 | 875.99 | 83.06 | 84.66 | 0.01 | 1.59
2015 | SPP_S_2_SPP_N | SPP_S | SPP_N | Internal | Shoulder | B12 | 200 | 876 | 615.9 | 66.03 | 66.04 | 0.01 | 0
2015 | SPP_S_2_SPP_N | SPP_S | SPP_N | Internal | Shoulder | B13 | 600 | 876 | 749.11 | 62.04 | 62.05 | 0.01 | 0
2015 | SPP_S_2_SPP_N | SPP_S | SPP_N | Internal | Shoulder | B14 | 900 | 876 | 207.1 | 60.04 | 60.05 | 0.01 | 0
2015 | SPP_S_2_SPP_N | SPP_S | SPP_N | Internal | Shoulder | B15 | 1203 | 876 | 0 | 57.4 | 57.39 | 0.01 | 0
2015 | SPP_S_2_SPP_N | SPP_S | SPP_N | Internal | Summer | B1 | 10 | 876 | 876 | 86.47 | 92.6 | 0.01 | 6.12
2015 | SPP_S_2_SPP_N | SPP_S | SPP_N | Internal | Summer | B2 | 25 | 876 | 876 | 84.87 | 92.6 | 0.01 | 7.71
2015 | SPP_S_2_SPP_N | SPP_S | SPP_N | Internal | Summer | B3 | 75 | 876 | 876 | 84.87 | 92.6 | 0.01 | 7.71
2015 | SPP_S_2_SPP_N | SPP_S | SPP_N | Internal | Summer | B4 | 100 | 876 | 876 | 84.79 | 91.79 | 0.01 | 6.99
2015 | SPP_S_2_SPP_N | SPP_S | SPP_N | Internal | Summer | B5 | 200 | 876 | 876 | 81.88 | 84.25 | 0.01 | 2.35
2015 | SPP_S_2_SPP_N | SPP_S | SPP_N | Internal | Summer | B6 | 300 | 876 | 0.03 | 74.03 | 74.02 | 0.01 | 0
2015 | SPP_S_2_SPP_N | SPP_S | SPP_N | Internal | Summer | B7 | 400 | 876 | 0.02 | 64.2 | 64.19 | 0.01 | 0
2015 | SPP_S_2_SPP_N | SPP_S | SPP_N | Internal | Summer | B8 | 500 | 876 | 0.02 | 60.85 | 60.84 | 0.01 | 0
2015 | SPP_S_2_SPP_N | SPP_S | SPP_N | Internal | Summer | B9 | 800 | 876 | 0.01 | 58.71 | 58.7 | 0.01 | 0
2015 | SPP_S_2_SPP_N | SPP_S | SPP_N | Internal | Summer | B10 | 1262 | 876 | 0 | 56.13 | 56.11 | 0.01 | 0
2015 | SPP_S_2_SPP_N | SPP_S | SPP_N | Internal | Winter | B16 | 25 | 876 | 0.38 | 81.98 | 81.97 | 0.01 | 0
2015 | SPP_S_2_SPP_N | SPP_S | SPP_N | Internal | Winter | B17 | 100 | 876 | 0.1 | 64.73 | 64.71 | 0.01 | 0
2015 | SPP_S_2_SPP_N | SPP_S | SPP_N | Internal | Winter | B18 | 400 | 876 | 0.03 | 62.64 | 62.63 | 0.01 | 0
2015 | SPP_S_2_SPP_N | SPP_S | SPP_N | Internal | Winter | B19 | 700 | 876 | 0.01 | 59.87 | 59.86 | 0.01 | 0
2015 | SPP_S_2_SPP_N | SPP_S | SPP_N | Internal | Winter | B20 | 935 | 876 | 0.01 | 59.87 | 59.86 | 0.01 | 0
2015 | TVA_2_ENT | TVA | ENT | Internal | Shoulder | B11 | 25 | 500 | 0 | 81.68 | 77.19 | 9 | 0
2015 | TVA_2_ENT | TVA | ENT | Internal | Shoulder | B12 | 200 | 500 | 0 | 61.77 | 59.47 | 9 | 0
2015 | TVA_2_ENT | TVA | ENT | Internal | Shoulder | B13 | 600 | 500 | 0 | 60.26 | 59.47 | 9 | 0
2015 | TVA_2_ENT | TVA | ENT | Internal | Shoulder | B14 | 900 | 500 | 0 | 60.26 | 57.49 | 9 | 0
2015 | TVA_2_ENT | TVA | ENT | Internal | Shoulder | B15 | 1203 | 500 | 0 | 60.26 | 57.49 | 9 | 0
2015 | TVA_2_ENT | TVA | ENT | Internal | Summer | B1 | 10 | 500 | 0 | 99.48 | 91.47 | 9 | 0
2015 | TVA_2_ENT | TVA | ENT | Internal | Summer | B2 | 25 | 500 | 0 | 96.75 | 89.87 | 9 | 0
2015 | TVA_2_ENT | TVA | ENT | Internal | Summer | B3 | 75 | 500 | 0 | 95.53 | 89.87 | 9 | 0
2015 | TVA_2_ENT | TVA | ENT | Internal | Summer | B4 | 100 | 500 | 0 | 88.81 | 89.79 | 9 | 0
2015 | TVA_2_ENT | TVA | ENT | Internal | Summer | B5 | 200 | 500 | 0 | 77.02 | 80.25 | 9 | 0
2015 | TVA_2_ENT | TVA | ENT | Internal | Summer | B6 | 300 | 500 | 0 | 60.44 | 66.03 | 9 | 0
2015 | TVA_2_ENT | TVA | ENT | Internal | Summer | B7 | 400 | 500 | 0 | 58.05 | 59.05 | 9 | 0
2015 | TVA_2_ENT | TVA | ENT | Internal | Summer | B8 | 500 | 500 | 0 | 58.05 | 58.57 | 9 | 0
2015 | TVA_2_ENT | TVA | ENT | Internal | Summer | B9 | 800 | 500 | 0 | 58.05 | 56.32 | 9 | 0
2015 | TVA_2_ENT | TVA | ENT | Internal | Summer | B10 | 1262 | 500 | 0 | 55.99 | 56.32 | 9 | 0
2015 | TVA_2_ENT | TVA | ENT | Internal | Winter | B16 | 25 | 500 | 0 | 82.98 | 74.97 | 9 | 0
2015 | TVA_2_ENT | TVA | ENT | Internal | Winter | B17 | 100 | 500 | 0 | 64.31 | 61.89 | 9 | 0
2015 | TVA_2_ENT | TVA | ENT | Internal | Winter | B18 | 400 | 500 | 0 | 61.64 | 60.3 | 9 | 0
2015 | TVA_2_ENT | TVA | ENT | Internal | Winter | B19 | 700 | 500 | 0 | 61.64 | 59.83 | 9 | 0
2015 | TVA_2_ENT | TVA | ENT | Internal | Winter | B20 | 935 | 500 | 0 | 60.42 | 59.83 | 9 | 0
2015 | TVA_2_MISO_MO-IL | TVA | MISO_MO-IL | Internal | Shoulder | B11 | 25 | 50 | 0 | 81.68 | 77.68 | 9 | 0
2015 | TVA_2_MISO_MO-IL | TVA | MISO_MO-IL | Internal | Shoulder | B12 | 200 | 50 | 0 | 61.77 | 62.75 | 9 | 0
2015 | TVA_2_MISO_MO-IL | TVA | MISO_MO-IL | Internal | Shoulder | B13 | 600 | 50 | 0 | 60.26 | 57.68 | 9 | 0
2015 | TVA_2_MISO_MO-IL | TVA | MISO_MO-IL | Internal | Shoulder | B14 | 900 | 50 | 0 | 60.26 | 55.79 | 9 | 0
2015 | TVA_2_MISO_MO-IL | TVA | MISO_MO-IL | Internal | Shoulder | B15 | 1203 | 50 | 0 | 60.26 | 54.64 | 9 | 0
2015 | TVA_2_MISO_MO-IL | TVA | MISO_MO-IL | Internal | Summer | B1 | 10 | 50 | 0 | 99.48 | 91.48 | 9 | 0
2015 | TVA_2_MISO_MO-IL | TVA | MISO_MO-IL | Internal | Summer | B2 | 25 | 50 | 0 | 96.75 | 88.74 | 9 | 0
2015 | TVA_2_MISO_MO-IL | TVA | MISO_MO-IL | Internal | Summer | B3 | 75 | 50 | 0 | 95.53 | 88.74 | 9 | 0
2015 | TVA_2_MISO_MO-IL | TVA | MISO_MO-IL | Internal | Summer | B4 | 100 | 50 | 0 | 88.81 | 84.79 | 9 | 0
2015 | TVA_2_MISO_MO-IL | TVA | MISO_MO-IL | Internal | Summer | B5 | 200 | 50 | 0 | 77.02 | 77.25 | 9 | 0
2015 | TVA_2_MISO_MO-IL | TVA | MISO_MO-IL | Internal | Summer | B6 | 300 | 50 | 0 | 60.44 | 66.02 | 9 | 0
2015 | TVA_2_MISO_MO-IL | TVA | MISO_MO-IL | Internal | Summer | B7 | 400 | 50 | 0 | 58.05 | 56.53 | 9 | 0
2015 | TVA_2_MISO_MO-IL | TVA | MISO_MO-IL | Internal | Summer | B8 | 500 | 50 | 0 | 58.05 | 53.85 | 9 | 0
2015 | TVA_2_MISO_MO-IL | TVA | MISO_MO-IL | Internal | Summer | B9 | 800 | 50 | 0 | 58.05 | 53.18 | 9 | 0
2015 | TVA_2_MISO_MO-IL | TVA | MISO_MO-IL | Internal | Summer | B10 | 1262 | 50 | 0 | 55.99 | 52 | 9 | 0
2015 | TVA_2_MISO_MO-IL | TVA | MISO_MO-IL | Internal | Winter | B16 | 25 | 50 | 0 | 82.98 | 74.98 | 9 | 0
2015 | TVA_2_MISO_MO-IL | TVA | MISO_MO-IL | Internal | Winter | B17 | 100 | 50 | 0 | 64.31 | 65.74 | 9 | 0
2015 | TVA_2_MISO_MO-IL | TVA | MISO_MO-IL | Internal | Winter | B18 | 400 | 50 | 0 | 61.64 | 58.51 | 9 | 0
2015 | TVA_2_MISO_MO-IL | TVA | MISO_MO-IL | Internal | Winter | B19 | 700 | 50 | 0 | 61.64 | 56.35 | 9 | 0
2015 | TVA_2_MISO_MO-IL | TVA | MISO_MO-IL | Internal | Winter | B20 | 935 | 50 | 0 | 60.42 | 53.96 | 9 | 0
2015 | TVA_2_NonRTO_Midwest | TVA | NonRTO_Midwest | Internal | Shoulder | B11 | 25 | 100 | 0 | 81.68 | 85.67 | 9 | 0
2015 | TVA_2_NonRTO_Midwest | TVA | NonRTO_Midwest | Internal | Shoulder | B12 | 200 | 100 | 9.81 | 61.77 | 70.77 | 9 | 0
2015 | TVA_2_NonRTO_Midwest | TVA | NonRTO_Midwest | Internal | Shoulder | B13 | 600 | 100 | 0 | 60.26 | 65 | 9 | 0
2015 | TVA_2_NonRTO_Midwest | TVA | NonRTO_Midwest | Internal | Shoulder | B14 | 900 | 100 | 0 | 60.26 | 56.77 | 9 | 0
2015 | TVA_2_NonRTO_Midwest | TVA | NonRTO_Midwest | Internal | Shoulder | B15 | 1203 | 100 | 0 | 60.26 | 55.44 | 9 | 0
2015 | TVA_2_NonRTO_Midwest | TVA | NonRTO_Midwest | Internal | Summer | B1 | 10 | 100 | 0 | 99.48 | 96.27 | 9 | 0
2015 | TVA_2_NonRTO_Midwest | TVA | NonRTO_Midwest | Internal | Summer | B2 | 25 | 100 | 0 | 96.75 | 96.27 | 9 | 0
2015 | TVA_2_NonRTO_Midwest | TVA | NonRTO_Midwest | Internal | Summer | B3 | 75 | 100 | 0 | 95.53 | 96.27 | 9 | 0
2015 | TVA_2_NonRTO_Midwest | TVA | NonRTO_Midwest | Internal | Summer | B4 | 100 | 100 | 0 | 88.81 | 92.79 | 9 | 0
2015 | TVA_2_NonRTO_Midwest | TVA | NonRTO_Midwest | Internal | Summer | B5 | 200 | 100 | 0 | 77.02 | 85.24 | 9 | 0
2015 | TVA_2_NonRTO_Midwest | TVA | NonRTO_Midwest | Internal | Summer | B6 | 300 | 100 | 0 | 60.44 | 58 | 9 | 0
2015 | TVA_2_NonRTO_Midwest | TVA | NonRTO_Midwest | Internal | Summer | B7 | 400 | 100 | 0 | 58.05 | 56.77 | 9 | 0
2015 | TVA_2_NonRTO_Midwest | TVA | NonRTO_Midwest | Internal | Summer | B8 | 500 | 100 | 0 | 58.05 | 56.5 | 9 | 0
2015 | TVA_2_NonRTO_Midwest | TVA | NonRTO_Midwest | Internal | Summer | B9 | 800 | 100 | 0 | 58.05 | 55.44 | 9 | 0
2015 | TVA_2_NonRTO_Midwest | TVA | NonRTO_Midwest | Internal | Summer | B10 | 1262 | 100 | 0 | 55.99 | 54.1 | 9 | 0
2015 | TVA_2_NonRTO_Midwest | TVA | NonRTO_Midwest | Internal | Winter | B16 | 25 | 100 | 0 | 82.98 | 82.99 | 9 | 0
2015 | TVA_2_NonRTO_Midwest | TVA | NonRTO_Midwest | Internal | Winter | B17 | 100 | 100 | 99.99 | 64.31 | 73.76 | 9 | 0.45
2015 | TVA_2_NonRTO_Midwest | TVA | NonRTO_Midwest | Internal | Winter | B18 | 400 | 100 | 0 | 61.64 | 66.52 | 9 | 0
2015 | TVA_2_NonRTO_Midwest | TVA | NonRTO_Midwest | Internal | Winter | B19 | 700 | 100 | 0 | 61.64 | 56.77 | 9 | 0
2015 | TVA_2_NonRTO_Midwest | TVA | NonRTO_Midwest | Internal | Winter | B20 | 935 | 100 | 0 | 60.42 | 55.49 | 9 | 0
2015 | TVA_2_PJM_ROR | TVA | PJM_ROR | Internal | Shoulder | B11 | 25 | 500 | 0 | 81.68 | 75.66 | 9 | 0
2015 | TVA_2_PJM_ROR | TVA | PJM_ROR | Internal | Shoulder | B12 | 200 | 500 | 0 | 61.77 | 64.62 | 9 | 0
2015 | TVA_2_PJM_ROR | TVA | PJM_ROR | Internal | Shoulder | B13 | 600 | 500 | 0 | 60.26 | 59.66 | 9 | 0
2015 | TVA_2_PJM_ROR | TVA | PJM_ROR | Internal | Shoulder | B14 | 900 | 500 | 0 | 60.26 | 57.78 | 9 | 0
2015 | TVA_2_PJM_ROR | TVA | PJM_ROR | Internal | Shoulder | B15 | 1203 | 500 | 0 | 60.26 | 54.97 | 9 | 0
2015 | TVA_2_PJM_ROR | TVA | PJM_ROR | Internal | Summer | B1 | 10 | 500 | 0 | 99.48 | 93.47 | 9 | 0
2015 | TVA_2_PJM_ROR | TVA | PJM_ROR | Internal | Summer | B2 | 25 | 500 | 0 | 96.75 | 89.51 | 9 | 0
2015 | TVA_2_PJM_ROR | TVA | PJM_ROR | Internal | Summer | B3 | 75 | 500 | 0 | 95.53 | 89.51 | 9 | 0
2015 | TVA_2_PJM_ROR | TVA | PJM_ROR | Internal | Summer | B4 | 100 | 500 | 0 | 88.81 | 82.79 | 9 | 0
2015 | TVA_2_PJM_ROR | TVA | PJM_ROR | Internal | Summer | B5 | 200 | 500 | 0 | 77.02 | 75.25 | 9 | 0
2015 | TVA_2_PJM_ROR | TVA | PJM_ROR | Internal | Summer | B6 | 300 | 500 | 0 | 60.44 | 65.02 | 9 | 0
2015 | TVA_2_PJM_ROR | TVA | PJM_ROR | Internal | Summer | B7 | 400 | 500 | 0 | 58.05 | 57.77 | 9 | 0
2015 | TVA_2_PJM_ROR | TVA | PJM_ROR | Internal | Summer | B8 | 500 | 500 | 0 | 58.05 | 55.57 | 9 | 0
2015 | TVA_2_PJM_ROR | TVA | PJM_ROR | Internal | Summer | B9 | 800 | 500 | 0 | 58.05 | 53.66 | 9 | 0
2015 | TVA_2_PJM_ROR | TVA | PJM_ROR | Internal | Summer | B10 | 1262 | 500 | 0 | 55.99 | 52.89 | 9 | 0
2015 | TVA_2_PJM_ROR | TVA | PJM_ROR | Internal | Winter | B16 | 25 | 500 | 0 | 82.98 | 76.97 | 9 | 0
2015 | TVA_2_PJM_ROR | TVA | PJM_ROR | Internal | Winter | B17 | 100 | 500 | 0 | 64.31 | 67.74 | 9 | 0
2015 | TVA_2_PJM_ROR | TVA | PJM_ROR | Internal | Winter | B18 | 400 | 500 | 0 | 61.64 | 60.51 | 9 | 0
2015 | TVA_2_PJM_ROR | TVA | PJM_ROR | Internal | Winter | B19 | 700 | 500 | 0 | 61.64 | 58.35 | 9 | 0
2015 | TVA_2_PJM_ROR | TVA | PJM_ROR | Internal | Winter | B20 | 935 | 500 | 0 | 60.42 | 54.41 | 9 | 0
2015 | TVA_2_SOCO | TVA | SOCO | Internal | Shoulder | B11 | 25 | 500 | 0 | 81.68 | 85.19 | 9 | 0
2015 | TVA_2_SOCO | TVA | SOCO | Internal | Shoulder | B12 | 200 | 500 | 0 | 61.77 | 63.62 | 9 | 0
2015 | TVA_2_SOCO | TVA | SOCO | Internal | Shoulder | B13 | 600 | 500 | 0 | 60.26 | 60.35 | 9 | 0
2015 | TVA_2_SOCO | TVA | SOCO | Internal | Shoulder | B14 | 900 | 500 | 0 | 60.26 | 60.35 | 9 | 0
2015 | TVA_2_SOCO | TVA | SOCO | Internal | Shoulder | B15 | 1203 | 500 | 0 | 60.26 | 59.72 | 9 | 0
2015 | TVA_2_SOCO | TVA | SOCO | Internal | Summer | B1 | 10 | 500 | 0 | 99.48 | 97.87 | 9 | 0
2015 | TVA_2_SOCO | TVA | SOCO | Internal | Summer | B2 | 25 | 500 | 0 | 96.75 | 97.87 | 9 | 0
2015 | TVA_2_SOCO | TVA | SOCO | Internal | Summer | B3 | 75 | 500 | 0 | 95.53 | 97.87 | 9 | 0
2015 | TVA_2_SOCO | TVA | SOCO | Internal | Summer | B4 | 100 | 500 | 0.19 | 88.81 | 97.79 | 9 | 0
2015 | TVA_2_SOCO | TVA | SOCO | Internal | Summer | B5 | 200 | 500 | 500 | 77.02 | 88.25 | 9 | 2.22
2015 | TVA_2_SOCO | TVA | SOCO | Internal | Summer | B6 | 300 | 500 | 500 | 60.44 | 74.03 | 9 | 4.58
2015 | TVA_2_SOCO | TVA | SOCO | Internal | Summer | B7 | 400 | 500 | 127.26 | 58.05 | 67.05 | 9 | 0
2015 | TVA_2_SOCO | TVA | SOCO | Internal | Summer | B8 | 500 | 500 | 0 | 58.05 | 66.57 | 9 | 0
2015 | TVA_2_SOCO | TVA | SOCO | Internal | Summer | B9 | 800 | 500 | 0 | 58.05 | 60.67 | 9 | 0
2015 | TVA_2_SOCO | TVA | SOCO | Internal | Summer | B10 | 1262 | 500 | 0 | 55.99 | 58.55 | 9 | 0
2015 | TVA_2_SOCO | TVA | SOCO | Internal | Winter | B16 | 25 | 500 | 0 | 82.98 | 82.97 | 9 | 0
2015 | TVA_2_SOCO | TVA | SOCO | Internal | Winter | B17 | 100 | 500 | 0 | 64.31 | 66.57 | 9 | 0
2015 | TVA_2_SOCO | TVA | SOCO | Internal | Winter | B18 | 400 | 500 | 0 | 61.64 | 62.11 | 9 | 0
2015 | TVA_2_SOCO | TVA | SOCO | Internal | Winter | B19 | 700 | 500 | 0 | 61.64 | 62.11 | 9 | 0
2015 | TVA_2_SOCO | TVA | SOCO | Internal | Winter | B20 | 935 | 500 | 0 | 60.42 | 62.11 | 9 | 0
2015 | TVA_2_VACAR | TVA | VACAR | Internal | Shoulder | B11 | 25 | 150 | 0 | 81.68 | 78.19 | 9 | 0
2015 | TVA_2_VACAR | TVA | VACAR | Internal | Shoulder | B12 | 200 | 150 | 0 | 61.77 | 66.18 | 9 | 0
2015 | TVA_2_VACAR | TVA | VACAR | Internal | Shoulder | B13 | 600 | 150 | 0 | 60.26 | 62.92 | 9 | 0
2015 | TVA_2_VACAR | TVA | VACAR | Internal | Shoulder | B14 | 900 | 150 | 0 | 60.26 | 59.95 | 9 | 0
2015 | TVA_2_VACAR | TVA | VACAR | Internal | Shoulder | B15 | 1203 | 150 | 0 | 60.26 | 54.92 | 9 | 0
2015 | TVA_2_VACAR | TVA | VACAR | Internal | Summer | B1 | 10 | 150 | 0 | 99.48 | 100.71 | 9 | 0
2015 | TVA_2_VACAR | TVA | VACAR | Internal | Summer | B2 | 25 | 150 | 0 | 96.75 | 100.71 | 9 | 0
2015 | TVA_2_VACAR | TVA | VACAR | Internal | Summer | B3 | 75 | 150 | 0 | 95.53 | 100.71 | 9 | 0
2015 | TVA_2_VACAR | TVA | VACAR | Internal | Summer | B4 | 100 | 150 | 0 | 88.81 | 90.79 | 9 | 0
2015 | TVA_2_VACAR | TVA | VACAR | Internal | Summer | B5 | 200 | 150 | 0 | 77.02 | 81.25 | 9 | 0
2015 | TVA_2_VACAR | TVA | VACAR | Internal | Summer | B6 | 300 | 150 | 150 | 60.44 | 71.02 | 9 | 1.57
2015 | TVA_2_VACAR | TVA | VACAR | Internal | Summer | B7 | 400 | 150 | 0 | 58.05 | 63.77 | 9 | 0
2015 | TVA_2_VACAR | TVA | VACAR | Internal | Summer | B8 | 500 | 150 | 0 | 58.05 | 61.18 | 9 | 0
2015 | TVA_2_VACAR | TVA | VACAR | Internal | Summer | B9 | 800 | 150 | 0 | 58.05 | 58.91 | 9 | 0
2015 | TVA_2_VACAR | TVA | VACAR | Internal | Summer | B10 | 1262 | 150 | 0 | 55.99 | 53.44 | 9 | 0
2015 | TVA_2_VACAR | TVA | VACAR | Internal | Winter | B16 | 25 | 150 | 0 | 82.98 | 82.97 | 9 | 0
2015 | TVA_2_VACAR | TVA | VACAR | Internal | Winter | B17 | 100 | 150 | 149.99 | 64.31 | 73.74 | 9 | 0.43
2015 | TVA_2_VACAR | TVA | VACAR | Internal | Winter | B18 | 400 | 150 | 0 | 61.64 | 66.51 | 9 | 0
2015 | TVA_2_VACAR | TVA | VACAR | Internal | Winter | B19 | 700 | 150 | 0 | 61.64 | 63.3 | 9 | 0
2015 | TVA_2_VACAR | TVA | VACAR | Internal | Winter | B20 | 935 | 150 | 0 | 60.42 | 58.28 | 9 | 0
2015 | TVA_Transmission_2_ENT | TVA_Transmission | ENT | Internal | Shoulder | B11 | 25 | 3000 | 0 | 81.66 | 77.19 | 9 | 0
2015 | TVA_Transmission_2_ENT | TVA_Transmission | ENT | Internal | Shoulder | B12 | 200 | 3000 | 0 | 65.03 | 59.47 | 9 | 0
2015 | TVA_Transmission_2_ENT | TVA_Transmission | ENT | Internal | Shoulder | B13 | 600 | 3000 | 0 | 62.2 | 59.47 | 9 | 0
2015 | TVA_Transmission_2_ENT | TVA_Transmission | ENT | Internal | Shoulder | B14 | 900 | 3000 | 0 | 61.18 | 57.49 | 9 | 0
2015 | TVA_Transmission_2_ENT | TVA_Transmission | ENT | Internal | Shoulder | B15 | 1203 | 3000 | 0 | 60.52 | 57.49 | 9 | 0
2015 | TVA_Transmission_2_ENT | TVA_Transmission | ENT | Internal | Summer | B1 | 10 | 3000 | 0 | 99.47 | 91.47 | 9 | 0
2015 | TVA_Transmission_2_ENT | TVA_Transmission | ENT | Internal | Summer | B2 | 25 | 3000 | 0 | 96.74 | 89.87 | 9 | 0
2015 | TVA_Transmission_2_ENT | TVA_Transmission | ENT | Internal | Summer | B3 | 75 | 3000 | 0 | 95.51 | 89.87 | 9 | 0
2015 | TVA_Transmission_2_ENT | TVA_Transmission | ENT | Internal | Summer | B4 | 100 | 3000 | 0 | 88.79 | 89.79 | 9 | 0
2015 | TVA_Transmission_2_ENT | TVA_Transmission | ENT | Internal | Summer | B5 | 200 | 3000 | 0 | 80.47 | 80.25 | 9 | 0
2015 | TVA_Transmission_2_ENT | TVA_Transmission | ENT | Internal | Summer | B6 | 300 | 3000 | 0 | 65.52 | 66.03 | 9 | 0
2015 | TVA_Transmission_2_ENT | TVA_Transmission | ENT | Internal | Summer | B7 | 400 | 3000 | 0 | 60.8 | 59.05 | 9 | 0
2015 | TVA_Transmission_2_ENT | TVA_Transmission | ENT | Internal | Summer | B8 | 500 | 3000 | 0 | 59.67 | 58.57 | 9 | 0
2015 | TVA_Transmission_2_ENT | TVA_Transmission | ENT | Internal | Summer | B9 | 800 | 3000 | 0 | 58.7 | 56.32 | 9 | 0
2015 | TVA_Transmission_2_ENT | TVA_Transmission | ENT | Internal | Summer | B10 | 1262 | 3000 | 0 | 56.96 | 56.32 | 9 | 0
2015 | TVA_Transmission_2_ENT | TVA_Transmission | ENT | Internal | Winter | B16 | 25 | 3000 | 0 | 82.97 | 74.97 | 9 | 0
2015 | TVA_Transmission_2_ENT | TVA_Transmission | ENT | Internal | Winter | B17 | 100 | 3000 | 0 | 68.06 | 61.89 | 9 | 0
2015 | TVA_Transmission_2_ENT | TVA_Transmission | ENT | Internal | Winter | B18 | 400 | 3000 | 0 | 63.5 | 60.3 | 9 | 0
2015 | TVA_Transmission_2_ENT | TVA_Transmission | ENT | Internal | Winter | B19 | 700 | 3000 | 0 | 62.38 | 59.83 | 9 | 0
2015 | TVA_Transmission_2_ENT | TVA_Transmission | ENT | Internal | Winter | B20 | 935 | 3000 | 0 | 60.41 | 59.83 | 9 | 0
2015 | TVA_Transmission_2_MISO_MO-IL | TVA_Transmission | MISO_MO-IL | Internal | Shoulder | B11 | 25 | 4000 | 0 | 81.66 | 77.68 | 9 | 0
2015 | TVA_Transmission_2_MISO_MO-IL | TVA_Transmission | MISO_MO-IL | Internal | Shoulder | B12 | 200 | 4000 | 0 | 65.03 | 62.75 | 9 | 0
2015 | TVA_Transmission_2_MISO_MO-IL | TVA_Transmission | MISO_MO-IL | Internal | Shoulder | B13 | 600 | 4000 | 0 | 62.2 | 57.68 | 9 | 0
2015 | TVA_Transmission_2_MISO_MO-IL | TVA_Transmission | MISO_MO-IL | Internal | Shoulder | B14 | 900 | 4000 | 0 | 61.18 | 55.79 | 9 | 0
2015 | TVA_Transmission_2_MISO_MO-IL | TVA_Transmission | MISO_MO-IL | Internal | Shoulder | B15 | 1203 | 4000 | 0 | 60.52 | 54.64 | 9 | 0
2015 | TVA_Transmission_2_MISO_MO-IL | TVA_Transmission | MISO_MO-IL | Internal | Summer | B1 | 10 | 4000 | 0 | 99.47 | 91.48 | 9 | 0
2015 | TVA_Transmission_2_MISO_MO-IL | TVA_Transmission | MISO_MO-IL | Internal | Summer | B2 | 25 | 4000 | 0 | 96.74 | 88.74 | 9 | 0
2015 | TVA_Transmission_2_MISO_MO-IL | TVA_Transmission | MISO_MO-IL | Internal | Summer | B3 | 75 | 4000 | 0 | 95.51 | 88.74 | 9 | 0
2015 | TVA_Transmission_2_MISO_MO-IL | TVA_Transmission | MISO_MO-IL | Internal | Summer | B4 | 100 | 4000 | 0 | 88.79 | 84.79 | 9 | 0
2015 | TVA_Transmission_2_MISO_MO-IL | TVA_Transmission | MISO_MO-IL | Internal | Summer | B5 | 200 | 4000 | 0 | 80.47 | 77.25 | 9 | 0
2015 | TVA_Transmission_2_MISO_MO-IL | TVA_Transmission | MISO_MO-IL | Internal | Summer | B6 | 300 | 4000 | 0 | 65.52 | 66.02 | 9 | 0
2015 | TVA_Transmission_2_MISO_MO-IL | TVA_Transmission | MISO_MO-IL | Internal | Summer | B7 | 400 | 4000 | 0 | 60.8 | 56.53 | 9 | 0
2015 | TVA_Transmission_2_MISO_MO-IL | TVA_Transmission | MISO_MO-IL | Internal | Summer | B8 | 500 | 4000 | 0 | 59.67 | 53.85 | 9 | 0
2015 | TVA_Transmission_2_MISO_MO-IL | TVA_Transmission | MISO_MO-IL | Internal | Summer | B9 | 800 | 4000 | 0 | 58.7 | 53.18 | 9 | 0
2015 | TVA_Transmission_2_MISO_MO-IL | TVA_Transmission | MISO_MO-IL | Internal | Summer | B10 | 1262 | 4000 | 0 | 56.96 | 52 | 9 | 0
2015 | TVA_Transmission_2_MISO_MO-IL | TVA_Transmission | MISO_MO-IL | Internal | Winter | B16 | 25 | 4000 | 0 | 82.97 | 74.98 | 9 | 0
2015 | TVA_Transmission_2_MISO_MO-IL | TVA_Transmission | MISO_MO-IL | Internal | Winter | B17 | 100 | 4000 | 0 | 68.06 | 65.74 | 9 | 0
2015 | TVA_Transmission_2_MISO_MO-IL | TVA_Transmission | MISO_MO-IL | Internal | Winter | B18 | 400 | 4000 | 0 | 63.5 | 58.51 | 9 | 0
2015 | TVA_Transmission_2_MISO_MO-IL | TVA_Transmission | MISO_MO-IL | Internal | Winter | B19 | 700 | 4000 | 0 | 62.38 | 56.35 | 9 | 0
2015 | TVA_Transmission_2_MISO_MO-IL | TVA_Transmission | MISO_MO-IL | Internal | Winter | B20 | 935 | 4000 | 0 | 60.41 | 53.96 | 9 | 0
2015 | TVA_Transmission_2_NonRTO_Midwest | TVA_Transmission | NonRTO_Midwest | Internal | Shoulder | B11 | 25 | 700 | 0 | 81.66 | 85.67 | 9 | 0
2015 | TVA_Transmission_2_NonRTO_Midwest | TVA_Transmission | NonRTO_Midwest | Internal | Shoulder | B12 | 200 | 700 | 0 | 65.03 | 70.77 | 9 | 0
2015 | TVA_Transmission_2_NonRTO_Midwest | TVA_Transmission | NonRTO_Midwest | Internal | Shoulder | B13 | 600 | 700 | 0 | 62.2 | 65 | 9 | 0
2015 | TVA_Transmission_2_NonRTO_Midwest | TVA_Transmission | NonRTO_Midwest | Internal | Shoulder | B14 | 900 | 700 | 0 | 61.18 | 56.77 | 9 | 0
2015 | TVA_Transmission_2_NonRTO_Midwest | TVA_Transmission | NonRTO_Midwest | Internal | Shoulder | B15 | 1203 | 700 | 0 | 60.52 | 55.44 | 9 | 0
2015 | TVA_Transmission_2_NonRTO_Midwest | TVA_Transmission | NonRTO_Midwest | Internal | Summer | B1 | 10 | 700 | 0 | 99.47 | 96.27 | 9 | 0
2015 | TVA_Transmission_2_NonRTO_Midwest | TVA_Transmission | NonRTO_Midwest | Internal | Summer | B2 | 25 | 700 | 0 | 96.74 | 96.27 | 9 | 0
2015 | TVA_Transmission_2_NonRTO_Midwest | TVA_Transmission | NonRTO_Midwest | Internal | Summer | B3 | 75 | 700 | 0 | 95.51 | 96.27 | 9 | 0
2015 | TVA_Transmission_2_NonRTO_Midwest | TVA_Transmission | NonRTO_Midwest | Internal | Summer | B4 | 100 | 700 | 0 | 88.79 | 92.79 | 9 | 0
2015 | TVA_Transmission_2_NonRTO_Midwest | TVA_Transmission | NonRTO_Midwest | Internal | Summer | B5 | 200 | 700 | 0 | 80.47 | 85.24 | 9 | 0
2015 | TVA_Transmission_2_NonRTO_Midwest | TVA_Transmission | NonRTO_Midwest | Internal | Summer | B6 | 300 | 700 | 0 | 65.52 | 58 | 9 | 0
2015 | TVA_Transmission_2_NonRTO_Midwest | TVA_Transmission | NonRTO_Midwest | Internal | Summer | B7 | 400 | 700 | 0 | 60.8 | 56.77 | 9 | 0
2015 | TVA_Transmission_2_NonRTO_Midwest | TVA_Transmission | NonRTO_Midwest | Internal | Summer | B8 | 500 | 700 | 0 | 59.67 | 56.5 | 9 | 0
2015 | TVA_Transmission_2_NonRTO_Midwest | TVA_Transmission | NonRTO_Midwest | Internal | Summer | B9 | 800 | 700 | 0 | 58.7 | 55.44 | 9 | 0
2015 | TVA_Transmission_2_NonRTO_Midwest | TVA_Transmission | NonRTO_Midwest | Internal | Summer | B10 | 1262 | 700 | 0 | 56.96 | 54.1 | 9 | 0
2015 | TVA_Transmission_2_NonRTO_Midwest | TVA_Transmission | NonRTO_Midwest | Internal | Winter | B16 | 25 | 700 | 0 | 82.97 | 82.99 | 9 | 0
2015 | TVA_Transmission_2_NonRTO_Midwest | TVA_Transmission | NonRTO_Midwest | Internal | Winter | B17 | 100 | 700 | 0 | 68.06 | 73.76 | 9 | 0
2015 | TVA_Transmission_2_NonRTO_Midwest | TVA_Transmission | NonRTO_Midwest | Internal | Winter | B18 | 400 | 700 | 0 | 63.5 | 66.52 | 9 | 0
2015 | TVA_Transmission_2_NonRTO_Midwest | TVA_Transmission | NonRTO_Midwest | Internal | Winter | B19 | 700 | 700 | 0 | 62.38 | 56.77 | 9 | 0
2015 | TVA_Transmission_2_NonRTO_Midwest | TVA_Transmission | NonRTO_Midwest | Internal | Winter | B20 | 935 | 700 | 0 | 60.41 | 55.49 | 9 | 0
2015 | TVA_Transmission_2_PJM_ROR | TVA_Transmission | PJM_ROR | Internal | Shoulder | B11 | 25 | 2000 | 0 | 81.66 | 75.66 | 9 | 0
2015 | TVA_Transmission_2_PJM_ROR | TVA_Transmission | PJM_ROR | Internal | Shoulder | B12 | 200 | 2000 | 0 | 65.03 | 64.62 | 9 | 0
2015 | TVA_Transmission_2_PJM_ROR | TVA_Transmission | PJM_ROR | Internal | Shoulder | B13 | 600 | 2000 | 0 | 62.2 | 59.66 | 9 | 0
2015 | TVA_Transmission_2_PJM_ROR | TVA_Transmission | PJM_ROR | Internal | Shoulder | B14 | 900 | 2000 | 0 | 61.18 | 57.78 | 9 | 0
2015 | TVA_Transmission_2_PJM_ROR | TVA_Transmission | PJM_ROR | Internal | Shoulder | B15 | 1203 | 2000 | 0 | 60.52 | 54.97 | 9 | 0
2015 | TVA_Transmission_2_PJM_ROR | TVA_Transmission | PJM_ROR | Internal | Summer | B1 | 10 | 2000 | 0 | 99.47 | 93.47 | 9 | 0
2015 | TVA_Transmission_2_PJM_ROR | TVA_Transmission | PJM_ROR | Internal | Summer | B2 | 25 | 2000 | 0 | 96.74 | 89.51 | 9 | 0
2015 | TVA_Transmission_2_PJM_ROR | TVA_Transmission | PJM_ROR | Internal | Summer | B3 | 75 | 2000 | 0 | 95.51 | 89.51 | 9 | 0
2015 | TVA_Transmission_2_PJM_ROR | TVA_Transmission | PJM_ROR | Internal | Summer | B4 | 100 | 2000 | 0 | 88.79 | 82.79 | 9 | 0
2015 | TVA_Transmission_2_PJM_ROR | TVA_Transmission | PJM_ROR | Internal | Summer | B5 | 200 | 2000 | 0 | 80.47 | 75.25 | 9 | 0
2015 | TVA_Transmission_2_PJM_ROR | TVA_Transmission | PJM_ROR | Internal | Summer | B6 | 300 | 2000 | 0 | 65.52 | 65.02 | 9 | 0
2015 | TVA_Transmission_2_PJM_ROR | TVA_Transmission | PJM_ROR | Internal | Summer | B7 | 400 | 2000 | 0 | 60.8 | 57.77 | 9 | 0
2015 | TVA_Transmission_2_PJM_ROR | TVA_Transmission | PJM_ROR | Internal | Summer | B8 | 500 | 2000 | 0 | 59.67 | 55.57 | 9 | 0
2015 | TVA_Transmission_2_PJM_ROR | TVA_Transmission | PJM_ROR | Internal | Summer | B9 | 800 | 2000 | 0 | 58.7 | 53.66 | 9 | 0
2015 | TVA_Transmission_2_PJM_ROR | TVA_Transmission | PJM_ROR | Internal | Summer | B10 | 1262 | 2000 | 0 | 56.96 | 52.89 | 9 | 0
2015 | TVA_Transmission_2_PJM_ROR | TVA_Transmission | PJM_ROR | Internal | Winter | B16 | 25 | 2000 | 0 | 82.97 | 76.97 | 9 | 0
2015 | TVA_Transmission_2_PJM_ROR | TVA_Transmission | PJM_ROR | Internal | Winter | B17 | 100 | 2000 | 0 | 68.06 | 67.74 | 9 | 0
2015 | TVA_Transmission_2_PJM_ROR | TVA_Transmission | PJM_ROR | Internal | Winter | B18 | 400 | 2000 | 0 | 63.5 | 60.51 | 9 | 0
2015 | TVA_Transmission_2_PJM_ROR | TVA_Transmission | PJM_ROR | Internal | Winter | B19 | 700 | 2000 | 0 | 62.38 | 58.35 | 9 | 0
2015 | TVA_Transmission_2_PJM_ROR | TVA_Transmission | PJM_ROR | Internal | Winter | B20 | 935 | 2000 | 0 | 60.41 | 54.41 | 9 | 0
2015 | TVA_Transmission_2_SOCO | TVA_Transmission | SOCO | Internal | Shoulder | B11 | 25 | 3200 | 0 | 81.66 | 85.19 | 9 | 0
2015 | TVA_Transmission_2_SOCO | TVA_Transmission | SOCO | Internal | Shoulder | B12 | 200 | 3200 | 0 | 65.03 | 63.62 | 9 | 0
2015 | TVA_Transmission_2_SOCO | TVA_Transmission | SOCO | Internal | Shoulder | B13 | 600 | 3200 | 0 | 62.2 | 60.35 | 9 | 0
2015 | TVA_Transmission_2_SOCO | TVA_Transmission | SOCO | Internal | Shoulder | B14 | 900 | 3200 | 0 | 61.18 | 60.35 | 9 | 0
2015 | TVA_Transmission_2_SOCO | TVA_Transmission | SOCO | Internal | Shoulder | B15 | 1203 | 3200 | 0 | 60.52 | 59.72 | 9 | 0
2015 | TVA_Transmission_2_SOCO | TVA_Transmission | SOCO | Internal | Summer | B1 | 10 | 3200 | 0 | 99.47 | 97.87 | 9 | 0
2015 | TVA_Transmission_2_SOCO | TVA_Transmission | SOCO | Internal | Summer | B2 | 25 | 3200 | 0 | 96.74 | 97.87 | 9 | 0
2015 | TVA_Transmission_2_SOCO | TVA_Transmission | SOCO | Internal | Summer | B3 | 75 | 3200 | 0 | 95.51 | 97.87 | 9 | 0
2015 | TVA_Transmission_2_SOCO | TVA_Transmission | SOCO | Internal | Summer | B4 | 100 | 3200 | 305.28 | 88.79 | 97.79 | 9 | 0
2015 | TVA_Transmission_2_SOCO | TVA_Transmission | SOCO | Internal | Summer | B5 | 200 | 3200 | 0 | 80.47 | 88.25 | 9 | 0
2015 | TVA_Transmission_2_SOCO | TVA_Transmission | SOCO | Internal | Summer | B6 | 300 | 3200 | 0 | 65.52 | 74.03 | 9 | 0
2015 | TVA_Transmission_2_SOCO | TVA_Transmission | SOCO | Internal | Summer | B7 | 400 | 3200 | 0 | 60.8 | 67.05 | 9 | 0
2015 | TVA_Transmission_2_SOCO | TVA_Transmission | SOCO | Internal | Summer | B8 | 500 | 3200 | 0 | 59.67 | 66.57 | 9 | 0
2015 | TVA_Transmission_2_SOCO | TVA_Transmission | SOCO | Internal | Summer | B9 | 800 | 3200 | 0 | 58.7 | 60.67 | 9 | 0
2015 | TVA_Transmission_2_SOCO | TVA_Transmission | SOCO | Internal | Summer | B10 | 1262 | 3200 | 0 | 56.96 | 58.55 | 9 | 0
2015 | TVA_Transmission_2_SOCO | TVA_Transmission | SOCO | Internal | Winter | B16 | 25 | 3200 | 0 | 82.97 | 82.97 | 9 | 0
2015 | TVA_Transmission_2_SOCO | TVA_Transmission | SOCO | Internal | Winter | B17 | 100 | 3200 | 0 | 68.06 | 66.57 | 9 | 0
2015 | TVA_Transmission_2_SOCO | TVA_Transmission | SOCO | Internal | Winter | B18 | 400 | 3200 | 0 | 63.5 | 62.11 | 9 | 0
2015 | TVA_Transmission_2_SOCO | TVA_Transmission | SOCO | Internal | Winter | B19 | 700 | 3200 | 0 | 62.38 | 62.11 | 9 | 0
2015 | TVA_Transmission_2_SOCO | TVA_Transmission | SOCO | Internal | Winter | B20 | 935 | 3200 | 0 | 60.41 | 62.11 | 9 | 0
2015 | TVA_Transmission_2_TVA | TVA_Transmission | TVA | Internal | Shoulder | B11 | 25 | 99999 | 606.48 | 81.66 | 81.68 | 0.01 | 0
2015 | TVA_Transmission_2_TVA | TVA_Transmission | TVA | Internal | Shoulder | B12 | 200 | 99999 | 0 | 65.03 | 61.77 | 0.01 | 0
2015 | TVA_Transmission_2_TVA | TVA_Transmission | TVA | Internal | Shoulder | B13 | 600 | 99999 | 0 | 62.2 | 60.26 | 0.01 | 0
2015 | TVA_Transmission_2_TVA | TVA_Transmission | TVA | Internal | Shoulder | B14 | 900 | 99999 | 0 | 61.18 | 60.26 | 0.01 | 0
2015 | TVA_Transmission_2_TVA | TVA_Transmission | TVA | Internal | Shoulder | B15 | 1203 | 99999 | 0 | 60.52 | 60.26 | 0.01 | 0
2015 | TVA_Transmission_2_TVA | TVA_Transmission | TVA | Internal | Summer | B1 | 10 | 99999 | 3205.9 | 99.47 | 99.48 | 0.01 | 0
2015 | TVA_Transmission_2_TVA | TVA_Transmission | TVA | Internal | Summer | B2 | 25 | 99999 | 2543.13 | 96.74 | 96.75 | 0.01 | 0
2015 | TVA_Transmission_2_TVA | TVA_Transmission | TVA | Internal | Summer | B3 | 75 | 99999 | 1278.9 | 95.51 | 95.53 | 0.01 | 0
2015 | TVA_Transmission_2_TVA | TVA_Transmission | TVA | Internal | Summer | B4 | 100 | 99999 | 706.19 | 88.79 | 88.81 | 0.01 | 0
2015 | TVA_Transmission_2_TVA | TVA_Transmission | TVA | Internal | Summer | B5 | 200 | 99999 | 0 | 80.47 | 77.02 | 0.01 | 0
2015 | TVA_Transmission_2_TVA | TVA_Transmission | TVA | Internal | Summer | B6 | 300 | 99999 | 0 | 65.52 | 60.44 | 0.01 | 0
2015 | TVA_Transmission_2_TVA | TVA_Transmission | TVA | Internal | Summer | B7 | 400 | 99999 | 0 | 60.8 | 58.05 | 0.01 | 0
2015 | TVA_Transmission_2_TVA | TVA_Transmission | TVA | Internal | Summer | B8 | 500 | 99999 | 0 | 59.67 | 58.05 | 0.01 | 0
2015 | TVA_Transmission_2_TVA | TVA_Transmission | TVA | Internal | Summer | B9 | 800 | 99999 | 0 | 58.7 | 58.05 | 0.01 | 0
2015 | TVA_Transmission_2_TVA | TVA_Transmission | TVA | Internal | Summer | B10 | 1262 | 99999 | 0 | 56.96 | 55.99 | 0.01 | 0
2015 | TVA_Transmission_2_TVA | TVA_Transmission | TVA | Internal | Winter | B16 | 25 | 99999 | 1016.81 | 82.97 | 82.98 | 0.01 | 0
2015 | TVA_Transmission_2_TVA | TVA_Transmission | TVA | Internal | Winter | B17 | 100 | 99999 | 0 | 68.06 | 64.31 | 0.01 | 0
2015 | TVA_Transmission_2_TVA | TVA_Transmission | TVA | Internal | Winter | B18 | 400 | 99999 | 0 | 63.5 | 61.64 | 0.01 | 0
2015 | TVA_Transmission_2_TVA | TVA_Transmission | TVA | Internal | Winter | B19 | 700 | 99999 | 0 | 62.38 | 61.64 | 0.01 | 0
2015 | TVA_Transmission_2_TVA | TVA_Transmission | TVA | Internal | Winter | B20 | 935 | 99999 | 1630.12 | 60.41 | 60.42 | 0.01 | 0
2015 | TVA_Transmission_2_VACAR | TVA_Transmission | VACAR | Internal | Shoulder | B11 | 25 | 900 | 0 | 81.66 | 78.19 | 9 | 0
2015 | TVA_Transmission_2_VACAR | TVA_Transmission | VACAR | Internal | Shoulder | B12 | 200 | 900 | 0 | 65.03 | 66.18 | 9 | 0
2015 | TVA_Transmission_2_VACAR | TVA_Transmission | VACAR | Internal | Shoulder | B13 | 600 | 900 | 0 | 62.2 | 62.92 | 9 | 0
2015 | TVA_Transmission_2_VACAR | TVA_Transmission | VACAR | Internal | Shoulder | B14 | 900 | 900 | 0 | 61.18 | 59.95 | 9 | 0
2015 | TVA_Transmission_2_VACAR | TVA_Transmission | VACAR | Internal | Shoulder | B15 | 1203 | 900 | 0 | 60.52 | 54.92 | 9 | 0
2015 | TVA_Transmission_2_VACAR | TVA_Transmission | VACAR | Internal | Summer | B1 | 10 | 900 | 0 | 99.47 | 100.71 | 9 | 0
2015 | TVA_Transmission_2_VACAR | TVA_Transmission | VACAR | Internal | Summer | B2 | 25 | 900 | 0 | 96.74 | 100.71 | 9 | 0
2015 | TVA_Transmission_2_VACAR | TVA_Transmission | VACAR | Internal | Summer | B3 | 75 | 900 | 0 | 95.51 | 100.71 | 9 | 0
2015 | TVA_Transmission_2_VACAR | TVA_Transmission | VACAR | Internal | Summer | B4 | 100 | 900 | 0 | 88.79 | 90.79 | 9 | 0
2015 | TVA_Transmission_2_VACAR | TVA_Transmission | VACAR | Internal | Summer | B5 | 200 | 900 | 0 | 80.47 | 81.25 | 9 | 0
2015 | TVA_Transmission_2_VACAR | TVA_Transmission | VACAR | Internal | Summer | B6 | 300 | 900 | 0 | 65.52 | 71.02 | 9 | 0
2015 | TVA_Transmission_2_VACAR | TVA_Transmission | VACAR | Internal | Summer | B7 | 400 | 900 | 0 | 60.8 | 63.77 | 9 | 0
2015 | TVA_Transmission_2_VACAR | TVA_Transmission | VACAR | Internal | Summer | B8 | 500 | 900 | 0 | 59.67 | 61.18 | 9 | 0
2015 | TVA_Transmission_2_VACAR | TVA_Transmission | VACAR | Internal | Summer | B9 | 800 | 900 | 0 | 58.7 | 58.91 | 9 | 0
2015 | TVA_Transmission_2_VACAR | TVA_Transmission | VACAR | Internal | Summer | B10 | 1262 | 900 | 0 | 56.96 | 53.44 | 9 | 0
2015 | TVA_Transmission_2_VACAR | TVA_Transmission | VACAR | Internal | Winter | B16 | 25 | 900 | 0 | 82.97 | 82.97 | 9 | 0
2015 | TVA_Transmission_2_VACAR | TVA_Transmission | VACAR | Internal | Winter | B17 | 100 | 900 | 0 | 68.06 | 73.74 | 9 | 0
2015 | TVA_Transmission_2_VACAR | TVA_Transmission | VACAR | Internal | Winter | B18 | 400 | 900 | 0 | 63.5 | 66.51 | 9 | 0
2015 | TVA_Transmission_2_VACAR | TVA_Transmission | VACAR | Internal | Winter | B19 | 700 | 900 | 0 | 62.38 | 63.3 | 9 | 0
2015 | TVA_Transmission_2_VACAR | TVA_Transmission | VACAR | Internal | Winter | B20 | 935 | 900 | 0 | 60.41 | 58.28 | 9 | 0
2015 | VACAR_2_PJM_ROR | VACAR | PJM_ROR | Internal | Shoulder | B11 | 25 | 2000 | 0 | 78.19 | 75.66 | 7 | 0
2015 | VACAR_2_PJM_ROR | VACAR | PJM_ROR | Internal | Shoulder | B12 | 200 | 2000 | 0 | 66.18 | 64.62 | 7 | 0
2015 | VACAR_2_PJM_ROR | VACAR | PJM_ROR | Internal | Shoulder | B13 | 600 | 2000 | 0 | 62.92 | 59.66 | 7 | 0
2015 | VACAR_2_PJM_ROR | VACAR | PJM_ROR | Internal | Shoulder | B14 | 900 | 2000 | 0 | 59.95 | 57.78 | 7 | 0
2015 | VACAR_2_PJM_ROR | VACAR | PJM_ROR | Internal | Shoulder | B15 | 1203 | 2000 | 0 | 54.92 | 54.97 | 7 | 0
2015 | VACAR_2_PJM_ROR | VACAR | PJM_ROR | Internal | Summer | B1 | 10 | 2000 | 0 | 100.71 | 93.47 | 7 | 0
2015 | VACAR_2_PJM_ROR | VACAR | PJM_ROR | Internal | Summer | B2 | 25 | 2000 | 0 | 100.71 | 89.51 | 7 | 0
2015 | VACAR_2_PJM_ROR | VACAR | PJM_ROR | Internal | Summer | B3 | 75 | 2000 | 0 | 100.71 | 89.51 | 7 | 0
2015 | VACAR_2_PJM_ROR | VACAR | PJM_ROR | Internal | Summer | B4 | 100 | 2000 | 0 | 90.79 | 82.79 | 7 | 0
2015 | VACAR_2_PJM_ROR | VACAR | PJM_ROR | Internal | Summer | B5 | 200 | 2000 | 0 | 81.25 | 75.25 | 7 | 0
2015 | VACAR_2_PJM_ROR | VACAR | PJM_ROR | Internal | Summer | B6 | 300 | 2000 | 0 | 71.02 | 65.02 | 7 | 0
2015 | VACAR_2_PJM_ROR | VACAR | PJM_ROR | Internal | Summer | B7 | 400 | 2000 | 0 | 63.77 | 57.77 | 7 | 0
2015 | VACAR_2_PJM_ROR | VACAR | PJM_ROR | Internal | Summer | B8 | 500 | 2000 | 0 | 61.18 | 55.57 | 7 | 0
2015 | VACAR_2_PJM_ROR | VACAR | PJM_ROR | Internal | Summer | B9 | 800 | 2000 | 0 | 58.91 | 53.66 | 7 | 0
2015 | VACAR_2_PJM_ROR | VACAR | PJM_ROR | Internal | Summer | B10 | 1262 | 2000 | 0 | 53.44 | 52.89 | 7 | 0
2015 | VACAR_2_PJM_ROR | VACAR | PJM_ROR | Internal | Winter | B16 | 25 | 2000 | 0 | 82.97 | 76.97 | 7 | 0
2015 | VACAR_2_PJM_ROR | VACAR | PJM_ROR | Internal | Winter | B17 | 100 | 2000 | 0 | 73.74 | 67.74 | 7 | 0
2015 | VACAR_2_PJM_ROR | VACAR | PJM_ROR | Internal | Winter | B18 | 400 | 2000 | 0 | 66.51 | 60.51 | 7 | 0
2015 | VACAR_2_PJM_ROR | VACAR | PJM_ROR | Internal | Winter | B19 | 700 | 2000 | 0 | 63.3 | 58.35 | 7 | 0
2015 | VACAR_2_PJM_ROR | VACAR | PJM_ROR | Internal | Winter | B20 | 935 | 2000 | 0 | 58.28 | 54.41 | 7 | 0
2015 | VACAR_2_SOCO | VACAR | SOCO | Internal | Shoulder | B11 | 25 | 3000 | 2931.1 | 78.19 | 85.19 | 7 | 0
2015 | VACAR_2_SOCO | VACAR | SOCO | Internal | Shoulder | B12 | 200 | 3000 | 0 | 66.18 | 63.62 | 7 | 0
2015 | VACAR_2_SOCO | VACAR | SOCO | Internal | Shoulder | B13 | 600 | 3000 | 0 | 62.92 | 60.35 | 7 | 0
2015 | VACAR_2_SOCO | VACAR | SOCO | Internal | Shoulder | B14 | 900 | 3000 | 0 | 59.95 | 60.35 | 7 | 0
2015 | VACAR_2_SOCO | VACAR | SOCO | Internal | Shoulder | B15 | 1203 | 3000 | 0 | 54.92 | 59.72 | 7 | 0
2015 | VACAR_2_SOCO | VACAR | SOCO | Internal | Summer | B1 | 10 | 3000 | 0 | 100.71 | 97.87 | 7 | 0
2015 | VACAR_2_SOCO | VACAR | SOCO | Internal | Summer | B2 | 25 | 3000 | 0 | 100.71 | 97.87 | 7 | 0
2015 | VACAR_2_SOCO | VACAR | SOCO | Internal | Summer | B3 | 75 | 3000 | 0 | 100.71 | 97.87 | 7 | 0
2015 | VACAR_2_SOCO | VACAR | SOCO | Internal | Summer | B4 | 100 | 3000 | 1394.55 | 90.79 | 97.79 | 7 | 0
2015 | VACAR_2_SOCO | VACAR | SOCO | Internal | Summer | B5 | 200 | 3000 | 2894.67 | 81.25 | 88.25 | 7 | 0
2015 | VACAR_2_SOCO | VACAR | SOCO | Internal | Summer | B6 | 300 | 3000 | 0 | 71.02 | 74.03 | 7 | 0
2015 | VACAR_2_SOCO | VACAR | SOCO | Internal | Summer | B7 | 400 | 3000 | 0 | 63.77 | 67.05 | 7 | 0
2015 | VACAR_2_SOCO | VACAR | SOCO | Internal | Summer | B8 | 500 | 3000 | 0 | 61.18 | 66.57 | 7 | 0
2015 | VACAR_2_SOCO | VACAR | SOCO | Internal | Summer | B9 | 800 | 3000 | 0 | 58.91 | 60.67 | 7 | 0
2015 | VACAR_2_SOCO | VACAR | SOCO | Internal | Summer | B10 | 1262 | 3000 | 0 | 53.44 | 58.55 | 7 | 0
2015 | VACAR_2_SOCO | VACAR | SOCO | Internal | Winter | B16 | 25 | 3000 | 0 | 82.97 | 82.97 | 7 | 0
2015 | VACAR_2_SOCO | VACAR | SOCO | Internal | Winter | B17 | 100 | 3000 | 0 | 73.74 | 66.57 | 7 | 0
2015 | VACAR_2_SOCO | VACAR | SOCO | Internal | Winter | B18 | 400 | 3000 | 0 | 66.51 | 62.11 | 7 | 0
2015 | VACAR_2_SOCO | VACAR | SOCO | Internal | Winter | B19 | 700 | 3000 | 0 | 63.3 | 62.11 | 7 | 0
2015 | VACAR_2_SOCO | VACAR | SOCO | Internal | Winter | B20 | 935 | 3000 | 0 | 58.28 | 62.11 | 7 | 0
2015 | VACAR_2_TVA_Transmission | VACAR | TVA_Transmission | Internal | Shoulder | B11 | 25 | 900 | 0 | 78.19 | 81.66 | 7 | 0
2015 | VACAR_2_TVA_Transmission | VACAR | TVA_Transmission | Internal | Shoulder | B12 | 200 | 900 | 0 | 66.18 | 65.03 | 7 | 0
2015 | VACAR_2_TVA_Transmission | VACAR | TVA_Transmission | Internal | Shoulder | B13 | 600 | 900 | 0 | 62.92 | 62.2 | 7 | 0
2015 | VACAR_2_TVA_Transmission | VACAR | TVA_Transmission | Internal | Shoulder | B14 | 900 | 900 | 0 | 59.95 | 61.18 | 7 | 0
2015 | VACAR_2_TVA_Transmission | VACAR | TVA_Transmission | Internal | Shoulder | B15 | 1203 | 900 | 0 | 54.92 | 60.52 | 7 | 0
2015 | VACAR_2_TVA_Transmission | VACAR | TVA_Transmission | Internal | Summer | B1 | 10 | 900 | 0 | 100.71 | 99.47 | 7 | 0
2015 | VACAR_2_TVA_Transmission | VACAR | TVA_Transmission | Internal | Summer | B2 | 25 | 900 | 0 | 100.71 | 96.74 | 7 | 0
2015 | VACAR_2_TVA_Transmission | VACAR | TVA_Transmission | Internal | Summer | B3 | 75 | 900 | 0 | 100.71 | 95.51 | 7 | 0
2015 | VACAR_2_TVA_Transmission | VACAR | TVA_Transmission | Internal | Summer | B4 | 100 | 900 | 0 | 90.79 | 88.79 | 7 | 0
2015 | VACAR_2_TVA_Transmission | VACAR | TVA_Transmission | Internal | Summer | B5 | 200 | 900 | 0 | 81.25 | 80.47 | 7 | 0
2015 | VACAR_2_TVA_Transmission | VACAR | TVA_Transmission | Internal | Summer | B6 | 300 | 900 | 0 | 71.02 | 65.52 | 7 | 0
2015 | VACAR_2_TVA_Transmission | VACAR | TVA_Transmission | Internal | Summer | B7 | 400 | 900 | 0 | 63.77 | 60.8 | 7 | 0
2015 | VACAR_2_TVA_Transmission | VACAR | TVA_Transmission | Internal | Summer | B8 | 500 | 900 | 0 | 61.18 | 59.67 | 7 | 0
2015 | VACAR_2_TVA_Transmission | VACAR | TVA_Transmission | Internal | Summer | B9 | 800 | 900 | 0 | 58.91 | 58.7 | 7 | 0
2015 | VACAR_2_TVA_Transmission | VACAR | TVA_Transmission | Internal | Summer | B10 | 1262 | 900 | 0 | 53.44 | 56.96 | 7 | 0
2015 | VACAR_2_TVA_Transmission | VACAR | TVA_Transmission | Internal | Winter | B16 | 25 | 900 | 0 | 82.97 | 82.97 | 7 | 0
2015 | VACAR_2_TVA_Transmission | VACAR | TVA_Transmission | Internal | Winter | B17 | 100 | 900 | 0 | 73.74 | 68.06 | 7 | 0
2015 | VACAR_2_TVA_Transmission | VACAR | TVA_Transmission | Internal | Winter | B18 | 400 | 900 | 0 | 66.51 | 63.5 | 7 | 0
2015 | VACAR_2_TVA_Transmission | VACAR | TVA_Transmission | Internal | Winter | B19 | 700 | 900 | 0 | 63.3 | 62.38 | 7 | 0
2015 | VACAR_2_TVA_Transmission | VACAR | TVA_Transmission | Internal | Winter | B20 | 935 | 900 | 0 | 58.28 | 60.41 | 7 | 0
2020 | ENT_2_MISO_MO-IL | ENT | MISO_MO-IL | Internal | Shoulder | B11 | 25 | 2260 | 0 | 72.84 | 72.84 | 8 | 0
2020 | ENT_2_MISO_MO-IL | ENT | MISO_MO-IL | Internal | Shoulder | B12 | 200 | 2260 | 0 | 66.31 | 66.31 | 8 | 0
2020 | ENT_2_MISO_MO-IL | ENT | MISO_MO-IL | Internal | Shoulder | B13 | 600 | 2260 | 0 | 65.51 | 63.66 | 8 | 0
2020 | ENT_2_MISO_MO-IL | ENT | MISO_MO-IL | Internal | Shoulder | B14 | 900 | 2260 | 0 | 62.1 | 62.1 | 8 | 0
2020 | ENT_2_MISO_MO-IL | ENT | MISO_MO-IL | Internal | Shoulder | B15 | 1203 | 2260 | 0 | 58.01 | 58.81 | 8 | 0
2020 | ENT_2_MISO_MO-IL | ENT | MISO_MO-IL | Internal | Summer | B1 | 10 | 2260 | 0 | 100.77 | 100.77 | 8 | 0
2020 | ENT_2_MISO_MO-IL | ENT | MISO_MO-IL | Internal | Summer | B2 | 25 | 2260 | 0 | 101.89 | 100.77 | 8 | 0
2020 | ENT_2_MISO_MO-IL | ENT | MISO_MO-IL | Internal | Summer | B3 | 75 | 2260 | 0 | 101.92 | 100.77 | 8 | 0
2020 | ENT_2_MISO_MO-IL | ENT | MISO_MO-IL | Internal | Summer | B4 | 100 | 2260 | 0 | 97.88 | 97.55 | 8 | 0
2020 | ENT_2_MISO_MO-IL | ENT | MISO_MO-IL | Internal | Summer | B5 | 200 | 2260 | 0 | 92.48 | 89.7 | 8 | 0
2020 | ENT_2_MISO_MO-IL | ENT | MISO_MO-IL | Internal | Summer | B6 | 300 | 2260 | 0 | 73.77 | 69.76 | 8 | 0
2020 | ENT_2_MISO_MO-IL | ENT | MISO_MO-IL | Internal | Summer | B7 | 400 | 2260 | 0 | 66.9 | 66.64 | 8 | 0
2020 | ENT_2_MISO_MO-IL | ENT | MISO_MO-IL | Internal | Summer | B8 | 500 | 2260 | 0 | 66.41 | 61.73 | 8 | 0
2020 | ENT_2_MISO_MO-IL | ENT | MISO_MO-IL | Internal | Summer | B9 | 800 | 2260 | 0 | 64.19 | 60.4 | 8 | 0
2020 | ENT_2_MISO_MO-IL | ENT | MISO_MO-IL | Internal | Summer | B10 | 1262 | 2260 | 0 | 60.78 | 58.81 | 8 | 0
2020 | ENT_2_MISO_MO-IL | ENT | MISO_MO-IL | Internal | Winter | B16 | 25 | 2260 | 0 | 71.74 | 71.79 | 8 | 0
2020 | ENT_2_MISO_MO-IL | ENT | MISO_MO-IL | Internal | Winter | B17 | 100 | 2260 | 0 | 68.12 | 68.12 | 8 | 0
2020 | ENT_2_MISO_MO-IL | ENT | MISO_MO-IL | Internal | Winter | B18 | 400 | 2260 | 0 | 67.21 | 66.93 | 8 | 0
2020 | ENT_2_MISO_MO-IL | ENT | MISO_MO-IL | Internal | Winter | B19 | 700 | 2260 | 0 | 64.6 | 64.6 | 8 | 0
2020 | ENT_2_MISO_MO-IL | ENT | MISO_MO-IL | Internal | Winter | B20 | 935 | 2260 | 0 | 60.87 | 60.87 | 8 | 0
2020 | ENT_2_SOCO | ENT | SOCO | Internal | Shoulder | B11 | 25 | 3900 | 3900 | 72.84 | 86.23 | 8 | 5.38
2020 | ENT_2_SOCO | ENT | SOCO | Internal | Shoulder | B12 | 200 | 3900 | 0 | 66.31 | 69.12 | 8 | 0
2020 | ENT_2_SOCO | ENT | SOCO | Internal | Shoulder | B13 | 600 | 3900 | 0 | 65.51 | 67.38 | 8 | 0
2020 | ENT_2_SOCO | ENT | SOCO | Internal | Shoulder | B14 | 900 | 3900 | 0 | 62.1 | 67.38 | 8 | 0
2020 | ENT_2_SOCO | ENT | SOCO | Internal | Shoulder | B15 | 1203 | 3900 | 3900 | 58.01 | 67.38 | 8 | 1.37
2020 | ENT_2_SOCO | ENT | SOCO | Internal | Summer | B1 | 10 | 3900 | 3899.97 | 100.77 | 109.92 | 8 | 1.14
2020 | ENT_2_SOCO | ENT | SOCO | Internal | Summer | B2 | 25 | 3900 | 3899.62 | 101.89 | 109.92 | 8 | 0.03
2020 | ENT_2_SOCO | ENT | SOCO | Internal | Summer | B3 | 75 | 3900 | 3546.81 | 101.92 | 109.92 | 8 | 0
2020 | ENT_2_SOCO | ENT | SOCO | Internal | Summer | B4 | 100 | 3900 | 3900 | 97.88 | 106.56 | 8 | 0.69
2020 | ENT_2_SOCO | ENT | SOCO | Internal | Summer | B5 | 200 | 3900 | 3186.51 | 92.48 | 100.48 | 8 | 0
2020 | ENT_2_SOCO | ENT | SOCO | Internal | Summer | B6 | 300 | 3900 | 2390.01 | 73.77 | 81.77 | 8 | 0
2020 | ENT_2_SOCO | ENT | SOCO | Internal | Summer | B7 | 400 | 3900 | 2407.33 | 66.9 | 74.9 | 8 | 0
2020 | ENT_2_SOCO | ENT | SOCO | Internal | Summer | B8 | 500 | 3900 | 0 | 66.41 | 69.5 | 8 | 0
2020 | ENT_2_SOCO | ENT | SOCO | Internal | Summer | B9 | 800 | 3900 | 0 | 64.19 | 66.11 | 8 | 0
2020 | ENT_2_SOCO | ENT | SOCO | Internal | Summer | B10 | 1262 | 3900 | 0 | 60.78 | 66.11 | 8 | 0
2020 | ENT_2_SOCO | ENT | SOCO | Internal | Winter | B16 | 25 | 3900 | 3900 | 71.74 | 84.01 | 8 | 4.27
2020 | ENT_2_SOCO | ENT | SOCO | Internal | Winter | B17 | 100 | 3900 | 0 | 68.12 | 72.53 | 8 | 0
2020 | ENT_2_SOCO | ENT | SOCO | Internal | Winter | B18 | 400 | 3900 | 0 | 67.21 | 69.99 | 8 | 0
2020 | ENT_2_SOCO | ENT | SOCO | Internal | Winter | B19 | 700 | 3900 | 0 | 64.6 | 69.99 | 8 | 0
2020 | ENT_2_SOCO | ENT | SOCO | Internal | Winter | B20 | 935 | 3900 | 3900 | 60.87 | 69.09 | 8 | 0.21
2020 | ENT_2_SPP_N | ENT | SPP_N | Internal | Shoulder | B11 | 25 | 15143 | 0 | 72.84 | 67.84 | 8 | 0
2020 | ENT_2_SPP_N | ENT | SPP_N | Internal | Shoulder | B12 | 200 | 15143 | 0 | 66.31 | 61.31 | 8 | 0
2020 | ENT_2_SPP_N | ENT | SPP_N | Internal | Shoulder | B13 | 600 | 15143 | 0 | 65.51 | 60.51 | 8 | 0
2020 | ENT_2_SPP_N | ENT | SPP_N | Internal | Shoulder | B14 | 900 | 15143 | 0 | 62.1 | 57.1 | 8 | 0
2020 | ENT_2_SPP_N | ENT | SPP_N | Internal | Shoulder | B15 | 1203 | 15143 | 0 | 58.01 | 53.01 | 8 | 0
2020 | ENT_2_SPP_N | ENT | SPP_N | Internal | Summer | B1 | 10 | 15143 | 0 | 100.77 | 95.77 | 8 | 0
2020 | ENT_2_SPP_N | ENT | SPP_N | Internal | Summer | B2 | 25 | 15143 | 0 | 101.89 | 96.89 | 8 | 0
2020 | ENT_2_SPP_N | ENT | SPP_N | Internal | Summer | B3 | 75 | 15143 | 0 | 101.92 | 98.16 | 8 | 0
2020 | ENT_2_SPP_N | ENT | SPP_N | Internal | Summer | B4 | 100 | 15143 | 0 | 97.88 | 92.88 | 8 | 0
2020 | ENT_2_SPP_N | ENT | SPP_N | Internal | Summer | B5 | 200 | 15143 | 0 | 92.48 | 87.48 | 8 | 0
2020 | ENT_2_SPP_N | ENT | SPP_N | Internal | Summer | B6 | 300 | 15143 | 0 | 73.77 | 68.77 | 8 | 0
2020 | ENT_2_SPP_N | ENT | SPP_N | Internal | Summer | B7 | 400 | 15143 | 0 | 66.9 | 64.82 | 8 | 0
2020 | ENT_2_SPP_N | ENT | SPP_N | Internal | Summer | B8 | 500 | 15143 | 0 | 66.41 | 62.71 | 8 | 0
2020 | ENT_2_SPP_N | ENT | SPP_N | Internal | Summer | B9 | 800 | 15143 | 0 | 64.19 | 61.28 | 8 | 0
2020 | ENT_2_SPP_N | ENT | SPP_N | Internal | Summer | B10 | 1262 | 15143 | 0 | 60.78 | 55.78 | 8 | 0
2020 | ENT_2_SPP_N | ENT | SPP_N | Internal | Winter | B16 | 25 | 15143 | 0 | 71.74 | 66.74 | 8 | 0
2020 | ENT_2_SPP_N | ENT | SPP_N | Internal | Winter | B17 | 100 | 15143 | 0 | 68.12 | 63.12 | 8 | 0
2020 | ENT_2_SPP_N | ENT | SPP_N | Internal | Winter | B18 | 400 | 15143 | 0 | 67.21 | 62.21 | 8 | 0
2020 | ENT_2_SPP_N | ENT | SPP_N | Internal | Winter | B19 | 700 | 15143 | 0 | 64.6 | 59.6 | 8 | 0
2020 | ENT_2_SPP_N | ENT | SPP_N | Internal | Winter | B20 | 935 | 15143 | 0 | 60.87 | 55.87 | 8 | 0
2020 | ENT_2_SPP_S | ENT | SPP_S | Internal | Shoulder | B11 | 25 | 3292 | 0 | 72.84 | 67.84 | 8 | 0
2020 | ENT_2_SPP_S | ENT | SPP_S | Internal | Shoulder | B12 | 200 | 3292 | 0 | 66.31 | 61.32 | 8 | 0
2020 | ENT_2_SPP_S | ENT | SPP_S | Internal | Shoulder | B13 | 600 | 3292 | 0 | 65.51 | 60.52 | 8 | 0
2020 | ENT_2_SPP_S | ENT | SPP_S | Internal | Shoulder | B14 | 900 | 3292 | 0 | 62.1 | 56.99 | 8 | 0
2020 | ENT_2_SPP_S | ENT | SPP_S | Internal | Shoulder | B15 | 1203 | 3292 | 0 | 58.01 | 50.2 | 8 | 0
2020 | ENT_2_SPP_S | ENT | SPP_S | Internal | Summer | B1 | 10 | 3292 | 0 | 100.77 | 64.09 | 8 | 0
2020 | ENT_2_SPP_S | ENT | SPP_S | Internal | Summer | B2 | 25 | 3292 | 0 | 101.89 | 92.88 | 8 | 0
2020 | ENT_2_SPP_S | ENT | SPP_S | Internal | Summer | B3 | 75 | 3292 | 0 | 101.92 | 96.92 | 8 | 0
2020 | ENT_2_SPP_S | ENT | SPP_S | Internal | Summer | B4 | 100 | 3292 | 0 | 97.88 | 92.88 | 8 | 0
2020 | ENT_2_SPP_S | ENT | SPP_S | Internal | Summer | B5 | 200 | 3292 | 0 | 92.48 | 87.49 | 8 | 0
2020 | ENT_2_SPP_S | ENT | SPP_S | Internal | Summer | B6 | 300 | 3292 | 0 | 73.77 | 68.79 | 8 | 0
2020 | ENT_2_SPP_S | ENT | SPP_S | Internal | Summer | B7 | 400 | 3292 | 0 | 66.9 | 64.83 | 8 | 0
2020 | ENT_2_SPP_S | ENT | SPP_S | Internal | Summer | B8 | 500 | 3292 | 0 | 66.41 | 63.95 | 8 | 0
2020 | ENT_2_SPP_S | ENT | SPP_S | Internal | Summer | B9 | 800 | 3292 | 0 | 64.19 | 63.84 | 8 | 0
2020 | ENT_2_SPP_S | ENT | SPP_S | Internal | Summer | B10 | 1262 | 3292 | 0 | 60.78 | 55.8 | 8 | 0
2020 | ENT_2_SPP_S | ENT | SPP_S | Internal | Winter | B16 | 25 | 3292 | 0 | 71.74 | 66.75 | 8 | 0
2020 | ENT_2_SPP_S | ENT | SPP_S | Internal | Winter | B17 | 100 | 3292 | 0 | 68.12 | 63.12 | 8 | 0
2020 | ENT_2_SPP_S | ENT | SPP_S | Internal | Winter | B18 | 400 | 3292 | 0 | 67.21 | 62.22 | 8 | 0
2020 | ENT_2_SPP_S | ENT | SPP_S | Internal | Winter | B19 | 700 | 3292 | 0 | 64.6 | 59.61 | 8 | 0
2020 | ENT_2_SPP_S | ENT | SPP_S | Internal | Winter | B20 | 935 | 3292 | 0 | 60.87 | 55.87 | 8 | 0
2020 | ENT_2_TVA_Transmission | ENT | TVA_Transmission | Internal | Shoulder | B11 | 25 | 2100 | 0 | 72.84 | 78.06 | 8 | 0
2020 | ENT_2_TVA_Transmission | ENT | TVA_Transmission | Internal | Shoulder | B12 | 200 | 2100 | 0 | 66.31 | 69.41 | 8 | 0
2020 | ENT_2_TVA_Transmission | ENT | TVA_Transmission | Internal | Shoulder | B13 | 600 | 2100 | 0 | 65.51 | 67.27 | 8 | 0
2020 | ENT_2_TVA_Transmission | ENT | TVA_Transmission | Internal | Shoulder | B14 | 900 | 2100 | 0 | 62.1 | 66.27 | 8 | 0
2020 | ENT_2_TVA_Transmission | ENT | TVA_Transmission | Internal | Shoulder | B15 | 1203 | 2100 | 0 | 58.01 | 64.61 | 8 | 0
2020 | ENT_2_TVA_Transmission | ENT | TVA_Transmission | Internal | Summer | B1 | 10 | 2100 | 1403.57 | 100.77 | 108.77 | 8 | 0
2020 | ENT_2_TVA_Transmission | ENT | TVA_Transmission | Internal | Summer | B2 | 25 | 2100 | 0 | 101.89 | 107.87 | 8 | 0
2020 | ENT_2_TVA_Transmission | ENT | TVA_Transmission | Internal | Summer | B3 | 75 | 2100 | 0 | 101.92 | 107.15 | 8 | 0
2020 | ENT_2_TVA_Transmission | ENT | TVA_Transmission | Internal | Summer | B4 | 100 | 2100 | 0 | 97.88 | 97.56 | 8 | 0
2020 | ENT_2_TVA_Transmission | ENT | TVA_Transmission | Internal | Summer | B5 | 200 | 2100 | 0 | 92.48 | 91.48 | 8 | 0
2020 | ENT_2_TVA_Transmission | ENT | TVA_Transmission | Internal | Summer | B6 | 300 | 2100 | 0 | 73.77 | 73.9 | 8 | 0
2020 | ENT_2_TVA_Transmission | ENT | TVA_Transmission | Internal | Summer | B7 | 400 | 2100 | 0 | 66.9 | 68.73 | 8 | 0
2020 | ENT_2_TVA_Transmission | ENT | TVA_Transmission | Internal | Summer | B8 | 500 | 2100 | 0 | 66.41 | 66.65 | 8 | 0
2020 | ENT_2_TVA_Transmission | ENT | TVA_Transmission | Internal | Summer | B9 | 800 | 2100 | 0 | 64.19 | 65.13 | 8 | 0
2020 | ENT_2_TVA_Transmission | ENT | TVA_Transmission | Internal | Summer | B10 | 1262 | 2100 | 0 | 60.78 | 61.77 | 8 | 0
2020 | ENT_2_TVA_Transmission | ENT | TVA_Transmission | Internal | Winter | B16 | 25 | 2100 | 1463.97 | 71.74 | 79.74 | 8 | 0
2020 | ENT_2_TVA_Transmission | ENT | TVA_Transmission | Internal | Winter | B17 | 100 | 2100 | 0 | 68.12 | 73.78 | 8 | 0
2020 | ENT_2_TVA_Transmission | ENT | TVA_Transmission | Internal | Winter | B18 | 400 | 2100 | 0 | 67.21 | 70.56 | 8 | 0
2020 | ENT_2_TVA_Transmission | ENT | TVA_Transmission | Internal | Winter | B19 | 700 | 2100 | 0 | 64.6 | 68.39 | 8 | 0
2020 | ENT_2_TVA_Transmission | ENT | TVA_Transmission | Internal | Winter | B20 | 935 | 2100 | 0 | 60.87 | 66.74 | 8 | 0
2020 | FRCC_2_SOCO | FRCC | SOCO | Internal | Shoulder | B11 | 25 | 900 | 0 | 96.23 | 86.23 | 8 | 0
2020 | FRCC_2_SOCO | FRCC | SOCO | Internal | Shoulder | B12 | 200 | 900 | 0 | 75.45 | 69.12 | 8 | 0
2020 | FRCC_2_SOCO | FRCC | SOCO | Internal | Shoulder | B13 | 600 | 900 | 0 | 72.69 | 67.38 | 8 | 0
2020 | FRCC_2_SOCO | FRCC | SOCO | Internal | Shoulder | B14 | 900 | 900 | 0 | 72.31 | 67.38 | 8 | 0
2020 | FRCC_2_SOCO | FRCC | SOCO | Internal | Shoulder | B15 | 1203 | 900 | 0 | 72.31 | 67.38 | 8 | 0
2020 | FRCC_2_SOCO | FRCC | SOCO | Internal | Summer | B1 | 10 | 900 | 0 | 119.92 | 109.92 | 8 | 0
2020 | FRCC_2_SOCO | FRCC | SOCO | Internal | Summer | B2 | 25 | 900 | 0 | 116.56 | 109.92 | 8 | 0
2020 | FRCC_2_SOCO | FRCC | SOCO | Internal | Summer | B3 | 75 | 900 | 0 | 116.56 | 109.92 | 8 | 0
2020 | FRCC_2_SOCO | FRCC | SOCO | Internal | Summer | B4 | 100 | 900 | 0 | 116.56 | 106.56 | 8 | 0
2020 | FRCC_2_SOCO | FRCC | SOCO | Internal | Summer | B5 | 200 | 900 | 0 | 110.48 | 100.48 | 8 | 0
2020 | FRCC_2_SOCO | FRCC | SOCO | Internal | Summer | B6 | 300 | 900 | 0 | 91.77 | 81.77 | 8 | 0
2020 | FRCC_2_SOCO | FRCC | SOCO | Internal | Summer | B7 | 400 | 900 | 0 | 74.69 | 74.9 | 8 | 0
2020 | FRCC_2_SOCO | FRCC | SOCO | Internal | Summer | B8 | 500 | 900 | 0 | 74.69 | 69.5 | 8 | 0
2020 | FRCC_2_SOCO | FRCC | SOCO | Internal | Summer | B9 | 800 | 900 | 0 | 71.57 | 66.11 | 8 | 0
2020 | FRCC_2_SOCO | FRCC | SOCO | Internal | Summer | B10 | 1262 | 900 | 0 | 71.57 | 66.11 | 8 | 0
2020 | FRCC_2_SOCO | FRCC | SOCO | Internal | Winter | B16 | 25 | 900 | 0 | 88.76 | 84.01 | 8 | 0
2020 | FRCC_2_SOCO | FRCC | SOCO | Internal | Winter | B17 | 100 | 900 | 0 | 74.54 | 72.53 | 8 | 0
2020 | FRCC_2_SOCO | FRCC | SOCO | Internal | Winter | B18 | 400 | 900 | 0 | 74.54 | 69.99 | 8 | 0
2020 | FRCC_2_SOCO | FRCC | SOCO | Internal | Winter | B19 | 700 | 900 | 0 | 74.54 | 69.99 | 8 | 0
2020 | FRCC_2_SOCO | FRCC | SOCO | Internal | Winter | B20 | 935 | 900 | 0 | 74.54 | 69.09 | 8 | 0
2020 | HQ_NEISO_2_NEISO | HQ_NEISO | NEISO | Internal | Shoulder | B11 | 25 | 99999 | 2920 | 61.5 | 61.51 | 0.01 | 0
2020 | HQ_NEISO_2_NEISO | HQ_NEISO | NEISO | Internal | Shoulder | B12 | 200 | 99999 | 2920 | 61.5 | 61.51 | 0.01 | 0
2020 | HQ_NEISO_2_NEISO | HQ_NEISO | NEISO | Internal | Shoulder | B13 | 600 | 99999 | 2920 | 61.5 | 61.51 | 0.01 | 0
2020 | HQ_NEISO_2_NEISO | HQ_NEISO | NEISO | Internal | Shoulder | B14 | 900 | 99999 | 2920 | 61.5 | 61.51 | 0.01 | 0
2020 | HQ_NEISO_2_NEISO | HQ_NEISO | NEISO | Internal | Shoulder | B15 | 1203 | 99999 | 1143.24 | 61.5 | 61.51 | 0.01 | 0
2020 | HQ_NEISO_2_NEISO | HQ_NEISO | NEISO | Internal | Summer | B1 | 10 | 99999 | 2920.09 | 94.38 | 94.39 | 0.01 | 0
2020 | HQ_NEISO_2_NEISO | HQ_NEISO | NEISO | Internal | Summer | B2 | 25 | 99999 | 2920.09 | 90.9 | 90.91 | 0.01 | 0
2020 | HQ_NEISO_2_NEISO | HQ_NEISO | NEISO | Internal | Summer | B3 | 75 | 99999 | 2920 | 80.54 | 80.55 | 0.01 | 0
2020 | HQ_NEISO_2_NEISO | HQ_NEISO | NEISO | Internal | Summer | B4 | 100 | 99999 | 2920 | 65.14 | 65.15 | 0.01 | 0
2020 | HQ_NEISO_2_NEISO | HQ_NEISO | NEISO | Internal | Summer | B5 | 200 | 99999 | 2920 | 62.74 | 62.75 | 0.01 | 0
2020 | HQ_NEISO_2_NEISO | HQ_NEISO | NEISO | Internal | Summer | B6 | 300 | 99999 | 2920 | 58.62 | 58.63 | 0.01 | 0
2020 | HQ_NEISO_2_NEISO | HQ_NEISO | NEISO | Internal | Summer | B7 | 400 | 99999 | 2920 | 58.62 | 58.63 | 0.01 | 0
2020 | HQ_NEISO_2_NEISO | HQ_NEISO | NEISO | Internal | Summer | B8 | 500 | 99999 | 2920 | 58.62 | 58.63 | 0.01 | 0
2020 | HQ_NEISO_2_NEISO | HQ_NEISO | NEISO | Internal | Summer | B9 | 800 | 99999 | 2920 | 58.62 | 58.63 | 0.01 | 0
2020 | HQ_NEISO_2_NEISO | HQ_NEISO | NEISO | Internal | Summer | B10 | 1262 | 99999 | 795.94 | 58.62 | 58.63 | 0.01 | 0
2020 | HQ_NEISO_2_NEISO | HQ_NEISO | NEISO | Internal | Winter | B16 | 25 | 99999 | 2920 | 70.43 | 70.44 | 0.01 | 0
2020 | HQ_NEISO_2_NEISO | HQ_NEISO | NEISO | Internal | Winter | B17 | 100 | 99999 | 2920 | 70.43 | 70.44 | 0.01 | 0
2020 | HQ_NEISO_2_NEISO | HQ_NEISO | NEISO | Internal | Winter | B18 | 400 | 99999 | 2920 | 70.43 | 70.44 | 0.01 | 0
2020 | HQ_NEISO_2_NEISO | HQ_NEISO | NEISO | Internal | Winter | B19 | 700 | 99999 | 2920 | 70.43 | 70.44 | 0.01 | 0
2020 | HQ_NEISO_2_NEISO | HQ_NEISO | NEISO | Internal | Winter | B20 | 935 | 99999 | 1233.58 | 70.43 | 70.44 | 0.01 | 0
2020 | HQ_NY_2_NYISO_A-F | HQ_NY | NYISO_A-F | Internal | Shoulder | B11 | 25 | 99999 | 1000 | 65.34 | 65.35 | 0.01 | 0
2020 | HQ_NY_2_NYISO_A-F | HQ_NY | NYISO_A-F | Internal | Shoulder | B12 | 200 | 99999 | 1000 | 64.5 | 64.51 | 0.01 | 0
2020 | HQ_NY_2_NYISO_A-F | HQ_NY | NYISO_A-F | Internal | Shoulder | B13 | 600 | 99999 | 1000 | 64.48 | 64.49 | 0.01 | 0
2020 | HQ_NY_2_NYISO_A-F | HQ_NY | NYISO_A-F | Internal | Shoulder | B14 | 900 | 99999 | 1000 | 64.01 | 64.03 | 0.01 | 0
2020 | HQ_NY_2_NYISO_A-F | HQ_NY | NYISO_A-F | Internal | Shoulder | B15 | 1203 | 99999 | 188.7 | 62.79 | 62.8 | 0.01 | 0
2020 | HQ_NY_2_NYISO_A-F | HQ_NY | NYISO_A-F | Internal | Summer | B1 | 10 | 99999 | 1000.09 | 96.86 | 96.87 | 0.01 | 0
2020 | HQ_NY_2_NYISO_A-F | HQ_NY | NYISO_A-F | Internal | Summer | B2 | 25 | 99999 | 1000.1 | 93.87 | 93.89 | 0.01 | 0
2020 | HQ_NY_2_NYISO_A-F | HQ_NY | NYISO_A-F | Internal | Summer | B3 | 75 | 99999 | 1000.08 | 84.51 | 84.52 | 0.01 | 0
2020 | HQ_NY_2_NYISO_A-F | HQ_NY | NYISO_A-F | Internal | Summer | B4 | 100 | 99999 | 1000 | 83.51 | 83.53 | 0.01 | 0
2020 | HQ_NY_2_NYISO_A-F | HQ_NY | NYISO_A-F | Internal | Summer | B5 | 200 | 99999 | 1000 | 79.71 | 79.72 | 0.01 | 0
2020 | HQ_NY_2_NYISO_A-F | HQ_NY | NYISO_A-F | Internal | Summer | B6 | 300 | 99999 | 1000 | 63.76 | 63.77 | 0.01 | 0
2020 | HQ_NY_2_NYISO_A-F | HQ_NY | NYISO_A-F | Internal | Summer | B7 | 400 | 99999 | 1000 | 62.48 | 62.49 | 0.01 | 0
2020 | HQ_NY_2_NYISO_A-F | HQ_NY | NYISO_A-F | Internal | Summer | B8 | 500 | 99999 | 1000 | 61.62 | 61.63 | 0.01 | 0
2020 | HQ_NY_2_NYISO_A-F | HQ_NY | NYISO_A-F | Internal | Summer | B9 | 800 | 99999 | 1000 | 61.6 | 61.61 | 0.01 | 0
2020 | HQ_NY_2_NYISO_A-F | HQ_NY | NYISO_A-F | Internal | Summer | B10 | 1262 | 99999 | 30.11 | 61.6 | 61.61 | 0.01 | 0
2020 | HQ_NY_2_NYISO_A-F | HQ_NY | NYISO_A-F | Internal | Winter | B16 | 25 | 99999 | 1000 | 73.43 | 73.44 | 0.01 | 0
2020 | HQ_NY_2_NYISO_A-F | HQ_NY | NYISO_A-F | Internal | Winter | B17 | 100 | 99999 | 1000 | 69.77 | 69.78 | 0.01 | 0
2020 | HQ_NY_2_NYISO_A-F | HQ_NY | NYISO_A-F | Internal | Winter | B18 | 400 | 99999 | 1000 | 69.67 | 69.69 | 0.01 | 0
2020 | HQ_NY_2_NYISO_A-F | HQ_NY | NYISO_A-F | Internal | Winter | B19 | 700 | 99999 | 1000 | 69.67 | 69.69 | 0.01 | 0
2020 | HQ_NY_2_NYISO_A-F | HQ_NY | NYISO_A-F | Internal | Winter | B20 | 935 | 99999 | 229.95 | 69.67 | 69.69 | 0.01 | 0
2020 | HQ_IESO_2_IESO | HQ_IESO | IESO | Internal | Shoulder | B11 | 25 | 99999 | 400 | 53.17 | 53.18 | 0.01 | 0
2020 | HQ_IESO_2_IESO | HQ_IESO | IESO | Internal | Shoulder | B12 | 200 | 99999 | 400 | 53.17 | 53.18 | 0.01 | 0
2020 | HQ_IESO_2_IESO | HQ_IESO | IESO | Internal | Shoulder | B13 | 600 | 99999 | 400 | 53.17 | 53.18 | 0.01 | 0
2020 | HQ_IESO_2_IESO | HQ_IESO | IESO | Internal | Shoulder | B14 | 900 | 99999 | 400 | 53.17 | 53.18 | 0.01 | 0
2020 | HQ_IESO_2_IESO | HQ_IESO | IESO | Internal | Shoulder | B15 | 1203 | 99999 | 75.48 | 53.17 | 53.18 | 0.01 | 0
2020 | HQ_IESO_2_IESO | HQ_IESO | IESO | Internal | Summer | B1 | 10 | 99999 | 400.09 | 89.86 | 89.87 | 0.01 | 0
2020 | HQ_IESO_2_IESO | HQ_IESO | IESO | Internal | Summer | B2 | 25 | 99999 | 400.09 | 86.87 | 86.89 | 0.01 | 0
2020 | HQ_IESO_2_IESO | HQ_IESO | IESO | Internal | Summer | B3 | 75 | 99999 | 400 | 77.51 | 77.52 | 0.01 | 0
2020 | HQ_IESO_2_IESO | HQ_IESO | IESO | Internal | Summer | B4 | 100 | 99999 | 400 | 53.64 | 53.65 | 0.01 | 0
2020 | HQ_IESO_2_IESO | HQ_IESO | IESO | Internal | Summer | B5 | 200 | 99999 | 400 | 53.64 | 53.65 | 0.01 | 0
2020 | HQ_IESO_2_IESO | HQ_IESO | IESO | Internal | Summer | B6 | 300 | 99999 | 400 | 53.64 | 53.65 | 0.01 | 0
2020 | HQ_IESO_2_IESO | HQ_IESO | IESO | Internal | Summer | B7 | 400 | 99999 | 400 | 53.64 | 53.65 | 0.01 | 0
2020 | HQ_IESO_2_IESO | HQ_IESO | IESO | Internal | Summer | B8 | 500 | 99999 | 400 | 51.8 | 51.81 | 0.01 | 0
2020 | HQ_IESO_2_IESO | HQ_IESO | IESO | Internal | Summer | B9 | 800 | 99999 | 400 | 51.8 | 51.81 | 0.01 | 0
2020 | HQ_IESO_2_IESO | HQ_IESO | IESO | Internal | Summer | B10 | 1262 | 99999 | 12.04 | 51.8 | 51.81 | 0.01 | 0
2020 | HQ_IESO_2_IESO | HQ_IESO | IESO | Internal | Winter | B16 | 25 | 99999 | 400 | 56.9 | 56.91 | 0.01 | 0
2020 | HQ_IESO_2_IESO | HQ_IESO | IESO | Internal | Winter | B17 | 100 | 99999 | 400 | 56.9 | 56.91 | 0.01 | 0
2020 | HQ_IESO_2_IESO | HQ_IESO | IESO | Internal | Winter | B18 | 400 | 99999 | 400 | 56.9 | 56.91 | 0.01 | 0
2020 | HQ_IESO_2_IESO | HQ_IESO | IESO | Internal | Winter | B19 | 700 | 99999 | 400 | 56.9 | 56.91 | 0.01 | 0
2020 | HQ_IESO_2_IESO | HQ_IESO | IESO | Internal | Winter | B20 | 935 | 99999 | 91.98 | 56.9 | 56.91 | 0.01 | 0
2020 | IESO_2_MAPP_CA | IESO | MAPP_CA | Internal | Shoulder | B11 | 25 | 262 | 262 | 53.18 | 72.84 | 7 | 12.66
2020 | IESO_2_MAPP_CA | IESO | MAPP_CA | Internal | Shoulder | B12 | 200 | 262 | 262 | 53.18 | 66.3 | 7 | 6.12
2020 | IESO_2_MAPP_CA | IESO | MAPP_CA | Internal | Shoulder | B13 | 600 | 262 | 262 | 53.18 | 64.51 | 7 | 4.33
2020 | IESO_2_MAPP_CA | IESO | MAPP_CA | Internal | Shoulder | B14 | 900 | 262 | 262 | 53.18 | 64.21 | 7 | 4.03
2020 | IESO_2_MAPP_CA | IESO | MAPP_CA | Internal | Shoulder | B15 | 1203 | 262 | 262 | 53.18 | 64.21 | 7 | 4.03
2020 | IESO_2_MAPP_CA | IESO | MAPP_CA | Internal | Summer | B1 | 10 | 262 | 0 | 89.87 | 89.86 | 7 | 0
2020 | IESO_2_MAPP_CA | IESO | MAPP_CA | Internal | Summer | B2 | 25 | 262 | 0 | 86.89 | 89.86 | 7 | 0
2020 | IESO_2_MAPP_CA | IESO | MAPP_CA | Internal | Summer | B3 | 75 | 262 | 262 | 77.52 | 89.15 | 7 | 4.63
2020 | IESO_2_MAPP_CA | IESO | MAPP_CA | Internal | Summer | B4 | 100 | 262 | 262 | 53.65 | 83.56 | 7 | 22.91
2020 | IESO_2_MAPP_CA | IESO | MAPP_CA | Internal | Summer | B5 | 200 | 262 | 262 | 53.65 | 81.22 | 7 | 20.57
2020 | IESO_2_MAPP_CA | IESO | MAPP_CA | Internal | Summer | B6 | 300 | 262 | 262 | 53.65 | 73.75 | 7 | 13.1
2020 | IESO_2_MAPP_CA | IESO | MAPP_CA | Internal | Summer | B7 | 400 | 262 | 262 | 53.65 | 67.23 | 7 | 6.58
2020 | IESO_2_MAPP_CA | IESO | MAPP_CA | Internal | Summer | B8 | 500 | 262 | 262 | 51.81 | 63.02 | 7 | 4.21
2020 | IESO_2_MAPP_CA | IESO | MAPP_CA | Internal | Summer | B9 | 800 | 262 | 262 | 51.81 | 63.02 | 7 | 4.21
2020 | IESO_2_MAPP_CA | IESO | MAPP_CA | Internal | Summer | B10 | 1262 | 262 | 262 | 51.81 | 63.02 | 7 | 4.21
2020 | IESO_2_MAPP_CA | IESO | MAPP_CA | Internal | Winter | B16 | 25 | 262 | 262 | 56.91 | 80.81 | 7 | 16.9
2020 | IESO_2_MAPP_CA | IESO | MAPP_CA | Internal | Winter | B17 | 100 | 262 | 262 | 56.91 | 72.31 | 7 | 8.4
2020 | IESO_2_MAPP_CA | IESO | MAPP_CA | Internal | Winter | B18 | 400 | 262 | 262 | 56.91 | 67.14 | 7 | 3.23
2020 | IESO_2_MAPP_CA | IESO | MAPP_CA | Internal | Winter | B19 | 700 | 262 | 262 | 56.91 | 67.14 | 7 | 3.23
2020 | IESO_2_MAPP_CA | IESO | MAPP_CA | Internal | Winter | B20 | 935 | 262 | 262 | 56.91 | 67.14 | 7 | 3.23
2020 | IESO_2_MISO_MI | IESO | MISO_MI | Internal | Shoulder | B11 | 25 | 2591 | 2591 | 53.18 | 71.33 | 7 | 11.15
2020 | IESO_2_MISO_MI | IESO | MISO_MI | Internal | Shoulder | B12 | 200 | 2591 | 2591 | 53.18 | 66.31 | 7 | 6.13
2020 | IESO_2_MISO_MI | IESO | MISO_MI | Internal | Shoulder | B13 | 600 | 2591 | 2591 | 53.18 | 63.66 | 7 | 3.48
2020 | IESO_2_MISO_MI | IESO | MISO_MI | Internal | Shoulder | B14 | 900 | 2591 | 2591 | 53.18 | 62.1 | 7 | 1.92
2020 | IESO_2_MISO_MI | IESO | MISO_MI | Internal | Shoulder | B15 | 1203 | 2591 | 0 | 53.18 | 58.81 | 7 | 0
2020 | IESO_2_MISO_MI | IESO | MISO_MI | Internal | Summer | B1 | 10 | 2591 | 2590.99 | 89.87 | 100.45 | 7 | 3.59
2020 | IESO_2_MISO_MI | IESO | MISO_MI | Internal | Summer | B2 | 25 | 2591 | 2591 | 86.89 | 99.87 | 7 | 5.99
2020 | IESO_2_MISO_MI | IESO | MISO_MI | Internal | Summer | B3 | 75 | 2591 | 2591 | 77.52 | 99.09 | 7 | 14.57
2020 | IESO_2_MISO_MI | IESO | MISO_MI | Internal | Summer | B4 | 100 | 2591 | 2591 | 53.65 | 81.55 | 7 | 20.9
2020 | IESO_2_MISO_MI | IESO | MISO_MI | Internal | Summer | B5 | 200 | 2591 | 2591 | 53.65 | 75.47 | 7 | 14.82
2020 | IESO_2_MISO_MI | IESO | MISO_MI | Internal | Summer | B6 | 300 | 2591 | 2591 | 53.65 | 66.01 | 7 | 5.36
2020 | IESO_2_MISO_MI | IESO | MISO_MI | Internal | Summer | B7 | 400 | 2591 | 2591 | 53.65 | 63.25 | 7 | 2.59
2020 | IESO_2_MISO_MI | IESO | MISO_MI | Internal | Summer | B8 | 500 | 2591 | 2591 | 51.81 | 61.2 | 7 | 2.39
2020 | IESO_2_MISO_MI | IESO | MISO_MI | Internal | Summer | B9 | 800 | 2591 | 2591 | 51.81 | 60.4 | 7 | 1.58
2020 | IESO_2_MISO_MI | IESO | MISO_MI | Internal | Summer | B10 | 1262 | 2591 | 338.96 | 51.81 | 58.81 | 7 | 0
2020 | IESO_2_MISO_MI | IESO | MISO_MI | Internal | Winter | B16 | 25 | 2591 | 2591 | 56.91 | 71.77 | 7 | 7.86
2020 | IESO_2_MISO_MI | IESO | MISO_MI | Internal | Winter | B17 | 100 | 2591 | 2591 | 56.91 | 68.09 | 7 | 4.18
2020 | IESO_2_MISO_MI | IESO | MISO_MI | Internal | Winter | B18 | 400 | 2591 | 2591 | 56.91 | 66.28 | 7 | 2.36
2020 | IESO_2_MISO_MI | IESO | MISO_MI | Internal | Winter | B19 | 700 | 2591 | 2591 | 56.91 | 64.58 | 7 | 0.66
2020 | IESO_2_MISO_MI | IESO | MISO_MI | Internal | Winter | B20 | 935 | 2591 | 0 | 56.91 | 60.87 | 7 | 0
2020 | IESO_2_MISO_W | IESO | MISO_W | Internal | Shoulder | B11 | 25 | 207 | 207 | 53.18 | 72.85 | 7 | 12.67
2020 | IESO_2_MISO_W | IESO | MISO_W | Internal | Shoulder | B12 | 200 | 207 | 207 | 53.18 | 66.31 | 7 | 6.13
2020 | IESO_2_MISO_W | IESO | MISO_W | Internal | Shoulder | B13 | 600 | 207 | 207 | 53.18 | 64.52 | 7 | 4.34
2020 | IESO_2_MISO_W | IESO | MISO_W | Internal | Shoulder | B14 | 900 | 207 | 207 | 53.18 | 64.22 | 7 | 4.04
2020 | IESO_2_MISO_W | IESO | MISO_W | Internal | Shoulder | B15 | 1203 | 207 | 207 | 53.18 | 60.41 | 7 | 0.23
2020 | IESO_2_MISO_W | IESO | MISO_W | Internal | Summer | B1 | 10 | 207 | 207 | 89.87 | 104.77 | 7 | 7.91
2020 | IESO_2_MISO_W | IESO | MISO_W | Internal | Summer | B2 | 25 | 207 | 207 | 86.89 | 101.89 | 7 | 8
2020 | IESO_2_MISO_W | IESO | MISO_W | Internal | Summer | B3 | 75 | 207 | 207 | 77.52 | 103.15 | 7 | 18.63
2020 | IESO_2_MISO_W | IESO | MISO_W | Internal | Summer | B4 | 100 | 207 | 207 | 53.65 | 97.56 | 7 | 36.91
2020 | IESO_2_MISO_W | IESO | MISO_W | Internal | Summer | B5 | 200 | 207 | 207 | 53.65 | 89.71 | 7 | 29.06
2020 | IESO_2_MISO_W | IESO | MISO_W | Internal | Summer | B6 | 300 | 207 | 207 | 53.65 | 73.76 | 7 | 13.11
2020 | IESO_2_MISO_W | IESO | MISO_W | Internal | Summer | B7 | 400 | 207 | 207 | 53.65 | 67.25 | 7 | 6.59
2020 | IESO_2_MISO_W | IESO | MISO_W | Internal | Summer | B8 | 500 | 207 | 207 | 51.81 | 63.03 | 7 | 4.22
2020 | IESO_2_MISO_W | IESO | MISO_W | Internal | Summer | B9 | 800 | 207 | 207 | 51.81 | 63.03 | 7 | 4.22
2020 | IESO_2_MISO_W | IESO | MISO_W | Internal | Summer | B10 | 1262 | 207 | 207 | 51.81 | 60.77 | 7 | 1.96
2020 | IESO_2_MISO_W | IESO | MISO_W | Internal | Winter | B16 | 25 | 207 | 207 | 56.91 | 80.82 | 7 | 16.91
2020 | IESO_2_MISO_W | IESO | MISO_W | Internal | Winter | B17 | 100 | 207 | 207 | 56.91 | 72.32 | 7 | 8.41
2020 | IESO_2_MISO_W | IESO | MISO_W | Internal | Winter | B18 | 400 | 207 | 207 | 56.91 | 67.15 | 7 | 3.24
2020 | IESO_2_MISO_W | IESO | MISO_W | Internal | Winter | B19 | 700 | 207 | 207 | 56.91 | 67.15 | 7 | 3.24
2020 | IESO_2_MISO_W | IESO | MISO_W | Internal | Winter | B20 | 935 | 207 | 0 | 56.91 | 61.63 | 7 | 0
2020 | IESO_2_NYISO_A-F | IESO | NYISO_A-F | Internal | Shoulder | B11 | 25 | 1725 | 1725 | 53.18 | 65.35 | 7 | 5.17
2020 | IESO_2_NYISO_A-F | IESO | NYISO_A-F | Internal | Shoulder | B12 | 200 | 1725 | 1725 | 53.18 | 64.51 | 7 | 4.33
2020 | IESO_2_NYISO_A-F | IESO | NYISO_A-F | Internal | Shoulder | B13 | 600 | 1725 | 1725 | 53.18 | 64.49 | 7 | 4.31
2020 | IESO_2_NYISO_A-F | IESO | NYISO_A-F | Internal | Shoulder | B14 | 900 | 1725 | 1725 | 53.18 | 64.03 | 7 | 3.84
2020 | IESO_2_NYISO_A-F | IESO | NYISO_A-F | Internal | Shoulder | B15 | 1203 | 1725 | 1725 | 53.18 | 62.8 | 7 | 2.62
2020 | IESO_2_NYISO_A-F | IESO | NYISO_A-F | Internal | Summer | B1 | 10 | 1725 | 840.62 | 89.87 | 96.87 | 7 | 0
2020 | IESO_2_NYISO_A-F | IESO | NYISO_A-F | Internal | Summer | B2 | 25 | 1725 | 535.34 | 86.89 | 93.89 | 7 | 0
2020 | IESO_2_NYISO_A-F | IESO | NYISO_A-F | Internal | Summer | B3 | 75 | 1725 | 1271.91 | 77.52 | 84.52 | 7 | 0
2020 | IESO_2_NYISO_A-F | IESO | NYISO_A-F | Internal | Summer | B4 | 100 | 1725 | 1725 | 53.65 | 83.53 | 7 | 22.87
2020 | IESO_2_NYISO_A-F | IESO | NYISO_A-F | Internal | Summer | B5 | 200 | 1725 | 1725 | 53.65 | 79.72 | 7 | 19.07
2020 | IESO_2_NYISO_A-F | IESO | NYISO_A-F | Internal | Summer | B6 | 300 | 1725 | 1725 | 53.65 | 63.77 | 7 | 3.12
2020 | IESO_2_NYISO_A-F | IESO | NYISO_A-F | Internal | Summer | B7 | 400 | 1725 | 1725 | 53.65 | 62.49 | 7 | 1.84
2020 | IESO_2_NYISO_A-F | IESO | NYISO_A-F | Internal | Summer | B8 | 500 | 1725 | 1725 | 51.81 | 61.63 | 7 | 2.82
2020 | IESO_2_NYISO_A-F | IESO | NYISO_A-F | Internal | Summer | B9 | 800 | 1725 | 1725 | 51.81 | 61.61 | 7 | 2.79
2020 | IESO_2_NYISO_A-F | IESO | NYISO_A-F | Internal | Summer | B10 | 1262 | 1725 | 1725 | 51.81 | 61.61 | 7 | 2.79
2020 | IESO_2_NYISO_A-F | IESO | NYISO_A-F | Internal | Winter | B16 | 25 | 1725 | 1725 | 56.91 | 73.44 | 7 | 9.53
2020 | IESO_2_NYISO_A-F | IESO | NYISO_A-F | Internal | Winter | B17 | 100 | 1725 | 1725 | 56.91 | 69.78 | 7 | 5.87
2020 | IESO_2_NYISO_A-F | IESO | NYISO_A-F | Internal | Winter | B18 | 400 | 1725 | 1725 | 56.91 | 69.69 | 7 | 5.77
2020 | IESO_2_NYISO_A-F | IESO | NYISO_A-F | Internal | Winter | B19 | 700 | 1725 | 1725 | 56.91 | 69.69 | 7 | 5.77
2020 | IESO_2_NYISO_A-F | IESO | NYISO_A-F | Internal | Winter | B20 | 935 | 1725 | 1725 | 56.91 | 69.69 | 7 | 5.77
2020 | MAPP_CA_2_IESO | MAPP_CA | IESO | Internal | Shoulder | B11 | 25 | 330 | 0 | 72.84 | 53.18 | 8 | 0
2020 | MAPP_CA_2_IESO | MAPP_CA | IESO | Internal | Shoulder | B12 | 200 | 330 | 0 | 66.3 | 53.18 | 8 | 0
2020 | MAPP_CA_2_IESO | MAPP_CA | IESO | Internal | Shoulder | B13 | 600 | 330 | 0 | 64.51 | 53.18 | 8 | 0
2020 | MAPP_CA_2_IESO | MAPP_CA | IESO | Internal | Shoulder | B14 | 900 | 330 | 0 | 64.21 | 53.18 | 8 | 0
2020 | MAPP_CA_2_IESO | MAPP_CA | IESO | Internal | Shoulder | B15 | 1203 | 330 | 0 | 64.21 | 53.18 | 8 | 0
2020 | MAPP_CA_2_IESO | MAPP_CA | IESO | Internal | Summer | B1 | 10 | 330 | 0 | 89.86 | 89.87 | 8 | 0
2020 | MAPP_CA_2_IESO | MAPP_CA | IESO | Internal | Summer | B2 | 25 | 330 | 0 | 89.86 | 86.89 | 8 | 0
2020 | MAPP_CA_2_IESO | MAPP_CA | IESO | Internal | Summer | B3 | 75 | 330 | 0 | 89.15 | 77.52 | 8 | 0
2020 | MAPP_CA_2_IESO | MAPP_CA | IESO | Internal | Summer | B4 | 100 | 330 | 0 | 83.56 | 53.65 | 8 | 0
2020 | MAPP_CA_2_IESO | MAPP_CA | IESO | Internal | Summer | B5 | 200 | 330 | 0 | 81.22 | 53.65 | 8 | 0
2020 | MAPP_CA_2_IESO | MAPP_CA | IESO | Internal | Summer | B6 | 300 | 330 | 0 | 73.75 | 53.65 | 8 | 0
2020 | MAPP_CA_2_IESO | MAPP_CA | IESO | Internal | Summer | B7 | 400 | 330 | 0 | 67.23 | 53.65 | 8 | 0
2020 | MAPP_CA_2_IESO | MAPP_CA | IESO | Internal | Summer | B8 | 500 | 330 | 0 | 63.02 | 51.81 | 8 | 0
2020 | MAPP_CA_2_IESO | MAPP_CA | IESO | Internal | Summer | B9 | 800 | 330 | 0 | 63.02 | 51.81 | 8 | 0
2020 | MAPP_CA_2_IESO | MAPP_CA | IESO | Internal | Summer | B10 | 1262 | 330 | 0 | 63.02 | 51.81 | 8 | 0
2020 | MAPP_CA_2_IESO | MAPP_CA | IESO | Internal | Winter | B16 | 25 | 330 | 0 | 80.81 | 56.91 | 8 | 0
2020 | MAPP_CA_2_IESO | MAPP_CA | IESO | Internal | Winter | B17 | 100 | 330 | 0 | 72.31 | 56.91 | 8 | 0
2020 | MAPP_CA_2_IESO | MAPP_CA | IESO | Internal | Winter | B18 | 400 | 330 | 0 | 67.14 | 56.91 | 8 | 0
2020 | MAPP_CA_2_IESO | MAPP_CA | IESO | Internal | Winter | B19 | 700 | 330 | 0 | 67.14 | 56.91 | 8 | 0
2020 | MAPP_CA_2_IESO | MAPP_CA | IESO | Internal | Winter | B20 | 935 | 330 | 0 | 67.14 | 56.91 | 8 | 0
2020 | MAPP_CA_2_MAPP_US | MAPP_CA | MAPP_US | Internal | Shoulder | B11 | 25 | 372 | 0 | 72.84 | 65.85 | 7 | 0
2020 | MAPP_CA_2_MAPP_US | MAPP_CA | MAPP_US | Internal | Shoulder | B12 | 200 | 372 | 0 | 66.3 | 59.31 | 7 | 0
2020 | MAPP_CA_2_MAPP_US | MAPP_CA | MAPP_US | Internal | Shoulder | B13 | 600 | 372 | 0 | 64.51 | 57.52 | 7 | 0
2020 | MAPP_CA_2_MAPP_US | MAPP_CA | MAPP_US | Internal | Shoulder | B14 | 900 | 372 | 0 | 64.21 | 57.52 | 7 | 0
2020 | MAPP_CA_2_MAPP_US | MAPP_CA | MAPP_US | Internal | Shoulder | B15 | 1203 | 372 | 0 | 64.21 | 57.21 | 7 | 0
2020 | MAPP_CA_2_MAPP_US | MAPP_CA | MAPP_US | Internal | Summer | B1 | 10 | 372 | 371.97 | 89.86 | 97.77 | 7 | 0.91
2020 | MAPP_CA_2_MAPP_US | MAPP_CA | MAPP_US | Internal | Summer | B2 | 25 | 372 | 0 | 89.86 | 94.89 | 7 | 0
2020 | MAPP_CA_2_MAPP_US | MAPP_CA | MAPP_US | Internal | Summer | B3 | 75 | 372 | 135.4 | 89.15 | 96.15 | 7 | 0
2020 | MAPP_CA_2_MAPP_US | MAPP_CA | MAPP_US | Internal | Summer | B4 | 100 | 372 | 195.49 | 83.56 | 90.56 | 7 | 0
2020 | MAPP_CA_2_MAPP_US | MAPP_CA | MAPP_US | Internal | Summer | B5 | 200 | 372 | 0 | 81.22 | 82.71 | 7 | 0
2020 | MAPP_CA_2_MAPP_US | MAPP_CA | MAPP_US | Internal | Summer | B6 | 300 | 372 | 0 | 73.75 | 66.76 | 7 | 0
2020 | MAPP_CA_2_MAPP_US | MAPP_CA | MAPP_US | Internal | Summer | B7 | 400 | 372 | 0 | 67.23 | 60.25 | 7 | 0
2020 | MAPP_CA_2_MAPP_US | MAPP_CA | MAPP_US | Internal | Summer | B8 | 500 | 372 | 0 | 63.02 | 56.03 | 7 | 0
2020 | MAPP_CA_2_MAPP_US | MAPP_CA | MAPP_US | Internal | Summer | B9 | 800 | 372 | 0 | 63.02 | 56.03 | 7 | 0
2020 | MAPP_CA_2_MAPP_US | MAPP_CA | MAPP_US | Internal | Summer | B10 | 1262 | 372 | 0 | 63.02 | 55.45 | 7 | 0
2020 | MAPP_CA_2_MAPP_US | MAPP_CA | MAPP_US | Internal | Winter | B16 | 25 | 372 | 0 | 80.81 | 64.52 | 7 | 0
2020 | MAPP_CA_2_MAPP_US | MAPP_CA | MAPP_US | Internal | Winter | B17 | 100 | 372 | 0 | 72.31 | 65.32 | 7 | 0
2020 | MAPP_CA_2_MAPP_US | MAPP_CA | MAPP_US | Internal | Winter | B18 | 400 | 372 | 0 | 67.14 | 61.67 | 7 | 0
2020 | MAPP_CA_2_MAPP_US | MAPP_CA | MAPP_US | Internal | Winter | B19 | 700 | 372 | 0 | 67.14 | 61.67 | 7 | 0
2020 | MAPP_CA_2_MAPP_US | MAPP_CA | MAPP_US | Internal | Winter | B20 | 935 | 372 | 0 | 67.14 | 58.12 | 7 | 0
2020 | MAPP_CA_2_MISO_W | MAPP_CA | MISO_W | Internal | Shoulder | B11 | 25 | 1970 | 1830.63 | 72.84 | 72.85 | 0.01 | 0
2020 | MAPP_CA_2_MISO_W | MAPP_CA | MISO_W | Internal | Shoulder | B12 | 200 | 1970 | 1382.67 | 66.3 | 66.31 | 0.01 | 0
2020 | MAPP_CA_2_MISO_W | MAPP_CA | MISO_W | Internal | Shoulder | B13 | 600 | 1970 | 1468.23 | 64.51 | 64.52 | 0.01 | 0
2020 | MAPP_CA_2_MISO_W | MAPP_CA | MISO_W | Internal | Shoulder | B14 | 900 | 1970 | 590.87 | 64.21 | 64.22 | 0.01 | 0
2020 | MAPP_CA_2_MISO_W | MAPP_CA | MISO_W | Internal | Shoulder | B15 | 1203 | 1970 | 0 | 64.21 | 60.41 | 0.01 | 0
2020 | MAPP_CA_2_MISO_W | MAPP_CA | MISO_W | Internal | Summer | B1 | 10 | 1970 | 1970 | 89.86 | 104.77 | 0.01 | 14.9
2020 | MAPP_CA_2_MISO_W | MAPP_CA | MISO_W | Internal | Summer | B2 | 25 | 1970 | 1970 | 89.86 | 101.89 | 0.01 | 12.01
2020 | MAPP_CA_2_MISO_W | MAPP_CA | MISO_W | Internal | Summer | B3 | 75 | 1970 | 1970 | 89.15 | 103.15 | 0.01 | 13.99
2020 | MAPP_CA_2_MISO_W | MAPP_CA | MISO_W | Internal | Summer | B4 | 100 | 1970 | 1970 | 83.56 | 97.56 | 0.01 | 13.99
2020 | MAPP_CA_2_MISO_W | MAPP_CA | MISO_W | Internal | Summer | B5 | 200 | 1970 | 1970 | 81.22 | 89.71 | 0.01 | 8.47
2020 | MAPP_CA_2_MISO_W | MAPP_CA | MISO_W | Internal | Summer | B6 | 300 | 1970 | 1709.13 | 73.75 | 73.76 | 0.01 | 0
2020 | MAPP_CA_2_MISO_W | MAPP_CA | MISO_W | Internal | Summer | B7 | 400 | 1970 | 1816.73 | 67.23 | 67.25 | 0.01 | 0
2020 | MAPP_CA_2_MISO_W | MAPP_CA | MISO_W | Internal | Summer | B8 | 500 | 1970 | 1938.01 | 63.02 | 63.03 | 0.01 | 0
2020 | MAPP_CA_2_MISO_W | MAPP_CA | MISO_W | Internal | Summer | B9 | 800 | 1970 | 1492.82 | 63.02 | 63.03 | 0.01 | 0
2020 | MAPP_CA_2_MISO_W | MAPP_CA | MISO_W | Internal | Summer | B10 | 1262 | 1970 | 0 | 63.02 | 60.77 | 0.01 | 0
2020 | MAPP_CA_2_MISO_W | MAPP_CA | MISO_W | Internal | Winter | B16 | 25 | 1970 | 1001.56 | 80.81 | 80.82 | 0.01 | 0
2020 | MAPP_CA_2_MISO_W | MAPP_CA | MISO_W | Internal | Winter | B17 | 100 | 1970 | 680.08 | 72.31 | 72.32 | 0.01 | 0
2020 | MAPP_CA_2_MISO_W | MAPP_CA | MISO_W | Internal | Winter | B18 | 400 | 1970 | 664.78 | 67.14 | 67.15 | 0.01 | 0
2020 | MAPP_CA_2_MISO_W | MAPP_CA | MISO_W | Internal | Winter | B19 | 700 | 1970 | 89.92 | 67.14 | 67.15 | 0.01 | 0
2020 | MAPP_CA_2_MISO_W | MAPP_CA | MISO_W | Internal | Winter | B20 | 935 | 1970 | 0 | 67.14 | 61.63 | 0.01 | 0
2020 | MAPP_US_2_MAPP_CA | MAPP_US | MAPP_CA | Internal | Shoulder | B11 | 25 | 165 | 0.82 | 65.85 | 72.84 | 7 | 0
2020 | MAPP_US_2_MAPP_CA | MAPP_US | MAPP_CA | Internal | Shoulder | B12 | 200 | 165 | 0.12 | 59.31 | 66.3 | 7 | 0
2020 | MAPP_US_2_MAPP_CA | MAPP_US | MAPP_CA | Internal | Shoulder | B13 | 600 | 165 | 0.04 | 57.52 | 64.51 | 7 | 0
2020 | MAPP_US_2_MAPP_CA | MAPP_US | MAPP_CA | Internal | Shoulder | B14 | 900 | 165 | 0 | 57.52 | 64.21 | 7 | 0
2020 | MAPP_US_2_MAPP_CA | MAPP_US | MAPP_CA | Internal | Shoulder | B15 | 1203 | 165 | 2.17 | 57.21 | 64.21 | 7 | 0
2020 | MAPP_US_2_MAPP_CA | MAPP_US | MAPP_CA | Internal | Summer | B1 | 10 | 165 | 0 | 97.77 | 89.86 | 7 | 0
2020 | MAPP_US_2_MAPP_CA | MAPP_US | MAPP_CA | Internal | Summer | B2 | 25 | 165 | 0 | 94.89 | 89.86 | 7 | 0
2020 | MAPP_US_2_MAPP_CA | MAPP_US | MAPP_CA | Internal | Summer | B3 | 75 | 165 | 0 | 96.15 | 89.15 | 7 | 0
2020 | MAPP_US_2_MAPP_CA | MAPP_US | MAPP_CA | Internal | Summer | B4 | 100 | 165 | 0 | 90.56 | 83.56 | 7 | 0
2020 | MAPP_US_2_MAPP_CA | MAPP_US | MAPP_CA | Internal | Summer | B5 | 200 | 165 | 0 | 82.71 | 81.22 | 7 | 0
2020 | MAPP_US_2_MAPP_CA | MAPP_US | MAPP_CA | Internal | Summer | B6 | 300 | 165 | 0.08 | 66.76 | 73.75 | 7 | 0
2020 | MAPP_US_2_MAPP_CA | MAPP_US | MAPP_CA | Internal | Summer | B7 | 400 | 165 | 0.06 | 60.25 | 67.23 | 7 | 0
2020 | MAPP_US_2_MAPP_CA | MAPP_US | MAPP_CA | Internal | Summer | B8 | 500 | 165 | 0.05 | 56.03 | 63.02 | 7 | 0
2020 | MAPP_US_2_MAPP_CA | MAPP_US | MAPP_CA | Internal | Summer | B9 | 800 | 165 | 0.03 | 56.03 | 63.02 | 7 | 0
2020 | MAPP_US_2_MAPP_CA | MAPP_US | MAPP_CA | Internal | Summer | B10 | 1262 | 165 | 165 | 55.45 | 63.02 | 7 | 0.58
2020 | MAPP_US_2_MAPP_CA | MAPP_US | MAPP_CA | Internal | Winter | B16 | 25 | 165 | 165 | 64.52 | 80.81 | 7 | 9.29
2020 | MAPP_US_2_MAPP_CA | MAPP_US | MAPP_CA | Internal | Winter | B17 | 100 | 165 | 0.23 | 65.32 | 72.31 | 7 | 0
2020 | MAPP_US_2_MAPP_CA | MAPP_US | MAPP_CA | Internal | Winter | B18 | 400 | 165 | 0 | 61.67 | 67.14 | 7 | 0
2020 | MAPP_US_2_MAPP_CA | MAPP_US | MAPP_CA | Internal | Winter | B19 | 700 | 165 | 0 | 61.67 | 67.14 | 7 | 0
2020 | MAPP_US_2_MAPP_CA | MAPP_US | MAPP_CA | Internal | Winter | B20 | 935 | 165 | 165 | 58.12 | 67.14 | 7 | 2.01
2020 | MAPP_US_2_MISO_W | MAPP_US | MISO_W | Internal | Shoulder | B11 | 25 | 2635 | 1220.81 | 65.85 | 72.85 | 7 | 0
2020 | MAPP_US_2_MISO_W | MAPP_US | MISO_W | Internal | Shoulder | B12 | 200 | 2635 | 664.69 | 59.31 | 66.31 | 7 | 0
2020 | MAPP_US_2_MISO_W | MAPP_US | MISO_W | Internal | Shoulder | B13 | 600 | 2635 | 549.42 | 57.52 | 64.52 | 7 | 0
2020 | MAPP_US_2_MISO_W | MAPP_US | MISO_W | Internal | Shoulder | B14 | 900 | 2635 | 0 | 57.52 | 64.22 | 7 | 0
2020 | MAPP_US_2_MISO_W | MAPP_US | MISO_W | Internal | Shoulder | B15 | 1203 | 2635 | 0 | 57.21 | 60.41 | 7 | 0
2020 | MAPP_US_2_MISO_W | MAPP_US | MISO_W | Internal | Summer | B1 | 10 | 2635 | 1029.29 | 97.77 | 104.77 | 7 | 0
2020 | MAPP_US_2_MISO_W | MAPP_US | MISO_W | Internal | Summer | B2 | 25 | 2635 | 1069.48 | 94.89 | 101.89 | 7 | 0
2020 | MAPP_US_2_MISO_W | MAPP_US | MISO_W | Internal | Summer | B3 | 75 | 2635 | 1133.04 | 96.15 | 103.15 | 7 | 0
2020 | MAPP_US_2_MISO_W | MAPP_US | MISO_W | Internal | Summer | B4 | 100 | 2635 | 1086.46 | 90.56 | 97.56 | 7 | 0
2020 | MAPP_US_2_MISO_W | MAPP_US | MISO_W | Internal | Summer | B5 | 200 | 2635 | 929.8 | 82.71 | 89.71 | 7 | 0
2020 | MAPP_US_2_MISO_W | MAPP_US | MISO_W | Internal | Summer | B6 | 300 | 2635 | 1008.56 | 66.76 | 73.76 | 7 | 0
2020 | MAPP_US_2_MISO_W | MAPP_US | MISO_W | Internal | Summer | B7 | 400 | 2635 | 278.44 | 60.25 | 67.25 | 7 | 0
2020 | MAPP_US_2_MISO_W | MAPP_US | MISO_W | Internal | Summer | B8 | 500 | 2635 | 752.15 | 56.03 | 63.03 | 7 | 0
2020 | MAPP_US_2_MISO_W | MAPP_US | MISO_W | Internal | Summer | B9 | 800 | 2635 | 329.57 | 56.03 | 63.03 | 7 | 0
2020 | MAPP_US_2_MISO_W | MAPP_US | MISO_W | Internal | Summer | B10 | 1262 | 2635 | 0 | 55.45 | 60.77 | 7 | 0
2020 | MAPP_US_2_MISO_W | MAPP_US | MISO_W | Internal | Winter | B16 | 25 | 2635 | 2635 | 64.52 | 80.82 | 7 | 9.31
2020 | MAPP_US_2_MISO_W | MAPP_US | MISO_W | Internal | Winter | B17 | 100 | 2635 | 1743.13 | 65.32 | 72.32 | 7 | 0
2020 | MAPP_US_2_MISO_W | MAPP_US | MISO_W | Internal | Winter | B18 | 400 | 2635 | 0 | 61.67 | 67.15 | 7 | 0
2020 | MAPP_US_2_MISO_W | MAPP_US | MISO_W | Internal | Winter | B19 | 700 | 2635 | 0 | 61.67 | 67.15 | 7 | 0
2020 | MAPP_US_2_MISO_W | MAPP_US | MISO_W | Internal | Winter | B20 | 935 | 2635 | 0 | 58.12 | 61.63 | 7 | 0
2020 | MAPP_US_2_NE | MAPP_US | NE | Internal | Shoulder | B11 | 25 | 2000 | 0 | 65.85 | 67.85 | 7 | 0
2020 | MAPP_US_2_NE | MAPP_US | NE | Internal | Shoulder | B12 | 200 | 2000 | 0 | 59.31 | 61.31 | 7 | 0
2020 | MAPP_US_2_NE | MAPP_US | NE | Internal | Shoulder | B13 | 600 | 2000 | 0 | 57.52 | 59.52 | 7 | 0
2020 | MAPP_US_2_NE | MAPP_US | NE | Internal | Shoulder | B14 | 900 | 2000 | 0 | 57.52 | 57.09 | 7 | 0
2020 | MAPP_US_2_NE | MAPP_US | NE | Internal | Shoulder | B15 | 1203 | 2000 | 0 | 57.21 | 52.99 | 7 | 0
2020 | MAPP_US_2_NE | MAPP_US | NE | Internal | Summer | B1 | 10 | 2000 | 0 | 97.77 | 99.77 | 7 | 0
2020 | MAPP_US_2_NE | MAPP_US | NE | Internal | Summer | B2 | 25 | 2000 | 0 | 94.89 | 96.89 | 7 | 0
2020 | MAPP_US_2_NE | MAPP_US | NE | Internal | Summer | B3 | 75 | 2000 | 0 | 96.15 | 98.15 | 7 | 0
2020 | MAPP_US_2_NE | MAPP_US | NE | Internal | Summer | B4 | 100 | 2000 | 0 | 90.56 | 92.86 | 7 | 0
2020 | MAPP_US_2_NE | MAPP_US | NE | Internal | Summer | B5 | 200 | 2000 | 0 | 82.71 | 87.47 | 7 | 0
2020 | MAPP_US_2_NE | MAPP_US | NE | Internal | Summer | B6 | 300 | 2000 | 0 | 66.76 | 68.76 | 7 | 0
2020 | MAPP_US_2_NE | MAPP_US | NE | Internal | Summer | B7 | 400 | 2000 | 0 | 60.25 | 62.25 | 7 | 0
2020 | MAPP_US_2_NE | MAPP_US | NE | Internal | Summer | B8 | 500 | 2000 | 0 | 56.03 | 58.03 | 7 | 0
2020 | MAPP_US_2_NE | MAPP_US | NE | Internal | Summer | B9 | 800 | 2000 | 0 | 56.03 | 58.03 | 7 | 0
2020 | MAPP_US_2_NE | MAPP_US | NE | Internal | Summer | B10 | 1262 | 2000 | 0 | 55.45 | 55.77 | 7 | 0
2020 | MAPP_US_2_NE | MAPP_US | NE | Internal | Winter | B16 | 25 | 2000 | 0 | 64.52 | 59.52 | 7 | 0
2020 | MAPP_US_2_NE | MAPP_US | NE | Internal | Winter | B17 | 100 | 2000 | 0 | 65.32 | 60.32 | 7 | 0
2020 | MAPP_US_2_NE | MAPP_US | NE | Internal | Winter | B18 | 400 | 2000 | 0 | 61.67 | 59.59 | 7 | 0
2020 | MAPP_US_2_NE | MAPP_US | NE | Internal | Winter | B19 | 700 | 2000 | 0 | 61.67 | 59.59 | 7 | 0
2020 | MAPP_US_2_NE | MAPP_US | NE | Internal | Winter | B20 | 935 | 2000 | 0 | 58.12 | 53.12 | 7 | 0
2020 | MARITIMES_2_NEISO | MARITIMES | NEISO | Internal | Shoulder | B11 | 25 | 99999 | 1400 | 61.5 | 61.51 | 0.01 | 0
2020 | MARITIMES_2_NEISO | MARITIMES | NEISO | Internal | Shoulder | B12 | 200 | 99999 | 1400 | 61.5 | 61.51 | 0.01 | 0
2020 | MARITIMES_2_NEISO | MARITIMES | NEISO | Internal | Shoulder | B13 | 600 | 99999 | 1400 | 61.5 | 61.51 | 0.01 | 0
2020 | MARITIMES_2_NEISO | MARITIMES | NEISO | Internal | Shoulder | B14 | 900 | 99999 | 1400 | 61.5 | 61.51 | 0.01 | 0
2020 | MARITIMES_2_NEISO | MARITIMES | NEISO | Internal | Shoulder | B15 | 1203 | 99999 | 426.43 | 61.5 | 61.51 | 0.01 | 0
2020 | MARITIMES_2_NEISO | MARITIMES | NEISO | Internal | Summer | B1 | 10 | 99999 | 1400.09 | 94.38 | 94.39 | 0.01 | 0
2020 | MARITIMES_2_NEISO | MARITIMES | NEISO | Internal | Summer | B2 | 25 | 99999 | 1400.1 | 90.9 | 90.91 | 0.01 | 0
2020 | MARITIMES_2_NEISO | MARITIMES | NEISO | Internal | Summer | B3 | 75 | 99999 | 1400 | 80.54 | 80.55 | 0.01 | 0
2020 | MARITIMES_2_NEISO | MARITIMES | NEISO | Internal | Summer | B4 | 100 | 99999 | 1400 | 65.14 | 65.15 | 0.01 | 0
2020 | MARITIMES_2_NEISO | MARITIMES | NEISO | Internal | Summer | B5 | 200 | 99999 | 1400 | 62.74 | 62.75 | 0.01 | 0
2020 | MARITIMES_2_NEISO | MARITIMES | NEISO | Internal | Summer | B6 | 300 | 99999 | 1400 | 58.62 | 58.63 | 0.01 | 0
2020 | MARITIMES_2_NEISO | MARITIMES | NEISO | Internal | Summer | B7 | 400 | 99999 | 1400 | 58.62 | 58.63 | 0.01 | 0
2020 | MARITIMES_2_NEISO | MARITIMES | NEISO | Internal | Summer | B8 | 500 | 99999 | 1400 | 58.62 | 58.63 | 0.01 | 0
2020 | MARITIMES_2_NEISO | MARITIMES | NEISO | Internal | Summer | B9 | 800 | 99999 | 1400 | 58.62 | 58.63 | 0.01 | 0
2020 | MARITIMES_2_NEISO | MARITIMES | NEISO | Internal | Summer | B10 | 1262 | 99999 | 236.13 | 58.62 | 58.63 | 0.01 | 0
2020 | MARITIMES_2_NEISO | MARITIMES | NEISO | Internal | Winter | B16 | 25 | 99999 | 1400 | 70.43 | 70.44 | 0.01 | 0
2020 | MARITIMES_2_NEISO | MARITIMES | NEISO | Internal | Winter | B17 | 100 | 99999 | 1400 | 70.43 | 70.44 | 0.01 | 0
2020 | MARITIMES_2_NEISO | MARITIMES | NEISO | Internal | Winter | B18 | 400 | 99999 | 1400 | 70.43 | 70.44 | 0.01 | 0
2020 | MARITIMES_2_NEISO | MARITIMES | NEISO | Internal | Winter | B19 | 700 | 99999 | 1400 | 70.43 | 70.44 | 0.01 | 0
2020 | MARITIMES_2_NEISO | MARITIMES | NEISO | Internal | Winter | B20 | 935 | 99999 | 475.94 | 70.43 | 70.44 | 0.01 | 0
2020 | MISO_IN_2_MISO_MI | MISO_IN | MISO_MI | Internal | Shoulder | B11 | 25 | 5768 | 0.54 | 71.34 | 71.33 | 0.01 | 0
2020 | MISO_IN_2_MISO_MI | MISO_IN | MISO_MI | Internal | Shoulder | B12 | 200 | 5768 | 1107.32 | 66.3 | 66.31 | 0.01 | 0
2020 | MISO_IN_2_MISO_MI | MISO_IN | MISO_MI | Internal | Shoulder | B13 | 600 | 5768 | 809.81 | 63.65 | 63.66 | 0.01 | 0
2020 | MISO_IN_2_MISO_MI | MISO_IN | MISO_MI | Internal | Shoulder | B14 | 900 | 5768 | 2434.95 | 62.09 | 62.1 | 0.01 | 0
2020 | MISO_IN_2_MISO_MI | MISO_IN | MISO_MI | Internal | Shoulder | B15 | 1203 | 5768 | 3543.83 | 58.8 | 58.81 | 0.01 | 0
2020 | MISO_IN_2_MISO_MI | MISO_IN | MISO_MI | Internal | Summer | B1 | 10 | 5768 | 1.19 | 100.46 | 100.45 | 0.01 | 0
2020 | MISO_IN_2_MISO_MI | MISO_IN | MISO_MI | Internal | Summer | B2 | 25 | 5768 | 0.49 | 99.89 | 99.87 | 0.01 | 0
2020 | MISO_IN_2_MISO_MI | MISO_IN | MISO_MI | Internal | Summer | B3 | 75 | 5768 | 0.17 | 99.1 | 99.09 | 0.01 | 0
2020 | MISO_IN_2_MISO_MI | MISO_IN | MISO_MI | Internal | Summer | B4 | 100 | 5768 | 0.12 | 81.56 | 81.55 | 0.01 | 0
2020 | MISO_IN_2_MISO_MI | MISO_IN | MISO_MI | Internal | Summer | B5 | 200 | 5768 | 0.07 | 75.48 | 75.47 | 0.01 | 0
2020 | MISO_IN_2_MISO_MI | MISO_IN | MISO_MI | Internal | Summer | B6 | 300 | 5768 | 1031.33 | 66 | 66.01 | 0.01 | 0
2020 | MISO_IN_2_MISO_MI | MISO_IN | MISO_MI | Internal | Summer | B7 | 400 | 5768 | 764.85 | 63.23 | 63.25 | 0.01 | 0
2020 | MISO_IN_2_MISO_MI | MISO_IN | MISO_MI | Internal | Summer | B8 | 500 | 5768 | 185.08 | 61.19 | 61.2 | 0.01 | 0
2020 | MISO_IN_2_MISO_MI | MISO_IN | MISO_MI | Internal | Summer | B9 | 800 | 5768 | 954.91 | 60.38 | 60.4 | 0.01 | 0
2020 | MISO_IN_2_MISO_MI | MISO_IN | MISO_MI | Internal | Summer | B10 | 1262 | 5768 | 1635.75 | 58.8 | 58.81 | 0.01 | 0
2020 | MISO_IN_2_MISO_MI | MISO_IN | MISO_MI | Internal | Winter | B16 | 25 | 5768 | 0.5 | 71.78 | 71.77 | 0.01 | 0
2020 | MISO_IN_2_MISO_MI | MISO_IN | MISO_MI | Internal | Winter | B17 | 100 | 5768 | 0.13 | 68.1 | 68.09 | 0.01 | 0
2020 | MISO_IN_2_MISO_MI | MISO_IN | MISO_MI | Internal | Winter | B18 | 400 | 5768 | 0.03 | 66.29 | 66.28 | 0.01 | 0
2020 | MISO_IN_2_MISO_MI | MISO_IN | MISO_MI | Internal | Winter | B19 | 700 | 5768 | 0.02 | 64.59 | 64.58 | 0.01 | 0
2020 | MISO_IN_2_MISO_MI | MISO_IN | MISO_MI | Internal | Winter | B20 | 935 | 5768 | 1878.16 | 60.86 | 60.87 | 0.01 | 0
2020 | MISO_IN_2_MISO_MO-IL | MISO_IN | MISO_MO-IL | Internal | Shoulder | B11 | 25 | 5000 | 4999.99 | 71.34 | 72.84 | 0.01 | 1.49
2020 | MISO_IN_2_MISO_MO-IL | MISO_IN | MISO_MO-IL | Internal | Shoulder | B12 | 200 | 5000 | 4209.12 | 66.3 | 66.31 | 0.01 | 0
2020 | MISO_IN_2_MISO_MO-IL | MISO_IN | MISO_MO-IL | Internal | Shoulder | B13 | 600 | 5000 | 4286.18 | 63.65 | 63.66 | 0.01 | 0
2020 | MISO_IN_2_MISO_MO-IL | MISO_IN | MISO_MO-IL | Internal | Shoulder | B14 | 900 | 5000 | 2206.11 | 62.09 | 62.1 | 0.01 | 0
2020 | MISO_IN_2_MISO_MO-IL | MISO_IN | MISO_MO-IL | Internal | Shoulder | B15 | 1203 | 5000 | 419.38 | 58.8 | 58.81 | 0.01 | 0
2020 | MISO_IN_2_MISO_MO-IL | MISO_IN | MISO_MO-IL | Internal | Summer | B1 | 10 | 5000 | 4999.89 | 100.46 | 100.77 | 0.01 | 0.3
2020 | MISO_IN_2_MISO_MO-IL | MISO_IN | MISO_MO-IL | Internal | Summer | B2 | 25 | 5000 | 4999.99 | 99.89 | 100.77 | 0.01 | 0.88
2020 | MISO_IN_2_MISO_MO-IL | MISO_IN | MISO_MO-IL | Internal | Summer | B3 | 75 | 5000 | 5000 | 99.1 | 100.77 | 0.01 | 1.67
2020 | MISO_IN_2_MISO_MO-IL | MISO_IN | MISO_MO-IL | Internal | Summer | B4 | 100 | 5000 | 5000 | 81.56 | 97.55 | 0.01 | 15.97
2020 | MISO_IN_2_MISO_MO-IL | MISO_IN | MISO_MO-IL | Internal | Summer | B5 | 200 | 5000 | 5000 | 75.48 | 89.7 | 0.01 | 14.2
2020 | MISO_IN_2_MISO_MO-IL | MISO_IN | MISO_MO-IL | Internal | Summer | B6 | 300 | 5000 | 5000 | 66 | 69.76 | 0.01 | 3.75
2020 | MISO_IN_2_MISO_MO-IL | MISO_IN | MISO_MO-IL | Internal | Summer | B7 | 400 | 5000 | 5000 | 63.23 | 66.64 | 0.01 | 3.39
2020 | MISO_IN_2_MISO_MO-IL | MISO_IN | MISO_MO-IL | Internal | Summer | B8 | 500 | 5000 | 5000 | 61.19 | 61.73 | 0.01 | 0.53
2020 | MISO_IN_2_MISO_MO-IL | MISO_IN | MISO_MO-IL | Internal | Summer | B9 | 800 | 5000 | 4335.05 | 60.38 | 60.4 | 0.01 | 0
2020 | MISO_IN_2_MISO_MO-IL | MISO_IN | MISO_MO-IL | Internal | Summer | B10 | 1262 | 5000 | 3607.99 | 58.8 | 58.81 | 0.01 | 0
2020 | MISO_IN_2_MISO_MO-IL | MISO_IN | MISO_MO-IL | Internal | Winter | B16 | 25 | 5000 | 2302.92 | 71.78 | 71.79 | 0.01 | 0
2020 | MISO_IN_2_MISO_MO-IL | MISO_IN | MISO_MO-IL | Internal | Winter | B17 | 100 | 5000 | 2824.23 | 68.1 | 68.12 | 0.01 | 0
2020 | MISO_IN_2_MISO_MO-IL | MISO_IN | MISO_MO-IL | Internal | Winter | B18 | 400 | 5000 | 5000 | 66.29 | 66.93 | 0.01 | 0.64
2020 | MISO_IN_2_MISO_MO-IL | MISO_IN | MISO_MO-IL | Internal | Winter | B19 | 700 | 5000 | 3621.47 | 64.59 | 64.6 | 0.01 | 0
2020 | MISO_IN_2_MISO_MO-IL | MISO_IN | MISO_MO-IL | Internal | Winter | B20 | 935 | 5000 | 2273.38 | 60.86 | 60.87 | 0.01 | 0
2020 | MISO_IN_2_NonRTO_Midwest | MISO_IN | NonRTO_Midwest | Internal | Shoulder | B11 | 25 | 4800 | 740.44 | 71.34 | 79.34 | 8 | 0
2020 | MISO_IN_2_NonRTO_Midwest | MISO_IN | NonRTO_Midwest | Internal | Shoulder | B12 | 200 | 4800 | 272.73 | 66.3 | 74.3 | 8 | 0
2020 | MISO_IN_2_NonRTO_Midwest | MISO_IN | NonRTO_Midwest | Internal | Shoulder | B13 | 600 | 4800 | 0 | 63.65 | 66.99 | 8 | 0
2020 | MISO_IN_2_NonRTO_Midwest | MISO_IN | NonRTO_Midwest | Internal | Shoulder | B14 | 900 | 4800 | 0 | 62.09 | 66.93 | 8 | 0
2020 | MISO_IN_2_NonRTO_Midwest | MISO_IN | NonRTO_Midwest | Internal | Shoulder | B15 | 1203 | 4800 | 0 | 58.8 | 64.45 | 8 | 0
2020 | MISO_IN_2_NonRTO_Midwest | MISO_IN | NonRTO_Midwest | Internal | Summer | B1 | 10 | 4800 | 32.99 | 100.46 | 108.46 | 8 | 0
2020 | MISO_IN_2_NonRTO_Midwest | MISO_IN | NonRTO_Midwest | Internal | Summer | B2 | 25 | 4800 | 1665.99 | 99.89 | 107.89 | 8 | 0
2020 | MISO_IN_2_NonRTO_Midwest | MISO_IN | NonRTO_Midwest | Internal | Summer | B3 | 75 | 4800 | 1116.13 | 99.1 | 107.1 | 8 | 0
2020 | MISO_IN_2_NonRTO_Midwest | MISO_IN | NonRTO_Midwest | Internal | Summer | B4 | 100 | 4800 | 2907 | 81.56 | 89.56 | 8 | 0
2020 | MISO_IN_2_NonRTO_Midwest | MISO_IN | NonRTO_Midwest | Internal | Summer | B5 | 200 | 4800 | 2360.44 | 75.48 | 83.48 | 8 | 0
2020 | MISO_IN_2_NonRTO_Midwest | MISO_IN | NonRTO_Midwest | Internal | Summer | B6 | 300 | 4800 | 0 | 66 | 67.24 | 8 | 0
2020 | MISO_IN_2_NonRTO_Midwest | MISO_IN | NonRTO_Midwest | Internal | Summer | B7 | 400 | 4800 | 0 | 63.23 | 66.99 | 8 | 0
2020 | MISO_IN_2_NonRTO_Midwest | MISO_IN | NonRTO_Midwest | Internal | Summer | B8 | 500 | 4800 | 0 | 61.19 | 66.9 | 8 | 0
2020 | MISO_IN_2_NonRTO_Midwest | MISO_IN | NonRTO_Midwest | Internal | Summer | B9 | 800 | 4800 | 0 | 60.38 | 65.18 | 8 | 0
2020 | MISO_IN_2_NonRTO_Midwest | MISO_IN | NonRTO_Midwest | Internal | Summer | B10 | 1262 | 4800 | 0 | 58.8 | 63.13 | 8 | 0
2020 | MISO_IN_2_NonRTO_Midwest | MISO_IN | NonRTO_Midwest | Internal | Winter | B16 | 25 | 4800 | 2319.59 | 71.78 | 79.78 | 8 | 0
2020 | MISO_IN_2_NonRTO_Midwest | MISO_IN | NonRTO_Midwest | Internal | Winter | B17 | 100 | 4800 | 1206.93 | 68.1 | 76.1 | 8 | 0
2020 | MISO_IN_2_NonRTO_Midwest | MISO_IN | NonRTO_Midwest | Internal | Winter | B18 | 400 | 4800 | 263.96 | 66.29 | 74.29 | 8 | 0
2020 | MISO_IN_2_NonRTO_Midwest | MISO_IN | NonRTO_Midwest | Internal | Winter | B19 | 700 | 4800 | 0 | 64.59 | 66.99 | 8 | 0
2020 | MISO_IN_2_NonRTO_Midwest | MISO_IN | NonRTO_Midwest | Internal | Winter | B20 | 935 | 4800 | 0 | 60.86 | 66.9 | 8 | 0
2020 | MISO_IN_2_PJM_ROR | MISO_IN | PJM_ROR | Internal | Shoulder | B11 | 25 | 1253 | 1046.46 | 71.34 | 73.34 | 2 | 0
2020 | MISO_IN_2_PJM_ROR | MISO_IN | PJM_ROR | Internal | Shoulder | B12 | 200 | 1253 | 1252.88 | 66.3 | 68.31 | 2 | 0.01
2020 | MISO_IN_2_PJM_ROR | MISO_IN | PJM_ROR | Internal | Shoulder | B13 | 600 | 1253 | 1252.95 | 63.65 | 65.66 | 2 | 0.01
2020 | MISO_IN_2_PJM_ROR | MISO_IN | PJM_ROR | Internal | Shoulder | B14 | 900 | 1253 | 1252.99 | 62.09 | 64.12 | 2 | 0.03
2020 | MISO_IN_2_PJM_ROR | MISO_IN | PJM_ROR | Internal | Shoulder | B15 | 1203 | 1253 | 1253 | 58.8 | 62.4 | 2 | 1.59
2020 | MISO_IN_2_PJM_ROR | MISO_IN | PJM_ROR | Internal | Summer | B1 | 10 | 1253 | 1252.9 | 100.46 | 102.77 | 2 | 0.31
2020 | MISO_IN_2_PJM_ROR | MISO_IN | PJM_ROR | Internal | Summer | B2 | 25 | 1253 | 0.87 | 99.89 | 101.87 | 2 | 0
2020 | MISO_IN_2_PJM_ROR | MISO_IN | PJM_ROR | Internal | Summer | B3 | 75 | 1253 | 1252.92 | 99.1 | 101.15 | 2 | 0.05
2020 | MISO_IN_2_PJM_ROR | MISO_IN | PJM_ROR | Internal | Summer | B4 | 100 | 1253 | 1253 | 81.56 | 95.56 | 2 | 12
2020 | MISO_IN_2_PJM_ROR | MISO_IN | PJM_ROR | Internal | Summer | B5 | 200 | 1253 | 1253 | 75.48 | 87.71 | 2 | 10.23
2020 | MISO_IN_2_PJM_ROR | MISO_IN | PJM_ROR | Internal | Summer | B6 | 300 | 1253 | 1253 | 66 | 71.76 | 2 | 3.76
2020 | MISO_IN_2_PJM_ROR | MISO_IN | PJM_ROR | Internal | Summer | B7 | 400 | 1253 | 1252.94 | 63.23 | 65.25 | 2 | 0.01
2020 | MISO_IN_2_PJM_ROR | MISO_IN | PJM_ROR | Internal | Summer | B8 | 500 | 1253 | 1253 | 61.19 | 63.73 | 2 | 0.54
2020 | MISO_IN_2_PJM_ROR | MISO_IN | PJM_ROR | Internal | Summer | B9 | 800 | 1253 | 1252.97 | 60.38 | 62.4 | 2 | 0.01
2020 | MISO_IN_2_PJM_ROR | MISO_IN | PJM_ROR | Internal | Summer | B10 | 1262 | 1253 | 1253 | 58.8 | 61.01 | 2 | 0.21
2020 | MISO_IN_2_PJM_ROR | MISO_IN | PJM_ROR | Internal | Winter | B16 | 25 | 1253 | 1253 | 71.78 | 82.82 | 2 | 9.04
2020 | MISO_IN_2_PJM_ROR | MISO_IN | PJM_ROR | Internal | Winter | B17 | 100 | 1253 | 1253 | 68.1 | 74.32 | 2 | 4.22
2020 | MISO_IN_2_PJM_ROR | MISO_IN | PJM_ROR | Internal | Winter | B18 | 400 | 1253 | 1253 | 66.29 | 68.93 | 2 | 0.65
2020 | MISO_IN_2_PJM_ROR | MISO_IN | PJM_ROR | Internal | Winter | B19 | 700 | 1253 | 1190.55 | 64.59 | 66.59 | 2 | 0
2020 | MISO_IN_2_PJM_ROR | MISO_IN | PJM_ROR | Internal | Winter | B20 | 935 | 1253 | 1253 | 60.86 | 63.63 | 2 | 0.77
2020 | MISO_MI_2_IESO | MISO_MI | IESO | Internal | Shoulder | B11 | 25 | 2331 | 0 | 71.33 | 53.18 | 8 | 0
2020 | MISO_MI_2_IESO | MISO_MI | IESO | Internal | Shoulder | B12 | 200 | 2331 | 0 | 66.31 | 53.18 | 8 | 0
2020 | MISO_MI_2_IESO | MISO_MI | IESO | Internal | Shoulder | B13 | 600 | 2331 | 0 | 63.66 | 53.18 | 8 | 0
2020 | MISO_MI_2_IESO | MISO_MI | IESO | Internal | Shoulder | B14 | 900 | 2331 | 0 | 62.1 | 53.18 | 8 | 0
2020 | MISO_MI_2_IESO | MISO_MI | IESO | Internal | Shoulder | B15 | 1203 | 2331 | 0 | 58.81 | 53.18 | 8 | 0
2020 | MISO_MI_2_IESO | MISO_MI | IESO | Internal | Summer | B1 | 10 | 2331 | 0 | 100.45 | 89.87 | 8 | 0
2020 | MISO_MI_2_IESO | MISO_MI | IESO | Internal | Summer | B2 | 25 | 2331 | 0 | 99.87 | 86.89 | 8 | 0
2020 | MISO_MI_2_IESO | MISO_MI | IESO | Internal | Summer | B3 | 75 | 2331 | 0 | 99.09 | 77.52 | 8 | 0
2020 | MISO_MI_2_IESO | MISO_MI | IESO | Internal | Summer | B4 | 100 | 2331 | 0 | 81.55 | 53.65 | 8 | 0
2020 | MISO_MI_2_IESO | MISO_MI | IESO | Internal | Summer | B5 | 200 | 2331 | 0 | 75.47 | 53.65 | 8 | 0
2020 | MISO_MI_2_IESO | MISO_MI | IESO | Internal | Summer | B6 | 300 | 2331 | 0 | 66.01 | 53.65 | 8 | 0
2020 | MISO_MI_2_IESO | MISO_MI | IESO | Internal | Summer | B7 | 400 | 2331 | 0 | 63.25 | 53.65 | 8 | 0
2020 | MISO_MI_2_IESO | MISO_MI | IESO | Internal | Summer | B8 | 500 | 2331 | 0 | 61.2 | 51.81 | 8 | 0
2020 | MISO_MI_2_IESO | MISO_MI | IESO | Internal | Summer | B9 | 800 | 2331 | 0 | 60.4 | 51.81 | 8 | 0
2020 | MISO_MI_2_IESO | MISO_MI | IESO | Internal | Summer | B10 | 1262 | 2331 | 0 | 58.81 | 51.81 | 8 | 0
2020 | MISO_MI_2_IESO | MISO_MI | IESO | Internal | Winter | B16 | 25 | 2331 | 0 | 71.77 | 56.91 | 8 | 0
2020 | MISO_MI_2_IESO | MISO_MI | IESO | Internal | Winter | B17 | 100 | 2331 | 0 | 68.09 | 56.91 | 8 | 0
2020 | MISO_MI_2_IESO | MISO_MI | IESO | Internal | Winter | B18 | 400 | 2331 | 0 | 66.28 | 56.91 | 8 | 0
2020 | MISO_MI_2_IESO | MISO_MI | IESO | Internal | Winter | B19 | 700 | 2331 | 0 | 64.58 | 56.91 | 8 | 0
2020 | MISO_MI_2_IESO | MISO_MI | IESO | Internal | Winter | B20 | 935 | 2331 | 0 | 60.87 | 56.91 | 8 | 0
2020 | MISO_MI_2_MISO_IN | MISO_MI | MISO_IN | Internal | Shoulder | B11 | 25 | 2813 | 170.99 | 71.33 | 71.34 | 0.01 | 0
2020 | MISO_MI_2_MISO_IN | MISO_MI | MISO_IN | Internal | Shoulder | B12 | 200 | 2813 | 0.07 | 66.31 | 66.3 | 0.01 | 0
2020 | MISO_MI_2_MISO_IN | MISO_MI | MISO_IN | Internal | Shoulder | B13 | 600 | 2813 | 0.02 | 63.66 | 63.65 | 0.01 | 0
2020 | MISO_MI_2_MISO_IN | MISO_MI | MISO_IN | Internal | Shoulder | B14 | 900 | 2813 | 0.01 | 62.1 | 62.09 | 0.01 | 0
2020 | MISO_MI_2_MISO_IN | MISO_MI | MISO_IN | Internal | Shoulder | B15 | 1203 | 2813 | 0.01 | 58.81 | 58.8 | 0.01 | 0
2020 | MISO_MI_2_MISO_IN | MISO_MI | MISO_IN | Internal | Summer | B1 | 10 | 2813 | 1365.48 | 100.45 | 100.46 | 0.01 | 0
2020 | MISO_MI_2_MISO_IN | MISO_MI | MISO_IN | Internal | Summer | B2 | 25 | 2813 | 1467.72 | 99.87 | 99.89 | 0.01 | 0
2020 | MISO_MI_2_MISO_IN | MISO_MI | MISO_IN | Internal | Summer | B3 | 75 | 2813 | 1349.32 | 99.09 | 99.1 | 0.01 | 0
2020 | MISO_MI_2_MISO_IN | MISO_MI | MISO_IN | Internal | Summer | B4 | 100 | 2813 | 2483.54 | 81.55 | 81.56 | 0.01 | 0
2020 | MISO_MI_2_MISO_IN | MISO_MI | MISO_IN | Internal | Summer | B5 | 200 | 2813 | 1382.23 | 75.47 | 75.48 | 0.01 | 0
2020 | MISO_MI_2_MISO_IN | MISO_MI | MISO_IN | Internal | Summer | B6 | 300 | 2813 | 0.04 | 66.01 | 66 | 0.01 | 0
2020 | MISO_MI_2_MISO_IN | MISO_MI | MISO_IN | Internal | Summer | B7 | 400 | 2813 | 0.03 | 63.25 | 63.23 | 0.01 | 0
2020 | MISO_MI_2_MISO_IN | MISO_MI | MISO_IN | Internal | Summer | B8 | 500 | 2813 | 0.03 | 61.2 | 61.19 | 0.01 | 0
2020 | MISO_MI_2_MISO_IN | MISO_MI | MISO_IN | Internal | Summer | B9 | 800 | 2813 | 0.02 | 60.4 | 60.38 | 0.01 | 0
2020 | MISO_MI_2_MISO_IN | MISO_MI | MISO_IN | Internal | Summer | B10 | 1262 | 2813 | 0.01 | 58.81 | 58.8 | 0.01 | 0
2020 | MISO_MI_2_MISO_IN | MISO_MI | MISO_IN | Internal | Winter | B16 | 25 | 2813 | 1098.26 | 71.77 | 71.78 | 0.01 | 0
2020 | MISO_MI_2_MISO_IN | MISO_MI | MISO_IN | Internal | Winter | B17 | 100 | 2813 | 109.14 | 68.09 | 68.1 | 0.01 | 0
2020 | MISO_MI_2_MISO_IN | MISO_MI | MISO_IN | Internal | Winter | B18 | 400 | 2813 | 531.65 | 66.28 | 66.29 | 0.01 | 0
2020 | MISO_MI_2_MISO_IN | MISO_MI | MISO_IN | Internal | Winter | B19 | 700 | 2813 | 67.56 | 64.58 | 64.59 | 0.01 | 0
2020 | MISO_MI_2_MISO_IN | MISO_MI | MISO_IN | Internal | Winter | B20 | 935 | 2813 | 0.01 | 60.87 | 60.86 | 0.01 | 0
2020 | MISO_MI_2_MISO_WUMS | MISO_MI | MISO_WUMS | Internal | Shoulder | B11 | 25 | 805 | 0.02 | 71.33 | 70.85 | 0.01 | 0
2020 | MISO_MI_2_MISO_WUMS | MISO_MI | MISO_WUMS | Internal | Shoulder | B12 | 200 | 805 | 0.06 | 66.31 | 66.3 | 0.01 | 0
2020 | MISO_MI_2_MISO_WUMS | MISO_MI | MISO_WUMS | Internal | Shoulder | B13 | 600 | 805 | 0.02 | 63.66 | 63.65 | 0.01 | 0
2020 | MISO_MI_2_MISO_WUMS | MISO_MI | MISO_WUMS | Internal | Shoulder | B14 | 900 | 805 | 804.92 | 62.1 | 62.12 | 0.01 | 0
2020 | MISO_MI_2_MISO_WUMS | MISO_MI | MISO_WUMS | Internal | Shoulder | B15 | 1203 | 805 | 210.37 | 58.81 | 58.83 | 0.01 | 0
2020 | MISO_MI_2_MISO_WUMS | MISO_MI | MISO_WUMS | Internal | Summer | B1 | 10 | 805 | 0.01 | 100.45 | 97.67 | 0.01 | 0
2020 | MISO_MI_2_MISO_WUMS | MISO_MI | MISO_WUMS | Internal | Summer | B2 | 25 | 805 | 0 | 99.87 | 97.67 | 0.01 | 0
2020 | MISO_MI_2_MISO_WUMS | MISO_MI | MISO_WUMS | Internal | Summer | B3 | 75 | 805 | 0 | 99.09 | 97.67 | 0.01 | 0
2020 | MISO_MI_2_MISO_WUMS | MISO_MI | MISO_WUMS | Internal | Summer | B4 | 100 | 805 | 0 | 81.55 | 70.86 | 0.01 | 0
2020 | MISO_MI_2_MISO_WUMS | MISO_MI | MISO_WUMS | Internal | Summer | B5 | 200 | 805 | 0 | 75.47 | 70.63 | 0.01 | 0
2020 | MISO_MI_2_MISO_WUMS | MISO_MI | MISO_WUMS | Internal | Summer | B6 | 300 | 805 | 0.04 | 66.01 | 66 | 0.01 | 0
2020 | MISO_MI_2_MISO_WUMS | MISO_MI | MISO_WUMS | Internal | Summer | B7 | 400 | 805 | 0 | 63.25 | 60.81 | 0.01 | 0
2020 | MISO_MI_2_MISO_WUMS | MISO_MI | MISO_WUMS | Internal | Summer | B8 | 500 | 805 | 0 | 61.2 | 60.81 | 0.01 | 0
2020 | MISO_MI_2_MISO_WUMS | MISO_MI | MISO_WUMS | Internal | Summer | B9 | 800 | 805 | 0.03 | 60.4 | 60.4 | 0.01 | 0
2020 | MISO_MI_2_MISO_WUMS | MISO_MI | MISO_WUMS | Internal | Summer | B10 | 1262 | 805 | 0 | 58.81 | 56.94 | 0.01 | 0
2020 | MISO_MI_2_MISO_WUMS | MISO_MI | MISO_WUMS | Internal | Winter | B16 | 25 | 805 | 0.02 | 71.77 | 71.3 | 0.01 | 0
2020 | MISO_MI_2_MISO_WUMS | MISO_MI | MISO_WUMS | Internal | Winter | B17 | 100 | 805 | 211.75 | 68.09 | 68.1 | 0.01 | 0
2020 | MISO_MI_2_MISO_WUMS | MISO_MI | MISO_WUMS | Internal | Winter | B18 | 400 | 805 | 517.63 | 66.28 | 66.29 | 0.01 | 0
2020 | MISO_MI_2_MISO_WUMS | MISO_MI | MISO_WUMS | Internal | Winter | B19 | 700 | 805 | 378.95 | 64.58 | 64.59 | 0.01 | 0
2020 | MISO_MI_2_MISO_WUMS | MISO_MI | MISO_WUMS | Internal | Winter | B20 | 935 | 805 | 280.33 | 60.87 | 60.88 | 0.01 | 0
2020 | MISO_MI_2_PJM_ROR | MISO_MI | PJM_ROR | Internal | Shoulder | B11 | 25 | 1424 | 1423.12 | 71.33 | 73.34 | 2 | 0.01
2020 | MISO_MI_2_PJM_ROR | MISO_MI | PJM_ROR | Internal | Shoulder | B12 | 200 | 1424 | 1071.22 | 66.31 | 68.31 | 2 | 0
2020 | MISO_MI_2_PJM_ROR | MISO_MI | PJM_ROR | Internal | Shoulder | B13 | 600 | 1424 | 60.47 | 63.66 | 65.66 | 2 | 0
2020 | MISO_MI_2_PJM_ROR | MISO_MI | PJM_ROR | Internal | Shoulder | B14 | 900 | 1424 | 1423.98 | 62.1 | 64.12 | 2 | 0.02
2020 | MISO_MI_2_PJM_ROR | MISO_MI | PJM_ROR | Internal | Shoulder | B15 | 1203 | 1424 | 1424 | 58.81 | 62.4 | 2 | 1.58
2020 | MISO_MI_2_PJM_ROR | MISO_MI | PJM_ROR | Internal | Summer | B1 | 10 | 1424 | 1423.9 | 100.45 | 102.77 | 2 | 0.32
2020 | MISO_MI_2_PJM_ROR | MISO_MI | PJM_ROR | Internal | Summer | B2 | 25 | 1424 | 354.54 | 99.87 | 101.87 | 2 | 0
2020 | MISO_MI_2_PJM_ROR | MISO_MI | PJM_ROR | Internal | Summer | B3 | 75 | 1424 | 1423.94 | 99.09 | 101.15 | 2 | 0.06
2020 | MISO_MI_2_PJM_ROR | MISO_MI | PJM_ROR | Internal | Summer | B4 | 100 | 1424 | 1424 | 81.55 | 95.56 | 2 | 12.01
2020 | MISO_MI_2_PJM_ROR | MISO_MI | PJM_ROR | Internal | Summer | B5 | 200 | 1424 | 1424 | 75.47 | 87.71 | 2 | 10.24
2020 | MISO_MI_2_PJM_ROR | MISO_MI | PJM_ROR | Internal | Summer | B6 | 300 | 1424 | 1424 | 66.01 | 71.76 | 2 | 3.75
2020 | MISO_MI_2_PJM_ROR | MISO_MI | PJM_ROR | Internal | Summer | B7 | 400 | 1424 | 1363.93 | 63.25 | 65.25 | 2 | 0
2020 | MISO_MI_2_PJM_ROR | MISO_MI | PJM_ROR | Internal | Summer | B8 | 500 | 1424 | 1424 | 61.2 | 63.73 | 2 | 0.53
2020 | MISO_MI_2_PJM_ROR | MISO_MI | PJM_ROR | Internal | Summer | B9 | 800 | 1424 | 929.07 | 60.4 | 62.4 | 2 | 0
2020 | MISO_MI_2_PJM_ROR | MISO_MI | PJM_ROR | Internal | Summer | B10 | 1262 | 1424 | 1424 | 58.81 | 61.01 | 2 | 0.19
2020 | MISO_MI_2_PJM_ROR | MISO_MI | PJM_ROR | Internal | Winter | B16 | 25 | 1424 | 1424 | 71.77 | 82.82 | 2 | 9.06
2020 | MISO_MI_2_PJM_ROR | MISO_MI | PJM_ROR | Internal | Winter | B17 | 100 | 1424 | 1424 | 68.09 | 74.32 | 2 | 4.23
2020 | MISO_MI_2_PJM_ROR | MISO_MI | PJM_ROR | Internal | Winter | B18 | 400 | 1424 | 1424 | 66.28 | 68.93 | 2 | 0.66
2020 | MISO_MI_2_PJM_ROR | MISO_MI | PJM_ROR | Internal | Winter | B19 | 700 | 1424 | 1423.96 | 64.58 | 66.59 | 2 | 0.01
2020 | MISO_MI_2_PJM_ROR | MISO_MI | PJM_ROR | Internal | Winter | B20 | 935 | 1424 | 1424 | 60.87 | 63.63 | 2 | 0.76
2020 | MISO_MO-IL_2_ENT | MISO_MO-IL | ENT | Internal | Shoulder | B11 | 25 | 2540 | 0 | 72.84 | 72.84 | 8 | 0
2020 | MISO_MO-IL_2_ENT | MISO_MO-IL | ENT | Internal | Shoulder | B12 | 200 | 2540 | 0 | 66.31 | 66.31 | 8 | 0
2020 | MISO_MO-IL_2_ENT | MISO_MO-IL | ENT | Internal | Shoulder | B13 | 600 | 2540 | 0 | 63.66 | 65.51 | 8 | 0
2020 | MISO_MO-IL_2_ENT | MISO_MO-IL | ENT | Internal | Shoulder | B14 | 900 | 2540 | 0 | 62.1 | 62.1 | 8 | 0
2020 | MISO_MO-IL_2_ENT | MISO_MO-IL | ENT | Internal | Shoulder | B15 | 1203 | 2540 | 0 | 58.81 | 58.01 | 8 | 0
2020 | MISO_MO-IL_2_ENT | MISO_MO-IL | ENT | Internal | Summer | B1 | 10 | 2540 | 0 | 100.77 | 100.77 | 8 | 0
2020 | MISO_MO-IL_2_ENT | MISO_MO-IL | ENT | Internal | Summer | B2 | 25 | 2540 | 0 | 100.77 | 101.89 | 8 | 0
2020 | MISO_MO-IL_2_ENT | MISO_MO-IL | ENT | Internal | Summer | B3 | 75 | 2540 | 0 | 100.77 | 101.92 | 8 | 0
2020 | MISO_MO-IL_2_ENT | MISO_MO-IL | ENT | Internal | Summer | B4 | 100 | 2540 | 0 | 97.55 | 97.88 | 8 | 0
2020 | MISO_MO-IL_2_ENT | MISO_MO-IL | ENT | Internal | Summer | B5 | 200 | 2540 | 0 | 89.7 | 92.48 | 8 | 0
2020 | MISO_MO-IL_2_ENT | MISO_MO-IL | ENT | Internal | Summer | B6 | 300 | 2540 | 0 | 69.76 | 73.77 | 8 | 0
2020 | MISO_MO-IL_2_ENT | MISO_MO-IL | ENT | Internal | Summer | B7 | 400 | 2540 | 0 | 66.64 | 66.9 | 8 | 0
2020 | MISO_MO-IL_2_ENT | MISO_MO-IL | ENT | Internal | Summer | B8 | 500 | 2540 | 0 | 61.73 | 66.41 | 8 | 0
2020 | MISO_MO-IL_2_ENT | MISO_MO-IL | ENT | Internal | Summer | B9 | 800 | 2540 | 0 | 60.4 | 64.19 | 8 | 0
2020 | MISO_MO-IL_2_ENT | MISO_MO-IL | ENT | Internal | Summer | B10 | 1262 | 2540 | 0 | 58.81 | 60.78 | 8 | 0
2020 | MISO_MO-IL_2_ENT | MISO_MO-IL | ENT | Internal | Winter | B16 | 25 | 2540 | 0 | 71.79 | 71.74 | 8 | 0
2020 | MISO_MO-IL_2_ENT | MISO_MO-IL | ENT | Internal | Winter | B17 | 100 | 2540 | 0 | 68.12 | 68.12 | 8 | 0
2020 | MISO_MO-IL_2_ENT | MISO_MO-IL | ENT | Internal | Winter | B18 | 400 | 2540 | 0 | 66.93 | 67.21 | 8 | 0
2020 | MISO_MO-IL_2_ENT | MISO_MO-IL | ENT | Internal | Winter | B19 | 700 | 2540 | 0 | 64.6 | 64.6 | 8 | 0
2020 | MISO_MO-IL_2_ENT | MISO_MO-IL | ENT | Internal | Winter | B20 | 935 | 2540 | 0 | 60.87 | 60.87 | 8 | 0
2020 | MISO_MO-IL_2_MISO_IN | MISO_MO-IL | MISO_IN | Internal | Shoulder | B11 | 25 | 2100 | 0 | 72.84 | 71.34 | 0.01 | 0
2020 | MISO_MO-IL_2_MISO_IN | MISO_MO-IL | MISO_IN | Internal | Shoulder | B12 | 200 | 2100 | 0.06 | 66.31 | 66.3 | 0.01 | 0
2020 | MISO_MO-IL_2_MISO_IN | MISO_MO-IL | MISO_IN | Internal | Shoulder | B13 | 600 | 2100 | 0.02 | 63.66 | 63.65 | 0.01 | 0
2020 | MISO_MO-IL_2_MISO_IN | MISO_MO-IL | MISO_IN | Internal | Shoulder | B14 | 900 | 2100 | 0.01 | 62.1 | 62.09 | 0.01 | 0
2020 | MISO_MO-IL_2_MISO_IN | MISO_MO-IL | MISO_IN | Internal | Shoulder | B15 | 1203 | 2100 | 0.01 | 58.81 | 58.8 | 0.01 | 0
2020 | MISO_MO-IL_2_MISO_IN | MISO_MO-IL | MISO_IN | Internal | Summer | B1 | 10 | 2100 | 0.1 | 100.77 | 100.46 | 0.01 | 0
2020 | MISO_MO-IL_2_MISO_IN | MISO_MO-IL | MISO_IN | Internal | Summer | B2 | 25 | 2100 | 0.01 | 100.77 | 99.89 | 0.01 | 0
2020 | MISO_MO-IL_2_MISO_IN | MISO_MO-IL | MISO_IN | Internal | Summer | B3 | 75 | 2100 | 0 | 100.77 | 99.1 | 0.01 | 0
2020 | MISO_MO-IL_2_MISO_IN | MISO_MO-IL | MISO_IN | Internal | Summer | B4 | 100 | 2100 | 0 | 97.55 | 81.56 | 0.01 | 0
2020 | MISO_MO-IL_2_MISO_IN | MISO_MO-IL | MISO_IN | Internal | Summer | B5 | 200 | 2100 | 0 | 89.7 | 75.48 | 0.01 | 0
2020 | MISO_MO-IL_2_MISO_IN | MISO_MO-IL | MISO_IN | Internal | Summer | B6 | 300 | 2100 | 0 | 69.76 | 66 | 0.01 | 0
2020 | MISO_MO-IL_2_MISO_IN | MISO_MO-IL | MISO_IN | Internal | Summer | B7 | 400 | 2100 | 0 | 66.64 | 63.23 | 0.01 | 0
2020 | MISO_MO-IL_2_MISO_IN | MISO_MO-IL | MISO_IN | Internal | Summer | B8 | 500 | 2100 | 0 | 61.73 | 61.19 | 0.01 | 0
2020 | MISO_MO-IL_2_MISO_IN | MISO_MO-IL | MISO_IN | Internal | Summer | B9 | 800 | 2100 | 0.02 | 60.4 | 60.38 | 0.01 | 0
2020 | MISO_MO-IL_2_MISO_IN | MISO_MO-IL | MISO_IN | Internal | Summer | B10 | 1262 | 2100 | 0.01 | 58.81 | 58.8 | 0.01 | 0
2020 | MISO_MO-IL_2_MISO_IN | MISO_MO-IL | MISO_IN | Internal | Winter | B16 | 25 | 2100 | 0.49 | 71.79 | 71.78 | 0.01 | 0
2020 | MISO_MO-IL_2_MISO_IN | MISO_MO-IL | MISO_IN | Internal | Winter | B17 | 100 | 2100 | 0.13 | 68.12 | 68.1 | 0.01 | 0
2020 | MISO_MO-IL_2_MISO_IN | MISO_MO-IL | MISO_IN | Internal | Winter | B18 | 400 | 2100 | 0 | 66.93 | 66.29 | 0.01 | 0
2020 | MISO_MO-IL_2_MISO_IN | MISO_MO-IL | MISO_IN | Internal | Winter | B19 | 700 | 2100 | 0.02 | 64.6 | 64.59 | 0.01 | 0
2020 | MISO_MO-IL_2_MISO_IN | MISO_MO-IL | MISO_IN | Internal | Winter | B20 | 935 | 2100 | 0.01 | 60.87 | 60.86 | 0.01 | 0
2020 | MISO_MO-IL_2_MISO_W | MISO_MO-IL | MISO_W | Internal | Shoulder | B11 | 25 | 1082 | 812.75 | 72.84 | 72.85 | 0.01 | 0
2020 | MISO_MO-IL_2_MISO_W | MISO_MO-IL | MISO_W | Internal | Shoulder | B12 | 200 | 1082 | 0.13 | 66.31 | 66.31 | 0.01 | 0
2020 | MISO_MO-IL_2_MISO_W | MISO_MO-IL | MISO_W | Internal | Shoulder | B13 | 600 | 1082 | 1082 | 63.66 | 64.52 | 0.01 | 0.85
2020 | MISO_MO-IL_2_MISO_W | MISO_MO-IL | MISO_W | Internal | Shoulder | B14 | 900 | 1082 | 1082 | 62.1 | 64.22 | 0.01 | 2.11
2020 | MISO_MO-IL_2_MISO_W | MISO_MO-IL | MISO_W | Internal | Shoulder | B15 | 1203 | 1082 | 1082 | 58.81 | 60.41 | 0.01 | 1.58
2020 | MISO_MO-IL_2_MISO_W | MISO_MO-IL | MISO_W | Internal | Summer | B1 | 10 | 1082 | 1081.99 | 100.77 | 104.77 | 0.01 | 3.99
2020 | MISO_MO-IL_2_MISO_W | MISO_MO-IL | MISO_W | Internal | Summer | B2 | 25 | 1082 | 1081.99 | 100.77 | 101.89 | 0.01 | 1.1
2020 | MISO_MO-IL_2_MISO_W | MISO_MO-IL | MISO_W | Internal | Summer | B3 | 75 | 1082 | 1082 | 100.77 | 103.15 | 0.01 | 2.36
2020 | MISO_MO-IL_2_MISO_W | MISO_MO-IL | MISO_W | Internal | Summer | B4 | 100 | 1082 | 171.7 | 97.55 | 97.56 | 0.01 | 0
2020 | MISO_MO-IL_2_MISO_W | MISO_MO-IL | MISO_W | Internal | Summer | B5 | 200 | 1082 | 686.94 | 89.7 | 89.71 | 0.01 | 0
2020 | MISO_MO-IL_2_MISO_W | MISO_MO-IL | MISO_W | Internal | Summer | B6 | 300 | 1082 | 1082 | 69.76 | 73.76 | 0.01 | 3.99
2020 | MISO_MO-IL_2_MISO_W | MISO_MO-IL | MISO_W | Internal | Summer | B7 | 400 | 1082 | 1082 | 66.64 | 67.25 | 0.01 | 0.59
2020 | MISO_MO-IL_2_MISO_W | MISO_MO-IL | MISO_W | Internal | Summer | B8 | 500 | 1082 | 1082 | 61.73 | 63.03 | 0.01 | 1.29
2020 | MISO_MO-IL_2_MISO_W | MISO_MO-IL | MISO_W | Internal | Summer | B9 | 800 | 1082 | 1082 | 60.4 | 63.03 | 0.01 | 2.63
2020 | MISO_MO-IL_2_MISO_W | MISO_MO-IL | MISO_W | Internal | Summer | B10 | 1262 | 1082 | 1082 | 58.81 | 60.77 | 0.01 | 1.95
2020 | MISO_MO-IL_2_MISO_W | MISO_MO-IL | MISO_W | Internal | Winter | B16 | 25 | 1082 | 1082 | 71.79 | 80.82 | 0.01 | 9.02
2020 | MISO_MO-IL_2_MISO_W | MISO_MO-IL | MISO_W | Internal | Winter | B17 | 100 | 1082 | 1082 | 68.12 | 72.32 | 0.01 | 4.19
2020 | MISO_MO-IL_2_MISO_W | MISO_MO-IL | MISO_W | Internal | Winter | B18 | 400 | 1082 | 1082 | 66.93 | 67.15 | 0.01 | 0.2
2020 | MISO_MO-IL_2_MISO_W | MISO_MO-IL | MISO_W | Internal | Winter | B19 | 700 | 1082 | 1082 | 64.6 | 67.15 | 0.01 | 2.54
2020 | MISO_MO-IL_2_MISO_W | MISO_MO-IL | MISO_W | Internal | Winter | B20 | 935 | 1082 | 1082 | 60.87 | 61.63 | 0.01 | 0.75
2020 | MISO_MO-IL_2_PJM_ROR | MISO_MO-IL | PJM_ROR | Internal | Shoulder | B11 | 25 | 1212 | 0 | 72.84 | 73.34 | 2 | 0
2020 | MISO_MO-IL_2_PJM_ROR | MISO_MO-IL | PJM_ROR | Internal | Shoulder | B12 | 200 | 1212 | 648.53 | 66.31 | 68.31 | 2 | 0
2020 | MISO_MO-IL_2_PJM_ROR | MISO_MO-IL | PJM_ROR | Internal | Shoulder | B13 | 600 | 1212 | 49.49 | 63.66 | 65.66 | 2 | 0
2020 | MISO_MO-IL_2_PJM_ROR | MISO_MO-IL | PJM_ROR | Internal | Shoulder | B14 | 900 | 1212 | 1211.98 | 62.1 | 64.12 | 2 | 0.02
2020 | MISO_MO-IL_2_PJM_ROR | MISO_MO-IL | PJM_ROR | Internal | Shoulder | B15 | 1203 | 1212 | 1212 | 58.81 | 62.4 | 2 | 1.58
2020 | MISO_MO-IL_2_PJM_ROR | MISO_MO-IL | PJM_ROR | Internal | Summer | B1 | 10 | 1212 | 445.54 | 100.77 | 102.77 | 2 | 0
2020 | MISO_MO-IL_2_PJM_ROR | MISO_MO-IL | PJM_ROR | Internal | Summer | B2 | 25 | 1212 | 0.01 | 100.77 | 101.87 | 2 | 0
2020 | MISO_MO-IL_2_PJM_ROR | MISO_MO-IL | PJM_ROR | Internal | Summer | B3 | 75 | 1212 | 0 | 100.77 | 101.15 | 2 | 0
2020 | MISO_MO-IL_2_PJM_ROR | MISO_MO-IL | PJM_ROR | Internal | Summer | B4 | 100 | 1212 | 0 | 97.55 | 95.56 | 2 | 0
2020 | MISO_MO-IL_2_PJM_ROR | MISO_MO-IL | PJM_ROR | Internal | Summer | B5 | 200 | 1212 | 0 | 89.7 | 87.71 | 2 | 0
2020 | MISO_MO-IL_2_PJM_ROR | MISO_MO-IL | PJM_ROR | Internal | Summer | B6 | 300 | 1212 | 204.09 | 69.76 | 71.76 | 2 | 0
2020 | MISO_MO-IL_2_PJM_ROR | MISO_MO-IL | PJM_ROR | Internal | Summer | B7 | 400 | 1212 | 0 | 66.64 | 65.25 | 2 | 0
2020 | MISO_MO-IL_2_PJM_ROR | MISO_MO-IL | PJM_ROR | Internal | Summer | B8 | 500 | 1212 | 583.32 | 61.73 | 63.73 | 2 | 0
2020 | MISO_MO-IL_2_PJM_ROR | MISO_MO-IL | PJM_ROR | Internal | Summer | B9 | 800 | 1212 | 265.09 | 60.4 | 62.4 | 2 | 0
2020 | MISO_MO-IL_2_PJM_ROR | MISO_MO-IL | PJM_ROR | Internal | Summer | B10 | 1262 | 1212 | 1212 | 58.81 | 61.01 | 2 | 0.19
2020 | MISO_MO-IL_2_PJM_ROR | MISO_MO-IL | PJM_ROR | Internal | Winter | B16 | 25 | 1212 | 1212 | 71.79 | 82.82 | 2 | 9.03
2020 | MISO_MO-IL_2_PJM_ROR | MISO_MO-IL | PJM_ROR | Internal | Winter | B17 | 100 | 1212 | 1212 | 68.12 | 74.32 | 2 | 4.21
2020 | MISO_MO-IL_2_PJM_ROR | MISO_MO-IL | PJM_ROR | Internal | Winter | B18 | 400 | 1212 | 865.56 | 66.93 | 68.93 | 2 | 0
2020 | MISO_MO-IL_2_PJM_ROR | MISO_MO-IL | PJM_ROR | Internal | Winter | B19 | 700 | 1212 | 0.04 | 64.6 | 66.59 | 2 | 0
2020 | MISO_MO-IL_2_PJM_ROR | MISO_MO-IL | PJM_ROR | Internal | Winter | B20 | 935 | 1212 | 1212 | 60.87 | 63.63 | 2 | 0.76
2020 | MISO_MO-IL_2_SPP_N | MISO_MO-IL | SPP_N | Internal | Shoulder | B11 | 25 | 4019 | 0 | 72.84 | 67.84 | 8 | 0
2020 | MISO_MO-IL_2_SPP_N | MISO_MO-IL | SPP_N | Internal | Shoulder | B12 | 200 | 4019 | 0 | 66.31 | 61.31 | 8 | 0
2020 | MISO_MO-IL_2_SPP_N | MISO_MO-IL | SPP_N | Internal | Shoulder | B13 | 600 | 4019 | 0 | 63.66 | 60.51 | 8 | 0
2020 | MISO_MO-IL_2_SPP_N | MISO_MO-IL | SPP_N | Internal | Shoulder | B14 | 900 | 4019 | 0 | 62.1 | 57.1 | 8 | 0
2020 | MISO_MO-IL_2_SPP_N | MISO_MO-IL | SPP_N | Internal | Shoulder | B15 | 1203 | 4019 | 0 | 58.81 | 53.01 | 8 | 0
2020 | MISO_MO-IL_2_SPP_N | MISO_MO-IL | SPP_N | Internal | Summer | B1 | 10 | 4019 | 0 | 100.77 | 95.77 | 8 | 0
2020 | MISO_MO-IL_2_SPP_N | MISO_MO-IL | SPP_N | Internal | Summer | B2 | 25 | 4019 | 0 | 100.77 | 96.89 | 8 | 0
2020 | MISO_MO-IL_2_SPP_N | MISO_MO-IL | SPP_N | Internal | Summer | B3 | 75 | 4019 | 0 | 100.77 | 98.16 | 8 | 0
2020 | MISO_MO-IL_2_SPP_N | MISO_MO-IL | SPP_N | Internal | Summer | B4 | 100 | 4019 | 0 | 97.55 | 92.88 | 8 | 0
2020 | MISO_MO-IL_2_SPP_N | MISO_MO-IL | SPP_N | Internal | Summer | B5 | 200 | 4019 | 0 | 89.7 | 87.48 | 8 | 0
2020 | MISO_MO-IL_2_SPP_N | MISO_MO-IL | SPP_N | Internal | Summer | B6 | 300 | 4019 | 0 | 69.76 | 68.77 | 8 | 0
2020 | MISO_MO-IL_2_SPP_N | MISO_MO-IL | SPP_N | Internal | Summer | B7 | 400 | 4019 | 0 | 66.64 | 64.82 | 8 | 0
2020 | MISO_MO-IL_2_SPP_N | MISO_MO-IL | SPP_N | Internal | Summer | B8 | 500 | 4019 | 0 | 61.73 | 62.71 | 8 | 0
2020 | MISO_MO-IL_2_SPP_N | MISO_MO-IL | SPP_N | Internal | Summer | B9 | 800 | 4019 | 0 | 60.4 | 61.28 | 8 | 0
2020 | MISO_MO-IL_2_SPP_N | MISO_MO-IL | SPP_N | Internal | Summer | B10 | 1262 | 4019 | 0 | 58.81 | 55.78 | 8 | 0
2020 | MISO_MO-IL_2_SPP_N | MISO_MO-IL | SPP_N | Internal | Winter | B16 | 25 | 4019 | 0 | 71.79 | 66.74 | 8 | 0
2020 | MISO_MO-IL_2_SPP_N | MISO_MO-IL | SPP_N | Internal | Winter | B17 | 100 | 4019 | 0 | 68.12 | 63.12 | 8 | 0
2020 | MISO_MO-IL_2_SPP_N | MISO_MO-IL | SPP_N | Internal | Winter | B18 | 400 | 4019 | 0 | 66.93 | 62.21 | 8 | 0
2020 | MISO_MO-IL_2_SPP_N | MISO_MO-IL | SPP_N | Internal | Winter | B19 | 700 | 4019 | 0 | 64.6 | 59.6 | 8 | 0
2020 | MISO_MO-IL_2_SPP_N | MISO_MO-IL | SPP_N | Internal | Winter | B20 | 935 | 4019 | 0 | 60.87 | 55.87 | 8 | 0
2020 | MISO_MO-IL_2_TVA_Transmission | MISO_MO-IL | TVA_Transmission | Internal | Shoulder | B11 | 25 | 4000 | 0 | 72.84 | 78.06 | 8 | 0
2020 | MISO_MO-IL_2_TVA_Transmission | MISO_MO-IL | TVA_Transmission | Internal | Shoulder | B12 | 200 | 4000 | 0 | 66.31 | 69.41 | 8 | 0
2020 | MISO_MO-IL_2_TVA_Transmission | MISO_MO-IL | TVA_Transmission | Internal | Shoulder | B13 | 600 | 4000 | 0 | 63.66 | 67.27 | 8 | 0
2020 | MISO_MO-IL_2_TVA_Transmission | MISO_MO-IL | TVA_Transmission | Internal | Shoulder | B14 | 900 | 4000 | 0 | 62.1 | 66.27 | 8 | 0
2020 | MISO_MO-IL_2_TVA_Transmission | MISO_MO-IL | TVA_Transmission | Internal | Shoulder | B15 | 1203 | 4000 | 0 | 58.81 | 64.61 | 8 | 0
2020 | MISO_MO-IL_2_TVA_Transmission | MISO_MO-IL | TVA_Transmission | Internal | Summer | B1 | 10 | 4000 | 613.92 | 100.77 | 108.77 | 8 | 0
2020 | MISO_MO-IL_2_TVA_Transmission | MISO_MO-IL | TVA_Transmission | Internal | Summer | B2 | 25 | 4000 | 0.01 | 100.77 | 107.87 | 8 | 0
2020 | MISO_MO-IL_2_TVA_Transmission | MISO_MO-IL | TVA_Transmission | Internal | Summer | B3 | 75 | 4000 | 0 | 100.77 | 107.15 | 8 | 0
2020 | MISO_MO-IL_2_TVA_Transmission | MISO_MO-IL | TVA_Transmission | Internal | Summer | B4 | 100 | 4000 | 0 | 97.55 | 97.56 | 8 | 0
2020 | MISO_MO-IL_2_TVA_Transmission | MISO_MO-IL | TVA_Transmission | Internal | Summer | B5 | 200 | 4000 | 0 | 89.7 | 91.48 | 8 | 0
2020 | MISO_MO-IL_2_TVA_Transmission | MISO_MO-IL | TVA_Transmission | Internal | Summer | B6 | 300 | 4000 | 0 | 69.76 | 73.9 | 8 | 0
2020 | MISO_MO-IL_2_TVA_Transmission | MISO_MO-IL | TVA_Transmission | Internal | Summer | B7 | 400 | 4000 | 0 | 66.64 | 68.73 | 8 | 0
2020 | MISO_MO-IL_2_TVA_Transmission | MISO_MO-IL | TVA_Transmission | Internal | Summer | B8 | 500 | 4000 | 0 | 61.73 | 66.65 | 8 | 0
2020 | MISO_MO-IL_2_TVA_Transmission | MISO_MO-IL | TVA_Transmission | Internal | Summer | B9 | 800 | 4000 | 0 | 60.4 | 65.13 | 8 | 0
2020 | MISO_MO-IL_2_TVA_Transmission | MISO_MO-IL | TVA_Transmission | Internal | Summer | B10 | 1262 | 4000 | 0 | 58.81 | 61.77 | 8 | 0
2020 | MISO_MO-IL_2_TVA_Transmission | MISO_MO-IL | TVA_Transmission | Internal | Winter | B16 | 25 | 4000 | 0.22 | 71.79 | 79.74 | 8 | 0
2020 | MISO_MO-IL_2_TVA_Transmission | MISO_MO-IL | TVA_Transmission | Internal | Winter | B17 | 100 | 4000 | 0 | 68.12 | 73.78 | 8 | 0
2020 | MISO_MO-IL_2_TVA_Transmission | MISO_MO-IL | TVA_Transmission | Internal | Winter | B18 | 400 | 4000 | 0 | 66.93 | 70.56 | 8 | 0
2020 | MISO_MO-IL_2_TVA_Transmission | MISO_MO-IL | TVA_Transmission | Internal | Winter | B19 | 700 | 4000 | 0 | 64.6 | 68.39 | 8 | 0
2020 | MISO_MO-IL_2_TVA_Transmission | MISO_MO-IL | TVA_Transmission | Internal | Winter | B20 | 935 | 4000 | 0 | 60.87 | 66.74 | 8 | 0
2020 | MISO_W_2_IESO | MISO_W | IESO | Internal | Shoulder | B11 | 25 | 157 | 0 | 72.85 | 53.18 | 8 | 0
2020 | MISO_W_2_IESO | MISO_W | IESO | Internal | Shoulder | B12 | 200 | 157 | 0 | 66.31 | 53.18 | 8 | 0
2020 | MISO_W_2_IESO | MISO_W | IESO | Internal | Shoulder | B13 | 600 | 157 | 0 | 64.52 | 53.18 | 8 | 0
2020 | MISO_W_2_IESO | MISO_W | IESO | Internal | Shoulder | B14 | 900 | 157 | 0 | 64.22 | 53.18 | 8 | 0
2020 | MISO_W_2_IESO | MISO_W | IESO | Internal | Shoulder | B15 | 1203 | 157 | 0 | 60.41 | 53.18 | 8 | 0
2020 | MISO_W_2_IESO | MISO_W | IESO | Internal | Summer | B1 | 10 | 157 | 0 | 104.77 | 89.87 | 8 | 0
2020 | MISO_W_2_IESO | MISO_W | IESO | Internal | Summer | B2 | 25 | 157 | 0 | 101.89 | 86.89 | 8 | 0
2020 | MISO_W_2_IESO | MISO_W | IESO | Internal | Summer | B3 | 75 | 157 | 0 | 103.15 | 77.52 | 8 | 0
2020 | MISO_W_2_IESO | MISO_W | IESO | Internal | Summer | B4 | 100 | 157 | 0 | 97.56 | 53.65 | 8 | 0
2020 | MISO_W_2_IESO | MISO_W | IESO | Internal | Summer | B5 | 200 | 157 | 0 | 89.71 | 53.65 | 8 | 0
2020 | MISO_W_2_IESO | MISO_W | IESO | Internal | Summer | B6 | 300 | 157 | 0 | 73.76 | 53.65 | 8 | 0
2020 | MISO_W_2_IESO | MISO_W | IESO | Internal | Summer | B7 | 400 | 157 | 0 | 67.25 | 53.65 | 8 | 0
2020 | MISO_W_2_IESO | MISO_W | IESO | Internal | Summer | B8 | 500 | 157 | 0 | 63.03 | 51.81 | 8 | 0
2020 | MISO_W_2_IESO | MISO_W | IESO | Internal | Summer | B9 | 800 | 157 | 0 | 63.03 | 51.81 | 8 | 0
2020 | MISO_W_2_IESO | MISO_W | IESO | Internal | Summer | B10 | 1262 | 157 | 0 | 60.77 | 51.81 | 8 | 0
2020 | MISO_W_2_IESO | MISO_W | IESO | Internal | Winter | B16 | 25 | 157 | 0 | 80.82 | 56.91 | 8 | 0
2020 | MISO_W_2_IESO | MISO_W | IESO | Internal | Winter | B17 | 100 | 157 | 0 | 72.32 | 56.91 | 8 | 0
2020 | MISO_W_2_IESO | MISO_W | IESO | Internal | Winter | B18 | 400 | 157 | 0 | 67.15 | 56.91 | 8 | 0
2020 | MISO_W_2_IESO | MISO_W | IESO | Internal | Winter | B19 | 700 | 157 | 0 | 67.15 | 56.91 | 8 | 0
2020 | MISO_W_2_IESO | MISO_W | IESO | Internal | Winter | B20 | 935 | 157 | 0 | 61.63 | 56.91 | 8 | 0
2020 | MISO_W_2_MAPP_CA | MISO_W | MAPP_CA | Internal | Shoulder | B11 | 25 | 700 | 0.43 | 72.85 | 72.84 | 0.01 | 0
2020 | MISO_W_2_MAPP_CA | MISO_W | MAPP_CA | Internal | Shoulder | B12 | 200 | 700 | 0.06 | 66.31 | 66.3 | 0.01 | 0
2020 | MISO_W_2_MAPP_CA | MISO_W | MAPP_CA | Internal | Shoulder | B13 | 600 | 700 | 0.02 | 64.52 | 64.51 | 0.01 | 0
2020 | MISO_W_2_MAPP_CA | MISO_W | MAPP_CA | Internal | Shoulder | B14 | 900 | 700 | 0.01 | 64.22 | 64.21 | 0.01 | 0
2020 | MISO_W_2_MAPP_CA | MISO_W | MAPP_CA | Internal | Shoulder | B15 | 1203 | 700 | 700 | 60.41 | 64.21 | 0.01 | 3.79
2020 | MISO_W_2_MAPP_CA | MISO_W | MAPP_CA | Internal | Summer | B1 | 10 | 700 | 0 | 104.77 | 89.86 | 0.01 | 0
2020 | MISO_W_2_MAPP_CA | MISO_W | MAPP_CA | Internal | Summer | B2 | 25 | 700 | 0 | 101.89 | 89.86 | 0.01 | 0
2020 | MISO_W_2_MAPP_CA | MISO_W | MAPP_CA | Internal | Summer | B3 | 75 | 700 | 0 | 103.15 | 89.15 | 0.01 | 0
2020 | MISO_W_2_MAPP_CA | MISO_W | MAPP_CA | Internal | Summer | B4 | 100 | 700 | 0 | 97.56 | 83.56 | 0.01 | 0
2020 | MISO_W_2_MAPP_CA | MISO_W | MAPP_CA | Internal | Summer | B5 | 200 | 700 | 0 | 89.71 | 81.22 | 0.01 | 0
2020 | MISO_W_2_MAPP_CA | MISO_W | MAPP_CA | Internal | Summer | B6 | 300 | 700 | 0.04 | 73.76 | 73.75 | 0.01 | 0
2020 | MISO_W_2_MAPP_CA | MISO_W | MAPP_CA | Internal | Summer | B7 | 400 | 700 | 0.03 | 67.25 | 67.23 | 0.01 | 0
2020 | MISO_W_2_MAPP_CA | MISO_W | MAPP_CA | Internal | Summer | B8 | 500 | 700 | 0.02 | 63.03 | 63.02 | 0.01 | 0
2020 | MISO_W_2_MAPP_CA | MISO_W | MAPP_CA | Internal | Summer | B9 | 800 | 700 | 0.02 | 63.03 | 63.02 | 0.01 | 0
2020 | MISO_W_2_MAPP_CA | MISO_W | MAPP_CA | Internal | Summer | B10 | 1262 | 700 | 700 | 60.77 | 63.02 | 0.01 | 2.24
2020 | MISO_W_2_MAPP_CA | MISO_W | MAPP_CA | Internal | Winter | B16 | 25 | 700 | 0.47 | 80.82 | 80.81 | 0.01 | 0
2020 | MISO_W_2_MAPP_CA | MISO_W | MAPP_CA | Internal | Winter | B17 | 100 | 700 | 0.12 | 72.32 | 72.31 | 0.01 | 0
2020 | MISO_W_2_MAPP_CA | MISO_W | MAPP_CA | Internal | Winter | B18 | 400 | 700 | 0.03 | 67.15 | 67.14 | 0.01 | 0
2020 | MISO_W_2_MAPP_CA | MISO_W | MAPP_CA | Internal | Winter | B19 | 700 | 700 | 0.02 | 67.15 | 67.14 | 0.01 | 0
2020 | MISO_W_2_MAPP_CA | MISO_W | MAPP_CA | Internal | Winter | B20 | 935 | 700 | 700 | 61.63 | 67.14 | 0.01 | 5.5
2020 | MISO_W_2_MAPP_US | MISO_W | MAPP_US | Internal | Shoulder | B11 | 25 | 2300 | 0 | 72.85 | 65.85 | 7 | 0
2020 | MISO_W_2_MAPP_US | MISO_W | MAPP_US | Internal | Shoulder | B12 | 200 | 2300 | 0 | 66.31 | 59.31 | 7 | 0
2020 | MISO_W_2_MAPP_US | MISO_W | MAPP_US | Internal | Shoulder | B13 | 600 | 2300 | 0 | 64.52 | 57.52 | 7 | 0
2020 | MISO_W_2_MAPP_US | MISO_W | MAPP_US | Internal | Shoulder | B14 | 900 | 2300 | 0 | 64.22 | 57.52 | 7 | 0
2020 | MISO_W_2_MAPP_US | MISO_W | MAPP_US | Internal | Shoulder | B15 | 1203 | 2300 | 0 | 60.41 | 57.21 | 7 | 0
2020 | MISO_W_2_MAPP_US | MISO_W | MAPP_US | Internal | Summer | B1 | 10 | 2300 | 0 | 104.77 | 97.77 | 7 | 0
2020 | MISO_W_2_MAPP_US | MISO_W | MAPP_US | Internal | Summer | B2 | 25 | 2300 | 0 | 101.89 | 94.89 | 7 | 0
2020 | MISO_W_2_MAPP_US | MISO_W | MAPP_US | Internal | Summer | B3 | 75 | 2300 | 0 | 103.15 | 96.15 | 7 | 0
2020 | MISO_W_2_MAPP_US | MISO_W | MAPP_US | Internal | Summer | B4 | 100 | 2300 | 0 | 97.56 | 90.56 | 7 | 0
2020 | MISO_W_2_MAPP_US | MISO_W | MAPP_US | Internal | Summer | B5 | 200 | 2300 | 0 | 89.71 | 82.71 | 7 | 0
2020 | MISO_W_2_MAPP_US | MISO_W | MAPP_US | Internal | Summer | B6 | 300 | 2300 | 0 | 73.76 | 66.76 | 7 | 0
2020 | MISO_W_2_MAPP_US | MISO_W | MAPP_US | Internal | Summer | B7 | 400 | 2300 | 0 | 67.25 | 60.25 | 7 | 0
2020 | MISO_W_2_MAPP_US | MISO_W | MAPP_US | Internal | Summer | B8 | 500 | 2300 | 0 | 63.03 | 56.03 | 7 | 0
2020 | MISO_W_2_MAPP_US | MISO_W | MAPP_US | Internal | Summer | B9 | 800 | 2300 | 0 | 63.03 | 56.03 | 7 | 0
2020 | MISO_W_2_MAPP_US | MISO_W | MAPP_US | Internal | Summer | B10 | 1262 | 2300 | 0 | 60.77 | 55.45 | 7 | 0
2020 | MISO_W_2_MAPP_US | MISO_W | MAPP_US | Internal | Winter | B16 | 25 | 2300 | 0 | 80.82 | 64.52 | 7 | 0
2020 | MISO_W_2_MAPP_US | MISO_W | MAPP_US | Internal | Winter | B17 | 100 | 2300 | 0 | 72.32 | 65.32 | 7 | 0
2020 | MISO_W_2_MAPP_US | MISO_W | MAPP_US | Internal | Winter | B18 | 400 | 2300 | 0 | 67.15 | 61.67 | 7 | 0
2020 | MISO_W_2_MAPP_US | MISO_W | MAPP_US | Internal | Winter | B19 | 700 | 2300 | 0 | 67.15 | 61.67 | 7 | 0
2020 | MISO_W_2_MAPP_US | MISO_W | MAPP_US | Internal | Winter | B20 | 935 | 2300 | 0 | 61.63 | 58.12 | 7 | 0
2020 | MISO_W_2_MISO_MO-IL | MISO_W | MISO_MO-IL | Internal | Shoulder | B11 | 25 | 3922 | 0.45 | 72.85 | 72.84 | 0.01 | 0
2020 | MISO_W_2_MISO_MO-IL | MISO_W | MISO_MO-IL | Internal | Shoulder | B12 | 200 | 3922 | 0.12 | 66.31 | 66.31 | 0.01 | 0
2020 | MISO_W_2_MISO_MO-IL | MISO_W | MISO_MO-IL | Internal | Shoulder | B13 | 600 | 3922 | 0 | 64.52 | 63.66 | 0.01 | 0
2020 | MISO_W_2_MISO_MO-IL | MISO_W | MISO_MO-IL | Internal | Shoulder | B14 | 900 | 3922 | 0 | 64.22 | 62.1 | 0.01 | 0
2020 | MISO_W_2_MISO_MO-IL | MISO_W | MISO_MO-IL | Internal | Shoulder | B15 | 1203 | 3922 | 0 | 60.41 | 58.81 | 0.01 | 0
2020 | MISO_W_2_MISO_MO-IL | MISO_W | MISO_MO-IL | Internal | Summer | B1 | 10 | 3922 | 0 | 104.77 | 100.77 | 0.01 | 0
2020 | MISO_W_2_MISO_MO-IL | MISO_W | MISO_MO-IL | Internal | Summer | B2 | 25 | 3922 | 0.01 | 101.89 | 100.77 | 0.01 | 0
2020 | MISO_W_2_MISO_MO-IL | MISO_W | MISO_MO-IL | Internal | Summer | B3 | 75 | 3922 | 0 | 103.15 | 100.77 | 0.01 | 0
2020 | MISO_W_2_MISO_MO-IL | MISO_W | MISO_MO-IL | Internal | Summer | B4 | 100 | 3922 | 0.13 | 97.56 | 97.55 | 0.01 | 0
2020 | MISO_W_2_MISO_MO-IL | MISO_W | MISO_MO-IL | Internal | Summer | B5 | 200 | 3922 | 0.06 | 89.71 | 89.7 | 0.01 | 0
2020 | MISO_W_2_MISO_MO-IL | MISO_W | MISO_MO-IL | Internal | Summer | B6 | 300 | 3922 | 0 | 73.76 | 69.76 | 0.01 | 0
2020 | MISO_W_2_MISO_MO-IL | MISO_W | MISO_MO-IL | Internal | Summer | B7 | 400 | 3922 | 0 | 67.25 | 66.64 | 0.01 | 0
2020 | MISO_W_2_MISO_MO-IL | MISO_W | MISO_MO-IL | Internal | Summer | B8 | 500 | 3922 | 0 | 63.03 | 61.73 | 0.01 | 0
2020 | MISO_W_2_MISO_MO-IL | MISO_W | MISO_MO-IL | Internal | Summer | B9 | 800 | 3922 | 0 | 63.03 | 60.4 | 0.01 | 0
2020 | MISO_W_2_MISO_MO-IL | MISO_W | MISO_MO-IL | Internal | Summer | B10 | 1262 | 3922 | 0 | 60.77 | 58.81 | 0.01 | 0
2020 | MISO_W_2_MISO_MO-IL | MISO_W | MISO_MO-IL | Internal | Winter | B16 | 25 | 3922 | 0 | 80.82 | 71.79 | 0.01 | 0
2020 | MISO_W_2_MISO_MO-IL | MISO_W | MISO_MO-IL | Internal | Winter | B17 | 100 | 3922 | 0 | 72.32 | 68.12 | 0.01 | 0
2020 | MISO_W_2_MISO_MO-IL | MISO_W | MISO_MO-IL | Internal | Winter | B18 | 400 | 3922 | 0 | 67.15 | 66.93 | 0.01 | 0
2020 | MISO_W_2_MISO_MO-IL | MISO_W | MISO_MO-IL | Internal | Winter | B19 | 700 | 3922 | 0 | 67.15 | 64.6 | 0.01 | 0
2020 | MISO_W_2_MISO_MO-IL | MISO_W | MISO_MO-IL | Internal | Winter | B20 | 935 | 3922 | 0 | 61.63 | 60.87 | 0.01 | 0
2020 | MISO_W_2_MISO_WUMS | MISO_W | MISO_WUMS | Internal | Shoulder | B11 | 25 | 1667 | 0 | 72.85 | 70.85 | 0.01 | 0
2020 | MISO_W_2_MISO_WUMS | MISO_W | MISO_WUMS | Internal | Shoulder | B12 | 200 | 1667 | 0.06 | 66.31 | 66.3 | 0.01 | 0
2020 | MISO_W_2_MISO_WUMS | MISO_W | MISO_WUMS | Internal | Shoulder | B13 | 600 | 1667 | 0 | 64.52 | 63.65 | 0.01 | 0
2020 | MISO_W_2_MISO_WUMS | MISO_W | MISO_WUMS | Internal | Shoulder | B14 | 900 | 1667 | 0 | 64.22 | 62.12 | 0.01 | 0
2020 | MISO_W_2_MISO_WUMS | MISO_W | MISO_WUMS | Internal | Shoulder | B15 | 1203 | 1667 | 0 | 60.41 | 58.83 | 0.01 | 0
2020 | MISO_W_2_MISO_WUMS | MISO_W | MISO_WUMS | Internal | Summer | B1 | 10 | 1667 | 0 | 104.77 | 97.67 | 0.01 | 0
2020 | MISO_W_2_MISO_WUMS | MISO_W | MISO_WUMS | Internal | Summer | B2 | 25 | 1667 | 0 | 101.89 | 97.67 | 0.01 | 0
2020 | MISO_W_2_MISO_WUMS | MISO_W | MISO_WUMS | Internal | Summer | B3 | 75 | 1667 | 0 | 103.15 | 97.67 | 0.01 | 0
2020 | MISO_W_2_MISO_WUMS | MISO_W | MISO_WUMS | Internal | Summer | B4 | 100 | 1667 | 0 | 97.56 | 70.86 | 0.01 | 0
2020 | MISO_W_2_MISO_WUMS | MISO_W | MISO_WUMS | Internal | Summer | B5 | 200 | 1667 | 0 | 89.71 | 70.63 | 0.01 | 0
2020 | MISO_W_2_MISO_WUMS | MISO_W | MISO_WUMS | Internal | Summer | B6 | 300 | 1667 | 0 | 73.76 | 66 | 0.01 | 0
2020 | MISO_W_2_MISO_WUMS | MISO_W | MISO_WUMS | Internal | Summer | B7 | 400 | 1667 | 0 | 67.25 | 60.81 | 0.01 | 0
2020 | MISO_W_2_MISO_WUMS | MISO_W | MISO_WUMS | Internal | Summer | B8 | 500 | 1667 | 0 | 63.03 | 60.81 | 0.01 | 0
2020 | MISO_W_2_MISO_WUMS | MISO_W | MISO_WUMS | Internal | Summer | B9 | 800 | 1667 | 0 | 63.03 | 60.4 | 0.01 | 0
2020 | MISO_W_2_MISO_WUMS | MISO_W | MISO_WUMS | Internal | Summer | B10 | 1262 | 1667 | 0 | 60.77 | 56.94 | 0.01 | 0
2020 | MISO_W_2_MISO_WUMS | MISO_W | MISO_WUMS | Internal | Winter | B16 | 25 | 1667 | 0 | 80.82 | 71.3 | 0.01 | 0
2020 | MISO_W_2_MISO_WUMS | MISO_W | MISO_WUMS | Internal | Winter | B17 | 100 | 1667 | 0 | 72.32 | 68.1 | 0.01 | 0
2020 | MISO_W_2_MISO_WUMS | MISO_W | MISO_WUMS | Internal | Winter | B18 | 400 | 1667 | 0 | 67.15 | 66.29 | 0.01 | 0
2020 | MISO_W_2_MISO_WUMS | MISO_W | MISO_WUMS | Internal | Winter | B19 | 700 | 1667 | 0 | 67.15 | 64.59 | 0.01 | 0
2020 | MISO_W_2_MISO_WUMS | MISO_W | MISO_WUMS | Internal | Winter | B20 | 935 | 1667 | 0 | 61.63 | 60.88 | 0.01 | 0
2020 | MISO_W_2_NE | MISO_W | NE | Internal | Shoulder | B11 | 25 | 5289 | 0 | 72.85 | 67.85 | 7 | 0
2020 | MISO_W_2_NE | MISO_W | NE | Internal | Shoulder | B12 | 200 | 5289 | 0 | 66.31 | 61.31 | 7 | 0
2020 | MISO_W_2_NE | MISO_W | NE | Internal | Shoulder | B13 | 600 | 5289 | 0 | 64.52 | 59.52 | 7 | 0
2020 | MISO_W_2_NE | MISO_W | NE | Internal | Shoulder | B14 | 900 | 5289 | 0 | 64.22 | 57.09 | 7 | 0
2020 | MISO_W_2_NE | MISO_W | NE | Internal | Shoulder | B15 | 1203 | 5289 | 0 | 60.41 | 52.99 | 7 | 0
2020 | MISO_W_2_NE | MISO_W | NE | Internal | Summer | B1 | 10 | 5289 | 0 | 104.77 | 99.77 | 7 | 0
2020 | MISO_W_2_NE | MISO_W | NE | Internal | Summer | B2 | 25 | 5289 | 0 | 101.89 | 96.89 | 7 | 0
2020 | MISO_W_2_NE | MISO_W | NE | Internal | Summer | B3 | 75 | 5289 | 0 | 103.15 | 98.15 | 7 | 0
2020 | MISO_W_2_NE | MISO_W | NE | Internal | Summer | B4 | 100 | 5289 | 0 | 97.56 | 92.86 | 7 | 0
2020 | MISO_W_2_NE | MISO_W | NE | Internal | Summer | B5 | 200 | 5289 | 0 | 89.71 | 87.47 | 7 | 0
2020 | MISO_W_2_NE | MISO_W | NE | Internal | Summer | B6 | 300 | 5289 | 0 | 73.76 | 68.76 | 7 | 0
2020 | MISO_W_2_NE | MISO_W | NE | Internal | Summer | B7 | 400 | 5289 | 0 | 67.25 | 62.25 | 7 | 0
2020 | MISO_W_2_NE | MISO_W | NE | Internal | Summer | B8 | 500 | 5289 | 0 | 63.03 | 58.03 | 7 | 0
2020 | MISO_W_2_NE | MISO_W | NE | Internal | Summer | B9 | 800 | 5289 | 0 | 63.03 | 58.03 | 7 | 0
2020 | MISO_W_2_NE | MISO_W | NE | Internal | Summer | B10 | 1262 | 5289 | 0 | 60.77 | 55.77 | 7 | 0
2020 | MISO_W_2_NE | MISO_W | NE | Internal | Winter | B16 | 25 | 5289 | 0 | 80.82 | 59.52 | 7 | 0
2020 | MISO_W_2_NE | MISO_W | NE | Internal | Winter | B17 | 100 | 5289 | 0 | 72.32 | 60.32 | 7 | 0
2020 | MISO_W_2_NE | MISO_W | NE | Internal | Winter | B18 | 400 | 5289 | 0 | 67.15 | 59.59 | 7 | 0
2020 | MISO_W_2_NE | MISO_W | NE | Internal | Winter | B19 | 700 | 5289 | 0 | 67.15 | 59.59 | 7 | 0
2020 | MISO_W_2_NE | MISO_W | NE | Internal | Winter | B20 | 935 | 5289 | 0 | 61.63 | 53.12 | 7 | 0
2020 | MISO_W_2_PJM_ROR | MISO_W | PJM_ROR | Internal | Shoulder | B11 | 25 | 13193 | 0 | 72.85 | 73.34 | 2 | 0
2020 | MISO_W_2_PJM_ROR | MISO_W | PJM_ROR | Internal | Shoulder | B12 | 200 | 13193 | 306.63 | 66.31 | 68.31 | 2 | 0
2020 | MISO_W_2_PJM_ROR | MISO_W | PJM_ROR | Internal | Shoulder | B13 | 600 | 13193 | 0 | 64.52 | 65.66 | 2 | 0
2020 | MISO_W_2_PJM_ROR | MISO_W | PJM_ROR | Internal | Shoulder | B14 | 900 | 13193 | 0 | 64.22 | 64.12 | 2 | 0
2020 | MISO_W_2_PJM_ROR | MISO_W | PJM_ROR | Internal | Shoulder | B15 | 1203 | 13193 | 0.02 | 60.41 | 62.4 | 2 | 0
2020 | MISO_W_2_PJM_ROR | MISO_W | PJM_ROR | Internal | Summer | B1 | 10 | 13193 | 0 | 104.77 | 102.77 | 2 | 0
2020 | MISO_W_2_PJM_ROR | MISO_W | PJM_ROR | Internal | Summer | B2 | 25 | 13193 | 0 | 101.89 | 101.87 | 2 | 0
2020 | MISO_W_2_PJM_ROR | MISO_W | PJM_ROR | Internal | Summer | B3 | 75 | 13193 | 0 | 103.15 | 101.15 | 2 | 0
2020 | MISO_W_2_PJM_ROR | MISO_W | PJM_ROR | Internal | Summer | B4 | 100 | 13193 | 0 | 97.56 | 95.56 | 2 | 0
2020 | MISO_W_2_PJM_ROR | MISO_W | PJM_ROR | Internal | Summer | B5 | 200 | 13193 | 0 | 89.71 | 87.71 | 2 | 0
2020 | MISO_W_2_PJM_ROR | MISO_W | PJM_ROR | Internal | Summer | B6 | 300 | 13193 | 0 | 73.76 | 71.76 | 2 | 0
2020 | MISO_W_2_PJM_ROR | MISO_W | PJM_ROR | Internal | Summer | B7 | 400 | 13193 | 0 | 67.25 | 65.25 | 2 | 0
2020 | MISO_W_2_PJM_ROR | MISO_W | PJM_ROR | Internal | Summer | B8 | 500 | 13193 | 0 | 63.03 | 63.73 | 2 | 0
2020 | MISO_W_2_PJM_ROR | MISO_W | PJM_ROR | Internal | Summer | B9 | 800 | 13193 | 0 | 63.03 | 62.4 | 2 | 0
2020 | MISO_W_2_PJM_ROR | MISO_W | PJM_ROR | Internal | Summer | B10 | 1262 | 13193 | 0 | 60.77 | 61.01 | 2 | 0
2020 | MISO_W_2_PJM_ROR | MISO_W | PJM_ROR | Internal | Winter | B16 | 25 | 13193 | 5306.48 | 80.82 | 82.82 | 2 | 0
2020 | MISO_W_2_PJM_ROR | MISO_W | PJM_ROR | Internal | Winter | B17 | 100 | 13193 | 4630.39 | 72.32 | 74.32 | 2 | 0
2020 | MISO_W_2_PJM_ROR | MISO_W | PJM_ROR | Internal | Winter | B18 | 400 | 13193 | 0 | 67.15 | 68.93 | 2 | 0
2020 | MISO_W_2_PJM_ROR | MISO_W | PJM_ROR | Internal | Winter | B19 | 700 | 13193 | 0 | 67.15 | 66.59 | 2 | 0
2020 | MISO_W_2_PJM_ROR | MISO_W | PJM_ROR | Internal | Winter | B20 | 935 | 13193 | 381.8 | 61.63 | 63.63 | 2 | 0
2020 | MISO_W_2_SPP_N | MISO_W | SPP_N | Internal | Shoulder | B11 | 25 | 3537 | 0 | 72.85 | 67.84 | 7 | 0
2020 | MISO_W_2_SPP_N | MISO_W | SPP_N | Internal | Shoulder | B12 | 200 | 3537 | 0 | 66.31 | 61.31 | 7 | 0
2020 | MISO_W_2_SPP_N | MISO_W | SPP_N | Internal | Shoulder | B13 | 600 | 3537 | 0 | 64.52 | 60.51 | 7 | 0
2020 | MISO_W_2_SPP_N | MISO_W | SPP_N | Internal | Shoulder | B14 | 900 | 3537 | 0 | 64.22 | 57.1 | 7 | 0
2020 | MISO_W_2_SPP_N | MISO_W | SPP_N | Internal | Shoulder | B15 | 1203 | 3537 | 0 | 60.41 | 53.01 | 7 | 0
2020 | MISO_W_2_SPP_N | MISO_W | SPP_N | Internal | Summer | B1 | 10 | 3537 | 0 | 104.77 | 95.77 | 7 | 0
2020 | MISO_W_2_SPP_N | MISO_W | SPP_N | Internal | Summer | B2 | 25 | 3537 | 0 | 101.89 | 96.89 | 7 | 0
2020 | MISO_W_2_SPP_N | MISO_W | SPP_N | Internal | Summer | B3 | 75 | 3537 | 0 | 103.15 | 98.16 | 7 | 0
2020 | MISO_W_2_SPP_N | MISO_W | SPP_N | Internal | Summer | B4 | 100 | 3537 | 0 | 97.56 | 92.88 | 7 | 0
2020 | MISO_W_2_SPP_N | MISO_W | SPP_N | Internal | Summer | B5 | 200 | 3537 | 0 | 89.71 | 87.48 | 7 | 0
2020 | MISO_W_2_SPP_N | MISO_W | SPP_N | Internal | Summer | B6 | 300 | 3537 | 0 | 73.76 | 68.77 | 7 | 0
2020 | MISO_W_2_SPP_N | MISO_W | SPP_N | Internal | Summer | B7 | 400 | 3537 | 0 | 67.25 | 64.82 | 7 | 0
2020 | MISO_W_2_SPP_N | MISO_W | SPP_N | Internal | Summer | B8 | 500 | 3537 | 0 | 63.03 | 62.71 | 7 | 0
2020 | MISO_W_2_SPP_N | MISO_W | SPP_N | Internal | Summer | B9 | 800 | 3537 | 0 | 63.03 | 61.28 | 7 | 0
2020 | MISO_W_2_SPP_N | MISO_W | SPP_N | Internal | Summer | B10 | 1262 | 3537 | 0 | 60.77 | 55.78 | 7 | 0
2020 | MISO_W_2_SPP_N | MISO_W | SPP_N | Internal | Winter | B16 | 25 | 3537 | 0 | 80.82 | 66.74 | 7 | 0
2020 | MISO_W_2_SPP_N | MISO_W | SPP_N | Internal | Winter | B17 | 100 | 3537 | 0 | 72.32 | 63.12 | 7 | 0
2020 | MISO_W_2_SPP_N | MISO_W | SPP_N | Internal | Winter | B18 | 400 | 3537 | 0 | 67.15 | 62.21 | 7 | 0
2020 | MISO_W_2_SPP_N | MISO_W | SPP_N | Internal | Winter | B19 | 700 | 3537 | 0 | 67.15 | 59.6 | 7 | 0
2020 | MISO_W_2_SPP_N | MISO_W | SPP_N | Internal | Winter | B20 | 935 | 3537 | 0 | 61.63 | 55.87 | 7 | 0
2020 | MISO_WUMS_2_MISO_MI | MISO_WUMS | MISO_MI | Internal | Shoulder | B11 | 25 | 787 | 786.98 | 70.85 | 71.33 | 0.01 | 0.46
2020 | MISO_WUMS_2_MISO_MI | MISO_WUMS | MISO_MI | Internal | Shoulder | B12 | 200 | 787 | 209 | 66.3 | 66.31 | 0.01 | 0
2020 | MISO_WUMS_2_MISO_MI | MISO_WUMS | MISO_MI | Internal | Shoulder | B13 | 600 | 787 | 159.31 | 63.65 | 63.66 | 0.01 | 0
2020 | MISO_WUMS_2_MISO_MI | MISO_WUMS | MISO_MI | Internal | Shoulder | B14 | 900 | 787 | 0.01 | 62.12 | 62.1 | 0.01 | 0
2020 | MISO_WUMS_2_MISO_MI | MISO_WUMS | MISO_MI | Internal | Shoulder | B15 | 1203 | 787 | 0.01 | 58.83 | 58.81 | 0.01 | 0
2020 | MISO_WUMS_2_MISO_MI | MISO_WUMS | MISO_MI | Internal | Summer | B1 | 10 | 787 | 786.99 | 97.67 | 100.45 | 0.01 | 2.77
2020 | MISO_WUMS_2_MISO_MI | MISO_WUMS | MISO_MI | Internal | Summer | B2 | 25 | 787 | 786.99 | 97.67 | 99.87 | 0.01 | 2.2
2020 | MISO_WUMS_2_MISO_MI | MISO_WUMS | MISO_MI | Internal | Summer | B3 | 75 | 787 | 787 | 97.67 | 99.09 | 0.01 | 1.41
2020 | MISO_WUMS_2_MISO_MI | MISO_WUMS | MISO_MI | Internal | Summer | B4 | 100 | 787 | 787 | 70.86 | 81.55 | 0.01 | 10.68
2020 | MISO_WUMS_2_MISO_MI | MISO_WUMS | MISO_MI | Internal | Summer | B5 | 200 | 787 | 787 | 70.63 | 75.47 | 0.01 | 4.83
2020 | MISO_WUMS_2_MISO_MI | MISO_WUMS | MISO_MI | Internal | Summer | B6 | 300 | 787 | 267.73 | 66 | 66.01 | 0.01 | 0
2020 | MISO_WUMS_2_MISO_MI | MISO_WUMS | MISO_MI | Internal | Summer | B7 | 400 | 787 | 787 | 60.81 | 63.25 | 0.01 | 2.42
2020 | MISO_WUMS_2_MISO_MI | MISO_WUMS | MISO_MI | Internal | Summer | B8 | 500 | 787 | 787 | 60.81 | 61.2 | 0.01 | 0.38
2020 | MISO_WUMS_2_MISO_MI | MISO_WUMS | MISO_MI | Internal | Summer | B9 | 800 | 787 | 0.03 | 60.4 | 60.4 | 0.01 | 0
2020 | MISO_WUMS_2_MISO_MI | MISO_WUMS | MISO_MI | Internal | Summer | B10 | 1262 | 787 | 787 | 56.94 | 58.81 | 0.01 | 1.87
2020 | MISO_WUMS_2_MISO_MI | MISO_WUMS | MISO_MI | Internal | Winter | B16 | 25 | 787 | 786.98 | 71.3 | 71.77 | 0.01 | 0.46
2020 | MISO_WUMS_2_MISO_MI | MISO_WUMS | MISO_MI | Internal | Winter | B17 | 100 | 787 | 0.13 | 68.1 | 68.09 | 0.01 | 0
2020 | MISO_WUMS_2_MISO_MI | MISO_WUMS | MISO_MI | Internal | Winter | B18 | 400 | 787 | 0.03 | 66.29 | 66.28 | 0.01 | 0
2020 | MISO_WUMS_2_MISO_MI | MISO_WUMS | MISO_MI | Internal | Winter | B19 | 700 | 787 | 0.02 | 64.59 | 64.58 | 0.01 | 0
2020 | MISO_WUMS_2_MISO_MI | MISO_WUMS | MISO_MI | Internal | Winter | B20 | 935 | 787 | 0.01 | 60.88 | 60.87 | 0.01 | 0
2020 | MISO_WUMS_2_MISO_W | MISO_WUMS | MISO_W | Internal | Shoulder | B11 | 25 | 1175 | 1174.99 | 70.85 | 72.85 | 0.01 | 1.99
2020 | MISO_WUMS_2_MISO_W | MISO_WUMS | MISO_W | Internal | Shoulder | B12 | 200 | 1175 | 881.01 | 66.3 | 66.31 | 0.01 | 0
2020 | MISO_WUMS_2_MISO_W | MISO_WUMS | MISO_W | Internal | Shoulder | B13 | 600 | 1175 | 1175 | 63.65 | 64.52 | 0.01 | 0.86
2020 | MISO_WUMS_2_MISO_W | MISO_WUMS | MISO_W | Internal | Shoulder | B14 | 900 | 1175 | 1175 | 62.12 | 64.22 | 0.01 | 2.09
2020 | MISO_WUMS_2_MISO_W | MISO_WUMS | MISO_W | Internal | Shoulder | B15 | 1203 | 1175 | 1175 | 58.83 | 60.41 | 0.01 | 1.57
2020 | MISO_WUMS_2_MISO_W | MISO_WUMS | MISO_W | Internal | Summer | B1 | 10 | 1175 | 1175 | 97.67 | 104.77 | 0.01 | 7.09
2020 | MISO_WUMS_2_MISO_W | MISO_WUMS | MISO_W | Internal | Summer | B2 | 25 | 1175 | 1175 | 97.67 | 101.89 | 0.01 | 4.21
2020 | MISO_WUMS_2_MISO_W | MISO_WUMS | MISO_W | Internal | Summer | B3 | 75 | 1175 | 1175 | 97.67 | 103.15 | 0.01 | 5.47
2020 | MISO_WUMS_2_MISO_W | MISO_WUMS | MISO_W | Internal | Summer | B4 | 100 | 1175 | 1175 | 70.86 | 97.56 | 0.01 | 26.69
2020 | MISO_WUMS_2_MISO_W | MISO_WUMS | MISO_W | Internal | Summer | B5 | 200 | 1175 | 1175 | 70.63 | 89.71 | 0.01 | 19.07
2020 | MISO_WUMS_2_MISO_W | MISO_WUMS | MISO_W | Internal | Summer | B6 | 300 | 1175 | 1175 | 66 | 73.76 | 0.01 | 7.75
2020 | MISO_WUMS_2_MISO_W | MISO_WUMS | MISO_W | Internal | Summer | B7 | 400 | 1175 | 1175 | 60.81 | 67.25 | 0.01 | 6.42
2020 | MISO_WUMS_2_MISO_W | MISO_WUMS | MISO_W | Internal | Summer | B8 | 500 | 1175 | 1175 | 60.81 | 63.03 | 0.01 | 2.21
2020 | MISO_WUMS_2_MISO_W | MISO_WUMS | MISO_W | Internal | Summer | B9 | 800 | 1175 | 1175 | 60.4 | 63.03 | 0.01 | 2.63
2020 | MISO_WUMS_2_MISO_W | MISO_WUMS | MISO_W | Internal | Summer | B10 | 1262 | 1175 | 1175 | 56.94 | 60.77 | 0.01 | 3.83
2020 | MISO_WUMS_2_MISO_W | MISO_WUMS | MISO_W | Internal | Winter | B16 | 25 | 1175 | 1175 | 71.3 | 80.82 | 0.01 | 9.52
2020 | MISO_WUMS_2_MISO_W | MISO_WUMS | MISO_W | Internal | Winter | B17 | 100 | 1175 | 1175 | 68.1 | 72.32 | 0.01 | 4.21
2020 | MISO_WUMS_2_MISO_W | MISO_WUMS | MISO_W | Internal | Winter | B18 | 400 | 1175 | 1175 | 66.29 | 67.15 | 0.01 | 0.85
2020 | MISO_WUMS_2_MISO_W | MISO_WUMS | MISO_W | Internal | Winter | B19 | 700 | 1175 | 1175 | 64.59 | 67.15 | 0.01 | 2.55
2020 | MISO_WUMS_2_MISO_W | MISO_WUMS | MISO_W | Internal | Winter | B20 | 935 | 1175 | 1175 | 60.88 | 61.63 | 0.01 | 0.74
2020 | MISO_WUMS_2_PJM_ROR | MISO_WUMS | PJM_ROR | Internal | Shoulder | B11 | 25 | 1600 | 1599.98 | 70.85 | 73.34 | 2 | 0.49
2020 | MISO_WUMS_2_PJM_ROR | MISO_WUMS | PJM_ROR | Internal | Shoulder | B12 | 200 | 1600 | 1599.88 | 66.3 | 68.31 | 2 | 0.01
2020 | MISO_WUMS_2_PJM_ROR | MISO_WUMS | PJM_ROR | Internal | Shoulder | B13 | 600 | 1600 | 1599.95 | 63.65 | 65.66 | 2 | 0.01
2020 | MISO_WUMS_2_PJM_ROR | MISO_WUMS | PJM_ROR | Internal | Shoulder | B14 | 900 | 1600 | 823.29 | 62.12 | 64.12 | 2 | 0
2020 | MISO_WUMS_2_PJM_ROR | MISO_WUMS | PJM_ROR | Internal | Shoulder | B15 | 1203 | 1600 | 1600 | 58.83 | 62.4 | 2 | 1.57
2020 | MISO_WUMS_2_PJM_ROR | MISO_WUMS | PJM_ROR | Internal | Summer | B1 | 10 | 1600 | 1599.99 | 97.67 | 102.77 | 2 | 3.11
2020 | MISO_WUMS_2_PJM_ROR | MISO_WUMS | PJM_ROR | Internal | Summer | B2 | 25 | 1600 | 1599.99 | 97.67 | 101.87 | 2 | 2.21
2020 | MISO_WUMS_2_PJM_ROR | MISO_WUMS | PJM_ROR | Internal | Summer | B3 | 75 | 1600 | 1600 | 97.67 | 101.15 | 2 | 1.48
2020 | MISO_WUMS_2_PJM_ROR | MISO_WUMS | PJM_ROR | Internal | Summer | B4 | 100 | 1600 | 1600 | 70.86 | 95.56 | 2 | 22.7
2020 | MISO_WUMS_2_PJM_ROR | MISO_WUMS | PJM_ROR | Internal | Summer | B5 | 200 | 1600 | 1600 | 70.63 | 87.71 | 2 | 15.08
2020 | MISO_WUMS_2_PJM_ROR | MISO_WUMS | PJM_ROR | Internal | Summer | B6 | 300 | 1600 | 1600 | 66 | 71.76 | 2 | 3.76
2020 | MISO_WUMS_2_PJM_ROR | MISO_WUMS | PJM_ROR | Internal | Summer | B7 | 400 | 1600 | 1600 | 60.81 | 65.25 | 2 | 2.43
2020 | MISO_WUMS_2_PJM_ROR | MISO_WUMS | PJM_ROR | Internal | Summer | B8 | 500 | 1600 | 1600 | 60.81 | 63.73 | 2 | 0.92
2020 | MISO_WUMS_2_PJM_ROR | MISO_WUMS | PJM_ROR | Internal | Summer | B9 | 800 | 1600 | 904.72 | 60.4 | 62.4 | 2 | 0
2020 | MISO_WUMS_2_PJM_ROR | MISO_WUMS | PJM_ROR | Internal | Summer | B10 | 1262 | 1600 | 1600 | 56.94 | 61.01 | 2 | 2.07
2020 | MISO_WUMS_2_PJM_ROR | MISO_WUMS | PJM_ROR | Internal | Winter | B16 | 25 | 1600 | 1600 | 71.3 | 82.82 | 2 | 9.53
2020 | MISO_WUMS_2_PJM_ROR | MISO_WUMS | PJM_ROR | Internal | Winter | B17 | 100 | 1600 | 1600 | 68.1 | 74.32 | 2 | 4.22
2020 | MISO_WUMS_2_PJM_ROR | MISO_WUMS | PJM_ROR | Internal | Winter | B18 | 400 | 1600 | 1600 | 66.29 | 68.93 | 2 | 0.65
2020 | MISO_WUMS_2_PJM_ROR | MISO_WUMS | PJM_ROR | Internal | Winter | B19 | 700 | 1600 | 1052.67 | 64.59 | 66.59 | 2 | 0
2020 | MISO_WUMS_2_PJM_ROR | MISO_WUMS | PJM_ROR | Internal | Winter | B20 | 935 | 1600 | 1600 | 60.88 | 63.63 | 2 | 0.75
2020 | NE_2_MAPP_US | NE | MAPP_US | Internal | Shoulder | B11 | 25 | 1600 | 0 | 67.85 | 65.85 | 5 | 0
2020 | NE_2_MAPP_US | NE | MAPP_US | Internal | Shoulder | B12 | 200 | 1600 | 0 | 61.31 | 59.31 | 5 | 0
2020 | NE_2_MAPP_US | NE | MAPP_US | Internal | Shoulder | B13 | 600 | 1600 | 0 | 59.52 | 57.52 | 5 | 0
2020 | NE_2_MAPP_US | NE | MAPP_US | Internal | Shoulder | B14 | 900 | 1600 | 0 | 57.09 | 57.52 | 5 | 0
2020 | NE_2_MAPP_US | NE | MAPP_US | Internal | Shoulder | B15 | 1203 | 1600 | 0 | 52.99 | 57.21 | 5 | 0
2020 | NE_2_MAPP_US | NE | MAPP_US | Internal | Summer | B1 | 10 | 1600 | 0 | 99.77 | 97.77 | 5 | 0
2020 | NE_2_MAPP_US | NE | MAPP_US | Internal | Summer | B2 | 25 | 1600 | 0 | 96.89 | 94.89 | 5 | 0
2020 | NE_2_MAPP_US | NE | MAPP_US | Internal | Summer | B3 | 75 | 1600 | 0 | 98.15 | 96.15 | 5 | 0
2020 | NE_2_MAPP_US | NE | MAPP_US | Internal | Summer | B4 | 100 | 1600 | 0 | 92.86 | 90.56 | 5 | 0
2020 | NE_2_MAPP_US | NE | MAPP_US | Internal | Summer | B5 | 200 | 1600 | 0 | 87.47 | 82.71 | 5 | 0
2020 | NE_2_MAPP_US | NE | MAPP_US | Internal | Summer | B6 | 300 | 1600 | 0 | 68.76 | 66.76 | 5 | 0
2020 | NE_2_MAPP_US | NE | MAPP_US | Internal | Summer | B7 | 400 | 1600 | 0 | 62.25 | 60.25 | 5 | 0
2020 | NE_2_MAPP_US | NE | MAPP_US | Internal | Summer | B8 | 500 | 1600 | 0 | 58.03 | 56.03 | 5 | 0
2020 | NE_2_MAPP_US | NE | MAPP_US | Internal | Summer | B9 | 800 | 1600 | 0 | 58.03 | 56.03 | 5 | 0
2020 | NE_2_MAPP_US | NE | MAPP_US | Internal | Summer | B10 | 1262 | 1600 | 0 | 55.77 | 55.45 | 5 | 0
2020 | NE_2_MAPP_US | NE | MAPP_US | Internal | Winter | B16 | 25 | 1600 | 1392.43 | 59.52 | 64.52 | 5 | 0
2020 | NE_2_MAPP_US | NE | MAPP_US | Internal | Winter | B17 | 100 | 1600 | 971.3 | 60.32 | 65.32 | 5 | 0
2020 | NE_2_MAPP_US | NE | MAPP_US | Internal | Winter | B18 | 400 | 1600 | 0 | 59.59 | 61.67 | 5 | 0
2020 | NE_2_MAPP_US | NE | MAPP_US | Internal | Winter | B19 | 700 | 1600 | 0 | 59.59 | 61.67 | 5 | 0
2020 | NE_2_MAPP_US | NE | MAPP_US | Internal | Winter | B20 | 935 | 1600 | 260.02 | 53.12 | 58.12 | 5 | 0
2020 | NE_2_MISO_W | NE | MISO_W | Internal | Shoulder | B11 | 25 | 4089 | 2509.83 | 67.85 | 72.85 | 5 | 0
2020 | NE_2_MISO_W | NE | MISO_W | Internal | Shoulder | B12 | 200 | 4089 | 4057.19 | 61.31 | 66.31 | 5 | 0
2020 | NE_2_MISO_W | NE | MISO_W | Internal | Shoulder | B13 | 600 | 4089 | 3128.87 | 59.52 | 64.52 | 5 | 0
2020 | NE_2_MISO_W | NE | MISO_W | Internal | Shoulder | B14 | 900 | 4089 | 4089 | 57.09 | 64.22 | 5 | 2.13
2020 | NE_2_MISO_W | NE | MISO_W | Internal | Shoulder | B15 | 1203 | 4089 | 4089 | 52.99 | 60.41 | 5 | 2.42
2020 | NE_2_MISO_W | NE | MISO_W | Internal | Summer | B1 | 10 | 4089 | 1439.58 | 99.77 | 104.77 | 5 | 0
2020 | NE_2_MISO_W | NE | MISO_W | Internal | Summer | B2 | 25 | 4089 | 3213.87 | 96.89 | 101.89 | 5 | 0
2020 | NE_2_MISO_W | NE | MISO_W | Internal | Summer | B3 | 75 | 4089 | 1507.48 | 98.15 | 103.15 | 5 | 0
2020 | NE_2_MISO_W | NE | MISO_W | Internal | Summer | B4 | 100 | 4089 | 0 | 92.86 | 97.56 | 5 | 0
2020 | NE_2_MISO_W | NE | MISO_W | Internal | Summer | B5 | 200 | 4089 | 0 | 87.47 | 89.71 | 5 | 0
2020 | NE_2_MISO_W | NE | MISO_W | Internal | Summer | B6 | 300 | 4089 | 1578.37 | 68.76 | 73.76 | 5 | 0
2020 | NE_2_MISO_W | NE | MISO_W | Internal | Summer | B7 | 400 | 4089 | 126.1 | 62.25 | 67.25 | 5 | 0
2020 | NE_2_MISO_W | NE | MISO_W | Internal | Summer | B8 | 500 | 4089 | 1042.69 | 58.03 | 63.03 | 5 | 0
2020 | NE_2_MISO_W | NE | MISO_W | Internal | Summer | B9 | 800 | 4089 | 1336.16 | 58.03 | 63.03 | 5 | 0
2020 | NE_2_MISO_W | NE | MISO_W | Internal | Summer | B10 | 1262 | 4089 | 3923.66 | 55.77 | 60.77 | 5 | 0
2020 | NE_2_MISO_W | NE | MISO_W | Internal | Winter | B16 | 25 | 4089 | 4089 | 59.52 | 80.82 | 5 | 16.31
2020 | NE_2_MISO_W | NE | MISO_W | Internal | Winter | B17 | 100 | 4089 | 4089 | 60.32 | 72.32 | 5 | 7
2020 | NE_2_MISO_W | NE | MISO_W | Internal | Winter | B18 | 400 | 4089 | 4089 | 59.59 | 67.15 | 5 | 2.56
2020 | NE_2_MISO_W | NE | MISO_W | Internal | Winter | B19 | 700 | 4089 | 4089 | 59.59 | 67.15 | 5 | 2.56
2020 | NE_2_MISO_W | NE | MISO_W | Internal | Winter | B20 | 935 | 4089 | 4089 | 53.12 | 61.63 | 5 | 3.51
2020 | NE_2_SPP_N | NE | SPP_N | Internal | Shoulder | B11 | 25 | 1960 | 0.45 | 67.85 | 67.84 | 0.01 | 0
2020 | NE_2_SPP_N | NE | SPP_N | Internal | Shoulder | B12 | 200 | 1960 | 0.15 | 61.31 | 61.31 | 0.01 | 0
2020 | NE_2_SPP_N | NE | SPP_N | Internal | Shoulder | B13 | 600 | 1960 | 1960 | 59.52 | 60.51 | 0.01 | 0.98
2020 | NE_2_SPP_N | NE | SPP_N | Internal | Shoulder | B14 | 900 | 1960 | 846.25 | 57.09 | 57.1 | 0.01 | 0
2020 | NE_2_SPP_N | NE | SPP_N | Internal | Shoulder | B15 | 1203 | 1960 | 1857.53 | 52.99 | 53.01 | 0.01 | 0
2020 | NE_2_SPP_N | NE | SPP_N | Internal | Summer | B1 | 10 | 1960 | 0 | 99.77 | 95.77 | 0.01 | 0
2020 | NE_2_SPP_N | NE | SPP_N | Internal | Summer | B2 | 25 | 1960 | 0.76 | 96.89 | 96.89 | 0.01 | 0
2020 | NE_2_SPP_N | NE | SPP_N | Internal | Summer | B3 | 75 | 1960 | 251.19 | 98.15 | 98.16 | 0.01 | 0
2020 | NE_2_SPP_N | NE | SPP_N | Internal | Summer | B4 | 100 | 1960 | 1143.94 | 92.86 | 92.88 | 0.01 | 0
2020 | NE_2_SPP_N | NE | SPP_N | Internal | Summer | B5 | 200 | 1960 | 1621.55 | 87.47 | 87.48 | 0.01 | 0
2020 | NE_2_SPP_N | NE | SPP_N | Internal | Summer | B6 | 300 | 1960 | 169.78 | 68.76 | 68.77 | 0.01 | 0
2020 | NE_2_SPP_N | NE | SPP_N | Internal | Summer | B7 | 400 | 1960 | 1960 | 62.25 | 64.82 | 0.01 | 2.56
2020 | NE_2_SPP_N | NE | SPP_N | Internal | Summer | B8 | 500 | 1960 | 1960 | 58.03 | 62.71 | 0.01 | 4.66
2020 | NE_2_SPP_N | NE | SPP_N | Internal | Summer | B9 | 800 | 1960 | 1960 | 58.03 | 61.28 | 0.01 | 3.23
2020 | NE_2_SPP_N | NE | SPP_N | Internal | Summer | B10 | 1262 | 1960 | 633.31 | 55.77 | 55.78 | 0.01 | 0
2020 | NE_2_SPP_N | NE | SPP_N | Internal | Winter | B16 | 25 | 1960 | 1960 | 59.52 | 66.74 | 0.01 | 7.22
2020 | NE_2_SPP_N | NE | SPP_N | Internal | Winter | B17 | 100 | 1960 | 1960 | 60.32 | 63.12 | 0.01 | 2.78
2020 | NE_2_SPP_N | NE | SPP_N | Internal | Winter | B18 | 400 | 1960 | 1960 | 59.59 | 62.21 | 0.01 | 2.61
2020 | NE_2_SPP_N | NE | SPP_N | Internal | Winter | B19 | 700 | 1960 | 1393.32 | 59.59 | 59.6 | 0.01 | 0
2020 | NE_2_SPP_N | NE | SPP_N | Internal | Winter | B20 | 935 | 1960 | 1960 | 53.12 | 55.87 | 0.01 | 2.73
2020 | NEISO_2_NYISO_A-F | NEISO | NYISO_A-F | Internal | Shoulder | B11 | 25 | 600 | 599.99 | 61.51 | 65.35 | 3 | 0.84
2020 | NEISO_2_NYISO_A-F | NEISO | NYISO_A-F | Internal | Shoulder | B12 | 200 | 600 | 125.8 | 61.51 | 64.51 | 3 | 0
2020 | NEISO_2_NYISO_A-F | NEISO | NYISO_A-F | Internal | Shoulder | B13 | 600 | 600 | 0.02 | 61.51 | 64.49 | 3 | 0
2020 | NEISO_2_NYISO_A-F | NEISO | NYISO_A-F | Internal | Shoulder | B14 | 900 | 600 | 0 | 61.51 | 64.03 | 3 | 0
2020 | NEISO_2_NYISO_A-F | NEISO | NYISO_A-F | Internal | Shoulder | B15 | 1203 | 600 | 0 | 61.51 | 62.8 | 3 | 0
2020 | NEISO_2_NYISO_A-F | NEISO | NYISO_A-F | Internal | Summer | B1 | 10 | 600 | 0.05 | 94.39 | 96.87 | 3 | 0
2020 | NEISO_2_NYISO_A-F | NEISO | NYISO_A-F | Internal | Summer | B2 | 25 | 600 | 0.47 | 90.91 | 93.89 | 3 | 0
2020 | NEISO_2_NYISO_A-F | NEISO | NYISO_A-F | Internal | Summer | B3 | 75 | 600 | 600 | 80.55 | 84.52 | 3 | 0.97
2020 | NEISO_2_NYISO_A-F | NEISO | NYISO_A-F | Internal | Summer | B4 | 100 | 600 | 600 | 65.15 | 83.53 | 3 | 15.37
2020 | NEISO_2_NYISO_A-F | NEISO | NYISO_A-F | Internal | Summer | B5 | 200 | 600 | 600 | 62.75 | 79.72 | 3 | 13.97
2020 | NEISO_2_NYISO_A-F | NEISO | NYISO_A-F | Internal | Summer | B6 | 300 | 600 | 600 | 58.63 | 63.77 | 3 | 2.14
2020 | NEISO_2_NYISO_A-F | NEISO | NYISO_A-F | Internal | Summer | B7 | 400 | 600 | 600 | 58.63 | 62.49 | 3 | 0.86
2020 | NEISO_2_NYISO_A-F | NEISO | NYISO_A-F | Internal | Summer | B8 | 500 | 600 | 288.33 | 58.63 | 61.63 | 3 | 0
2020 | NEISO_2_NYISO_A-F | NEISO | NYISO_A-F | Internal | Summer | B9 | 800 | 600 | 0.02 | 58.63 | 61.61 | 3 | 0
2020 | NEISO_2_NYISO_A-F | NEISO | NYISO_A-F | Internal | Summer | B10 | 1262 | 600 | 0.01 | 58.63 | 61.61 | 3 | 0
2020 | NEISO_2_NYISO_A-F | NEISO | NYISO_A-F | Internal | Winter | B16 | 25 | 600 | 508.72 | 70.44 | 73.44 | 3 | 0
2020 | NEISO_2_NYISO_A-F | NEISO | NYISO_A-F | Internal | Winter | B17 | 100 | 600 | 0 | 70.44 | 69.78 | 3 | 0
2020 | NEISO_2_NYISO_A-F | NEISO | NYISO_A-F | Internal | Winter | B18 | 400 | 600 | 0 | 70.44 | 69.69 | 3 | 0
2020 | NEISO_2_NYISO_A-F | NEISO | NYISO_A-F | Internal | Winter | B19 | 700 | 600 | 0 | 70.44 | 69.69 | 3 | 0
2020 | NEISO_2_NYISO_A-F | NEISO | NYISO_A-F | Internal | Winter | B20 | 935 | 600 | 0 | 70.44 | 69.69 | 3 | 0
2020 | NEISO_2_NYISO_G-I | NEISO | NYISO_G-I | Internal | Shoulder | B11 | 25 | 600 | 599.99 | 61.51 | 65.36 | 3 | 0.85
2020 | NEISO_2_NYISO_G-I | NEISO | NYISO_G-I | Internal | Shoulder | B12 | 200 | 600 | 599.88 | 61.51 | 64.53 | 3 | 0.01
2020 | NEISO_2_NYISO_G-I | NEISO | NYISO_G-I | Internal | Shoulder | B13 | 600 | 600 | 0.04 | 61.51 | 64.5 | 3 | 0
2020 | NEISO_2_NYISO_G-I | NEISO | NYISO_G-I | Internal | Shoulder | B14 | 900 | 600 | 0 | 61.51 | 64.04 | 3 | 0
2020 | NEISO_2_NYISO_G-I | NEISO | NYISO_G-I | Internal | Shoulder | B15 | 1203 | 600 | 0 | 61.51 | 62.81 | 3 | 0
2020 | NEISO_2_NYISO_G-I | NEISO | NYISO_G-I | Internal | Summer | B1 | 10 | 600 | 0.06 | 94.39 | 96.88 | 3 | 0
2020 | NEISO_2_NYISO_G-I | NEISO | NYISO_G-I | Internal | Summer | B2 | 25 | 600 | 0.92 | 90.91 | 93.9 | 3 | 0
2020 | NEISO_2_NYISO_G-I | NEISO | NYISO_G-I | Internal | Summer | B3 | 75 | 600 | 600 | 80.55 | 84.53 | 3 | 0.98
2020 | NEISO_2_NYISO_G-I | NEISO | NYISO_G-I | Internal | Summer | B4 | 100 | 600 | 600 | 65.15 | 83.54 | 3 | 15.38
2020 | NEISO_2_NYISO_G-I | NEISO | NYISO_G-I | Internal | Summer | B5 | 200 | 600 | 600 | 62.75 | 79.73 | 3 | 13.98
2020 | NEISO_2_NYISO_G-I | NEISO | NYISO_G-I | Internal | Summer | B6 | 300 | 600 | 600 | 58.63 | 63.79 | 3 | 2.15
2020 | NEISO_2_NYISO_G-I | NEISO | NYISO_G-I | Internal | Summer | B7 | 400 | 600 | 600 | 58.63 | 62.5 | 3 | 0.87
2020 | NEISO_2_NYISO_G-I | NEISO | NYISO_G-I | Internal | Summer | B8 | 500 | 600 | 599.95 | 58.63 | 61.64 | 3 | 0.01
2020 | NEISO_2_NYISO_G-I | NEISO | NYISO_G-I | Internal | Summer | B9 | 800 | 600 | 0.03 | 58.63 | 61.62 | 3 | 0
2020 | NEISO_2_NYISO_G-I | NEISO | NYISO_G-I | Internal | Summer | B10 | 1262 | 600 | 0.02 | 58.63 | 61.62 | 3 | 0
2020 | NEISO_2_NYISO_G-I | NEISO | NYISO_G-I | Internal | Winter | B16 | 25 | 600 | 599.99 | 70.44 | 74.82 | 3 | 1.38
2020 | NEISO_2_NYISO_G-I | NEISO | NYISO_G-I | Internal | Winter | B17 | 100 | 600 | 0 | 70.44 | 69.79 | 3 | 0
2020 | NEISO_2_NYISO_G-I | NEISO | NYISO_G-I | Internal | Winter | B18 | 400 | 600 | 0 | 70.44 | 69.7 | 3 | 0
2020 | NEISO_2_NYISO_G-I | NEISO | NYISO_G-I | Internal | Winter | B19 | 700 | 600 | 0 | 70.44 | 69.7 | 3 | 0
2020 | NEISO_2_NYISO_G-I | NEISO | NYISO_G-I | Internal | Winter | B20 | 935 | 600 | 0 | 70.44 | 69.7 | 3 | 0
2020 | NEISO_2_NYISO_J-K | NEISO | NYISO_J-K | Internal | Shoulder | B11 | 25 | 745 | 744.99 | 61.51 | 65.66 | 3 | 1.15
2020 | NEISO_2_NYISO_J-K | NEISO | NYISO_J-K | Internal | Shoulder | B12 | 200 | 745 | 744.94 | 61.51 | 64.54 | 3 | 0.02
2020 | NEISO_2_NYISO_J-K | NEISO | NYISO_J-K | Internal | Shoulder | B13 | 600 | 745 | 550.51 | 61.51 | 64.51 | 3 | 0
2020 | NEISO_2_NYISO_J-K | NEISO | NYISO_J-K | Internal | Shoulder | B14 | 900 | 745 | 0 | 61.51 | 64.05 | 3 | 0
2020 | NEISO_2_NYISO_J-K | NEISO | NYISO_J-K | Internal | Shoulder | B15 | 1203 | 745 | 0 | 61.51 | 62.82 | 3 | 0
2020 | NEISO_2_NYISO_J-K | NEISO | NYISO_J-K | Internal | Summer | B1 | 10 | 745 | 0.06 | 94.39 | 96.89 | 3 | 0
2020 | NEISO_2_NYISO_J-K | NEISO | NYISO_J-K | Internal | Summer | B2 | 25 | 745 | 507.48 | 90.91 | 93.91 | 3 | 0
2020 | NEISO_2_NYISO_J-K | NEISO | NYISO_J-K | Internal | Summer | B3 | 75 | 745 | 745 | 80.55 | 84.54 | 3 | 0.99
2020 | NEISO_2_NYISO_J-K | NEISO | NYISO_J-K | Internal | Summer | B4 | 100 | 745 | 745 | 65.15 | 83.55 | 3 | 15.4
2020 | NEISO_2_NYISO_J-K | NEISO | NYISO_J-K | Internal | Summer | B5 | 200 | 745 | 745 | 62.75 | 83.55 | 3 | 17.79
2020 | NEISO_2_NYISO_J-K | NEISO | NYISO_J-K | Internal | Summer | B6 | 300 | 745 | 745 | 58.63 | 83.55 | 3 | 21.92
2020 | NEISO_2_NYISO_J-K | NEISO | NYISO_J-K | Internal | Summer | B7 | 400 | 745 | 745 | 58.63 | 62.51 | 3 | 0.88
2020 | NEISO_2_NYISO_J-K | NEISO | NYISO_J-K | Internal | Summer | B8 | 500 | 745 | 745 | 58.63 | 62.51 | 3 | 0.88
2020 | NEISO_2_NYISO_J-K | NEISO | NYISO_J-K | Internal | Summer | B9 | 800 | 745 | 624.83 | 58.63 | 61.63 | 3 | 0
2020 | NEISO_2_NYISO_J-K | NEISO | NYISO_J-K | Internal | Summer | B10 | 1262 | 745 | 539.87 | 58.63 | 61.63 | 3 | 0
2020 | NEISO_2_NYISO_J-K | NEISO | NYISO_J-K | Internal | Winter | B16 | 25 | 745 | 745 | 70.44 | 76.79 | 3 | 3.35
2020 | NEISO_2_NYISO_J-K | NEISO | NYISO_J-K | Internal | Winter | B17 | 100 | 745 | 745 | 70.44 | 76.79 | 3 | 3.35
2020 | NEISO_2_NYISO_J-K | NEISO | NYISO_J-K | Internal | Winter | B18 | 400 | 745 | 745 | 70.44 | 76.37 | 3 | 2.93
2020 | NEISO_2_NYISO_J-K | NEISO | NYISO_J-K | Internal | Winter | B19 | 700 | 745 | 273.23 | 70.44 | 73.44 | 3 | 0
2020 | NEISO_2_NYISO_J-K | NEISO | NYISO_J-K | Internal | Winter | B20 | 935 | 745 | 0 | 70.44 | 69.71 | 3 | 0
2020 | NonRTO_Midwest_2_MISO_IN | NonRTO_Midwest | MISO_IN | Internal | Shoulder | B11 | 25 | 4450 | 0 | 79.34 | 71.34 | 8 | 0
2020 | NonRTO_Midwest_2_MISO_IN | NonRTO_Midwest | MISO_IN | Internal | Shoulder | B12 | 200 | 4450 | 0 | 74.3 | 66.3 | 8 | 0
2020 | NonRTO_Midwest_2_MISO_IN | NonRTO_Midwest | MISO_IN | Internal | Shoulder | B13 | 600 | 4450 | 0 | 66.99 | 63.65 | 8 | 0
2020 | NonRTO_Midwest_2_MISO_IN | NonRTO_Midwest | MISO_IN | Internal | Shoulder | B14 | 900 | 4450 | 0 | 66.93 | 62.09 | 8 | 0
2020 | NonRTO_Midwest_2_MISO_IN | NonRTO_Midwest | MISO_IN | Internal | Shoulder | B15 | 1203 | 4450 | 0 | 64.45 | 58.8 | 8 | 0
2020 | NonRTO_Midwest_2_MISO_IN | NonRTO_Midwest | MISO_IN | Internal | Summer | B1 | 10 | 4450 | 0 | 108.46 | 100.46 | 8 | 0
2020 | NonRTO_Midwest_2_MISO_IN | NonRTO_Midwest | MISO_IN | Internal | Summer | B2 | 25 | 4450 | 0 | 107.89 | 99.89 | 8 | 0
2020 | NonRTO_Midwest_2_MISO_IN | NonRTO_Midwest | MISO_IN | Internal | Summer | B3 | 75 | 4450 | 0 | 107.1 | 99.1 | 8 | 0
2020 | NonRTO_Midwest_2_MISO_IN | NonRTO_Midwest | MISO_IN | Internal | Summer | B4 | 100 | 4450 | 0 | 89.56 | 81.56 | 8 | 0
2020 | NonRTO_Midwest_2_MISO_IN | NonRTO_Midwest | MISO_IN | Internal | Summer | B5 | 200 | 4450 | 0 | 83.48 | 75.48 | 8 | 0
2020 | NonRTO_Midwest_2_MISO_IN | NonRTO_Midwest | MISO_IN | Internal | Summer | B6 | 300 | 4450 | 0 | 67.24 | 66 | 8 | 0
2020 | NonRTO_Midwest_2_MISO_IN | NonRTO_Midwest | MISO_IN | Internal | Summer | B7 | 400 | 4450 | 0 | 66.99 | 63.23 | 8 | 0
2020 | NonRTO_Midwest_2_MISO_IN | NonRTO_Midwest | MISO_IN | Internal | Summer | B8 | 500 | 4450 | 0 | 66.9 | 61.19 | 8 | 0
2020 | NonRTO_Midwest_2_MISO_IN | NonRTO_Midwest | MISO_IN | Internal | Summer | B9 | 800 | 4450 | 0 | 65.18 | 60.38 | 8 | 0
2020 | NonRTO_Midwest_2_MISO_IN | NonRTO_Midwest | MISO_IN | Internal | Summer | B10 | 1262 | 4450 | 0 | 63.13 | 58.8 | 8 | 0
2020 | NonRTO_Midwest_2_MISO_IN | NonRTO_Midwest | MISO_IN | Internal | Winter | B16 | 25 | 4450 | 0 | 79.78 | 71.78 | 8 | 0
2020 | NonRTO_Midwest_2_MISO_IN | NonRTO_Midwest | MISO_IN | Internal | Winter | B17 | 100 | 4450 | 0 | 76.1 | 68.1 | 8 | 0
2020 | NonRTO_Midwest_2_MISO_IN | NonRTO_Midwest | MISO_IN | Internal | Winter | B18 | 400 | 4450 | 0 | 74.29 | 66.29 | 8 | 0
2020 | NonRTO_Midwest_2_MISO_IN | NonRTO_Midwest | MISO_IN | Internal | Winter | B19 | 700 | 4450 | 0 | 66.99 | 64.59 | 8 | 0
2020 | NonRTO_Midwest_2_MISO_IN | NonRTO_Midwest | MISO_IN | Internal | Winter | B20 | 935 | 4450 | 0 | 66.9 | 60.86 | 8 | 0
2020 | NonRTO_Midwest_2_TVA_Transmission | NonRTO_Midwest | TVA_Transmission | Internal | Shoulder | B11 | 25 | 2400 | 0 | 79.34 | 78.06 | 8 | 0
2020 | NonRTO_Midwest_2_TVA_Transmission | NonRTO_Midwest | TVA_Transmission | Internal | Shoulder | B12 | 200 | 2400 | 0 | 74.3 | 69.41 | 8 | 0
2020 | NonRTO_Midwest_2_TVA_Transmission | NonRTO_Midwest | TVA_Transmission | Internal | Shoulder | B13 | 600 | 2400 | 0 | 66.99 | 67.27 | 8 | 0
2020 | NonRTO_Midwest_2_TVA_Transmission | NonRTO_Midwest | TVA_Transmission | Internal | Shoulder | B14 | 900 | 2400 | 0 | 66.93 | 66.27 | 8 | 0
2020 | NonRTO_Midwest_2_TVA_Transmission | NonRTO_Midwest | TVA_Transmission | Internal | Shoulder | B15 | 1203 | 2400 | 0 | 64.45 | 64.61 | 8 | 0
2020 | NonRTO_Midwest_2_TVA_Transmission | NonRTO_Midwest | TVA_Transmission | Internal | Summer | B1 | 10 | 2400 | 0 | 108.46 | 108.77 | 8 | 0
2020 | NonRTO_Midwest_2_TVA_Transmission | NonRTO_Midwest | TVA_Transmission | Internal | Summer | B2 | 25 | 2400 | 0 | 107.89 | 107.87 | 8 | 0
2020 | NonRTO_Midwest_2_TVA_Transmission | NonRTO_Midwest | TVA_Transmission | Internal | Summer | B3 | 75 | 2400 | 0 | 107.1 | 107.15 | 8 | 0
2020 | NonRTO_Midwest_2_TVA_Transmission | NonRTO_Midwest | TVA_Transmission | Internal | Summer | B4 | 100 | 2400 | 2240.03 | 89.56 | 97.56 | 8 | 0
2020 | NonRTO_Midwest_2_TVA_Transmission | NonRTO_Midwest | TVA_Transmission | Internal | Summer | B5 | 200 | 2400 | 2033.77 | 83.48 | 91.48 | 8 | 0
2020 | NonRTO_Midwest_2_TVA_Transmission | NonRTO_Midwest | TVA_Transmission | Internal | Summer | B6 | 300 | 2400 | 0 | 67.24 | 73.9 | 8 | 0
2020 | NonRTO_Midwest_2_TVA_Transmission | NonRTO_Midwest | TVA_Transmission | Internal | Summer | B7 | 400 | 2400 | 0 | 66.99 | 68.73 | 8 | 0
2020 | NonRTO_Midwest_2_TVA_Transmission | NonRTO_Midwest | TVA_Transmission | Internal | Summer | B8 | 500 | 2400 | 0 | 66.9 | 66.65 | 8 | 0
2020 | NonRTO_Midwest_2_TVA_Transmission | NonRTO_Midwest | TVA_Transmission | Internal | Summer | B9 | 800 | 2400 | 0 | 65.18 | 65.13 | 8 | 0
2020 | NonRTO_Midwest_2_TVA_Transmission | NonRTO_Midwest | TVA_Transmission | Internal | Summer | B10 | 1262 | 2400 | 0 | 63.13 | 61.77 | 8 | 0
2020 | NonRTO_Midwest_2_TVA_Transmission | NonRTO_Midwest | TVA_Transmission | Internal | Winter | B16 | 25 | 2400 | 0 | 79.78 | 79.74 | 8 | 0
2020 | NonRTO_Midwest_2_TVA_Transmission | NonRTO_Midwest | TVA_Transmission | Internal | Winter | B17 | 100 | 2400 | 0 | 76.1 | 73.78 | 8 | 0
2020 | NonRTO_Midwest_2_TVA_Transmission | NonRTO_Midwest | TVA_Transmission | Internal | Winter | B18 | 400 | 2400 | 0 | 74.29 | 70.56 | 8 | 0
2020 | NonRTO_Midwest_2_TVA_Transmission | NonRTO_Midwest | TVA_Transmission | Internal | Winter | B19 | 700 | 2400 | 0 | 66.99 | 68.39 | 8 | 0
2020 | NonRTO_Midwest_2_TVA_Transmission | NonRTO_Midwest | TVA_Transmission | Internal | Winter | B20 | 935 | 2400 | 0 | 66.9 | 66.74 | 8 | 0
2020 | NYISO_A-F_2_IESO | NYISO_A-F | IESO | Internal | Shoulder | B11 | 25 | 1600 | 0 | 65.35 | 53.18 | 7 | 0
2020 | NYISO_A-F_2_IESO | NYISO_A-F | IESO | Internal | Shoulder | B12 | 200 | 1600 | 0 | 64.51 | 53.18 | 7 | 0
2020 | NYISO_A-F_2_IESO | NYISO_A-F | IESO | Internal | Shoulder | B13 | 600 | 1600 | 0 | 64.49 | 53.18 | 7 | 0
2020 | NYISO_A-F_2_IESO | NYISO_A-F | IESO | Internal | Shoulder | B14 | 900 | 1600 | 0 | 64.03 | 53.18 | 7 | 0
2020 | NYISO_A-F_2_IESO | NYISO_A-F | IESO | Internal | Shoulder | B15 | 1203 | 1600 | 0 | 62.8 | 53.18 | 7 | 0
2020 | NYISO_A-F_2_IESO | NYISO_A-F | IESO | Internal | Summer | B1 | 10 | 1600 | 0 | 96.87 | 89.87 | 7 | 0
2020 | NYISO_A-F_2_IESO | NYISO_A-F | IESO | Internal | Summer | B2 | 25 | 1600 | 0 | 93.89 | 86.89 | 7 | 0
2020 | NYISO_A-F_2_IESO | NYISO_A-F | IESO | Internal | Summer | B3 | 75 | 1600 | 0 | 84.52 | 77.52 | 7 | 0
2020 | NYISO_A-F_2_IESO | NYISO_A-F | IESO | Internal | Summer | B4 | 100 | 1600 | 0 | 83.53 | 53.65 | 7 | 0
2020 | NYISO_A-F_2_IESO | NYISO_A-F | IESO | Internal | Summer | B5 | 200 | 1600 | 0 | 79.72 | 53.65 | 7 | 0
2020 | NYISO_A-F_2_IESO | NYISO_A-F | IESO | Internal | Summer | B6 | 300 | 1600 | 0 | 63.77 | 53.65 | 7 | 0
2020 | NYISO_A-F_2_IESO | NYISO_A-F | IESO | Internal | Summer | B7 | 400 | 1600 | 0 | 62.49 | 53.65 | 7 | 0
2020 | NYISO_A-F_2_IESO | NYISO_A-F | IESO | Internal | Summer | B8 | 500 | 1600 | 0 | 61.63 | 51.81 | 7 | 0
2020 | NYISO_A-F_2_IESO | NYISO_A-F | IESO | Internal | Summer | B9 | 800 | 1600 | 0 | 61.61 | 51.81 | 7 | 0
2020 | NYISO_A-F_2_IESO | NYISO_A-F | IESO | Internal | Summer | B10 | 1262 | 1600 | 0 | 61.61 | 51.81 | 7 | 0
2020 | NYISO_A-F_2_IESO | NYISO_A-F | IESO | Internal | Winter | B16 | 25 | 1600 | 0 | 73.44 | 56.91 | 7 | 0
2020 | NYISO_A-F_2_IESO | NYISO_A-F | IESO | Internal | Winter | B17 | 100 | 1600 | 0 | 69.78 | 56.91 | 7 | 0
2020 | NYISO_A-F_2_IESO | NYISO_A-F | IESO | Internal | Winter | B18 | 400 | 1600 | 0 | 69.69 | 56.91 | 7 | 0
2020 | NYISO_A-F_2_IESO | NYISO_A-F | IESO | Internal | Winter | B19 | 700 | 1600 | 0 | 69.69 | 56.91 | 7 | 0
2020 | NYISO_A-F_2_IESO | NYISO_A-F | IESO | Internal | Winter | B20 | 935 | 1600 | 0 | 69.69 | 56.91 | 7 | 0
2020 | NYISO_A-F_2_NEISO | NYISO_A-F | NEISO | Internal | Shoulder | B11 | 25 | 600 | 0 | 65.35 | 61.51 | 3 | 0
2020 | NYISO_A-F_2_NEISO | NYISO_A-F | NEISO | Internal | Shoulder | B12 | 200 | 600 | 0 | 64.51 | 61.51 | 3 | 0
2020 | NYISO_A-F_2_NEISO | NYISO_A-F | NEISO | Internal | Shoulder | B13 | 600 | 600 | 0 | 64.49 | 61.51 | 3 | 0
2020 | NYISO_A-F_2_NEISO | NYISO_A-F | NEISO | Internal | Shoulder | B14 | 900 | 600 | 0 | 64.03 | 61.51 | 3 | 0
2020 | NYISO_A-F_2_NEISO | NYISO_A-F | NEISO | Internal | Shoulder | B15 | 1203 | 600 | 0 | 62.8 | 61.51 | 3 | 0
2020 | NYISO_A-F_2_NEISO | NYISO_A-F | NEISO | Internal | Summer | B1 | 10 | 600 | 0 | 96.87 | 94.39 | 3 | 0
2020 | NYISO_A-F_2_NEISO | NYISO_A-F | NEISO | Internal | Summer | B2 | 25 | 600 | 0 | 93.89 | 90.91 | 3 | 0
2020 | NYISO_A-F_2_NEISO | NYISO_A-F | NEISO | Internal | Summer | B3 | 75 | 600 | 0 | 84.52 | 80.55 | 3 | 0
2020 | NYISO_A-F_2_NEISO | NYISO_A-F | NEISO | Internal | Summer | B4 | 100 | 600 | 0 | 83.53 | 65.15 | 3 | 0
2020 | NYISO_A-F_2_NEISO | NYISO_A-F | NEISO | Internal | Summer | B5 | 200 | 600 | 0 | 79.72 | 62.75 | 3 | 0
2020 | NYISO_A-F_2_NEISO | NYISO_A-F | NEISO | Internal | Summer | B6 | 300 | 600 | 0 | 63.77 | 58.63 | 3 | 0
2020 | NYISO_A-F_2_NEISO | NYISO_A-F | NEISO | Internal | Summer | B7 | 400 | 600 | 0 | 62.49 | 58.63 | 3 | 0
2020 | NYISO_A-F_2_NEISO | NYISO_A-F | NEISO | Internal | Summer | B8 | 500 | 600 | 0 | 61.63 | 58.63 | 3 | 0
2020 | NYISO_A-F_2_NEISO | NYISO_A-F | NEISO | Internal | Summer | B9 | 800 | 600 | 0 | 61.61 | 58.63 | 3 | 0
2020 | NYISO_A-F_2_NEISO | NYISO_A-F | NEISO | Internal | Summer | B10 | 1262 | 600 | 0 | 61.61 | 58.63 | 3 | 0
2020 | NYISO_A-F_2_NEISO | NYISO_A-F | NEISO | Internal | Winter | B16 | 25 | 600 | 0 | 73.44 | 70.44 | 3 | 0
2020 | NYISO_A-F_2_NEISO | NYISO_A-F | NEISO | Internal | Winter | B17 | 100 | 600 | 0 | 69.78 | 70.44 | 3 | 0
2020 | NYISO_A-F_2_NEISO | NYISO_A-F | NEISO | Internal | Winter | B18 | 400 | 600 | 0 | 69.69 | 70.44 | 3 | 0
2020 | NYISO_A-F_2_NEISO | NYISO_A-F | NEISO | Internal | Winter | B19 | 700 | 600 | 0 | 69.69 | 70.44 | 3 | 0
2020 | NYISO_A-F_2_NEISO | NYISO_A-F | NEISO | Internal | Winter | B20 | 935 | 600 | 0 | 69.69 | 70.44 | 3 | 0
2020 | NYISO_A-F_2_NYISO_G-I | NYISO_A-F | NYISO_G-I | Internal | Shoulder | B11 | 25 | 5685 | 4549.87 | 65.35 | 65.36 | 0.01 | 0
2020 | NYISO_A-F_2_NYISO_G-I | NYISO_A-F | NYISO_G-I | Internal | Shoulder | B12 | 200 | 5685 | 4065.67 | 64.51 | 64.53 | 0.01 | 0
2020 | NYISO_A-F_2_NYISO_G-I | NYISO_A-F | NYISO_G-I | Internal | Shoulder | B13 | 600 | 5685 | 4422.17 | 64.49 | 64.5 | 0.01 | 0
2020 | NYISO_A-F_2_NYISO_G-I | NYISO_A-F | NYISO_G-I | Internal | Shoulder | B14 | 900 | 5685 | 4024.88 | 64.03 | 64.04 | 0.01 | 0
2020 | NYISO_A-F_2_NYISO_G-I | NYISO_A-F | NYISO_G-I | Internal | Shoulder | B15 | 1203 | 5685 | 1757.97 | 62.8 | 62.81 | 0.01 | 0
2020 | NYISO_A-F_2_NYISO_G-I | NYISO_A-F | NYISO_G-I | Internal | Summer | B1 | 10 | 5685 | 5616.19 | 96.87 | 96.88 | 0.01 | 0
2020 | NYISO_A-F_2_NYISO_G-I | NYISO_A-F | NYISO_G-I | Internal | Summer | B2 | 25 | 5685 | 4808.94 | 93.89 | 93.9 | 0.01 | 0
2020 | NYISO_A-F_2_NYISO_G-I | NYISO_A-F | NYISO_G-I | Internal | Summer | B3 | 75 | 5685 | 5002.62 | 84.52 | 84.53 | 0.01 | 0
2020 | NYISO_A-F_2_NYISO_G-I | NYISO_A-F | NYISO_G-I | Internal | Summer | B4 | 100 | 5685 | 4982.52 | 83.53 | 83.54 | 0.01 | 0
2020 | NYISO_A-F_2_NYISO_G-I | NYISO_A-F | NYISO_G-I | Internal | Summer | B5 | 200 | 5685 | 5434.38 | 79.72 | 79.73 | 0.01 | 0
2020 | NYISO_A-F_2_NYISO_G-I | NYISO_A-F | NYISO_G-I | Internal | Summer | B6 | 300 | 5685 | 4577.92 | 63.77 | 63.79 | 0.01 | 0
2020 | NYISO_A-F_2_NYISO_G-I | NYISO_A-F | NYISO_G-I | Internal | Summer | B7 | 400 | 5685 | 3744.69 | 62.49 | 62.5 | 0.01 | 0
2020 | NYISO_A-F_2_NYISO_G-I | NYISO_A-F | NYISO_G-I | Internal | Summer | B8 | 500 | 5685 | 3880.69 | 61.63 | 61.64 | 0.01 | 0
2020 | NYISO_A-F_2_NYISO_G-I | NYISO_A-F | NYISO_G-I | Internal | Summer | B9 | 800 | 5685 | 3687.86 | 61.61 | 61.62 | 0.01 | 0
2020 | NYISO_A-F_2_NYISO_G-I | NYISO_A-F | NYISO_G-I | Internal | Summer | B10 | 1262 | 5685 | 1362.82 | 61.61 | 61.62 | 0.01 | 0
2020 | NYISO_A-F_2_NYISO_G-I | NYISO_A-F | NYISO_G-I | Internal | Winter | B16 | 25 | 5685 | 5684.99 | 73.44 | 74.82 | 0.01 | 1.37
2020 | NYISO_A-F_2_NYISO_G-I | NYISO_A-F | NYISO_G-I | Internal | Winter | B17 | 100 | 5685 | 5271.13 | 69.78 | 69.79 | 0.01 | 0
2020 | NYISO_A-F_2_NYISO_G-I | NYISO_A-F | NYISO_G-I | Internal | Winter | B18 | 400 | 5685 | 5558.24 | 69.69 | 69.7 | 0.01 | 0
2020 | NYISO_A-F_2_NYISO_G-I | NYISO_A-F | NYISO_G-I | Internal | Winter | B19 | 700 | 5685 | 5373.62 | 69.69 | 69.7 | 0.01 | 0
2020 | NYISO_A-F_2_NYISO_G-I | NYISO_A-F | NYISO_G-I | Internal | Winter | B20 | 935 | 5685 | 4858.98 | 69.69 | 69.7 | 0.01 | 0
2020 | NYISO_A-F_2_PJM_ROM | NYISO_A-F | PJM_ROM | Internal | Shoulder | B11 | 25 | 1000 | 377.13 | 65.35 | 73.35 | 8 | 0
2020 | NYISO_A-F_2_PJM_ROM | NYISO_A-F | PJM_ROM | Internal | Shoulder | B12 | 200 | 1000 | 0 | 64.51 | 68.59 | 8 | 0
2020 | NYISO_A-F_2_PJM_ROM | NYISO_A-F | PJM_ROM | Internal | Shoulder | B13 | 600 | 1000 | 0 | 64.49 | 66.19 | 8 | 0
2020 | NYISO_A-F_2_PJM_ROM | NYISO_A-F | PJM_ROM | Internal | Shoulder | B14 | 900 | 1000 | 0 | 64.03 | 64.4 | 8 | 0
2020 | NYISO_A-F_2_PJM_ROM | NYISO_A-F | PJM_ROM | Internal | Shoulder | B15 | 1203 | 1000 | 0 | 62.8 | 64.2 | 8 | 0
2020 | NYISO_A-F_2_PJM_ROM | NYISO_A-F | PJM_ROM | Internal | Summer | B1 | 10 | 1000 | 395.29 | 96.87 | 104.87 | 8 | 0
2020 | NYISO_A-F_2_PJM_ROM | NYISO_A-F | PJM_ROM | Internal | Summer | B2 | 25 | 1000 | 447.7 | 93.89 | 101.89 | 8 | 0
2020 | NYISO_A-F_2_PJM_ROM | NYISO_A-F | PJM_ROM | Internal | Summer | B3 | 75 | 1000 | 1000 | 84.52 | 101.16 | 8 | 8.64
2020 | NYISO_A-F_2_PJM_ROM | NYISO_A-F | PJM_ROM | Internal | Summer | B4 | 100 | 1000 | 1000 | 83.53 | 95.57 | 8 | 4.05
2020 | NYISO_A-F_2_PJM_ROM | NYISO_A-F | PJM_ROM | Internal | Summer | B5 | 200 | 1000 | 955.23 | 79.72 | 87.72 | 8 | 0
2020 | NYISO_A-F_2_PJM_ROM | NYISO_A-F | PJM_ROM | Internal | Summer | B6 | 300 | 1000 | 416.29 | 63.77 | 71.77 | 8 | 0
2020 | NYISO_A-F_2_PJM_ROM | NYISO_A-F | PJM_ROM | Internal | Summer | B7 | 400 | 1000 | 0 | 62.49 | 66.12 | 8 | 0
2020 | NYISO_A-F_2_PJM_ROM | NYISO_A-F | PJM_ROM | Internal | Summer | B8 | 500 | 1000 | 0 | 61.63 | 65.14 | 8 | 0
2020 | NYISO_A-F_2_PJM_ROM | NYISO_A-F | PJM_ROM | Internal | Summer | B9 | 800 | 1000 | 0 | 61.61 | 62.41 | 8 | 0
2020 | NYISO_A-F_2_PJM_ROM | NYISO_A-F | PJM_ROM | Internal | Summer | B10 | 1262 | 1000 | 0 | 61.61 | 61.9 | 8 | 0
2020 | NYISO_A-F_2_PJM_ROM | NYISO_A-F | PJM_ROM | Internal | Winter | B16 | 25 | 1000 | 999.99 | 73.44 | 82.83 | 8 | 1.39
2020 | NYISO_A-F_2_PJM_ROM | NYISO_A-F | PJM_ROM | Internal | Winter | B17 | 100 | 1000 | 0 | 69.78 | 74.33 | 8 | 0
2020 | NYISO_A-F_2_PJM_ROM | NYISO_A-F | PJM_ROM | Internal | Winter | B18 | 400 | 1000 | 0 | 69.69 | 70.62 | 8 | 0
2020 | NYISO_A-F_2_PJM_ROM | NYISO_A-F | PJM_ROM | Internal | Winter | B19 | 700 | 1000 | 0 | 69.69 | 69.56 | 8 | 0
2020 | NYISO_A-F_2_PJM_ROM | NYISO_A-F | PJM_ROM | Internal | Winter | B20 | 935 | 1000 | 0 | 69.69 | 65.14 | 8 | 0
2020 | NYISO_G-I_2_NEISO | NYISO_G-I | NEISO | Internal | Shoulder | B11 | 25 | 600 | 0 | 65.36 | 61.51 | 3 | 0
2020 | NYISO_G-I_2_NEISO | NYISO_G-I | NEISO | Internal | Shoulder | B12 | 200 | 600 | 0 | 64.53 | 61.51 | 3 | 0
2020 | NYISO_G-I_2_NEISO | NYISO_G-I | NEISO | Internal | Shoulder | B13 | 600 | 600 | 0 | 64.5 | 61.51 | 3 | 0
2020 | NYISO_G-I_2_NEISO | NYISO_G-I | NEISO | Internal | Shoulder | B14 | 900 | 600 | 0 | 64.04 | 61.51 | 3 | 0
2020 | NYISO_G-I_2_NEISO | NYISO_G-I | NEISO | Internal | Shoulder | B15 | 1203 | 600 | 0 | 62.81 | 61.51 | 3 | 0
2020 | NYISO_G-I_2_NEISO | NYISO_G-I | NEISO | Internal | Summer | B1 | 10 | 600 | 0 | 96.88 | 94.39 | 3 | 0
2020 | NYISO_G-I_2_NEISO | NYISO_G-I | NEISO | Internal | Summer | B2 | 25 | 600 | 0 | 93.9 | 90.91 | 3 | 0
2020 | NYISO_G-I_2_NEISO | NYISO_G-I | NEISO | Internal | Summer | B3 | 75 | 600 | 0 | 84.53 | 80.55 | 3 | 0
2020 | NYISO_G-I_2_NEISO | NYISO_G-I | NEISO | Internal | Summer | B4 | 100 | 600 | 0 | 83.54 | 65.15 | 3 | 0
2020 | NYISO_G-I_2_NEISO | NYISO_G-I | NEISO | Internal | Summer | B5 | 200 | 600 | 0 | 79.73 | 62.75 | 3 | 0
2020 | NYISO_G-I_2_NEISO | NYISO_G-I | NEISO | Internal | Summer | B6 | 300 | 600 | 0 | 63.79 | 58.63 | 3 | 0
2020 | NYISO_G-I_2_NEISO | NYISO_G-I | NEISO | Internal | Summer | B7 | 400 | 600 | 0 | 62.5 | 58.63 | 3 | 0
2020 | NYISO_G-I_2_NEISO | NYISO_G-I | NEISO | Internal | Summer | B8 | 500 | 600 | 0 | 61.64 | 58.63 | 3 | 0
2020 | NYISO_G-I_2_NEISO | NYISO_G-I | NEISO | Internal | Summer | B9 | 800 | 600 | 0 | 61.62 | 58.63 | 3 | 0
2020 | NYISO_G-I_2_NEISO | NYISO_G-I | NEISO | Internal | Summer | B10 | 1262 | 600 | 0 | 61.62 | 58.63 | 3 | 0
2020 | NYISO_G-I_2_NEISO | NYISO_G-I | NEISO | Internal | Winter | B16 | 25 | 600 | 0 | 74.82 | 70.44 | 3 | 0
2020 | NYISO_G-I_2_NEISO | NYISO_G-I | NEISO | Internal | Winter | B17 | 100 | 600 | 0 | 69.79 | 70.44 | 3 | 0
2020 | NYISO_G-I_2_NEISO | NYISO_G-I | NEISO | Internal | Winter | B18 | 400 | 600 | 0 | 69.7 | 70.44 | 3 | 0
2020 | NYISO_G-I_2_NEISO | NYISO_G-I | NEISO | Internal | Winter | B19 | 700 | 600 | 0 | 69.7 | 70.44 | 3 | 0
2020 | NYISO_G-I_2_NEISO | NYISO_G-I | NEISO | Internal | Winter | B20 | 935 | 600 | 0 | 69.7 | 70.44 | 3 | 0
2020 | NYISO_G-I_2_NYISO_A-F | NYISO_G-I | NYISO_A-F | Internal | Shoulder | B11 | 25 | 3434 | 0.48 | 65.36 | 65.35 | 0.01 | 0
2020 | NYISO_G-I_2_NYISO_A-F | NYISO_G-I | NYISO_A-F | Internal | Shoulder | B12 | 200 | 3434 | 0.06 | 64.53 | 64.51 | 0.01 | 0
2020 | NYISO_G-I_2_NYISO_A-F | NYISO_G-I | NYISO_A-F | Internal | Shoulder | B13 | 600 | 3434 | 0.02 | 64.5 | 64.49 | 0.01 | 0
2020 | NYISO_G-I_2_NYISO_A-F | NYISO_G-I | NYISO_A-F | Internal | Shoulder | B14 | 900 | 3434 | 0.01 | 64.04 | 64.03 | 0.01 | 0
2020 | NYISO_G-I_2_NYISO_A-F | NYISO_G-I | NYISO_A-F | Internal | Shoulder | B15 | 1203 | 3434 | 0.01 | 62.81 | 62.8 | 0.01 | 0
2020 | NYISO_G-I_2_NYISO_A-F | NYISO_G-I | NYISO_A-F | Internal | Summer | B1 | 10 | 3434 | 0.95 | 96.88 | 96.87 | 0.01 | 0
2020 | NYISO_G-I_2_NYISO_A-F | NYISO_G-I | NYISO_A-F | Internal | Summer | B2 | 25 | 3434 | 0.48 | 93.9 | 93.89 | 0.01 | 0
2020 | NYISO_G-I_2_NYISO_A-F | NYISO_G-I | NYISO_A-F | Internal | Summer | B3 | 75 | 3434 | 0.16 | 84.53 | 84.52 | 0.01 | 0
2020 | NYISO_G-I_2_NYISO_A-F | NYISO_G-I | NYISO_A-F | Internal | Summer | B4 | 100 | 3434 | 0.12 | 83.54 | 83.53 | 0.01 | 0
2020 | NYISO_G-I_2_NYISO_A-F | NYISO_G-I | NYISO_A-F | Internal | Summer | B5 | 200 | 3434 | 0.06 | 79.73 | 79.72 | 0.01 | 0
2020 | NYISO_G-I_2_NYISO_A-F | NYISO_G-I | NYISO_A-F | Internal | Summer | B6 | 300 | 3434 | 0.04 | 63.79 | 63.77 | 0.01 | 0
2020 | NYISO_G-I_2_NYISO_A-F | NYISO_G-I | NYISO_A-F | Internal | Summer | B7 | 400 | 3434 | 0.03 | 62.5 | 62.49 | 0.01 | 0
2020 | NYISO_G-I_2_NYISO_A-F | NYISO_G-I | NYISO_A-F | Internal | Summer | B8 | 500 | 3434 | 0.03 | 61.64 | 61.63 | 0.01 | 0
2020 | NYISO_G-I_2_NYISO_A-F | NYISO_G-I | NYISO_A-F | Internal | Summer | B9 | 800 | 3434 | 0.02 | 61.62 | 61.61 | 0.01 | 0
2020 | NYISO_G-I_2_NYISO_A-F | NYISO_G-I | NYISO_A-F | Internal | Summer | B10 | 1262 | 3434 | 0.01 | 61.62 | 61.61 | 0.01 | 0
2020 | NYISO_G-I_2_NYISO_A-F | NYISO_G-I | NYISO_A-F | Internal | Winter | B16 | 25 | 3434 | 0 | 74.82 | 73.44 | 0.01 | 0
2020 | NYISO_G-I_2_NYISO_A-F | NYISO_G-I | NYISO_A-F | Internal | Winter | B17 | 100 | 3434 | 0.12 | 69.79 | 69.78 | 0.01 | 0
2020 | NYISO_G-I_2_NYISO_A-F | NYISO_G-I | NYISO_A-F | Internal | Winter | B18 | 400 | 3434 | 0.03 | 69.7 | 69.69 | 0.01 | 0
2020 | NYISO_G-I_2_NYISO_A-F | NYISO_G-I | NYISO_A-F | Internal | Winter | B19 | 700 | 3434 | 0.02 | 69.7 | 69.69 | 0.01 | 0
2020 | NYISO_G-I_2_NYISO_A-F | NYISO_G-I | NYISO_A-F | Internal | Winter | B20 | 935 | 3434 | 0.01 | 69.7 | 69.69 | 0.01 | 0
2020 | NYISO_G-I_2_NYISO_J-K | NYISO_G-I | NYISO_J-K | Internal | Shoulder | B11 | 25 | 6130 | 6129.96 | 65.36 | 65.66 | 0.01 | 0.28
2020 | NYISO_G-I_2_NYISO_J-K | NYISO_G-I | NYISO_J-K | Internal | Shoulder | B12 | 200 | 6130 | 5714.49 | 64.53 | 64.54 | 0.01 | 0
2020 | NYISO_G-I_2_NYISO_J-K | NYISO_G-I | NYISO_J-K | Internal | Shoulder | B13 | 600 | 6130 | 5603.51 | 64.5 | 64.51 | 0.01 | 0
2020 | NYISO_G-I_2_NYISO_J-K | NYISO_G-I | NYISO_J-K | Internal | Shoulder | B14 | 900 | 6130 | 5371.45 | 64.04 | 64.05 | 0.01 | 0
2020 | NYISO_G-I_2_NYISO_J-K | NYISO_G-I | NYISO_J-K | Internal | Shoulder | B15 | 1203 | 6130 | 3565.12 | 62.81 | 62.82 | 0.01 | 0
2020 | NYISO_G-I_2_NYISO_J-K | NYISO_G-I | NYISO_J-K | Internal | Summer | B1 | 10 | 6130 | 5622.14 | 96.88 | 96.89 | 0.01 | 0
2020 | NYISO_G-I_2_NYISO_J-K | NYISO_G-I | NYISO_J-K | Internal | Summer | B2 | 25 | 6130 | 4627.86 | 93.9 | 93.91 | 0.01 | 0
2020 | NYISO_G-I_2_NYISO_J-K | NYISO_G-I | NYISO_J-K | Internal | Summer | B3 | 75 | 6130 | 4770.69 | 84.53 | 84.54 | 0.01 | 0
2020 | NYISO_G-I_2_NYISO_J-K | NYISO_G-I | NYISO_J-K | Internal | Summer | B4 | 100 | 6130 | 5033.13 | 83.54 | 83.55 | 0.01 | 0
2020 | NYISO_G-I_2_NYISO_J-K | NYISO_G-I | NYISO_J-K | Internal | Summer | B5 | 200 | 6130 | 6130 | 79.73 | 83.55 | 0.01 | 3.81
2020 | NYISO_G-I_2_NYISO_J-K | NYISO_G-I | NYISO_J-K | Internal | Summer | B6 | 300 | 6130 | 6130 | 63.79 | 83.55 | 0.01 | 19.75
2020 | NYISO_G-I_2_NYISO_J-K | NYISO_G-I | NYISO_J-K | Internal | Summer | B7 | 400 | 6130 | 5831.09 | 62.5 | 62.51 | 0.01 | 0
2020 | NYISO_G-I_2_NYISO_J-K | NYISO_G-I | NYISO_J-K | Internal | Summer | B8 | 500 | 6130 | 6130 | 61.64 | 62.51 | 0.01 | 0.86
2020 | NYISO_G-I_2_NYISO_J-K | NYISO_G-I | NYISO_J-K | Internal | Summer | B9 | 800 | 6130 | 5560.06 | 61.62 | 61.63 | 0.01 | 0
2020 | NYISO_G-I_2_NYISO_J-K | NYISO_G-I | NYISO_J-K | Internal | Summer | B10 | 1262 | 6130 | 3718.29 | 61.62 | 61.63 | 0.01 | 0
2020 | NYISO_G-I_2_NYISO_J-K | NYISO_G-I | NYISO_J-K | Internal | Winter | B16 | 25 | 6130 | 6129.99 | 74.82 | 76.79 | 0.01 | 1.96
2020 | NYISO_G-I_2_NYISO_J-K | NYISO_G-I | NYISO_J-K | Internal | Winter | B17 | 100 | 6130 | 6130 | 69.79 | 76.79 | 0.01 | 6.99
2020 | NYISO_G-I_2_NYISO_J-K | NYISO_G-I | NYISO_J-K | Internal | Winter | B18 | 400 | 6130 | 6130 | 69.7 | 76.37 | 0.01 | 6.66
2020 | NYISO_G-I_2_NYISO_J-K | NYISO_G-I | NYISO_J-K | Internal | Winter | B19 | 700 | 6130 | 6130 | 69.7 | 73.44 | 0.01 | 3.73
2020 | NYISO_G-I_2_NYISO_J-K | NYISO_G-I | NYISO_J-K | Internal | Winter | B20 | 935 | 6130 | 6057.22 | 69.7 | 69.71 | 0.01 | 0
2020 | NYISO_G-I_2_PJM_E | NYISO_G-I | PJM_E | Internal | Shoulder | B11 | 25 | 1500 | 0.47 | 65.36 | 73.34 | 8 | 0
2020 | NYISO_G-I_2_PJM_E | NYISO_G-I | PJM_E | Internal | Shoulder | B12 | 200 | 1500 | 0 | 64.53 | 68.58 | 8 | 0
2020 | NYISO_G-I_2_PJM_E | NYISO_G-I | PJM_E | Internal | Shoulder | B13 | 600 | 1500 | 0 | 64.5 | 66.2 | 8 | 0
2020 | NYISO_G-I_2_PJM_E | NYISO_G-I | PJM_E | Internal | Shoulder | B14 | 900 | 1500 | 0 | 64.04 | 64.39 | 8 | 0
2020 | NYISO_G-I_2_PJM_E | NYISO_G-I | PJM_E | Internal | Shoulder | B15 | 1203 | 1500 | 0 | 62.81 | 64.19 | 8 | 0
2020 | NYISO_G-I_2_PJM_E | NYISO_G-I | PJM_E | Internal | Summer | B1 | 10 | 1500 | 62.28 | 96.88 | 104.88 | 8 | 0
2020 | NYISO_G-I_2_PJM_E | NYISO_G-I | PJM_E | Internal | Summer | B2 | 25 | 1500 | 417.79 | 93.9 | 101.9 | 8 | 0
2020 | NYISO_G-I_2_PJM_E | NYISO_G-I | PJM_E | Internal | Summer | B3 | 75 | 1500 | 1500 | 84.53 | 101.15 | 8 | 8.62
2020 | NYISO_G-I_2_PJM_E | NYISO_G-I | PJM_E | Internal | Summer | B4 | 100 | 1500 | 1500 | 83.54 | 95.56 | 8 | 4.02
2020 | NYISO_G-I_2_PJM_E | NYISO_G-I | PJM_E | Internal | Summer | B5 | 200 | 1500 | 1000.31 | 79.73 | 87.73 | 8 | 0
2020 | NYISO_G-I_2_PJM_E | NYISO_G-I | PJM_E | Internal | Summer | B6 | 300 | 1500 | 333.26 | 63.79 | 71.79 | 8 | 0
2020 | NYISO_G-I_2_PJM_E | NYISO_G-I | PJM_E | Internal | Summer | B7 | 400 | 1500 | 0 | 62.5 | 66.11 | 8 | 0
2020 | NYISO_G-I_2_PJM_E | NYISO_G-I | PJM_E | Internal | Summer | B8 | 500 | 1500 | 0 | 61.64 | 65.15 | 8 | 0
2020 | NYISO_G-I_2_PJM_E | NYISO_G-I | PJM_E | Internal | Summer | B9 | 800 | 1500 | 0 | 61.62 | 62.4 | 8 | 0
2020 | NYISO_G-I_2_PJM_E | NYISO_G-I | PJM_E | Internal | Summer | B10 | 1262 | 1500 | 0 | 61.62 | 61.88 | 8 | 0
2020 | NYISO_G-I_2_PJM_E | NYISO_G-I | PJM_E | Internal | Winter | B16 | 25 | 1500 | 1273.02 | 74.82 | 82.82 | 8 | 0
2020 | NYISO_G-I_2_PJM_E | NYISO_G-I | PJM_E | Internal | Winter | B17 | 100 | 1500 | 0 | 69.79 | 74.35 | 8 | 0
2020 | NYISO_G-I_2_PJM_E | NYISO_G-I | PJM_E | Internal | Winter | B18 | 400 | 1500 | 0 | 69.7 | 70.63 | 8 | 0
2020 | NYISO_G-I_2_PJM_E | NYISO_G-I | PJM_E | Internal | Winter | B19 | 700 | 1500 | 0 | 69.7 | 69.57 | 8 | 0
2020 | NYISO_G-I_2_PJM_E | NYISO_G-I | PJM_E | Internal | Winter | B20 | 935 | 1500 | 0 | 69.7 | 65.15 | 8 | 0
2020 | NYISO_J-K_2_NEISO | NYISO_J-K | NEISO | Internal | Shoulder | B11 | 25 | 315 | 0 | 65.66 | 61.51 | 3 | 0
2020 | NYISO_J-K_2_NEISO | NYISO_J-K | NEISO | Internal | Shoulder | B12 | 200 | 315 | 0 | 64.54 | 61.51 | 3 | 0
2020 | NYISO_J-K_2_NEISO | NYISO_J-K | NEISO | Internal | Shoulder | B13 | 600 | 315 | 0 | 64.51 | 61.51 | 3 | 0
2020 | NYISO_J-K_2_NEISO | NYISO_J-K | NEISO | Internal | Shoulder | B14 | 900 | 315 | 0 | 64.05 | 61.51 | 3 | 0
2020 | NYISO_J-K_2_NEISO | NYISO_J-K | NEISO | Internal | Shoulder | B15 | 1203 | 315 | 0 | 62.82 | 61.51 | 3 | 0
2020 | NYISO_J-K_2_NEISO | NYISO_J-K | NEISO | Internal | Summer | B1 | 10 | 315 | 0 | 96.89 | 94.39 | 3 | 0
2020 | NYISO_J-K_2_NEISO | NYISO_J-K | NEISO | Internal | Summer | B2 | 25 | 315 | 0 | 93.91 | 90.91 | 3 | 0
2020 | NYISO_J-K_2_NEISO | NYISO_J-K | NEISO | Internal | Summer | B3 | 75 | 315 | 0 | 84.54 | 80.55 | 3 | 0
2020 | NYISO_J-K_2_NEISO | NYISO_J-K | NEISO | Internal | Summer | B4 | 100 | 315 | 0 | 83.55 | 65.15 | 3 | 0
2020 | NYISO_J-K_2_NEISO | NYISO_J-K | NEISO | Internal | Summer | B5 | 200 | 315 | 0 | 83.55 | 62.75 | 3 | 0
2020 | NYISO_J-K_2_NEISO | NYISO_J-K | NEISO | Internal | Summer | B6 | 300 | 315 | 0 | 83.55 | 58.63 | 3 | 0
2020 | NYISO_J-K_2_NEISO | NYISO_J-K | NEISO | Internal | Summer | B7 | 400 | 315 | 0 | 62.51 | 58.63 | 3 | 0
2020 | NYISO_J-K_2_NEISO | NYISO_J-K | NEISO | Internal | Summer | B8 | 500 | 315 | 0 | 62.51 | 58.63 | 3 | 0
2020 | NYISO_J-K_2_NEISO | NYISO_J-K | NEISO | Internal | Summer | B9 | 800 | 315 | 0 | 61.63 | 58.63 | 3 | 0
2020 | NYISO_J-K_2_NEISO | NYISO_J-K | NEISO | Internal | Summer | B10 | 1262 | 315 | 0 | 61.63 | 58.63 | 3 | 0
2020 | NYISO_J-K_2_NEISO | NYISO_J-K | NEISO | Internal | Winter | B16 | 25 | 315 | 0 | 76.79 | 70.44 | 3 | 0
2020 | NYISO_J-K_2_NEISO | NYISO_J-K | NEISO | Internal | Winter | B17 | 100 | 315 | 0 | 76.79 | 70.44 | 3 | 0
2020 | NYISO_J-K_2_NEISO | NYISO_J-K | NEISO | Internal | Winter | B18 | 400 | 315 | 0 | 76.37 | 70.44 | 3 | 0
2020 | NYISO_J-K_2_NEISO | NYISO_J-K | NEISO | Internal | Winter | B19 | 700 | 315 | 0 | 73.44 | 70.44 | 3 | 0
2020 | NYISO_J-K_2_NEISO | NYISO_J-K | NEISO | Internal | Winter | B20 | 935 | 315 | 0 | 69.71 | 70.44 | 3 | 0
2020 | NYISO_J-K_2_NYISO_G-I | NYISO_J-K | NYISO_G-I | Internal | Shoulder | B11 | 25 | 1999 | 0.04 | 65.66 | 65.36 | 0.01 | 0
2020 | NYISO_J-K_2_NYISO_G-I | NYISO_J-K | NYISO_G-I | Internal | Shoulder | B12 | 200 | 1999 | 0.06 | 64.54 | 64.53 | 0.01 | 0
2020 | NYISO_J-K_2_NYISO_G-I | NYISO_J-K | NYISO_G-I | Internal | Shoulder | B13 | 600 | 1999 | 0.02 | 64.51 | 64.5 | 0.01 | 0
2020 | NYISO_J-K_2_NYISO_G-I | NYISO_J-K | NYISO_G-I | Internal | Shoulder | B14 | 900 | 1999 | 0.01 | 64.05 | 64.04 | 0.01 | 0
2020 | NYISO_J-K_2_NYISO_G-I | NYISO_J-K | NYISO_G-I | Internal | Shoulder | B15 | 1203 | 1999 | 0.01 | 62.82 | 62.81 | 0.01 | 0
2020 | NYISO_J-K_2_NYISO_G-I | NYISO_J-K | NYISO_G-I | Internal | Summer | B1 | 10 | 1999 | 1.11 | 96.89 | 96.88 | 0.01 | 0
2020 | NYISO_J-K_2_NYISO_G-I | NYISO_J-K | NYISO_G-I | Internal | Summer | B2 | 25 | 1999 | 0.48 | 93.91 | 93.9 | 0.01 | 0
2020 | NYISO_J-K_2_NYISO_G-I | NYISO_J-K | NYISO_G-I | Internal | Summer | B3 | 75 | 1999 | 0.16 | 84.54 | 84.53 | 0.01 | 0
2020 | NYISO_J-K_2_NYISO_G-I | NYISO_J-K | NYISO_G-I | Internal | Summer | B4 | 100 | 1999 | 0.12 | 83.55 | 83.54 | 0.01 | 0
2020 | NYISO_J-K_2_NYISO_G-I | NYISO_J-K | NYISO_G-I | Internal | Summer | B5 | 200 | 1999 | 0 | 83.55 | 79.73 | 0.01 | 0
2020 | NYISO_J-K_2_NYISO_G-I | NYISO_J-K | NYISO_G-I | Internal | Summer | B6 | 300 | 1999 | 0 | 83.55 | 63.79 | 0.01 | 0
2020 | NYISO_J-K_2_NYISO_G-I | NYISO_J-K | NYISO_G-I | Internal | Summer | B7 | 400 | 1999 | 0.03 | 62.51 | 62.5 | 0.01 | 0
2020 | NYISO_J-K_2_NYISO_G-I | NYISO_J-K | NYISO_G-I | Internal | Summer | B8 | 500 | 1999 | 0 | 62.51 | 61.64 | 0.01 | 0
2020 | NYISO_J-K_2_NYISO_G-I | NYISO_J-K | NYISO_G-I | Internal | Summer | B9 | 800 | 1999 | 0.02 | 61.63 | 61.62 | 0.01 | 0
2020 | NYISO_J-K_2_NYISO_G-I | NYISO_J-K | NYISO_G-I | Internal | Summer | B10 | 1262 | 1999 | 0.01 | 61.63 | 61.62 | 0.01 | 0
2020 | NYISO_J-K_2_NYISO_G-I | NYISO_J-K | NYISO_G-I | Internal | Winter | B16 | 25 | 1999 | 0 | 76.79 | 74.82 | 0.01 | 0
2020 | NYISO_J-K_2_NYISO_G-I | NYISO_J-K | NYISO_G-I | Internal | Winter | B17 | 100 | 1999 | 0 | 76.79 | 69.79 | 0.01 | 0
2020 | NYISO_J-K_2_NYISO_G-I | NYISO_J-K | NYISO_G-I | Internal | Winter | B18 | 400 | 1999 | 0 | 76.37 | 69.7 | 0.01 | 0
2020 | NYISO_J-K_2_NYISO_G-I | NYISO_J-K | NYISO_G-I | Internal | Winter | B19 | 700 | 1999 | 0 | 73.44 | 69.7 | 0.01 | 0
2020 | NYISO_J-K_2_NYISO_G-I | NYISO_J-K | NYISO_G-I | Internal | Winter | B20 | 935 | 1999 | 0.01 | 69.71 | 69.7 | 0.01 | 0
2020 | NYISO_J-K_2_PJM_E | NYISO_J-K | PJM_E | Internal | Shoulder | B11 | 25 | 330 | 0.04 | 65.66 | 73.34 | 8 | 0
2020 | NYISO_J-K_2_PJM_E | NYISO_J-K | PJM_E | Internal | Shoulder | B12 | 200 | 330 | 0 | 64.54 | 68.58 | 8 | 0
2020 | NYISO_J-K_2_PJM_E | NYISO_J-K | PJM_E | Internal | Shoulder | B13 | 600 | 330 | 0 | 64.51 | 66.2 | 8 | 0
2020 | NYISO_J-K_2_PJM_E | NYISO_J-K | PJM_E | Internal | Shoulder | B14 | 900 | 330 | 0 | 64.05 | 64.39 | 8 | 0
2020 | NYISO_J-K_2_PJM_E | NYISO_J-K | PJM_E | Internal | Shoulder | B15 | 1203 | 330 | 0 | 62.82 | 64.19 | 8 | 0
2020 | NYISO_J-K_2_PJM_E | NYISO_J-K | PJM_E | Internal | Summer | B1 | 10 | 330 | 1.79 | 96.89 | 104.88 | 8 | 0
2020 | NYISO_J-K_2_PJM_E | NYISO_J-K | PJM_E | Internal | Summer | B2 | 25 | 330 | 0.89 | 93.91 | 101.9 | 8 | 0
2020 | NYISO_J-K_2_PJM_E | NYISO_J-K | PJM_E | Internal | Summer | B3 | 75 | 330 | 330 | 84.54 | 101.15 | 8 | 8.61
2020 | NYISO_J-K_2_PJM_E | NYISO_J-K | PJM_E | Internal | Summer | B4 | 100 | 330 | 330 | 83.55 | 95.56 | 8 | 4.01
2020 | NYISO_J-K_2_PJM_E | NYISO_J-K | PJM_E | Internal | Summer | B5 | 200 | 330 | 0 | 83.55 | 87.73 | 8 | 0
2020 | NYISO_J-K_2_PJM_E | NYISO_J-K | PJM_E | Internal | Summer | B6 | 300 | 330 | 0 | 83.55 | 71.79 | 8 | 0
2020 | NYISO_J-K_2_PJM_E | NYISO_J-K | PJM_E | Internal | Summer | B7 | 400 | 330 | 0 | 62.51 | 66.11 | 8 | 0
2020 | NYISO_J-K_2_PJM_E | NYISO_J-K | PJM_E | Internal | Summer | B8 | 500 | 330 | 0 | 62.51 | 65.15 | 8 | 0
2020 | NYISO_J-K_2_PJM_E | NYISO_J-K | PJM_E | Internal | Summer | B9 | 800 | 330 | 0 | 61.63 | 62.4 | 8 | 0
2020 | NYISO_J-K_2_PJM_E | NYISO_J-K | PJM_E | Internal | Summer | B10 | 1262 | 330 | 0 | 61.63 | 61.88 | 8 | 0
2020 | NYISO_J-K_2_PJM_E | NYISO_J-K | PJM_E | Internal | Winter | B16 | 25 | 330 | 0 | 76.79 | 82.82 | 8 | 0
2020 | NYISO_J-K_2_PJM_E | NYISO_J-K | PJM_E | Internal | Winter | B17 | 100 | 330 | 0 | 76.79 | 74.35 | 8 | 0
2020 | NYISO_J-K_2_PJM_E | NYISO_J-K | PJM_E | Internal | Winter | B18 | 400 | 330 | 0 | 76.37 | 70.63 | 8 | 0
2020 | NYISO_J-K_2_PJM_E | NYISO_J-K | PJM_E | Internal | Winter | B19 | 700 | 330 | 0 | 73.44 | 69.57 | 8 | 0
2020 | NYISO_J-K_2_PJM_E | NYISO_J-K | PJM_E | Internal | Winter | B20 | 935 | 330 | 0 | 69.71 | 65.15 | 8 | 0
2020 | PJM_E_2_NYISO_G-I | PJM_E | NYISO_G-I | Internal | Shoulder | B11 | 25 | 500 | 0 | 73.34 | 65.36 | 6 | 0
2020 | PJM_E_2_NYISO_G-I | PJM_E | NYISO_G-I | Internal | Shoulder | B12 | 200 | 500 | 0 | 68.58 | 64.53 | 6 | 0
2020 | PJM_E_2_NYISO_G-I | PJM_E | NYISO_G-I | Internal | Shoulder | B13 | 600 | 500 | 0 | 66.2 | 64.5 | 6 | 0
2020 | PJM_E_2_NYISO_G-I | PJM_E | NYISO_G-I | Internal | Shoulder | B14 | 900 | 500 | 0 | 64.39 | 64.04 | 6 | 0
2020 | PJM_E_2_NYISO_G-I | PJM_E | NYISO_G-I | Internal | Shoulder | B15 | 1203 | 500 | 0 | 64.19 | 62.81 | 6 | 0
2020 | PJM_E_2_NYISO_G-I | PJM_E | NYISO_G-I | Internal | Summer | B1 | 10 | 500 | 0 | 104.88 | 96.88 | 6 | 0
2020 | PJM_E_2_NYISO_G-I | PJM_E | NYISO_G-I | Internal | Summer | B2 | 25 | 500 | 0 | 101.9 | 93.9 | 6 | 0
2020 | PJM_E_2_NYISO_G-I | PJM_E | NYISO_G-I | Internal | Summer | B3 | 75 | 500 | 0 | 101.15 | 84.53 | 6 | 0
2020 | PJM_E_2_NYISO_G-I | PJM_E | NYISO_G-I | Internal | Summer | B4 | 100 | 500 | 0 | 95.56 | 83.54 | 6 | 0
2020 | PJM_E_2_NYISO_G-I | PJM_E | NYISO_G-I | Internal | Summer | B5 | 200 | 500 | 0 | 87.73 | 79.73 | 6 | 0
2020 | PJM_E_2_NYISO_G-I | PJM_E | NYISO_G-I | Internal | Summer | B6 | 300 | 500 | 0 | 71.79 | 63.79 | 6 | 0
2020 | PJM_E_2_NYISO_G-I | PJM_E | NYISO_G-I | Internal | Summer | B7 | 400 | 500 | 0 | 66.11 | 62.5 | 6 | 0
2020 | PJM_E_2_NYISO_G-I | PJM_E | NYISO_G-I | Internal | Summer | B8 | 500 | 500 | 0 | 65.15 | 61.64 | 6 | 0
2020 | PJM_E_2_NYISO_G-I | PJM_E | NYISO_G-I | Internal | Summer | B9 | 800 | 500 | 0 | 62.4 | 61.62 | 6 | 0
2020 | PJM_E_2_NYISO_G-I | PJM_E | NYISO_G-I | Internal | Summer | B10 | 1262 | 500 | 0 | 61.88 | 61.62 | 6 | 0
2020 | PJM_E_2_NYISO_G-I | PJM_E | NYISO_G-I | Internal | Winter | B16 | 25 | 500 | 0 | 82.82 | 74.82 | 6 | 0
2020 | PJM_E_2_NYISO_G-I | PJM_E | NYISO_G-I | Internal | Winter | B17 | 100 | 500 | 0 | 74.35 | 69.79 | 6 | 0
2020 | PJM_E_2_NYISO_G-I | PJM_E | NYISO_G-I | Internal | Winter | B18 | 400 | 500 | 0 | 70.63 | 69.7 | 6 | 0
2020 | PJM_E_2_NYISO_G-I | PJM_E | NYISO_G-I | Internal | Winter | B19 | 700 | 500 | 0 | 69.57 | 69.7 | 6 | 0
2020 | PJM_E_2_NYISO_G-I | PJM_E | NYISO_G-I | Internal | Winter | B20 | 935 | 500 | 0 | 65.15 | 69.7 | 6 | 0
2020 | PJM_E_2_NYISO_J-K | PJM_E | NYISO_J-K | Internal | Shoulder | B11 | 25 | 330 | 0 | 73.34 | 65.66 | 6 | 0
2020 | PJM_E_2_NYISO_J-K | PJM_E | NYISO_J-K | Internal | Shoulder | B12 | 200 | 330 | 0 | 68.58 | 64.54 | 6 | 0
2020 | PJM_E_2_NYISO_J-K | PJM_E | NYISO_J-K | Internal | Shoulder | B13 | 600 | 330 | 0 | 66.2 | 64.51 | 6 | 0
2020 | PJM_E_2_NYISO_J-K | PJM_E | NYISO_J-K | Internal | Shoulder | B14 | 900 | 330 | 0 | 64.39 | 64.05 | 6 | 0
2020 | PJM_E_2_NYISO_J-K | PJM_E | NYISO_J-K | Internal | Shoulder | B15 | 1203 | 330 | 0 | 64.19 | 62.82 | 6 | 0
2020 | PJM_E_2_NYISO_J-K | PJM_E | NYISO_J-K | Internal | Summer | B1 | 10 | 330 | 0 | 104.88 | 96.89 | 6 | 0
2020 | PJM_E_2_NYISO_J-K | PJM_E | NYISO_J-K | Internal | Summer | B2 | 25 | 330 | 0 | 101.9 | 93.91 | 6 | 0
2020 | PJM_E_2_NYISO_J-K | PJM_E | NYISO_J-K | Internal | Summer | B3 | 75 | 330 | 0 | 101.15 | 84.54 | 6 | 0
2020 | PJM_E_2_NYISO_J-K | PJM_E | NYISO_J-K | Internal | Summer | B4 | 100 | 330 | 0 | 95.56 | 83.55 | 6 | 0
2020 | PJM_E_2_NYISO_J-K | PJM_E | NYISO_J-K | Internal | Summer | B5 | 200 | 330 | 0 | 87.73 | 83.55 | 6 | 0
2020 | PJM_E_2_NYISO_J-K | PJM_E | NYISO_J-K | Internal | Summer | B6 | 300 | 330 | 330 | 71.79 | 83.55 | 6 | 5.76
2020 | PJM_E_2_NYISO_J-K | PJM_E | NYISO_J-K | Internal | Summer | B7 | 400 | 330 | 0 | 66.11 | 62.51 | 6 | 0
2020 | PJM_E_2_NYISO_J-K | PJM_E | NYISO_J-K | Internal | Summer | B8 | 500 | 330 | 0 | 65.15 | 62.51 | 6 | 0
2020 | PJM_E_2_NYISO_J-K | PJM_E | NYISO_J-K | Internal | Summer | B9 | 800 | 330 | 0 | 62.4 | 61.63 | 6 | 0
2020 | PJM_E_2_NYISO_J-K | PJM_E | NYISO_J-K | Internal | Summer | B10 | 1262 | 330 | 0 | 61.88 | 61.63 | 6 | 0
2020 | PJM_E_2_NYISO_J-K | PJM_E | NYISO_J-K | Internal | Winter | B16 | 25 | 330 | 0 | 82.82 | 76.79 | 6 | 0
2020 | PJM_E_2_NYISO_J-K | PJM_E | NYISO_J-K | Internal | Winter | B17 | 100 | 330 | 0 | 74.35 | 76.79 | 6 | 0
2020 | PJM_E_2_NYISO_J-K | PJM_E | NYISO_J-K | Internal | Winter | B18 | 400 | 330 | 0 | 70.63 | 76.37 | 6 | 0
2020 | PJM_E_2_NYISO_J-K | PJM_E | NYISO_J-K | Internal | Winter | B19 | 700 | 330 | 0 | 69.57 | 73.44 | 6 | 0
2020 | PJM_E_2_NYISO_J-K | PJM_E | NYISO_J-K | Internal | Winter | B20 | 935 | 330 | 0 | 65.15 | 69.71 | 6 | 0
2020 | PJM_E_2_PJM_ROM | PJM_E | PJM_ROM | Internal | Shoulder | B11 | 25 | 8000 | 391.17 | 73.34 | 73.35 | 0.01 | 0
2020 | PJM_E_2_PJM_ROM | PJM_E | PJM_ROM | Internal | Shoulder | B12 | 200 | 8000 | 297.82 | 68.58 | 68.59 | 0.01 | 0
2020 | PJM_E_2_PJM_ROM | PJM_E | PJM_ROM | Internal | Shoulder | B13 | 600 | 8000 | 0.02 | 66.2 | 66.19 | 0.01 | 0
2020 | PJM_E_2_PJM_ROM | PJM_E | PJM_ROM | Internal | Shoulder | B14 | 900 | 8000 | 209.68 | 64.39 | 64.4 | 0.01 | 0
2020 | PJM_E_2_PJM_ROM | PJM_E | PJM_ROM | Internal | Shoulder | B15 | 1203 | 8000 | 331.95 | 64.19 | 64.2 | 0.01 | 0
2020 | PJM_E_2_PJM_ROM | PJM_E | PJM_ROM | Internal | Summer | B1 | 10 | 8000 | 1.23 | 104.88 | 104.87 | 0.01 | 0
2020 | PJM_E_2_PJM_ROM | PJM_E | PJM_ROM | Internal | Summer | B2 | 25 | 8000 | 0.51 | 101.9 | 101.89 | 0.01 | 0
2020 | PJM_E_2_PJM_ROM | PJM_E | PJM_ROM | Internal | Summer | B3 | 75 | 8000 | 2481.85 | 101.15 | 101.16 | 0.01 | 0
2020 | PJM_E_2_PJM_ROM | PJM_E | PJM_ROM | Internal | Summer | B4 | 100 | 8000 | 2153.71 | 95.56 | 95.57 | 0.01 | 0
2020 | PJM_E_2_PJM_ROM | PJM_E | PJM_ROM | Internal | Summer | B5 | 200 | 8000 | 0.07 | 87.73 | 87.72 | 0.01 | 0
2020 | PJM_E_2_PJM_ROM | PJM_E | PJM_ROM | Internal | Summer | B6 | 300 | 8000 | 0.04 | 71.79 | 71.77 | 0.01 | 0
2020 | PJM_E_2_PJM_ROM | PJM_E | PJM_ROM | Internal | Summer | B7 | 400 | 8000 | 18.83 | 66.11 | 66.12 | 0.01 | 0
2020 | PJM_E_2_PJM_ROM | PJM_E | PJM_ROM | Internal | Summer | B8 | 500 | 8000 | 0.03 | 65.15 | 65.14 | 0.01 | 0
2020 | PJM_E_2_PJM_ROM | PJM_E | PJM_ROM | Internal | Summer | B9 | 800 | 8000 | 710.38 | 62.4 | 62.41 | 0.01 | 0
2020 | PJM_E_2_PJM_ROM | PJM_E | PJM_ROM | Internal | Summer | B10 | 1262 | 8000 | 203.23 | 61.88 | 61.9 | 0.01 | 0
2020 | PJM_E_2_PJM_ROM | PJM_E | PJM_ROM | Internal | Winter | B16 | 25 | 8000 | 677.43 | 82.82 | 82.83 | 0.01 | 0
2020 | PJM_E_2_PJM_ROM | PJM_E | PJM_ROM | Internal | Winter | B17 | 100 | 8000 | 0.14 | 74.35 | 74.33 | 0.01 | 0
2020 | PJM_E_2_PJM_ROM | PJM_E | PJM_ROM | Internal | Winter | B18 | 400 | 8000 | 0.03 | 70.63 | 70.62 | 0.01 | 0
2020 | PJM_E_2_PJM_ROM | PJM_E | PJM_ROM | Internal | Winter | B19 | 700 | 8000 | 0.02 | 69.57 | 69.56 | 0.01 | 0
2020 | PJM_E_2_PJM_ROM | PJM_E | PJM_ROM | Internal | Winter | B20 | 935 | 8000 | 0.01 | 65.15 | 65.14 | 0.01 | 0
2020 | PJM_ROR_2_MISO_IN | PJM_ROR | MISO_IN | Internal | Shoulder | B11 | 25 | 1170 | 0 | 73.34 | 71.34 | 2 | 0
2020 | PJM_ROR_2_MISO_IN | PJM_ROR | MISO_IN | Internal | Shoulder | B12 | 200 | 1170 | 0 | 68.31 | 66.3 | 2 | 0
2020 | PJM_ROR_2_MISO_IN | PJM_ROR | MISO_IN | Internal | Shoulder | B13 | 600 | 1170 | 0 | 65.66 | 63.65 | 2 | 0
2020 | PJM_ROR_2_MISO_IN | PJM_ROR | MISO_IN | Internal | Shoulder | B14 | 900 | 1170 | 0 | 64.12 | 62.09 | 2 | 0
2020 | PJM_ROR_2_MISO_IN | PJM_ROR | MISO_IN | Internal | Shoulder | B15 | 1203 | 1170 | 0 | 62.4 | 58.8 | 2 | 0
2020 | PJM_ROR_2_MISO_IN | PJM_ROR | MISO_IN | Internal | Summer | B1 | 10 | 1170 | 0 | 102.77 | 100.46 | 2 | 0
2020 | PJM_ROR_2_MISO_IN | PJM_ROR | MISO_IN | Internal | Summer | B2 | 25 | 1170 | 0 | 101.87 | 99.89 | 2 | 0
2020 | PJM_ROR_2_MISO_IN | PJM_ROR | MISO_IN | Internal | Summer | B3 | 75 | 1170 | 0 | 101.15 | 99.1 | 2 | 0
2020 | PJM_ROR_2_MISO_IN | PJM_ROR | MISO_IN | Internal | Summer | B4 | 100 | 1170 | 0 | 95.56 | 81.56 | 2 | 0
2020 | PJM_ROR_2_MISO_IN | PJM_ROR | MISO_IN | Internal | Summer | B5 | 200 | 1170 | 0 | 87.71 | 75.48 | 2 | 0
2020 | PJM_ROR_2_MISO_IN | PJM_ROR | MISO_IN | Internal | Summer | B6 | 300 | 1170 | 0 | 71.76 | 66 | 2 | 0
2020 | PJM_ROR_2_MISO_IN | PJM_ROR | MISO_IN | Internal | Summer | B7 | 400 | 1170 | 0 | 65.25 | 63.23 | 2 | 0
2020 | PJM_ROR_2_MISO_IN | PJM_ROR | MISO_IN | Internal | Summer | B8 | 500 | 1170 | 0 | 63.73 | 61.19 | 2 | 0
2020 | PJM_ROR_2_MISO_IN | PJM_ROR | MISO_IN | Internal | Summer | B9 | 800 | 1170 | 0 | 62.4 | 60.38 | 2 | 0
2020 | PJM_ROR_2_MISO_IN | PJM_ROR | MISO_IN | Internal | Summer | B10 | 1262 | 1170 | 0 | 61.01 | 58.8 | 2 | 0
2020 | PJM_ROR_2_MISO_IN | PJM_ROR | MISO_IN | Internal | Winter | B16 | 25 | 1170 | 0 | 82.82 | 71.78 | 2 | 0
2020 | PJM_ROR_2_MISO_IN | PJM_ROR | MISO_IN | Internal | Winter | B17 | 100 | 1170 | 0 | 74.32 | 68.1 | 2 | 0
2020 | PJM_ROR_2_MISO_IN | PJM_ROR | MISO_IN | Internal | Winter | B18 | 400 | 1170 | 0 | 68.93 | 66.29 | 2 | 0
2020 | PJM_ROR_2_MISO_IN | PJM_ROR | MISO_IN | Internal | Winter | B19 | 700 | 1170 | 0 | 66.59 | 64.59 | 2 | 0
2020 | PJM_ROR_2_MISO_IN | PJM_ROR | MISO_IN | Internal | Winter | B20 | 935 | 1170 | 0 | 63.63 | 60.86 | 2 | 0
2020 | PJM_ROR_2_MISO_MI | PJM_ROR | MISO_MI | Internal | Shoulder | B11 | 25 | 1305 | 0 | 73.34 | 71.33 | 2 | 0
2020 | PJM_ROR_2_MISO_MI | PJM_ROR | MISO_MI | Internal | Shoulder | B12 | 200 | 1305 | 0 | 68.31 | 66.31 | 2 | 0
2020 | PJM_ROR_2_MISO_MI | PJM_ROR | MISO_MI | Internal | Shoulder | B13 | 600 | 1305 | 0 | 65.66 | 63.66 | 2 | 0
2020 | PJM_ROR_2_MISO_MI | PJM_ROR | MISO_MI | Internal | Shoulder | B14 | 900 | 1305 | 0 | 64.12 | 62.1 | 2 | 0
2020 | PJM_ROR_2_MISO_MI | PJM_ROR | MISO_MI | Internal | Shoulder | B15 | 1203 | 1305 | 0 | 62.4 | 58.81 | 2 | 0
2020 | PJM_ROR_2_MISO_MI | PJM_ROR | MISO_MI | Internal | Summer | B1 | 10 | 1305 | 0 | 102.77 | 100.45 | 2 | 0
2020 | PJM_ROR_2_MISO_MI | PJM_ROR | MISO_MI | Internal | Summer | B2 | 25 | 1305 | 0 | 101.87 | 99.87 | 2 | 0
2020 | PJM_ROR_2_MISO_MI | PJM_ROR | MISO_MI | Internal | Summer | B3 | 75 | 1305 | 0 | 101.15 | 99.09 | 2 | 0
2020 | PJM_ROR_2_MISO_MI | PJM_ROR | MISO_MI | Internal | Summer | B4 | 100 | 1305 | 0 | 95.56 | 81.55 | 2 | 0
2020 | PJM_ROR_2_MISO_MI | PJM_ROR | MISO_MI | Internal | Summer | B5 | 200 | 1305 | 0 | 87.71 | 75.47 | 2 | 0
2020 | PJM_ROR_2_MISO_MI | PJM_ROR | MISO_MI | Internal | Summer | B6 | 300 | 1305 | 0 | 71.76 | 66.01 | 2 | 0
2020 | PJM_ROR_2_MISO_MI | PJM_ROR | MISO_MI | Internal | Summer | B7 | 400 | 1305 | 0 | 65.25 | 63.25 | 2 | 0
2020 | PJM_ROR_2_MISO_MI | PJM_ROR | MISO_MI | Internal | Summer | B8 | 500 | 1305 | 0 | 63.73 | 61.2 | 2 | 0
2020 | PJM_ROR_2_MISO_MI | PJM_ROR | MISO_MI | Internal | Summer | B9 | 800 | 1305 | 0 | 62.4 | 60.4 | 2 | 0
2020 | PJM_ROR_2_MISO_MI | PJM_ROR | MISO_MI | Internal | Summer | B10 | 1262 | 1305 | 0 | 61.01 | 58.81 | 2 | 0
2020 | PJM_ROR_2_MISO_MI | PJM_ROR | MISO_MI | Internal | Winter | B16 | 25 | 1305 | 0 | 82.82 | 71.77 | 2 | 0
2020 | PJM_ROR_2_MISO_MI | PJM_ROR | MISO_MI | Internal | Winter | B17 | 100 | 1305 | 0 | 74.32 | 68.09 | 2 | 0
2020 | PJM_ROR_2_MISO_MI | PJM_ROR | MISO_MI | Internal | Winter | B18 | 400 | 1305 | 0 | 68.93 | 66.28 | 2 | 0
2020 | PJM_ROR_2_MISO_MI | PJM_ROR | MISO_MI | Internal | Winter | B19 | 700 | 1305 | 0 | 66.59 | 64.58 | 2 | 0
2020 | PJM_ROR_2_MISO_MI | PJM_ROR | MISO_MI | Internal | Winter | B20 | 935 | 1305 | 0 | 63.63 | 60.87 | 2 | 0
2020 | PJM_ROR_2_MISO_MO-IL | PJM_ROR | MISO_MO-IL | Internal | Shoulder | B11 | 25 | 1111 | 0 | 73.34 | 72.84 | 2 | 0
2020 | PJM_ROR_2_MISO_MO-IL | PJM_ROR | MISO_MO-IL | Internal | Shoulder | B12 | 200 | 1111 | 0 | 68.31 | 66.31 | 2 | 0
2020 | PJM_ROR_2_MISO_MO-IL | PJM_ROR | MISO_MO-IL | Internal | Shoulder | B13 | 600 | 1111 | 0 | 65.66 | 63.66 | 2 | 0
2020 | PJM_ROR_2_MISO_MO-IL | PJM_ROR | MISO_MO-IL | Internal | Shoulder | B14 | 900 | 1111 | 0 | 64.12 | 62.1 | 2 | 0
2020 | PJM_ROR_2_MISO_MO-IL | PJM_ROR | MISO_MO-IL | Internal | Shoulder | B15 | 1203 | 1111 | 0 | 62.4 | 58.81 | 2 | 0
2020 | PJM_ROR_2_MISO_MO-IL | PJM_ROR | MISO_MO-IL | Internal | Summer | B1 | 10 | 1111 | 0 | 102.77 | 100.77 | 2 | 0
2020 | PJM_ROR_2_MISO_MO-IL | PJM_ROR | MISO_MO-IL | Internal | Summer | B2 | 25 | 1111 | 0 | 101.87 | 100.77 | 2 | 0
2020 | PJM_ROR_2_MISO_MO-IL | PJM_ROR | MISO_MO-IL | Internal | Summer | B3 | 75 | 1111 | 0 | 101.15 | 100.77 | 2 | 0
2020 | PJM_ROR_2_MISO_MO-IL | PJM_ROR | MISO_MO-IL | Internal | Summer | B4 | 100 | 1111 | 0.25 | 95.56 | 97.55 | 2 | 0
2020 | PJM_ROR_2_MISO_MO-IL | PJM_ROR | MISO_MO-IL | Internal | Summer | B5 | 200 | 1111 | 0.12 | 87.71 | 89.7 | 2 | 0
2020 | PJM_ROR_2_MISO_MO-IL | PJM_ROR | MISO_MO-IL | Internal | Summer | B6 | 300 | 1111 | 0 | 71.76 | 69.76 | 2 | 0
2020 | PJM_ROR_2_MISO_MO-IL | PJM_ROR | MISO_MO-IL | Internal | Summer | B7 | 400 | 1111 | 0 | 65.25 | 66.64 | 2 | 0
2020 | PJM_ROR_2_MISO_MO-IL | PJM_ROR | MISO_MO-IL | Internal | Summer | B8 | 500 | 1111 | 0 | 63.73 | 61.73 | 2 | 0
2020 | PJM_ROR_2_MISO_MO-IL | PJM_ROR | MISO_MO-IL | Internal | Summer | B9 | 800 | 1111 | 0 | 62.4 | 60.4 | 2 | 0
2020 | PJM_ROR_2_MISO_MO-IL | PJM_ROR | MISO_MO-IL | Internal | Summer | B10 | 1262 | 1111 | 0 | 61.01 | 58.81 | 2 | 0
2020 | PJM_ROR_2_MISO_MO-IL | PJM_ROR | MISO_MO-IL | Internal | Winter | B16 | 25 | 1111 | 0 | 82.82 | 71.79 | 2 | 0
2020 | PJM_ROR_2_MISO_MO-IL | PJM_ROR | MISO_MO-IL | Internal | Winter | B17 | 100 | 1111 | 0 | 74.32 | 68.12 | 2 | 0
2020 | PJM_ROR_2_MISO_MO-IL | PJM_ROR | MISO_MO-IL | Internal | Winter | B18 | 400 | 1111 | 0 | 68.93 | 66.93 | 2 | 0
2020 | PJM_ROR_2_MISO_MO-IL | PJM_ROR | MISO_MO-IL | Internal | Winter | B19 | 700 | 1111 | 0 | 66.59 | 64.6 | 2 | 0
2020 | PJM_ROR_2_MISO_MO-IL | PJM_ROR | MISO_MO-IL | Internal | Winter | B20 | 935 | 1111 | 0 | 63.63 | 60.87 | 2 | 0
2020 | PJM_ROR_2_MISO_W | PJM_ROR | MISO_W | Internal | Shoulder | B11 | 25 | 13129 | 0 | 73.34 | 72.85 | 2 | 0
2020 | PJM_ROR_2_MISO_W | PJM_ROR | MISO_W | Internal | Shoulder | B12 | 200 | 13129 | 0 | 68.31 | 66.31 | 2 | 0
2020 | PJM_ROR_2_MISO_W | PJM_ROR | MISO_W | Internal | Shoulder | B13 | 600 | 13129 | 0 | 65.66 | 64.52 | 2 | 0
2020 | PJM_ROR_2_MISO_W | PJM_ROR | MISO_W | Internal | Shoulder | B14 | 900 | 13129 | 0 | 64.12 | 64.22 | 2 | 0
2020 | PJM_ROR_2_MISO_W | PJM_ROR | MISO_W | Internal | Shoulder | B15 | 1203 | 13129 | 0 | 62.4 | 60.41 | 2 | 0
2020 | PJM_ROR_2_MISO_W | PJM_ROR | MISO_W | Internal | Summer | B1 | 10 | 13129 | 373.24 | 102.77 | 104.77 | 2 | 0
2020 | PJM_ROR_2_MISO_W | PJM_ROR | MISO_W | Internal | Summer | B2 | 25 | 13129 | 0 | 101.87 | 101.89 | 2 | 0
2020 | PJM_ROR_2_MISO_W | PJM_ROR | MISO_W | Internal | Summer | B3 | 75 | 13129 | 2729.46 | 101.15 | 103.15 | 2 | 0
2020 | PJM_ROR_2_MISO_W | PJM_ROR | MISO_W | Internal | Summer | B4 | 100 | 13129 | 6170.47 | 95.56 | 97.56 | 2 | 0
2020 | PJM_ROR_2_MISO_W | PJM_ROR | MISO_W | Internal | Summer | B5 | 200 | 13129 | 4946.84 | 87.71 | 89.71 | 2 | 0
2020 | PJM_ROR_2_MISO_W | PJM_ROR | MISO_W | Internal | Summer | B6 | 300 | 13129 | 2158.29 | 71.76 | 73.76 | 2 | 0
2020 | PJM_ROR_2_MISO_W | PJM_ROR | MISO_W | Internal | Summer | B7 | 400 | 13129 | 2804.47 | 65.25 | 67.25 | 2 | 0
2020 | PJM_ROR_2_MISO_W | PJM_ROR | MISO_W | Internal | Summer | B8 | 500 | 13129 | 0 | 63.73 | 63.03 | 2 | 0
2020 | PJM_ROR_2_MISO_W | PJM_ROR | MISO_W | Internal | Summer | B9 | 800 | 13129 | 0 | 62.4 | 63.03 | 2 | 0
2020 | PJM_ROR_2_MISO_W | PJM_ROR | MISO_W | Internal | Summer | B10 | 1262 | 13129 | 0 | 61.01 | 60.77 | 2 | 0
2020 | PJM_ROR_2_MISO_W | PJM_ROR | MISO_W | Internal | Winter | B16 | 25 | 13129 | 0 | 82.82 | 80.82 | 2 | 0
2020 | PJM_ROR_2_MISO_W | PJM_ROR | MISO_W | Internal | Winter | B17 | 100 | 13129 | 0 | 74.32 | 72.32 | 2 | 0
2020 | PJM_ROR_2_MISO_W | PJM_ROR | MISO_W | Internal | Winter | B18 | 400 | 13129 | 0 | 68.93 | 67.15 | 2 | 0
2020 | PJM_ROR_2_MISO_W | PJM_ROR | MISO_W | Internal | Winter | B19 | 700 | 13129 | 0 | 66.59 | 67.15 | 2 | 0
2020 | PJM_ROR_2_MISO_W | PJM_ROR | MISO_W | Internal | Winter | B20 | 935 | 13129 | 0 | 63.63 | 61.63 | 2 | 0
2020 | PJM_ROR_2_MISO_WUMS | PJM_ROR | MISO_WUMS | Internal | Shoulder | B11 | 25 | 1467 | 0 | 73.34 | 70.85 | 2 | 0
2020 | PJM_ROR_2_MISO_WUMS | PJM_ROR | MISO_WUMS | Internal | Shoulder | B12 | 200 | 1467 | 0 | 68.31 | 66.3 | 2 | 0
2020 | PJM_ROR_2_MISO_WUMS | PJM_ROR | MISO_WUMS | Internal | Shoulder | B13 | 600 | 1467 | 0 | 65.66 | 63.65 | 2 | 0
2020 | PJM_ROR_2_MISO_WUMS | PJM_ROR | MISO_WUMS | Internal | Shoulder | B14 | 900 | 1467 | 0 | 64.12 | 62.12 | 2 | 0
2020 | PJM_ROR_2_MISO_WUMS | PJM_ROR | MISO_WUMS | Internal | Shoulder | B15 | 1203 | 1467 | 0 | 62.4 | 58.83 | 2 | 0
2020 | PJM_ROR_2_MISO_WUMS | PJM_ROR | MISO_WUMS | Internal | Summer | B1 | 10 | 1467 | 0 | 102.77 | 97.67 | 2 | 0
2020 | PJM_ROR_2_MISO_WUMS | PJM_ROR | MISO_WUMS | Internal | Summer | B2 | 25 | 1467 | 0 | 101.87 | 97.67 | 2 | 0
2020 | PJM_ROR_2_MISO_WUMS | PJM_ROR | MISO_WUMS | Internal | Summer | B3 | 75 | 1467 | 0 | 101.15 | 97.67 | 2 | 0
2020 | PJM_ROR_2_MISO_WUMS | PJM_ROR | MISO_WUMS | Internal | Summer | B4 | 100 | 1467 | 0 | 95.56 | 70.86 | 2 | 0
2020 | PJM_ROR_2_MISO_WUMS | PJM_ROR | MISO_WUMS | Internal | Summer | B5 | 200 | 1467 | 0 | 87.71 | 70.63 | 2 | 0
2020 | PJM_ROR_2_MISO_WUMS | PJM_ROR | MISO_WUMS | Internal | Summer | B6 | 300 | 1467 | 0 | 71.76 | 66 | 2 | 0
2020 | PJM_ROR_2_MISO_WUMS | PJM_ROR | MISO_WUMS | Internal | Summer | B7 | 400 | 1467 | 0 | 65.25 | 60.81 | 2 | 0
2020 | PJM_ROR_2_MISO_WUMS | PJM_ROR | MISO_WUMS | Internal | Summer | B8 | 500 | 1467 | 0 | 63.73 | 60.81 | 2 | 0
2020 | PJM_ROR_2_MISO_WUMS | PJM_ROR | MISO_WUMS | Internal | Summer | B9 | 800 | 1467 | 0 | 62.4 | 60.4 | 2 | 0
2020 | PJM_ROR_2_MISO_WUMS | PJM_ROR | MISO_WUMS | Internal | Summer | B10 | 1262 | 1467 | 0 | 61.01 | 56.94 | 2 | 0
2020 | PJM_ROR_2_MISO_WUMS | PJM_ROR | MISO_WUMS | Internal | Winter | B16 | 25 | 1467 | 0 | 82.82 | 71.3 | 2 | 0
2020 | PJM_ROR_2_MISO_WUMS | PJM_ROR | MISO_WUMS | Internal | Winter | B17 | 100 | 1467 | 0 | 74.32 | 68.1 | 2 | 0
2020 | PJM_ROR_2_MISO_WUMS | PJM_ROR | MISO_WUMS | Internal | Winter | B18 | 400 | 1467 | 0 | 68.93 | 66.29 | 2 | 0
2020 | PJM_ROR_2_MISO_WUMS | PJM_ROR | MISO_WUMS | Internal | Winter | B19 | 700 | 1467 | 0 | 66.59 | 64.59 | 2 | 0
2020 | PJM_ROR_2_MISO_WUMS | PJM_ROR | MISO_WUMS | Internal | Winter | B20 | 935 | 1467 | 0 | 63.63 | 60.88 | 2 | 0
2020 | PJM_ROR_2_PJM_ROM | PJM_ROR | PJM_ROM | Internal | Shoulder | B11 | 25 | 8000 | 6294.32 | 73.34 | 73.35 | 0.01 | 0
2020 | PJM_ROR_2_PJM_ROM | PJM_ROR | PJM_ROM | Internal | Shoulder | B12 | 200 | 8000 | 7999.99 | 68.31 | 68.59 | 0.01 | 0.27
2020 | PJM_ROR_2_PJM_ROM | PJM_ROR | PJM_ROM | Internal | Shoulder | B13 | 600 | 8000 | 8000 | 65.66 | 66.19 | 0.01 | 0.52
2020 | PJM_ROR_2_PJM_ROM | PJM_ROR | PJM_ROM | Internal | Shoulder | B14 | 900 | 8000 | 8000 | 64.12 | 64.4 | 0.01 | 0.27
2020 | PJM_ROR_2_PJM_ROM | PJM_ROR | PJM_ROM | Internal | Shoulder | B15 | 1203 | 8000 | 8000 | 62.4 | 64.2 | 0.01 | 1.79
2020 | PJM_ROR_2_PJM_ROM | PJM_ROR | PJM_ROM | Internal | Summer | B1 | 10 | 8000 | 7999.99 | 102.77 | 104.87 | 0.01 | 2.08
2020 | PJM_ROR_2_PJM_ROM | PJM_ROR | PJM_ROM | Internal | Summer | B2 | 25 | 8000 | 7531.77 | 101.87 | 101.89 | 0.01 | 0
2020 | PJM_ROR_2_PJM_ROM | PJM_ROR | PJM_ROM | Internal | Summer | B3 | 75 | 8000 | 920.44 | 101.15 | 101.16 | 0.01 | 0
2020 | PJM_ROR_2_PJM_ROM | PJM_ROR | PJM_ROM | Internal | Summer | B4 | 100 | 8000 | 27.62 | 95.56 | 95.57 | 0.01 | 0
2020 | PJM_ROR_2_PJM_ROM | PJM_ROR | PJM_ROM | Internal | Summer | B5 | 200 | 8000 | 4893.25 | 87.71 | 87.72 | 0.01 | 0
2020 | PJM_ROR_2_PJM_ROM | PJM_ROR | PJM_ROM | Internal | Summer | B6 | 300 | 8000 | 6753.27 | 71.76 | 71.77 | 0.01 | 0
2020 | PJM_ROR_2_PJM_ROM | PJM_ROR | PJM_ROM | Internal | Summer | B7 | 400 | 8000 | 8000 | 65.25 | 66.12 | 0.01 | 0.87
2020 | PJM_ROR_2_PJM_ROM | PJM_ROR | PJM_ROM | Internal | Summer | B8 | 500 | 8000 | 8000 | 63.73 | 65.14 | 0.01 | 1.4
2020 | PJM_ROR_2_PJM_ROM | PJM_ROR | PJM_ROM | Internal | Summer | B9 | 800 | 8000 | 7570.83 | 62.4 | 62.41 | 0.01 | 0
2020 | PJM_ROR_2_PJM_ROM | PJM_ROR | PJM_ROM | Internal | Summer | B10 | 1262 | 8000 | 8000 | 61.01 | 61.9 | 0.01 | 0.88
2020 | PJM_ROR_2_PJM_ROM | PJM_ROR | PJM_ROM | Internal | Winter | B16 | 25 | 8000 | 5093.15 | 82.82 | 82.83 | 0.01 | 0
2020 | PJM_ROR_2_PJM_ROM | PJM_ROR | PJM_ROM | Internal | Winter | B17 | 100 | 8000 | 7199.03 | 74.32 | 74.33 | 0.01 | 0
2020 | PJM_ROR_2_PJM_ROM | PJM_ROR | PJM_ROM | Internal | Winter | B18 | 400 | 8000 | 8000 | 68.93 | 70.62 | 0.01 | 1.67
2020 | PJM_ROR_2_PJM_ROM | PJM_ROR | PJM_ROM | Internal | Winter | B19 | 700 | 8000 | 8000 | 66.59 | 69.56 | 0.01 | 2.96
2020 | PJM_ROR_2_PJM_ROM | PJM_ROR | PJM_ROM | Internal | Winter | B20 | 935 | 8000 | 8000 | 63.63 | 65.14 | 0.01 | 1.5
2020 | PJM_ROR_2_TVA_Transmission | PJM_ROR | TVA_Transmission | Internal | Shoulder | B11 | 25 | 2500 | 0 | 73.34 | 78.06 | 6 | 0
2020 | PJM_ROR_2_TVA_Transmission | PJM_ROR | TVA_Transmission | Internal | Shoulder | B12 | 200 | 2500 | 0 | 68.31 | 69.41 | 6 | 0
2020 | PJM_ROR_2_TVA_Transmission | PJM_ROR | TVA_Transmission | Internal | Shoulder | B13 | 600 | 2500 | 0 | 65.66 | 67.27 | 6 | 0
2020 | PJM_ROR_2_TVA_Transmission | PJM_ROR | TVA_Transmission | Internal | Shoulder | B14 | 900 | 2500 | 0 | 64.12 | 66.27 | 6 | 0
2020 | PJM_ROR_2_TVA_Transmission | PJM_ROR | TVA_Transmission | Internal | Shoulder | B15 | 1203 | 2500 | 0 | 62.4 | 64.61 | 6 | 0
2020 | PJM_ROR_2_TVA_Transmission | PJM_ROR | TVA_Transmission | Internal | Summer | B1 | 10 | 2500 | 921.99 | 102.77 | 108.77 | 6 | 0
2020 | PJM_ROR_2_TVA_Transmission | PJM_ROR | TVA_Transmission | Internal | Summer | B2 | 25 | 2500 | 2084.16 | 101.87 | 107.87 | 6 | 0
2020 | PJM_ROR_2_TVA_Transmission | PJM_ROR | TVA_Transmission | Internal | Summer | B3 | 75 | 2500 | 405 | 101.15 | 107.15 | 6 | 0
2020 | PJM_ROR_2_TVA_Transmission | PJM_ROR | TVA_Transmission | Internal | Summer | B4 | 100 | 2500 | 0 | 95.56 | 97.56 | 6 | 0
2020 | PJM_ROR_2_TVA_Transmission | PJM_ROR | TVA_Transmission | Internal | Summer | B5 | 200 | 2500 | 0 | 87.71 | 91.48 | 6 | 0
2020 | PJM_ROR_2_TVA_Transmission | PJM_ROR | TVA_Transmission | Internal | Summer | B6 | 300 | 2500 | 0 | 71.76 | 73.9 | 6 | 0
2020 | PJM_ROR_2_TVA_Transmission | PJM_ROR | TVA_Transmission | Internal | Summer | B7 | 400 | 2500 | 0 | 65.25 | 68.73 | 6 | 0
2020 | PJM_ROR_2_TVA_Transmission | PJM_ROR | TVA_Transmission | Internal | Summer | B8 | 500 | 2500 | 0 | 63.73 | 66.65 | 6 | 0
2020 | PJM_ROR_2_TVA_Transmission | PJM_ROR | TVA_Transmission | Internal | Summer | B9 | 800 | 2500 | 0 | 62.4 | 65.13 | 6 | 0
2020 | PJM_ROR_2_TVA_Transmission | PJM_ROR | TVA_Transmission | Internal | Summer | B10 | 1262 | 2500 | 0 | 61.01 | 61.77 | 6 | 0
2020 | PJM_ROR_2_TVA_Transmission | PJM_ROR | TVA_Transmission | Internal | Winter | B16 | 25 | 2500 | 0 | 82.82 | 79.74 | 6 | 0
2020 | PJM_ROR_2_TVA_Transmission | PJM_ROR | TVA_Transmission | Internal | Winter | B17 | 100 | 2500 | 0 | 74.32 | 73.78 | 6 | 0
2020 | PJM_ROR_2_TVA_Transmission | PJM_ROR | TVA_Transmission | Internal | Winter | B18 | 400 | 2500 | 0 | 68.93 | 70.56 | 6 | 0
2020 | PJM_ROR_2_TVA_Transmission | PJM_ROR | TVA_Transmission | Internal | Winter | B19 | 700 | 2500 | 0 | 66.59 | 68.39 | 6 | 0
2020 | PJM_ROR_2_TVA_Transmission | PJM_ROR | TVA_Transmission | Internal | Winter | B20 | 935 | 2500 | 0 | 63.63 | 66.74 | 6 | 0
2020 | PJM_ROR_2_VACAR | PJM_ROR | VACAR | Internal | Shoulder | B11 | 25 | 3000 | 0.13 | 73.34 | 79.23 | 6 | 0
2020 | PJM_ROR_2_VACAR | PJM_ROR | VACAR | Internal | Shoulder | B12 | 200 | 3000 | 0 | 68.31 | 70.79 | 6 | 0
2020 | PJM_ROR_2_VACAR | PJM_ROR | VACAR | Internal | Shoulder | B13 | 600 | 3000 | 0 | 65.66 | 70.53 | 6 | 0
2020 | PJM_ROR_2_VACAR | PJM_ROR | VACAR | Internal | Shoulder | B14 | 900 | 3000 | 0 | 64.12 | 69.51 | 6 | 0
2020 | PJM_ROR_2_VACAR | PJM_ROR | VACAR | Internal | Shoulder | B15 | 1203 | 3000 | 0 | 62.4 | 61.62 | 6 | 0
2020 | PJM_ROR_2_VACAR | PJM_ROR | VACAR | Internal | Summer | B1 | 10 | 3000 | 2999.99 | 102.77 | 112.79 | 6 | 4.02
2020 | PJM_ROR_2_VACAR | PJM_ROR | VACAR | Internal | Summer | B2 | 25 | 3000 | 3000 | 101.87 | 112.79 | 6 | 4.92
2020 | PJM_ROR_2_VACAR | PJM_ROR | VACAR | Internal | Summer | B3 | 75 | 3000 | 3000 | 101.15 | 112.79 | 6 | 5.65
2020 | PJM_ROR_2_VACAR | PJM_ROR | VACAR | Internal | Summer | B4 | 100 | 3000 | 1920.67 | 95.56 | 101.56 | 6 | 0
2020 | PJM_ROR_2_VACAR | PJM_ROR | VACAR | Internal | Summer | B5 | 200 | 3000 | 179.44 | 87.71 | 93.71 | 6 | 0
2020 | PJM_ROR_2_VACAR | PJM_ROR | VACAR | Internal | Summer | B6 | 300 | 3000 | 1361.86 | 71.76 | 77.76 | 6 | 0
2020 | PJM_ROR_2_VACAR | PJM_ROR | VACAR | Internal | Summer | B7 | 400 | 3000 | 1724.09 | 65.25 | 71.25 | 6 | 0
2020 | PJM_ROR_2_VACAR | PJM_ROR | VACAR | Internal | Summer | B8 | 500 | 3000 | 496.86 | 63.73 | 69.73 | 6 | 0
2020 | PJM_ROR_2_VACAR | PJM_ROR | VACAR | Internal | Summer | B9 | 800 | 3000 | 0 | 62.4 | 60.72 | 6 | 0
2020 | PJM_ROR_2_VACAR | PJM_ROR | VACAR | Internal | Summer | B10 | 1262 | 3000 | 0 | 61.01 | 59.98 | 6 | 0
2020 | PJM_ROR_2_VACAR | PJM_ROR | VACAR | Internal | Winter | B16 | 25 | 3000 | 2999.98 | 82.82 | 89.45 | 6 | 0.63
2020 | PJM_ROR_2_VACAR | PJM_ROR | VACAR | Internal | Winter | B17 | 100 | 3000 | 1963.73 | 74.32 | 80.32 | 6 | 0
2020 | PJM_ROR_2_VACAR | PJM_ROR | VACAR | Internal | Winter | B18 | 400 | 3000 | 984.71 | 68.93 | 74.93 | 6 | 0
2020 | PJM_ROR_2_VACAR | PJM_ROR | VACAR | Internal | Winter | B19 | 700 | 3000 | 0 | 66.59 | 72.33 | 6 | 0
2020 | PJM_ROR_2_VACAR | PJM_ROR | VACAR | Internal | Winter | B20 | 935 | 3000 | 0 | 63.63 | 65.31 | 6 | 0
2020 | PJM_ROM_2_NYISO_A-F | PJM_ROM | NYISO_A-F | Internal | Shoulder | B11 | 25 | 2000 | 0 | 73.35 | 65.35 | 6 | 0
2020 | PJM_ROM_2_NYISO_A-F | PJM_ROM | NYISO_A-F | Internal | Shoulder | B12 | 200 | 2000 | 0 | 68.59 | 64.51 | 6 | 0
2020 | PJM_ROM_2_NYISO_A-F | PJM_ROM | NYISO_A-F | Internal | Shoulder | B13 | 600 | 2000 | 0 | 66.19 | 64.49 | 6 | 0
2020 | PJM_ROM_2_NYISO_A-F | PJM_ROM | NYISO_A-F | Internal | Shoulder | B14 | 900 | 2000 | 0 | 64.4 | 64.03 | 6 | 0
2020 | PJM_ROM_2_NYISO_A-F | PJM_ROM | NYISO_A-F | Internal | Shoulder | B15 | 1203 | 2000 | 0 | 64.2 | 62.8 | 6 | 0
2020 | PJM_ROM_2_NYISO_A-F | PJM_ROM | NYISO_A-F | Internal | Summer | B1 | 10 | 2000 | 0 | 104.87 | 96.87 | 6 | 0
2020 | PJM_ROM_2_NYISO_A-F | PJM_ROM | NYISO_A-F | Internal | Summer | B2 | 25 | 2000 | 0 | 101.89 | 93.89 | 6 | 0
2020 | PJM_ROM_2_NYISO_A-F | PJM_ROM | NYISO_A-F | Internal | Summer | B3 | 75 | 2000 | 0 | 101.16 | 84.52 | 6 | 0
2020 | PJM_ROM_2_NYISO_A-F | PJM_ROM | NYISO_A-F | Internal | Summer | B4 | 100 | 2000 | 0 | 95.57 | 83.53 | 6 | 0
2020 | PJM_ROM_2_NYISO_A-F | PJM_ROM | NYISO_A-F | Internal | Summer | B5 | 200 | 2000 | 0 | 87.72 | 79.72 | 6 | 0
2020 | PJM_ROM_2_NYISO_A-F | PJM_ROM | NYISO_A-F | Internal | Summer | B6 | 300 | 2000 | 0 | 71.77 | 63.77 | 6 | 0
2020 | PJM_ROM_2_NYISO_A-F | PJM_ROM | NYISO_A-F | Internal | Summer | B7 | 400 | 2000 | 0 | 66.12 | 62.49 | 6 | 0
2020 | PJM_ROM_2_NYISO_A-F | PJM_ROM | NYISO_A-F | Internal | Summer | B8 | 500 | 2000 | 0 | 65.14 | 61.63 | 6 | 0
2020 | PJM_ROM_2_NYISO_A-F | PJM_ROM | NYISO_A-F | Internal | Summer | B9 | 800 | 2000 | 0 | 62.41 | 61.61 | 6 | 0
2020 | PJM_ROM_2_NYISO_A-F | PJM_ROM | NYISO_A-F | Internal | Summer | B10 | 1262 | 2000 | 0 | 61.9 | 61.61 | 6 | 0
2020 | PJM_ROM_2_NYISO_A-F | PJM_ROM | NYISO_A-F | Internal | Winter | B16 | 25 | 2000 | 0 | 82.83 | 73.44 | 6 | 0
2020 | PJM_ROM_2_NYISO_A-F | PJM_ROM | NYISO_A-F | Internal | Winter | B17 | 100 | 2000 | 0 | 74.33 | 69.78 | 6 | 0
2020 | PJM_ROM_2_NYISO_A-F | PJM_ROM | NYISO_A-F | Internal | Winter | B18 | 400 | 2000 | 0 | 70.62 | 69.69 | 6 | 0
2020 | PJM_ROM_2_NYISO_A-F | PJM_ROM | NYISO_A-F | Internal | Winter | B19 | 700 | 2000 | 0 | 69.56 | 69.69 | 6 | 0
2020 | PJM_ROM_2_NYISO_A-F | PJM_ROM | NYISO_A-F | Internal | Winter | B20 | 935 | 2000 | 0 | 65.14 | 69.69 | 6 | 0
2020 | PJM_ROM_2_PJM_E | PJM_ROM | PJM_E | Internal | Shoulder | B11 | 25 | 8000 | 0.53 | 73.35 | 73.34 | 0.01 | 0
2020 | PJM_ROM_2_PJM_E | PJM_ROM | PJM_E | Internal | Shoulder | B12 | 200 | 8000 | 0.07 | 68.59 | 68.58 | 0.01 | 0
2020 | PJM_ROM_2_PJM_E | PJM_ROM | PJM_E | Internal | Shoulder | B13 | 600 | 8000 | 267.83 | 66.19 | 66.2 | 0.01 | 0
2020 | PJM_ROM_2_PJM_E | PJM_ROM | PJM_E | Internal | Shoulder | B14 | 900 | 8000 | 0.02 | 64.4 | 64.39 | 0.01 | 0
2020 | PJM_ROM_2_PJM_E | PJM_ROM | PJM_E | Internal | Shoulder | B15 | 1203 | 8000 | 0.01 | 64.2 | 64.19 | 0.01 | 0
2020 | PJM_ROM_2_PJM_E | PJM_ROM | PJM_E | Internal | Summer | B1 | 10 | 8000 | 3149.78 | 104.87 | 104.88 | 0.01 | 0
2020 | PJM_ROM_2_PJM_E | PJM_ROM | PJM_E | Internal | Summer | B2 | 25 | 8000 | 1873.37 | 101.89 | 101.9 | 0.01 | 0
2020 | PJM_ROM_2_PJM_E | PJM_ROM | PJM_E | Internal | Summer | B3 | 75 | 8000 | 0.17 | 101.16 | 101.15 | 0.01 | 0
2020 | PJM_ROM_2_PJM_E | PJM_ROM | PJM_E | Internal | Summer | B4 | 100 | 8000 | 0.13 | 95.57 | 95.56 | 0.01 | 0
2020 | PJM_ROM_2_PJM_E | PJM_ROM | PJM_E | Internal | Summer | B5 | 200 | 8000 | 59.33 | 87.72 | 87.73 | 0.01 | 0
2020 | PJM_ROM_2_PJM_E | PJM_ROM | PJM_E | Internal | Summer | B6 | 300 | 8000 | 1010.83 | 71.77 | 71.79 | 0.01 | 0
2020 | PJM_ROM_2_PJM_E | PJM_ROM | PJM_E | Internal | Summer | B7 | 400 | 8000 | 0.04 | 66.12 | 66.11 | 0.01 | 0
2020 | PJM_ROM_2_PJM_E | PJM_ROM | PJM_E | Internal | Summer | B8 | 500 | 8000 | 237.61 | 65.14 | 65.15 | 0.01 | 0
2020 | PJM_ROM_2_PJM_E | PJM_ROM | PJM_E | Internal | Summer | B9 | 800 | 8000 | 0.02 | 62.41 | 62.4 | 0.01 | 0
2020 | PJM_ROM_2_PJM_E | PJM_ROM | PJM_E | Internal | Summer | B10 | 1262 | 8000 | 0.01 | 61.9 | 61.88 | 0.01 | 0
2020 | PJM_ROM_2_PJM_E | PJM_ROM | PJM_E | Internal | Winter | B16 | 25 | 8000 | 0.53 | 82.83 | 82.82 | 0.01 | 0
2020 | PJM_ROM_2_PJM_E | PJM_ROM | PJM_E | Internal | Winter | B17 | 100 | 8000 | 87.89 | 74.33 | 74.35 | 0.01 | 0
2020 | PJM_ROM_2_PJM_E | PJM_ROM | PJM_E | Internal | Winter | B18 | 400 | 8000 | 2142.95 | 70.62 | 70.63 | 0.01 | 0
2020 | PJM_ROM_2_PJM_E | PJM_ROM | PJM_E | Internal | Winter | B19 | 700 | 8000 | 2219.79 | 69.56 | 69.57 | 0.01 | 0
2020 | PJM_ROM_2_PJM_E | PJM_ROM | PJM_E | Internal | Winter | B20 | 935 | 8000 | 1111.16 | 65.14 | 65.15 | 0.01 | 0
2020 | PJM_ROM_2_PJM_ROR | PJM_ROM | PJM_ROR | Internal | Shoulder | B11 | 25 | 8000 | 0.49 | 73.35 | 73.34 | 0.01 | 0
2020 | PJM_ROM_2_PJM_ROR | PJM_ROM | PJM_ROR | Internal | Shoulder | B12 | 200 | 8000 | 0 | 68.59 | 68.31 | 0.01 | 0
2020 | PJM_ROM_2_PJM_ROR | PJM_ROM | PJM_ROR | Internal | Shoulder | B13 | 600 | 8000 | 0 | 66.19 | 65.66 | 0.01 | 0
2020 | PJM_ROM_2_PJM_ROR | PJM_ROM | PJM_ROR | Internal | Shoulder | B14 | 900 | 8000 | 0 | 64.4 | 64.12 | 0.01 | 0
2020 | PJM_ROM_2_PJM_ROR | PJM_ROM | PJM_ROR | Internal | Shoulder | B15 | 1203 | 8000 | 0 | 64.2 | 62.4 | 0.01 | 0
2020 | PJM_ROM_2_PJM_ROR | PJM_ROM | PJM_ROR | Internal | Summer | B1 | 10 | 8000 | 0.01 | 104.87 | 102.77 | 0.01 | 0
2020 | PJM_ROM_2_PJM_ROR | PJM_ROM | PJM_ROR | Internal | Summer | B2 | 25 | 8000 | 0.47 | 101.89 | 101.87 | 0.01 | 0
2020 | PJM_ROM_2_PJM_ROR | PJM_ROM | PJM_ROR | Internal | Summer | B3 | 75 | 8000 | 0.18 | 101.16 | 101.15 | 0.01 | 0
2020 | PJM_ROM_2_PJM_ROR | PJM_ROM | PJM_ROR | Internal | Summer | B4 | 100 | 8000 | 0.15 | 95.57 | 95.56 | 0.01 | 0
2020 | PJM_ROM_2_PJM_ROR | PJM_ROM | PJM_ROR | Internal | Summer | B5 | 200 | 8000 | 0.06 | 87.72 | 87.71 | 0.01 | 0
2020 | PJM_ROM_2_PJM_ROR | PJM_ROM | PJM_ROR | Internal | Summer | B6 | 300 | 8000 | 0.04 | 71.77 | 71.76 | 0.01 | 0
2020 | PJM_ROM_2_PJM_ROR | PJM_ROM | PJM_ROR | Internal | Summer | B7 | 400 | 8000 | 0 | 66.12 | 65.25 | 0.01 | 0
2020 | PJM_ROM_2_PJM_ROR | PJM_ROM | PJM_ROR | Internal | Summer | B8 | 500 | 8000 | 0 | 65.14 | 63.73 | 0.01 | 0
2020 | PJM_ROM_2_PJM_ROR | PJM_ROM | PJM_ROR | Internal | Summer | B9 | 800 | 8000 | 0.02 | 62.41 | 62.4 | 0.01 | 0
2020 | PJM_ROM_2_PJM_ROR | PJM_ROM | PJM_ROR | Internal | Summer | B10 | 1262 | 8000 | 0 | 61.9 | 61.01 | 0.01 | 0
2020 | PJM_ROM_2_PJM_ROR | PJM_ROM | PJM_ROR | Internal | Winter | B16 | 25 | 8000 | 0.49 | 82.83 | 82.82 | 0.01 | 0
2020 | PJM_ROM_2_PJM_ROR | PJM_ROM | PJM_ROR | Internal | Winter | B17 | 100 | 8000 | 0.12 | 74.33 | 74.32 | 0.01 | 0
2020 | PJM_ROM_2_PJM_ROR | PJM_ROM | PJM_ROR | Internal | Winter | B18 | 400 | 8000 | 0 | 70.62 | 68.93 | 0.01 | 0
2020 | PJM_ROM_2_PJM_ROR | PJM_ROM | PJM_ROR | Internal | Winter | B19 | 700 | 8000 | 0 | 69.56 | 66.59 | 0.01 | 0
2020 | PJM_ROM_2_PJM_ROR | PJM_ROM | PJM_ROR | Internal | Winter | B20 | 935 | 8000 | 0 | 65.14 | 63.63 | 0.01 | 0
2020 | SOCO_2_ENT | SOCO | ENT | Internal | Shoulder | B11 | 25 | 4300 | 0 | 86.23 | 72.84 | 10 | 0
2020 | SOCO_2_ENT | SOCO | ENT | Internal | Shoulder | B12 | 200 | 4300 | 0 | 69.12 | 66.31 | 10 | 0
2020 | SOCO_2_ENT | SOCO | ENT | Internal | Shoulder | B13 | 600 | 4300 | 0 | 67.38 | 65.51 | 10 | 0
2020 | SOCO_2_ENT | SOCO | ENT | Internal | Shoulder | B14 | 900 | 4300 | 0 | 67.38 | 62.1 | 10 | 0
2020 | SOCO_2_ENT | SOCO | ENT | Internal | Shoulder | B15 | 1203 | 4300 | 0 | 67.38 | 58.01 | 10 | 0
2020 | SOCO_2_ENT | SOCO | ENT | Internal | Summer | B1 | 10 | 4300 | 0 | 109.92 | 100.77 | 10 | 0
2020 | SOCO_2_ENT | SOCO | ENT | Internal | Summer | B2 | 25 | 4300 | 0 | 109.92 | 101.89 | 10 | 0
2020 | SOCO_2_ENT | SOCO | ENT | Internal | Summer | B3 | 75 | 4300 | 0 | 109.92 | 101.92 | 10 | 0
2020 | SOCO_2_ENT | SOCO | ENT | Internal | Summer | B4 | 100 | 4300 | 0 | 106.56 | 97.88 | 10 | 0
2020 | SOCO_2_ENT | SOCO | ENT | Internal | Summer | B5 | 200 | 4300 | 0 | 100.48 | 92.48 | 10 | 0
2020 | SOCO_2_ENT | SOCO | ENT | Internal | Summer | B6 | 300 | 4300 | 0 | 81.77 | 73.77 | 10 | 0
2020 | SOCO_2_ENT | SOCO | ENT | Internal | Summer | B7 | 400 | 4300 | 0 | 74.9 | 66.9 | 10 | 0
2020 | SOCO_2_ENT | SOCO | ENT | Internal | Summer | B8 | 500 | 4300 | 0 | 69.5 | 66.41 | 10 | 0
2020 | SOCO_2_ENT | SOCO | ENT | Internal | Summer | B9 | 800 | 4300 | 0 | 66.11 | 64.19 | 10 | 0
2020 | SOCO_2_ENT | SOCO | ENT | Internal | Summer | B10 | 1262 | 4300 | 0 | 66.11 | 60.78 | 10 | 0
2020 | SOCO_2_ENT | SOCO | ENT | Internal | Winter | B16 | 25 | 4300 | 0 | 84.01 | 71.74 | 10 | 0
2020 | SOCO_2_ENT | SOCO | ENT | Internal | Winter | B17 | 100 | 4300 | 0 | 72.53 | 68.12 | 10 | 0
2020 | SOCO_2_ENT | SOCO | ENT | Internal | Winter | B18 | 400 | 4300 | 0 | 69.99 | 67.21 | 10 | 0
2020 | SOCO_2_ENT | SOCO | ENT | Internal | Winter | B19 | 700 | 4300 | 0 | 69.99 | 64.6 | 10 | 0
2020 | SOCO_2_ENT | SOCO | ENT | Internal | Winter | B20 | 935 | 4300 | 0 | 69.09 | 60.87 | 10 | 0
2020 | SOCO_2_FRCC | SOCO | FRCC | Internal | Shoulder | B11 | 25 | 3700 | 3008.45 | 86.23 | 96.23 | 10 | 0
2020 | SOCO_2_FRCC | SOCO | FRCC | Internal | Shoulder | B12 | 200 | 3700 | 0 | 69.12 | 75.45 | 10 | 0
2020 | SOCO_2_FRCC | SOCO | FRCC | Internal | Shoulder | B13 | 600 | 3700 | 0 | 67.38 | 72.69 | 10 | 0
2020 | SOCO_2_FRCC | SOCO | FRCC | Internal | Shoulder | B14 | 900 | 3700 | 0 | 67.38 | 72.31 | 10 | 0
2020 | SOCO_2_FRCC | SOCO | FRCC | Internal | Shoulder | B15 | 1203 | 3700 | 0 | 67.38 | 72.31 | 10 | 0
2020 | SOCO_2_FRCC | SOCO | FRCC | Internal | Summer | B1 | 10 | 3700 | 236.4 | 109.92 | 119.92 | 10 | 0
2020 | SOCO_2_FRCC | SOCO | FRCC | Internal | Summer | B2 | 25 | 3700 | 0 | 109.92 | 116.56 | 10 | 0
2020 | SOCO_2_FRCC | SOCO | FRCC | Internal | Summer | B3 | 75 | 3700 | 0 | 109.92 | 116.56 | 10 | 0
2020 | SOCO_2_FRCC | SOCO | FRCC | Internal | Summer | B4 | 100 | 3700 | 1341.06 | 106.56 | 116.56 | 10 | 0
2020 | SOCO_2_FRCC | SOCO | FRCC | Internal | Summer | B5 | 200 | 3700 | 2443.74 | 100.48 | 110.48 | 10 | 0
2020 | SOCO_2_FRCC | SOCO | FRCC | Internal | Summer | B6 | 300 | 3700 | 134.13 | 81.77 | 91.77 | 10 | 0
2020 | SOCO_2_FRCC | SOCO | FRCC | Internal | Summer | B7 | 400 | 3700 | 0 | 74.9 | 74.69 | 10 | 0
2020 | SOCO_2_FRCC | SOCO | FRCC | Internal | Summer | B8 | 500 | 3700 | 0 | 69.5 | 74.69 | 10 | 0
2020 | SOCO_2_FRCC | SOCO | FRCC | Internal | Summer | B9 | 800 | 3700 | 0 | 66.11 | 71.57 | 10 | 0
2020 | SOCO_2_FRCC | SOCO | FRCC | Internal | Summer | B10 | 1262 | 3700 | 0 | 66.11 | 71.57 | 10 | 0
2020 | SOCO_2_FRCC | SOCO | FRCC | Internal | Winter | B16 | 25 | 3700 | 0 | 84.01 | 88.76 | 10 | 0
2020 | SOCO_2_FRCC | SOCO | FRCC | Internal | Winter | B17 | 100 | 3700 | 0 | 72.53 | 74.54 | 10 | 0
2020 | SOCO_2_FRCC | SOCO | FRCC | Internal | Winter | B18 | 400 | 3700 | 0 | 69.99 | 74.54 | 10 | 0
2020 | SOCO_2_FRCC | SOCO | FRCC | Internal | Winter | B19 | 700 | 3700 | 0 | 69.99 | 74.54 | 10 | 0
2020 | SOCO_2_FRCC | SOCO | FRCC | Internal | Winter | B20 | 935 | 3700 | 0 | 69.09 | 74.54 | 10 | 0
2020 | SOCO_2_TVA_Transmission | SOCO | TVA_Transmission | Internal | Shoulder | B11 | 25 | 2600 | 0 | 86.23 | 78.06 | 10 | 0
2020 | SOCO_2_TVA_Transmission | SOCO | TVA_Transmission | Internal | Shoulder | B12 | 200 | 2600 | 0 | 69.12 | 69.41 | 10 | 0
2020 | SOCO_2_TVA_Transmission | SOCO | TVA_Transmission | Internal | Shoulder | B13 | 600 | 2600 | 0 | 67.38 | 67.27 | 10 | 0
2020 | SOCO_2_TVA_Transmission | SOCO | TVA_Transmission | Internal | Shoulder | B14 | 900 | 2600 | 0 | 67.38 | 66.27 | 10 | 0
2020 | SOCO_2_TVA_Transmission | SOCO | TVA_Transmission | Internal | Shoulder | B15 | 1203 | 2600 | 0 | 67.38 | 64.61 | 10 | 0
2020 | SOCO_2_TVA_Transmission | SOCO | TVA_Transmission | Internal | Summer | B1 | 10 | 2600 | 0 | 109.92 | 108.77 | 10 | 0
2020 | SOCO_2_TVA_Transmission | SOCO | TVA_Transmission | Internal | Summer | B2 | 25 | 2600 | 0 | 109.92 | 107.87 | 10 | 0
2020 | SOCO_2_TVA_Transmission | SOCO | TVA_Transmission | Internal | Summer | B3 | 75 | 2600 | 0 | 109.92 | 107.15 | 10 | 0
2020 | SOCO_2_TVA_Transmission | SOCO | TVA_Transmission | Internal | Summer | B4 | 100 | 2600 | 0 | 106.56 | 97.56 | 10 | 0
2020 | SOCO_2_TVA_Transmission | SOCO | TVA_Transmission | Internal | Summer | B5 | 200 | 2600 | 0 | 100.48 | 91.48 | 10 | 0
2020 | SOCO_2_TVA_Transmission | SOCO | TVA_Transmission | Internal | Summer | B6 | 300 | 2600 | 0 | 81.77 | 73.9 | 10 | 0
2020 | SOCO_2_TVA_Transmission | SOCO | TVA_Transmission | Internal | Summer | B7 | 400 | 2600 | 0 | 74.9 | 68.73 | 10 | 0
2020 | SOCO_2_TVA_Transmission | SOCO | TVA_Transmission | Internal | Summer | B8 | 500 | 2600 | 0 | 69.5 | 66.65 | 10 | 0
2020 | SOCO_2_TVA_Transmission | SOCO | TVA_Transmission | Internal | Summer | B9 | 800 | 2600 | 0 | 66.11 | 65.13 | 10 | 0
2020 | SOCO_2_TVA_Transmission | SOCO | TVA_Transmission | Internal | Summer | B10 | 1262 | 2600 | 0 | 66.11 | 61.77 | 10 | 0
2020 | SOCO_2_TVA_Transmission | SOCO | TVA_Transmission | Internal | Winter | B16 | 25 | 2600 | 0 | 84.01 | 79.74 | 10 | 0
2020 | SOCO_2_TVA_Transmission | SOCO | TVA_Transmission | Internal | Winter | B17 | 100 | 2600 | 0 | 72.53 | 73.78 | 10 | 0
2020 | SOCO_2_TVA_Transmission | SOCO | TVA_Transmission | Internal | Winter | B18 | 400 | 2600 | 0 | 69.99 | 70.56 | 10 | 0
2020 | SOCO_2_TVA_Transmission | SOCO | TVA_Transmission | Internal | Winter | B19 | 700 | 2600 | 0 | 69.99 | 68.39 | 10 | 0
2020 | SOCO_2_TVA_Transmission | SOCO | TVA_Transmission | Internal | Winter | B20 | 935 | 2600 | 0 | 69.09 | 66.74 | 10 | 0
2020 | SOCO_2_VACAR | SOCO | VACAR | Internal | Shoulder | B11 | 25 | 2000 | 0 | 86.23 | 79.23 | 10 | 0
2020 | SOCO_2_VACAR | SOCO | VACAR | Internal | Shoulder | B12 | 200 | 2000 | 0 | 69.12 | 70.79 | 10 | 0
2020 | SOCO_2_VACAR | SOCO | VACAR | Internal | Shoulder | B13 | 600 | 2000 | 0 | 67.38 | 70.53 | 10 | 0
2020 | SOCO_2_VACAR | SOCO | VACAR | Internal | Shoulder | B14 | 900 | 2000 | 0 | 67.38 | 69.51 | 10 | 0
2020 | SOCO_2_VACAR | SOCO | VACAR | Internal | Shoulder | B15 | 1203 | 2000 | 0 | 67.38 | 61.62 | 10 | 0
2020 | SOCO_2_VACAR | SOCO | VACAR | Internal | Summer | B1 | 10 | 2000 | 0 | 109.92 | 112.79 | 10 | 0
2020 | SOCO_2_VACAR | SOCO | VACAR | Internal | Summer | B2 | 25 | 2000 | 0 | 109.92 | 112.79 | 10 | 0
2020 | SOCO_2_VACAR | SOCO | VACAR | Internal | Summer | B3 | 75 | 2000 | 0 | 109.92 | 112.79 | 10 | 0
2020 | SOCO_2_VACAR | SOCO | VACAR | Internal | Summer | B4 | 100 | 2000 | 0 | 106.56 | 101.56 | 10 | 0
2020 | SOCO_2_VACAR | SOCO | VACAR | Internal | Summer | B5 | 200 | 2000 | 0 | 100.48 | 93.71 | 10 | 0
2020 | SOCO_2_VACAR | SOCO | VACAR | Internal | Summer | B6 | 300 | 2000 | 0 | 81.77 | 77.76 | 10 | 0
2020 | SOCO_2_VACAR | SOCO | VACAR | Internal | Summer | B7 | 400 | 2000 | 0 | 74.9 | 71.25 | 10 | 0
2020 | SOCO_2_VACAR | SOCO | VACAR | Internal | Summer | B8 | 500 | 2000 | 0 | 69.5 | 69.73 | 10 | 0
2020 | SOCO_2_VACAR | SOCO | VACAR | Internal | Summer | B9 | 800 | 2000 | 0 | 66.11 | 60.72 | 10 | 0
2020 | SOCO_2_VACAR | SOCO | VACAR | Internal | Summer | B10 | 1262 | 2000 | 0 | 66.11 | 59.98 | 10 | 0
2020 | SOCO_2_VACAR | SOCO | VACAR | Internal | Winter | B16 | 25 | 2000 | 0 | 84.01 | 89.45 | 10 | 0
2020 | SOCO_2_VACAR | SOCO | VACAR | Internal | Winter | B17 | 100 | 2000 | 0 | 72.53 | 80.32 | 10 | 0
2020 | SOCO_2_VACAR | SOCO | VACAR | Internal | Winter | B18 | 400 | 2000 | 0 | 69.99 | 74.93 | 10 | 0
2020 | SOCO_2_VACAR | SOCO | VACAR | Internal | Winter | B19 | 700 | 2000 | 0 | 69.99 | 72.33 | 10 | 0
2020 | SOCO_2_VACAR | SOCO | VACAR | Internal | Winter | B20 | 935 | 2000 | 0 | 69.09 | 65.31 | 10 | 0
2020 | SPP_N_2_ENT | SPP_N | ENT | Internal | Shoulder | B11 | 25 | 15643 | 2659.55 | 67.84 | 72.84 | 5 | 0
2020 | SPP_N_2_ENT | SPP_N | ENT | Internal | Shoulder | B12 | 200 | 15643 | 2413.5 | 61.31 | 66.31 | 5 | 0
2020 | SPP_N_2_ENT | SPP_N | ENT | Internal | Shoulder | B13 | 600 | 15643 | 5777.11 | 60.51 | 65.51 | 5 | 0
2020 | SPP_N_2_ENT | SPP_N | ENT | Internal | Shoulder | B14 | 900 | 15643 | 3408.04 | 57.1 | 62.1 | 5 | 0
2020 | SPP_N_2_ENT | SPP_N | ENT | Internal | Shoulder | B15 | 1203 | 15643 | 5771.31 | 53.01 | 58.01 | 5 | 0
2020 | SPP_N_2_ENT | SPP_N | ENT | Internal | Summer | B1 | 10 | 15643 | 3501.75 | 95.77 | 100.77 | 5 | 0
2020 | SPP_N_2_ENT | SPP_N | ENT | Internal | Summer | B2 | 25 | 15643 | 1640.95 | 96.89 | 101.89 | 5 | 0
2020 | SPP_N_2_ENT | SPP_N | ENT | Internal | Summer | B3 | 75 | 15643 | 0 | 98.16 | 101.92 | 5 | 0
2020 | SPP_N_2_ENT | SPP_N | ENT | Internal | Summer | B4 | 100 | 15643 | 1724.42 | 92.88 | 97.88 | 5 | 0
2020 | SPP_N_2_ENT | SPP_N | ENT | Internal | Summer | B5 | 200 | 15643 | 2420.9 | 87.48 | 92.48 | 5 | 0
2020 | SPP_N_2_ENT | SPP_N | ENT | Internal | Summer | B6 | 300 | 15643 | 999.7 | 68.77 | 73.77 | 5 | 0
2020 | SPP_N_2_ENT | SPP_N | ENT | Internal | Summer | B7 | 400 | 15643 | 0 | 64.82 | 66.9 | 5 | 0
2020 | SPP_N_2_ENT | SPP_N | ENT | Internal | Summer | B8 | 500 | 15643 | 0 | 62.71 | 66.41 | 5 | 0
2020 | SPP_N_2_ENT | SPP_N | ENT | Internal | Summer | B9 | 800 | 15643 | 0 | 61.28 | 64.19 | 5 | 0
2020 | SPP_N_2_ENT | SPP_N | ENT | Internal | Summer | B10 | 1262 | 15643 | 3131.77 | 55.78 | 60.78 | 5 | 0
2020 | SPP_N_2_ENT | SPP_N | ENT | Internal | Winter | B16 | 25 | 15643 | 3580.63 | 66.74 | 71.74 | 5 | 0
2020 | SPP_N_2_ENT | SPP_N | ENT | Internal | Winter | B17 | 100 | 15643 | 4519.74 | 63.12 | 68.12 | 5 | 0
2020 | SPP_N_2_ENT | SPP_N | ENT | Internal | Winter | B18 | 400 | 15643 | 5020.95 | 62.21 | 67.21 | 5 | 0
2020 | SPP_N_2_ENT | SPP_N | ENT | Internal | Winter | B19 | 700 | 15643 | 3886.41 | 59.6 | 64.6 | 5 | 0
2020 | SPP_N_2_ENT | SPP_N | ENT | Internal | Winter | B20 | 935 | 15643 | 5668.3 | 55.87 | 60.87 | 5 | 0
2020 | SPP_N_2_MISO_MO-IL | SPP_N | MISO_MO-IL | Internal | Shoulder | B11 | 25 | 4019 | 1142.18 | 67.84 | 72.84 | 5 | 0
2020 | SPP_N_2_MISO_MO-IL | SPP_N | MISO_MO-IL | Internal | Shoulder | B12 | 200 | 4019 | 299.01 | 61.31 | 66.31 | 5 | 0
2020 | SPP_N_2_MISO_MO-IL | SPP_N | MISO_MO-IL | Internal | Shoulder | B13 | 600 | 4019 | 0 | 60.51 | 63.66 | 5 | 0
2020 | SPP_N_2_MISO_MO-IL | SPP_N | MISO_MO-IL | Internal | Shoulder | B14 | 900 | 4019 | 3508.04 | 57.1 | 62.1 | 5 | 0
2020 | SPP_N_2_MISO_MO-IL | SPP_N | MISO_MO-IL | Internal | Shoulder | B15 | 1203 | 4019 | 4019 | 53.01 | 58.81 | 5 | 0.81
2020 | SPP_N_2_MISO_MO-IL | SPP_N | MISO_MO-IL | Internal | Summer | B1 | 10 | 4019 | 3530.28 | 95.77 | 100.77 | 5 | 0
2020 | SPP_N_2_MISO_MO-IL | SPP_N | MISO_MO-IL | Internal | Summer | B2 | 25 | 4019 | 0.01 | 96.89 | 100.77 | 5 | 0
2020 | SPP_N_2_MISO_MO-IL | SPP_N | MISO_MO-IL | Internal | Summer | B3 | 75 | 4019 | 0 | 98.16 | 100.77 | 5 | 0
2020 | SPP_N_2_MISO_MO-IL | SPP_N | MISO_MO-IL | Internal | Summer | B4 | 100 | 4019 | 0 | 92.88 | 97.55 | 5 | 0
2020 | SPP_N_2_MISO_MO-IL | SPP_N | MISO_MO-IL | Internal | Summer | B5 | 200 | 4019 | 0 | 87.48 | 89.7 | 5 | 0
2020 | SPP_N_2_MISO_MO-IL | SPP_N | MISO_MO-IL | Internal | Summer | B6 | 300 | 4019 | 0 | 68.77 | 69.76 | 5 | 0
2020 | SPP_N_2_MISO_MO-IL | SPP_N | MISO_MO-IL | Internal | Summer | B7 | 400 | 4019 | 0 | 64.82 | 66.64 | 5 | 0
2020 | SPP_N_2_MISO_MO-IL | SPP_N | MISO_MO-IL | Internal | Summer | B8 | 500 | 4019 | 0 | 62.71 | 61.73 | 5 | 0
2020 | SPP_N_2_MISO_MO-IL | SPP_N | MISO_MO-IL | Internal | Summer | B9 | 800 | 4019 | 0 | 61.28 | 60.4 | 5 | 0
2020 | SPP_N_2_MISO_MO-IL | SPP_N | MISO_MO-IL | Internal | Summer | B10 | 1262 | 4019 | 0 | 55.78 | 58.81 | 5 | 0
2020 | SPP_N_2_MISO_MO-IL | SPP_N | MISO_MO-IL | Internal | Winter | B16 | 25 | 4019 | 4018.78 | 66.74 | 71.79 | 5 | 0.05
2020 | SPP_N_2_MISO_MO-IL | SPP_N | MISO_MO-IL | Internal | Winter | B17 | 100 | 4019 | 2933.53 | 63.12 | 68.12 | 5 | 0
2020 | SPP_N_2_MISO_MO-IL | SPP_N | MISO_MO-IL | Internal | Winter | B18 | 400 | 4019 | 0 | 62.21 | 66.93 | 5 | 0
2020 | SPP_N_2_MISO_MO-IL | SPP_N | MISO_MO-IL | Internal | Winter | B19 | 700 | 4019 | 417.06 | 59.6 | 64.6 | 5 | 0
2020 | SPP_N_2_MISO_MO-IL | SPP_N | MISO_MO-IL | Internal | Winter | B20 | 935 | 4019 | 2154.42 | 55.87 | 60.87 | 5 | 0
2020 | SPP_N_2_MISO_W | SPP_N | MISO_W | Internal | Shoulder | B11 | 25 | 1087 | 1086.13 | 67.84 | 72.85 | 5 | 0.01
2020 | SPP_N_2_MISO_W | SPP_N | MISO_W | Internal | Shoulder | B12 | 200 | 1087 | 586.21 | 61.31 | 66.31 | 5 | 0
2020 | SPP_N_2_MISO_W | SPP_N | MISO_W | Internal | Shoulder | B13 | 600 | 1087 | 0 | 60.51 | 64.52 | 5 | 0
2020 | SPP_N_2_MISO_W | SPP_N | MISO_W | Internal | Shoulder | B14 | 900 | 1087 | 1087 | 57.1 | 64.22 | 5 | 2.12
2020 | SPP_N_2_MISO_W | SPP_N | MISO_W | Internal | Shoulder | B15 | 1203 | 1087 | 1087 | 53.01 | 60.41 | 5 | 2.4
2020 | SPP_N_2_MISO_W | SPP_N | MISO_W | Internal | Summer | B1 | 10 | 1087 | 1086.99 | 95.77 | 104.77 | 5 | 4
2020 | SPP_N_2_MISO_W | SPP_N | MISO_W | Internal | Summer | B2 | 25 | 1087 | 1058.9 | 96.89 | 101.89 | 5 | 0
2020 | SPP_N_2_MISO_W | SPP_N | MISO_W | Internal | Summer | B3 | 75 | 1087 | 0.33 | 98.16 | 103.15 | 5 | 0
2020 | SPP_N_2_MISO_W | SPP_N | MISO_W | Internal | Summer | B4 | 100 | 1087 | 0 | 92.88 | 97.56 | 5 | 0
2020 | SPP_N_2_MISO_W | SPP_N | MISO_W | Internal | Summer | B5 | 200 | 1087 | 0 | 87.48 | 89.71 | 5 | 0
2020 | SPP_N_2_MISO_W | SPP_N | MISO_W | Internal | Summer | B6 | 300 | 1087 | 0.09 | 68.77 | 73.76 | 5 | 0
2020 | SPP_N_2_MISO_W | SPP_N | MISO_W | Internal | Summer | B7 | 400 | 1087 | 0 | 64.82 | 67.25 | 5 | 0
2020 | SPP_N_2_MISO_W | SPP_N | MISO_W | Internal | Summer | B8 | 500 | 1087 | 0 | 62.71 | 63.03 | 5 | 0
2020 | SPP_N_2_MISO_W | SPP_N | MISO_W | Internal | Summer | B9 | 800 | 1087 | 0 | 61.28 | 63.03 | 5 | 0
2020 | SPP_N_2_MISO_W | SPP_N | MISO_W | Internal | Summer | B10 | 1262 | 1087 | 0.02 | 55.78 | 60.77 | 5 | 0
2020 | SPP_N_2_MISO_W | SPP_N | MISO_W | Internal | Winter | B16 | 25 | 1087 | 1087 | 66.74 | 80.82 | 5 | 9.08
2020 | SPP_N_2_MISO_W | SPP_N | MISO_W | Internal | Winter | B17 | 100 | 1087 | 1087 | 63.12 | 72.32 | 5 | 4.21
2020 | SPP_N_2_MISO_W | SPP_N | MISO_W | Internal | Winter | B18 | 400 | 1087 | 0.01 | 62.21 | 67.15 | 5 | 0
2020 | SPP_N_2_MISO_W | SPP_N | MISO_W | Internal | Winter | B19 | 700 | 1087 | 1087 | 59.6 | 67.15 | 5 | 2.55
2020 | SPP_N_2_MISO_W | SPP_N | MISO_W | Internal | Winter | B20 | 935 | 1087 | 1087 | 55.87 | 61.63 | 5 | 0.76
2020 | SPP_N_2_NE | SPP_N | NE | Internal | Shoulder | B11 | 25 | 490 | 295.59 | 67.84 | 67.85 | 0.01 | 0
2020 | SPP_N_2_NE | SPP_N | NE | Internal | Shoulder | B12 | 200 | 490 | 0.11 | 61.31 | 61.31 | 0.01 | 0
2020 | SPP_N_2_NE | SPP_N | NE | Internal | Shoulder | B13 | 600 | 490 | 0 | 60.51 | 59.52 | 0.01 | 0
2020 | SPP_N_2_NE | SPP_N | NE | Internal | Shoulder | B14 | 900 | 490 | 0.01 | 57.1 | 57.09 | 0.01 | 0
2020 | SPP_N_2_NE | SPP_N | NE | Internal | Shoulder | B15 | 1203 | 490 | 0.01 | 53.01 | 52.99 | 0.01 | 0
2020 | SPP_N_2_NE | SPP_N | NE | Internal | Summer | B1 | 10 | 490 | 489.99 | 95.77 | 99.77 | 0.01 | 3.99
2020 | SPP_N_2_NE | SPP_N | NE | Internal | Summer | B2 | 25 | 490 | 1.46 | 96.89 | 96.89 | 0.01 | 0
2020 | SPP_N_2_NE | SPP_N | NE | Internal | Summer | B3 | 75 | 490 | 0.16 | 98.16 | 98.15 | 0.01 | 0
2020 | SPP_N_2_NE | SPP_N | NE | Internal | Summer | B4 | 100 | 490 | 0.12 | 92.88 | 92.86 | 0.01 | 0
2020 | SPP_N_2_NE | SPP_N | NE | Internal | Summer | B5 | 200 | 490 | 0.06 | 87.48 | 87.47 | 0.01 | 0
2020 | SPP_N_2_NE | SPP_N | NE | Internal | Summer | B6 | 300 | 490 | 0.04 | 68.77 | 68.76 | 0.01 | 0
2020 | SPP_N_2_NE | SPP_N | NE | Internal | Summer | B7 | 400 | 490 | 0 | 64.82 | 62.25 | 0.01 | 0
2020 | SPP_N_2_NE | SPP_N | NE | Internal | Summer | B8 | 500 | 490 | 0 | 62.71 | 58.03 | 0.01 | 0
2020 | SPP_N_2_NE | SPP_N | NE | Internal | Summer | B9 | 800 | 490 | 0 | 61.28 | 58.03 | 0.01 | 0
2020 | SPP_N_2_NE | SPP_N | NE | Internal | Summer | B10 | 1262 | 490 | 0.01 | 55.78 | 55.77 | 0.01 | 0
2020 | SPP_N_2_NE | SPP_N | NE | Internal | Winter | B16 | 25 | 490 | 0 | 66.74 | 59.52 | 0.01 | 0
2020 | SPP_N_2_NE | SPP_N | NE | Internal | Winter | B17 | 100 | 490 | 0 | 63.12 | 60.32 | 0.01 | 0
2020 | SPP_N_2_NE | SPP_N | NE | Internal | Winter | B18 | 400 | 490 | 0 | 62.21 | 59.59 | 0.01 | 0
2020 | SPP_N_2_NE | SPP_N | NE | Internal | Winter | B19 | 700 | 490 | 0.02 | 59.6 | 59.59 | 0.01 | 0
2020 | SPP_N_2_NE | SPP_N | NE | Internal | Winter | B20 | 935 | 490 | 0 | 55.87 | 53.12 | 0.01 | 0
2020 | SPP_N_2_SPP_S | SPP_N | SPP_S | Internal | Shoulder | B11 | 25 | 4236 | 0.98 | 67.84 | 67.84 | 0.01 | 0
2020 | SPP_N_2_SPP_S | SPP_N | SPP_S | Internal | Shoulder | B12 | 200 | 4236 | 475.66 | 61.31 | 61.32 | 0.01 | 0
2020 | SPP_N_2_SPP_S | SPP_N | SPP_S | Internal | Shoulder | B13 | 600 | 4236 | 157.65 | 60.51 | 60.52 | 0.01 | 0
2020 | SPP_N_2_SPP_S | SPP_N | SPP_S | Internal | Shoulder | B14 | 900 | 4236 | 0 | 57.1 | 56.99 | 0.01 | 0
2020 | SPP_N_2_SPP_S | SPP_N | SPP_S | Internal | Shoulder | B15 | 1203 | 4236 | 0 | 53.01 | 50.2 | 0.01 | 0
2020 | SPP_N_2_SPP_S | SPP_N | SPP_S | Internal | Summer | B1 | 10 | 4236 | 0 | 95.77 | 64.09 | 0.01 | 0
2020 | SPP_N_2_SPP_S | SPP_N | SPP_S | Internal | Summer | B2 | 25 | 4236 | 0 | 96.89 | 92.88 | 0.01 | 0
2020 | SPP_N_2_SPP_S | SPP_N | SPP_S | Internal | Summer | B3 | 75 | 4236 | 0 | 98.16 | 96.92 | 0.01 | 0
2020 | SPP_N_2_SPP_S | SPP_N | SPP_S | Internal | Summer | B4 | 100 | 4236 | 0.25 | 92.88 | 92.88 | 0.01 | 0
2020 | SPP_N_2_SPP_S | SPP_N | SPP_S | Internal | Summer | B5 | 200 | 4236 | 235.36 | 87.48 | 87.49 | 0.01 | 0
2020 | SPP_N_2_SPP_S | SPP_N | SPP_S | Internal | Summer | B6 | 300 | 4236 | 945.33 | 68.77 | 68.79 | 0.01 | 0
2020 | SPP_N_2_SPP_S | SPP_N | SPP_S | Internal | Summer | B7 | 400 | 4236 | 3453.65 | 64.82 | 64.83 | 0.01 | 0
2020 | SPP_N_2_SPP_S | SPP_N | SPP_S | Internal | Summer | B8 | 500 | 4236 | 4236 | 62.71 | 63.95 | 0.01 | 1.23
2020 | SPP_N_2_SPP_S | SPP_N | SPP_S | Internal | Summer | B9 | 800 | 4236 | 4236 | 61.28 | 63.84 | 0.01 | 2.54
2020 | SPP_N_2_SPP_S | SPP_N | SPP_S | Internal | Summer | B10 | 1262 | 4236 | 2096.14 | 55.78 | 55.8 | 0.01 | 0
2020 | SPP_N_2_SPP_S | SPP_N | SPP_S | Internal | Winter | B16 | 25 | 4236 | 65.48 | 66.74 | 66.75 | 0.01 | 0
2020 | SPP_N_2_SPP_S | SPP_N | SPP_S | Internal | Winter | B17 | 100 | 4236 | 0.26 | 63.12 | 63.12 | 0.01 | 0
2020 | SPP_N_2_SPP_S | SPP_N | SPP_S | Internal | Winter | B18 | 400 | 4236 | 1309.05 | 62.21 | 62.22 | 0.01 | 0
2020 | SPP_N_2_SPP_S | SPP_N | SPP_S | Internal | Winter | B19 | 700 | 4236 | 627.61 | 59.6 | 59.61 | 0.01 | 0
2020 | SPP_N_2_SPP_S | SPP_N | SPP_S | Internal | Winter | B20 | 935 | 4236 | 0.03 | 55.87 | 55.87 | 0.01 | 0
2020 | SPP_S_2_ENT | SPP_S | ENT | Internal | Shoulder | B11 | 25 | 2842 | 1308.07 | 67.84 | 72.84 | 5 | 0
2020 | SPP_S_2_ENT | SPP_S | ENT | Internal | Shoulder | B12 | 200 | 2842 | 0.13 | 61.32 | 66.31 | 5 | 0
2020 | SPP_S_2_ENT | SPP_S | ENT | Internal | Shoulder | B13 | 600 | 2842 | 0.04 | 60.52 | 65.51 | 5 | 0
2020 | SPP_S_2_ENT | SPP_S | ENT | Internal | Shoulder | B14 | 900 | 2842 | 2842 | 56.99 | 62.1 | 5 | 0.11
2020 | SPP_S_2_ENT | SPP_S | ENT | Internal | Shoulder | B15 | 1203 | 2842 | 2842 | 50.2 | 58.01 | 5 | 2.81
2020 | SPP_S_2_ENT | SPP_S | ENT | Internal | Summer | B1 | 10 | 2842 | 2842 | 64.09 | 100.77 | 5 | 31.68
2020 | SPP_S_2_ENT | SPP_S | ENT | Internal | Summer | B2 | 25 | 2842 | 2842 | 92.88 | 101.89 | 5 | 4.01
2020 | SPP_S_2_ENT | SPP_S | ENT | Internal | Summer | B3 | 75 | 2842 | 2200.9 | 96.92 | 101.92 | 5 | 0
2020 | SPP_S_2_ENT | SPP_S | ENT | Internal | Summer | B4 | 100 | 2842 | 1279.65 | 92.88 | 97.88 | 5 | 0
2020 | SPP_S_2_ENT | SPP_S | ENT | Internal | Summer | B5 | 200 | 2842 | 0.13 | 87.49 | 92.48 | 5 | 0
2020 | SPP_S_2_ENT | SPP_S | ENT | Internal | Summer | B6 | 300 | 2842 | 0.08 | 68.79 | 73.77 | 5 | 0
2020 | SPP_S_2_ENT | SPP_S | ENT | Internal | Summer | B7 | 400 | 2842 | 0 | 64.83 | 66.9 | 5 | 0
2020 | SPP_S_2_ENT | SPP_S | ENT | Internal | Summer | B8 | 500 | 2842 | 0 | 63.95 | 66.41 | 5 | 0
2020 | SPP_S_2_ENT | SPP_S | ENT | Internal | Summer | B9 | 800 | 2842 | 0 | 63.84 | 64.19 | 5 | 0
2020 | SPP_S_2_ENT | SPP_S | ENT | Internal | Summer | B10 | 1262 | 2842 | 0.02 | 55.8 | 60.78 | 5 | 0
2020 | SPP_S_2_ENT | SPP_S | ENT | Internal | Winter | B16 | 25 | 2842 | 1.11 | 66.75 | 71.74 | 5 | 0
2020 | SPP_S_2_ENT | SPP_S | ENT | Internal | Winter | B17 | 100 | 2842 | 597.44 | 63.12 | 68.12 | 5 | 0
2020 | SPP_S_2_ENT | SPP_S | ENT | Internal | Winter | B18 | 400 | 2842 | 0.06 | 62.22 | 67.21 | 5 | 0
2020 | SPP_S_2_ENT | SPP_S | ENT | Internal | Winter | B19 | 700 | 2842 | 0.04 | 59.61 | 64.6 | 5 | 0
2020 | SPP_S_2_ENT | SPP_S | ENT | Internal | Winter | B20 | 935 | 2842 | 459.81 | 55.87 | 60.87 | 5 | 0
2020 | SPP_S_2_SPP_N | SPP_S | SPP_N | Internal | Shoulder | B11 | 25 | 876 | 0.94 | 67.84 | 67.84 | 0.01 | 0
2020 | SPP_S_2_SPP_N | SPP_S | SPP_N | Internal | Shoulder | B12 | 200 | 876 | 0.06 | 61.32 | 61.31 | 0.01 | 0
2020 | SPP_S_2_SPP_N | SPP_S | SPP_N | Internal | Shoulder | B13 | 600 | 876 | 0.02 | 60.52 | 60.51 | 0.01 | 0
2020 | SPP_S_2_SPP_N | SPP_S | SPP_N | Internal | Shoulder | B14 | 900 | 876 | 876 | 56.99 | 57.1 | 0.01 | 0.1
2020 | SPP_S_2_SPP_N | SPP_S | SPP_N | Internal | Shoulder | B15 | 1203 | 876 | 876 | 50.2 | 53.01 | 0.01 | 2.79
2020 | SPP_S_2_SPP_N | SPP_S | SPP_N | Internal | Summer | B1 | 10 | 876 | 876 | 64.09 | 95.77 | 0.01 | 31.67
2020 | SPP_S_2_SPP_N | SPP_S | SPP_N | Internal | Summer | B2 | 25 | 876 | 876 | 92.88 | 96.89 | 0.01 | 4
2020 | SPP_S_2_SPP_N | SPP_S | SPP_N | Internal | Summer | B3 | 75 | 876 | 876 | 96.92 | 98.16 | 0.01 | 1.23
2020 | SPP_S_2_SPP_N | SPP_S | SPP_N | Internal | Summer | B4 | 100 | 876 | 0.25 | 92.88 | 92.88 | 0.01 | 0
2020 | SPP_S_2_SPP_N | SPP_S | SPP_N | Internal | Summer | B5 | 200 | 876 | 0.06 | 87.49 | 87.48 | 0.01 | 0
2020 | SPP_S_2_SPP_N | SPP_S | SPP_N | Internal | Summer | B6 | 300 | 876 | 0.04 | 68.79 | 68.77 | 0.01 | 0
2020 | SPP_S_2_SPP_N | SPP_S | SPP_N | Internal | Summer | B7 | 400 | 876 | 0.03 | 64.83 | 64.82 | 0.01 | 0
2020 | SPP_S_2_SPP_N | SPP_S | SPP_N | Internal | Summer | B8 | 500 | 876 | 0 | 63.95 | 62.71 | 0.01 | 0
2020 | SPP_S_2_SPP_N | SPP_S | SPP_N | Internal | Summer | B9 | 800 | 876 | 0 | 63.84 | 61.28 | 0.01 | 0
2020 | SPP_S_2_SPP_N | SPP_S | SPP_N | Internal | Summer | B10 | 1262 | 876 | 0.01 | 55.8 | 55.78 | 0.01 | 0
2020 | SPP_S_2_SPP_N | SPP_S | SPP_N | Internal | Winter | B16 | 25 | 876 | 0.51 | 66.75 | 66.74 | 0.01 | 0
2020 | SPP_S_2_SPP_N | SPP_S | SPP_N | Internal | Winter | B17 | 100 | 876 | 0.24 | 63.12 | 63.12 | 0.01 | 0
2020 | SPP_S_2_SPP_N | SPP_S | SPP_N | Internal | Winter | B18 | 400 | 876 | 0.03 | 62.22 | 62.21 | 0.01 | 0
2020 | SPP_S_2_SPP_N | SPP_S | SPP_N | Internal | Winter | B19 | 700 | 876 | 0.02 | 59.61 | 59.6 | 0.01 | 0
2020 | SPP_S_2_SPP_N | SPP_S | SPP_N | Internal | Winter | B20 | 935 | 876 | 0.03 | 55.87 | 55.87 | 0.01 | 0
2020 | TVA_2_ENT | TVA | ENT | Internal | Shoulder | B11 | 25 | 500 | 0 | 69.93 | 72.84 | 9 | 0
2020 | TVA_2_ENT | TVA | ENT | Internal | Shoulder | B12 | 200 | 500 | 0 | 64.03 | 66.31 | 9 | 0
2020 | TVA_2_ENT | TVA | ENT | Internal | Shoulder | B13 | 600 | 500 | 0 | 64.03 | 65.51 | 9 | 0
2020 | TVA_2_ENT | TVA | ENT | Internal | Shoulder | B14 | 900 | 500 | 0 | 64.03 | 62.1 | 9 | 0
2020 | TVA_2_ENT | TVA | ENT | Internal | Shoulder | B15 | 1203 | 500 | 0 | 63.89 | 58.01 | 9 | 0
2020 | TVA_2_ENT | TVA | ENT | Internal | Summer | B1 | 10 | 500 | 0 | 108.79 | 100.77 | 9 | 0
2020 | TVA_2_ENT | TVA | ENT | Internal | Summer | B2 | 25 | 500 | 0 | 107.89 | 101.89 | 9 | 0
2020 | TVA_2_ENT | TVA | ENT | Internal | Summer | B3 | 75 | 500 | 0 | 107.16 | 101.92 | 9 | 0
2020 | TVA_2_ENT | TVA | ENT | Internal | Summer | B4 | 100 | 500 | 0 | 97.56 | 97.88 | 9 | 0
2020 | TVA_2_ENT | TVA | ENT | Internal | Summer | B5 | 200 | 500 | 500 | 78.75 | 92.48 | 9 | 4.73
2020 | TVA_2_ENT | TVA | ENT | Internal | Summer | B6 | 300 | 500 | 0 | 68.54 | 73.77 | 9 | 0
2020 | TVA_2_ENT | TVA | ENT | Internal | Summer | B7 | 400 | 500 | 0 | 64.03 | 66.9 | 9 | 0
2020 | TVA_2_ENT | TVA | ENT | Internal | Summer | B8 | 500 | 500 | 0 | 64.03 | 66.41 | 9 | 0
2020 | TVA_2_ENT | TVA | ENT | Internal | Summer | B9 | 800 | 500 | 0 | 63.89 | 64.19 | 9 | 0
2020 | TVA_2_ENT | TVA | ENT | Internal | Summer | B10 | 1262 | 500 | 0 | 57.28 | 60.78 | 9 | 0
2020 | TVA_2_ENT | TVA | ENT | Internal | Winter | B16 | 25 | 500 | 0 | 79.75 | 71.74 | 9 | 0
2020 | TVA_2_ENT | TVA | ENT | Internal | Winter | B17 | 100 | 500 | 0 | 71.32 | 68.12 | 9 | 0
2020 | TVA_2_ENT | TVA | ENT | Internal | Winter | B18 | 400 | 500 | 0 | 65.84 | 67.21 | 9 | 0
2020 | TVA_2_ENT | TVA | ENT | Internal | Winter | B19 | 700 | 500 | 0 | 65.84 | 64.6 | 9 | 0
2020 | TVA_2_ENT | TVA | ENT | Internal | Winter | B20 | 935 | 500 | 0 | 65.84 | 60.87 | 9 | 0
2020 | TVA_2_MISO_MO-IL | TVA | MISO_MO-IL | Internal | Shoulder | B11 | 25 | 50 | 0 | 69.93 | 72.84 | 9 | 0
2020 | TVA_2_MISO_MO-IL | TVA | MISO_MO-IL | Internal | Shoulder | B12 | 200 | 50 | 0 | 64.03 | 66.31 | 9 | 0
2020 | TVA_2_MISO_MO-IL | TVA | MISO_MO-IL | Internal | Shoulder | B13 | 600 | 50 | 0 | 64.03 | 63.66 | 9 | 0
2020 | TVA_2_MISO_MO-IL | TVA | MISO_MO-IL | Internal | Shoulder | B14 | 900 | 50 | 0 | 64.03 | 62.1 | 9 | 0
2020 | TVA_2_MISO_MO-IL | TVA | MISO_MO-IL | Internal | Shoulder | B15 | 1203 | 50 | 0 | 63.89 | 58.81 | 9 | 0
2020 | TVA_2_MISO_MO-IL | TVA | MISO_MO-IL | Internal | Summer | B1 | 10 | 50 | 0 | 108.79 | 100.77 | 9 | 0
2020 | TVA_2_MISO_MO-IL | TVA | MISO_MO-IL | Internal | Summer | B2 | 25 | 50 | 0 | 107.89 | 100.77 | 9 | 0
2020 | TVA_2_MISO_MO-IL | TVA | MISO_MO-IL | Internal | Summer | B3 | 75 | 50 | 0 | 107.16 | 100.77 | 9 | 0
2020 | TVA_2_MISO_MO-IL | TVA | MISO_MO-IL | Internal | Summer | B4 | 100 | 50 | 0 | 97.56 | 97.55 | 9 | 0
2020 | TVA_2_MISO_MO-IL | TVA | MISO_MO-IL | Internal | Summer | B5 | 200 | 50 | 50 | 78.75 | 89.7 | 9 | 1.95
2020 | TVA_2_MISO_MO-IL | TVA | MISO_MO-IL | Internal | Summer | B6 | 300 | 50 | 0 | 68.54 | 69.76 | 9 | 0
2020 | TVA_2_MISO_MO-IL | TVA | MISO_MO-IL | Internal | Summer | B7 | 400 | 50 | 0 | 64.03 | 66.64 | 9 | 0
2020 | TVA_2_MISO_MO-IL | TVA | MISO_MO-IL | Internal | Summer | B8 | 500 | 50 | 0 | 64.03 | 61.73 | 9 | 0
2020 | TVA_2_MISO_MO-IL | TVA | MISO_MO-IL | Internal | Summer | B9 | 800 | 50 | 0 | 63.89 | 60.4 | 9 | 0
2020 | TVA_2_MISO_MO-IL | TVA | MISO_MO-IL | Internal | Summer | B10 | 1262 | 50 | 0 | 57.28 | 58.81 | 9 | 0
2020 | TVA_2_MISO_MO-IL | TVA | MISO_MO-IL | Internal | Winter | B16 | 25 | 50 | 0 | 79.75 | 71.79 | 9 | 0
2020 | TVA_2_MISO_MO-IL | TVA | MISO_MO-IL | Internal | Winter | B17 | 100 | 50 | 0 | 71.32 | 68.12 | 9 | 0
2020 | TVA_2_MISO_MO-IL | TVA | MISO_MO-IL | Internal | Winter | B18 | 400 | 50 | 0 | 65.84 | 66.93 | 9 | 0
2020 | TVA_2_MISO_MO-IL | TVA | MISO_MO-IL | Internal | Winter | B19 | 700 | 50 | 0 | 65.84 | 64.6 | 9 | 0
2020 | TVA_2_MISO_MO-IL | TVA | MISO_MO-IL | Internal | Winter | B20 | 935 | 50 | 0 | 65.84 | 60.87 | 9 | 0
2020 | TVA_2_NonRTO_Midwest | TVA | NonRTO_Midwest | Internal | Shoulder | B11 | 25 | 100 | 99.97 | 69.93 | 79.34 | 9 | 0.41
2020 | TVA_2_NonRTO_Midwest | TVA | NonRTO_Midwest | Internal | Shoulder | B12 | 200 | 100 | 100 | 64.03 | 74.3 | 9 | 1.27
2020 | TVA_2_NonRTO_Midwest | TVA | NonRTO_Midwest | Internal | Shoulder | B13 | 600 | 100 | 0 | 64.03 | 66.99 | 9 | 0
2020 | TVA_2_NonRTO_Midwest | TVA | NonRTO_Midwest | Internal | Shoulder | B14 | 900 | 100 | 0 | 64.03 | 66.93 | 9 | 0
2020 | TVA_2_NonRTO_Midwest | TVA | NonRTO_Midwest | Internal | Shoulder | B15 | 1203 | 100 | 0 | 63.89 | 64.45 | 9 | 0
2020 | TVA_2_NonRTO_Midwest | TVA | NonRTO_Midwest | Internal | Summer | B1 | 10 | 100 | 0 | 108.79 | 108.46 | 9 | 0
2020 | TVA_2_NonRTO_Midwest | TVA | NonRTO_Midwest | Internal | Summer | B2 | 25 | 100 | 0 | 107.89 | 107.89 | 9 | 0
2020 | TVA_2_NonRTO_Midwest | TVA | NonRTO_Midwest | Internal | Summer | B3 | 75 | 100 | 0 | 107.16 | 107.1 | 9 | 0
2020 | TVA_2_NonRTO_Midwest | TVA | NonRTO_Midwest | Internal | Summer | B4 | 100 | 100 | 0 | 97.56 | 89.56 | 9 | 0
2020 | TVA_2_NonRTO_Midwest | TVA | NonRTO_Midwest | Internal | Summer | B5 | 200 | 100 | 0 | 78.75 | 83.48 | 9 | 0
2020 | TVA_2_NonRTO_Midwest | TVA | NonRTO_Midwest | Internal | Summer | B6 | 300 | 100 | 0 | 68.54 | 67.24 | 9 | 0
2020 | TVA_2_NonRTO_Midwest | TVA | NonRTO_Midwest | Internal | Summer | B7 | 400 | 100 | 0 | 64.03 | 66.99 | 9 | 0
2020 | TVA_2_NonRTO_Midwest | TVA | NonRTO_Midwest | Internal | Summer | B8 | 500 | 100 | 0 | 64.03 | 66.9 | 9 | 0
2020 | TVA_2_NonRTO_Midwest | TVA | NonRTO_Midwest | Internal | Summer | B9 | 800 | 100 | 0 | 63.89 | 65.18 | 9 | 0
2020 | TVA_2_NonRTO_Midwest | TVA | NonRTO_Midwest | Internal | Summer | B10 | 1262 | 100 | 0 | 57.28 | 63.13 | 9 | 0
2020 | TVA_2_NonRTO_Midwest | TVA | NonRTO_Midwest | Internal | Winter | B16 | 25 | 100 | 0 | 79.75 | 79.78 | 9 | 0
2020 | TVA_2_NonRTO_Midwest | TVA | NonRTO_Midwest | Internal | Winter | B17 | 100 | 100 | 0 | 71.32 | 76.1 | 9 | 0
2020 | TVA_2_NonRTO_Midwest | TVA | NonRTO_Midwest | Internal | Winter | B18 | 400 | 100 | 0 | 65.84 | 74.29 | 9 | 0
2020 | TVA_2_NonRTO_Midwest | TVA | NonRTO_Midwest | Internal | Winter | B19 | 700 | 100 | 0 | 65.84 | 66.99 | 9 | 0
2020 | TVA_2_NonRTO_Midwest | TVA | NonRTO_Midwest | Internal | Winter | B20 | 935 | 100 | 0 | 65.84 | 66.9 | 9 | 0
2020 | TVA_2_PJM_ROR | TVA | PJM_ROR | Internal | Shoulder | B11 | 25 | 500 | 0 | 69.93 | 73.34 | 9 | 0
2020 | TVA_2_PJM_ROR | TVA | PJM_ROR | Internal | Shoulder | B12 | 200 | 500 | 0 | 64.03 | 68.31 | 9 | 0
2020 | TVA_2_PJM_ROR | TVA | PJM_ROR | Internal | Shoulder | B13 | 600 | 500 | 0 | 64.03 | 65.66 | 9 | 0
2020 | TVA_2_PJM_ROR | TVA | PJM_ROR | Internal | Shoulder | B14 | 900 | 500 | 0 | 64.03 | 64.12 | 9 | 0
2020 | TVA_2_PJM_ROR | TVA | PJM_ROR | Internal | Shoulder | B15 | 1203 | 500 | 0 | 63.89 | 62.4 | 9 | 0
2020 | TVA_2_PJM_ROR | TVA | PJM_ROR | Internal | Summer | B1 | 10 | 500 | 0 | 108.79 | 102.77 | 9 | 0
2020 | TVA_2_PJM_ROR | TVA | PJM_ROR | Internal | Summer | B2 | 25 | 500 | 0 | 107.89 | 101.87 | 9 | 0
2020 | TVA_2_PJM_ROR | TVA | PJM_ROR | Internal | Summer | B3 | 75 | 500 | 0 | 107.16 | 101.15 | 9 | 0
2020 | TVA_2_PJM_ROR | TVA | PJM_ROR | Internal | Summer | B4 | 100 | 500 | 0 | 97.56 | 95.56 | 9 | 0
2020 | TVA_2_PJM_ROR | TVA | PJM_ROR | Internal | Summer | B5 | 200 | 500 | 0.04 | 78.75 | 87.71 | 9 | 0
2020 | TVA_2_PJM_ROR | TVA | PJM_ROR | Internal | Summer | B6 | 300 | 500 | 0 | 68.54 | 71.76 | 9 | 0
2020 | TVA_2_PJM_ROR | TVA | PJM_ROR | Internal | Summer | B7 | 400 | 500 | 0 | 64.03 | 65.25 | 9 | 0
2020 | TVA_2_PJM_ROR | TVA | PJM_ROR | Internal | Summer | B8 | 500 | 500 | 0 | 64.03 | 63.73 | 9 | 0
2020 | TVA_2_PJM_ROR | TVA | PJM_ROR | Internal | Summer | B9 | 800 | 500 | 0 | 63.89 | 62.4 | 9 | 0
2020 | TVA_2_PJM_ROR | TVA | PJM_ROR | Internal | Summer | B10 | 1262 | 500 | 0 | 57.28 | 61.01 | 9 | 0
2020 | TVA_2_PJM_ROR | TVA | PJM_ROR | Internal | Winter | B16 | 25 | 500 | 0 | 79.75 | 82.82 | 9 | 0
2020 | TVA_2_PJM_ROR | TVA | PJM_ROR | Internal | Winter | B17 | 100 | 500 | 0 | 71.32 | 74.32 | 9 | 0
2020 | TVA_2_PJM_ROR | TVA | PJM_ROR | Internal | Winter | B18 | 400 | 500 | 0 | 65.84 | 68.93 | 9 | 0
2020 | TVA_2_PJM_ROR | TVA | PJM_ROR | Internal | Winter | B19 | 700 | 500 | 0 | 65.84 | 66.59 | 9 | 0
2020 | TVA_2_PJM_ROR | TVA | PJM_ROR | Internal | Winter | B20 | 935 | 500 | 0 | 65.84 | 63.63 | 9 | 0
2020 | TVA_2_SOCO | TVA | SOCO | Internal | Shoulder | B11 | 25 | 500 | 500 | 69.93 | 86.23 | 9 | 7.3
2020 | TVA_2_SOCO | TVA | SOCO | Internal | Shoulder | B12 | 200 | 500 | 0 | 64.03 | 69.12 | 9 | 0
2020 | TVA_2_SOCO | TVA | SOCO | Internal | Shoulder | B13 | 600 | 500 | 0 | 64.03 | 67.38 | 9 | 0
2020 | TVA_2_SOCO | TVA | SOCO | Internal | Shoulder | B14 | 900 | 500 | 0 | 64.03 | 67.38 | 9 | 0
2020 | TVA_2_SOCO | TVA | SOCO | Internal | Shoulder | B15 | 1203 | 500 | 0 | 63.89 | 67.38 | 9 | 0
2020 | TVA_2_SOCO | TVA | SOCO | Internal | Summer | B1 | 10 | 500 | 0 | 108.79 | 109.92 | 9 | 0
2020 | TVA_2_SOCO | TVA | SOCO | Internal | Summer | B2 | 25 | 500 | 0 | 107.89 | 109.92 | 9 | 0
2020 | TVA_2_SOCO | TVA | SOCO | Internal | Summer | B3 | 75 | 500 | 0 | 107.16 | 109.92 | 9 | 0
2020 | TVA_2_SOCO | TVA | SOCO | Internal | Summer | B4 | 100 | 500 | 371.12 | 97.56 | 106.56 | 9 | 0
2020 | TVA_2_SOCO | TVA | SOCO | Internal | Summer | B5 | 200 | 500 | 500 | 78.75 | 100.48 | 9 | 12.73
2020 | TVA_2_SOCO | TVA | SOCO | Internal | Summer | B6 | 300 | 500 | 500 | 68.54 | 81.77 | 9 | 4.23
2020 | TVA_2_SOCO | TVA | SOCO | Internal | Summer | B7 | 400 | 500 | 500 | 64.03 | 74.9 | 9 | 1.87
2020 | TVA_2_SOCO | TVA | SOCO | Internal | Summer | B8 | 500 | 500 | 0 | 64.03 | 69.5 | 9 | 0
2020 | TVA_2_SOCO | TVA | SOCO | Internal | Summer | B9 | 800 | 500 | 0 | 63.89 | 66.11 | 9 | 0
2020 | TVA_2_SOCO | TVA | SOCO | Internal | Summer | B10 | 1262 | 500 | 0 | 57.28 | 66.11 | 9 | 0
2020 | TVA_2_SOCO | TVA | SOCO | Internal | Winter | B16 | 25 | 500 | 0 | 79.75 | 84.01 | 9 | 0
2020 | TVA_2_SOCO | TVA | SOCO | Internal | Winter | B17 | 100 | 500 | 0 | 71.32 | 72.53 | 9 | 0
2020 | TVA_2_SOCO | TVA | SOCO | Internal | Winter | B18 | 400 | 500 | 0 | 65.84 | 69.99 | 9 | 0
2020 | TVA_2_SOCO | TVA | SOCO | Internal | Winter | B19 | 700 | 500 | 0 | 65.84 | 69.99 | 9 | 0
2020 | TVA_2_SOCO | TVA | SOCO | Internal | Winter | B20 | 935 | 500 | 0 | 65.84 | 69.09 | 9 | 0
2020 | TVA_2_VACAR | TVA | VACAR | Internal | Shoulder | B11 | 25 | 150 | 149.96 | 69.93 | 79.23 | 9 | 0.3
2020 | TVA_2_VACAR | TVA | VACAR | Internal | Shoulder | B12 | 200 | 150 | 0 | 64.03 | 70.79 | 9 | 0
2020 | TVA_2_VACAR | TVA | VACAR | Internal | Shoulder | B13 | 600 | 150 | 0 | 64.03 | 70.53 | 9 | 0
2020 | TVA_2_VACAR | TVA | VACAR | Internal | Shoulder | B14 | 900 | 150 | 0 | 64.03 | 69.51 | 9 | 0
2020 | TVA_2_VACAR | TVA | VACAR | Internal | Shoulder | B15 | 1203 | 150 | 0 | 63.89 | 61.62 | 9 | 0
2020 | TVA_2_VACAR | TVA | VACAR | Internal | Summer | B1 | 10 | 150 | 0 | 108.79 | 112.79 | 9 | 0
2020 | TVA_2_VACAR | TVA | VACAR | Internal | Summer | B2 | 25 | 150 | 0 | 107.89 | 112.79 | 9 | 0
2020 | TVA_2_VACAR | TVA | VACAR | Internal | Summer | B3 | 75 | 150 | 0 | 107.16 | 112.79 | 9 | 0
2020 | TVA_2_VACAR | TVA | VACAR | Internal | Summer | B4 | 100 | 150 | 0 | 97.56 | 101.56 | 9 | 0
2020 | TVA_2_VACAR | TVA | VACAR | Internal | Summer | B5 | 200 | 150 | 150 | 78.75 | 93.71 | 9 | 5.96
2020 | TVA_2_VACAR | TVA | VACAR | Internal | Summer | B6 | 300 | 150 | 150 | 68.54 | 77.76 | 9 | 0.22
2020 | TVA_2_VACAR | TVA | VACAR | Internal | Summer | B7 | 400 | 150 | 0 | 64.03 | 71.25 | 9 | 0
2020 | TVA_2_VACAR | TVA | VACAR | Internal | Summer | B8 | 500 | 150 | 0 | 64.03 | 69.73 | 9 | 0
2020 | TVA_2_VACAR | TVA | VACAR | Internal | Summer | B9 | 800 | 150 | 0 | 63.89 | 60.72 | 9 | 0
2020 | TVA_2_VACAR | TVA | VACAR | Internal | Summer | B10 | 1262 | 150 | 0 | 57.28 | 59.98 | 9 | 0
2020 | TVA_2_VACAR | TVA | VACAR | Internal | Winter | B16 | 25 | 150 | 149.98 | 79.75 | 89.45 | 9 | 0.7
2020 | TVA_2_VACAR | TVA | VACAR | Internal | Winter | B17 | 100 | 150 | 100.65 | 71.32 | 80.32 | 9 | 0
2020 | TVA_2_VACAR | TVA | VACAR | Internal | Winter | B18 | 400 | 150 | 149.99 | 65.84 | 74.93 | 9 | 0.09
2020 | TVA_2_VACAR | TVA | VACAR | Internal | Winter | B19 | 700 | 150 | 0 | 65.84 | 72.33 | 9 | 0
2020 | TVA_2_VACAR | TVA | VACAR | Internal | Winter | B20 | 935 | 150 | 0 | 65.84 | 65.31 | 9 | 0
2020 | TVA_Transmission_2_ENT | TVA_Transmission | ENT | Internal | Shoulder | B11 | 25 | 3000 | 0 | 78.06 | 72.84 | 9 | 0
2020 | TVA_Transmission_2_ENT | TVA_Transmission | ENT | Internal | Shoulder | B12 | 200 | 3000 | 0 | 69.41 | 66.31 | 9 | 0
2020 | TVA_Transmission_2_ENT | TVA_Transmission | ENT | Internal | Shoulder | B13 | 600 | 3000 | 0 | 67.27 | 65.51 | 9 | 0
2020 | TVA_Transmission_2_ENT | TVA_Transmission | ENT | Internal | Shoulder | B14 | 900 | 3000 | 0 | 66.27 | 62.1 | 9 | 0
2020 | TVA_Transmission_2_ENT | TVA_Transmission | ENT | Internal | Shoulder | B15 | 1203 | 3000 | 0 | 64.61 | 58.01 | 9 | 0
2020 | TVA_Transmission_2_ENT | TVA_Transmission | ENT | Internal | Summer | B1 | 10 | 3000 | 0 | 108.77 | 100.77 | 9 | 0
2020 | TVA_Transmission_2_ENT | TVA_Transmission | ENT | Internal | Summer | B2 | 25 | 3000 | 0 | 107.87 | 101.89 | 9 | 0
2020 | TVA_Transmission_2_ENT | TVA_Transmission | ENT | Internal | Summer | B3 | 75 | 3000 | 0 | 107.15 | 101.92 | 9 | 0
2020 | TVA_Transmission_2_ENT | TVA_Transmission | ENT | Internal | Summer | B4 | 100 | 3000 | 0 | 97.56 | 97.88 | 9 | 0
2020 | TVA_Transmission_2_ENT | TVA_Transmission | ENT | Internal | Summer | B5 | 200 | 3000 | 0 | 91.48 | 92.48 | 9 | 0
2020 | TVA_Transmission_2_ENT | TVA_Transmission | ENT | Internal | Summer | B6 | 300 | 3000 | 0 | 73.9 | 73.77 | 9 | 0
2020 | TVA_Transmission_2_ENT | TVA_Transmission | ENT | Internal | Summer | B7 | 400 | 3000 | 0 | 68.73 | 66.9 | 9 | 0
2020 | TVA_Transmission_2_ENT | TVA_Transmission | ENT | Internal | Summer | B8 | 500 | 3000 | 0 | 66.65 | 66.41 | 9 | 0
2020 | TVA_Transmission_2_ENT | TVA_Transmission | ENT | Internal | Summer | B9 | 800 | 3000 | 0 | 65.13 | 64.19 | 9 | 0
2020 | TVA_Transmission_2_ENT | TVA_Transmission | ENT | Internal | Summer | B10 | 1262 | 3000 | 0 | 61.77 | 60.78 | 9 | 0
2020 | TVA_Transmission_2_ENT | TVA_Transmission | ENT | Internal | Winter | B16 | 25 | 3000 | 0 | 79.74 | 71.74 | 9 | 0
2020 | TVA_Transmission_2_ENT | TVA_Transmission | ENT | Internal | Winter | B17 | 100 | 3000 | 0 | 73.78 | 68.12 | 9 | 0
2020 | TVA_Transmission_2_ENT | TVA_Transmission | ENT | Internal | Winter | B18 | 400 | 3000 | 0 | 70.56 | 67.21 | 9 | 0
2020 | TVA_Transmission_2_ENT | TVA_Transmission | ENT | Internal | Winter | B19 | 700 | 3000 | 0 | 68.39 | 64.6 | 9 | 0
2020 | TVA_Transmission_2_ENT | TVA_Transmission | ENT | Internal | Winter | B20 | 935 | 3000 | 0 | 66.74 | 60.87 | 9 | 0
2020 | TVA_Transmission_2_MISO_MO-IL | TVA_Transmission | MISO_MO-IL | Internal | Shoulder | B11 | 25 | 4000 | 0 | 78.06 | 72.84 | 9 | 0
2020 | TVA_Transmission_2_MISO_MO-IL | TVA_Transmission | MISO_MO-IL | Internal | Shoulder | B12 | 200 | 4000 | 0 | 69.41 | 66.31 | 9 | 0
2020 | TVA_Transmission_2_MISO_MO-IL | TVA_Transmission | MISO_MO-IL | Internal | Shoulder | B13 | 600 | 4000 | 0 | 67.27 | 63.66 | 9 | 0
2020 | TVA_Transmission_2_MISO_MO-IL | TVA_Transmission | MISO_MO-IL | Internal | Shoulder | B14 | 900 | 4000 | 0 | 66.27 | 62.1 | 9 | 0
2020 | TVA_Transmission_2_MISO_MO-IL | TVA_Transmission | MISO_MO-IL | Internal | Shoulder | B15 | 1203 | 4000 | 0 | 64.61 | 58.81 | 9 | 0
2020 | TVA_Transmission_2_MISO_MO-IL | TVA_Transmission | MISO_MO-IL | Internal | Summer | B1 | 10 | 4000 | 0 | 108.77 | 100.77 | 9 | 0
2020 | TVA_Transmission_2_MISO_MO-IL | TVA_Transmission | MISO_MO-IL | Internal | Summer | B2 | 25 | 4000 | 0 | 107.87 | 100.77 | 9 | 0
2020 | TVA_Transmission_2_MISO_MO-IL | TVA_Transmission | MISO_MO-IL | Internal | Summer | B3 | 75 | 4000 | 0 | 107.15 | 100.77 | 9 | 0
2020 | TVA_Transmission_2_MISO_MO-IL | TVA_Transmission | MISO_MO-IL | Internal | Summer | B4 | 100 | 4000 | 0 | 97.56 | 97.55 | 9 | 0
2020 | TVA_Transmission_2_MISO_MO-IL | TVA_Transmission | MISO_MO-IL | Internal | Summer | B5 | 200 | 4000 | 0 | 91.48 | 89.7 | 9 | 0
2020 | TVA_Transmission_2_MISO_MO-IL | TVA_Transmission | MISO_MO-IL | Internal | Summer | B6 | 300 | 4000 | 0 | 73.9 | 69.76 | 9 | 0
2020 | TVA_Transmission_2_MISO_MO-IL | TVA_Transmission | MISO_MO-IL | Internal | Summer | B7 | 400 | 4000 | 0 | 68.73 | 66.64 | 9 | 0
2020 | TVA_Transmission_2_MISO_MO-IL | TVA_Transmission | MISO_MO-IL | Internal | Summer | B8 | 500 | 4000 | 0 | 66.65 | 61.73 | 9 | 0
2020 | TVA_Transmission_2_MISO_MO-IL | TVA_Transmission | MISO_MO-IL | Internal | Summer | B9 | 800 | 4000 | 0 | 65.13 | 60.4 | 9 | 0
2020 | TVA_Transmission_2_MISO_MO-IL | TVA_Transmission | MISO_MO-IL | Internal | Summer | B10 | 1262 | 4000 | 0 | 61.77 | 58.81 | 9 | 0
2020 | TVA_Transmission_2_MISO_MO-IL | TVA_Transmission | MISO_MO-IL | Internal | Winter | B16 | 25 | 4000 | 0 | 79.74 | 71.79 | 9 | 0
2020 | TVA_Transmission_2_MISO_MO-IL | TVA_Transmission | MISO_MO-IL | Internal | Winter | B17 | 100 | 4000 | 0 | 73.78 | 68.12 | 9 | 0
2020 | TVA_Transmission_2_MISO_MO-IL | TVA_Transmission | MISO_MO-IL | Internal | Winter | B18 | 400 | 4000 | 0 | 70.56 | 66.93 | 9 | 0
2020 | TVA_Transmission_2_MISO_MO-IL | TVA_Transmission | MISO_MO-IL | Internal | Winter | B19 | 700 | 4000 | 0 | 68.39 | 64.6 | 9 | 0
2020 | TVA_Transmission_2_MISO_MO-IL | TVA_Transmission | MISO_MO-IL | Internal | Winter | B20 | 935 | 4000 | 0 | 66.74 | 60.87 | 9 | 0
2020 | TVA_Transmission_2_NonRTO_Midwest | TVA_Transmission | NonRTO_Midwest | Internal | Shoulder | B11 | 25 | 700 | 0 | 78.06 | 79.34 | 9 | 0
2020 | TVA_Transmission_2_NonRTO_Midwest | TVA_Transmission | NonRTO_Midwest | Internal | Shoulder | B12 | 200 | 700 | 0 | 69.41 | 74.3 | 9 | 0
2020 | TVA_Transmission_2_NonRTO_Midwest | TVA_Transmission | NonRTO_Midwest | Internal | Shoulder | B13 | 600 | 700 | 0 | 67.27 | 66.99 | 9 | 0
2020 | TVA_Transmission_2_NonRTO_Midwest | TVA_Transmission | NonRTO_Midwest | Internal | Shoulder | B14 | 900 | 700 | 0 | 66.27 | 66.93 | 9 | 0
2020 | TVA_Transmission_2_NonRTO_Midwest | TVA_Transmission | NonRTO_Midwest | Internal | Shoulder | B15 | 1203 | 700 | 0 | 64.61 | 64.45 | 9 | 0
2020 | TVA_Transmission_2_NonRTO_Midwest | TVA_Transmission | NonRTO_Midwest | Internal | Summer | B1 | 10 | 700 | 0 | 108.77 | 108.46 | 9 | 0
2020 | TVA_Transmission_2_NonRTO_Midwest | TVA_Transmission | NonRTO_Midwest | Internal | Summer | B2 | 25 | 700 | 0 | 107.87 | 107.89 | 9 | 0
2020 | TVA_Transmission_2_NonRTO_Midwest | TVA_Transmission | NonRTO_Midwest | Internal | Summer | B3 | 75 | 700 | 0 | 107.15 | 107.1 | 9 | 0
2020 | TVA_Transmission_2_NonRTO_Midwest | TVA_Transmission | NonRTO_Midwest | Internal | Summer | B4 | 100 | 700 | 0 | 97.56 | 89.56 | 9 | 0
2020 | TVA_Transmission_2_NonRTO_Midwest | TVA_Transmission | NonRTO_Midwest | Internal | Summer | B5 | 200 | 700 | 0 | 91.48 | 83.48 | 9 | 0
2020 | TVA_Transmission_2_NonRTO_Midwest | TVA_Transmission | NonRTO_Midwest | Internal | Summer | B6 | 300 | 700 | 0 | 73.9 | 67.24 | 9 | 0
2020 | TVA_Transmission_2_NonRTO_Midwest | TVA_Transmission | NonRTO_Midwest | Internal | Summer | B7 | 400 | 700 | 0 | 68.73 | 66.99 | 9 | 0
2020 | TVA_Transmission_2_NonRTO_Midwest | TVA_Transmission | NonRTO_Midwest | Internal | Summer | B8 | 500 | 700 | 0 | 66.65 | 66.9 | 9 | 0
2020 | TVA_Transmission_2_NonRTO_Midwest | TVA_Transmission | NonRTO_Midwest | Internal | Summer | B9 | 800 | 700 | 0 | 65.13 | 65.18 | 9 | 0
2020 | TVA_Transmission_2_NonRTO_Midwest | TVA_Transmission | NonRTO_Midwest | Internal | Summer | B10 | 1262 | 700 | 0 | 61.77 | 63.13 | 9 | 0
2020 | TVA_Transmission_2_NonRTO_Midwest | TVA_Transmission | NonRTO_Midwest | Internal | Winter | B16 | 25 | 700 | 0 | 79.74 | 79.78 | 9 | 0
2020 | TVA_Transmission_2_NonRTO_Midwest | TVA_Transmission | NonRTO_Midwest | Internal | Winter | B17 | 100 | 700 | 0 | 73.78 | 76.1 | 9 | 0
2020 | TVA_Transmission_2_NonRTO_Midwest | TVA_Transmission | NonRTO_Midwest | Internal | Winter | B18 | 400 | 700 | 0 | 70.56 | 74.29 | 9 | 0
2020 | TVA_Transmission_2_NonRTO_Midwest | TVA_Transmission | NonRTO_Midwest | Internal | Winter | B19 | 700 | 700 | 0 | 68.39 | 66.99 | 9 | 0
2020 | TVA_Transmission_2_NonRTO_Midwest | TVA_Transmission | NonRTO_Midwest | Internal | Winter | B20 | 935 | 700 | 0 | 66.74 | 66.9 | 9 | 0
2020 | TVA_Transmission_2_PJM_ROR | TVA_Transmission | PJM_ROR | Internal | Shoulder | B11 | 25 | 2000 | 0 | 78.06 | 73.34 | 9 | 0
2020 | TVA_Transmission_2_PJM_ROR | TVA_Transmission | PJM_ROR | Internal | Shoulder | B12 | 200 | 2000 | 0 | 69.41 | 68.31 | 9 | 0
2020 | TVA_Transmission_2_PJM_ROR | TVA_Transmission | PJM_ROR | Internal | Shoulder | B13 | 600 | 2000 | 0 | 67.27 | 65.66 | 9 | 0
2020 | TVA_Transmission_2_PJM_ROR | TVA_Transmission | PJM_ROR | Internal | Shoulder | B14 | 900 | 2000 | 0 | 66.27 | 64.12 | 9 | 0
2020 | TVA_Transmission_2_PJM_ROR | TVA_Transmission | PJM_ROR | Internal | Shoulder | B15 | 1203 | 2000 | 0 | 64.61 | 62.4 | 9 | 0
2020 | TVA_Transmission_2_PJM_ROR | TVA_Transmission | PJM_ROR | Internal | Summer | B1 | 10 | 2000 | 0 | 108.77 | 102.77 | 9 | 0
2020 | TVA_Transmission_2_PJM_ROR | TVA_Transmission | PJM_ROR | Internal | Summer | B2 | 25 | 2000 | 0 | 107.87 | 101.87 | 9 | 0
2020 | TVA_Transmission_2_PJM_ROR | TVA_Transmission | PJM_ROR | Internal | Summer | B3 | 75 | 2000 | 0 | 107.15 | 101.15 | 9 | 0
2020 | TVA_Transmission_2_PJM_ROR | TVA_Transmission | PJM_ROR | Internal | Summer | B4 | 100 | 2000 | 0 | 97.56 | 95.56 | 9 | 0
2020 | TVA_Transmission_2_PJM_ROR | TVA_Transmission | PJM_ROR | Internal | Summer | B5 | 200 | 2000 | 0 | 91.48 | 87.71 | 9 | 0
2020 | TVA_Transmission_2_PJM_ROR | TVA_Transmission | PJM_ROR | Internal | Summer | B6 | 300 | 2000 | 0 | 73.9 | 71.76 | 9 | 0
2020 | TVA_Transmission_2_PJM_ROR | TVA_Transmission | PJM_ROR | Internal | Summer | B7 | 400 | 2000 | 0 | 68.73 | 65.25 | 9 | 0
2020 | TVA_Transmission_2_PJM_ROR | TVA_Transmission | PJM_ROR | Internal | Summer | B8 | 500 | 2000 | 0 | 66.65 | 63.73 | 9 | 0
2020 | TVA_Transmission_2_PJM_ROR | TVA_Transmission | PJM_ROR | Internal | Summer | B9 | 800 | 2000 | 0 | 65.13 | 62.4 | 9 | 0
2020 | TVA_Transmission_2_PJM_ROR | TVA_Transmission | PJM_ROR | Internal | Summer | B10 | 1262 | 2000 | 0 | 61.77 | 61.01 | 9 | 0
2020 | TVA_Transmission_2_PJM_ROR | TVA_Transmission | PJM_ROR | Internal | Winter | B16 | 25 | 2000 | 0 | 79.74 | 82.82 | 9 | 0
2020 | TVA_Transmission_2_PJM_ROR | TVA_Transmission | PJM_ROR | Internal | Winter | B17 | 100 | 2000 | 0 | 73.78 | 74.32 | 9 | 0
2020 | TVA_Transmission_2_PJM_ROR | TVA_Transmission | PJM_ROR | Internal | Winter | B18 | 400 | 2000 | 0 | 70.56 | 68.93 | 9 | 0
2020 | TVA_Transmission_2_PJM_ROR | TVA_Transmission | PJM_ROR | Internal | Winter | B19 | 700 | 2000 | 0 | 68.39 | 66.59 | 9 | 0
2020 | TVA_Transmission_2_PJM_ROR | TVA_Transmission | PJM_ROR | Internal | Winter | B20 | 935 | 2000 | 0 | 66.74 | 63.63 | 9 | 0
2020 | TVA_Transmission_2_SOCO | TVA_Transmission | SOCO | Internal | Shoulder | B11 | 25 | 3200 | 0.01 | 78.06 | 86.23 | 9 | 0
2020 | TVA_Transmission_2_SOCO | TVA_Transmission | SOCO | Internal | Shoulder | B12 | 200 | 3200 | 0 | 69.41 | 69.12 | 9 | 0
2020 | TVA_Transmission_2_SOCO | TVA_Transmission | SOCO | Internal | Shoulder | B13 | 600 | 3200 | 0 | 67.27 | 67.38 | 9 | 0
2020 | TVA_Transmission_2_SOCO | TVA_Transmission | SOCO | Internal | Shoulder | B14 | 900 | 3200 | 0 | 66.27 | 67.38 | 9 | 0
2020 | TVA_Transmission_2_SOCO | TVA_Transmission | SOCO | Internal | Shoulder | B15 | 1203 | 3200 | 0 | 64.61 | 67.38 | 9 | 0
2020 | TVA_Transmission_2_SOCO | TVA_Transmission | SOCO | Internal | Summer | B1 | 10 | 3200 | 0 | 108.77 | 109.92 | 9 | 0
2020 | TVA_Transmission_2_SOCO | TVA_Transmission | SOCO | Internal | Summer | B2 | 25 | 3200 | 0 | 107.87 | 109.92 | 9 | 0
2020 | TVA_Transmission_2_SOCO | TVA_Transmission | SOCO | Internal | Summer | B3 | 75 | 3200 | 0 | 107.15 | 109.92 | 9 | 0
2020 | TVA_Transmission_2_SOCO | TVA_Transmission | SOCO | Internal | Summer | B4 | 100 | 3200 | 2239.81 | 97.56 | 106.56 | 9 | 0
2020 | TVA_Transmission_2_SOCO | TVA_Transmission | SOCO | Internal | Summer | B5 | 200 | 3200 | 2033.78 | 91.48 | 100.48 | 9 | 0
2020 | TVA_Transmission_2_SOCO | TVA_Transmission | SOCO | Internal | Summer | B6 | 300 | 3200 | 0 | 73.9 | 81.77 | 9 | 0
2020 | TVA_Transmission_2_SOCO | TVA_Transmission | SOCO | Internal | Summer | B7 | 400 | 3200 | 0 | 68.73 | 74.9 | 9 | 0
2020 | TVA_Transmission_2_SOCO | TVA_Transmission | SOCO | Internal | Summer | B8 | 500 | 3200 | 0 | 66.65 | 69.5 | 9 | 0
2020 | TVA_Transmission_2_SOCO | TVA_Transmission | SOCO | Internal | Summer | B9 | 800 | 3200 | 0 | 65.13 | 66.11 | 9 | 0
2020 | TVA_Transmission_2_SOCO | TVA_Transmission | SOCO | Internal | Summer | B10 | 1262 | 3200 | 0 | 61.77 | 66.11 | 9 | 0
2020 | TVA_Transmission_2_SOCO | TVA_Transmission | SOCO | Internal | Winter | B16 | 25 | 3200 | 0 | 79.74 | 84.01 | 9 | 0
2020 | TVA_Transmission_2_SOCO | TVA_Transmission | SOCO | Internal | Winter | B17 | 100 | 3200 | 0 | 73.78 | 72.53 | 9 | 0
2020 | TVA_Transmission_2_SOCO | TVA_Transmission | SOCO | Internal | Winter | B18 | 400 | 3200 | 0 | 70.56 | 69.99 | 9 | 0
2020 | TVA_Transmission_2_SOCO | TVA_Transmission | SOCO | Internal | Winter | B19 | 700 | 3200 | 0 | 68.39 | 69.99 | 9 | 0
2020 | TVA_Transmission_2_SOCO | TVA_Transmission | SOCO | Internal | Winter | B20 | 935 | 3200 | 0 | 66.74 | 69.09 | 9 | 0
2020 | TVA_Transmission_2_TVA | TVA_Transmission | TVA | Internal | Shoulder | B11 | 25 | 99999 | 0 | 78.06 | 69.93 | 0.01 | 0
2020 | TVA_Transmission_2_TVA | TVA_Transmission | TVA | Internal | Shoulder | B12 | 200 | 99999 | 0 | 69.41 | 64.03 | 0.01 | 0
2020 | TVA_Transmission_2_TVA | TVA_Transmission | TVA | Internal | Shoulder | B13 | 600 | 99999 | 0 | 67.27 | 64.03 | 0.01 | 0
2020 | TVA_Transmission_2_TVA | TVA_Transmission | TVA | Internal | Shoulder | B14 | 900 | 99999 | 0 | 66.27 | 64.03 | 0.01 | 0
2020 | TVA_Transmission_2_TVA | TVA_Transmission | TVA | Internal | Shoulder | B15 | 1203 | 99999 | 0 | 64.61 | 63.89 | 0.01 | 0
2020 | TVA_Transmission_2_TVA | TVA_Transmission | TVA | Internal | Summer | B1 | 10 | 99999 | 2939.46 | 108.77 | 108.79 | 0.01 | 0
2020 | TVA_Transmission_2_TVA | TVA_Transmission | TVA | Internal | Summer | B2 | 25 | 99999 | 2084.17 | 107.87 | 107.89 | 0.01 | 0
2020 | TVA_Transmission_2_TVA | TVA_Transmission | TVA | Internal | Summer | B3 | 75 | 99999 | 405.01 | 107.15 | 107.16 | 0.01 | 0
2020 | TVA_Transmission_2_TVA | TVA_Transmission | TVA | Internal | Summer | B4 | 100 | 99999 | 0.23 | 97.56 | 97.56 | 0.01 | 0
2020 | TVA_Transmission_2_TVA | TVA_Transmission | TVA | Internal | Summer | B5 | 200 | 99999 | 0 | 91.48 | 78.75 | 0.01 | 0
2020 | TVA_Transmission_2_TVA | TVA_Transmission | TVA | Internal | Summer | B6 | 300 | 99999 | 0 | 73.9 | 68.54 | 0.01 | 0
2020 | TVA_Transmission_2_TVA | TVA_Transmission | TVA | Internal | Summer | B7 | 400 | 99999 | 0 | 68.73 | 64.03 | 0.01 | 0
2020 | TVA_Transmission_2_TVA | TVA_Transmission | TVA | Internal | Summer | B8 | 500 | 99999 | 0 | 66.65 | 64.03 | 0.01 | 0
2020 | TVA_Transmission_2_TVA | TVA_Transmission | TVA | Internal | Summer | B9 | 800 | 99999 | 0 | 65.13 | 63.89 | 0.01 | 0
2020 | TVA_Transmission_2_TVA | TVA_Transmission | TVA | Internal | Summer | B10 | 1262 | 99999 | 0 | 61.77 | 57.28 | 0.01 | 0
2020 | TVA_Transmission_2_TVA | TVA_Transmission | TVA | Internal | Winter | B16 | 25 | 99999 | 564.2 | 79.74 | 79.75 | 0.01 | 0
2020 | TVA_Transmission_2_TVA | TVA_Transmission | TVA | Internal | Winter | B17 | 100 | 99999 | 0 | 73.78 | 71.32 | 0.01 | 0
2020 | TVA_Transmission_2_TVA | TVA_Transmission | TVA | Internal | Winter | B18 | 400 | 99999 | 0 | 70.56 | 65.84 | 0.01 | 0
2020 | TVA_Transmission_2_TVA | TVA_Transmission | TVA | Internal | Winter | B19 | 700 | 99999 | 0 | 68.39 | 65.84 | 0.01 | 0
2020 | TVA_Transmission_2_TVA | TVA_Transmission | TVA | Internal | Winter | B20 | 935 | 99999 | 0 | 66.74 | 65.84 | 0.01 | 0
2020 | TVA_Transmission_2_VACAR | TVA_Transmission | VACAR | Internal | Shoulder | B11 | 25 | 900 | 0 | 78.06 | 79.23 | 9 | 0
2020 | TVA_Transmission_2_VACAR | TVA_Transmission | VACAR | Internal | Shoulder | B12 | 200 | 900 | 0 | 69.41 | 70.79 | 9 | 0
2020 | TVA_Transmission_2_VACAR | TVA_Transmission | VACAR | Internal | Shoulder | B13 | 600 | 900 | 0 | 67.27 | 70.53 | 9 | 0
2020 | TVA_Transmission_2_VACAR | TVA_Transmission | VACAR | Internal | Shoulder | B14 | 900 | 900 | 0 | 66.27 | 69.51 | 9 | 0
2020 | TVA_Transmission_2_VACAR | TVA_Transmission | VACAR | Internal | Shoulder | B15 | 1203 | 900 | 0 | 64.61 | 61.62 | 9 | 0
2020 | TVA_Transmission_2_VACAR | TVA_Transmission | VACAR | Internal | Summer | B1 | 10 | 900 | 0 | 108.77 | 112.79 | 9 | 0
2020 | TVA_Transmission_2_VACAR | TVA_Transmission | VACAR | Internal | Summer | B2 | 25 | 900 | 0 | 107.87 | 112.79 | 9 | 0
2020 | TVA_Transmission_2_VACAR | TVA_Transmission | VACAR | Internal | Summer | B3 | 75 | 900 | 0 | 107.15 | 112.79 | 9 | 0
2020 | TVA_Transmission_2_VACAR | TVA_Transmission | VACAR | Internal | Summer | B4 | 100 | 900 | 0 | 97.56 | 101.56 | 9 | 0
2020 | TVA_Transmission_2_VACAR | TVA_Transmission | VACAR | Internal | Summer | B5 | 200 | 900 | 0 | 91.48 | 93.71 | 9 | 0
2020 | TVA_Transmission_2_VACAR | TVA_Transmission | VACAR | Internal | Summer | B6 | 300 | 900 | 0 | 73.9 | 77.76 | 9 | 0
2020 | TVA_Transmission_2_VACAR | TVA_Transmission | VACAR | Internal | Summer | B7 | 400 | 900 | 0 | 68.73 | 71.25 | 9 | 0
2020 | TVA_Transmission_2_VACAR | TVA_Transmission | VACAR | Internal | Summer | B8 | 500 | 900 | 0 | 66.65 | 69.73 | 9 | 0
2020 | TVA_Transmission_2_VACAR | TVA_Transmission | VACAR | Internal | Summer | B9 | 800 | 900 | 0 | 65.13 | 60.72 | 9 | 0
2020 | TVA_Transmission_2_VACAR | TVA_Transmission | VACAR | Internal | Summer | B10 | 1262 | 900 | 0 | 61.77 | 59.98 | 9 | 0
2020 | TVA_Transmission_2_VACAR | TVA_Transmission | VACAR | Internal | Winter | B16 | 25 | 900 | 899.98 | 79.74 | 89.45 | 9 | 0.71
2020 | TVA_Transmission_2_VACAR | TVA_Transmission | VACAR | Internal | Winter | B17 | 100 | 900 | 0 | 73.78 | 80.32 | 9 | 0
2020 | TVA_Transmission_2_VACAR | TVA_Transmission | VACAR | Internal | Winter | B18 | 400 | 900 | 0 | 70.56 | 74.93 | 9 | 0
2020 | TVA_Transmission_2_VACAR | TVA_Transmission | VACAR | Internal | Winter | B19 | 700 | 900 | 0 | 68.39 | 72.33 | 9 | 0
2020 | TVA_Transmission_2_VACAR | TVA_Transmission | VACAR | Internal | Winter | B20 | 935 | 900 | 0 | 66.74 | 65.31 | 9 | 0
2020 | VACAR_2_PJM_ROR | VACAR | PJM_ROR | Internal | Shoulder | B11 | 25 | 2000 | 0 | 79.23 | 73.34 | 7 | 0
2020 | VACAR_2_PJM_ROR | VACAR | PJM_ROR | Internal | Shoulder | B12 | 200 | 2000 | 0 | 70.79 | 68.31 | 7 | 0
2020 | VACAR_2_PJM_ROR | VACAR | PJM_ROR | Internal | Shoulder | B13 | 600 | 2000 | 0 | 70.53 | 65.66 | 7 | 0
2020 | VACAR_2_PJM_ROR | VACAR | PJM_ROR | Internal | Shoulder | B14 | 900 | 2000 | 0 | 69.51 | 64.12 | 7 | 0
2020 | VACAR_2_PJM_ROR | VACAR | PJM_ROR | Internal | Shoulder | B15 | 1203 | 2000 | 0 | 61.62 | 62.4 | 7 | 0
2020 | VACAR_2_PJM_ROR | VACAR | PJM_ROR | Internal | Summer | B1 | 10 | 2000 | 0 | 112.79 | 102.77 | 7 | 0
2020 | VACAR_2_PJM_ROR | VACAR | PJM_ROR | Internal | Summer | B2 | 25 | 2000 | 0 | 112.79 | 101.87 | 7 | 0
2020 | VACAR_2_PJM_ROR | VACAR | PJM_ROR | Internal | Summer | B3 | 75 | 2000 | 0 | 112.79 | 101.15 | 7 | 0
2020 | VACAR_2_PJM_ROR | VACAR | PJM_ROR | Internal | Summer | B4 | 100 | 2000 | 0 | 101.56 | 95.56 | 7 | 0
2020 | VACAR_2_PJM_ROR | VACAR | PJM_ROR | Internal | Summer | B5 | 200 | 2000 | 0 | 93.71 | 87.71 | 7 | 0
2020 | VACAR_2_PJM_ROR | VACAR | PJM_ROR | Internal | Summer | B6 | 300 | 2000 | 0 | 77.76 | 71.76 | 7 | 0
2020 | VACAR_2_PJM_ROR | VACAR | PJM_ROR | Internal | Summer | B7 | 400 | 2000 | 0 | 71.25 | 65.25 | 7 | 0
2020 | VACAR_2_PJM_ROR | VACAR | PJM_ROR | Internal | Summer | B8 | 500 | 2000 | 0 | 69.73 | 63.73 | 7 | 0
2020 | VACAR_2_PJM_ROR | VACAR | PJM_ROR | Internal | Summer | B9 | 800 | 2000 | 0 | 60.72 | 62.4 | 7 | 0
2020 | VACAR_2_PJM_ROR | VACAR | PJM_ROR | Internal | Summer | B10 | 1262 | 2000 | 0 | 59.98 | 61.01 | 7 | 0
2020 | VACAR_2_PJM_ROR | VACAR | PJM_ROR | Internal | Winter | B16 | 25 | 2000 | 0 | 89.45 | 82.82 | 7 | 0
2020 | VACAR_2_PJM_ROR | VACAR | PJM_ROR | Internal | Winter | B17 | 100 | 2000 | 0 | 80.32 | 74.32 | 7 | 0
2020 | VACAR_2_PJM_ROR | VACAR | PJM_ROR | Internal | Winter | B18 | 400 | 2000 | 0 | 74.93 | 68.93 | 7 | 0
2020 | VACAR_2_PJM_ROR | VACAR | PJM_ROR | Internal | Winter | B19 | 700 | 2000 | 0 | 72.33 | 66.59 | 7 | 0
2020 | VACAR_2_PJM_ROR | VACAR | PJM_ROR | Internal | Winter | B20 | 935 | 2000 | 0 | 65.31 | 63.63 | 7 | 0
2020 | VACAR_2_SOCO | VACAR | SOCO | Internal | Shoulder | B11 | 25 | 3000 | 44.97 | 79.23 | 86.23 | 7 | 0
2020 | VACAR_2_SOCO | VACAR | SOCO | Internal | Shoulder | B12 | 200 | 3000 | 0 | 70.79 | 69.12 | 7 | 0
2020 | VACAR_2_SOCO | VACAR | SOCO | Internal | Shoulder | B13 | 600 | 3000 | 0 | 70.53 | 67.38 | 7 | 0
2020 | VACAR_2_SOCO | VACAR | SOCO | Internal | Shoulder | B14 | 900 | 3000 | 0 | 69.51 | 67.38 | 7 | 0
2020 | VACAR_2_SOCO | VACAR | SOCO | Internal | Shoulder | B15 | 1203 | 3000 | 0 | 61.62 | 67.38 | 7 | 0
2020 | VACAR_2_SOCO | VACAR | SOCO | Internal | Summer | B1 | 10 | 3000 | 0 | 112.79 | 109.92 | 7 | 0
2020 | VACAR_2_SOCO | VACAR | SOCO | Internal | Summer | B2 | 25 | 3000 | 0 | 112.79 | 109.92 | 7 | 0
2020 | VACAR_2_SOCO | VACAR | SOCO | Internal | Summer | B3 | 75 | 3000 | 0 | 112.79 | 109.92 | 7 | 0
2020 | VACAR_2_SOCO | VACAR | SOCO | Internal | Summer | B4 | 100 | 3000 | 0 | 101.56 | 106.56 | 7 | 0
2020 | VACAR_2_SOCO | VACAR | SOCO | Internal | Summer | B5 | 200 | 3000 | 0 | 93.71 | 100.48 | 7 | 0
2020 | VACAR_2_SOCO | VACAR | SOCO | Internal | Summer | B6 | 300 | 3000 | 0 | 77.76 | 81.77 | 7 | 0
2020 | VACAR_2_SOCO | VACAR | SOCO | Internal | Summer | B7 | 400 | 3000 | 0 | 71.25 | 74.9 | 7 | 0
2020 | VACAR_2_SOCO | VACAR | SOCO | Internal | Summer | B8 | 500 | 3000 | 0 | 69.73 | 69.5 | 7 | 0
2020 | VACAR_2_SOCO | VACAR | SOCO | Internal | Summer | B9 | 800 | 3000 | 0 | 60.72 | 66.11 | 7 | 0
2020 | VACAR_2_SOCO | VACAR | SOCO | Internal | Summer | B10 | 1262 | 3000 | 0 | 59.98 | 66.11 | 7 | 0
2020 | VACAR_2_SOCO | VACAR | SOCO | Internal | Winter | B16 | 25 | 3000 | 0 | 89.45 | 84.01 | 7 | 0
2020 | VACAR_2_SOCO | VACAR | SOCO | Internal | Winter | B17 | 100 | 3000 | 0 | 80.32 | 72.53 | 7 | 0
2020 | VACAR_2_SOCO | VACAR | SOCO | Internal | Winter | B18 | 400 | 3000 | 0 | 74.93 | 69.99 | 7 | 0
2020 | VACAR_2_SOCO | VACAR | SOCO | Internal | Winter | B19 | 700 | 3000 | 0 | 72.33 | 69.99 | 7 | 0
2020 | VACAR_2_SOCO | VACAR | SOCO | Internal | Winter | B20 | 935 | 3000 | 0 | 65.31 | 69.09 | 7 | 0
2020 | VACAR_2_TVA_Transmission | VACAR | TVA_Transmission | Internal | Shoulder | B11 | 25 | 900 | 0 | 79.23 | 78.06 | 7 | 0
2020 | VACAR_2_TVA_Transmission | VACAR | TVA_Transmission | Internal | Shoulder | B12 | 200 | 900 | 0 | 70.79 | 69.41 | 7 | 0
2020 | VACAR_2_TVA_Transmission | VACAR | TVA_Transmission | Internal | Shoulder | B13 | 600 | 900 | 0 | 70.53 | 67.27 | 7 | 0
2020 | VACAR_2_TVA_Transmission | VACAR | TVA_Transmission | Internal | Shoulder | B14 | 900 | 900 | 0 | 69.51 | 66.27 | 7 | 0
2020 | VACAR_2_TVA_Transmission | VACAR | TVA_Transmission | Internal | Shoulder | B15 | 1203 | 900 | 0 | 61.62 | 64.61 | 7 | 0
2020 | VACAR_2_TVA_Transmission | VACAR | TVA_Transmission | Internal | Summer | B1 | 10 | 900 | 0 | 112.79 | 108.77 | 7 | 0
2020 | VACAR_2_TVA_Transmission | VACAR | TVA_Transmission | Internal | Summer | B2 | 25 | 900 | 0 | 112.79 | 107.87 | 7 | 0
2020 | VACAR_2_TVA_Transmission | VACAR | TVA_Transmission | Internal | Summer | B3 | 75 | 900 | 0 | 112.79 | 107.15 | 7 | 0
2020 | VACAR_2_TVA_Transmission | VACAR | TVA_Transmission | Internal | Summer | B4 | 100 | 900 | 0 | 101.56 | 97.56 | 7 | 0
2020 | VACAR_2_TVA_Transmission | VACAR | TVA_Transmission | Internal | Summer | B5 | 200 | 900 | 0 | 93.71 | 91.48 | 7 | 0
2020 | VACAR_2_TVA_Transmission | VACAR | TVA_Transmission | Internal | Summer | B6 | 300 | 900 | 0 | 77.76 | 73.9 | 7 | 0
2020 | VACAR_2_TVA_Transmission | VACAR | TVA_Transmission | Internal | Summer | B7 | 400 | 900 | 0 | 71.25 | 68.73 | 7 | 0
2020 | VACAR_2_TVA_Transmission | VACAR | TVA_Transmission | Internal | Summer | B8 | 500 | 900 | 0 | 69.73 | 66.65 | 7 | 0
2020 | VACAR_2_TVA_Transmission | VACAR | TVA_Transmission | Internal | Summer | B9 | 800 | 900 | 0 | 60.72 | 65.13 | 7 | 0
2020 | VACAR_2_TVA_Transmission | VACAR | TVA_Transmission | Internal | Summer | B10 | 1262 | 900 | 0 | 59.98 | 61.77 | 7 | 0
2020 | VACAR_2_TVA_Transmission | VACAR | TVA_Transmission | Internal | Winter | B16 | 25 | 900 | 0 | 89.45 | 79.74 | 7 | 0
2020 | VACAR_2_TVA_Transmission | VACAR | TVA_Transmission | Internal | Winter | B17 | 100 | 900 | 0 | 80.32 | 73.78 | 7 | 0
2020 | VACAR_2_TVA_Transmission | VACAR | TVA_Transmission | Internal | Winter | B18 | 400 | 900 | 0 | 74.93 | 70.56 | 7 | 0
2020 | VACAR_2_TVA_Transmission | VACAR | TVA_Transmission | Internal | Winter | B19 | 700 | 900 | 0 | 72.33 | 68.39 | 7 | 0
2020 | VACAR_2_TVA_Transmission | VACAR | TVA_Transmission | Internal | Winter | B20 | 935 | 900 | 0 | 65.31 | 66.74 | 7 | 0
2025 | ENT_2_MISO_MO-IL | ENT | MISO_MO-IL | Internal | Shoulder | B11 | 25 | 2260 | 0 | 77.49 | 77.5 | 8 | 0
2025 | ENT_2_MISO_MO-IL | ENT | MISO_MO-IL | Internal | Shoulder | B12 | 200 | 2260 | 0 | 70.69 | 74.04 | 8 | 0
2025 | ENT_2_MISO_MO-IL | ENT | MISO_MO-IL | Internal | Shoulder | B13 | 600 | 2260 | 0 | 68.67 | 68.68 | 8 | 0
2025 | ENT_2_MISO_MO-IL | ENT | MISO_MO-IL | Internal | Shoulder | B14 | 900 | 2260 | 0 | 61.53 | 64.15 | 8 | 0
2025 | ENT_2_MISO_MO-IL | ENT | MISO_MO-IL | Internal | Shoulder | B15 | 1203 | 2260 | 0 | 59.82 | 59.82 | 8 | 0
2025 | ENT_2_MISO_MO-IL | ENT | MISO_MO-IL | Internal | Summer | B1 | 10 | 2260 | 2260 | 74.11 | 107.28 | 8 | 25.17
2025 | ENT_2_MISO_MO-IL | ENT | MISO_MO-IL | Internal | Summer | B2 | 25 | 2260 | 0 | 106.08 | 107.28 | 8 | 0
2025 | ENT_2_MISO_MO-IL | ENT | MISO_MO-IL | Internal | Summer | B3 | 75 | 2260 | 0 | 106.08 | 106.08 | 8 | 0
2025 | ENT_2_MISO_MO-IL | ENT | MISO_MO-IL | Internal | Summer | B4 | 100 | 2260 | 0 | 103.59 | 95.59 | 8 | 0
2025 | ENT_2_MISO_MO-IL | ENT | MISO_MO-IL | Internal | Summer | B5 | 200 | 2260 | 0 | 95.62 | 87.62 | 8 | 0
2025 | ENT_2_MISO_MO-IL | ENT | MISO_MO-IL | Internal | Summer | B6 | 300 | 2260 | 0 | 82.64 | 81.94 | 8 | 0
2025 | ENT_2_MISO_MO-IL | ENT | MISO_MO-IL | Internal | Summer | B7 | 400 | 2260 | 0 | 79.69 | 79.69 | 8 | 0
2025 | ENT_2_MISO_MO-IL | ENT | MISO_MO-IL | Internal | Summer | B8 | 500 | 2260 | 0 | 71.63 | 71.63 | 8 | 0
2025 | ENT_2_MISO_MO-IL | ENT | MISO_MO-IL | Internal | Summer | B9 | 800 | 2260 | 0 | 69.24 | 66.41 | 8 | 0
2025 | ENT_2_MISO_MO-IL | ENT | MISO_MO-IL | Internal | Summer | B10 | 1262 | 2260 | 0 | 60.3 | 58.49 | 8 | 0
2025 | ENT_2_MISO_MO-IL | ENT | MISO_MO-IL | Internal | Winter | B16 | 25 | 2260 | 0.03 | 68.95 | 76.39 | 8 | 0
2025 | ENT_2_MISO_MO-IL | ENT | MISO_MO-IL | Internal | Winter | B17 | 100 | 2260 | 0 | 68.95 | 71.6 | 8 | 0
2025 | ENT_2_MISO_MO-IL | ENT | MISO_MO-IL | Internal | Winter | B18 | 400 | 2260 | 0 | 68.95 | 69.71 | 8 | 0
2025 | ENT_2_MISO_MO-IL | ENT | MISO_MO-IL | Internal | Winter | B19 | 700 | 2260 | 0 | 67.5 | 69.71 | 8 | 0
2025 | ENT_2_MISO_MO-IL | ENT | MISO_MO-IL | Internal | Winter | B20 | 935 | 2260 | 0 | 62.31 | 62.31 | 8 | 0
2025 | ENT_2_SOCO | ENT | SOCO | Internal | Shoulder | B11 | 25 | 3900 | 3900 | 77.49 | 94.49 | 8 | 9
2025 | ENT_2_SOCO | ENT | SOCO | Internal | Shoulder | B12 | 200 | 3900 | 0 | 70.69 | 78.3 | 8 | 0
2025 | ENT_2_SOCO | ENT | SOCO | Internal | Shoulder | B13 | 600 | 3900 | 0 | 68.67 | 73.55 | 8 | 0
2025 | ENT_2_SOCO | ENT | SOCO | Internal | Shoulder | B14 | 900 | 3900 | 3900 | 61.53 | 72.62 | 8 | 3.09
2025 | ENT_2_SOCO | ENT | SOCO | Internal | Shoulder | B15 | 1203 | 3900 | 3900 | 59.82 | 72.62 | 8 | 4.8
2025 | ENT_2_SOCO | ENT | SOCO | Internal | Summer | B1 | 10 | 3900 | 3900 | 74.11 | 120.44 | 8 | 38.34
2025 | ENT_2_SOCO | ENT | SOCO | Internal | Summer | B2 | 25 | 3900 | 3900 | 106.08 | 118.06 | 8 | 3.98
2025 | ENT_2_SOCO | ENT | SOCO | Internal | Summer | B3 | 75 | 3900 | 3900 | 106.08 | 118.06 | 8 | 3.98
2025 | ENT_2_SOCO | ENT | SOCO | Internal | Summer | B4 | 100 | 3900 | 3900 | 103.59 | 115.11 | 8 | 3.52
2025 | ENT_2_SOCO | ENT | SOCO | Internal | Summer | B5 | 200 | 3900 | 3900 | 95.62 | 104.62 | 8 | 1
2025 | ENT_2_SOCO | ENT | SOCO | Internal | Summer | B6 | 300 | 3900 | 3900 | 82.64 | 97.33 | 8 | 6.69
2025 | ENT_2_SOCO | ENT | SOCO | Internal | Summer | B7 | 400 | 3900 | 3900 | 79.69 | 91.02 | 8 | 3.33
2025 | ENT_2_SOCO | ENT | SOCO | Internal | Summer | B8 | 500 | 3900 | 3900 | 71.63 | 79.87 | 8 | 0.24
2025 | ENT_2_SOCO | ENT | SOCO | Internal | Summer | B9 | 800 | 3900 | 0 | 69.24 | 73.81 | 8 | 0
2025 | ENT_2_SOCO | ENT | SOCO | Internal | Summer | B10 | 1262 | 3900 | 3900 | 60.3 | 71.22 | 8 | 2.92
2025 | ENT_2_SOCO | ENT | SOCO | Internal | Winter | B16 | 25 | 3900 | 3900 | 68.95 | 93.39 | 8 | 16.44
2025 | ENT_2_SOCO | ENT | SOCO | Internal | Winter | B17 | 100 | 3900 | 3900 | 68.95 | 78.26 | 8 | 1.31
2025 | ENT_2_SOCO | ENT | SOCO | Internal | Winter | B18 | 400 | 3900 | 0 | 68.95 | 75.5 | 8 | 0
2025 | ENT_2_SOCO | ENT | SOCO | Internal | Winter | B19 | 700 | 3900 | 1505.48 | 67.5 | 75.5 | 8 | 0
2025 | ENT_2_SOCO | ENT | SOCO | Internal | Winter | B20 | 935 | 3900 | 3900 | 62.31 | 75.5 | 8 | 5.2
2025 | ENT_2_SPP_N | ENT | SPP_N | Internal | Shoulder | B11 | 25 | 15143 | 0 | 77.49 | 72.49 | 8 | 0
2025 | ENT_2_SPP_N | ENT | SPP_N | Internal | Shoulder | B12 | 200 | 15143 | 0 | 70.69 | 65.69 | 8 | 0
2025 | ENT_2_SPP_N | ENT | SPP_N | Internal | Shoulder | B13 | 600 | 15143 | 0 | 68.67 | 63.67 | 8 | 0
2025 | ENT_2_SPP_N | ENT | SPP_N | Internal | Shoulder | B14 | 900 | 15143 | 0 | 61.53 | 56.53 | 8 | 0
2025 | ENT_2_SPP_N | ENT | SPP_N | Internal | Shoulder | B15 | 1203 | 15143 | 0 | 59.82 | 2.39 | 8 | 0
2025 | ENT_2_SPP_N | ENT | SPP_N | Internal | Summer | B1 | 10 | 15143 | 0 | 74.11 | 69.11 | 8 | 0
2025 | ENT_2_SPP_N | ENT | SPP_N | Internal | Summer | B2 | 25 | 15143 | 0 | 106.08 | 101.08 | 8 | 0
2025 | ENT_2_SPP_N | ENT | SPP_N | Internal | Summer | B3 | 75 | 15143 | 0 | 106.08 | 101.08 | 8 | 0
2025 | ENT_2_SPP_N | ENT | SPP_N | Internal | Summer | B4 | 100 | 15143 | 0 | 103.59 | 98.59 | 8 | 0
2025 | ENT_2_SPP_N | ENT | SPP_N | Internal | Summer | B5 | 200 | 15143 | 0 | 95.62 | 90.62 | 8 | 0
2025 | ENT_2_SPP_N | ENT | SPP_N | Internal | Summer | B6 | 300 | 15143 | 0 | 82.64 | 77.64 | 8 | 0
2025 | ENT_2_SPP_N | ENT | SPP_N | Internal | Summer | B7 | 400 | 15143 | 0 | 79.69 | 74.69 | 8 | 0
2025 | ENT_2_SPP_N | ENT | SPP_N | Internal | Summer | B8 | 500 | 15143 | 0 | 71.63 | 66.63 | 8 | 0
2025 | ENT_2_SPP_N | ENT | SPP_N | Internal | Summer | B9 | 800 | 15143 | 0 | 69.24 | 64.24 | 8 | 0
2025 | ENT_2_SPP_N | ENT | SPP_N | Internal | Summer | B10 | 1262 | 15143 | 0 | 60.3 | 55.3 | 8 | 0
2025 | ENT_2_SPP_N | ENT | SPP_N | Internal | Winter | B16 | 25 | 15143 | 0 | 68.95 | 63.95 | 8 | 0
2025 | ENT_2_SPP_N | ENT | SPP_N | Internal | Winter | B17 | 100 | 15143 | 0 | 68.95 | 63.95 | 8 | 0
2025 | ENT_2_SPP_N | ENT | SPP_N | Internal | Winter | B18 | 400 | 15143 | 0 | 68.95 | 63.95 | 8 | 0
2025 | ENT_2_SPP_N | ENT | SPP_N | Internal | Winter | B19 | 700 | 15143 | 0 | 67.5 | 62.5 | 8 | 0
2025 | ENT_2_SPP_N | ENT | SPP_N | Internal | Winter | B20 | 935 | 15143 | 0 | 62.31 | 55.82 | 8 | 0
2025 | ENT_2_SPP_S | ENT | SPP_S | Internal | Shoulder | B11 | 25 | 3292 | 0 | 77.49 | 72.5 | 8 | 0
2025 | ENT_2_SPP_S | ENT | SPP_S | Internal | Shoulder | B12 | 200 | 3292 | 0 | 70.69 | 65.7 | 8 | 0
2025 | ENT_2_SPP_S | ENT | SPP_S | Internal | Shoulder | B13 | 600 | 3292 | 0 | 68.67 | 63.67 | 8 | 0
2025 | ENT_2_SPP_S | ENT | SPP_S | Internal | Shoulder | B14 | 900 | 3292 | 0 | 61.53 | 56.53 | 8 | 0
2025 | ENT_2_SPP_S | ENT | SPP_S | Internal | Shoulder | B15 | 1203 | 3292 | 0 | 59.82 | 0.01 | 8 | 0
2025 | ENT_2_SPP_S | ENT | SPP_S | Internal | Summer | B1 | 10 | 3292 | 0 | 74.11 | 69.11 | 8 | 0
2025 | ENT_2_SPP_S | ENT | SPP_S | Internal | Summer | B2 | 25 | 3292 | 0 | 106.08 | 101.07 | 8 | 0
2025 | ENT_2_SPP_S | ENT | SPP_S | Internal | Summer | B3 | 75 | 3292 | 0 | 106.08 | 101.08 | 8 | 0
2025 | ENT_2_SPP_S | ENT | SPP_S | Internal | Summer | B4 | 100 | 3292 | 0 | 103.59 | 98.6 | 8 | 0
2025 | ENT_2_SPP_S | ENT | SPP_S | Internal | Summer | B5 | 200 | 3292 | 0 | 95.62 | 90.64 | 8 | 0
2025 | ENT_2_SPP_S | ENT | SPP_S | Internal | Summer | B6 | 300 | 3292 | 0 | 82.64 | 77.65 | 8 | 0
2025 | ENT_2_SPP_S | ENT | SPP_S | Internal | Summer | B7 | 400 | 3292 | 0 | 79.69 | 74.7 | 8 | 0
2025 | ENT_2_SPP_S | ENT | SPP_S | Internal | Summer | B8 | 500 | 3292 | 0 | 71.63 | 69.11 | 8 | 0
2025 | ENT_2_SPP_S | ENT | SPP_S | Internal | Summer | B9 | 800 | 3292 | 0 | 69.24 | 68.95 | 8 | 0
2025 | ENT_2_SPP_S | ENT | SPP_S | Internal | Summer | B10 | 1262 | 3292 | 0 | 60.3 | 55.31 | 8 | 0
2025 | ENT_2_SPP_S | ENT | SPP_S | Internal | Winter | B16 | 25 | 3292 | 0 | 68.95 | 63.96 | 8 | 0
2025 | ENT_2_SPP_S | ENT | SPP_S | Internal | Winter | B17 | 100 | 3292 | 0 | 68.95 | 63.96 | 8 | 0
2025 | ENT_2_SPP_S | ENT | SPP_S | Internal | Winter | B18 | 400 | 3292 | 0 | 68.95 | 63.96 | 8 | 0
2025 | ENT_2_SPP_S | ENT | SPP_S | Internal | Winter | B19 | 700 | 3292 | 0 | 67.5 | 62.52 | 8 | 0
2025 | ENT_2_SPP_S | ENT | SPP_S | Internal | Winter | B20 | 935 | 3292 | 0 | 62.31 | 55.83 | 8 | 0
2025 | ENT_2_TVA_Transmission | ENT | TVA_Transmission | Internal | Shoulder | B11 | 25 | 2100 | 720.95 | 77.49 | 85.49 | 8 | 0
2025 | ENT_2_TVA_Transmission | ENT | TVA_Transmission | Internal | Shoulder | B12 | 200 | 2100 | 0 | 70.69 | 77.5 | 8 | 0
2025 | ENT_2_TVA_Transmission | ENT | TVA_Transmission | Internal | Shoulder | B13 | 600 | 2100 | 0 | 68.67 | 75.8 | 8 | 0
2025 | ENT_2_TVA_Transmission | ENT | TVA_Transmission | Internal | Shoulder | B14 | 900 | 2100 | 2100 | 61.53 | 72.15 | 8 | 2.62
2025 | ENT_2_TVA_Transmission | ENT | TVA_Transmission | Internal | Shoulder | B15 | 1203 | 2100 | 696.8 | 59.82 | 67.82 | 8 | 0
2025 | ENT_2_TVA_Transmission | ENT | TVA_Transmission | Internal | Summer | B1 | 10 | 2100 | 2100 | 74.11 | 115.27 | 8 | 33.16
2025 | ENT_2_TVA_Transmission | ENT | TVA_Transmission | Internal | Summer | B2 | 25 | 2100 | 2099.99 | 106.08 | 115.27 | 8 | 1.19
2025 | ENT_2_TVA_Transmission | ENT | TVA_Transmission | Internal | Summer | B3 | 75 | 2100 | 0.38 | 106.08 | 114.07 | 8 | 0
2025 | ENT_2_TVA_Transmission | ENT | TVA_Transmission | Internal | Summer | B4 | 100 | 2100 | 0 | 103.59 | 103.59 | 8 | 0
2025 | ENT_2_TVA_Transmission | ENT | TVA_Transmission | Internal | Summer | B5 | 200 | 2100 | 0 | 95.62 | 95.62 | 8 | 0
2025 | ENT_2_TVA_Transmission | ENT | TVA_Transmission | Internal | Summer | B6 | 300 | 2100 | 0 | 82.64 | 88.83 | 8 | 0
2025 | ENT_2_TVA_Transmission | ENT | TVA_Transmission | Internal | Summer | B7 | 400 | 2100 | 0 | 79.69 | 84.36 | 8 | 0
2025 | ENT_2_TVA_Transmission | ENT | TVA_Transmission | Internal | Summer | B8 | 500 | 2100 | 0 | 71.63 | 76.35 | 8 | 0
2025 | ENT_2_TVA_Transmission | ENT | TVA_Transmission | Internal | Summer | B9 | 800 | 2100 | 0 | 69.24 | 73.81 | 8 | 0
2025 | ENT_2_TVA_Transmission | ENT | TVA_Transmission | Internal | Summer | B10 | 1262 | 2100 | 0 | 60.3 | 64.1 | 8 | 0
2025 | ENT_2_TVA_Transmission | ENT | TVA_Transmission | Internal | Winter | B16 | 25 | 2100 | 2100 | 68.95 | 84.39 | 8 | 7.44
2025 | ENT_2_TVA_Transmission | ENT | TVA_Transmission | Internal | Winter | B17 | 100 | 2100 | 2100 | 68.95 | 79.25 | 8 | 2.3
2025 | ENT_2_TVA_Transmission | ENT | TVA_Transmission | Internal | Winter | B18 | 400 | 2100 | 503 | 68.95 | 76.95 | 8 | 0
2025 | ENT_2_TVA_Transmission | ENT | TVA_Transmission | Internal | Winter | B19 | 700 | 2100 | 1180.18 | 67.5 | 75.5 | 8 | 0
2025 | ENT_2_TVA_Transmission | ENT | TVA_Transmission | Internal | Winter | B20 | 935 | 2100 | 996.24 | 62.31 | 70.31 | 8 | 0
2025 | FRCC_2_SOCO | FRCC | SOCO | Internal | Shoulder | B11 | 25 | 900 | 0 | 104.49 | 94.49 | 8 | 0
2025 | FRCC_2_SOCO | FRCC | SOCO | Internal | Shoulder | B12 | 200 | 900 | 0 | 81.24 | 78.3 | 8 | 0
2025 | FRCC_2_SOCO | FRCC | SOCO | Internal | Shoulder | B13 | 600 | 900 | 0 | 78.46 | 73.55 | 8 | 0
2025 | FRCC_2_SOCO | FRCC | SOCO | Internal | Shoulder | B14 | 900 | 900 | 0 | 77.85 | 72.62 | 8 | 0
2025 | FRCC_2_SOCO | FRCC | SOCO | Internal | Shoulder | B15 | 1203 | 900 | 0 | 77.85 | 72.62 | 8 | 0
2025 | FRCC_2_SOCO | FRCC | SOCO | Internal | Summer | B1 | 10 | 900 | 0 | 130.44 | 120.44 | 8 | 0
2025 | FRCC_2_SOCO | FRCC | SOCO | Internal | Summer | B2 | 25 | 900 | 0 | 125.11 | 118.06 | 8 | 0
2025 | FRCC_2_SOCO | FRCC | SOCO | Internal | Summer | B3 | 75 | 900 | 0 | 125.11 | 118.06 | 8 | 0
2025 | FRCC_2_SOCO | FRCC | SOCO | Internal | Summer | B4 | 100 | 900 | 0 | 125.11 | 115.11 | 8 | 0
2025 | FRCC_2_SOCO | FRCC | SOCO | Internal | Summer | B5 | 200 | 900 | 0 | 114.62 | 104.62 | 8 | 0
2025 | FRCC_2_SOCO | FRCC | SOCO | Internal | Summer | B6 | 300 | 900 | 0 | 99.58 | 97.33 | 8 | 0
2025 | FRCC_2_SOCO | FRCC | SOCO | Internal | Summer | B7 | 400 | 900 | 0 | 91.75 | 91.02 | 8 | 0
2025 | FRCC_2_SOCO | FRCC | SOCO | Internal | Summer | B8 | 500 | 900 | 0 | 80.4 | 79.87 | 8 | 0
2025 | FRCC_2_SOCO | FRCC | SOCO | Internal | Summer | B9 | 800 | 900 | 0 | 77.04 | 73.81 | 8 | 0
2025 | FRCC_2_SOCO | FRCC | SOCO | Internal | Summer | B10 | 1262 | 900 | 0 | 77.04 | 71.22 | 8 | 0
2025 | FRCC_2_SOCO | FRCC | SOCO | Internal | Winter | B16 | 25 | 900 | 0 | 99.17 | 93.39 | 8 | 0
2025 | FRCC_2_SOCO | FRCC | SOCO | Internal | Winter | B17 | 100 | 900 | 0 | 80.3 | 78.26 | 8 | 0
2025 | FRCC_2_SOCO | FRCC | SOCO | Internal | Winter | B18 | 400 | 900 | 0 | 80.3 | 75.5 | 8 | 0
2025 | FRCC_2_SOCO | FRCC | SOCO | Internal | Winter | B19 | 700 | 900 | 0 | 80.3 | 75.5 | 8 | 0
2025 | FRCC_2_SOCO | FRCC | SOCO | Internal | Winter | B20 | 935 | 900 | 0 | 80.3 | 75.5 | 8 | 0
2025 | HQ_NEISO_2_NEISO | HQ_NEISO | NEISO | Internal | Shoulder | B11 | 25 | 99999 | 2920 | 65.75 | 65.77 | 0.01 | 0
2025 | HQ_NEISO_2_NEISO | HQ_NEISO | NEISO | Internal | Shoulder | B12 | 200 | 99999 | 2920 | 65.75 | 65.77 | 0.01 | 0
2025 | HQ_NEISO_2_NEISO | HQ_NEISO | NEISO | Internal | Shoulder | B13 | 600 | 99999 | 2920 | 65.75 | 65.77 | 0.01 | 0
2025 | HQ_NEISO_2_NEISO | HQ_NEISO | NEISO | Internal | Shoulder | B14 | 900 | 99999 | 2920 | 65.75 | 65.77 | 0.01 | 0
2025 | HQ_NEISO_2_NEISO | HQ_NEISO | NEISO | Internal | Shoulder | B15 | 1203 | 99999 | 1143.24 | 65.75 | 65.77 | 0.01 | 0
2025 | HQ_NEISO_2_NEISO | HQ_NEISO | NEISO | Internal | Summer | B1 | 10 | 99999 | 2920.1 | 141.34 | 141.36 | 0.01 | 0
2025 | HQ_NEISO_2_NEISO | HQ_NEISO | NEISO | Internal | Summer | B2 | 25 | 99999 | 2920.1 | 110.29 | 110.3 | 0.01 | 0
2025 | HQ_NEISO_2_NEISO | HQ_NEISO | NEISO | Internal | Summer | B3 | 75 | 99999 | 2920 | 86.27 | 86.29 | 0.01 | 0
2025 | HQ_NEISO_2_NEISO | HQ_NEISO | NEISO | Internal | Summer | B4 | 100 | 99999 | 2920 | 74.85 | 74.86 | 0.01 | 0
2025 | HQ_NEISO_2_NEISO | HQ_NEISO | NEISO | Internal | Summer | B5 | 200 | 99999 | 2920 | 68.92 | 68.93 | 0.01 | 0
2025 | HQ_NEISO_2_NEISO | HQ_NEISO | NEISO | Internal | Summer | B6 | 300 | 99999 | 2920 | 62.58 | 62.6 | 0.01 | 0
2025 | HQ_NEISO_2_NEISO | HQ_NEISO | NEISO | Internal | Summer | B7 | 400 | 99999 | 2920 | 62.58 | 62.6 | 0.01 | 0
2025 | HQ_NEISO_2_NEISO | HQ_NEISO | NEISO | Internal | Summer | B8 | 500 | 99999 | 2920 | 62.58 | 62.6 | 0.01 | 0
2025 | HQ_NEISO_2_NEISO | HQ_NEISO | NEISO | Internal | Summer | B9 | 800 | 99999 | 2920 | 62.58 | 62.6 | 0.01 | 0
2025 | HQ_NEISO_2_NEISO | HQ_NEISO | NEISO | Internal | Summer | B10 | 1262 | 99999 | 795.94 | 62.58 | 62.6 | 0.01 | 0
2025 | HQ_NEISO_2_NEISO | HQ_NEISO | NEISO | Internal | Winter | B16 | 25 | 99999 | 2920 | 75.55 | 75.56 | 0.01 | 0
2025 | HQ_NEISO_2_NEISO | HQ_NEISO | NEISO | Internal | Winter | B17 | 100 | 99999 | 2920 | 75.55 | 75.56 | 0.01 | 0
2025 | HQ_NEISO_2_NEISO | HQ_NEISO | NEISO | Internal | Winter | B18 | 400 | 99999 | 2920 | 75.55 | 75.56 | 0.01 | 0
2025 | HQ_NEISO_2_NEISO | HQ_NEISO | NEISO | Internal | Winter | B19 | 700 | 99999 | 2920 | 75.55 | 75.56 | 0.01 | 0
2025 | HQ_NEISO_2_NEISO | HQ_NEISO | NEISO | Internal | Winter | B20 | 935 | 99999 | 1233.58 | 75.55 | 75.56 | 0.01 | 0
2025 | HQ_NY_2_NYISO_A-F | HQ_NY | NYISO_A-F | Internal | Shoulder | B11 | 25 | 99999 | 2812.27 | 71.47 | 71.48 | 0.01 | 0
2025 | HQ_NY_2_NYISO_A-F | HQ_NY | NYISO_A-F | Internal | Shoulder | B12 | 200 | 99999 | 2847.69 | 69.36 | 69.38 | 0.01 | 0
2025 | HQ_NY_2_NYISO_A-F | HQ_NY | NYISO_A-F | Internal | Shoulder | B13 | 600 | 99999 | 2781.85 | 68.73 | 68.74 | 0.01 | 0
2025 | HQ_NY_2_NYISO_A-F | HQ_NY | NYISO_A-F | Internal | Shoulder | B14 | 900 | 99999 | 2673.14 | 68.73 | 68.74 | 0.01 | 0
2025 | HQ_NY_2_NYISO_A-F | HQ_NY | NYISO_A-F | Internal | Shoulder | B15 | 1203 | 99999 | 1582.7 | 68.26 | 68.27 | 0.01 | 0
2025 | HQ_NY_2_NYISO_A-F | HQ_NY | NYISO_A-F | Internal | Summer | B1 | 10 | 99999 | 3500.09 | 108.42 | 108.43 | 0.01 | 0
2025 | HQ_NY_2_NYISO_A-F | HQ_NY | NYISO_A-F | Internal | Summer | B2 | 25 | 99999 | 3406.71 | 107.29 | 107.3 | 0.01 | 0
2025 | HQ_NY_2_NYISO_A-F | HQ_NY | NYISO_A-F | Internal | Summer | B3 | 75 | 99999 | 3266.64 | 89.27 | 89.29 | 0.01 | 0
2025 | HQ_NY_2_NYISO_A-F | HQ_NY | NYISO_A-F | Internal | Summer | B4 | 100 | 99999 | 3116.28 | 80.38 | 80.39 | 0.01 | 0
2025 | HQ_NY_2_NYISO_A-F | HQ_NY | NYISO_A-F | Internal | Summer | B5 | 200 | 99999 | 3025.49 | 74.09 | 74.1 | 0.01 | 0
2025 | HQ_NY_2_NYISO_A-F | HQ_NY | NYISO_A-F | Internal | Summer | B6 | 300 | 99999 | 2934.86 | 74.09 | 74.1 | 0.01 | 0
2025 | HQ_NY_2_NYISO_A-F | HQ_NY | NYISO_A-F | Internal | Summer | B7 | 400 | 99999 | 2830.75 | 73.59 | 73.61 | 0.01 | 0
2025 | HQ_NY_2_NYISO_A-F | HQ_NY | NYISO_A-F | Internal | Summer | B8 | 500 | 99999 | 2760.25 | 65.58 | 65.6 | 0.01 | 0
2025 | HQ_NY_2_NYISO_A-F | HQ_NY | NYISO_A-F | Internal | Summer | B9 | 800 | 99999 | 2664.71 | 65.17 | 65.18 | 0.01 | 0
2025 | HQ_NY_2_NYISO_A-F | HQ_NY | NYISO_A-F | Internal | Summer | B10 | 1262 | 99999 | 1436.31 | 65.17 | 65.18 | 0.01 | 0
2025 | HQ_NY_2_NYISO_A-F | HQ_NY | NYISO_A-F | Internal | Winter | B16 | 25 | 99999 | 3058.87 | 78.32 | 78.34 | 0.01 | 0
2025 | HQ_NY_2_NYISO_A-F | HQ_NY | NYISO_A-F | Internal | Winter | B17 | 100 | 99999 | 3001.1 | 75.03 | 75.04 | 0.01 | 0
2025 | HQ_NY_2_NYISO_A-F | HQ_NY | NYISO_A-F | Internal | Winter | B18 | 400 | 99999 | 2934.7 | 72.55 | 72.56 | 0.01 | 0
2025 | HQ_NY_2_NYISO_A-F | HQ_NY | NYISO_A-F | Internal | Winter | B19 | 700 | 99999 | 2819.07 | 72.55 | 72.56 | 0.01 | 0
2025 | HQ_NY_2_NYISO_A-F | HQ_NY | NYISO_A-F | Internal | Winter | B20 | 935 | 99999 | 1762.97 | 72.55 | 72.56 | 0.01 | 0
2025 | HQ_IESO_2_IESO | HQ_IESO | IESO | Internal | Shoulder | B11 | 25 | 99999 | 400 | 64.47 | 64.48 | 0.01 | 0
2025 | HQ_IESO_2_IESO | HQ_IESO | IESO | Internal | Shoulder | B12 | 200 | 99999 | 400 | 62.36 | 62.38 | 0.01 | 0
2025 | HQ_IESO_2_IESO | HQ_IESO | IESO | Internal | Shoulder | B13 | 600 | 99999 | 400 | 61.73 | 61.74 | 0.01 | 0
2025 | HQ_IESO_2_IESO | HQ_IESO | IESO | Internal | Shoulder | B14 | 900 | 99999 | 400 | 61.73 | 61.74 | 0.01 | 0
2025 | HQ_IESO_2_IESO | HQ_IESO | IESO | Internal | Shoulder | B15 | 1203 | 99999 | 75.48 | 61.26 | 61.27 | 0.01 | 0
2025 | HQ_IESO_2_IESO | HQ_IESO | IESO | Internal | Summer | B1 | 10 | 99999 | 400.09 | 101.42 | 101.43 | 0.01 | 0
2025 | HQ_IESO_2_IESO | HQ_IESO | IESO | Internal | Summer | B2 | 25 | 99999 | 400.1 | 100.29 | 100.3 | 0.01 | 0
2025 | HQ_IESO_2_IESO | HQ_IESO | IESO | Internal | Summer | B3 | 75 | 99999 | 400 | 82.27 | 82.29 | 0.01 | 0
2025 | HQ_IESO_2_IESO | HQ_IESO | IESO | Internal | Summer | B4 | 100 | 99999 | 400 | 73.38 | 73.39 | 0.01 | 0
2025 | HQ_IESO_2_IESO | HQ_IESO | IESO | Internal | Summer | B5 | 200 | 99999 | 400 | 66.59 | 66.61 | 0.01 | 0
2025 | HQ_IESO_2_IESO | HQ_IESO | IESO | Internal | Summer | B6 | 300 | 99999 | 400 | 66.59 | 66.61 | 0.01 | 0
2025 | HQ_IESO_2_IESO | HQ_IESO | IESO | Internal | Summer | B7 | 400 | 99999 | 400 | 66.59 | 66.61 | 0.01 | 0
2025 | HQ_IESO_2_IESO | HQ_IESO | IESO | Internal | Summer | B8 | 500 | 99999 | 400 | 58.58 | 58.6 | 0.01 | 0
2025 | HQ_IESO_2_IESO | HQ_IESO | IESO | Internal | Summer | B9 | 800 | 99999 | 400 | 58.17 | 58.18 | 0.01 | 0
2025 | HQ_IESO_2_IESO | HQ_IESO | IESO | Internal | Summer | B10 | 1262 | 99999 | 12.04 | 58.17 | 58.18 | 0.01 | 0
2025 | HQ_IESO_2_IESO | HQ_IESO | IESO | Internal | Winter | B16 | 25 | 99999 | 400 | 69.84 | 69.85 | 0.01 | 0
2025 | HQ_IESO_2_IESO | HQ_IESO | IESO | Internal | Winter | B17 | 100 | 99999 | 400 | 68.03 | 68.04 | 0.01 | 0
2025 | HQ_IESO_2_IESO | HQ_IESO | IESO | Internal | Winter | B18 | 400 | 99999 | 400 | 65.55 | 65.56 | 0.01 | 0
2025 | HQ_IESO_2_IESO | HQ_IESO | IESO | Internal | Winter | B19 | 700 | 99999 | 400 | 65.55 | 65.56 | 0.01 | 0
2025 | HQ_IESO_2_IESO | HQ_IESO | IESO | Internal | Winter | B20 | 935 | 99999 | 91.98 | 65.55 | 65.56 | 0.01 | 0
2025 | IESO_2_MAPP_CA | IESO | MAPP_CA | Internal | Shoulder | B11 | 25 | 262 | 0 | 64.48 | 69.25 | 7 | 0
2025 | IESO_2_MAPP_CA | IESO | MAPP_CA | Internal | Shoulder | B12 | 200 | 262 | 262 | 62.38 | 70.67 | 7 | 1.29
2025 | IESO_2_MAPP_CA | IESO | MAPP_CA | Internal | Shoulder | B13 | 600 | 262 | 0 | 61.74 | 68.65 | 7 | 0
2025 | IESO_2_MAPP_CA | IESO | MAPP_CA | Internal | Shoulder | B14 | 900 | 262 | 0 | 61.74 | 61.55 | 7 | 0
2025 | IESO_2_MAPP_CA | IESO | MAPP_CA | Internal | Shoulder | B15 | 1203 | 262 | 0 | 61.27 | 61.55 | 7 | 0
2025 | IESO_2_MAPP_CA | IESO | MAPP_CA | Internal | Summer | B1 | 10 | 262 | 0 | 101.43 | 93.43 | 7 | 0
2025 | IESO_2_MAPP_CA | IESO | MAPP_CA | Internal | Summer | B2 | 25 | 262 | 0 | 100.3 | 93.27 | 7 | 0
2025 | IESO_2_MAPP_CA | IESO | MAPP_CA | Internal | Summer | B3 | 75 | 262 | 262 | 82.29 | 92.07 | 7 | 2.78
2025 | IESO_2_MAPP_CA | IESO | MAPP_CA | Internal | Summer | B4 | 100 | 262 | 262 | 73.39 | 84.58 | 7 | 4.19
2025 | IESO_2_MAPP_CA | IESO | MAPP_CA | Internal | Summer | B5 | 200 | 262 | 262 | 66.61 | 76.61 | 7 | 3.01
2025 | IESO_2_MAPP_CA | IESO | MAPP_CA | Internal | Summer | B6 | 300 | 262 | 85.15 | 66.61 | 73.61 | 7 | 0
2025 | IESO_2_MAPP_CA | IESO | MAPP_CA | Internal | Summer | B7 | 400 | 262 | 28.85 | 66.61 | 73.61 | 7 | 0
2025 | IESO_2_MAPP_CA | IESO | MAPP_CA | Internal | Summer | B8 | 500 | 262 | 262 | 58.6 | 66.39 | 7 | 0.79
2025 | IESO_2_MAPP_CA | IESO | MAPP_CA | Internal | Summer | B9 | 800 | 262 | 262 | 58.18 | 66.39 | 7 | 1.2
2025 | IESO_2_MAPP_CA | IESO | MAPP_CA | Internal | Summer | B10 | 1262 | 262 | 262 | 58.18 | 66.39 | 7 | 1.2
2025 | IESO_2_MAPP_CA | IESO | MAPP_CA | Internal | Winter | B16 | 25 | 262 | 0 | 69.85 | 69.69 | 7 | 0
2025 | IESO_2_MAPP_CA | IESO | MAPP_CA | Internal | Winter | B17 | 100 | 262 | 0 | 68.04 | 69.69 | 7 | 0
2025 | IESO_2_MAPP_CA | IESO | MAPP_CA | Internal | Winter | B18 | 400 | 262 | 0 | 65.56 | 69.69 | 7 | 0
2025 | IESO_2_MAPP_CA | IESO | MAPP_CA | Internal | Winter | B19 | 700 | 262 | 0 | 65.56 | 69.69 | 7 | 0
2025 | IESO_2_MAPP_CA | IESO | MAPP_CA | Internal | Winter | B20 | 935 | 262 | 0 | 65.56 | 69.69 | 7 | 0
2025 | IESO_2_MISO_MI | IESO | MISO_MI | Internal | Shoulder | B11 | 25 | 2591 | 2591 | 64.48 | 78.97 | 7 | 7.49
2025 | IESO_2_MISO_MI | IESO | MISO_MI | Internal | Shoulder | B12 | 200 | 2591 | 2591 | 62.38 | 76.2 | 7 | 6.82
2025 | IESO_2_MISO_MI | IESO | MISO_MI | Internal | Shoulder | B13 | 600 | 2591 | 2591 | 61.74 | 74.5 | 7 | 5.76
2025 | IESO_2_MISO_MI | IESO | MISO_MI | Internal | Shoulder | B14 | 900 | 2591 | 2591 | 61.74 | 68.96 | 7 | 0.22
2025 | IESO_2_MISO_MI | IESO | MISO_MI | Internal | Shoulder | B15 | 1203 | 2591 | 0 | 61.27 | 59.84 | 7 | 0
2025 | IESO_2_MISO_MI | IESO | MISO_MI | Internal | Summer | B1 | 10 | 2591 | 2074.86 | 101.43 | 108.43 | 7 | 0
2025 | IESO_2_MISO_MI | IESO | MISO_MI | Internal | Summer | B2 | 25 | 2591 | 2319.89 | 100.3 | 107.3 | 7 | 0
2025 | IESO_2_MISO_MI | IESO | MISO_MI | Internal | Summer | B3 | 75 | 2591 | 2591 | 82.29 | 106.07 | 7 | 16.78
2025 | IESO_2_MISO_MI | IESO | MISO_MI | Internal | Summer | B4 | 100 | 2591 | 2591 | 73.39 | 95.57 | 7 | 15.18
2025 | IESO_2_MISO_MI | IESO | MISO_MI | Internal | Summer | B5 | 200 | 2591 | 2591 | 66.61 | 87.6 | 7 | 13.99
2025 | IESO_2_MISO_MI | IESO | MISO_MI | Internal | Summer | B6 | 300 | 2591 | 2591 | 66.61 | 81.92 | 7 | 8.32
2025 | IESO_2_MISO_MI | IESO | MISO_MI | Internal | Summer | B7 | 400 | 2591 | 2591 | 66.61 | 79.68 | 7 | 6.08
2025 | IESO_2_MISO_MI | IESO | MISO_MI | Internal | Summer | B8 | 500 | 2591 | 2591 | 58.6 | 71.61 | 7 | 6.01
2025 | IESO_2_MISO_MI | IESO | MISO_MI | Internal | Summer | B9 | 800 | 2591 | 2591 | 58.18 | 66.4 | 7 | 1.21
2025 | IESO_2_MISO_MI | IESO | MISO_MI | Internal | Summer | B10 | 1262 | 2591 | 0 | 58.18 | 58.49 | 7 | 0
2025 | IESO_2_MISO_MI | IESO | MISO_MI | Internal | Winter | B16 | 25 | 2591 | 2591 | 69.85 | 82.25 | 7 | 5.4
2025 | IESO_2_MISO_MI | IESO | MISO_MI | Internal | Winter | B17 | 100 | 2591 | 2591 | 68.04 | 79.09 | 7 | 4.05
2025 | IESO_2_MISO_MI | IESO | MISO_MI | Internal | Winter | B18 | 400 | 2591 | 2591 | 65.56 | 76.53 | 7 | 3.97
2025 | IESO_2_MISO_MI | IESO | MISO_MI | Internal | Winter | B19 | 700 | 2591 | 2540.43 | 65.56 | 72.56 | 7 | 0
2025 | IESO_2_MISO_MI | IESO | MISO_MI | Internal | Winter | B20 | 935 | 2591 | 0 | 65.56 | 62.33 | 7 | 0
2025 | IESO_2_MISO_W | IESO | MISO_W | Internal | Shoulder | B11 | 25 | 207 | 207 | 64.48 | 77.49 | 7 | 6.01
2025 | IESO_2_MISO_W | IESO | MISO_W | Internal | Shoulder | B12 | 200 | 207 | 207 | 62.38 | 70.68 | 7 | 1.3
2025 | IESO_2_MISO_W | IESO | MISO_W | Internal | Shoulder | B13 | 600 | 207 | 0 | 61.74 | 68.67 | 7 | 0
2025 | IESO_2_MISO_W | IESO | MISO_W | Internal | Shoulder | B14 | 900 | 207 | 0 | 61.74 | 61.56 | 7 | 0
2025 | IESO_2_MISO_W | IESO | MISO_W | Internal | Shoulder | B15 | 1203 | 207 | 0 | 61.27 | 9.85 | 7 | 0
2025 | IESO_2_MISO_W | IESO | MISO_W | Internal | Summer | B1 | 10 | 207 | 0.03 | 101.43 | 107.27 | 7 | 0
2025 | IESO_2_MISO_W | IESO | MISO_W | Internal | Summer | B2 | 25 | 207 | 0.35 | 100.3 | 107.27 | 7 | 0
2025 | IESO_2_MISO_W | IESO | MISO_W | Internal | Summer | B3 | 75 | 207 | 207 | 82.29 | 106.07 | 7 | 16.78
2025 | IESO_2_MISO_W | IESO | MISO_W | Internal | Summer | B4 | 100 | 207 | 207 | 73.39 | 95.58 | 7 | 15.19
2025 | IESO_2_MISO_W | IESO | MISO_W | Internal | Summer | B5 | 200 | 207 | 207 | 66.61 | 87.61 | 7 | 14.01
2025 | IESO_2_MISO_W | IESO | MISO_W | Internal | Summer | B6 | 300 | 207 | 207 | 66.61 | 81.92 | 7 | 8.32
2025 | IESO_2_MISO_W | IESO | MISO_W | Internal | Summer | B7 | 400 | 207 | 207 | 66.61 | 79.68 | 7 | 6.08
2025 | IESO_2_MISO_W | IESO | MISO_W | Internal | Summer | B8 | 500 | 207 | 207 | 58.6 | 71.61 | 7 | 6.01
2025 | IESO_2_MISO_W | IESO | MISO_W | Internal | Summer | B9 | 800 | 207 | 207 | 58.18 | 66.4 | 7 | 1.21
2025 | IESO_2_MISO_W | IESO | MISO_W | Internal | Summer | B10 | 1262 | 207 | 0 | 58.18 | 57.5 | 7 | 0
2025 | IESO_2_MISO_W | IESO | MISO_W | Internal | Winter | B16 | 25 | 207 | 0 | 69.85 | 16.68 | 7 | 0
2025 | IESO_2_MISO_W | IESO | MISO_W | Internal | Winter | B17 | 100 | 207 | 0 | 68.04 | 56.95 | 7 | 0
2025 | IESO_2_MISO_W | IESO | MISO_W | Internal | Winter | B18 | 400 | 207 | 0 | 65.56 | 69.7 | 7 | 0
2025 | IESO_2_MISO_W | IESO | MISO_W | Internal | Winter | B19 | 700 | 207 | 0 | 65.56 | 69.7 | 7 | 0
2025 | IESO_2_MISO_W | IESO | MISO_W | Internal | Winter | B20 | 935 | 207 | 0 | 65.56 | 56.75 | 7 | 0
2025 | IESO_2_NYISO_A-F | IESO | NYISO_A-F | Internal | Shoulder | B11 | 25 | 1725 | 1179.71 | 64.48 | 71.48 | 7 | 0
2025 | IESO_2_NYISO_A-F | IESO | NYISO_A-F | Internal | Shoulder | B12 | 200 | 1725 | 709.82 | 62.38 | 69.38 | 7 | 0
2025 | IESO_2_NYISO_A-F | IESO | NYISO_A-F | Internal | Shoulder | B13 | 600 | 1725 | 1429.77 | 61.74 | 68.74 | 7 | 0
2025 | IESO_2_NYISO_A-F | IESO | NYISO_A-F | Internal | Shoulder | B14 | 900 | 1725 | 1240.08 | 61.74 | 68.74 | 7 | 0
2025 | IESO_2_NYISO_A-F | IESO | NYISO_A-F | Internal | Shoulder | B15 | 1203 | 1725 | 1063 | 61.27 | 68.27 | 7 | 0
2025 | IESO_2_NYISO_A-F | IESO | NYISO_A-F | Internal | Summer | B1 | 10 | 1725 | 283.65 | 101.43 | 108.43 | 7 | 0
2025 | IESO_2_NYISO_A-F | IESO | NYISO_A-F | Internal | Summer | B2 | 25 | 1725 | 499.69 | 100.3 | 107.3 | 7 | 0
2025 | IESO_2_NYISO_A-F | IESO | NYISO_A-F | Internal | Summer | B3 | 75 | 1725 | 526.32 | 82.29 | 89.29 | 7 | 0
2025 | IESO_2_NYISO_A-F | IESO | NYISO_A-F | Internal | Summer | B4 | 100 | 1725 | 1295.81 | 73.39 | 80.39 | 7 | 0
2025 | IESO_2_NYISO_A-F | IESO | NYISO_A-F | Internal | Summer | B5 | 200 | 1725 | 1725 | 66.61 | 74.1 | 7 | 0.49
2025 | IESO_2_NYISO_A-F | IESO | NYISO_A-F | Internal | Summer | B6 | 300 | 1725 | 1725 | 66.61 | 74.1 | 7 | 0.49
2025 | IESO_2_NYISO_A-F | IESO | NYISO_A-F | Internal | Summer | B7 | 400 | 1725 | 1591.58 | 66.61 | 73.61 | 7 | 0
2025 | IESO_2_NYISO_A-F | IESO | NYISO_A-F | Internal | Summer | B8 | 500 | 1725 | 1607.31 | 58.6 | 65.6 | 7 | 0
2025 | IESO_2_NYISO_A-F | IESO | NYISO_A-F | Internal | Summer | B9 | 800 | 1725 | 1433.41 | 58.18 | 65.18 | 7 | 0
2025 | IESO_2_NYISO_A-F | IESO | NYISO_A-F | Internal | Summer | B10 | 1262 | 1725 | 1515.33 | 58.18 | 65.18 | 7 | 0
2025 | IESO_2_NYISO_A-F | IESO | NYISO_A-F | Internal | Winter | B16 | 25 | 1725 | 1724.99 | 69.85 | 78.34 | 7 | 1.48
2025 | IESO_2_NYISO_A-F | IESO | NYISO_A-F | Internal | Winter | B17 | 100 | 1725 | 1090.32 | 68.04 | 75.04 | 7 | 0
2025 | IESO_2_NYISO_A-F | IESO | NYISO_A-F | Internal | Winter | B18 | 400 | 1725 | 1461.16 | 65.56 | 72.56 | 7 | 0
2025 | IESO_2_NYISO_A-F | IESO | NYISO_A-F | Internal | Winter | B19 | 700 | 1725 | 896.3 | 65.56 | 72.56 | 7 | 0
2025 | IESO_2_NYISO_A-F | IESO | NYISO_A-F | Internal | Winter | B20 | 935 | 1725 | 1414.76 | 65.56 | 72.56 | 7 | 0
2025 | MAPP_CA_2_IESO | MAPP_CA | IESO | Internal | Shoulder | B11 | 25 | 330 | 0 | 69.25 | 64.48 | 8 | 0
2025 | MAPP_CA_2_IESO | MAPP_CA | IESO | Internal | Shoulder | B12 | 200 | 330 | 0 | 70.67 | 62.38 | 8 | 0
2025 | MAPP_CA_2_IESO | MAPP_CA | IESO | Internal | Shoulder | B13 | 600 | 330 | 0 | 68.65 | 61.74 | 8 | 0
2025 | MAPP_CA_2_IESO | MAPP_CA | IESO | Internal | Shoulder | B14 | 900 | 330 | 0 | 61.55 | 61.74 | 8 | 0
2025 | MAPP_CA_2_IESO | MAPP_CA | IESO | Internal | Shoulder | B15 | 1203 | 330 | 0 | 61.55 | 61.27 | 8 | 0
2025 | MAPP_CA_2_IESO | MAPP_CA | IESO | Internal | Summer | B1 | 10 | 330 | 105.51 | 93.43 | 101.43 | 8 | 0
2025 | MAPP_CA_2_IESO | MAPP_CA | IESO | Internal | Summer | B2 | 25 | 330 | 0.02 | 93.27 | 100.3 | 8 | 0
2025 | MAPP_CA_2_IESO | MAPP_CA | IESO | Internal | Summer | B3 | 75 | 330 | 0 | 92.07 | 82.29 | 8 | 0
2025 | MAPP_CA_2_IESO | MAPP_CA | IESO | Internal | Summer | B4 | 100 | 330 | 0 | 84.58 | 73.39 | 8 | 0
2025 | MAPP_CA_2_IESO | MAPP_CA | IESO | Internal | Summer | B5 | 200 | 330 | 0 | 76.61 | 66.61 | 8 | 0
2025 | MAPP_CA_2_IESO | MAPP_CA | IESO | Internal | Summer | B6 | 300 | 330 | 0 | 73.61 | 66.61 | 8 | 0
2025 | MAPP_CA_2_IESO | MAPP_CA | IESO | Internal | Summer | B7 | 400 | 330 | 0 | 73.61 | 66.61 | 8 | 0
2025 | MAPP_CA_2_IESO | MAPP_CA | IESO | Internal | Summer | B8 | 500 | 330 | 0 | 66.39 | 58.6 | 8 | 0
2025 | MAPP_CA_2_IESO | MAPP_CA | IESO | Internal | Summer | B9 | 800 | 330 | 0 | 66.39 | 58.18 | 8 | 0
2025 | MAPP_CA_2_IESO | MAPP_CA | IESO | Internal | Summer | B10 | 1262 | 330 | 0 | 66.39 | 58.18 | 8 | 0
2025 | MAPP_CA_2_IESO | MAPP_CA | IESO | Internal | Winter | B16 | 25 | 330 | 0 | 69.69 | 69.85 | 8 | 0
2025 | MAPP_CA_2_IESO | MAPP_CA | IESO | Internal | Winter | B17 | 100 | 330 | 0 | 69.69 | 68.04 | 8 | 0
2025 | MAPP_CA_2_IESO | MAPP_CA | IESO | Internal | Winter | B18 | 400 | 330 | 0 | 69.69 | 65.56 | 8 | 0
2025 | MAPP_CA_2_IESO | MAPP_CA | IESO | Internal | Winter | B19 | 700 | 330 | 0 | 69.69 | 65.56 | 8 | 0
2025 | MAPP_CA_2_IESO | MAPP_CA | IESO | Internal | Winter | B20 | 935 | 330 | 0 | 69.69 | 65.56 | 8 | 0
2025 | MAPP_CA_2_MAPP_US | MAPP_CA | MAPP_US | Internal | Shoulder | B11 | 25 | 372 | 0 | 69.25 | 70.49 | 7 | 0
2025 | MAPP_CA_2_MAPP_US | MAPP_CA | MAPP_US | Internal | Shoulder | B12 | 200 | 372 | 0 | 70.67 | 63.68 | 7 | 0
2025 | MAPP_CA_2_MAPP_US | MAPP_CA | MAPP_US | Internal | Shoulder | B13 | 600 | 372 | 0 | 68.65 | 61.67 | 7 | 0
2025 | MAPP_CA_2_MAPP_US | MAPP_CA | MAPP_US | Internal | Shoulder | B14 | 900 | 372 | 0 | 61.55 | 61.54 | 7 | 0
2025 | MAPP_CA_2_MAPP_US | MAPP_CA | MAPP_US | Internal | Shoulder | B15 | 1203 | 372 | 0 | 61.55 | 7.4 | 7 | 0
2025 | MAPP_CA_2_MAPP_US | MAPP_CA | MAPP_US | Internal | Summer | B1 | 10 | 372 | 0.22 | 93.43 | 100.27 | 7 | 0
2025 | MAPP_CA_2_MAPP_US | MAPP_CA | MAPP_US | Internal | Summer | B2 | 25 | 372 | 30.48 | 93.27 | 100.27 | 7 | 0
2025 | MAPP_CA_2_MAPP_US | MAPP_CA | MAPP_US | Internal | Summer | B3 | 75 | 372 | 181.56 | 92.07 | 99.07 | 7 | 0
2025 | MAPP_CA_2_MAPP_US | MAPP_CA | MAPP_US | Internal | Summer | B4 | 100 | 372 | 177.41 | 84.58 | 91.58 | 7 | 0
2025 | MAPP_CA_2_MAPP_US | MAPP_CA | MAPP_US | Internal | Summer | B5 | 200 | 372 | 165.55 | 76.61 | 83.61 | 7 | 0
2025 | MAPP_CA_2_MAPP_US | MAPP_CA | MAPP_US | Internal | Summer | B6 | 300 | 372 | 0 | 73.61 | 79.49 | 7 | 0
2025 | MAPP_CA_2_MAPP_US | MAPP_CA | MAPP_US | Internal | Summer | B7 | 400 | 372 | 0 | 73.61 | 72.68 | 7 | 0
2025 | MAPP_CA_2_MAPP_US | MAPP_CA | MAPP_US | Internal | Summer | B8 | 500 | 372 | 0 | 66.39 | 66.4 | 7 | 0
2025 | MAPP_CA_2_MAPP_US | MAPP_CA | MAPP_US | Internal | Summer | B9 | 800 | 372 | 0 | 66.39 | 66.4 | 7 | 0
2025 | MAPP_CA_2_MAPP_US | MAPP_CA | MAPP_US | Internal | Summer | B10 | 1262 | 372 | 0 | 66.39 | 57.5 | 7 | 0
2025 | MAPP_CA_2_MAPP_US | MAPP_CA | MAPP_US | Internal | Winter | B16 | 25 | 372 | 0 | 69.69 | 16.68 | 7 | 0
2025 | MAPP_CA_2_MAPP_US | MAPP_CA | MAPP_US | Internal | Winter | B17 | 100 | 372 | 0 | 69.69 | 63.81 | 7 | 0
2025 | MAPP_CA_2_MAPP_US | MAPP_CA | MAPP_US | Internal | Winter | B18 | 400 | 372 | 0 | 69.69 | 67.49 | 7 | 0
2025 | MAPP_CA_2_MAPP_US | MAPP_CA | MAPP_US | Internal | Winter | B19 | 700 | 372 | 0 | 69.69 | 67.49 | 7 | 0
2025 | MAPP_CA_2_MAPP_US | MAPP_CA | MAPP_US | Internal | Winter | B20 | 935 | 372 | 0 | 69.69 | 56.75 | 7 | 0
2025 | MAPP_CA_2_MISO_W | MAPP_CA | MISO_W | Internal | Shoulder | B11 | 25 | 1970 | 1970 | 69.25 | 77.49 | 0.01 | 8.23
2025 | MAPP_CA_2_MISO_W | MAPP_CA | MISO_W | Internal | Shoulder | B12 | 200 | 1970 | 1714 | 70.67 | 70.68 | 0.01 | 0
2025 | MAPP_CA_2_MISO_W | MAPP_CA | MISO_W | Internal | Shoulder | B13 | 600 | 1970 | 1257.84 | 68.65 | 68.67 | 0.01 | 0
2025 | MAPP_CA_2_MISO_W | MAPP_CA | MISO_W | Internal | Shoulder | B14 | 900 | 1970 | 34.39 | 61.55 | 61.56 | 0.01 | 0
2025 | MAPP_CA_2_MISO_W | MAPP_CA | MISO_W | Internal | Shoulder | B15 | 1203 | 1970 | 0 | 61.55 | 9.85 | 0.01 | 0
2025 | MAPP_CA_2_MISO_W | MAPP_CA | MISO_W | Internal | Summer | B1 | 10 | 1970 | 1970 | 93.43 | 107.27 | 0.01 | 13.83
2025 | MAPP_CA_2_MISO_W | MAPP_CA | MISO_W | Internal | Summer | B2 | 25 | 1970 | 1970 | 93.27 | 107.27 | 0.01 | 13.99
2025 | MAPP_CA_2_MISO_W | MAPP_CA | MISO_W | Internal | Summer | B3 | 75 | 1970 | 1970 | 92.07 | 106.07 | 0.01 | 13.99
2025 | MAPP_CA_2_MISO_W | MAPP_CA | MISO_W | Internal | Summer | B4 | 100 | 1970 | 1970 | 84.58 | 95.58 | 0.01 | 10.99
2025 | MAPP_CA_2_MISO_W | MAPP_CA | MISO_W | Internal | Summer | B5 | 200 | 1970 | 1970 | 76.61 | 87.61 | 0.01 | 10.99
2025 | MAPP_CA_2_MISO_W | MAPP_CA | MISO_W | Internal | Summer | B6 | 300 | 1970 | 1970 | 73.61 | 81.92 | 0.01 | 8.31
2025 | MAPP_CA_2_MISO_W | MAPP_CA | MISO_W | Internal | Summer | B7 | 400 | 1970 | 1970 | 73.61 | 79.68 | 0.01 | 6.06
2025 | MAPP_CA_2_MISO_W | MAPP_CA | MISO_W | Internal | Summer | B8 | 500 | 1970 | 1970 | 66.39 | 71.61 | 0.01 | 5.21
2025 | MAPP_CA_2_MISO_W | MAPP_CA | MISO_W | Internal | Summer | B9 | 800 | 1970 | 1240.66 | 66.39 | 66.4 | 0.01 | 0
2025 | MAPP_CA_2_MISO_W | MAPP_CA | MISO_W | Internal | Summer | B10 | 1262 | 1970 | 0 | 66.39 | 57.5 | 0.01 | 0
2025 | MAPP_CA_2_MISO_W | MAPP_CA | MISO_W | Internal | Winter | B16 | 25 | 1970 | 0 | 69.69 | 16.68 | 0.01 | 0
2025 | MAPP_CA_2_MISO_W | MAPP_CA | MISO_W | Internal | Winter | B17 | 100 | 1970 | 0 | 69.69 | 56.95 | 0.01 | 0
2025 | MAPP_CA_2_MISO_W | MAPP_CA | MISO_W | Internal | Winter | B18 | 400 | 1970 | 40.54 | 69.69 | 69.7 | 0.01 | 0
2025 | MAPP_CA_2_MISO_W | MAPP_CA | MISO_W | Internal | Winter | B19 | 700 | 1970 | 20.39 | 69.69 | 69.7 | 0.01 | 0
2025 | MAPP_CA_2_MISO_W | MAPP_CA | MISO_W | Internal | Winter | B20 | 935 | 1970 | 0 | 69.69 | 56.75 | 0.01 | 0
2025 | MAPP_US_2_MAPP_CA | MAPP_US | MAPP_CA | Internal | Shoulder | B11 | 25 | 165 | 0 | 70.49 | 69.25 | 7 | 0
2025 | MAPP_US_2_MAPP_CA | MAPP_US | MAPP_CA | Internal | Shoulder | B12 | 200 | 165 | 0.13 | 63.68 | 70.67 | 7 | 0
2025 | MAPP_US_2_MAPP_CA | MAPP_US | MAPP_CA | Internal | Shoulder | B13 | 600 | 165 | 0.05 | 61.67 | 68.65 | 7 | 0
2025 | MAPP_US_2_MAPP_CA | MAPP_US | MAPP_CA | Internal | Shoulder | B14 | 900 | 165 | 0 | 61.54 | 61.55 | 7 | 0
2025 | MAPP_US_2_MAPP_CA | MAPP_US | MAPP_CA | Internal | Shoulder | B15 | 1203 | 165 | 165 | 7.4 | 61.55 | 7 | 47.15
2025 | MAPP_US_2_MAPP_CA | MAPP_US | MAPP_CA | Internal | Summer | B1 | 10 | 165 | 0 | 100.27 | 93.43 | 7 | 0
2025 | MAPP_US_2_MAPP_CA | MAPP_US | MAPP_CA | Internal | Summer | B2 | 25 | 165 | 0 | 100.27 | 93.27 | 7 | 0
2025 | MAPP_US_2_MAPP_CA | MAPP_US | MAPP_CA | Internal | Summer | B3 | 75 | 165 | 0 | 99.07 | 92.07 | 7 | 0
2025 | MAPP_US_2_MAPP_CA | MAPP_US | MAPP_CA | Internal | Summer | B4 | 100 | 165 | 0 | 91.58 | 84.58 | 7 | 0
2025 | MAPP_US_2_MAPP_CA | MAPP_US | MAPP_CA | Internal | Summer | B5 | 200 | 165 | 0 | 83.61 | 76.61 | 7 | 0
2025 | MAPP_US_2_MAPP_CA | MAPP_US | MAPP_CA | Internal | Summer | B6 | 300 | 165 | 0 | 79.49 | 73.61 | 7 | 0
2025 | MAPP_US_2_MAPP_CA | MAPP_US | MAPP_CA | Internal | Summer | B7 | 400 | 165 | 0 | 72.68 | 73.61 | 7 | 0
2025 | MAPP_US_2_MAPP_CA | MAPP_US | MAPP_CA | Internal | Summer | B8 | 500 | 165 | 0 | 66.4 | 66.39 | 7 | 0
2025 | MAPP_US_2_MAPP_CA | MAPP_US | MAPP_CA | Internal | Summer | B9 | 800 | 165 | 0 | 66.4 | 66.39 | 7 | 0
2025 | MAPP_US_2_MAPP_CA | MAPP_US | MAPP_CA | Internal | Summer | B10 | 1262 | 165 | 165 | 57.5 | 66.39 | 7 | 1.89
2025 | MAPP_US_2_MAPP_CA | MAPP_US | MAPP_CA | Internal | Winter | B16 | 25 | 165 | 165 | 16.68 | 69.69 | 7 | 46.01
2025 | MAPP_US_2_MAPP_CA | MAPP_US | MAPP_CA | Internal | Winter | B17 | 100 | 165 | 0 | 63.81 | 69.69 | 7 | 0
2025 | MAPP_US_2_MAPP_CA | MAPP_US | MAPP_CA | Internal | Winter | B18 | 400 | 165 | 0 | 67.49 | 69.69 | 7 | 0
2025 | MAPP_US_2_MAPP_CA | MAPP_US | MAPP_CA | Internal | Winter | B19 | 700 | 165 | 0 | 67.49 | 69.69 | 7 | 0
2025 | MAPP_US_2_MAPP_CA | MAPP_US | MAPP_CA | Internal | Winter | B20 | 935 | 165 | 165 | 56.75 | 69.69 | 7 | 5.94
2025 | MAPP_US_2_MISO_W | MAPP_US | MISO_W | Internal | Shoulder | B11 | 25 | 2635 | 373.07 | 70.49 | 77.49 | 7 | 0
2025 | MAPP_US_2_MISO_W | MAPP_US | MISO_W | Internal | Shoulder | B12 | 200 | 2635 | 17.64 | 63.68 | 70.68 | 7 | 0
2025 | MAPP_US_2_MISO_W | MAPP_US | MISO_W | Internal | Shoulder | B13 | 600 | 2635 | 193.7 | 61.67 | 68.67 | 7 | 0
2025 | MAPP_US_2_MISO_W | MAPP_US | MISO_W | Internal | Shoulder | B14 | 900 | 2635 | 0 | 61.54 | 61.56 | 7 | 0
2025 | MAPP_US_2_MISO_W | MAPP_US | MISO_W | Internal | Shoulder | B15 | 1203 | 2635 | 0 | 7.4 | 9.85 | 7 | 0
2025 | MAPP_US_2_MISO_W | MAPP_US | MISO_W | Internal | Summer | B1 | 10 | 2635 | 403.65 | 100.27 | 107.27 | 7 | 0
2025 | MAPP_US_2_MISO_W | MAPP_US | MISO_W | Internal | Summer | B2 | 25 | 2635 | 993.68 | 100.27 | 107.27 | 7 | 0
2025 | MAPP_US_2_MISO_W | MAPP_US | MISO_W | Internal | Summer | B3 | 75 | 2635 | 859.77 | 99.07 | 106.07 | 7 | 0
2025 | MAPP_US_2_MISO_W | MAPP_US | MISO_W | Internal | Summer | B4 | 100 | 2635 | 0 | 91.58 | 95.58 | 7 | 0
2025 | MAPP_US_2_MISO_W | MAPP_US | MISO_W | Internal | Summer | B5 | 200 | 2635 | 0 | 83.61 | 87.61 | 7 | 0
2025 | MAPP_US_2_MISO_W | MAPP_US | MISO_W | Internal | Summer | B6 | 300 | 2635 | 0 | 79.49 | 81.92 | 7 | 0
2025 | MAPP_US_2_MISO_W | MAPP_US | MISO_W | Internal | Summer | B7 | 400 | 2635 | 169.92 | 72.68 | 79.68 | 7 | 0
2025 | MAPP_US_2_MISO_W | MAPP_US | MISO_W | Internal | Summer | B8 | 500 | 2635 | 0 | 66.4 | 71.61 | 7 | 0
2025 | MAPP_US_2_MISO_W | MAPP_US | MISO_W | Internal | Summer | B9 | 800 | 2635 | 0 | 66.4 | 66.4 | 7 | 0
2025 | MAPP_US_2_MISO_W | MAPP_US | MISO_W | Internal | Summer | B10 | 1262 | 2635 | 0 | 57.5 | 57.5 | 7 | 0
2025 | MAPP_US_2_MISO_W | MAPP_US | MISO_W | Internal | Winter | B16 | 25 | 2635 | 0 | 16.68 | 16.68 | 7 | 0
2025 | MAPP_US_2_MISO_W | MAPP_US | MISO_W | Internal | Winter | B17 | 100 | 2635 | 0 | 63.81 | 56.95 | 7 | 0
2025 | MAPP_US_2_MISO_W | MAPP_US | MISO_W | Internal | Winter | B18 | 400 | 2635 | 0 | 67.49 | 69.7 | 7 | 0
2025 | MAPP_US_2_MISO_W | MAPP_US | MISO_W | Internal | Winter | B19 | 700 | 2635 | 0 | 67.49 | 69.7 | 7 | 0
2025 | MAPP_US_2_MISO_W | MAPP_US | MISO_W | Internal | Winter | B20 | 935 | 2635 | 0 | 56.75 | 56.75 | 7 | 0
2025 | MAPP_US_2_NE | MAPP_US | NE | Internal | Shoulder | B11 | 25 | 2000 | 0 | 70.49 | 72.49 | 7 | 0
2025 | MAPP_US_2_NE | MAPP_US | NE | Internal | Shoulder | B12 | 200 | 2000 | 0 | 63.68 | 65.68 | 7 | 0
2025 | MAPP_US_2_NE | MAPP_US | NE | Internal | Shoulder | B13 | 600 | 2000 | 0 | 61.67 | 63.65 | 7 | 0
2025 | MAPP_US_2_NE | MAPP_US | NE | Internal | Shoulder | B14 | 900 | 2000 | 0 | 61.54 | 56.54 | 7 | 0
2025 | MAPP_US_2_NE | MAPP_US | NE | Internal | Shoulder | B15 | 1203 | 2000 | 0 | 7.4 | 2.4 | 7 | 0
2025 | MAPP_US_2_NE | MAPP_US | NE | Internal | Summer | B1 | 10 | 2000 | 0 | 100.27 | 102.27 | 7 | 0
2025 | MAPP_US_2_NE | MAPP_US | NE | Internal | Summer | B2 | 25 | 2000 | 0 | 100.27 | 102.27 | 7 | 0
2025 | MAPP_US_2_NE | MAPP_US | NE | Internal | Summer | B3 | 75 | 2000 | 0 | 99.07 | 101.07 | 7 | 0
2025 | MAPP_US_2_NE | MAPP_US | NE | Internal | Summer | B4 | 100 | 2000 | 540.87 | 91.58 | 98.58 | 7 | 0
2025 | MAPP_US_2_NE | MAPP_US | NE | Internal | Summer | B5 | 200 | 2000 | 5.05 | 83.61 | 90.61 | 7 | 0
2025 | MAPP_US_2_NE | MAPP_US | NE | Internal | Summer | B6 | 300 | 2000 | 0 | 79.49 | 77.63 | 7 | 0
2025 | MAPP_US_2_NE | MAPP_US | NE | Internal | Summer | B7 | 400 | 2000 | 0 | 72.68 | 74.68 | 7 | 0
2025 | MAPP_US_2_NE | MAPP_US | NE | Internal | Summer | B8 | 500 | 2000 | 0 | 66.4 | 66.61 | 7 | 0
2025 | MAPP_US_2_NE | MAPP_US | NE | Internal | Summer | B9 | 800 | 2000 | 0 | 66.4 | 61.4 | 7 | 0
2025 | MAPP_US_2_NE | MAPP_US | NE | Internal | Summer | B10 | 1262 | 2000 | 0 | 57.5 | 52.5 | 7 | 0
2025 | MAPP_US_2_NE | MAPP_US | NE | Internal | Winter | B16 | 25 | 2000 | 0 | 16.68 | 11.68 | 7 | 0
2025 | MAPP_US_2_NE | MAPP_US | NE | Internal | Winter | B17 | 100 | 2000 | 0 | 63.81 | 51.95 | 7 | 0
2025 | MAPP_US_2_NE | MAPP_US | NE | Internal | Winter | B18 | 400 | 2000 | 0 | 67.49 | 62.49 | 7 | 0
2025 | MAPP_US_2_NE | MAPP_US | NE | Internal | Winter | B19 | 700 | 2000 | 0 | 67.49 | 62.49 | 7 | 0
2025 | MAPP_US_2_NE | MAPP_US | NE | Internal | Winter | B20 | 935 | 2000 | 0 | 56.75 | 51.75 | 7 | 0
2025 | MARITIMES_2_NEISO | MARITIMES | NEISO | Internal | Shoulder | B11 | 25 | 99999 | 1400 | 65.75 | 65.77 | 0.01 | 0
2025 | MARITIMES_2_NEISO | MARITIMES | NEISO | Internal | Shoulder | B12 | 200 | 99999 | 1400 | 65.75 | 65.77 | 0.01 | 0
2025 | MARITIMES_2_NEISO | MARITIMES | NEISO | Internal | Shoulder | B13 | 600 | 99999 | 1400 | 65.75 | 65.77 | 0.01 | 0
2025 | MARITIMES_2_NEISO | MARITIMES | NEISO | Internal | Shoulder | B14 | 900 | 99999 | 1400 | 65.75 | 65.77 | 0.01 | 0
2025 | MARITIMES_2_NEISO | MARITIMES | NEISO | Internal | Shoulder | B15 | 1203 | 99999 | 426.44 | 65.75 | 65.77 | 0.01 | 0
2025 | MARITIMES_2_NEISO | MARITIMES | NEISO | Internal | Summer | B1 | 10 | 99999 | 1400.1 | 141.34 | 141.36 | 0.01 | 0
2025 | MARITIMES_2_NEISO | MARITIMES | NEISO | Internal | Summer | B2 | 25 | 99999 | 1400.1 | 110.29 | 110.3 | 0.01 | 0
2025 | MARITIMES_2_NEISO | MARITIMES | NEISO | Internal | Summer | B3 | 75 | 99999 | 1400.01 | 86.27 | 86.29 | 0.01 | 0
2025 | MARITIMES_2_NEISO | MARITIMES | NEISO | Internal | Summer | B4 | 100 | 99999 | 1400 | 74.85 | 74.86 | 0.01 | 0
2025 | MARITIMES_2_NEISO | MARITIMES | NEISO | Internal | Summer | B5 | 200 | 99999 | 1400 | 68.92 | 68.93 | 0.01 | 0
2025 | MARITIMES_2_NEISO | MARITIMES | NEISO | Internal | Summer | B6 | 300 | 99999 | 1400 | 62.58 | 62.6 | 0.01 | 0
2025 | MARITIMES_2_NEISO | MARITIMES | NEISO | Internal | Summer | B7 | 400 | 99999 | 1400 | 62.58 | 62.6 | 0.01 | 0
2025 | MARITIMES_2_NEISO | MARITIMES | NEISO | Internal | Summer | B8 | 500 | 99999 | 1400 | 62.58 | 62.6 | 0.01 | 0
2025 | MARITIMES_2_NEISO | MARITIMES | NEISO | Internal | Summer | B9 | 800 | 99999 | 1400 | 62.58 | 62.6 | 0.01 | 0
2025 | MARITIMES_2_NEISO | MARITIMES | NEISO | Internal | Summer | B10 | 1262 | 99999 | 236.14 | 62.58 | 62.6 | 0.01 | 0
2025 | MARITIMES_2_NEISO | MARITIMES | NEISO | Internal | Winter | B16 | 25 | 99999 | 1400 | 75.55 | 75.56 | 0.01 | 0
2025 | MARITIMES_2_NEISO | MARITIMES | NEISO | Internal | Winter | B17 | 100 | 99999 | 1400 | 75.55 | 75.56 | 0.01 | 0
2025 | MARITIMES_2_NEISO | MARITIMES | NEISO | Internal | Winter | B18 | 400 | 99999 | 1400 | 75.55 | 75.56 | 0.01 | 0
2025 | MARITIMES_2_NEISO | MARITIMES | NEISO | Internal | Winter | B19 | 700 | 99999 | 1400 | 75.55 | 75.56 | 0.01 | 0
2025 | MARITIMES_2_NEISO | MARITIMES | NEISO | Internal | Winter | B20 | 935 | 99999 | 475.94 | 75.55 | 75.56 | 0.01 | 0
2025 | MISO_IN_2_MISO_MI | MISO_IN | MISO_MI | Internal | Shoulder | B11 | 25 | 5768 | 797.67 | 78.96 | 78.97 | 0.01 | 0
2025 | MISO_IN_2_MISO_MI | MISO_IN | MISO_MI | Internal | Shoulder | B12 | 200 | 5768 | 771.07 | 76.19 | 76.2 | 0.01 | 0
2025 | MISO_IN_2_MISO_MI | MISO_IN | MISO_MI | Internal | Shoulder | B13 | 600 | 5768 | 360.65 | 74.49 | 74.5 | 0.01 | 0
2025 | MISO_IN_2_MISO_MI | MISO_IN | MISO_MI | Internal | Shoulder | B14 | 900 | 5768 | 399.72 | 68.95 | 68.96 | 0.01 | 0
2025 | MISO_IN_2_MISO_MI | MISO_IN | MISO_MI | Internal | Shoulder | B15 | 1203 | 5768 | 2187.7 | 59.83 | 59.84 | 0.01 | 0
2025 | MISO_IN_2_MISO_MI | MISO_IN | MISO_MI | Internal | Summer | B1 | 10 | 5768 | 2583.53 | 108.42 | 108.43 | 0.01 | 0
2025 | MISO_IN_2_MISO_MI | MISO_IN | MISO_MI | Internal | Summer | B2 | 25 | 5768 | 1004.58 | 107.29 | 107.3 | 0.01 | 0
2025 | MISO_IN_2_MISO_MI | MISO_IN | MISO_MI | Internal | Summer | B3 | 75 | 5768 | 0.4 | 106.07 | 106.07 | 0.01 | 0
2025 | MISO_IN_2_MISO_MI | MISO_IN | MISO_MI | Internal | Summer | B4 | 100 | 5768 | 0.16 | 95.58 | 95.57 | 0.01 | 0
2025 | MISO_IN_2_MISO_MI | MISO_IN | MISO_MI | Internal | Summer | B5 | 200 | 5768 | 0.08 | 87.61 | 87.6 | 0.01 | 0
2025 | MISO_IN_2_MISO_MI | MISO_IN | MISO_MI | Internal | Summer | B6 | 300 | 5768 | 0.1 | 81.92 | 81.92 | 0.01 | 0
2025 | MISO_IN_2_MISO_MI | MISO_IN | MISO_MI | Internal | Summer | B7 | 400 | 5768 | 0.09 | 79.68 | 79.68 | 0.01 | 0
2025 | MISO_IN_2_MISO_MI | MISO_IN | MISO_MI | Internal | Summer | B8 | 500 | 5768 | 0.03 | 71.62 | 71.61 | 0.01 | 0
2025 | MISO_IN_2_MISO_MI | MISO_IN | MISO_MI | Internal | Summer | B9 | 800 | 5768 | 0.04 | 66.4 | 66.4 | 0.01 | 0
2025 | MISO_IN_2_MISO_MI | MISO_IN | MISO_MI | Internal | Summer | B10 | 1262 | 5768 | 2733.24 | 58.48 | 58.49 | 0.01 | 0
2025 | MISO_IN_2_MISO_MI | MISO_IN | MISO_MI | Internal | Winter | B16 | 25 | 5768 | 500.95 | 82.24 | 82.25 | 0.01 | 0
2025 | MISO_IN_2_MISO_MI | MISO_IN | MISO_MI | Internal | Winter | B17 | 100 | 5768 | 0.17 | 79.11 | 79.09 | 0.01 | 0
2025 | MISO_IN_2_MISO_MI | MISO_IN | MISO_MI | Internal | Winter | B18 | 400 | 5768 | 0.04 | 76.54 | 76.53 | 0.01 | 0
2025 | MISO_IN_2_MISO_MI | MISO_IN | MISO_MI | Internal | Winter | B19 | 700 | 5768 | 0.02 | 72.57 | 72.56 | 0.01 | 0
2025 | MISO_IN_2_MISO_MI | MISO_IN | MISO_MI | Internal | Winter | B20 | 935 | 5768 | 517.92 | 62.32 | 62.33 | 0.01 | 0
2025 | MISO_IN_2_MISO_MO-IL | MISO_IN | MISO_MO-IL | Internal | Shoulder | B11 | 25 | 5000 | 0.02 | 78.96 | 77.5 | 0.01 | 0
2025 | MISO_IN_2_MISO_MO-IL | MISO_IN | MISO_MO-IL | Internal | Shoulder | B12 | 200 | 5000 | 0 | 76.19 | 74.04 | 0.01 | 0
2025 | MISO_IN_2_MISO_MO-IL | MISO_IN | MISO_MO-IL | Internal | Shoulder | B13 | 600 | 5000 | 0 | 74.49 | 68.68 | 0.01 | 0
2025 | MISO_IN_2_MISO_MO-IL | MISO_IN | MISO_MO-IL | Internal | Shoulder | B14 | 900 | 5000 | 0 | 68.95 | 64.15 | 0.01 | 0
2025 | MISO_IN_2_MISO_MO-IL | MISO_IN | MISO_MO-IL | Internal | Shoulder | B15 | 1203 | 5000 | 0.02 | 59.83 | 59.82 | 0.01 | 0
2025 | MISO_IN_2_MISO_MO-IL | MISO_IN | MISO_MO-IL | Internal | Summer | B1 | 10 | 5000 | 0.04 | 108.42 | 107.28 | 0.01 | 0
2025 | MISO_IN_2_MISO_MO-IL | MISO_IN | MISO_MO-IL | Internal | Summer | B2 | 25 | 5000 | 0.63 | 107.29 | 107.28 | 0.01 | 0
2025 | MISO_IN_2_MISO_MO-IL | MISO_IN | MISO_MO-IL | Internal | Summer | B3 | 75 | 5000 | 1582.1 | 106.07 | 106.08 | 0.01 | 0
2025 | MISO_IN_2_MISO_MO-IL | MISO_IN | MISO_MO-IL | Internal | Summer | B4 | 100 | 5000 | 3522.16 | 95.58 | 95.59 | 0.01 | 0
2025 | MISO_IN_2_MISO_MO-IL | MISO_IN | MISO_MO-IL | Internal | Summer | B5 | 200 | 5000 | 3952.68 | 87.61 | 87.62 | 0.01 | 0
2025 | MISO_IN_2_MISO_MO-IL | MISO_IN | MISO_MO-IL | Internal | Summer | B6 | 300 | 5000 | 2191.44 | 81.92 | 81.94 | 0.01 | 0
2025 | MISO_IN_2_MISO_MO-IL | MISO_IN | MISO_MO-IL | Internal | Summer | B7 | 400 | 5000 | 1345.29 | 79.68 | 79.69 | 0.01 | 0
2025 | MISO_IN_2_MISO_MO-IL | MISO_IN | MISO_MO-IL | Internal | Summer | B8 | 500 | 5000 | 355.04 | 71.62 | 71.63 | 0.01 | 0
2025 | MISO_IN_2_MISO_MO-IL | MISO_IN | MISO_MO-IL | Internal | Summer | B9 | 800 | 5000 | 782.46 | 66.4 | 66.41 | 0.01 | 0
2025 | MISO_IN_2_MISO_MO-IL | MISO_IN | MISO_MO-IL | Internal | Summer | B10 | 1262 | 5000 | 294.13 | 58.48 | 58.49 | 0.01 | 0
2025 | MISO_IN_2_MISO_MO-IL | MISO_IN | MISO_MO-IL | Internal | Winter | B16 | 25 | 5000 | 0 | 82.24 | 76.39 | 0.01 | 0
2025 | MISO_IN_2_MISO_MO-IL | MISO_IN | MISO_MO-IL | Internal | Winter | B17 | 100 | 5000 | 0 | 79.11 | 71.6 | 0.01 | 0
2025 | MISO_IN_2_MISO_MO-IL | MISO_IN | MISO_MO-IL | Internal | Winter | B18 | 400 | 5000 | 0 | 76.54 | 69.71 | 0.01 | 0
2025 | MISO_IN_2_MISO_MO-IL | MISO_IN | MISO_MO-IL | Internal | Winter | B19 | 700 | 5000 | 0 | 72.57 | 69.71 | 0.01 | 0
2025 | MISO_IN_2_MISO_MO-IL | MISO_IN | MISO_MO-IL | Internal | Winter | B20 | 935 | 5000 | 0.02 | 62.32 | 62.31 | 0.01 | 0
2025 | MISO_IN_2_NonRTO_Midwest | MISO_IN | NonRTO_Midwest | Internal | Shoulder | B11 | 25 | 4800 | 886.56 | 78.96 | 86.96 | 8 | 0
2025 | MISO_IN_2_NonRTO_Midwest | MISO_IN | NonRTO_Midwest | Internal | Shoulder | B12 | 200 | 4800 | 1319.65 | 76.19 | 84.19 | 8 | 0
2025 | MISO_IN_2_NonRTO_Midwest | MISO_IN | NonRTO_Midwest | Internal | Shoulder | B13 | 600 | 4800 | 2263.03 | 74.49 | 82.49 | 8 | 0
2025 | MISO_IN_2_NonRTO_Midwest | MISO_IN | NonRTO_Midwest | Internal | Shoulder | B14 | 900 | 4800 | 1834.49 | 68.95 | 76.95 | 8 | 0
2025 | MISO_IN_2_NonRTO_Midwest | MISO_IN | NonRTO_Midwest | Internal | Shoulder | B15 | 1203 | 4800 | 779.14 | 59.83 | 67.83 | 8 | 0
2025 | MISO_IN_2_NonRTO_Midwest | MISO_IN | NonRTO_Midwest | Internal | Summer | B1 | 10 | 4800 | 1967.51 | 108.42 | 116.42 | 8 | 0
2025 | MISO_IN_2_NonRTO_Midwest | MISO_IN | NonRTO_Midwest | Internal | Summer | B2 | 25 | 4800 | 2351.03 | 107.29 | 115.29 | 8 | 0
2025 | MISO_IN_2_NonRTO_Midwest | MISO_IN | NonRTO_Midwest | Internal | Summer | B3 | 75 | 4800 | 1750.79 | 106.07 | 114.07 | 8 | 0
2025 | MISO_IN_2_NonRTO_Midwest | MISO_IN | NonRTO_Midwest | Internal | Summer | B4 | 100 | 4800 | 1251.28 | 95.58 | 103.58 | 8 | 0
2025 | MISO_IN_2_NonRTO_Midwest | MISO_IN | NonRTO_Midwest | Internal | Summer | B5 | 200 | 4800 | 872.9 | 87.61 | 95.61 | 8 | 0
2025 | MISO_IN_2_NonRTO_Midwest | MISO_IN | NonRTO_Midwest | Internal | Summer | B6 | 300 | 4800 | 295.28 | 81.92 | 89.92 | 8 | 0
2025 | MISO_IN_2_NonRTO_Midwest | MISO_IN | NonRTO_Midwest | Internal | Summer | B7 | 400 | 4800 | 603.99 | 79.68 | 87.68 | 8 | 0
2025 | MISO_IN_2_NonRTO_Midwest | MISO_IN | NonRTO_Midwest | Internal | Summer | B8 | 500 | 4800 | 3073.87 | 71.62 | 79.62 | 8 | 0
2025 | MISO_IN_2_NonRTO_Midwest | MISO_IN | NonRTO_Midwest | Internal | Summer | B9 | 800 | 4800 | 2270.47 | 66.4 | 74.4 | 8 | 0
2025 | MISO_IN_2_NonRTO_Midwest | MISO_IN | NonRTO_Midwest | Internal | Summer | B10 | 1262 | 4800 | 958.33 | 58.48 | 66.48 | 8 | 0
2025 | MISO_IN_2_NonRTO_Midwest | MISO_IN | NonRTO_Midwest | Internal | Winter | B16 | 25 | 4800 | 3361.24 | 82.24 | 90.24 | 8 | 0
2025 | MISO_IN_2_NonRTO_Midwest | MISO_IN | NonRTO_Midwest | Internal | Winter | B17 | 100 | 4800 | 2546.38 | 79.11 | 87.11 | 8 | 0
2025 | MISO_IN_2_NonRTO_Midwest | MISO_IN | NonRTO_Midwest | Internal | Winter | B18 | 400 | 4800 | 3455.48 | 76.54 | 84.54 | 8 | 0
2025 | MISO_IN_2_NonRTO_Midwest | MISO_IN | NonRTO_Midwest | Internal | Winter | B19 | 700 | 4800 | 4373.86 | 72.57 | 80.57 | 8 | 0
2025 | MISO_IN_2_NonRTO_Midwest | MISO_IN | NonRTO_Midwest | Internal | Winter | B20 | 935 | 4800 | 3314.24 | 62.32 | 70.32 | 8 | 0
2025 | MISO_IN_2_PJM_ROR | MISO_IN | PJM_ROR | Internal | Shoulder | B11 | 25 | 1253 | 0.01 | 78.96 | 79.49 | 2 | 0
2025 | MISO_IN_2_PJM_ROR | MISO_IN | PJM_ROR | Internal | Shoulder | B12 | 200 | 1253 | 0 | 76.19 | 76.04 | 2 | 0
2025 | MISO_IN_2_PJM_ROR | MISO_IN | PJM_ROR | Internal | Shoulder | B13 | 600 | 1253 | 0 | 74.49 | 74.22 | 2 | 0
2025 | MISO_IN_2_PJM_ROR | MISO_IN | PJM_ROR | Internal | Shoulder | B14 | 900 | 1253 | 924.27 | 68.95 | 70.95 | 2 | 0
2025 | MISO_IN_2_PJM_ROR | MISO_IN | PJM_ROR | Internal | Shoulder | B15 | 1203 | 1253 | 0.04 | 59.83 | 61.82 | 2 | 0
2025 | MISO_IN_2_PJM_ROR | MISO_IN | PJM_ROR | Internal | Summer | B1 | 10 | 1253 | 0.03 | 108.42 | 109.27 | 2 | 0
2025 | MISO_IN_2_PJM_ROR | MISO_IN | PJM_ROR | Internal | Summer | B2 | 25 | 1253 | 0.57 | 107.29 | 109.27 | 2 | 0
2025 | MISO_IN_2_PJM_ROR | MISO_IN | PJM_ROR | Internal | Summer | B3 | 75 | 1253 | 213.79 | 106.07 | 108.07 | 2 | 0
2025 | MISO_IN_2_PJM_ROR | MISO_IN | PJM_ROR | Internal | Summer | B4 | 100 | 1253 | 29.42 | 95.58 | 97.58 | 2 | 0
2025 | MISO_IN_2_PJM_ROR | MISO_IN | PJM_ROR | Internal | Summer | B5 | 200 | 1253 | 746.39 | 87.61 | 89.61 | 2 | 0
2025 | MISO_IN_2_PJM_ROR | MISO_IN | PJM_ROR | Internal | Summer | B6 | 300 | 1253 | 476.82 | 81.92 | 83.92 | 2 | 0
2025 | MISO_IN_2_PJM_ROR | MISO_IN | PJM_ROR | Internal | Summer | B7 | 400 | 1253 | 934.38 | 79.68 | 81.68 | 2 | 0
2025 | MISO_IN_2_PJM_ROR | MISO_IN | PJM_ROR | Internal | Summer | B8 | 500 | 1253 | 0.05 | 71.62 | 73.61 | 2 | 0
2025 | MISO_IN_2_PJM_ROR | MISO_IN | PJM_ROR | Internal | Summer | B9 | 800 | 1253 | 283.92 | 66.4 | 68.4 | 2 | 0
2025 | MISO_IN_2_PJM_ROR | MISO_IN | PJM_ROR | Internal | Summer | B10 | 1262 | 1253 | 0 | 58.48 | 59.5 | 2 | 0
2025 | MISO_IN_2_PJM_ROR | MISO_IN | PJM_ROR | Internal | Winter | B16 | 25 | 1253 | 0 | 82.24 | 80.83 | 2 | 0
2025 | MISO_IN_2_PJM_ROR | MISO_IN | PJM_ROR | Internal | Winter | B17 | 100 | 1253 | 0.01 | 79.11 | 80.83 | 2 | 0
2025 | MISO_IN_2_PJM_ROR | MISO_IN | PJM_ROR | Internal | Winter | B18 | 400 | 1253 | 0 | 76.54 | 77.91 | 2 | 0
2025 | MISO_IN_2_PJM_ROR | MISO_IN | PJM_ROR | Internal | Winter | B19 | 700 | 1253 | 0 | 72.57 | 74.46 | 2 | 0
2025 | MISO_IN_2_PJM_ROR | MISO_IN | PJM_ROR | Internal | Winter | B20 | 935 | 1253 | 0.04 | 62.32 | 64.31 | 2 | 0
2025 | MISO_MI_2_IESO | MISO_MI | IESO | Internal | Shoulder | B11 | 25 | 2331 | 0 | 78.97 | 64.48 | 8 | 0
2025 | MISO_MI_2_IESO | MISO_MI | IESO | Internal | Shoulder | B12 | 200 | 2331 | 0 | 76.2 | 62.38 | 8 | 0
2025 | MISO_MI_2_IESO | MISO_MI | IESO | Internal | Shoulder | B13 | 600 | 2331 | 0 | 74.5 | 61.74 | 8 | 0
2025 | MISO_MI_2_IESO | MISO_MI | IESO | Internal | Shoulder | B14 | 900 | 2331 | 0 | 68.96 | 61.74 | 8 | 0
2025 | MISO_MI_2_IESO | MISO_MI | IESO | Internal | Shoulder | B15 | 1203 | 2331 | 0 | 59.84 | 61.27 | 8 | 0
2025 | MISO_MI_2_IESO | MISO_MI | IESO | Internal | Summer | B1 | 10 | 2331 | 0 | 108.43 | 101.43 | 8 | 0
2025 | MISO_MI_2_IESO | MISO_MI | IESO | Internal | Summer | B2 | 25 | 2331 | 0 | 107.3 | 100.3 | 8 | 0
2025 | MISO_MI_2_IESO | MISO_MI | IESO | Internal | Summer | B3 | 75 | 2331 | 0 | 106.07 | 82.29 | 8 | 0
2025 | MISO_MI_2_IESO | MISO_MI | IESO | Internal | Summer | B4 | 100 | 2331 | 0 | 95.57 | 73.39 | 8 | 0
2025 | MISO_MI_2_IESO | MISO_MI | IESO | Internal | Summer | B5 | 200 | 2331 | 0 | 87.6 | 66.61 | 8 | 0
2025 | MISO_MI_2_IESO | MISO_MI | IESO | Internal | Summer | B6 | 300 | 2331 | 0 | 81.92 | 66.61 | 8 | 0
2025 | MISO_MI_2_IESO | MISO_MI | IESO | Internal | Summer | B7 | 400 | 2331 | 0 | 79.68 | 66.61 | 8 | 0
2025 | MISO_MI_2_IESO | MISO_MI | IESO | Internal | Summer | B8 | 500 | 2331 | 0 | 71.61 | 58.6 | 8 | 0
2025 | MISO_MI_2_IESO | MISO_MI | IESO | Internal | Summer | B9 | 800 | 2331 | 0 | 66.4 | 58.18 | 8 | 0
2025 | MISO_MI_2_IESO | MISO_MI | IESO | Internal | Summer | B10 | 1262 | 2331 | 0 | 58.49 | 58.18 | 8 | 0
2025 | MISO_MI_2_IESO | MISO_MI | IESO | Internal | Winter | B16 | 25 | 2331 | 0 | 82.25 | 69.85 | 8 | 0
2025 | MISO_MI_2_IESO | MISO_MI | IESO | Internal | Winter | B17 | 100 | 2331 | 0 | 79.09 | 68.04 | 8 | 0
2025 | MISO_MI_2_IESO | MISO_MI | IESO | Internal | Winter | B18 | 400 | 2331 | 0 | 76.53 | 65.56 | 8 | 0
2025 | MISO_MI_2_IESO | MISO_MI | IESO | Internal | Winter | B19 | 700 | 2331 | 0 | 72.56 | 65.56 | 8 | 0
2025 | MISO_MI_2_IESO | MISO_MI | IESO | Internal | Winter | B20 | 935 | 2331 | 0 | 62.33 | 65.56 | 8 | 0
2025 | MISO_MI_2_MISO_IN | MISO_MI | MISO_IN | Internal | Shoulder | B11 | 25 | 2813 | 0.64 | 78.97 | 78.96 | 0.01 | 0
2025 | MISO_MI_2_MISO_IN | MISO_MI | MISO_IN | Internal | Shoulder | B12 | 200 | 2813 | 0.08 | 76.2 | 76.19 | 0.01 | 0
2025 | MISO_MI_2_MISO_IN | MISO_MI | MISO_IN | Internal | Shoulder | B13 | 600 | 2813 | 0.03 | 74.5 | 74.49 | 0.01 | 0
2025 | MISO_MI_2_MISO_IN | MISO_MI | MISO_IN | Internal | Shoulder | B14 | 900 | 2813 | 0.02 | 68.96 | 68.95 | 0.01 | 0
2025 | MISO_MI_2_MISO_IN | MISO_MI | MISO_IN | Internal | Shoulder | B15 | 1203 | 2813 | 0.01 | 59.84 | 59.83 | 0.01 | 0
2025 | MISO_MI_2_MISO_IN | MISO_MI | MISO_IN | Internal | Summer | B1 | 10 | 2813 | 1.52 | 108.43 | 108.42 | 0.01 | 0
2025 | MISO_MI_2_MISO_IN | MISO_MI | MISO_IN | Internal | Summer | B2 | 25 | 2813 | 0.64 | 107.3 | 107.29 | 0.01 | 0
2025 | MISO_MI_2_MISO_IN | MISO_MI | MISO_IN | Internal | Summer | B3 | 75 | 2813 | 0.49 | 106.07 | 106.07 | 0.01 | 0
2025 | MISO_MI_2_MISO_IN | MISO_MI | MISO_IN | Internal | Summer | B4 | 100 | 2813 | 526.94 | 95.57 | 95.58 | 0.01 | 0
2025 | MISO_MI_2_MISO_IN | MISO_MI | MISO_IN | Internal | Summer | B5 | 200 | 2813 | 895 | 87.6 | 87.61 | 0.01 | 0
2025 | MISO_MI_2_MISO_IN | MISO_MI | MISO_IN | Internal | Summer | B6 | 300 | 2813 | 0.12 | 81.92 | 81.92 | 0.01 | 0
2025 | MISO_MI_2_MISO_IN | MISO_MI | MISO_IN | Internal | Summer | B7 | 400 | 2813 | 0.08 | 79.68 | 79.68 | 0.01 | 0
2025 | MISO_MI_2_MISO_IN | MISO_MI | MISO_IN | Internal | Summer | B8 | 500 | 2813 | 1036.95 | 71.61 | 71.62 | 0.01 | 0
2025 | MISO_MI_2_MISO_IN | MISO_MI | MISO_IN | Internal | Summer | B9 | 800 | 2813 | 0.05 | 66.4 | 66.4 | 0.01 | 0
2025 | MISO_MI_2_MISO_IN | MISO_MI | MISO_IN | Internal | Summer | B10 | 1262 | 2813 | 0.01 | 58.49 | 58.48 | 0.01 | 0
2025 | MISO_MI_2_MISO_IN | MISO_MI | MISO_IN | Internal | Winter | B16 | 25 | 2813 | 0.66 | 82.25 | 82.24 | 0.01 | 0
2025 | MISO_MI_2_MISO_IN | MISO_MI | MISO_IN | Internal | Winter | B17 | 100 | 2813 | 389.58 | 79.09 | 79.11 | 0.01 | 0
2025 | MISO_MI_2_MISO_IN | MISO_MI | MISO_IN | Internal | Winter | B18 | 400 | 2813 | 1201.84 | 76.53 | 76.54 | 0.01 | 0
2025 | MISO_MI_2_MISO_IN | MISO_MI | MISO_IN | Internal | Winter | B19 | 700 | 2813 | 1370.06 | 72.56 | 72.57 | 0.01 | 0
2025 | MISO_MI_2_MISO_IN | MISO_MI | MISO_IN | Internal | Winter | B20 | 935 | 2813 | 0.02 | 62.33 | 62.32 | 0.01 | 0
2025 | MISO_MI_2_MISO_WUMS | MISO_MI | MISO_WUMS | Internal | Shoulder | B11 | 25 | 805 | 0.01 | 78.97 | 77.48 | 0.01 | 0
2025 | MISO_MI_2_MISO_WUMS | MISO_MI | MISO_WUMS | Internal | Shoulder | B12 | 200 | 805 | 0 | 76.2 | 70.67 | 0.01 | 0
2025 | MISO_MI_2_MISO_WUMS | MISO_MI | MISO_WUMS | Internal | Shoulder | B13 | 600 | 805 | 0 | 74.5 | 68.65 | 0.01 | 0
2025 | MISO_MI_2_MISO_WUMS | MISO_MI | MISO_WUMS | Internal | Shoulder | B14 | 900 | 805 | 0 | 68.96 | 65.7 | 0.01 | 0
2025 | MISO_MI_2_MISO_WUMS | MISO_MI | MISO_WUMS | Internal | Shoulder | B15 | 1203 | 805 | 0 | 59.84 | 58.73 | 0.01 | 0
2025 | MISO_MI_2_MISO_WUMS | MISO_MI | MISO_WUMS | Internal | Summer | B1 | 10 | 805 | 0.03 | 108.43 | 107.26 | 0.01 | 0
2025 | MISO_MI_2_MISO_WUMS | MISO_MI | MISO_WUMS | Internal | Summer | B2 | 25 | 805 | 0.19 | 107.3 | 107.26 | 0.01 | 0
2025 | MISO_MI_2_MISO_WUMS | MISO_MI | MISO_WUMS | Internal | Summer | B3 | 75 | 805 | 0 | 106.07 | 105.4 | 0.01 | 0
2025 | MISO_MI_2_MISO_WUMS | MISO_MI | MISO_WUMS | Internal | Summer | B4 | 100 | 805 | 0.15 | 95.57 | 95.56 | 0.01 | 0
2025 | MISO_MI_2_MISO_WUMS | MISO_MI | MISO_WUMS | Internal | Summer | B5 | 200 | 805 | 0.16 | 87.6 | 87.6 | 0.01 | 0
2025 | MISO_MI_2_MISO_WUMS | MISO_MI | MISO_WUMS | Internal | Summer | B6 | 300 | 805 | 0.05 | 81.92 | 81.91 | 0.01 | 0
2025 | MISO_MI_2_MISO_WUMS | MISO_MI | MISO_WUMS | Internal | Summer | B7 | 400 | 805 | 0.04 | 79.68 | 79.67 | 0.01 | 0
2025 | MISO_MI_2_MISO_WUMS | MISO_MI | MISO_WUMS | Internal | Summer | B8 | 500 | 805 | 0 | 71.61 | 65.96 | 0.01 | 0
2025 | MISO_MI_2_MISO_WUMS | MISO_MI | MISO_WUMS | Internal | Summer | B9 | 800 | 805 | 0 | 66.4 | 65.96 | 0.01 | 0
2025 | MISO_MI_2_MISO_WUMS | MISO_MI | MISO_WUMS | Internal | Summer | B10 | 1262 | 805 | 0 | 58.49 | 57.51 | 0.01 | 0
2025 | MISO_MI_2_MISO_WUMS | MISO_MI | MISO_WUMS | Internal | Winter | B16 | 25 | 805 | 0 | 82.25 | 70.17 | 0.01 | 0
2025 | MISO_MI_2_MISO_WUMS | MISO_MI | MISO_WUMS | Internal | Winter | B17 | 100 | 805 | 0 | 79.09 | 70.17 | 0.01 | 0
2025 | MISO_MI_2_MISO_WUMS | MISO_MI | MISO_WUMS | Internal | Winter | B18 | 400 | 805 | 0 | 76.53 | 70.17 | 0.01 | 0
2025 | MISO_MI_2_MISO_WUMS | MISO_MI | MISO_WUMS | Internal | Winter | B19 | 700 | 805 | 0 | 72.56 | 70.17 | 0.01 | 0
2025 | MISO_MI_2_MISO_WUMS | MISO_MI | MISO_WUMS | Internal | Winter | B20 | 935 | 805 | 0 | 62.33 | 61.09 | 0.01 | 0
2025 | MISO_MI_2_PJM_ROR | MISO_MI | PJM_ROR | Internal | Shoulder | B11 | 25 | 1424 | 0.01 | 78.97 | 79.49 | 2 | 0
2025 | MISO_MI_2_PJM_ROR | MISO_MI | PJM_ROR | Internal | Shoulder | B12 | 200 | 1424 | 0 | 76.2 | 76.04 | 2 | 0
2025 | MISO_MI_2_PJM_ROR | MISO_MI | PJM_ROR | Internal | Shoulder | B13 | 600 | 1424 | 0 | 74.5 | 74.22 | 2 | 0
2025 | MISO_MI_2_PJM_ROR | MISO_MI | PJM_ROR | Internal | Shoulder | B14 | 900 | 1424 | 0.04 | 68.96 | 70.95 | 2 | 0
2025 | MISO_MI_2_PJM_ROR | MISO_MI | PJM_ROR | Internal | Shoulder | B15 | 1203 | 1424 | 0.02 | 59.84 | 61.82 | 2 | 0
2025 | MISO_MI_2_PJM_ROR | MISO_MI | PJM_ROR | Internal | Summer | B1 | 10 | 1424 | 0.03 | 108.43 | 109.27 | 2 | 0
2025 | MISO_MI_2_PJM_ROR | MISO_MI | PJM_ROR | Internal | Summer | B2 | 25 | 1424 | 0.36 | 107.3 | 109.27 | 2 | 0
2025 | MISO_MI_2_PJM_ROR | MISO_MI | PJM_ROR | Internal | Summer | B3 | 75 | 1424 | 856.51 | 106.07 | 108.07 | 2 | 0
2025 | MISO_MI_2_PJM_ROR | MISO_MI | PJM_ROR | Internal | Summer | B4 | 100 | 1424 | 1423.6 | 95.57 | 97.58 | 2 | 0.01
2025 | MISO_MI_2_PJM_ROR | MISO_MI | PJM_ROR | Internal | Summer | B5 | 200 | 1424 | 1423.84 | 87.6 | 89.61 | 2 | 0.01
2025 | MISO_MI_2_PJM_ROR | MISO_MI | PJM_ROR | Internal | Summer | B6 | 300 | 1424 | 1217.31 | 81.92 | 83.92 | 2 | 0
2025 | MISO_MI_2_PJM_ROR | MISO_MI | PJM_ROR | Internal | Summer | B7 | 400 | 1424 | 135.56 | 79.68 | 81.68 | 2 | 0
2025 | MISO_MI_2_PJM_ROR | MISO_MI | PJM_ROR | Internal | Summer | B8 | 500 | 1424 | 0.4 | 71.61 | 73.61 | 2 | 0
2025 | MISO_MI_2_PJM_ROR | MISO_MI | PJM_ROR | Internal | Summer | B9 | 800 | 1424 | 634.4 | 66.4 | 68.4 | 2 | 0
2025 | MISO_MI_2_PJM_ROR | MISO_MI | PJM_ROR | Internal | Summer | B10 | 1262 | 1424 | 0 | 58.49 | 59.5 | 2 | 0
2025 | MISO_MI_2_PJM_ROR | MISO_MI | PJM_ROR | Internal | Winter | B16 | 25 | 1424 | 0 | 82.25 | 80.83 | 2 | 0
2025 | MISO_MI_2_PJM_ROR | MISO_MI | PJM_ROR | Internal | Winter | B17 | 100 | 1424 | 0.02 | 79.09 | 80.83 | 2 | 0
2025 | MISO_MI_2_PJM_ROR | MISO_MI | PJM_ROR | Internal | Winter | B18 | 400 | 1424 | 0 | 76.53 | 77.91 | 2 | 0
2025 | MISO_MI_2_PJM_ROR | MISO_MI | PJM_ROR | Internal | Winter | B19 | 700 | 1424 | 0 | 72.56 | 74.46 | 2 | 0
2025 | MISO_MI_2_PJM_ROR | MISO_MI | PJM_ROR | Internal | Winter | B20 | 935 | 1424 | 0.02 | 62.33 | 64.31 | 2 | 0
2025 | MISO_MO-IL_2_ENT | MISO_MO-IL | ENT | Internal | Shoulder | B11 | 25 | 2540 | 0 | 77.5 | 77.49 | 8 | 0
2025 | MISO_MO-IL_2_ENT | MISO_MO-IL | ENT | Internal | Shoulder | B12 | 200 | 2540 | 0 | 74.04 | 70.69 | 8 | 0
2025 | MISO_MO-IL_2_ENT | MISO_MO-IL | ENT | Internal | Shoulder | B13 | 600 | 2540 | 0 | 68.68 | 68.67 | 8 | 0
2025 | MISO_MO-IL_2_ENT | MISO_MO-IL | ENT | Internal | Shoulder | B14 | 900 | 2540 | 0 | 64.15 | 61.53 | 8 | 0
2025 | MISO_MO-IL_2_ENT | MISO_MO-IL | ENT | Internal | Shoulder | B15 | 1203 | 2540 | 0 | 59.82 | 59.82 | 8 | 0
2025 | MISO_MO-IL_2_ENT | MISO_MO-IL | ENT | Internal | Summer | B1 | 10 | 2540 | 0 | 107.28 | 74.11 | 8 | 0
2025 | MISO_MO-IL_2_ENT | MISO_MO-IL | ENT | Internal | Summer | B2 | 25 | 2540 | 0 | 107.28 | 106.08 | 8 | 0
2025 | MISO_MO-IL_2_ENT | MISO_MO-IL | ENT | Internal | Summer | B3 | 75 | 2540 | 0 | 106.08 | 106.08 | 8 | 0
2025 | MISO_MO-IL_2_ENT | MISO_MO-IL | ENT | Internal | Summer | B4 | 100 | 2540 | 554.47 | 95.59 | 103.59 | 8 | 0
2025 | MISO_MO-IL_2_ENT | MISO_MO-IL | ENT | Internal | Summer | B5 | 200 | 2540 | 401.27 | 87.62 | 95.62 | 8 | 0
2025 | MISO_MO-IL_2_ENT | MISO_MO-IL | ENT | Internal | Summer | B6 | 300 | 2540 | 0 | 81.94 | 82.64 | 8 | 0
2025 | MISO_MO-IL_2_ENT | MISO_MO-IL | ENT | Internal | Summer | B7 | 400 | 2540 | 0 | 79.69 | 79.69 | 8 | 0
2025 | MISO_MO-IL_2_ENT | MISO_MO-IL | ENT | Internal | Summer | B8 | 500 | 2540 | 0 | 71.63 | 71.63 | 8 | 0
2025 | MISO_MO-IL_2_ENT | MISO_MO-IL | ENT | Internal | Summer | B9 | 800 | 2540 | 0 | 66.41 | 69.24 | 8 | 0
2025 | MISO_MO-IL_2_ENT | MISO_MO-IL | ENT | Internal | Summer | B10 | 1262 | 2540 | 0 | 58.49 | 60.3 | 8 | 0
2025 | MISO_MO-IL_2_ENT | MISO_MO-IL | ENT | Internal | Winter | B16 | 25 | 2540 | 0 | 76.39 | 68.95 | 8 | 0
2025 | MISO_MO-IL_2_ENT | MISO_MO-IL | ENT | Internal | Winter | B17 | 100 | 2540 | 0 | 71.6 | 68.95 | 8 | 0
2025 | MISO_MO-IL_2_ENT | MISO_MO-IL | ENT | Internal | Winter | B18 | 400 | 2540 | 0 | 69.71 | 68.95 | 8 | 0
2025 | MISO_MO-IL_2_ENT | MISO_MO-IL | ENT | Internal | Winter | B19 | 700 | 2540 | 0 | 69.71 | 67.5 | 8 | 0
2025 | MISO_MO-IL_2_ENT | MISO_MO-IL | ENT | Internal | Winter | B20 | 935 | 2540 | 0 | 62.31 | 62.31 | 8 | 0
2025 | MISO_MO-IL_2_MISO_IN | MISO_MO-IL | MISO_IN | Internal | Shoulder | B11 | 25 | 2100 | 2099.98 | 77.5 | 78.96 | 0.01 | 1.44
2025 | MISO_MO-IL_2_MISO_IN | MISO_MO-IL | MISO_IN | Internal | Shoulder | B12 | 200 | 2100 | 2100 | 74.04 | 76.19 | 0.01 | 2.14
2025 | MISO_MO-IL_2_MISO_IN | MISO_MO-IL | MISO_IN | Internal | Shoulder | B13 | 600 | 2100 | 2100 | 68.68 | 74.49 | 0.01 | 5.8
2025 | MISO_MO-IL_2_MISO_IN | MISO_MO-IL | MISO_IN | Internal | Shoulder | B14 | 900 | 2100 | 2100 | 64.15 | 68.95 | 0.01 | 4.79
2025 | MISO_MO-IL_2_MISO_IN | MISO_MO-IL | MISO_IN | Internal | Shoulder | B15 | 1203 | 2100 | 1351.29 | 59.82 | 59.83 | 0.01 | 0
2025 | MISO_MO-IL_2_MISO_IN | MISO_MO-IL | MISO_IN | Internal | Summer | B1 | 10 | 2100 | 2099.96 | 107.28 | 108.42 | 0.01 | 1.12
2025 | MISO_MO-IL_2_MISO_IN | MISO_MO-IL | MISO_IN | Internal | Summer | B2 | 25 | 2100 | 840.84 | 107.28 | 107.29 | 0.01 | 0
2025 | MISO_MO-IL_2_MISO_IN | MISO_MO-IL | MISO_IN | Internal | Summer | B3 | 75 | 2100 | 0.21 | 106.08 | 106.07 | 0.01 | 0
2025 | MISO_MO-IL_2_MISO_IN | MISO_MO-IL | MISO_IN | Internal | Summer | B4 | 100 | 2100 | 0.16 | 95.59 | 95.58 | 0.01 | 0
2025 | MISO_MO-IL_2_MISO_IN | MISO_MO-IL | MISO_IN | Internal | Summer | B5 | 200 | 2100 | 0.08 | 87.62 | 87.61 | 0.01 | 0
2025 | MISO_MO-IL_2_MISO_IN | MISO_MO-IL | MISO_IN | Internal | Summer | B6 | 300 | 2100 | 0.05 | 81.94 | 81.92 | 0.01 | 0
2025 | MISO_MO-IL_2_MISO_IN | MISO_MO-IL | MISO_IN | Internal | Summer | B7 | 400 | 2100 | 0.04 | 79.69 | 79.68 | 0.01 | 0
2025 | MISO_MO-IL_2_MISO_IN | MISO_MO-IL | MISO_IN | Internal | Summer | B8 | 500 | 2100 | 0.03 | 71.63 | 71.62 | 0.01 | 0
2025 | MISO_MO-IL_2_MISO_IN | MISO_MO-IL | MISO_IN | Internal | Summer | B9 | 800 | 2100 | 0.02 | 66.41 | 66.4 | 0.01 | 0
2025 | MISO_MO-IL_2_MISO_IN | MISO_MO-IL | MISO_IN | Internal | Summer | B10 | 1262 | 2100 | 0.02 | 58.49 | 58.48 | 0.01 | 0
2025 | MISO_MO-IL_2_MISO_IN | MISO_MO-IL | MISO_IN | Internal | Winter | B16 | 25 | 2100 | 2100 | 76.39 | 82.24 | 0.01 | 5.84
2025 | MISO_MO-IL_2_MISO_IN | MISO_MO-IL | MISO_IN | Internal | Winter | B17 | 100 | 2100 | 2100 | 71.6 | 79.11 | 0.01 | 7.49
2025 | MISO_MO-IL_2_MISO_IN | MISO_MO-IL | MISO_IN | Internal | Winter | B18 | 400 | 2100 | 2100 | 69.71 | 76.54 | 0.01 | 6.82
2025 | MISO_MO-IL_2_MISO_IN | MISO_MO-IL | MISO_IN | Internal | Winter | B19 | 700 | 2100 | 2100 | 69.71 | 72.57 | 0.01 | 2.85
2025 | MISO_MO-IL_2_MISO_IN | MISO_MO-IL | MISO_IN | Internal | Winter | B20 | 935 | 2100 | 1932.89 | 62.31 | 62.32 | 0.01 | 0
2025 | MISO_MO-IL_2_MISO_W | MISO_MO-IL | MISO_W | Internal | Shoulder | B11 | 25 | 1082 | 0.58 | 77.5 | 77.49 | 0.01 | 0
2025 | MISO_MO-IL_2_MISO_W | MISO_MO-IL | MISO_W | Internal | Shoulder | B12 | 200 | 1082 | 0 | 74.04 | 70.68 | 0.01 | 0
2025 | MISO_MO-IL_2_MISO_W | MISO_MO-IL | MISO_W | Internal | Shoulder | B13 | 600 | 1082 | 0.03 | 68.68 | 68.67 | 0.01 | 0
2025 | MISO_MO-IL_2_MISO_W | MISO_MO-IL | MISO_W | Internal | Shoulder | B14 | 900 | 1082 | 0 | 64.15 | 61.56 | 0.01 | 0
2025 | MISO_MO-IL_2_MISO_W | MISO_MO-IL | MISO_W | Internal | Shoulder | B15 | 1203 | 1082 | 0 | 59.82 | 9.85 | 0.01 | 0
2025 | MISO_MO-IL_2_MISO_W | MISO_MO-IL | MISO_W | Internal | Summer | B1 | 10 | 1082 | 1.37 | 107.28 | 107.27 | 0.01 | 0
2025 | MISO_MO-IL_2_MISO_W | MISO_MO-IL | MISO_W | Internal | Summer | B2 | 25 | 1082 | 0.57 | 107.28 | 107.27 | 0.01 | 0
2025 | MISO_MO-IL_2_MISO_W | MISO_MO-IL | MISO_W | Internal | Summer | B3 | 75 | 1082 | 0.2 | 106.08 | 106.07 | 0.01 | 0
2025 | MISO_MO-IL_2_MISO_W | MISO_MO-IL | MISO_W | Internal | Summer | B4 | 100 | 1082 | 0.15 | 95.59 | 95.58 | 0.01 | 0
2025 | MISO_MO-IL_2_MISO_W | MISO_MO-IL | MISO_W | Internal | Summer | B5 | 200 | 1082 | 0.08 | 87.62 | 87.61 | 0.01 | 0
2025 | MISO_MO-IL_2_MISO_W | MISO_MO-IL | MISO_W | Internal | Summer | B6 | 300 | 1082 | 0.05 | 81.94 | 81.92 | 0.01 | 0
2025 | MISO_MO-IL_2_MISO_W | MISO_MO-IL | MISO_W | Internal | Summer | B7 | 400 | 1082 | 0.04 | 79.69 | 79.68 | 0.01 | 0
2025 | MISO_MO-IL_2_MISO_W | MISO_MO-IL | MISO_W | Internal | Summer | B8 | 500 | 1082 | 0.02 | 71.63 | 71.61 | 0.01 | 0
2025 | MISO_MO-IL_2_MISO_W | MISO_MO-IL | MISO_W | Internal | Summer | B9 | 800 | 1082 | 0.02 | 66.41 | 66.4 | 0.01 | 0
2025 | MISO_MO-IL_2_MISO_W | MISO_MO-IL | MISO_W | Internal | Summer | B10 | 1262 | 1082 | 0 | 58.49 | 57.5 | 0.01 | 0
2025 | MISO_MO-IL_2_MISO_W | MISO_MO-IL | MISO_W | Internal | Winter | B16 | 25 | 1082 | 0 | 76.39 | 16.68 | 0.01 | 0
2025 | MISO_MO-IL_2_MISO_W | MISO_MO-IL | MISO_W | Internal | Winter | B17 | 100 | 1082 | 0 | 71.6 | 56.95 | 0.01 | 0
2025 | MISO_MO-IL_2_MISO_W | MISO_MO-IL | MISO_W | Internal | Winter | B18 | 400 | 1082 | 0.04 | 69.71 | 69.7 | 0.01 | 0
2025 | MISO_MO-IL_2_MISO_W | MISO_MO-IL | MISO_W | Internal | Winter | B19 | 700 | 1082 | 0.02 | 69.71 | 69.7 | 0.01 | 0
2025 | MISO_MO-IL_2_MISO_W | MISO_MO-IL | MISO_W | Internal | Winter | B20 | 935 | 1082 | 0 | 62.31 | 56.75 | 0.01 | 0
2025 | MISO_MO-IL_2_PJM_ROR | MISO_MO-IL | PJM_ROR | Internal | Shoulder | B11 | 25 | 1212 | 1.14 | 77.5 | 79.49 | 2 | 0
2025 | MISO_MO-IL_2_PJM_ROR | MISO_MO-IL | PJM_ROR | Internal | Shoulder | B12 | 200 | 1212 | 1069.1 | 74.04 | 76.04 | 2 | 0
2025 | MISO_MO-IL_2_PJM_ROR | MISO_MO-IL | PJM_ROR | Internal | Shoulder | B13 | 600 | 1212 | 1212 | 68.68 | 74.22 | 2 | 3.54
2025 | MISO_MO-IL_2_PJM_ROR | MISO_MO-IL | PJM_ROR | Internal | Shoulder | B14 | 900 | 1212 | 1212 | 64.15 | 70.95 | 2 | 4.8
2025 | MISO_MO-IL_2_PJM_ROR | MISO_MO-IL | PJM_ROR | Internal | Shoulder | B15 | 1203 | 1212 | 132.29 | 59.82 | 61.82 | 2 | 0
2025 | MISO_MO-IL_2_PJM_ROR | MISO_MO-IL | PJM_ROR | Internal | Summer | B1 | 10 | 1212 | 2.67 | 107.28 | 109.27 | 2 | 0
2025 | MISO_MO-IL_2_PJM_ROR | MISO_MO-IL | PJM_ROR | Internal | Summer | B2 | 25 | 1212 | 1.13 | 107.28 | 109.27 | 2 | 0
2025 | MISO_MO-IL_2_PJM_ROR | MISO_MO-IL | PJM_ROR | Internal | Summer | B3 | 75 | 1212 | 0.39 | 106.08 | 108.07 | 2 | 0
2025 | MISO_MO-IL_2_PJM_ROR | MISO_MO-IL | PJM_ROR | Internal | Summer | B4 | 100 | 1212 | 0.28 | 95.59 | 97.58 | 2 | 0
2025 | MISO_MO-IL_2_PJM_ROR | MISO_MO-IL | PJM_ROR | Internal | Summer | B5 | 200 | 1212 | 0.16 | 87.62 | 89.61 | 2 | 0
2025 | MISO_MO-IL_2_PJM_ROR | MISO_MO-IL | PJM_ROR | Internal | Summer | B6 | 300 | 1212 | 0.11 | 81.94 | 83.92 | 2 | 0
2025 | MISO_MO-IL_2_PJM_ROR | MISO_MO-IL | PJM_ROR | Internal | Summer | B7 | 400 | 1212 | 0.08 | 79.69 | 81.68 | 2 | 0
2025 | MISO_MO-IL_2_PJM_ROR | MISO_MO-IL | PJM_ROR | Internal | Summer | B8 | 500 | 1212 | 0.03 | 71.63 | 73.61 | 2 | 0
2025 | MISO_MO-IL_2_PJM_ROR | MISO_MO-IL | PJM_ROR | Internal | Summer | B9 | 800 | 1212 | 0.04 | 66.41 | 68.4 | 2 | 0
2025 | MISO_MO-IL_2_PJM_ROR | MISO_MO-IL | PJM_ROR | Internal | Summer | B10 | 1262 | 1212 | 0 | 58.49 | 59.5 | 2 | 0
2025 | MISO_MO-IL_2_PJM_ROR | MISO_MO-IL | PJM_ROR | Internal | Winter | B16 | 25 | 1212 | 1211.99 | 76.39 | 80.83 | 2 | 2.44
2025 | MISO_MO-IL_2_PJM_ROR | MISO_MO-IL | PJM_ROR | Internal | Winter | B17 | 100 | 1212 | 1212 | 71.6 | 80.83 | 2 | 7.23
2025 | MISO_MO-IL_2_PJM_ROR | MISO_MO-IL | PJM_ROR | Internal | Winter | B18 | 400 | 1212 | 1212 | 69.71 | 77.91 | 2 | 6.2
2025 | MISO_MO-IL_2_PJM_ROR | MISO_MO-IL | PJM_ROR | Internal | Winter | B19 | 700 | 1212 | 1212 | 69.71 | 74.46 | 2 | 2.75
2025 | MISO_MO-IL_2_PJM_ROR | MISO_MO-IL | PJM_ROR | Internal | Winter | B20 | 935 | 1212 | 315.35 | 62.31 | 64.31 | 2 | 0
2025 | MISO_MO-IL_2_SPP_N | MISO_MO-IL | SPP_N | Internal | Shoulder | B11 | 25 | 4019 | 0 | 77.5 | 72.49 | 8 | 0
2025 | MISO_MO-IL_2_SPP_N | MISO_MO-IL | SPP_N | Internal | Shoulder | B12 | 200 | 4019 | 0 | 74.04 | 65.69 | 8 | 0
2025 | MISO_MO-IL_2_SPP_N | MISO_MO-IL | SPP_N | Internal | Shoulder | B13 | 600 | 4019 | 0 | 68.68 | 63.67 | 8 | 0
2025 | MISO_MO-IL_2_SPP_N | MISO_MO-IL | SPP_N | Internal | Shoulder | B14 | 900 | 4019 | 0 | 64.15 | 56.53 | 8 | 0
2025 | MISO_MO-IL_2_SPP_N | MISO_MO-IL | SPP_N | Internal | Shoulder | B15 | 1203 | 4019 | 0 | 59.82 | 2.39 | 8 | 0
2025 | MISO_MO-IL_2_SPP_N | MISO_MO-IL | SPP_N | Internal | Summer | B1 | 10 | 4019 | 0 | 107.28 | 69.11 | 8 | 0
2025 | MISO_MO-IL_2_SPP_N | MISO_MO-IL | SPP_N | Internal | Summer | B2 | 25 | 4019 | 0 | 107.28 | 101.08 | 8 | 0
2025 | MISO_MO-IL_2_SPP_N | MISO_MO-IL | SPP_N | Internal | Summer | B3 | 75 | 4019 | 0 | 106.08 | 101.08 | 8 | 0
2025 | MISO_MO-IL_2_SPP_N | MISO_MO-IL | SPP_N | Internal | Summer | B4 | 100 | 4019 | 0 | 95.59 | 98.59 | 8 | 0
2025 | MISO_MO-IL_2_SPP_N | MISO_MO-IL | SPP_N | Internal | Summer | B5 | 200 | 4019 | 0 | 87.62 | 90.62 | 8 | 0
2025 | MISO_MO-IL_2_SPP_N | MISO_MO-IL | SPP_N | Internal | Summer | B6 | 300 | 4019 | 0 | 81.94 | 77.64 | 8 | 0
2025 | MISO_MO-IL_2_SPP_N | MISO_MO-IL | SPP_N | Internal | Summer | B7 | 400 | 4019 | 0 | 79.69 | 74.69 | 8 | 0
2025 | MISO_MO-IL_2_SPP_N | MISO_MO-IL | SPP_N | Internal | Summer | B8 | 500 | 4019 | 0 | 71.63 | 66.63 | 8 | 0
2025 | MISO_MO-IL_2_SPP_N | MISO_MO-IL | SPP_N | Internal | Summer | B9 | 800 | 4019 | 0 | 66.41 | 64.24 | 8 | 0
2025 | MISO_MO-IL_2_SPP_N | MISO_MO-IL | SPP_N | Internal | Summer | B10 | 1262 | 4019 | 0 | 58.49 | 55.3 | 8 | 0
2025 | MISO_MO-IL_2_SPP_N | MISO_MO-IL | SPP_N | Internal | Winter | B16 | 25 | 4019 | 0 | 76.39 | 63.95 | 8 | 0
2025 | MISO_MO-IL_2_SPP_N | MISO_MO-IL | SPP_N | Internal | Winter | B17 | 100 | 4019 | 0 | 71.6 | 63.95 | 8 | 0
2025 | MISO_MO-IL_2_SPP_N | MISO_MO-IL | SPP_N | Internal | Winter | B18 | 400 | 4019 | 0 | 69.71 | 63.95 | 8 | 0
2025 | MISO_MO-IL_2_SPP_N | MISO_MO-IL | SPP_N | Internal | Winter | B19 | 700 | 4019 | 0 | 69.71 | 62.5 | 8 | 0
2025 | MISO_MO-IL_2_SPP_N | MISO_MO-IL | SPP_N | Internal | Winter | B20 | 935 | 4019 | 0 | 62.31 | 55.82 | 8 | 0
2025 | MISO_MO-IL_2_TVA_Transmission | MISO_MO-IL | TVA_Transmission | Internal | Shoulder | B11 | 25 | 4000 | 1.15 | 77.5 | 85.49 | 8 | 0
2025 | MISO_MO-IL_2_TVA_Transmission | MISO_MO-IL | TVA_Transmission | Internal | Shoulder | B12 | 200 | 4000 | 0 | 74.04 | 77.5 | 8 | 0
2025 | MISO_MO-IL_2_TVA_Transmission | MISO_MO-IL | TVA_Transmission | Internal | Shoulder | B13 | 600 | 4000 | 0 | 68.68 | 75.8 | 8 | 0
2025 | MISO_MO-IL_2_TVA_Transmission | MISO_MO-IL | TVA_Transmission | Internal | Shoulder | B14 | 900 | 4000 | 554.97 | 64.15 | 72.15 | 8 | 0
2025 | MISO_MO-IL_2_TVA_Transmission | MISO_MO-IL | TVA_Transmission | Internal | Shoulder | B15 | 1203 | 4000 | 245.48 | 59.82 | 67.82 | 8 | 0
2025 | MISO_MO-IL_2_TVA_Transmission | MISO_MO-IL | TVA_Transmission | Internal | Summer | B1 | 10 | 4000 | 2.71 | 107.28 | 115.27 | 8 | 0
2025 | MISO_MO-IL_2_TVA_Transmission | MISO_MO-IL | TVA_Transmission | Internal | Summer | B2 | 25 | 4000 | 1.14 | 107.28 | 115.27 | 8 | 0
2025 | MISO_MO-IL_2_TVA_Transmission | MISO_MO-IL | TVA_Transmission | Internal | Summer | B3 | 75 | 4000 | 0.39 | 106.08 | 114.07 | 8 | 0
2025 | MISO_MO-IL_2_TVA_Transmission | MISO_MO-IL | TVA_Transmission | Internal | Summer | B4 | 100 | 4000 | 1650.22 | 95.59 | 103.59 | 8 | 0
2025 | MISO_MO-IL_2_TVA_Transmission | MISO_MO-IL | TVA_Transmission | Internal | Summer | B5 | 200 | 4000 | 27.28 | 87.62 | 95.62 | 8 | 0
2025 | MISO_MO-IL_2_TVA_Transmission | MISO_MO-IL | TVA_Transmission | Internal | Summer | B6 | 300 | 4000 | 0 | 81.94 | 88.83 | 8 | 0
2025 | MISO_MO-IL_2_TVA_Transmission | MISO_MO-IL | TVA_Transmission | Internal | Summer | B7 | 400 | 4000 | 0 | 79.69 | 84.36 | 8 | 0
2025 | MISO_MO-IL_2_TVA_Transmission | MISO_MO-IL | TVA_Transmission | Internal | Summer | B8 | 500 | 4000 | 0 | 71.63 | 76.35 | 8 | 0
2025 | MISO_MO-IL_2_TVA_Transmission | MISO_MO-IL | TVA_Transmission | Internal | Summer | B9 | 800 | 4000 | 0 | 66.41 | 73.81 | 8 | 0
2025 | MISO_MO-IL_2_TVA_Transmission | MISO_MO-IL | TVA_Transmission | Internal | Summer | B10 | 1262 | 4000 | 0 | 58.49 | 64.1 | 8 | 0
2025 | MISO_MO-IL_2_TVA_Transmission | MISO_MO-IL | TVA_Transmission | Internal | Winter | B16 | 25 | 4000 | 994.68 | 76.39 | 84.39 | 8 | 0
2025 | MISO_MO-IL_2_TVA_Transmission | MISO_MO-IL | TVA_Transmission | Internal | Winter | B17 | 100 | 4000 | 0.01 | 71.6 | 79.25 | 8 | 0
2025 | MISO_MO-IL_2_TVA_Transmission | MISO_MO-IL | TVA_Transmission | Internal | Winter | B18 | 400 | 4000 | 0 | 69.71 | 76.95 | 8 | 0
2025 | MISO_MO-IL_2_TVA_Transmission | MISO_MO-IL | TVA_Transmission | Internal | Winter | B19 | 700 | 4000 | 0 | 69.71 | 75.5 | 8 | 0
2025 | MISO_MO-IL_2_TVA_Transmission | MISO_MO-IL | TVA_Transmission | Internal | Winter | B20 | 935 | 4000 | 403.36 | 62.31 | 70.31 | 8 | 0
2025 | MISO_W_2_IESO | MISO_W | IESO | Internal | Shoulder | B11 | 25 | 157 | 0 | 77.49 | 64.48 | 8 | 0
2025 | MISO_W_2_IESO | MISO_W | IESO | Internal | Shoulder | B12 | 200 | 157 | 0 | 70.68 | 62.38 | 8 | 0
2025 | MISO_W_2_IESO | MISO_W | IESO | Internal | Shoulder | B13 | 600 | 157 | 0 | 68.67 | 61.74 | 8 | 0
2025 | MISO_W_2_IESO | MISO_W | IESO | Internal | Shoulder | B14 | 900 | 157 | 0 | 61.56 | 61.74 | 8 | 0
2025 | MISO_W_2_IESO | MISO_W | IESO | Internal | Shoulder | B15 | 1203 | 157 | 157 | 9.85 | 61.27 | 8 | 43.42
2025 | MISO_W_2_IESO | MISO_W | IESO | Internal | Summer | B1 | 10 | 157 | 0 | 107.27 | 101.43 | 8 | 0
2025 | MISO_W_2_IESO | MISO_W | IESO | Internal | Summer | B2 | 25 | 157 | 0 | 107.27 | 100.3 | 8 | 0
2025 | MISO_W_2_IESO | MISO_W | IESO | Internal | Summer | B3 | 75 | 157 | 0 | 106.07 | 82.29 | 8 | 0
2025 | MISO_W_2_IESO | MISO_W | IESO | Internal | Summer | B4 | 100 | 157 | 0 | 95.58 | 73.39 | 8 | 0
2025 | MISO_W_2_IESO | MISO_W | IESO | Internal | Summer | B5 | 200 | 157 | 0 | 87.61 | 66.61 | 8 | 0
2025 | MISO_W_2_IESO | MISO_W | IESO | Internal | Summer | B6 | 300 | 157 | 0 | 81.92 | 66.61 | 8 | 0
2025 | MISO_W_2_IESO | MISO_W | IESO | Internal | Summer | B7 | 400 | 157 | 0 | 79.68 | 66.61 | 8 | 0
2025 | MISO_W_2_IESO | MISO_W | IESO | Internal | Summer | B8 | 500 | 157 | 0 | 71.61 | 58.6 | 8 | 0
2025 | MISO_W_2_IESO | MISO_W | IESO | Internal | Summer | B9 | 800 | 157 | 0 | 66.4 | 58.18 | 8 | 0
2025 | MISO_W_2_IESO | MISO_W | IESO | Internal | Summer | B10 | 1262 | 157 | 0 | 57.5 | 58.18 | 8 | 0
2025 | MISO_W_2_IESO | MISO_W | IESO | Internal | Winter | B16 | 25 | 157 | 157 | 16.68 | 69.85 | 8 | 45.18
2025 | MISO_W_2_IESO | MISO_W | IESO | Internal | Winter | B17 | 100 | 157 | 157 | 56.95 | 68.04 | 8 | 3.09
2025 | MISO_W_2_IESO | MISO_W | IESO | Internal | Winter | B18 | 400 | 157 | 0 | 69.7 | 65.56 | 8 | 0
2025 | MISO_W_2_IESO | MISO_W | IESO | Internal | Winter | B19 | 700 | 157 | 0 | 69.7 | 65.56 | 8 | 0
2025 | MISO_W_2_IESO | MISO_W | IESO | Internal | Winter | B20 | 935 | 157 | 157 | 56.75 | 65.56 | 8 | 0.81
2025 | MISO_W_2_MAPP_CA | MISO_W | MAPP_CA | Internal | Shoulder | B11 | 25 | 700 | 0 | 77.49 | 69.25 | 0.01 | 0
2025 | MISO_W_2_MAPP_CA | MISO_W | MAPP_CA | Internal | Shoulder | B12 | 200 | 700 | 0.08 | 70.68 | 70.67 | 0.01 | 0
2025 | MISO_W_2_MAPP_CA | MISO_W | MAPP_CA | Internal | Shoulder | B13 | 600 | 700 | 0.03 | 68.67 | 68.65 | 0.01 | 0
2025 | MISO_W_2_MAPP_CA | MISO_W | MAPP_CA | Internal | Shoulder | B14 | 900 | 700 | 0.02 | 61.56 | 61.55 | 0.01 | 0
2025 | MISO_W_2_MAPP_CA | MISO_W | MAPP_CA | Internal | Shoulder | B15 | 1203 | 700 | 700 | 9.85 | 61.55 | 0.01 | 51.69
2025 | MISO_W_2_MAPP_CA | MISO_W | MAPP_CA | Internal | Summer | B1 | 10 | 700 | 0 | 107.27 | 93.43 | 0.01 | 0
2025 | MISO_W_2_MAPP_CA | MISO_W | MAPP_CA | Internal | Summer | B2 | 25 | 700 | 0 | 107.27 | 93.27 | 0.01 | 0
2025 | MISO_W_2_MAPP_CA | MISO_W | MAPP_CA | Internal | Summer | B3 | 75 | 700 | 0 | 106.07 | 92.07 | 0.01 | 0
2025 | MISO_W_2_MAPP_CA | MISO_W | MAPP_CA | Internal | Summer | B4 | 100 | 700 | 0 | 95.58 | 84.58 | 0.01 | 0
2025 | MISO_W_2_MAPP_CA | MISO_W | MAPP_CA | Internal | Summer | B5 | 200 | 700 | 0 | 87.61 | 76.61 | 0.01 | 0
2025 | MISO_W_2_MAPP_CA | MISO_W | MAPP_CA | Internal | Summer | B6 | 300 | 700 | 0 | 81.92 | 73.61 | 0.01 | 0
2025 | MISO_W_2_MAPP_CA | MISO_W | MAPP_CA | Internal | Summer | B7 | 400 | 700 | 0 | 79.68 | 73.61 | 0.01 | 0
2025 | MISO_W_2_MAPP_CA | MISO_W | MAPP_CA | Internal | Summer | B8 | 500 | 700 | 0 | 71.61 | 66.39 | 0.01 | 0
2025 | MISO_W_2_MAPP_CA | MISO_W | MAPP_CA | Internal | Summer | B9 | 800 | 700 | 0.02 | 66.4 | 66.39 | 0.01 | 0
2025 | MISO_W_2_MAPP_CA | MISO_W | MAPP_CA | Internal | Summer | B10 | 1262 | 700 | 700 | 57.5 | 66.39 | 0.01 | 8.87
2025 | MISO_W_2_MAPP_CA | MISO_W | MAPP_CA | Internal | Winter | B16 | 25 | 700 | 700 | 16.68 | 69.69 | 0.01 | 53
2025 | MISO_W_2_MAPP_CA | MISO_W | MAPP_CA | Internal | Winter | B17 | 100 | 700 | 700 | 56.95 | 69.69 | 0.01 | 12.73
2025 | MISO_W_2_MAPP_CA | MISO_W | MAPP_CA | Internal | Winter | B18 | 400 | 700 | 0.04 | 69.7 | 69.69 | 0.01 | 0
2025 | MISO_W_2_MAPP_CA | MISO_W | MAPP_CA | Internal | Winter | B19 | 700 | 700 | 0.03 | 69.7 | 69.69 | 0.01 | 0
2025 | MISO_W_2_MAPP_CA | MISO_W | MAPP_CA | Internal | Winter | B20 | 935 | 700 | 700 | 56.75 | 69.69 | 0.01 | 12.93
2025 | MISO_W_2_MAPP_US | MISO_W | MAPP_US | Internal | Shoulder | B11 | 25 | 2300 | 0 | 77.49 | 70.49 | 7 | 0
2025 | MISO_W_2_MAPP_US | MISO_W | MAPP_US | Internal | Shoulder | B12 | 200 | 2300 | 0 | 70.68 | 63.68 | 7 | 0
2025 | MISO_W_2_MAPP_US | MISO_W | MAPP_US | Internal | Shoulder | B13 | 600 | 2300 | 0 | 68.67 | 61.67 | 7 | 0
2025 | MISO_W_2_MAPP_US | MISO_W | MAPP_US | Internal | Shoulder | B14 | 900 | 2300 | 0 | 61.56 | 61.54 | 7 | 0
2025 | MISO_W_2_MAPP_US | MISO_W | MAPP_US | Internal | Shoulder | B15 | 1203 | 2300 | 0 | 9.85 | 7.4 | 7 | 0
2025 | MISO_W_2_MAPP_US | MISO_W | MAPP_US | Internal | Summer | B1 | 10 | 2300 | 0 | 107.27 | 100.27 | 7 | 0
2025 | MISO_W_2_MAPP_US | MISO_W | MAPP_US | Internal | Summer | B2 | 25 | 2300 | 0 | 107.27 | 100.27 | 7 | 0
2025 | MISO_W_2_MAPP_US | MISO_W | MAPP_US | Internal | Summer | B3 | 75 | 2300 | 0 | 106.07 | 99.07 | 7 | 0
2025 | MISO_W_2_MAPP_US | MISO_W | MAPP_US | Internal | Summer | B4 | 100 | 2300 | 0 | 95.58 | 91.58 | 7 | 0
2025 | MISO_W_2_MAPP_US | MISO_W | MAPP_US | Internal | Summer | B5 | 200 | 2300 | 0 | 87.61 | 83.61 | 7 | 0
2025 | MISO_W_2_MAPP_US | MISO_W | MAPP_US | Internal | Summer | B6 | 300 | 2300 | 0 | 81.92 | 79.49 | 7 | 0
2025 | MISO_W_2_MAPP_US | MISO_W | MAPP_US | Internal | Summer | B7 | 400 | 2300 | 0 | 79.68 | 72.68 | 7 | 0
2025 | MISO_W_2_MAPP_US | MISO_W | MAPP_US | Internal | Summer | B8 | 500 | 2300 | 0 | 71.61 | 66.4 | 7 | 0
2025 | MISO_W_2_MAPP_US | MISO_W | MAPP_US | Internal | Summer | B9 | 800 | 2300 | 0 | 66.4 | 66.4 | 7 | 0
2025 | MISO_W_2_MAPP_US | MISO_W | MAPP_US | Internal | Summer | B10 | 1262 | 2300 | 0 | 57.5 | 57.5 | 7 | 0
2025 | MISO_W_2_MAPP_US | MISO_W | MAPP_US | Internal | Winter | B16 | 25 | 2300 | 0 | 16.68 | 16.68 | 7 | 0
2025 | MISO_W_2_MAPP_US | MISO_W | MAPP_US | Internal | Winter | B17 | 100 | 2300 | 0.02 | 56.95 | 63.81 | 7 | 0
2025 | MISO_W_2_MAPP_US | MISO_W | MAPP_US | Internal | Winter | B18 | 400 | 2300 | 0 | 69.7 | 67.49 | 7 | 0
2025 | MISO_W_2_MAPP_US | MISO_W | MAPP_US | Internal | Winter | B19 | 700 | 2300 | 0 | 69.7 | 67.49 | 7 | 0
2025 | MISO_W_2_MAPP_US | MISO_W | MAPP_US | Internal | Winter | B20 | 935 | 2300 | 0 | 56.75 | 56.75 | 7 | 0
2025 | MISO_W_2_MISO_MO-IL | MISO_W | MISO_MO-IL | Internal | Shoulder | B11 | 25 | 3922 | 2899.45 | 77.49 | 77.5 | 0.01 | 0
2025 | MISO_W_2_MISO_MO-IL | MISO_W | MISO_MO-IL | Internal | Shoulder | B12 | 200 | 3922 | 3922 | 70.68 | 74.04 | 0.01 | 3.35
2025 | MISO_W_2_MISO_MO-IL | MISO_W | MISO_MO-IL | Internal | Shoulder | B13 | 600 | 3922 | 3620.74 | 68.67 | 68.68 | 0.01 | 0
2025 | MISO_W_2_MISO_MO-IL | MISO_W | MISO_MO-IL | Internal | Shoulder | B14 | 900 | 3922 | 3922 | 61.56 | 64.15 | 0.01 | 2.57
2025 | MISO_W_2_MISO_MO-IL | MISO_W | MISO_MO-IL | Internal | Shoulder | B15 | 1203 | 3922 | 3922 | 9.85 | 59.82 | 0.01 | 49.96
2025 | MISO_W_2_MISO_MO-IL | MISO_W | MISO_MO-IL | Internal | Summer | B1 | 10 | 3922 | 3162.27 | 107.27 | 107.28 | 0.01 | 0
2025 | MISO_W_2_MISO_MO-IL | MISO_W | MISO_MO-IL | Internal | Summer | B2 | 25 | 3922 | 3918.79 | 107.27 | 107.28 | 0.01 | 0
2025 | MISO_W_2_MISO_MO-IL | MISO_W | MISO_MO-IL | Internal | Summer | B3 | 75 | 3922 | 3621.87 | 106.07 | 106.08 | 0.01 | 0
2025 | MISO_W_2_MISO_MO-IL | MISO_W | MISO_MO-IL | Internal | Summer | B4 | 100 | 3922 | 3891.63 | 95.58 | 95.59 | 0.01 | 0
2025 | MISO_W_2_MISO_MO-IL | MISO_W | MISO_MO-IL | Internal | Summer | B5 | 200 | 3922 | 2033.2 | 87.61 | 87.62 | 0.01 | 0
2025 | MISO_W_2_MISO_MO-IL | MISO_W | MISO_MO-IL | Internal | Summer | B6 | 300 | 3922 | 2379.42 | 81.92 | 81.94 | 0.01 | 0
2025 | MISO_W_2_MISO_MO-IL | MISO_W | MISO_MO-IL | Internal | Summer | B7 | 400 | 3922 | 419.46 | 79.68 | 79.69 | 0.01 | 0
2025 | MISO_W_2_MISO_MO-IL | MISO_W | MISO_MO-IL | Internal | Summer | B8 | 500 | 3922 | 3921.95 | 71.61 | 71.63 | 0.01 | 0.01
2025 | MISO_W_2_MISO_MO-IL | MISO_W | MISO_MO-IL | Internal | Summer | B9 | 800 | 3922 | 3312.73 | 66.4 | 66.41 | 0.01 | 0
2025 | MISO_W_2_MISO_MO-IL | MISO_W | MISO_MO-IL | Internal | Summer | B10 | 1262 | 3922 | 3922 | 57.5 | 58.49 | 0.01 | 0.98
2025 | MISO_W_2_MISO_MO-IL | MISO_W | MISO_MO-IL | Internal | Winter | B16 | 25 | 3922 | 3922 | 16.68 | 76.39 | 0.01 | 59.7
2025 | MISO_W_2_MISO_MO-IL | MISO_W | MISO_MO-IL | Internal | Winter | B17 | 100 | 3922 | 3922 | 56.95 | 71.6 | 0.01 | 14.64
2025 | MISO_W_2_MISO_MO-IL | MISO_W | MISO_MO-IL | Internal | Winter | B18 | 400 | 3922 | 3452.05 | 69.7 | 69.71 | 0.01 | 0
2025 | MISO_W_2_MISO_MO-IL | MISO_W | MISO_MO-IL | Internal | Winter | B19 | 700 | 3922 | 2542.31 | 69.7 | 69.71 | 0.01 | 0
2025 | MISO_W_2_MISO_MO-IL | MISO_W | MISO_MO-IL | Internal | Winter | B20 | 935 | 3922 | 3922 | 56.75 | 62.31 | 0.01 | 5.54
2025 | MISO_W_2_MISO_WUMS | MISO_W | MISO_WUMS | Internal | Shoulder | B11 | 25 | 1667 | 0.62 | 77.49 | 77.48 | 0.01 | 0
2025 | MISO_W_2_MISO_WUMS | MISO_W | MISO_WUMS | Internal | Shoulder | B12 | 200 | 1667 | 0.08 | 70.68 | 70.67 | 0.01 | 0
2025 | MISO_W_2_MISO_WUMS | MISO_W | MISO_WUMS | Internal | Shoulder | B13 | 600 | 1667 | 0.03 | 68.67 | 68.65 | 0.01 | 0
2025 | MISO_W_2_MISO_WUMS | MISO_W | MISO_WUMS | Internal | Shoulder | B14 | 900 | 1667 | 1667 | 61.56 | 65.7 | 0.01 | 4.13
2025 | MISO_W_2_MISO_WUMS | MISO_W | MISO_WUMS | Internal | Shoulder | B15 | 1203 | 1667 | 1667 | 9.85 | 58.73 | 0.01 | 48.87
2025 | MISO_W_2_MISO_WUMS | MISO_W | MISO_WUMS | Internal | Summer | B1 | 10 | 1667 | 1.32 | 107.27 | 107.26 | 0.01 | 0
2025 | MISO_W_2_MISO_WUMS | MISO_W | MISO_WUMS | Internal | Summer | B2 | 25 | 1667 | 0.54 | 107.27 | 107.26 | 0.01 | 0
2025 | MISO_W_2_MISO_WUMS | MISO_W | MISO_WUMS | Internal | Summer | B3 | 75 | 1667 | 0 | 106.07 | 105.4 | 0.01 | 0
2025 | MISO_W_2_MISO_WUMS | MISO_W | MISO_WUMS | Internal | Summer | B4 | 100 | 1667 | 0.1 | 95.58 | 95.56 | 0.01 | 0
2025 | MISO_W_2_MISO_WUMS | MISO_W | MISO_WUMS | Internal | Summer | B5 | 200 | 1667 | 0.08 | 87.61 | 87.6 | 0.01 | 0
2025 | MISO_W_2_MISO_WUMS | MISO_W | MISO_WUMS | Internal | Summer | B6 | 300 | 1667 | 0.05 | 81.92 | 81.91 | 0.01 | 0
2025 | MISO_W_2_MISO_WUMS | MISO_W | MISO_WUMS | Internal | Summer | B7 | 400 | 1667 | 0.04 | 79.68 | 79.67 | 0.01 | 0
2025 | MISO_W_2_MISO_WUMS | MISO_W | MISO_WUMS | Internal | Summer | B8 | 500 | 1667 | 0 | 71.61 | 65.96 | 0.01 | 0
2025 | MISO_W_2_MISO_WUMS | MISO_W | MISO_WUMS | Internal | Summer | B9 | 800 | 1667 | 0 | 66.4 | 65.96 | 0.01 | 0
2025 | MISO_W_2_MISO_WUMS | MISO_W | MISO_WUMS | Internal | Summer | B10 | 1262 | 1667 | 1459.65 | 57.5 | 57.51 | 0.01 | 0
2025 | MISO_W_2_MISO_WUMS | MISO_W | MISO_WUMS | Internal | Winter | B16 | 25 | 1667 | 1667 | 16.68 | 70.17 | 0.01 | 53.48
2025 | MISO_W_2_MISO_WUMS | MISO_W | MISO_WUMS | Internal | Winter | B17 | 100 | 1667 | 1667 | 56.95 | 70.17 | 0.01 | 13.21
2025 | MISO_W_2_MISO_WUMS | MISO_W | MISO_WUMS | Internal | Winter | B18 | 400 | 1667 | 1667 | 69.7 | 70.17 | 0.01 | 0.46
2025 | MISO_W_2_MISO_WUMS | MISO_W | MISO_WUMS | Internal | Winter | B19 | 700 | 1667 | 1667 | 69.7 | 70.17 | 0.01 | 0.46
2025 | MISO_W_2_MISO_WUMS | MISO_W | MISO_WUMS | Internal | Winter | B20 | 935 | 1667 | 1667 | 56.75 | 61.09 | 0.01 | 4.33
2025 | MISO_W_2_NE | MISO_W | NE | Internal | Shoulder | B11 | 25 | 5289 | 0 | 77.49 | 72.49 | 7 | 0
2025 | MISO_W_2_NE | MISO_W | NE | Internal | Shoulder | B12 | 200 | 5289 | 0 | 70.68 | 65.68 | 7 | 0
2025 | MISO_W_2_NE | MISO_W | NE | Internal | Shoulder | B13 | 600 | 5289 | 0 | 68.67 | 63.65 | 7 | 0
2025 | MISO_W_2_NE | MISO_W | NE | Internal | Shoulder | B14 | 900 | 5289 | 0 | 61.56 | 56.54 | 7 | 0
2025 | MISO_W_2_NE | MISO_W | NE | Internal | Shoulder | B15 | 1203 | 5289 | 0 | 9.85 | 2.4 | 7 | 0
2025 | MISO_W_2_NE | MISO_W | NE | Internal | Summer | B1 | 10 | 5289 | 0 | 107.27 | 102.27 | 7 | 0
2025 | MISO_W_2_NE | MISO_W | NE | Internal | Summer | B2 | 25 | 5289 | 0 | 107.27 | 102.27 | 7 | 0
2025 | MISO_W_2_NE | MISO_W | NE | Internal | Summer | B3 | 75 | 5289 | 0 | 106.07 | 101.07 | 7 | 0
2025 | MISO_W_2_NE | MISO_W | NE | Internal | Summer | B4 | 100 | 5289 | 0 | 95.58 | 98.58 | 7 | 0
2025 | MISO_W_2_NE | MISO_W | NE | Internal | Summer | B5 | 200 | 5289 | 0 | 87.61 | 90.61 | 7 | 0
2025 | MISO_W_2_NE | MISO_W | NE | Internal | Summer | B6 | 300 | 5289 | 0 | 81.92 | 77.63 | 7 | 0
2025 | MISO_W_2_NE | MISO_W | NE | Internal | Summer | B7 | 400 | 5289 | 0 | 79.68 | 74.68 | 7 | 0
2025 | MISO_W_2_NE | MISO_W | NE | Internal | Summer | B8 | 500 | 5289 | 0 | 71.61 | 66.61 | 7 | 0
2025 | MISO_W_2_NE | MISO_W | NE | Internal | Summer | B9 | 800 | 5289 | 0 | 66.4 | 61.4 | 7 | 0
2025 | MISO_W_2_NE | MISO_W | NE | Internal | Summer | B10 | 1262 | 5289 | 0 | 57.5 | 52.5 | 7 | 0
2025 | MISO_W_2_NE | MISO_W | NE | Internal | Winter | B16 | 25 | 5289 | 0 | 16.68 | 11.68 | 7 | 0
2025 | MISO_W_2_NE | MISO_W | NE | Internal | Winter | B17 | 100 | 5289 | 0 | 56.95 | 51.95 | 7 | 0
2025 | MISO_W_2_NE | MISO_W | NE | Internal | Winter | B18 | 400 | 5289 | 0 | 69.7 | 62.49 | 7 | 0
2025 | MISO_W_2_NE | MISO_W | NE | Internal | Winter | B19 | 700 | 5289 | 0 | 69.7 | 62.49 | 7 | 0
2025 | MISO_W_2_NE | MISO_W | NE | Internal | Winter | B20 | 935 | 5289 | 0 | 56.75 | 51.75 | 7 | 0
2025 | MISO_W_2_PJM_ROR | MISO_W | PJM_ROR | Internal | Shoulder | B11 | 25 | 13193 | 7690.03 | 77.49 | 79.49 | 2 | 0
2025 | MISO_W_2_PJM_ROR | MISO_W | PJM_ROR | Internal | Shoulder | B12 | 200 | 13193 | 13193 | 70.68 | 76.04 | 2 | 3.36
2025 | MISO_W_2_PJM_ROR | MISO_W | PJM_ROR | Internal | Shoulder | B13 | 600 | 13193 | 13193 | 68.67 | 74.22 | 2 | 3.56
2025 | MISO_W_2_PJM_ROR | MISO_W | PJM_ROR | Internal | Shoulder | B14 | 900 | 13193 | 13193 | 61.56 | 70.95 | 2 | 7.38
2025 | MISO_W_2_PJM_ROR | MISO_W | PJM_ROR | Internal | Shoulder | B15 | 1203 | 13193 | 13193 | 9.85 | 61.82 | 2 | 49.97
2025 | MISO_W_2_PJM_ROR | MISO_W | PJM_ROR | Internal | Summer | B1 | 10 | 13193 | 4957.9 | 107.27 | 109.27 | 2 | 0
2025 | MISO_W_2_PJM_ROR | MISO_W | PJM_ROR | Internal | Summer | B2 | 25 | 13193 | 11635.21 | 107.27 | 109.27 | 2 | 0
2025 | MISO_W_2_PJM_ROR | MISO_W | PJM_ROR | Internal | Summer | B3 | 75 | 13193 | 2659.85 | 106.07 | 108.07 | 2 | 0
2025 | MISO_W_2_PJM_ROR | MISO_W | PJM_ROR | Internal | Summer | B4 | 100 | 13193 | 2575.95 | 95.58 | 97.58 | 2 | 0
2025 | MISO_W_2_PJM_ROR | MISO_W | PJM_ROR | Internal | Summer | B5 | 200 | 13193 | 3254.12 | 87.61 | 89.61 | 2 | 0
2025 | MISO_W_2_PJM_ROR | MISO_W | PJM_ROR | Internal | Summer | B6 | 300 | 13193 | 1949.45 | 81.92 | 83.92 | 2 | 0
2025 | MISO_W_2_PJM_ROR | MISO_W | PJM_ROR | Internal | Summer | B7 | 400 | 13193 | 11545.21 | 79.68 | 81.68 | 2 | 0
2025 | MISO_W_2_PJM_ROR | MISO_W | PJM_ROR | Internal | Summer | B8 | 500 | 13193 | 11982.96 | 71.61 | 73.61 | 2 | 0
2025 | MISO_W_2_PJM_ROR | MISO_W | PJM_ROR | Internal | Summer | B9 | 800 | 13193 | 10212.72 | 66.4 | 68.4 | 2 | 0
2025 | MISO_W_2_PJM_ROR | MISO_W | PJM_ROR | Internal | Summer | B10 | 1262 | 13193 | 10822.62 | 57.5 | 59.5 | 2 | 0
2025 | MISO_W_2_PJM_ROR | MISO_W | PJM_ROR | Internal | Winter | B16 | 25 | 13193 | 13193 | 16.68 | 80.83 | 2 | 62.16
2025 | MISO_W_2_PJM_ROR | MISO_W | PJM_ROR | Internal | Winter | B17 | 100 | 13193 | 13193 | 56.95 | 80.83 | 2 | 21.88
2025 | MISO_W_2_PJM_ROR | MISO_W | PJM_ROR | Internal | Winter | B18 | 400 | 13193 | 13193 | 69.7 | 77.91 | 2 | 6.21
2025 | MISO_W_2_PJM_ROR | MISO_W | PJM_ROR | Internal | Winter | B19 | 700 | 13193 | 13193 | 69.7 | 74.46 | 2 | 2.76
2025 | MISO_W_2_PJM_ROR | MISO_W | PJM_ROR | Internal | Winter | B20 | 935 | 13193 | 13193 | 56.75 | 64.31 | 2 | 5.56
2025 | MISO_W_2_SPP_N | MISO_W | SPP_N | Internal | Shoulder | B11 | 25 | 3537 | 0 | 77.49 | 72.49 | 7 | 0
2025 | MISO_W_2_SPP_N | MISO_W | SPP_N | Internal | Shoulder | B12 | 200 | 3537 | 0 | 70.68 | 65.69 | 7 | 0
2025 | MISO_W_2_SPP_N | MISO_W | SPP_N | Internal | Shoulder | B13 | 600 | 3537 | 0 | 68.67 | 63.67 | 7 | 0
2025 | MISO_W_2_SPP_N | MISO_W | SPP_N | Internal | Shoulder | B14 | 900 | 3537 | 0 | 61.56 | 56.53 | 7 | 0
2025 | MISO_W_2_SPP_N | MISO_W | SPP_N | Internal | Shoulder | B15 | 1203 | 3537 | 0 | 9.85 | 2.39 | 7 | 0
2025 | MISO_W_2_SPP_N | MISO_W | SPP_N | Internal | Summer | B1 | 10 | 3537 | 0 | 107.27 | 69.11 | 7 | 0
2025 | MISO_W_2_SPP_N | MISO_W | SPP_N | Internal | Summer | B2 | 25 | 3537 | 0 | 107.27 | 101.08 | 7 | 0
2025 | MISO_W_2_SPP_N | MISO_W | SPP_N | Internal | Summer | B3 | 75 | 3537 | 0 | 106.07 | 101.08 | 7 | 0
2025 | MISO_W_2_SPP_N | MISO_W | SPP_N | Internal | Summer | B4 | 100 | 3537 | 0 | 95.58 | 98.59 | 7 | 0
2025 | MISO_W_2_SPP_N | MISO_W | SPP_N | Internal | Summer | B5 | 200 | 3537 | 0 | 87.61 | 90.62 | 7 | 0
2025 | MISO_W_2_SPP_N | MISO_W | SPP_N | Internal | Summer | B6 | 300 | 3537 | 0 | 81.92 | 77.64 | 7 | 0
2025 | MISO_W_2_SPP_N | MISO_W | SPP_N | Internal | Summer | B7 | 400 | 3537 | 0 | 79.68 | 74.69 | 7 | 0
2025 | MISO_W_2_SPP_N | MISO_W | SPP_N | Internal | Summer | B8 | 500 | 3537 | 0 | 71.61 | 66.63 | 7 | 0
2025 | MISO_W_2_SPP_N | MISO_W | SPP_N | Internal | Summer | B9 | 800 | 3537 | 0 | 66.4 | 64.24 | 7 | 0
2025 | MISO_W_2_SPP_N | MISO_W | SPP_N | Internal | Summer | B10 | 1262 | 3537 | 0 | 57.5 | 55.3 | 7 | 0
2025 | MISO_W_2_SPP_N | MISO_W | SPP_N | Internal | Winter | B16 | 25 | 3537 | 3537 | 16.68 | 63.95 | 7 | 40.27
2025 | MISO_W_2_SPP_N | MISO_W | SPP_N | Internal | Winter | B17 | 100 | 3537 | 1607.85 | 56.95 | 63.95 | 7 | 0
2025 | MISO_W_2_SPP_N | MISO_W | SPP_N | Internal | Winter | B18 | 400 | 3537 | 0 | 69.7 | 63.95 | 7 | 0
2025 | MISO_W_2_SPP_N | MISO_W | SPP_N | Internal | Winter | B19 | 700 | 3537 | 0 | 69.7 | 62.5 | 7 | 0
2025 | MISO_W_2_SPP_N | MISO_W | SPP_N | Internal | Winter | B20 | 935 | 3537 | 0 | 56.75 | 55.82 | 7 | 0
2025 | MISO_WUMS_2_MISO_MI | MISO_WUMS | MISO_MI | Internal | Shoulder | B11 | 25 | 787 | 786.99 | 77.48 | 78.97 | 0.01 | 1.48
2025 | MISO_WUMS_2_MISO_MI | MISO_WUMS | MISO_MI | Internal | Shoulder | B12 | 200 | 787 | 787 | 70.67 | 76.2 | 0.01 | 5.52
2025 | MISO_WUMS_2_MISO_MI | MISO_WUMS | MISO_MI | Internal | Shoulder | B13 | 600 | 787 | 787 | 68.65 | 74.5 | 0.01 | 5.83
2025 | MISO_WUMS_2_MISO_MI | MISO_WUMS | MISO_MI | Internal | Shoulder | B14 | 900 | 787 | 787 | 65.7 | 68.96 | 0.01 | 3.25
2025 | MISO_WUMS_2_MISO_MI | MISO_WUMS | MISO_MI | Internal | Shoulder | B15 | 1203 | 787 | 787 | 58.73 | 59.84 | 0.01 | 1.1
2025 | MISO_WUMS_2_MISO_MI | MISO_WUMS | MISO_MI | Internal | Summer | B1 | 10 | 787 | 786.97 | 107.26 | 108.43 | 0.01 | 1.16
2025 | MISO_WUMS_2_MISO_MI | MISO_WUMS | MISO_MI | Internal | Summer | B2 | 25 | 787 | 786.65 | 107.26 | 107.3 | 0.01 | 0.04
2025 | MISO_WUMS_2_MISO_MI | MISO_WUMS | MISO_MI | Internal | Summer | B3 | 75 | 787 | 786.99 | 105.4 | 106.07 | 0.01 | 0.65
2025 | MISO_WUMS_2_MISO_MI | MISO_WUMS | MISO_MI | Internal | Summer | B4 | 100 | 787 | 605.49 | 95.56 | 95.57 | 0.01 | 0
2025 | MISO_WUMS_2_MISO_MI | MISO_WUMS | MISO_MI | Internal | Summer | B5 | 200 | 787 | 0.16 | 87.6 | 87.6 | 0.01 | 0
2025 | MISO_WUMS_2_MISO_MI | MISO_WUMS | MISO_MI | Internal | Summer | B6 | 300 | 787 | 291.87 | 81.91 | 81.92 | 0.01 | 0
2025 | MISO_WUMS_2_MISO_MI | MISO_WUMS | MISO_MI | Internal | Summer | B7 | 400 | 787 | 711.67 | 79.67 | 79.68 | 0.01 | 0
2025 | MISO_WUMS_2_MISO_MI | MISO_WUMS | MISO_MI | Internal | Summer | B8 | 500 | 787 | 787 | 65.96 | 71.61 | 0.01 | 5.63
2025 | MISO_WUMS_2_MISO_MI | MISO_WUMS | MISO_MI | Internal | Summer | B9 | 800 | 787 | 787 | 65.96 | 66.4 | 0.01 | 0.42
2025 | MISO_WUMS_2_MISO_MI | MISO_WUMS | MISO_MI | Internal | Summer | B10 | 1262 | 787 | 787 | 57.51 | 58.49 | 0.01 | 0.97
2025 | MISO_WUMS_2_MISO_MI | MISO_WUMS | MISO_MI | Internal | Winter | B16 | 25 | 787 | 787 | 70.17 | 82.25 | 0.01 | 12.07
2025 | MISO_WUMS_2_MISO_MI | MISO_WUMS | MISO_MI | Internal | Winter | B17 | 100 | 787 | 787 | 70.17 | 79.09 | 0.01 | 8.91
2025 | MISO_WUMS_2_MISO_MI | MISO_WUMS | MISO_MI | Internal | Winter | B18 | 400 | 787 | 787 | 70.17 | 76.53 | 0.01 | 6.35
2025 | MISO_WUMS_2_MISO_MI | MISO_WUMS | MISO_MI | Internal | Winter | B19 | 700 | 787 | 787 | 70.17 | 72.56 | 0.01 | 2.38
2025 | MISO_WUMS_2_MISO_MI | MISO_WUMS | MISO_MI | Internal | Winter | B20 | 935 | 787 | 787 | 61.09 | 62.33 | 0.01 | 1.23
2025 | MISO_WUMS_2_MISO_W | MISO_WUMS | MISO_W | Internal | Shoulder | B11 | 25 | 1175 | 347.16 | 77.48 | 77.49 | 0.01 | 0
2025 | MISO_WUMS_2_MISO_W | MISO_WUMS | MISO_W | Internal | Shoulder | B12 | 200 | 1175 | 221.76 | 70.67 | 70.68 | 0.01 | 0
2025 | MISO_WUMS_2_MISO_W | MISO_WUMS | MISO_W | Internal | Shoulder | B13 | 600 | 1175 | 137.39 | 68.65 | 68.67 | 0.01 | 0
2025 | MISO_WUMS_2_MISO_W | MISO_WUMS | MISO_W | Internal | Shoulder | B14 | 900 | 1175 | 0 | 65.7 | 61.56 | 0.01 | 0
2025 | MISO_WUMS_2_MISO_W | MISO_WUMS | MISO_W | Internal | Shoulder | B15 | 1203 | 1175 | 0 | 58.73 | 9.85 | 0.01 | 0
2025 | MISO_WUMS_2_MISO_W | MISO_WUMS | MISO_W | Internal | Summer | B1 | 10 | 1175 | 859.04 | 107.26 | 107.27 | 0.01 | 0
2025 | MISO_WUMS_2_MISO_W | MISO_WUMS | MISO_W | Internal | Summer | B2 | 25 | 1175 | 965.66 | 107.26 | 107.27 | 0.01 | 0
2025 | MISO_WUMS_2_MISO_W | MISO_WUMS | MISO_W | Internal | Summer | B3 | 75 | 1175 | 1174.99 | 105.4 | 106.07 | 0.01 | 0.65
2025 | MISO_WUMS_2_MISO_W | MISO_WUMS | MISO_W | Internal | Summer | B4 | 100 | 1175 | 1174.67 | 95.56 | 95.58 | 0.01 | 0.01
2025 | MISO_WUMS_2_MISO_W | MISO_WUMS | MISO_W | Internal | Summer | B5 | 200 | 1175 | 622.23 | 87.6 | 87.61 | 0.01 | 0
2025 | MISO_WUMS_2_MISO_W | MISO_WUMS | MISO_W | Internal | Summer | B6 | 300 | 1175 | 915.91 | 81.91 | 81.92 | 0.01 | 0
2025 | MISO_WUMS_2_MISO_W | MISO_WUMS | MISO_W | Internal | Summer | B7 | 400 | 1175 | 969.37 | 79.67 | 79.68 | 0.01 | 0
2025 | MISO_WUMS_2_MISO_W | MISO_WUMS | MISO_W | Internal | Summer | B8 | 500 | 1175 | 1175 | 65.96 | 71.61 | 0.01 | 5.63
2025 | MISO_WUMS_2_MISO_W | MISO_WUMS | MISO_W | Internal | Summer | B9 | 800 | 1175 | 1175 | 65.96 | 66.4 | 0.01 | 0.42
2025 | MISO_WUMS_2_MISO_W | MISO_WUMS | MISO_W | Internal | Summer | B10 | 1262 | 1175 | 0.01 | 57.51 | 57.5 | 0.01 | 0
2025 | MISO_WUMS_2_MISO_W | MISO_WUMS | MISO_W | Internal | Winter | B16 | 25 | 1175 | 0 | 70.17 | 16.68 | 0.01 | 0
2025 | MISO_WUMS_2_MISO_W | MISO_WUMS | MISO_W | Internal | Winter | B17 | 100 | 1175 | 0 | 70.17 | 56.95 | 0.01 | 0
2025 | MISO_WUMS_2_MISO_W | MISO_WUMS | MISO_W | Internal | Winter | B18 | 400 | 1175 | 0 | 70.17 | 69.7 | 0.01 | 0
2025 | MISO_WUMS_2_MISO_W | MISO_WUMS | MISO_W | Internal | Winter | B19 | 700 | 1175 | 0 | 70.17 | 69.7 | 0.01 | 0
2025 | MISO_WUMS_2_MISO_W | MISO_WUMS | MISO_W | Internal | Winter | B20 | 935 | 1175 | 0 | 61.09 | 56.75 | 0.01 | 0
2025 | MISO_WUMS_2_PJM_ROR | MISO_WUMS | PJM_ROR | Internal | Shoulder | B11 | 25 | 1600 | 1598.76 | 77.48 | 79.49 | 2 | 0.01
2025 | MISO_WUMS_2_PJM_ROR | MISO_WUMS | PJM_ROR | Internal | Shoulder | B12 | 200 | 1600 | 1600 | 70.67 | 76.04 | 2 | 3.37
2025 | MISO_WUMS_2_PJM_ROR | MISO_WUMS | PJM_ROR | Internal | Shoulder | B13 | 600 | 1600 | 1600 | 68.65 | 74.22 | 2 | 3.57
2025 | MISO_WUMS_2_PJM_ROR | MISO_WUMS | PJM_ROR | Internal | Shoulder | B14 | 900 | 1600 | 1600 | 65.7 | 70.95 | 2 | 3.25
2025 | MISO_WUMS_2_PJM_ROR | MISO_WUMS | PJM_ROR | Internal | Shoulder | B15 | 1203 | 1600 | 1600 | 58.73 | 61.82 | 2 | 1.09
2025 | MISO_WUMS_2_PJM_ROR | MISO_WUMS | PJM_ROR | Internal | Summer | B1 | 10 | 1600 | 1597.44 | 107.26 | 109.27 | 2 | 0.01
2025 | MISO_WUMS_2_PJM_ROR | MISO_WUMS | PJM_ROR | Internal | Summer | B2 | 25 | 1600 | 1598.96 | 107.26 | 109.27 | 2 | 0.01
2025 | MISO_WUMS_2_PJM_ROR | MISO_WUMS | PJM_ROR | Internal | Summer | B3 | 75 | 1600 | 1599.99 | 105.4 | 108.07 | 2 | 0.66
2025 | MISO_WUMS_2_PJM_ROR | MISO_WUMS | PJM_ROR | Internal | Summer | B4 | 100 | 1600 | 1599.84 | 95.56 | 97.58 | 2 | 0.02
2025 | MISO_WUMS_2_PJM_ROR | MISO_WUMS | PJM_ROR | Internal | Summer | B5 | 200 | 1600 | 1599.84 | 87.6 | 89.61 | 2 | 0.01
2025 | MISO_WUMS_2_PJM_ROR | MISO_WUMS | PJM_ROR | Internal | Summer | B6 | 300 | 1600 | 1599.9 | 81.91 | 83.92 | 2 | 0.01
2025 | MISO_WUMS_2_PJM_ROR | MISO_WUMS | PJM_ROR | Internal | Summer | B7 | 400 | 1600 | 1599.92 | 79.67 | 81.68 | 2 | 0.01
2025 | MISO_WUMS_2_PJM_ROR | MISO_WUMS | PJM_ROR | Internal | Summer | B8 | 500 | 1600 | 1600 | 65.96 | 73.61 | 2 | 5.64
2025 | MISO_WUMS_2_PJM_ROR | MISO_WUMS | PJM_ROR | Internal | Summer | B9 | 800 | 1600 | 1600 | 65.96 | 68.4 | 2 | 0.43
2025 | MISO_WUMS_2_PJM_ROR | MISO_WUMS | PJM_ROR | Internal | Summer | B10 | 1262 | 1600 | 0.03 | 57.51 | 59.5 | 2 | 0
2025 | MISO_WUMS_2_PJM_ROR | MISO_WUMS | PJM_ROR | Internal | Winter | B16 | 25 | 1600 | 1600 | 70.17 | 80.83 | 2 | 8.66
2025 | MISO_WUMS_2_PJM_ROR | MISO_WUMS | PJM_ROR | Internal | Winter | B17 | 100 | 1600 | 1600 | 70.17 | 80.83 | 2 | 8.66
2025 | MISO_WUMS_2_PJM_ROR | MISO_WUMS | PJM_ROR | Internal | Winter | B18 | 400 | 1600 | 1600 | 70.17 | 77.91 | 2 | 5.75
2025 | MISO_WUMS_2_PJM_ROR | MISO_WUMS | PJM_ROR | Internal | Winter | B19 | 700 | 1600 | 1600 | 70.17 | 74.46 | 2 | 2.29
2025 | MISO_WUMS_2_PJM_ROR | MISO_WUMS | PJM_ROR | Internal | Winter | B20 | 935 | 1600 | 1600 | 61.09 | 64.31 | 2 | 1.22
2025 | NE_2_MAPP_US | NE | MAPP_US | Internal | Shoulder | B11 | 25 | 1600 | 0 | 72.49 | 70.49 | 5 | 0
2025 | NE_2_MAPP_US | NE | MAPP_US | Internal | Shoulder | B12 | 200 | 1600 | 0 | 65.68 | 63.68 | 5 | 0
2025 | NE_2_MAPP_US | NE | MAPP_US | Internal | Shoulder | B13 | 600 | 1600 | 0 | 63.65 | 61.67 | 5 | 0
2025 | NE_2_MAPP_US | NE | MAPP_US | Internal | Shoulder | B14 | 900 | 1600 | 828.29 | 56.54 | 61.54 | 5 | 0
2025 | NE_2_MAPP_US | NE | MAPP_US | Internal | Shoulder | B15 | 1203 | 1600 | 898.12 | 2.4 | 7.4 | 5 | 0
2025 | NE_2_MAPP_US | NE | MAPP_US | Internal | Summer | B1 | 10 | 1600 | 0 | 102.27 | 100.27 | 5 | 0
2025 | NE_2_MAPP_US | NE | MAPP_US | Internal | Summer | B2 | 25 | 1600 | 0 | 102.27 | 100.27 | 5 | 0
2025 | NE_2_MAPP_US | NE | MAPP_US | Internal | Summer | B3 | 75 | 1600 | 0 | 101.07 | 99.07 | 5 | 0
2025 | NE_2_MAPP_US | NE | MAPP_US | Internal | Summer | B4 | 100 | 1600 | 0 | 98.58 | 91.58 | 5 | 0
2025 | NE_2_MAPP_US | NE | MAPP_US | Internal | Summer | B5 | 200 | 1600 | 0 | 90.61 | 83.61 | 5 | 0
2025 | NE_2_MAPP_US | NE | MAPP_US | Internal | Summer | B6 | 300 | 1600 | 0 | 77.63 | 79.49 | 5 | 0
2025 | NE_2_MAPP_US | NE | MAPP_US | Internal | Summer | B7 | 400 | 1600 | 0 | 74.68 | 72.68 | 5 | 0
2025 | NE_2_MAPP_US | NE | MAPP_US | Internal | Summer | B8 | 500 | 1600 | 0 | 66.61 | 66.4 | 5 | 0
2025 | NE_2_MAPP_US | NE | MAPP_US | Internal | Summer | B9 | 800 | 1600 | 290.98 | 61.4 | 66.4 | 5 | 0
2025 | NE_2_MAPP_US | NE | MAPP_US | Internal | Summer | B10 | 1262 | 1600 | 693.14 | 52.5 | 57.5 | 5 | 0
2025 | NE_2_MAPP_US | NE | MAPP_US | Internal | Winter | B16 | 25 | 1600 | 1510.81 | 11.68 | 16.68 | 5 | 0
2025 | NE_2_MAPP_US | NE | MAPP_US | Internal | Winter | B17 | 100 | 1600 | 1600 | 51.95 | 63.81 | 5 | 6.86
2025 | NE_2_MAPP_US | NE | MAPP_US | Internal | Winter | B18 | 400 | 1600 | 22.75 | 62.49 | 67.49 | 5 | 0
2025 | NE_2_MAPP_US | NE | MAPP_US | Internal | Winter | B19 | 700 | 1600 | 950.55 | 62.49 | 67.49 | 5 | 0
2025 | NE_2_MAPP_US | NE | MAPP_US | Internal | Winter | B20 | 935 | 1600 | 1156.6 | 51.75 | 56.75 | 5 | 0
2025 | NE_2_MISO_W | NE | MISO_W | Internal | Shoulder | B11 | 25 | 4089 | 2356.41 | 72.49 | 77.49 | 5 | 0
2025 | NE_2_MISO_W | NE | MISO_W | Internal | Shoulder | B12 | 200 | 4089 | 3430.46 | 65.68 | 70.68 | 5 | 0
2025 | NE_2_MISO_W | NE | MISO_W | Internal | Shoulder | B13 | 600 | 4089 | 4088.95 | 63.65 | 68.67 | 5 | 0.01
2025 | NE_2_MISO_W | NE | MISO_W | Internal | Shoulder | B14 | 900 | 4089 | 4088.98 | 56.54 | 61.56 | 5 | 0.02
2025 | NE_2_MISO_W | NE | MISO_W | Internal | Shoulder | B15 | 1203 | 4089 | 4089 | 2.4 | 9.85 | 5 | 2.45
2025 | NE_2_MISO_W | NE | MISO_W | Internal | Summer | B1 | 10 | 4089 | 1522.63 | 102.27 | 107.27 | 5 | 0
2025 | NE_2_MISO_W | NE | MISO_W | Internal | Summer | B2 | 25 | 4089 | 3538.14 | 102.27 | 107.27 | 5 | 0
2025 | NE_2_MISO_W | NE | MISO_W | Internal | Summer | B3 | 75 | 4089 | 342.62 | 101.07 | 106.07 | 5 | 0
2025 | NE_2_MISO_W | NE | MISO_W | Internal | Summer | B4 | 100 | 4089 | 0 | 98.58 | 95.58 | 5 | 0
2025 | NE_2_MISO_W | NE | MISO_W | Internal | Summer | B5 | 200 | 4089 | 0 | 90.61 | 87.61 | 5 | 0
2025 | NE_2_MISO_W | NE | MISO_W | Internal | Summer | B6 | 300 | 4089 | 0 | 77.63 | 81.92 | 5 | 0
2025 | NE_2_MISO_W | NE | MISO_W | Internal | Summer | B7 | 400 | 4089 | 2390.26 | 74.68 | 79.68 | 5 | 0
2025 | NE_2_MISO_W | NE | MISO_W | Internal | Summer | B8 | 500 | 4089 | 941.56 | 66.61 | 71.61 | 5 | 0
2025 | NE_2_MISO_W | NE | MISO_W | Internal | Summer | B9 | 800 | 4089 | 770.89 | 61.4 | 66.4 | 5 | 0
2025 | NE_2_MISO_W | NE | MISO_W | Internal | Summer | B10 | 1262 | 4089 | 1778.92 | 52.5 | 57.5 | 5 | 0
2025 | NE_2_MISO_W | NE | MISO_W | Internal | Winter | B16 | 25 | 4089 | 3158.19 | 11.68 | 16.68 | 5 | 0
2025 | NE_2_MISO_W | NE | MISO_W | Internal | Winter | B17 | 100 | 4089 | 2787.35 | 51.95 | 56.95 | 5 | 0
2025 | NE_2_MISO_W | NE | MISO_W | Internal | Winter | B18 | 400 | 4089 | 4089 | 62.49 | 69.7 | 5 | 2.21
2025 | NE_2_MISO_W | NE | MISO_W | Internal | Winter | B19 | 700 | 4089 | 4089 | 62.49 | 69.7 | 5 | 2.21
2025 | NE_2_MISO_W | NE | MISO_W | Internal | Winter | B20 | 935 | 4089 | 3085.36 | 51.75 | 56.75 | 5 | 0
2025 | NE_2_SPP_N | NE | SPP_N | Internal | Shoulder | B11 | 25 | 1960 | 1.24 | 72.49 | 72.49 | 0.01 | 0
2025 | NE_2_SPP_N | NE | SPP_N | Internal | Shoulder | B12 | 200 | 1960 | 513.6 | 65.68 | 65.69 | 0.01 | 0
2025 | NE_2_SPP_N | NE | SPP_N | Internal | Shoulder | B13 | 600 | 1960 | 747.83 | 63.65 | 63.67 | 0.01 | 0
2025 | NE_2_SPP_N | NE | SPP_N | Internal | Shoulder | B14 | 900 | 1960 | 0.02 | 56.54 | 56.53 | 0.01 | 0
2025 | NE_2_SPP_N | NE | SPP_N | Internal | Shoulder | B15 | 1203 | 1960 | 0.01 | 2.4 | 2.39 | 0.01 | 0
2025 | NE_2_SPP_N | NE | SPP_N | Internal | Summer | B1 | 10 | 1960 | 0 | 102.27 | 69.11 | 0.01 | 0
2025 | NE_2_SPP_N | NE | SPP_N | Internal | Summer | B2 | 25 | 1960 | 0.01 | 102.27 | 101.08 | 0.01 | 0
2025 | NE_2_SPP_N | NE | SPP_N | Internal | Summer | B3 | 75 | 1960 | 1447.64 | 101.07 | 101.08 | 0.01 | 0
2025 | NE_2_SPP_N | NE | SPP_N | Internal | Summer | B4 | 100 | 1960 | 1686.33 | 98.58 | 98.59 | 0.01 | 0
2025 | NE_2_SPP_N | NE | SPP_N | Internal | Summer | B5 | 200 | 1960 | 1397.79 | 90.61 | 90.62 | 0.01 | 0
2025 | NE_2_SPP_N | NE | SPP_N | Internal | Summer | B6 | 300 | 1960 | 1520.15 | 77.63 | 77.64 | 0.01 | 0
2025 | NE_2_SPP_N | NE | SPP_N | Internal | Summer | B7 | 400 | 1960 | 375.31 | 74.68 | 74.69 | 0.01 | 0
2025 | NE_2_SPP_N | NE | SPP_N | Internal | Summer | B8 | 500 | 1960 | 1959.95 | 66.61 | 66.63 | 0.01 | 0.01
2025 | NE_2_SPP_N | NE | SPP_N | Internal | Summer | B9 | 800 | 1960 | 1960 | 61.4 | 64.24 | 0.01 | 2.83
2025 | NE_2_SPP_N | NE | SPP_N | Internal | Summer | B10 | 1262 | 1960 | 1960 | 52.5 | 55.3 | 0.01 | 2.78
2025 | NE_2_SPP_N | NE | SPP_N | Internal | Winter | B16 | 25 | 1960 | 1960 | 11.68 | 63.95 | 0.01 | 52.26
2025 | NE_2_SPP_N | NE | SPP_N | Internal | Winter | B17 | 100 | 1960 | 1960 | 51.95 | 63.95 | 0.01 | 11.99
2025 | NE_2_SPP_N | NE | SPP_N | Internal | Winter | B18 | 400 | 1960 | 1960 | 62.49 | 63.95 | 0.01 | 1.44
2025 | NE_2_SPP_N | NE | SPP_N | Internal | Winter | B19 | 700 | 1960 | 342.93 | 62.49 | 62.5 | 0.01 | 0
2025 | NE_2_SPP_N | NE | SPP_N | Internal | Winter | B20 | 935 | 1960 | 1960 | 51.75 | 55.82 | 0.01 | 4.06
2025 | NEISO_2_NYISO_A-F | NEISO | NYISO_A-F | Internal | Shoulder | B11 | 25 | 600 | 599.99 | 65.77 | 71.48 | 3 | 2.71
2025 | NEISO_2_NYISO_A-F | NEISO | NYISO_A-F | Internal | Shoulder | B12 | 200 | 600 | 600 | 65.77 | 69.38 | 3 | 0.61
2025 | NEISO_2_NYISO_A-F | NEISO | NYISO_A-F | Internal | Shoulder | B13 | 600 | 600 | 0.02 | 65.77 | 68.74 | 3 | 0
2025 | NEISO_2_NYISO_A-F | NEISO | NYISO_A-F | Internal | Shoulder | B14 | 900 | 600 | 0.02 | 65.77 | 68.74 | 3 | 0
2025 | NEISO_2_NYISO_A-F | NEISO | NYISO_A-F | Internal | Shoulder | B15 | 1203 | 600 | 0 | 65.77 | 68.27 | 3 | 0
2025 | NEISO_2_NYISO_A-F | NEISO | NYISO_A-F | Internal | Summer | B1 | 10 | 600 | 0 | 141.36 | 108.43 | 3 | 0
2025 | NEISO_2_NYISO_A-F | NEISO | NYISO_A-F | Internal | Summer | B2 | 25 | 600 | 0 | 110.3 | 107.3 | 3 | 0
2025 | NEISO_2_NYISO_A-F | NEISO | NYISO_A-F | Internal | Summer | B3 | 75 | 600 | 405.55 | 86.29 | 89.29 | 3 | 0
2025 | NEISO_2_NYISO_A-F | NEISO | NYISO_A-F | Internal | Summer | B4 | 100 | 600 | 600 | 74.86 | 80.39 | 3 | 2.53
2025 | NEISO_2_NYISO_A-F | NEISO | NYISO_A-F | Internal | Summer | B5 | 200 | 600 | 600 | 68.93 | 74.1 | 3 | 2.17
2025 | NEISO_2_NYISO_A-F | NEISO | NYISO_A-F | Internal | Summer | B6 | 300 | 600 | 600 | 62.6 | 74.1 | 3 | 8.5
2025 | NEISO_2_NYISO_A-F | NEISO | NYISO_A-F | Internal | Summer | B7 | 400 | 600 | 600 | 62.6 | 73.61 | 3 | 8.01
2025 | NEISO_2_NYISO_A-F | NEISO | NYISO_A-F | Internal | Summer | B8 | 500 | 600 | 573.54 | 62.6 | 65.6 | 3 | 0
2025 | NEISO_2_NYISO_A-F | NEISO | NYISO_A-F | Internal | Summer | B9 | 800 | 600 | 0 | 62.6 | 65.18 | 3 | 0
2025 | NEISO_2_NYISO_A-F | NEISO | NYISO_A-F | Internal | Summer | B10 | 1262 | 600 | 0 | 62.6 | 65.18 | 3 | 0
2025 | NEISO_2_NYISO_A-F | NEISO | NYISO_A-F | Internal | Winter | B16 | 25 | 600 | 0.06 | 75.56 | 78.34 | 3 | 0
2025 | NEISO_2_NYISO_A-F | NEISO | NYISO_A-F | Internal | Winter | B17 | 100 | 600 | 0 | 75.56 | 75.04 | 3 | 0
2025 | NEISO_2_NYISO_A-F | NEISO | NYISO_A-F | Internal | Winter | B18 | 400 | 600 | 0 | 75.56 | 72.56 | 3 | 0
2025 | NEISO_2_NYISO_A-F | NEISO | NYISO_A-F | Internal | Winter | B19 | 700 | 600 | 0 | 75.56 | 72.56 | 3 | 0
2025 | NEISO_2_NYISO_A-F | NEISO | NYISO_A-F | Internal | Winter | B20 | 935 | 600 | 0 | 75.56 | 72.56 | 3 | 0
2025 | NEISO_2_NYISO_G-I | NEISO | NYISO_G-I | Internal | Shoulder | B11 | 25 | 600 | 599.99 | 65.77 | 71.49 | 3 | 2.72
2025 | NEISO_2_NYISO_G-I | NEISO | NYISO_G-I | Internal | Shoulder | B12 | 200 | 600 | 600 | 65.77 | 69.39 | 3 | 0.62
2025 | NEISO_2_NYISO_G-I | NEISO | NYISO_G-I | Internal | Shoulder | B13 | 600 | 600 | 0.05 | 65.77 | 68.75 | 3 | 0
2025 | NEISO_2_NYISO_G-I | NEISO | NYISO_G-I | Internal | Shoulder | B14 | 900 | 600 | 0.03 | 65.77 | 68.75 | 3 | 0
2025 | NEISO_2_NYISO_G-I | NEISO | NYISO_G-I | Internal | Shoulder | B15 | 1203 | 600 | 0 | 65.77 | 68.28 | 3 | 0
2025 | NEISO_2_NYISO_G-I | NEISO | NYISO_G-I | Internal | Summer | B1 | 10 | 600 | 2.94 | 141.36 | 144.35 | 3 | 0
2025 | NEISO_2_NYISO_G-I | NEISO | NYISO_G-I | Internal | Summer | B2 | 25 | 600 | 145.14 | 110.3 | 113.3 | 3 | 0
2025 | NEISO_2_NYISO_G-I | NEISO | NYISO_G-I | Internal | Summer | B3 | 75 | 600 | 600 | 86.29 | 91.87 | 3 | 2.58
2025 | NEISO_2_NYISO_G-I | NEISO | NYISO_G-I | Internal | Summer | B4 | 100 | 600 | 600 | 74.86 | 89.6 | 3 | 11.74
2025 | NEISO_2_NYISO_G-I | NEISO | NYISO_G-I | Internal | Summer | B5 | 200 | 600 | 600 | 68.93 | 82.99 | 3 | 11.05
2025 | NEISO_2_NYISO_G-I | NEISO | NYISO_G-I | Internal | Summer | B6 | 300 | 600 | 600 | 62.6 | 77.02 | 3 | 11.42
2025 | NEISO_2_NYISO_G-I | NEISO | NYISO_G-I | Internal | Summer | B7 | 400 | 600 | 600 | 62.6 | 73.62 | 3 | 8.02
2025 | NEISO_2_NYISO_G-I | NEISO | NYISO_G-I | Internal | Summer | B8 | 500 | 600 | 599.94 | 62.6 | 65.61 | 3 | 0.01
2025 | NEISO_2_NYISO_G-I | NEISO | NYISO_G-I | Internal | Summer | B9 | 800 | 600 | 0 | 62.6 | 65.2 | 3 | 0
2025 | NEISO_2_NYISO_G-I | NEISO | NYISO_G-I | Internal | Summer | B10 | 1262 | 600 | 0 | 62.6 | 65.2 | 3 | 0
2025 | NEISO_2_NYISO_G-I | NEISO | NYISO_G-I | Internal | Winter | B16 | 25 | 600 | 600 | 75.56 | 82.13 | 3 | 3.57
2025 | NEISO_2_NYISO_G-I | NEISO | NYISO_G-I | Internal | Winter | B17 | 100 | 600 | 0 | 75.56 | 75.05 | 3 | 0
2025 | NEISO_2_NYISO_G-I | NEISO | NYISO_G-I | Internal | Winter | B18 | 400 | 600 | 0 | 75.56 | 75.05 | 3 | 0
2025 | NEISO_2_NYISO_G-I | NEISO | NYISO_G-I | Internal | Winter | B19 | 700 | 600 | 0 | 75.56 | 75.05 | 3 | 0
2025 | NEISO_2_NYISO_G-I | NEISO | NYISO_G-I | Internal | Winter | B20 | 935 | 600 | 0 | 75.56 | 72.57 | 3 | 0
2025 | NEISO_2_NYISO_J-K | NEISO | NYISO_J-K | Internal | Shoulder | B11 | 25 | 745 | 745 | 65.77 | 85.49 | 3 | 16.72
2025 | NEISO_2_NYISO_J-K | NEISO | NYISO_J-K | Internal | Shoulder | B12 | 200 | 745 | 745 | 65.77 | 70.47 | 3 | 1.7
2025 | NEISO_2_NYISO_J-K | NEISO | NYISO_J-K | Internal | Shoulder | B13 | 600 | 745 | 745 | 65.77 | 70.47 | 3 | 1.7
2025 | NEISO_2_NYISO_J-K | NEISO | NYISO_J-K | Internal | Shoulder | B14 | 900 | 745 | 35.28 | 65.77 | 68.77 | 3 | 0
2025 | NEISO_2_NYISO_J-K | NEISO | NYISO_J-K | Internal | Shoulder | B15 | 1203 | 745 | 0 | 65.77 | 68.3 | 3 | 0
2025 | NEISO_2_NYISO_J-K | NEISO | NYISO_J-K | Internal | Summer | B1 | 10 | 745 | 723.32 | 141.36 | 144.36 | 3 | 0
2025 | NEISO_2_NYISO_J-K | NEISO | NYISO_J-K | Internal | Summer | B2 | 25 | 745 | 743.79 | 110.3 | 113.32 | 3 | 0.01
2025 | NEISO_2_NYISO_J-K | NEISO | NYISO_J-K | Internal | Summer | B3 | 75 | 745 | 745 | 86.29 | 91.88 | 3 | 2.59
2025 | NEISO_2_NYISO_J-K | NEISO | NYISO_J-K | Internal | Summer | B4 | 100 | 745 | 745 | 74.86 | 89.61 | 3 | 11.75
2025 | NEISO_2_NYISO_J-K | NEISO | NYISO_J-K | Internal | Summer | B5 | 200 | 745 | 745 | 68.93 | 89.61 | 3 | 17.68
2025 | NEISO_2_NYISO_J-K | NEISO | NYISO_J-K | Internal | Summer | B6 | 300 | 745 | 745 | 62.6 | 89.61 | 3 | 24.02
2025 | NEISO_2_NYISO_J-K | NEISO | NYISO_J-K | Internal | Summer | B7 | 400 | 745 | 745 | 62.6 | 89.61 | 3 | 24.02
2025 | NEISO_2_NYISO_J-K | NEISO | NYISO_J-K | Internal | Summer | B8 | 500 | 745 | 745 | 62.6 | 67 | 3 | 1.41
2025 | NEISO_2_NYISO_J-K | NEISO | NYISO_J-K | Internal | Summer | B9 | 800 | 745 | 745 | 62.6 | 67 | 3 | 1.41
2025 | NEISO_2_NYISO_J-K | NEISO | NYISO_J-K | Internal | Summer | B10 | 1262 | 745 | 0 | 62.6 | 65.21 | 3 | 0
2025 | NEISO_2_NYISO_J-K | NEISO | NYISO_J-K | Internal | Winter | B16 | 25 | 745 | 745 | 75.56 | 93.79 | 3 | 15.23
2025 | NEISO_2_NYISO_J-K | NEISO | NYISO_J-K | Internal | Winter | B17 | 100 | 745 | 745 | 75.56 | 82.71 | 3 | 4.15
2025 | NEISO_2_NYISO_J-K | NEISO | NYISO_J-K | Internal | Winter | B18 | 400 | 745 | 745 | 75.56 | 82.71 | 3 | 4.15
2025 | NEISO_2_NYISO_J-K | NEISO | NYISO_J-K | Internal | Winter | B19 | 700 | 745 | 745 | 75.56 | 82.71 | 3 | 4.15
2025 | NEISO_2_NYISO_J-K | NEISO | NYISO_J-K | Internal | Winter | B20 | 935 | 745 | 0 | 75.56 | 77.66 | 3 | 0
2025 | NonRTO_Midwest_2_MISO_IN | NonRTO_Midwest | MISO_IN | Internal | Shoulder | B11 | 25 | 4450 | 0 | 86.96 | 78.96 | 8 | 0
2025 | NonRTO_Midwest_2_MISO_IN | NonRTO_Midwest | MISO_IN | Internal | Shoulder | B12 | 200 | 4450 | 0 | 84.19 | 76.19 | 8 | 0
2025 | NonRTO_Midwest_2_MISO_IN | NonRTO_Midwest | MISO_IN | Internal | Shoulder | B13 | 600 | 4450 | 0 | 82.49 | 74.49 | 8 | 0
2025 | NonRTO_Midwest_2_MISO_IN | NonRTO_Midwest | MISO_IN | Internal | Shoulder | B14 | 900 | 4450 | 0 | 76.95 | 68.95 | 8 | 0
2025 | NonRTO_Midwest_2_MISO_IN | NonRTO_Midwest | MISO_IN | Internal | Shoulder | B15 | 1203 | 4450 | 0 | 67.83 | 59.83 | 8 | 0
2025 | NonRTO_Midwest_2_MISO_IN | NonRTO_Midwest | MISO_IN | Internal | Summer | B1 | 10 | 4450 | 0 | 116.42 | 108.42 | 8 | 0
2025 | NonRTO_Midwest_2_MISO_IN | NonRTO_Midwest | MISO_IN | Internal | Summer | B2 | 25 | 4450 | 0 | 115.29 | 107.29 | 8 | 0
2025 | NonRTO_Midwest_2_MISO_IN | NonRTO_Midwest | MISO_IN | Internal | Summer | B3 | 75 | 4450 | 0 | 114.07 | 106.07 | 8 | 0
2025 | NonRTO_Midwest_2_MISO_IN | NonRTO_Midwest | MISO_IN | Internal | Summer | B4 | 100 | 4450 | 0 | 103.58 | 95.58 | 8 | 0
2025 | NonRTO_Midwest_2_MISO_IN | NonRTO_Midwest | MISO_IN | Internal | Summer | B5 | 200 | 4450 | 0 | 95.61 | 87.61 | 8 | 0
2025 | NonRTO_Midwest_2_MISO_IN | NonRTO_Midwest | MISO_IN | Internal | Summer | B6 | 300 | 4450 | 0 | 89.92 | 81.92 | 8 | 0
2025 | NonRTO_Midwest_2_MISO_IN | NonRTO_Midwest | MISO_IN | Internal | Summer | B7 | 400 | 4450 | 0 | 87.68 | 79.68 | 8 | 0
2025 | NonRTO_Midwest_2_MISO_IN | NonRTO_Midwest | MISO_IN | Internal | Summer | B8 | 500 | 4450 | 0 | 79.62 | 71.62 | 8 | 0
2025 | NonRTO_Midwest_2_MISO_IN | NonRTO_Midwest | MISO_IN | Internal | Summer | B9 | 800 | 4450 | 0 | 74.4 | 66.4 | 8 | 0
2025 | NonRTO_Midwest_2_MISO_IN | NonRTO_Midwest | MISO_IN | Internal | Summer | B10 | 1262 | 4450 | 0 | 66.48 | 58.48 | 8 | 0
2025 | NonRTO_Midwest_2_MISO_IN | NonRTO_Midwest | MISO_IN | Internal | Winter | B16 | 25 | 4450 | 0 | 90.24 | 82.24 | 8 | 0
2025 | NonRTO_Midwest_2_MISO_IN | NonRTO_Midwest | MISO_IN | Internal | Winter | B17 | 100 | 4450 | 0 | 87.11 | 79.11 | 8 | 0
2025 | NonRTO_Midwest_2_MISO_IN | NonRTO_Midwest | MISO_IN | Internal | Winter | B18 | 400 | 4450 | 0 | 84.54 | 76.54 | 8 | 0
2025 | NonRTO_Midwest_2_MISO_IN | NonRTO_Midwest | MISO_IN | Internal | Winter | B19 | 700 | 4450 | 0 | 80.57 | 72.57 | 8 | 0
2025 | NonRTO_Midwest_2_MISO_IN | NonRTO_Midwest | MISO_IN | Internal | Winter | B20 | 935 | 4450 | 0 | 70.32 | 62.32 | 8 | 0
2025 | NonRTO_Midwest_2_TVA_Transmission | NonRTO_Midwest | TVA_Transmission | Internal | Shoulder | B11 | 25 | 2400 | 0 | 86.96 | 85.49 | 8 | 0
2025 | NonRTO_Midwest_2_TVA_Transmission | NonRTO_Midwest | TVA_Transmission | Internal | Shoulder | B12 | 200 | 2400 | 0 | 84.19 | 77.5 | 8 | 0
2025 | NonRTO_Midwest_2_TVA_Transmission | NonRTO_Midwest | TVA_Transmission | Internal | Shoulder | B13 | 600 | 2400 | 0 | 82.49 | 75.8 | 8 | 0
2025 | NonRTO_Midwest_2_TVA_Transmission | NonRTO_Midwest | TVA_Transmission | Internal | Shoulder | B14 | 900 | 2400 | 0 | 76.95 | 72.15 | 8 | 0
2025 | NonRTO_Midwest_2_TVA_Transmission | NonRTO_Midwest | TVA_Transmission | Internal | Shoulder | B15 | 1203 | 2400 | 0 | 67.83 | 67.82 | 8 | 0
2025 | NonRTO_Midwest_2_TVA_Transmission | NonRTO_Midwest | TVA_Transmission | Internal | Summer | B1 | 10 | 2400 | 0 | 116.42 | 115.27 | 8 | 0
2025 | NonRTO_Midwest_2_TVA_Transmission | NonRTO_Midwest | TVA_Transmission | Internal | Summer | B2 | 25 | 2400 | 0 | 115.29 | 115.27 | 8 | 0
2025 | NonRTO_Midwest_2_TVA_Transmission | NonRTO_Midwest | TVA_Transmission | Internal | Summer | B3 | 75 | 2400 | 0 | 114.07 | 114.07 | 8 | 0
2025 | NonRTO_Midwest_2_TVA_Transmission | NonRTO_Midwest | TVA_Transmission | Internal | Summer | B4 | 100 | 2400 | 0 | 103.58 | 103.59 | 8 | 0
2025 | NonRTO_Midwest_2_TVA_Transmission | NonRTO_Midwest | TVA_Transmission | Internal | Summer | B5 | 200 | 2400 | 0 | 95.61 | 95.62 | 8 | 0
2025 | NonRTO_Midwest_2_TVA_Transmission | NonRTO_Midwest | TVA_Transmission | Internal | Summer | B6 | 300 | 2400 | 0 | 89.92 | 88.83 | 8 | 0
2025 | NonRTO_Midwest_2_TVA_Transmission | NonRTO_Midwest | TVA_Transmission | Internal | Summer | B7 | 400 | 2400 | 0 | 87.68 | 84.36 | 8 | 0
2025 | NonRTO_Midwest_2_TVA_Transmission | NonRTO_Midwest | TVA_Transmission | Internal | Summer | B8 | 500 | 2400 | 0 | 79.62 | 76.35 | 8 | 0
2025 | NonRTO_Midwest_2_TVA_Transmission | NonRTO_Midwest | TVA_Transmission | Internal | Summer | B9 | 800 | 2400 | 0 | 74.4 | 73.81 | 8 | 0
2025 | NonRTO_Midwest_2_TVA_Transmission | NonRTO_Midwest | TVA_Transmission | Internal | Summer | B10 | 1262 | 2400 | 0 | 66.48 | 64.1 | 8 | 0
2025 | NonRTO_Midwest_2_TVA_Transmission | NonRTO_Midwest | TVA_Transmission | Internal | Winter | B16 | 25 | 2400 | 0 | 90.24 | 84.39 | 8 | 0
2025 | NonRTO_Midwest_2_TVA_Transmission | NonRTO_Midwest | TVA_Transmission | Internal | Winter | B17 | 100 | 2400 | 0 | 87.11 | 79.25 | 8 | 0
2025 | NonRTO_Midwest_2_TVA_Transmission | NonRTO_Midwest | TVA_Transmission | Internal | Winter | B18 | 400 | 2400 | 0 | 84.54 | 76.95 | 8 | 0
2025 | NonRTO_Midwest_2_TVA_Transmission | NonRTO_Midwest | TVA_Transmission | Internal | Winter | B19 | 700 | 2400 | 0 | 80.57 | 75.5 | 8 | 0
2025 | NonRTO_Midwest_2_TVA_Transmission | NonRTO_Midwest | TVA_Transmission | Internal | Winter | B20 | 935 | 2400 | 0 | 70.32 | 70.31 | 8 | 0
2025 | NYISO_A-F_2_IESO | NYISO_A-F | IESO | Internal | Shoulder | B11 | 25 | 1600 | 0 | 71.48 | 64.48 | 7 | 0
2025 | NYISO_A-F_2_IESO | NYISO_A-F | IESO | Internal | Shoulder | B12 | 200 | 1600 | 0 | 69.38 | 62.38 | 7 | 0
2025 | NYISO_A-F_2_IESO | NYISO_A-F | IESO | Internal | Shoulder | B13 | 600 | 1600 | 0 | 68.74 | 61.74 | 7 | 0
2025 | NYISO_A-F_2_IESO | NYISO_A-F | IESO | Internal | Shoulder | B14 | 900 | 1600 | 0 | 68.74 | 61.74 | 7 | 0
2025 | NYISO_A-F_2_IESO | NYISO_A-F | IESO | Internal | Shoulder | B15 | 1203 | 1600 | 0 | 68.27 | 61.27 | 7 | 0
2025 | NYISO_A-F_2_IESO | NYISO_A-F | IESO | Internal | Summer | B1 | 10 | 1600 | 0 | 108.43 | 101.43 | 7 | 0
2025 | NYISO_A-F_2_IESO | NYISO_A-F | IESO | Internal | Summer | B2 | 25 | 1600 | 0 | 107.3 | 100.3 | 7 | 0
2025 | NYISO_A-F_2_IESO | NYISO_A-F | IESO | Internal | Summer | B3 | 75 | 1600 | 0 | 89.29 | 82.29 | 7 | 0
2025 | NYISO_A-F_2_IESO | NYISO_A-F | IESO | Internal | Summer | B4 | 100 | 1600 | 0 | 80.39 | 73.39 | 7 | 0
2025 | NYISO_A-F_2_IESO | NYISO_A-F | IESO | Internal | Summer | B5 | 200 | 1600 | 0 | 74.1 | 66.61 | 7 | 0
2025 | NYISO_A-F_2_IESO | NYISO_A-F | IESO | Internal | Summer | B6 | 300 | 1600 | 0 | 74.1 | 66.61 | 7 | 0
2025 | NYISO_A-F_2_IESO | NYISO_A-F | IESO | Internal | Summer | B7 | 400 | 1600 | 0 | 73.61 | 66.61 | 7 | 0
2025 | NYISO_A-F_2_IESO | NYISO_A-F | IESO | Internal | Summer | B8 | 500 | 1600 | 0 | 65.6 | 58.6 | 7 | 0
2025 | NYISO_A-F_2_IESO | NYISO_A-F | IESO | Internal | Summer | B9 | 800 | 1600 | 0 | 65.18 | 58.18 | 7 | 0
2025 | NYISO_A-F_2_IESO | NYISO_A-F | IESO | Internal | Summer | B10 | 1262 | 1600 | 0 | 65.18 | 58.18 | 7 | 0
2025 | NYISO_A-F_2_IESO | NYISO_A-F | IESO | Internal | Winter | B16 | 25 | 1600 | 0 | 78.34 | 69.85 | 7 | 0
2025 | NYISO_A-F_2_IESO | NYISO_A-F | IESO | Internal | Winter | B17 | 100 | 1600 | 0 | 75.04 | 68.04 | 7 | 0
2025 | NYISO_A-F_2_IESO | NYISO_A-F | IESO | Internal | Winter | B18 | 400 | 1600 | 0 | 72.56 | 65.56 | 7 | 0
2025 | NYISO_A-F_2_IESO | NYISO_A-F | IESO | Internal | Winter | B19 | 700 | 1600 | 0 | 72.56 | 65.56 | 7 | 0
2025 | NYISO_A-F_2_IESO | NYISO_A-F | IESO | Internal | Winter | B20 | 935 | 1600 | 0 | 72.56 | 65.56 | 7 | 0
2025 | NYISO_A-F_2_NEISO | NYISO_A-F | NEISO | Internal | Shoulder | B11 | 25 | 600 | 0 | 71.48 | 65.77 | 3 | 0
2025 | NYISO_A-F_2_NEISO | NYISO_A-F | NEISO | Internal | Shoulder | B12 | 200 | 600 | 0 | 69.38 | 65.77 | 3 | 0
2025 | NYISO_A-F_2_NEISO | NYISO_A-F | NEISO | Internal | Shoulder | B13 | 600 | 600 | 0 | 68.74 | 65.77 | 3 | 0
2025 | NYISO_A-F_2_NEISO | NYISO_A-F | NEISO | Internal | Shoulder | B14 | 900 | 600 | 0 | 68.74 | 65.77 | 3 | 0
2025 | NYISO_A-F_2_NEISO | NYISO_A-F | NEISO | Internal | Shoulder | B15 | 1203 | 600 | 0 | 68.27 | 65.77 | 3 | 0
2025 | NYISO_A-F_2_NEISO | NYISO_A-F | NEISO | Internal | Summer | B1 | 10 | 600 | 600 | 108.43 | 141.36 | 3 | 29.93
2025 | NYISO_A-F_2_NEISO | NYISO_A-F | NEISO | Internal | Summer | B2 | 25 | 600 | 300.01 | 107.3 | 110.3 | 3 | 0
2025 | NYISO_A-F_2_NEISO | NYISO_A-F | NEISO | Internal | Summer | B3 | 75 | 600 | 0 | 89.29 | 86.29 | 3 | 0
2025 | NYISO_A-F_2_NEISO | NYISO_A-F | NEISO | Internal | Summer | B4 | 100 | 600 | 0 | 80.39 | 74.86 | 3 | 0
2025 | NYISO_A-F_2_NEISO | NYISO_A-F | NEISO | Internal | Summer | B5 | 200 | 600 | 0 | 74.1 | 68.93 | 3 | 0
2025 | NYISO_A-F_2_NEISO | NYISO_A-F | NEISO | Internal | Summer | B6 | 300 | 600 | 0 | 74.1 | 62.6 | 3 | 0
2025 | NYISO_A-F_2_NEISO | NYISO_A-F | NEISO | Internal | Summer | B7 | 400 | 600 | 0 | 73.61 | 62.6 | 3 | 0
2025 | NYISO_A-F_2_NEISO | NYISO_A-F | NEISO | Internal | Summer | B8 | 500 | 600 | 0 | 65.6 | 62.6 | 3 | 0
2025 | NYISO_A-F_2_NEISO | NYISO_A-F | NEISO | Internal | Summer | B9 | 800 | 600 | 0 | 65.18 | 62.6 | 3 | 0
2025 | NYISO_A-F_2_NEISO | NYISO_A-F | NEISO | Internal | Summer | B10 | 1262 | 600 | 0 | 65.18 | 62.6 | 3 | 0
2025 | NYISO_A-F_2_NEISO | NYISO_A-F | NEISO | Internal | Winter | B16 | 25 | 600 | 0 | 78.34 | 75.56 | 3 | 0
2025 | NYISO_A-F_2_NEISO | NYISO_A-F | NEISO | Internal | Winter | B17 | 100 | 600 | 0 | 75.04 | 75.56 | 3 | 0
2025 | NYISO_A-F_2_NEISO | NYISO_A-F | NEISO | Internal | Winter | B18 | 400 | 600 | 107.53 | 72.56 | 75.56 | 3 | 0
2025 | NYISO_A-F_2_NEISO | NYISO_A-F | NEISO | Internal | Winter | B19 | 700 | 600 | 382.2 | 72.56 | 75.56 | 3 | 0
2025 | NYISO_A-F_2_NEISO | NYISO_A-F | NEISO | Internal | Winter | B20 | 935 | 600 | 377.79 | 72.56 | 75.56 | 3 | 0
2025 | NYISO_A-F_2_NYISO_G-I | NYISO_A-F | NYISO_G-I | Internal | Shoulder | B11 | 25 | 5685 | 4713.1 | 71.48 | 71.49 | 0.01 | 0
2025 | NYISO_A-F_2_NYISO_G-I | NYISO_A-F | NYISO_G-I | Internal | Shoulder | B12 | 200 | 5685 | 4267.75 | 69.38 | 69.39 | 0.01 | 0
2025 | NYISO_A-F_2_NYISO_G-I | NYISO_A-F | NYISO_G-I | Internal | Shoulder | B13 | 600 | 5685 | 4724.5 | 68.74 | 68.75 | 0.01 | 0
2025 | NYISO_A-F_2_NYISO_G-I | NYISO_A-F | NYISO_G-I | Internal | Shoulder | B14 | 900 | 5685 | 4545.64 | 68.74 | 68.75 | 0.01 | 0
2025 | NYISO_A-F_2_NYISO_G-I | NYISO_A-F | NYISO_G-I | Internal | Shoulder | B15 | 1203 | 5685 | 2132.06 | 68.27 | 68.28 | 0.01 | 0
2025 | NYISO_A-F_2_NYISO_G-I | NYISO_A-F | NYISO_G-I | Internal | Summer | B1 | 10 | 5685 | 5685 | 108.43 | 144.35 | 0.01 | 35.91
2025 | NYISO_A-F_2_NYISO_G-I | NYISO_A-F | NYISO_G-I | Internal | Summer | B2 | 25 | 5685 | 5685 | 107.3 | 113.3 | 0.01 | 5.99
2025 | NYISO_A-F_2_NYISO_G-I | NYISO_A-F | NYISO_G-I | Internal | Summer | B3 | 75 | 5685 | 5685 | 89.29 | 91.87 | 0.01 | 2.57
2025 | NYISO_A-F_2_NYISO_G-I | NYISO_A-F | NYISO_G-I | Internal | Summer | B4 | 100 | 5685 | 5685 | 80.39 | 89.6 | 0.01 | 9.2
2025 | NYISO_A-F_2_NYISO_G-I | NYISO_A-F | NYISO_G-I | Internal | Summer | B5 | 200 | 5685 | 5685 | 74.1 | 82.99 | 0.01 | 8.88
2025 | NYISO_A-F_2_NYISO_G-I | NYISO_A-F | NYISO_G-I | Internal | Summer | B6 | 300 | 5685 | 5685 | 74.1 | 77.02 | 0.01 | 2.91
2025 | NYISO_A-F_2_NYISO_G-I | NYISO_A-F | NYISO_G-I | Internal | Summer | B7 | 400 | 5685 | 5543.08 | 73.61 | 73.62 | 0.01 | 0
2025 | NYISO_A-F_2_NYISO_G-I | NYISO_A-F | NYISO_G-I | Internal | Summer | B8 | 500 | 5685 | 4352.21 | 65.6 | 65.61 | 0.01 | 0
2025 | NYISO_A-F_2_NYISO_G-I | NYISO_A-F | NYISO_G-I | Internal | Summer | B9 | 800 | 5685 | 4244.2 | 65.18 | 65.2 | 0.01 | 0
2025 | NYISO_A-F_2_NYISO_G-I | NYISO_A-F | NYISO_G-I | Internal | Summer | B10 | 1262 | 5685 | 2456.29 | 65.18 | 65.2 | 0.01 | 0
2025 | NYISO_A-F_2_NYISO_G-I | NYISO_A-F | NYISO_G-I | Internal | Winter | B16 | 25 | 5685 | 5685 | 78.34 | 82.13 | 0.01 | 3.78
2025 | NYISO_A-F_2_NYISO_G-I | NYISO_A-F | NYISO_G-I | Internal | Winter | B17 | 100 | 5685 | 5636.53 | 75.04 | 75.05 | 0.01 | 0
2025 | NYISO_A-F_2_NYISO_G-I | NYISO_A-F | NYISO_G-I | Internal | Winter | B18 | 400 | 5685 | 5685 | 72.56 | 75.05 | 0.01 | 2.48
2025 | NYISO_A-F_2_NYISO_G-I | NYISO_A-F | NYISO_G-I | Internal | Winter | B19 | 700 | 5685 | 5685 | 72.56 | 75.05 | 0.01 | 2.48
2025 | NYISO_A-F_2_NYISO_G-I | NYISO_A-F | NYISO_G-I | Internal | Winter | B20 | 935 | 5685 | 5223.59 | 72.56 | 72.57 | 0.01 | 0
2025 | NYISO_A-F_2_PJM_ROM | NYISO_A-F | PJM_ROM | Internal | Shoulder | B11 | 25 | 1000 | 999.38 | 71.48 | 79.5 | 8 | 0.02
2025 | NYISO_A-F_2_PJM_ROM | NYISO_A-F | PJM_ROM | Internal | Shoulder | B12 | 200 | 1000 | 612.52 | 69.38 | 77.38 | 8 | 0
2025 | NYISO_A-F_2_PJM_ROM | NYISO_A-F | PJM_ROM | Internal | Shoulder | B13 | 600 | 1000 | 0 | 68.74 | 76.22 | 8 | 0
2025 | NYISO_A-F_2_PJM_ROM | NYISO_A-F | PJM_ROM | Internal | Shoulder | B14 | 900 | 1000 | 0 | 68.74 | 73.68 | 8 | 0
2025 | NYISO_A-F_2_PJM_ROM | NYISO_A-F | PJM_ROM | Internal | Shoulder | B15 | 1203 | 1000 | 0 | 68.27 | 68.95 | 8 | 0
2025 | NYISO_A-F_2_PJM_ROM | NYISO_A-F | PJM_ROM | Internal | Summer | B1 | 10 | 1000 | 1000 | 108.43 | 152.33 | 8 | 35.91
2025 | NYISO_A-F_2_PJM_ROM | NYISO_A-F | PJM_ROM | Internal | Summer | B2 | 25 | 1000 | 1000 | 107.3 | 121.29 | 8 | 5.99
2025 | NYISO_A-F_2_PJM_ROM | NYISO_A-F | PJM_ROM | Internal | Summer | B3 | 75 | 1000 | 1000 | 89.29 | 108.08 | 8 | 10.79
2025 | NYISO_A-F_2_PJM_ROM | NYISO_A-F | PJM_ROM | Internal | Summer | B4 | 100 | 1000 | 1000 | 80.39 | 97.59 | 8 | 9.2
2025 | NYISO_A-F_2_PJM_ROM | NYISO_A-F | PJM_ROM | Internal | Summer | B5 | 200 | 1000 | 1000 | 74.1 | 90.97 | 8 | 8.88
2025 | NYISO_A-F_2_PJM_ROM | NYISO_A-F | PJM_ROM | Internal | Summer | B6 | 300 | 1000 | 1000 | 74.1 | 85.03 | 8 | 2.93
2025 | NYISO_A-F_2_PJM_ROM | NYISO_A-F | PJM_ROM | Internal | Summer | B7 | 400 | 1000 | 999.99 | 73.61 | 81.69 | 8 | 0.09
2025 | NYISO_A-F_2_PJM_ROM | NYISO_A-F | PJM_ROM | Internal | Summer | B8 | 500 | 1000 | 999.97 | 65.6 | 73.62 | 8 | 0.02
2025 | NYISO_A-F_2_PJM_ROM | NYISO_A-F | PJM_ROM | Internal | Summer | B9 | 800 | 1000 | 0 | 65.18 | 71 | 8 | 0
2025 | NYISO_A-F_2_PJM_ROM | NYISO_A-F | PJM_ROM | Internal | Summer | B10 | 1262 | 1000 | 0 | 65.18 | 66.45 | 8 | 0
2025 | NYISO_A-F_2_PJM_ROM | NYISO_A-F | PJM_ROM | Internal | Winter | B16 | 25 | 1000 | 1000 | 78.34 | 90.12 | 8 | 3.78
2025 | NYISO_A-F_2_PJM_ROM | NYISO_A-F | PJM_ROM | Internal | Winter | B17 | 100 | 1000 | 474.96 | 75.04 | 83.04 | 8 | 0
2025 | NYISO_A-F_2_PJM_ROM | NYISO_A-F | PJM_ROM | Internal | Winter | B18 | 400 | 1000 | 833.01 | 72.56 | 80.56 | 8 | 0
2025 | NYISO_A-F_2_PJM_ROM | NYISO_A-F | PJM_ROM | Internal | Winter | B19 | 700 | 1000 | 0 | 72.56 | 79.98 | 8 | 0
2025 | NYISO_A-F_2_PJM_ROM | NYISO_A-F | PJM_ROM | Internal | Winter | B20 | 935 | 1000 | 0 | 72.56 | 74.37 | 8 | 0
2025 | NYISO_G-I_2_NEISO | NYISO_G-I | NEISO | Internal | Shoulder | B11 | 25 | 600 | 0 | 71.49 | 65.77 | 3 | 0
2025 | NYISO_G-I_2_NEISO | NYISO_G-I | NEISO | Internal | Shoulder | B12 | 200 | 600 | 0 | 69.39 | 65.77 | 3 | 0
2025 | NYISO_G-I_2_NEISO | NYISO_G-I | NEISO | Internal | Shoulder | B13 | 600 | 600 | 0 | 68.75 | 65.77 | 3 | 0
2025 | NYISO_G-I_2_NEISO | NYISO_G-I | NEISO | Internal | Shoulder | B14 | 900 | 600 | 0 | 68.75 | 65.77 | 3 | 0
2025 | NYISO_G-I_2_NEISO | NYISO_G-I | NEISO | Internal | Shoulder | B15 | 1203 | 600 | 0 | 68.28 | 65.77 | 3 | 0
2025 | NYISO_G-I_2_NEISO | NYISO_G-I | NEISO | Internal | Summer | B1 | 10 | 600 | 0 | 144.35 | 141.36 | 3 | 0
2025 | NYISO_G-I_2_NEISO | NYISO_G-I | NEISO | Internal | Summer | B2 | 25 | 600 | 0 | 113.3 | 110.3 | 3 | 0
2025 | NYISO_G-I_2_NEISO | NYISO_G-I | NEISO | Internal | Summer | B3 | 75 | 600 | 0 | 91.87 | 86.29 | 3 | 0
2025 | NYISO_G-I_2_NEISO | NYISO_G-I | NEISO | Internal | Summer | B4 | 100 | 600 | 0 | 89.6 | 74.86 | 3 | 0
2025 | NYISO_G-I_2_NEISO | NYISO_G-I | NEISO | Internal | Summer | B5 | 200 | 600 | 0 | 82.99 | 68.93 | 3 | 0
2025 | NYISO_G-I_2_NEISO | NYISO_G-I | NEISO | Internal | Summer | B6 | 300 | 600 | 0 | 77.02 | 62.6 | 3 | 0
2025 | NYISO_G-I_2_NEISO | NYISO_G-I | NEISO | Internal | Summer | B7 | 400 | 600 | 0 | 73.62 | 62.6 | 3 | 0
2025 | NYISO_G-I_2_NEISO | NYISO_G-I | NEISO | Internal | Summer | B8 | 500 | 600 | 0 | 65.61 | 62.6 | 3 | 0
2025 | NYISO_G-I_2_NEISO | NYISO_G-I | NEISO | Internal | Summer | B9 | 800 | 600 | 0 | 65.2 | 62.6 | 3 | 0
2025 | NYISO_G-I_2_NEISO | NYISO_G-I | NEISO | Internal | Summer | B10 | 1262 | 600 | 0 | 65.2 | 62.6 | 3 | 0
2025 | NYISO_G-I_2_NEISO | NYISO_G-I | NEISO | Internal | Winter | B16 | 25 | 600 | 0 | 82.13 | 75.56 | 3 | 0
2025 | NYISO_G-I_2_NEISO | NYISO_G-I | NEISO | Internal | Winter | B17 | 100 | 600 | 0 | 75.05 | 75.56 | 3 | 0
2025 | NYISO_G-I_2_NEISO | NYISO_G-I | NEISO | Internal | Winter | B18 | 400 | 600 | 0 | 75.05 | 75.56 | 3 | 0
2025 | NYISO_G-I_2_NEISO | NYISO_G-I | NEISO | Internal | Winter | B19 | 700 | 600 | 0 | 75.05 | 75.56 | 3 | 0
2025 | NYISO_G-I_2_NEISO | NYISO_G-I | NEISO | Internal | Winter | B20 | 935 | 600 | 0.03 | 72.57 | 75.56 | 3 | 0
2025 | NYISO_G-I_2_NYISO_A-F | NYISO_G-I | NYISO_A-F | Internal | Shoulder | B11 | 25 | 3434 | 0.6 | 71.49 | 71.48 | 0.01 | 0
2025 | NYISO_G-I_2_NYISO_A-F | NYISO_G-I | NYISO_A-F | Internal | Shoulder | B12 | 200 | 3434 | 0.08 | 69.39 | 69.38 | 0.01 | 0
2025 | NYISO_G-I_2_NYISO_A-F | NYISO_G-I | NYISO_A-F | Internal | Shoulder | B13 | 600 | 3434 | 0.03 | 68.75 | 68.74 | 0.01 | 0
2025 | NYISO_G-I_2_NYISO_A-F | NYISO_G-I | NYISO_A-F | Internal | Shoulder | B14 | 900 | 3434 | 0.02 | 68.75 | 68.74 | 0.01 | 0
2025 | NYISO_G-I_2_NYISO_A-F | NYISO_G-I | NYISO_A-F | Internal | Shoulder | B15 | 1203 | 3434 | 0.01 | 68.28 | 68.27 | 0.01 | 0
2025 | NYISO_G-I_2_NYISO_A-F | NYISO_G-I | NYISO_A-F | Internal | Summer | B1 | 10 | 3434 | 0 | 144.35 | 108.43 | 0.01 | 0
2025 | NYISO_G-I_2_NYISO_A-F | NYISO_G-I | NYISO_A-F | Internal | Summer | B2 | 25 | 3434 | 0 | 113.3 | 107.3 | 0.01 | 0
2025 | NYISO_G-I_2_NYISO_A-F | NYISO_G-I | NYISO_A-F | Internal | Summer | B3 | 75 | 3434 | 0 | 91.87 | 89.29 | 0.01 | 0
2025 | NYISO_G-I_2_NYISO_A-F | NYISO_G-I | NYISO_A-F | Internal | Summer | B4 | 100 | 3434 | 0 | 89.6 | 80.39 | 0.01 | 0
2025 | NYISO_G-I_2_NYISO_A-F | NYISO_G-I | NYISO_A-F | Internal | Summer | B5 | 200 | 3434 | 0 | 82.99 | 74.1 | 0.01 | 0
2025 | NYISO_G-I_2_NYISO_A-F | NYISO_G-I | NYISO_A-F | Internal | Summer | B6 | 300 | 3434 | 0 | 77.02 | 74.1 | 0.01 | 0
2025 | NYISO_G-I_2_NYISO_A-F | NYISO_G-I | NYISO_A-F | Internal | Summer | B7 | 400 | 3434 | 0.04 | 73.62 | 73.61 | 0.01 | 0
2025 | NYISO_G-I_2_NYISO_A-F | NYISO_G-I | NYISO_A-F | Internal | Summer | B8 | 500 | 3434 | 0.03 | 65.61 | 65.6 | 0.01 | 0
2025 | NYISO_G-I_2_NYISO_A-F | NYISO_G-I | NYISO_A-F | Internal | Summer | B9 | 800 | 3434 | 0.02 | 65.2 | 65.18 | 0.01 | 0
2025 | NYISO_G-I_2_NYISO_A-F | NYISO_G-I | NYISO_A-F | Internal | Summer | B10 | 1262 | 3434 | 0.01 | 65.2 | 65.18 | 0.01 | 0
2025 | NYISO_G-I_2_NYISO_A-F | NYISO_G-I | NYISO_A-F | Internal | Winter | B16 | 25 | 3434 | 0 | 82.13 | 78.34 | 0.01 | 0
2025 | NYISO_G-I_2_NYISO_A-F | NYISO_G-I | NYISO_A-F | Internal | Winter | B17 | 100 | 3434 | 0.13 | 75.05 | 75.04 | 0.01 | 0
2025 | NYISO_G-I_2_NYISO_A-F | NYISO_G-I | NYISO_A-F | Internal | Winter | B18 | 400 | 3434 | 0 | 75.05 | 72.56 | 0.01 | 0
2025 | NYISO_G-I_2_NYISO_A-F | NYISO_G-I | NYISO_A-F | Internal | Winter | B19 | 700 | 3434 | 0 | 75.05 | 72.56 | 0.01 | 0
2025 | NYISO_G-I_2_NYISO_A-F | NYISO_G-I | NYISO_A-F | Internal | Winter | B20 | 935 | 3434 | 0.02 | 72.57 | 72.56 | 0.01 | 0
2025 | NYISO_G-I_2_NYISO_J-K | NYISO_G-I | NYISO_J-K | Internal | Shoulder | B11 | 25 | 6130 | 6130 | 71.49 | 85.49 | 0.01 | 13.99
2025 | NYISO_G-I_2_NYISO_J-K | NYISO_G-I | NYISO_J-K | Internal | Shoulder | B12 | 200 | 6130 | 6130 | 69.39 | 70.47 | 0.01 | 1.07
2025 | NYISO_G-I_2_NYISO_J-K | NYISO_G-I | NYISO_J-K | Internal | Shoulder | B13 | 600 | 6130 | 6130 | 68.75 | 70.47 | 0.01 | 1.7
2025 | NYISO_G-I_2_NYISO_J-K | NYISO_G-I | NYISO_J-K | Internal | Shoulder | B14 | 900 | 6130 | 6129.78 | 68.75 | 68.77 | 0.01 | 0
2025 | NYISO_G-I_2_NYISO_J-K | NYISO_G-I | NYISO_J-K | Internal | Shoulder | B15 | 1203 | 6130 | 4213.97 | 68.28 | 68.3 | 0.01 | 0
2025 | NYISO_G-I_2_NYISO_J-K | NYISO_G-I | NYISO_J-K | Internal | Summer | B1 | 10 | 6130 | 4989.31 | 144.35 | 144.36 | 0.01 | 0
2025 | NYISO_G-I_2_NYISO_J-K | NYISO_G-I | NYISO_J-K | Internal | Summer | B2 | 25 | 6130 | 5699.06 | 113.3 | 113.32 | 0.01 | 0
2025 | NYISO_G-I_2_NYISO_J-K | NYISO_G-I | NYISO_J-K | Internal | Summer | B3 | 75 | 6130 | 5368.11 | 91.87 | 91.88 | 0.01 | 0
2025 | NYISO_G-I_2_NYISO_J-K | NYISO_G-I | NYISO_J-K | Internal | Summer | B4 | 100 | 6130 | 5875.81 | 89.6 | 89.61 | 0.01 | 0
2025 | NYISO_G-I_2_NYISO_J-K | NYISO_G-I | NYISO_J-K | Internal | Summer | B5 | 200 | 6130 | 6130 | 82.99 | 89.61 | 0.01 | 6.62
2025 | NYISO_G-I_2_NYISO_J-K | NYISO_G-I | NYISO_J-K | Internal | Summer | B6 | 300 | 6130 | 6130 | 77.02 | 89.61 | 0.01 | 12.58
2025 | NYISO_G-I_2_NYISO_J-K | NYISO_G-I | NYISO_J-K | Internal | Summer | B7 | 400 | 6130 | 6130 | 73.62 | 89.61 | 0.01 | 15.99
2025 | NYISO_G-I_2_NYISO_J-K | NYISO_G-I | NYISO_J-K | Internal | Summer | B8 | 500 | 6130 | 6130 | 65.61 | 67 | 0.01 | 1.38
2025 | NYISO_G-I_2_NYISO_J-K | NYISO_G-I | NYISO_J-K | Internal | Summer | B9 | 800 | 6130 | 6130 | 65.2 | 67 | 0.01 | 1.8
2025 | NYISO_G-I_2_NYISO_J-K | NYISO_G-I | NYISO_J-K | Internal | Summer | B10 | 1262 | 6130 | 4864.49 | 65.2 | 65.21 | 0.01 | 0
2025 | NYISO_G-I_2_NYISO_J-K | NYISO_G-I | NYISO_J-K | Internal | Winter | B16 | 25 | 6130 | 6130 | 82.13 | 93.79 | 0.01 | 11.65
2025 | NYISO_G-I_2_NYISO_J-K | NYISO_G-I | NYISO_J-K | Internal | Winter | B17 | 100 | 6130 | 6130 | 75.05 | 82.71 | 0.01 | 7.64
2025 | NYISO_G-I_2_NYISO_J-K | NYISO_G-I | NYISO_J-K | Internal | Winter | B18 | 400 | 6130 | 6130 | 75.05 | 82.71 | 0.01 | 7.64
2025 | NYISO_G-I_2_NYISO_J-K | NYISO_G-I | NYISO_J-K | Internal | Winter | B19 | 700 | 6130 | 6130 | 75.05 | 82.71 | 0.01 | 7.64
2025 | NYISO_G-I_2_NYISO_J-K | NYISO_G-I | NYISO_J-K | Internal | Winter | B20 | 935 | 6130 | 6130 | 72.57 | 77.66 | 0.01 | 5.08
2025 | NYISO_G-I_2_PJM_E | NYISO_G-I | PJM_E | Internal | Shoulder | B11 | 25 | 1500 | 370.91 | 71.49 | 79.49 | 8 | 0
2025 | NYISO_G-I_2_PJM_E | NYISO_G-I | PJM_E | Internal | Shoulder | B12 | 200 | 1500 | 0.08 | 69.39 | 77.36 | 8 | 0
2025 | NYISO_G-I_2_PJM_E | NYISO_G-I | PJM_E | Internal | Shoulder | B13 | 600 | 1500 | 0 | 68.75 | 76.21 | 8 | 0
2025 | NYISO_G-I_2_PJM_E | NYISO_G-I | PJM_E | Internal | Shoulder | B14 | 900 | 1500 | 0 | 68.75 | 73.66 | 8 | 0
2025 | NYISO_G-I_2_PJM_E | NYISO_G-I | PJM_E | Internal | Shoulder | B15 | 1203 | 1500 | 0 | 68.28 | 68.94 | 8 | 0
2025 | NYISO_G-I_2_PJM_E | NYISO_G-I | PJM_E | Internal | Summer | B1 | 10 | 1500 | 697.77 | 144.35 | 152.35 | 8 | 0
2025 | NYISO_G-I_2_PJM_E | NYISO_G-I | PJM_E | Internal | Summer | B2 | 25 | 1500 | 248.26 | 113.3 | 121.3 | 8 | 0
2025 | NYISO_G-I_2_PJM_E | NYISO_G-I | PJM_E | Internal | Summer | B3 | 75 | 1500 | 1500 | 91.87 | 108.07 | 8 | 8.2
2025 | NYISO_G-I_2_PJM_E | NYISO_G-I | PJM_E | Internal | Summer | B4 | 100 | 1500 | 1297.85 | 89.6 | 97.6 | 8 | 0
2025 | NYISO_G-I_2_PJM_E | NYISO_G-I | PJM_E | Internal | Summer | B5 | 200 | 1500 | 1200.5 | 82.99 | 90.99 | 8 | 0
2025 | NYISO_G-I_2_PJM_E | NYISO_G-I | PJM_E | Internal | Summer | B6 | 300 | 1500 | 1424.38 | 77.02 | 85.02 | 8 | 0
2025 | NYISO_G-I_2_PJM_E | NYISO_G-I | PJM_E | Internal | Summer | B7 | 400 | 1500 | 1499.98 | 73.62 | 81.68 | 8 | 0.06
2025 | NYISO_G-I_2_PJM_E | NYISO_G-I | PJM_E | Internal | Summer | B8 | 500 | 1500 | 467.34 | 65.61 | 73.61 | 8 | 0
2025 | NYISO_G-I_2_PJM_E | NYISO_G-I | PJM_E | Internal | Summer | B9 | 800 | 1500 | 0 | 65.2 | 70.99 | 8 | 0
2025 | NYISO_G-I_2_PJM_E | NYISO_G-I | PJM_E | Internal | Summer | B10 | 1262 | 1500 | 0 | 65.2 | 66.44 | 8 | 0
2025 | NYISO_G-I_2_PJM_E | NYISO_G-I | PJM_E | Internal | Winter | B16 | 25 | 1500 | 931.17 | 82.13 | 90.13 | 8 | 0
2025 | NYISO_G-I_2_PJM_E | NYISO_G-I | PJM_E | Internal | Winter | B17 | 100 | 1500 | 0.14 | 75.05 | 83.03 | 8 | 0
2025 | NYISO_G-I_2_PJM_E | NYISO_G-I | PJM_E | Internal | Winter | B18 | 400 | 1500 | 0 | 75.05 | 80.55 | 8 | 0
2025 | NYISO_G-I_2_PJM_E | NYISO_G-I | PJM_E | Internal | Winter | B19 | 700 | 1500 | 0 | 75.05 | 79.97 | 8 | 0
2025 | NYISO_G-I_2_PJM_E | NYISO_G-I | PJM_E | Internal | Winter | B20 | 935 | 1500 | 0 | 72.57 | 74.38 | 8 | 0
2025 | NYISO_J-K_2_NEISO | NYISO_J-K | NEISO | Internal | Shoulder | B11 | 25 | 315 | 0 | 85.49 | 65.77 | 3 | 0
2025 | NYISO_J-K_2_NEISO | NYISO_J-K | NEISO | Internal | Shoulder | B12 | 200 | 315 | 0 | 70.47 | 65.77 | 3 | 0
2025 | NYISO_J-K_2_NEISO | NYISO_J-K | NEISO | Internal | Shoulder | B13 | 600 | 315 | 0 | 70.47 | 65.77 | 3 | 0
2025 | NYISO_J-K_2_NEISO | NYISO_J-K | NEISO | Internal | Shoulder | B14 | 900 | 315 | 0 | 68.77 | 65.77 | 3 | 0
2025 | NYISO_J-K_2_NEISO | NYISO_J-K | NEISO | Internal | Shoulder | B15 | 1203 | 315 | 0 | 68.3 | 65.77 | 3 | 0
2025 | NYISO_J-K_2_NEISO | NYISO_J-K | NEISO | Internal | Summer | B1 | 10 | 315 | 0 | 144.36 | 141.36 | 3 | 0
2025 | NYISO_J-K_2_NEISO | NYISO_J-K | NEISO | Internal | Summer | B2 | 25 | 315 | 0 | 113.32 | 110.3 | 3 | 0
2025 | NYISO_J-K_2_NEISO | NYISO_J-K | NEISO | Internal | Summer | B3 | 75 | 315 | 0 | 91.88 | 86.29 | 3 | 0
2025 | NYISO_J-K_2_NEISO | NYISO_J-K | NEISO | Internal | Summer | B4 | 100 | 315 | 0 | 89.61 | 74.86 | 3 | 0
2025 | NYISO_J-K_2_NEISO | NYISO_J-K | NEISO | Internal | Summer | B5 | 200 | 315 | 0 | 89.61 | 68.93 | 3 | 0
2025 | NYISO_J-K_2_NEISO | NYISO_J-K | NEISO | Internal | Summer | B6 | 300 | 315 | 0 | 89.61 | 62.6 | 3 | 0
2025 | NYISO_J-K_2_NEISO | NYISO_J-K | NEISO | Internal | Summer | B7 | 400 | 315 | 0 | 89.61 | 62.6 | 3 | 0
2025 | NYISO_J-K_2_NEISO | NYISO_J-K | NEISO | Internal | Summer | B8 | 500 | 315 | 0 | 67 | 62.6 | 3 | 0
2025 | NYISO_J-K_2_NEISO | NYISO_J-K | NEISO | Internal | Summer | B9 | 800 | 315 | 0 | 67 | 62.6 | 3 | 0
2025 | NYISO_J-K_2_NEISO | NYISO_J-K | NEISO | Internal | Summer | B10 | 1262 | 315 | 0 | 65.21 | 62.6 | 3 | 0
2025 | NYISO_J-K_2_NEISO | NYISO_J-K | NEISO | Internal | Winter | B16 | 25 | 315 | 0 | 93.79 | 75.56 | 3 | 0
2025 | NYISO_J-K_2_NEISO | NYISO_J-K | NEISO | Internal | Winter | B17 | 100 | 315 | 0 | 82.71 | 75.56 | 3 | 0
2025 | NYISO_J-K_2_NEISO | NYISO_J-K | NEISO | Internal | Winter | B18 | 400 | 315 | 0 | 82.71 | 75.56 | 3 | 0
2025 | NYISO_J-K_2_NEISO | NYISO_J-K | NEISO | Internal | Winter | B19 | 700 | 315 | 0 | 82.71 | 75.56 | 3 | 0
2025 | NYISO_J-K_2_NEISO | NYISO_J-K | NEISO | Internal | Winter | B20 | 935 | 315 | 0 | 77.66 | 75.56 | 3 | 0
2025 | NYISO_J-K_2_NYISO_G-I | NYISO_J-K | NYISO_G-I | Internal | Shoulder | B11 | 25 | 1999 | 0 | 85.49 | 71.49 | 0.01 | 0
2025 | NYISO_J-K_2_NYISO_G-I | NYISO_J-K | NYISO_G-I | Internal | Shoulder | B12 | 200 | 1999 | 0 | 70.47 | 69.39 | 0.01 | 0
2025 | NYISO_J-K_2_NYISO_G-I | NYISO_J-K | NYISO_G-I | Internal | Shoulder | B13 | 600 | 1999 | 0 | 70.47 | 68.75 | 0.01 | 0
2025 | NYISO_J-K_2_NYISO_G-I | NYISO_J-K | NYISO_G-I | Internal | Shoulder | B14 | 900 | 1999 | 0.02 | 68.77 | 68.75 | 0.01 | 0
2025 | NYISO_J-K_2_NYISO_G-I | NYISO_J-K | NYISO_G-I | Internal | Shoulder | B15 | 1203 | 1999 | 0.01 | 68.3 | 68.28 | 0.01 | 0
2025 | NYISO_J-K_2_NYISO_G-I | NYISO_J-K | NYISO_G-I | Internal | Summer | B1 | 10 | 1999 | 1.46 | 144.36 | 144.35 | 0.01 | 0
2025 | NYISO_J-K_2_NYISO_G-I | NYISO_J-K | NYISO_G-I | Internal | Summer | B2 | 25 | 1999 | 0.58 | 113.32 | 113.3 | 0.01 | 0
2025 | NYISO_J-K_2_NYISO_G-I | NYISO_J-K | NYISO_G-I | Internal | Summer | B3 | 75 | 1999 | 0.21 | 91.88 | 91.87 | 0.01 | 0
2025 | NYISO_J-K_2_NYISO_G-I | NYISO_J-K | NYISO_G-I | Internal | Summer | B4 | 100 | 1999 | 0.15 | 89.61 | 89.6 | 0.01 | 0
2025 | NYISO_J-K_2_NYISO_G-I | NYISO_J-K | NYISO_G-I | Internal | Summer | B5 | 200 | 1999 | 0 | 89.61 | 82.99 | 0.01 | 0
2025 | NYISO_J-K_2_NYISO_G-I | NYISO_J-K | NYISO_G-I | Internal | Summer | B6 | 300 | 1999 | 0 | 89.61 | 77.02 | 0.01 | 0
2025 | NYISO_J-K_2_NYISO_G-I | NYISO_J-K | NYISO_G-I | Internal | Summer | B7 | 400 | 1999 | 0 | 89.61 | 73.62 | 0.01 | 0
2025 | NYISO_J-K_2_NYISO_G-I | NYISO_J-K | NYISO_G-I | Internal | Summer | B8 | 500 | 1999 | 0 | 67 | 65.61 | 0.01 | 0
2025 | NYISO_J-K_2_NYISO_G-I | NYISO_J-K | NYISO_G-I | Internal | Summer | B9 | 800 | 1999 | 0 | 67 | 65.2 | 0.01 | 0
2025 | NYISO_J-K_2_NYISO_G-I | NYISO_J-K | NYISO_G-I | Internal | Summer | B10 | 1262 | 1999 | 0.01 | 65.21 | 65.2 | 0.01 | 0
2025 | NYISO_J-K_2_NYISO_G-I | NYISO_J-K | NYISO_G-I | Internal | Winter | B16 | 25 | 1999 | 0 | 93.79 | 82.13 | 0.01 | 0
2025 | NYISO_J-K_2_NYISO_G-I | NYISO_J-K | NYISO_G-I | Internal | Winter | B17 | 100 | 1999 | 0 | 82.71 | 75.05 | 0.01 | 0
2025 | NYISO_J-K_2_NYISO_G-I | NYISO_J-K | NYISO_G-I | Internal | Winter | B18 | 400 | 1999 | 0 | 82.71 | 75.05 | 0.01 | 0
2025 | NYISO_J-K_2_NYISO_G-I | NYISO_J-K | NYISO_G-I | Internal | Winter | B19 | 700 | 1999 | 0 | 82.71 | 75.05 | 0.01 | 0
2025 | NYISO_J-K_2_NYISO_G-I | NYISO_J-K | NYISO_G-I | Internal | Winter | B20 | 935 | 1999 | 0 | 77.66 | 72.57 | 0.01 | 0
2025 | NYISO_J-K_2_PJM_E | NYISO_J-K | PJM_E | Internal | Shoulder | B11 | 25 | 330 | 0 | 85.49 | 79.49 | 8 | 0
2025 | NYISO_J-K_2_PJM_E | NYISO_J-K | PJM_E | Internal | Shoulder | B12 | 200 | 330 | 0 | 70.47 | 77.36 | 8 | 0
2025 | NYISO_J-K_2_PJM_E | NYISO_J-K | PJM_E | Internal | Shoulder | B13 | 600 | 330 | 0 | 70.47 | 76.21 | 8 | 0
2025 | NYISO_J-K_2_PJM_E | NYISO_J-K | PJM_E | Internal | Shoulder | B14 | 900 | 330 | 0 | 68.77 | 73.66 | 8 | 0
2025 | NYISO_J-K_2_PJM_E | NYISO_J-K | PJM_E | Internal | Shoulder | B15 | 1203 | 330 | 0 | 68.3 | 68.94 | 8 | 0
2025 | NYISO_J-K_2_PJM_E | NYISO_J-K | PJM_E | Internal | Summer | B1 | 10 | 330 | 2.77 | 144.36 | 152.35 | 8 | 0
2025 | NYISO_J-K_2_PJM_E | NYISO_J-K | PJM_E | Internal | Summer | B2 | 25 | 330 | 1.09 | 113.32 | 121.3 | 8 | 0
2025 | NYISO_J-K_2_PJM_E | NYISO_J-K | PJM_E | Internal | Summer | B3 | 75 | 330 | 330 | 91.88 | 108.07 | 8 | 8.19
2025 | NYISO_J-K_2_PJM_E | NYISO_J-K | PJM_E | Internal | Summer | B4 | 100 | 330 | 0.3 | 89.61 | 97.6 | 8 | 0
2025 | NYISO_J-K_2_PJM_E | NYISO_J-K | PJM_E | Internal | Summer | B5 | 200 | 330 | 0 | 89.61 | 90.99 | 8 | 0
2025 | NYISO_J-K_2_PJM_E | NYISO_J-K | PJM_E | Internal | Summer | B6 | 300 | 330 | 0 | 89.61 | 85.02 | 8 | 0
2025 | NYISO_J-K_2_PJM_E | NYISO_J-K | PJM_E | Internal | Summer | B7 | 400 | 330 | 0 | 89.61 | 81.68 | 8 | 0
2025 | NYISO_J-K_2_PJM_E | NYISO_J-K | PJM_E | Internal | Summer | B8 | 500 | 330 | 0 | 67 | 73.61 | 8 | 0
2025 | NYISO_J-K_2_PJM_E | NYISO_J-K | PJM_E | Internal | Summer | B9 | 800 | 330 | 0 | 67 | 70.99 | 8 | 0
2025 | NYISO_J-K_2_PJM_E | NYISO_J-K | PJM_E | Internal | Summer | B10 | 1262 | 330 | 0 | 65.21 | 66.44 | 8 | 0
2025 | NYISO_J-K_2_PJM_E | NYISO_J-K | PJM_E | Internal | Winter | B16 | 25 | 330 | 0 | 93.79 | 90.13 | 8 | 0
2025 | NYISO_J-K_2_PJM_E | NYISO_J-K | PJM_E | Internal | Winter | B17 | 100 | 330 | 0 | 82.71 | 83.03 | 8 | 0
2025 | NYISO_J-K_2_PJM_E | NYISO_J-K | PJM_E | Internal | Winter | B18 | 400 | 330 | 0 | 82.71 | 80.55 | 8 | 0
2025 | NYISO_J-K_2_PJM_E | NYISO_J-K | PJM_E | Internal | Winter | B19 | 700 | 330 | 0 | 82.71 | 79.97 | 8 | 0
2025 | NYISO_J-K_2_PJM_E | NYISO_J-K | PJM_E | Internal | Winter | B20 | 935 | 330 | 0 | 77.66 | 74.38 | 8 | 0
2025 | PJM_E_2_NYISO_G-I | PJM_E | NYISO_G-I | Internal | Shoulder | B11 | 25 | 500 | 0 | 79.49 | 71.49 | 6 | 0
2025 | PJM_E_2_NYISO_G-I | PJM_E | NYISO_G-I | Internal | Shoulder | B12 | 200 | 500 | 0 | 77.36 | 69.39 | 6 | 0
2025 | PJM_E_2_NYISO_G-I | PJM_E | NYISO_G-I | Internal | Shoulder | B13 | 600 | 500 | 0 | 76.21 | 68.75 | 6 | 0
2025 | PJM_E_2_NYISO_G-I | PJM_E | NYISO_G-I | Internal | Shoulder | B14 | 900 | 500 | 0 | 73.66 | 68.75 | 6 | 0
2025 | PJM_E_2_NYISO_G-I | PJM_E | NYISO_G-I | Internal | Shoulder | B15 | 1203 | 500 | 0 | 68.94 | 68.28 | 6 | 0
2025 | PJM_E_2_NYISO_G-I | PJM_E | NYISO_G-I | Internal | Summer | B1 | 10 | 500 | 0 | 152.35 | 144.35 | 6 | 0
2025 | PJM_E_2_NYISO_G-I | PJM_E | NYISO_G-I | Internal | Summer | B2 | 25 | 500 | 0 | 121.3 | 113.3 | 6 | 0
2025 | PJM_E_2_NYISO_G-I | PJM_E | NYISO_G-I | Internal | Summer | B3 | 75 | 500 | 0 | 108.07 | 91.87 | 6 | 0
2025 | PJM_E_2_NYISO_G-I | PJM_E | NYISO_G-I | Internal | Summer | B4 | 100 | 500 | 0 | 97.6 | 89.6 | 6 | 0
2025 | PJM_E_2_NYISO_G-I | PJM_E | NYISO_G-I | Internal | Summer | B5 | 200 | 500 | 0 | 90.99 | 82.99 | 6 | 0
2025 | PJM_E_2_NYISO_G-I | PJM_E | NYISO_G-I | Internal | Summer | B6 | 300 | 500 | 0 | 85.02 | 77.02 | 6 | 0
2025 | PJM_E_2_NYISO_G-I | PJM_E | NYISO_G-I | Internal | Summer | B7 | 400 | 500 | 0 | 81.68 | 73.62 | 6 | 0
2025 | PJM_E_2_NYISO_G-I | PJM_E | NYISO_G-I | Internal | Summer | B8 | 500 | 500 | 0 | 73.61 | 65.61 | 6 | 0
2025 | PJM_E_2_NYISO_G-I | PJM_E | NYISO_G-I | Internal | Summer | B9 | 800 | 500 | 0 | 70.99 | 65.2 | 6 | 0
2025 | PJM_E_2_NYISO_G-I | PJM_E | NYISO_G-I | Internal | Summer | B10 | 1262 | 500 | 0 | 66.44 | 65.2 | 6 | 0
2025 | PJM_E_2_NYISO_G-I | PJM_E | NYISO_G-I | Internal | Winter | B16 | 25 | 500 | 0 | 90.13 | 82.13 | 6 | 0
2025 | PJM_E_2_NYISO_G-I | PJM_E | NYISO_G-I | Internal | Winter | B17 | 100 | 500 | 0 | 83.03 | 75.05 | 6 | 0
2025 | PJM_E_2_NYISO_G-I | PJM_E | NYISO_G-I | Internal | Winter | B18 | 400 | 500 | 0 | 80.55 | 75.05 | 6 | 0
2025 | PJM_E_2_NYISO_G-I | PJM_E | NYISO_G-I | Internal | Winter | B19 | 700 | 500 | 0 | 79.97 | 75.05 | 6 | 0
2025 | PJM_E_2_NYISO_G-I | PJM_E | NYISO_G-I | Internal | Winter | B20 | 935 | 500 | 0 | 74.38 | 72.57 | 6 | 0
2025 | PJM_E_2_NYISO_J-K | PJM_E | NYISO_J-K | Internal | Shoulder | B11 | 25 | 330 | 77.3 | 79.49 | 85.49 | 6 | 0
2025 | PJM_E_2_NYISO_J-K | PJM_E | NYISO_J-K | Internal | Shoulder | B12 | 200 | 330 | 0 | 77.36 | 70.47 | 6 | 0
2025 | PJM_E_2_NYISO_J-K | PJM_E | NYISO_J-K | Internal | Shoulder | B13 | 600 | 330 | 0 | 76.21 | 70.47 | 6 | 0
2025 | PJM_E_2_NYISO_J-K | PJM_E | NYISO_J-K | Internal | Shoulder | B14 | 900 | 330 | 0 | 73.66 | 68.77 | 6 | 0
2025 | PJM_E_2_NYISO_J-K | PJM_E | NYISO_J-K | Internal | Shoulder | B15 | 1203 | 330 | 0 | 68.94 | 68.3 | 6 | 0
2025 | PJM_E_2_NYISO_J-K | PJM_E | NYISO_J-K | Internal | Summer | B1 | 10 | 330 | 0 | 152.35 | 144.36 | 6 | 0
2025 | PJM_E_2_NYISO_J-K | PJM_E | NYISO_J-K | Internal | Summer | B2 | 25 | 330 | 0 | 121.3 | 113.32 | 6 | 0
2025 | PJM_E_2_NYISO_J-K | PJM_E | NYISO_J-K | Internal | Summer | B3 | 75 | 330 | 0 | 108.07 | 91.88 | 6 | 0
2025 | PJM_E_2_NYISO_J-K | PJM_E | NYISO_J-K | Internal | Summer | B4 | 100 | 330 | 0 | 97.6 | 89.61 | 6 | 0
2025 | PJM_E_2_NYISO_J-K | PJM_E | NYISO_J-K | Internal | Summer | B5 | 200 | 330 | 0 | 90.99 | 89.61 | 6 | 0
2025 | PJM_E_2_NYISO_J-K | PJM_E | NYISO_J-K | Internal | Summer | B6 | 300 | 330 | 0 | 85.02 | 89.61 | 6 | 0
2025 | PJM_E_2_NYISO_J-K | PJM_E | NYISO_J-K | Internal | Summer | B7 | 400 | 330 | 330 | 81.68 | 89.61 | 6 | 1.93
2025 | PJM_E_2_NYISO_J-K | PJM_E | NYISO_J-K | Internal | Summer | B8 | 500 | 330 | 0 | 73.61 | 67 | 6 | 0
2025 | PJM_E_2_NYISO_J-K | PJM_E | NYISO_J-K | Internal | Summer | B9 | 800 | 330 | 0 | 70.99 | 67 | 6 | 0
2025 | PJM_E_2_NYISO_J-K | PJM_E | NYISO_J-K | Internal | Summer | B10 | 1262 | 330 | 0 | 66.44 | 65.21 | 6 | 0
2025 | PJM_E_2_NYISO_J-K | PJM_E | NYISO_J-K | Internal | Winter | B16 | 25 | 330 | 0 | 90.13 | 93.79 | 6 | 0
2025 | PJM_E_2_NYISO_J-K | PJM_E | NYISO_J-K | Internal | Winter | B17 | 100 | 330 | 0 | 83.03 | 82.71 | 6 | 0
2025 | PJM_E_2_NYISO_J-K | PJM_E | NYISO_J-K | Internal | Winter | B18 | 400 | 330 | 0 | 80.55 | 82.71 | 6 | 0
2025 | PJM_E_2_NYISO_J-K | PJM_E | NYISO_J-K | Internal | Winter | B19 | 700 | 330 | 0 | 79.97 | 82.71 | 6 | 0
2025 | PJM_E_2_NYISO_J-K | PJM_E | NYISO_J-K | Internal | Winter | B20 | 935 | 330 | 0 | 74.38 | 77.66 | 6 | 0
2025 | PJM_E_2_PJM_ROM | PJM_E | PJM_ROM | Internal | Shoulder | B11 | 25 | 8000 | 346.09 | 79.49 | 79.5 | 0.01 | 0
2025 | PJM_E_2_PJM_ROM | PJM_E | PJM_ROM | Internal | Shoulder | B12 | 200 | 8000 | 614.03 | 77.36 | 77.38 | 0.01 | 0
2025 | PJM_E_2_PJM_ROM | PJM_E | PJM_ROM | Internal | Shoulder | B13 | 600 | 8000 | 1435.61 | 76.21 | 76.22 | 0.01 | 0
2025 | PJM_E_2_PJM_ROM | PJM_E | PJM_ROM | Internal | Shoulder | B14 | 900 | 8000 | 2298.96 | 73.66 | 73.68 | 0.01 | 0
2025 | PJM_E_2_PJM_ROM | PJM_E | PJM_ROM | Internal | Shoulder | B15 | 1203 | 8000 | 1482.99 | 68.94 | 68.95 | 0.01 | 0
2025 | PJM_E_2_PJM_ROM | PJM_E | PJM_ROM | Internal | Summer | B1 | 10 | 8000 | 1.58 | 152.35 | 152.33 | 0.01 | 0
2025 | PJM_E_2_PJM_ROM | PJM_E | PJM_ROM | Internal | Summer | B2 | 25 | 8000 | 0.64 | 121.3 | 121.29 | 0.01 | 0
2025 | PJM_E_2_PJM_ROM | PJM_E | PJM_ROM | Internal | Summer | B3 | 75 | 8000 | 1636.69 | 108.07 | 108.08 | 0.01 | 0
2025 | PJM_E_2_PJM_ROM | PJM_E | PJM_ROM | Internal | Summer | B4 | 100 | 8000 | 0.17 | 97.6 | 97.59 | 0.01 | 0
2025 | PJM_E_2_PJM_ROM | PJM_E | PJM_ROM | Internal | Summer | B5 | 200 | 8000 | 0.08 | 90.99 | 90.97 | 0.01 | 0
2025 | PJM_E_2_PJM_ROM | PJM_E | PJM_ROM | Internal | Summer | B6 | 300 | 8000 | 290.86 | 85.02 | 85.03 | 0.01 | 0
2025 | PJM_E_2_PJM_ROM | PJM_E | PJM_ROM | Internal | Summer | B7 | 400 | 8000 | 2153.4 | 81.68 | 81.69 | 0.01 | 0
2025 | PJM_E_2_PJM_ROM | PJM_E | PJM_ROM | Internal | Summer | B8 | 500 | 8000 | 2574.19 | 73.61 | 73.62 | 0.01 | 0
2025 | PJM_E_2_PJM_ROM | PJM_E | PJM_ROM | Internal | Summer | B9 | 800 | 8000 | 1040.22 | 70.99 | 71 | 0.01 | 0
2025 | PJM_E_2_PJM_ROM | PJM_E | PJM_ROM | Internal | Summer | B10 | 1262 | 8000 | 679.52 | 66.44 | 66.45 | 0.01 | 0
2025 | PJM_E_2_PJM_ROM | PJM_E | PJM_ROM | Internal | Winter | B16 | 25 | 8000 | 0.74 | 90.13 | 90.12 | 0.01 | 0
2025 | PJM_E_2_PJM_ROM | PJM_E | PJM_ROM | Internal | Winter | B17 | 100 | 8000 | 27.33 | 83.03 | 83.04 | 0.01 | 0
2025 | PJM_E_2_PJM_ROM | PJM_E | PJM_ROM | Internal | Winter | B18 | 400 | 8000 | 804.11 | 80.55 | 80.56 | 0.01 | 0
2025 | PJM_E_2_PJM_ROM | PJM_E | PJM_ROM | Internal | Winter | B19 | 700 | 8000 | 1371.01 | 79.97 | 79.98 | 0.01 | 0
2025 | PJM_E_2_PJM_ROM | PJM_E | PJM_ROM | Internal | Winter | B20 | 935 | 8000 | 0.02 | 74.38 | 74.37 | 0.01 | 0
2025 | PJM_ROR_2_MISO_IN | PJM_ROR | MISO_IN | Internal | Shoulder | B11 | 25 | 1170 | 0 | 79.49 | 78.96 | 2 | 0
2025 | PJM_ROR_2_MISO_IN | PJM_ROR | MISO_IN | Internal | Shoulder | B12 | 200 | 1170 | 0 | 76.04 | 76.19 | 2 | 0
2025 | PJM_ROR_2_MISO_IN | PJM_ROR | MISO_IN | Internal | Shoulder | B13 | 600 | 1170 | 0 | 74.22 | 74.49 | 2 | 0
2025 | PJM_ROR_2_MISO_IN | PJM_ROR | MISO_IN | Internal | Shoulder | B14 | 900 | 1170 | 0 | 70.95 | 68.95 | 2 | 0
2025 | PJM_ROR_2_MISO_IN | PJM_ROR | MISO_IN | Internal | Shoulder | B15 | 1203 | 1170 | 0 | 61.82 | 59.83 | 2 | 0
2025 | PJM_ROR_2_MISO_IN | PJM_ROR | MISO_IN | Internal | Summer | B1 | 10 | 1170 | 0.01 | 109.27 | 108.42 | 2 | 0
2025 | PJM_ROR_2_MISO_IN | PJM_ROR | MISO_IN | Internal | Summer | B2 | 25 | 1170 | 0 | 109.27 | 107.29 | 2 | 0
2025 | PJM_ROR_2_MISO_IN | PJM_ROR | MISO_IN | Internal | Summer | B3 | 75 | 1170 | 0 | 108.07 | 106.07 | 2 | 0
2025 | PJM_ROR_2_MISO_IN | PJM_ROR | MISO_IN | Internal | Summer | B4 | 100 | 1170 | 0 | 97.58 | 95.58 | 2 | 0
2025 | PJM_ROR_2_MISO_IN | PJM_ROR | MISO_IN | Internal | Summer | B5 | 200 | 1170 | 0 | 89.61 | 87.61 | 2 | 0
2025 | PJM_ROR_2_MISO_IN | PJM_ROR | MISO_IN | Internal | Summer | B6 | 300 | 1170 | 0 | 83.92 | 81.92 | 2 | 0
2025 | PJM_ROR_2_MISO_IN | PJM_ROR | MISO_IN | Internal | Summer | B7 | 400 | 1170 | 0 | 81.68 | 79.68 | 2 | 0
2025 | PJM_ROR_2_MISO_IN | PJM_ROR | MISO_IN | Internal | Summer | B8 | 500 | 1170 | 0 | 73.61 | 71.62 | 2 | 0
2025 | PJM_ROR_2_MISO_IN | PJM_ROR | MISO_IN | Internal | Summer | B9 | 800 | 1170 | 0 | 68.4 | 66.4 | 2 | 0
2025 | PJM_ROR_2_MISO_IN | PJM_ROR | MISO_IN | Internal | Summer | B10 | 1262 | 1170 | 0 | 59.5 | 58.48 | 2 | 0
2025 | PJM_ROR_2_MISO_IN | PJM_ROR | MISO_IN | Internal | Winter | B16 | 25 | 1170 | 0.03 | 80.83 | 82.24 | 2 | 0
2025 | PJM_ROR_2_MISO_IN | PJM_ROR | MISO_IN | Internal | Winter | B17 | 100 | 1170 | 0 | 80.83 | 79.11 | 2 | 0
2025 | PJM_ROR_2_MISO_IN | PJM_ROR | MISO_IN | Internal | Winter | B18 | 400 | 1170 | 0 | 77.91 | 76.54 | 2 | 0
2025 | PJM_ROR_2_MISO_IN | PJM_ROR | MISO_IN | Internal | Winter | B19 | 700 | 1170 | 0 | 74.46 | 72.57 | 2 | 0
2025 | PJM_ROR_2_MISO_IN | PJM_ROR | MISO_IN | Internal | Winter | B20 | 935 | 1170 | 0 | 64.31 | 62.32 | 2 | 0
2025 | PJM_ROR_2_MISO_MI | PJM_ROR | MISO_MI | Internal | Shoulder | B11 | 25 | 1305 | 0 | 79.49 | 78.97 | 2 | 0
2025 | PJM_ROR_2_MISO_MI | PJM_ROR | MISO_MI | Internal | Shoulder | B12 | 200 | 1305 | 0 | 76.04 | 76.2 | 2 | 0
2025 | PJM_ROR_2_MISO_MI | PJM_ROR | MISO_MI | Internal | Shoulder | B13 | 600 | 1305 | 0 | 74.22 | 74.5 | 2 | 0
2025 | PJM_ROR_2_MISO_MI | PJM_ROR | MISO_MI | Internal | Shoulder | B14 | 900 | 1305 | 0 | 70.95 | 68.96 | 2 | 0
2025 | PJM_ROR_2_MISO_MI | PJM_ROR | MISO_MI | Internal | Shoulder | B15 | 1203 | 1305 | 0 | 61.82 | 59.84 | 2 | 0
2025 | PJM_ROR_2_MISO_MI | PJM_ROR | MISO_MI | Internal | Summer | B1 | 10 | 1305 | 0.01 | 109.27 | 108.43 | 2 | 0
2025 | PJM_ROR_2_MISO_MI | PJM_ROR | MISO_MI | Internal | Summer | B2 | 25 | 1305 | 0 | 109.27 | 107.3 | 2 | 0
2025 | PJM_ROR_2_MISO_MI | PJM_ROR | MISO_MI | Internal | Summer | B3 | 75 | 1305 | 0 | 108.07 | 106.07 | 2 | 0
2025 | PJM_ROR_2_MISO_MI | PJM_ROR | MISO_MI | Internal | Summer | B4 | 100 | 1305 | 0 | 97.58 | 95.57 | 2 | 0
2025 | PJM_ROR_2_MISO_MI | PJM_ROR | MISO_MI | Internal | Summer | B5 | 200 | 1305 | 0 | 89.61 | 87.6 | 2 | 0
2025 | PJM_ROR_2_MISO_MI | PJM_ROR | MISO_MI | Internal | Summer | B6 | 300 | 1305 | 0 | 83.92 | 81.92 | 2 | 0
2025 | PJM_ROR_2_MISO_MI | PJM_ROR | MISO_MI | Internal | Summer | B7 | 400 | 1305 | 0 | 81.68 | 79.68 | 2 | 0
2025 | PJM_ROR_2_MISO_MI | PJM_ROR | MISO_MI | Internal | Summer | B8 | 500 | 1305 | 0 | 73.61 | 71.61 | 2 | 0
2025 | PJM_ROR_2_MISO_MI | PJM_ROR | MISO_MI | Internal | Summer | B9 | 800 | 1305 | 0 | 68.4 | 66.4 | 2 | 0
2025 | PJM_ROR_2_MISO_MI | PJM_ROR | MISO_MI | Internal | Summer | B10 | 1262 | 1305 | 0 | 59.5 | 58.49 | 2 | 0
2025 | PJM_ROR_2_MISO_MI | PJM_ROR | MISO_MI | Internal | Winter | B16 | 25 | 1305 | 0.03 | 80.83 | 82.25 | 2 | 0
2025 | PJM_ROR_2_MISO_MI | PJM_ROR | MISO_MI | Internal | Winter | B17 | 100 | 1305 | 0 | 80.83 | 79.09 | 2 | 0
2025 | PJM_ROR_2_MISO_MI | PJM_ROR | MISO_MI | Internal | Winter | B18 | 400 | 1305 | 0 | 77.91 | 76.53 | 2 | 0
2025 | PJM_ROR_2_MISO_MI | PJM_ROR | MISO_MI | Internal | Winter | B19 | 700 | 1305 | 0 | 74.46 | 72.56 | 2 | 0
2025 | PJM_ROR_2_MISO_MI | PJM_ROR | MISO_MI | Internal | Winter | B20 | 935 | 1305 | 0 | 64.31 | 62.33 | 2 | 0
2025 | PJM_ROR_2_MISO_MO-IL | PJM_ROR | MISO_MO-IL | Internal | Shoulder | B11 | 25 | 1111 | 0 | 79.49 | 77.5 | 2 | 0
2025 | PJM_ROR_2_MISO_MO-IL | PJM_ROR | MISO_MO-IL | Internal | Shoulder | B12 | 200 | 1111 | 0 | 76.04 | 74.04 | 2 | 0
2025 | PJM_ROR_2_MISO_MO-IL | PJM_ROR | MISO_MO-IL | Internal | Shoulder | B13 | 600 | 1111 | 0 | 74.22 | 68.68 | 2 | 0
2025 | PJM_ROR_2_MISO_MO-IL | PJM_ROR | MISO_MO-IL | Internal | Shoulder | B14 | 900 | 1111 | 0 | 70.95 | 64.15 | 2 | 0
2025 | PJM_ROR_2_MISO_MO-IL | PJM_ROR | MISO_MO-IL | Internal | Shoulder | B15 | 1203 | 1111 | 0 | 61.82 | 59.82 | 2 | 0
2025 | PJM_ROR_2_MISO_MO-IL | PJM_ROR | MISO_MO-IL | Internal | Summer | B1 | 10 | 1111 | 0.01 | 109.27 | 107.28 | 2 | 0
2025 | PJM_ROR_2_MISO_MO-IL | PJM_ROR | MISO_MO-IL | Internal | Summer | B2 | 25 | 1111 | 0 | 109.27 | 107.28 | 2 | 0
2025 | PJM_ROR_2_MISO_MO-IL | PJM_ROR | MISO_MO-IL | Internal | Summer | B3 | 75 | 1111 | 0 | 108.07 | 106.08 | 2 | 0
2025 | PJM_ROR_2_MISO_MO-IL | PJM_ROR | MISO_MO-IL | Internal | Summer | B4 | 100 | 1111 | 0 | 97.58 | 95.59 | 2 | 0
2025 | PJM_ROR_2_MISO_MO-IL | PJM_ROR | MISO_MO-IL | Internal | Summer | B5 | 200 | 1111 | 0 | 89.61 | 87.62 | 2 | 0
2025 | PJM_ROR_2_MISO_MO-IL | PJM_ROR | MISO_MO-IL | Internal | Summer | B6 | 300 | 1111 | 0 | 83.92 | 81.94 | 2 | 0
2025 | PJM_ROR_2_MISO_MO-IL | PJM_ROR | MISO_MO-IL | Internal | Summer | B7 | 400 | 1111 | 0 | 81.68 | 79.69 | 2 | 0
2025 | PJM_ROR_2_MISO_MO-IL | PJM_ROR | MISO_MO-IL | Internal | Summer | B8 | 500 | 1111 | 0 | 73.61 | 71.63 | 2 | 0
2025 | PJM_ROR_2_MISO_MO-IL | PJM_ROR | MISO_MO-IL | Internal | Summer | B9 | 800 | 1111 | 0 | 68.4 | 66.41 | 2 | 0
2025 | PJM_ROR_2_MISO_MO-IL | PJM_ROR | MISO_MO-IL | Internal | Summer | B10 | 1262 | 1111 | 0 | 59.5 | 58.49 | 2 | 0
2025 | PJM_ROR_2_MISO_MO-IL | PJM_ROR | MISO_MO-IL | Internal | Winter | B16 | 25 | 1111 | 0 | 80.83 | 76.39 | 2 | 0
2025 | PJM_ROR_2_MISO_MO-IL | PJM_ROR | MISO_MO-IL | Internal | Winter | B17 | 100 | 1111 | 0 | 80.83 | 71.6 | 2 | 0
2025 | PJM_ROR_2_MISO_MO-IL | PJM_ROR | MISO_MO-IL | Internal | Winter | B18 | 400 | 1111 | 0 | 77.91 | 69.71 | 2 | 0
2025 | PJM_ROR_2_MISO_MO-IL | PJM_ROR | MISO_MO-IL | Internal | Winter | B19 | 700 | 1111 | 0 | 74.46 | 69.71 | 2 | 0
2025 | PJM_ROR_2_MISO_MO-IL | PJM_ROR | MISO_MO-IL | Internal | Winter | B20 | 935 | 1111 | 0 | 64.31 | 62.31 | 2 | 0
2025 | PJM_ROR_2_MISO_W | PJM_ROR | MISO_W | Internal | Shoulder | B11 | 25 | 13129 | 0 | 79.49 | 77.49 | 2 | 0
2025 | PJM_ROR_2_MISO_W | PJM_ROR | MISO_W | Internal | Shoulder | B12 | 200 | 13129 | 0 | 76.04 | 70.68 | 2 | 0
2025 | PJM_ROR_2_MISO_W | PJM_ROR | MISO_W | Internal | Shoulder | B13 | 600 | 13129 | 0 | 74.22 | 68.67 | 2 | 0
2025 | PJM_ROR_2_MISO_W | PJM_ROR | MISO_W | Internal | Shoulder | B14 | 900 | 13129 | 0 | 70.95 | 61.56 | 2 | 0
2025 | PJM_ROR_2_MISO_W | PJM_ROR | MISO_W | Internal | Shoulder | B15 | 1203 | 13129 | 0 | 61.82 | 9.85 | 2 | 0
2025 | PJM_ROR_2_MISO_W | PJM_ROR | MISO_W | Internal | Summer | B1 | 10 | 13129 | 0.01 | 109.27 | 107.27 | 2 | 0
2025 | PJM_ROR_2_MISO_W | PJM_ROR | MISO_W | Internal | Summer | B2 | 25 | 13129 | 0 | 109.27 | 107.27 | 2 | 0
2025 | PJM_ROR_2_MISO_W | PJM_ROR | MISO_W | Internal | Summer | B3 | 75 | 13129 | 0 | 108.07 | 106.07 | 2 | 0
2025 | PJM_ROR_2_MISO_W | PJM_ROR | MISO_W | Internal | Summer | B4 | 100 | 13129 | 0 | 97.58 | 95.58 | 2 | 0
2025 | PJM_ROR_2_MISO_W | PJM_ROR | MISO_W | Internal | Summer | B5 | 200 | 13129 | 0 | 89.61 | 87.61 | 2 | 0
2025 | PJM_ROR_2_MISO_W | PJM_ROR | MISO_W | Internal | Summer | B6 | 300 | 13129 | 0 | 83.92 | 81.92 | 2 | 0
2025 | PJM_ROR_2_MISO_W | PJM_ROR | MISO_W | Internal | Summer | B7 | 400 | 13129 | 0 | 81.68 | 79.68 | 2 | 0
2025 | PJM_ROR_2_MISO_W | PJM_ROR | MISO_W | Internal | Summer | B8 | 500 | 13129 | 0 | 73.61 | 71.61 | 2 | 0
2025 | PJM_ROR_2_MISO_W | PJM_ROR | MISO_W | Internal | Summer | B9 | 800 | 13129 | 0 | 68.4 | 66.4 | 2 | 0
2025 | PJM_ROR_2_MISO_W | PJM_ROR | MISO_W | Internal | Summer | B10 | 1262 | 13129 | 0 | 59.5 | 57.5 | 2 | 0
2025 | PJM_ROR_2_MISO_W | PJM_ROR | MISO_W | Internal | Winter | B16 | 25 | 13129 | 0 | 80.83 | 16.68 | 2 | 0
2025 | PJM_ROR_2_MISO_W | PJM_ROR | MISO_W | Internal | Winter | B17 | 100 | 13129 | 0 | 80.83 | 56.95 | 2 | 0
2025 | PJM_ROR_2_MISO_W | PJM_ROR | MISO_W | Internal | Winter | B18 | 400 | 13129 | 0 | 77.91 | 69.7 | 2 | 0
2025 | PJM_ROR_2_MISO_W | PJM_ROR | MISO_W | Internal | Winter | B19 | 700 | 13129 | 0 | 74.46 | 69.7 | 2 | 0
2025 | PJM_ROR_2_MISO_W | PJM_ROR | MISO_W | Internal | Winter | B20 | 935 | 13129 | 0 | 64.31 | 56.75 | 2 | 0
2025 | PJM_ROR_2_MISO_WUMS | PJM_ROR | MISO_WUMS | Internal | Shoulder | B11 | 25 | 1467 | 0 | 79.49 | 77.48 | 2 | 0
2025 | PJM_ROR_2_MISO_WUMS | PJM_ROR | MISO_WUMS | Internal | Shoulder | B12 | 200 | 1467 | 0 | 76.04 | 70.67 | 2 | 0
2025 | PJM_ROR_2_MISO_WUMS | PJM_ROR | MISO_WUMS | Internal | Shoulder | B13 | 600 | 1467 | 0 | 74.22 | 68.65 | 2 | 0
2025 | PJM_ROR_2_MISO_WUMS | PJM_ROR | MISO_WUMS | Internal | Shoulder | B14 | 900 | 1467 | 0 | 70.95 | 65.7 | 2 | 0
2025 | PJM_ROR_2_MISO_WUMS | PJM_ROR | MISO_WUMS | Internal | Shoulder | B15 | 1203 | 1467 | 0 | 61.82 | 58.73 | 2 | 0
2025 | PJM_ROR_2_MISO_WUMS | PJM_ROR | MISO_WUMS | Internal | Summer | B1 | 10 | 1467 | 0 | 109.27 | 107.26 | 2 | 0
2025 | PJM_ROR_2_MISO_WUMS | PJM_ROR | MISO_WUMS | Internal | Summer | B2 | 25 | 1467 | 0 | 109.27 | 107.26 | 2 | 0
2025 | PJM_ROR_2_MISO_WUMS | PJM_ROR | MISO_WUMS | Internal | Summer | B3 | 75 | 1467 | 0 | 108.07 | 105.4 | 2 | 0
2025 | PJM_ROR_2_MISO_WUMS | PJM_ROR | MISO_WUMS | Internal | Summer | B4 | 100 | 1467 | 0 | 97.58 | 95.56 | 2 | 0
2025 | PJM_ROR_2_MISO_WUMS | PJM_ROR | MISO_WUMS | Internal | Summer | B5 | 200 | 1467 | 0 | 89.61 | 87.6 | 2 | 0
2025 | PJM_ROR_2_MISO_WUMS | PJM_ROR | MISO_WUMS | Internal | Summer | B6 | 300 | 1467 | 0 | 83.92 | 81.91 | 2 | 0
2025 | PJM_ROR_2_MISO_WUMS | PJM_ROR | MISO_WUMS | Internal | Summer | B7 | 400 | 1467 | 0 | 81.68 | 79.67 | 2 | 0
2025 | PJM_ROR_2_MISO_WUMS | PJM_ROR | MISO_WUMS | Internal | Summer | B8 | 500 | 1467 | 0 | 73.61 | 65.96 | 2 | 0
2025 | PJM_ROR_2_MISO_WUMS | PJM_ROR | MISO_WUMS | Internal | Summer | B9 | 800 | 1467 | 0 | 68.4 | 65.96 | 2 | 0
2025 | PJM_ROR_2_MISO_WUMS | PJM_ROR | MISO_WUMS | Internal | Summer | B10 | 1262 | 1467 | 0 | 59.5 | 57.51 | 2 | 0
2025 | PJM_ROR_2_MISO_WUMS | PJM_ROR | MISO_WUMS | Internal | Winter | B16 | 25 | 1467 | 0 | 80.83 | 70.17 | 2 | 0
2025 | PJM_ROR_2_MISO_WUMS | PJM_ROR | MISO_WUMS | Internal | Winter | B17 | 100 | 1467 | 0 | 80.83 | 70.17 | 2 | 0
2025 | PJM_ROR_2_MISO_WUMS | PJM_ROR | MISO_WUMS | Internal | Winter | B18 | 400 | 1467 | 0 | 77.91 | 70.17 | 2 | 0
2025 | PJM_ROR_2_MISO_WUMS | PJM_ROR | MISO_WUMS | Internal | Winter | B19 | 700 | 1467 | 0 | 74.46 | 70.17 | 2 | 0
2025 | PJM_ROR_2_MISO_WUMS | PJM_ROR | MISO_WUMS | Internal | Winter | B20 | 935 | 1467 | 0 | 64.31 | 61.09 | 2 | 0
2025 | PJM_ROR_2_PJM_ROM | PJM_ROR | PJM_ROM | Internal | Shoulder | B11 | 25 | 8000 | 7849.43 | 79.49 | 79.5 | 0.01 | 0
2025 | PJM_ROR_2_PJM_ROM | PJM_ROR | PJM_ROM | Internal | Shoulder | B12 | 200 | 8000 | 8000 | 76.04 | 77.38 | 0.01 | 1.33
2025 | PJM_ROR_2_PJM_ROM | PJM_ROR | PJM_ROM | Internal | Shoulder | B13 | 600 | 8000 | 8000 | 74.22 | 76.22 | 0.01 | 1.98
2025 | PJM_ROR_2_PJM_ROM | PJM_ROR | PJM_ROM | Internal | Shoulder | B14 | 900 | 8000 | 8000 | 70.95 | 73.68 | 0.01 | 2.72
2025 | PJM_ROR_2_PJM_ROM | PJM_ROR | PJM_ROM | Internal | Shoulder | B15 | 1203 | 8000 | 8000 | 61.82 | 68.95 | 0.01 | 7.12
2025 | PJM_ROR_2_PJM_ROM | PJM_ROR | PJM_ROM | Internal | Summer | B1 | 10 | 8000 | 8000 | 109.27 | 152.33 | 0.01 | 43.05
2025 | PJM_ROR_2_PJM_ROM | PJM_ROR | PJM_ROM | Internal | Summer | B2 | 25 | 8000 | 8000 | 109.27 | 121.29 | 0.01 | 12.01
2025 | PJM_ROR_2_PJM_ROM | PJM_ROR | PJM_ROM | Internal | Summer | B3 | 75 | 8000 | 2990.9 | 108.07 | 108.08 | 0.01 | 0
2025 | PJM_ROR_2_PJM_ROM | PJM_ROR | PJM_ROM | Internal | Summer | B4 | 100 | 8000 | 5335.79 | 97.58 | 97.59 | 0.01 | 0
2025 | PJM_ROR_2_PJM_ROM | PJM_ROR | PJM_ROM | Internal | Summer | B5 | 200 | 8000 | 8000 | 89.61 | 90.97 | 0.01 | 1.35
2025 | PJM_ROR_2_PJM_ROM | PJM_ROR | PJM_ROM | Internal | Summer | B6 | 300 | 8000 | 8000 | 83.92 | 85.03 | 0.01 | 1.1
2025 | PJM_ROR_2_PJM_ROM | PJM_ROR | PJM_ROM | Internal | Summer | B7 | 400 | 8000 | 6736.9 | 81.68 | 81.69 | 0.01 | 0
2025 | PJM_ROR_2_PJM_ROM | PJM_ROR | PJM_ROM | Internal | Summer | B8 | 500 | 8000 | 5901.85 | 73.61 | 73.62 | 0.01 | 0
2025 | PJM_ROR_2_PJM_ROM | PJM_ROR | PJM_ROM | Internal | Summer | B9 | 800 | 8000 | 8000 | 68.4 | 71 | 0.01 | 2.59
2025 | PJM_ROR_2_PJM_ROM | PJM_ROR | PJM_ROM | Internal | Summer | B10 | 1262 | 8000 | 8000 | 59.5 | 66.45 | 0.01 | 6.94
2025 | PJM_ROR_2_PJM_ROM | PJM_ROR | PJM_ROM | Internal | Winter | B16 | 25 | 8000 | 8000 | 80.83 | 90.12 | 0.01 | 9.28
2025 | PJM_ROR_2_PJM_ROM | PJM_ROR | PJM_ROM | Internal | Winter | B17 | 100 | 8000 | 8000 | 80.83 | 83.04 | 0.01 | 2.2
2025 | PJM_ROR_2_PJM_ROM | PJM_ROR | PJM_ROM | Internal | Winter | B18 | 400 | 8000 | 8000 | 77.91 | 80.56 | 0.01 | 2.63
2025 | PJM_ROR_2_PJM_ROM | PJM_ROR | PJM_ROM | Internal | Winter | B19 | 700 | 8000 | 8000 | 74.46 | 79.98 | 0.01 | 5.51
2025 | PJM_ROR_2_PJM_ROM | PJM_ROR | PJM_ROM | Internal | Winter | B20 | 935 | 8000 | 8000 | 64.31 | 74.37 | 0.01 | 10.06
2025 | PJM_ROR_2_TVA_Transmission | PJM_ROR | TVA_Transmission | Internal | Shoulder | B11 | 25 | 2500 | 1606.51 | 79.49 | 85.49 | 6 | 0
2025 | PJM_ROR_2_TVA_Transmission | PJM_ROR | TVA_Transmission | Internal | Shoulder | B12 | 200 | 2500 | 0 | 76.04 | 77.5 | 6 | 0
2025 | PJM_ROR_2_TVA_Transmission | PJM_ROR | TVA_Transmission | Internal | Shoulder | B13 | 600 | 2500 | 0 | 74.22 | 75.8 | 6 | 0
2025 | PJM_ROR_2_TVA_Transmission | PJM_ROR | TVA_Transmission | Internal | Shoulder | B14 | 900 | 2500 | 0 | 70.95 | 72.15 | 6 | 0
2025 | PJM_ROR_2_TVA_Transmission | PJM_ROR | TVA_Transmission | Internal | Shoulder | B15 | 1203 | 2500 | 2188.51 | 61.82 | 67.82 | 6 | 0
2025 | PJM_ROR_2_TVA_Transmission | PJM_ROR | TVA_Transmission | Internal | Summer | B1 | 10 | 2500 | 1668.44 | 109.27 | 115.27 | 6 | 0
2025 | PJM_ROR_2_TVA_Transmission | PJM_ROR | TVA_Transmission | Internal | Summer | B2 | 25 | 2500 | 781.57 | 109.27 | 115.27 | 6 | 0
2025 | PJM_ROR_2_TVA_Transmission | PJM_ROR | TVA_Transmission | Internal | Summer | B3 | 75 | 2500 | 1138.8 | 108.07 | 114.07 | 6 | 0
2025 | PJM_ROR_2_TVA_Transmission | PJM_ROR | TVA_Transmission | Internal | Summer | B4 | 100 | 2500 | 2499.72 | 97.58 | 103.59 | 6 | 0.01
2025 | PJM_ROR_2_TVA_Transmission | PJM_ROR | TVA_Transmission | Internal | Summer | B5 | 200 | 2500 | 2499.82 | 89.61 | 95.62 | 6 | 0.01
2025 | PJM_ROR_2_TVA_Transmission | PJM_ROR | TVA_Transmission | Internal | Summer | B6 | 300 | 2500 | 0 | 83.92 | 88.83 | 6 | 0
2025 | PJM_ROR_2_TVA_Transmission | PJM_ROR | TVA_Transmission | Internal | Summer | B7 | 400 | 2500 | 0 | 81.68 | 84.36 | 6 | 0
2025 | PJM_ROR_2_TVA_Transmission | PJM_ROR | TVA_Transmission | Internal | Summer | B8 | 500 | 2500 | 0 | 73.61 | 76.35 | 6 | 0
2025 | PJM_ROR_2_TVA_Transmission | PJM_ROR | TVA_Transmission | Internal | Summer | B9 | 800 | 2500 | 0 | 68.4 | 73.81 | 6 | 0
2025 | PJM_ROR_2_TVA_Transmission | PJM_ROR | TVA_Transmission | Internal | Summer | B10 | 1262 | 2500 | 0 | 59.5 | 64.1 | 6 | 0
2025 | PJM_ROR_2_TVA_Transmission | PJM_ROR | TVA_Transmission | Internal | Winter | B16 | 25 | 2500 | 0 | 80.83 | 84.39 | 6 | 0
2025 | PJM_ROR_2_TVA_Transmission | PJM_ROR | TVA_Transmission | Internal | Winter | B17 | 100 | 2500 | 0 | 80.83 | 79.25 | 6 | 0
2025 | PJM_ROR_2_TVA_Transmission | PJM_ROR | TVA_Transmission | Internal | Winter | B18 | 400 | 2500 | 0 | 77.91 | 76.95 | 6 | 0
2025 | PJM_ROR_2_TVA_Transmission | PJM_ROR | TVA_Transmission | Internal | Winter | B19 | 700 | 2500 | 0 | 74.46 | 75.5 | 6 | 0
2025 | PJM_ROR_2_TVA_Transmission | PJM_ROR | TVA_Transmission | Internal | Winter | B20 | 935 | 2500 | 1121.81 | 64.31 | 70.31 | 6 | 0
2025 | PJM_ROR_2_VACAR | PJM_ROR | VACAR | Internal | Shoulder | B11 | 25 | 3000 | 2999.99 | 79.49 | 87.49 | 6 | 2
2025 | PJM_ROR_2_VACAR | PJM_ROR | VACAR | Internal | Shoulder | B12 | 200 | 3000 | 1243.65 | 76.04 | 82.04 | 6 | 0
2025 | PJM_ROR_2_VACAR | PJM_ROR | VACAR | Internal | Shoulder | B13 | 600 | 3000 | 0 | 74.22 | 79.33 | 6 | 0
2025 | PJM_ROR_2_VACAR | PJM_ROR | VACAR | Internal | Shoulder | B14 | 900 | 3000 | 0 | 70.95 | 76.26 | 6 | 0
2025 | PJM_ROR_2_VACAR | PJM_ROR | VACAR | Internal | Shoulder | B15 | 1203 | 3000 | 0 | 61.82 | 66.27 | 6 | 0
2025 | PJM_ROR_2_VACAR | PJM_ROR | VACAR | Internal | Summer | B1 | 10 | 3000 | 2999.99 | 109.27 | 121.06 | 6 | 5.79
2025 | PJM_ROR_2_VACAR | PJM_ROR | VACAR | Internal | Summer | B2 | 25 | 3000 | 3000 | 109.27 | 121.06 | 6 | 5.79
2025 | PJM_ROR_2_VACAR | PJM_ROR | VACAR | Internal | Summer | B3 | 75 | 3000 | 3000 | 108.07 | 121.06 | 6 | 6.99
2025 | PJM_ROR_2_VACAR | PJM_ROR | VACAR | Internal | Summer | B4 | 100 | 3000 | 3000 | 97.58 | 112.59 | 6 | 9.01
2025 | PJM_ROR_2_VACAR | PJM_ROR | VACAR | Internal | Summer | B5 | 200 | 3000 | 3000 | 89.61 | 97.62 | 6 | 2.01
2025 | PJM_ROR_2_VACAR | PJM_ROR | VACAR | Internal | Summer | B6 | 300 | 3000 | 3000 | 83.92 | 90.33 | 6 | 0.41
2025 | PJM_ROR_2_VACAR | PJM_ROR | VACAR | Internal | Summer | B7 | 400 | 3000 | 2795.28 | 81.68 | 87.68 | 6 | 0
2025 | PJM_ROR_2_VACAR | PJM_ROR | VACAR | Internal | Summer | B8 | 500 | 3000 | 313.33 | 73.61 | 79.61 | 6 | 0
2025 | PJM_ROR_2_VACAR | PJM_ROR | VACAR | Internal | Summer | B9 | 800 | 3000 | 0 | 68.4 | 66.81 | 6 | 0
2025 | PJM_ROR_2_VACAR | PJM_ROR | VACAR | Internal | Summer | B10 | 1262 | 3000 | 0 | 59.5 | 64.45 | 6 | 0
2025 | PJM_ROR_2_VACAR | PJM_ROR | VACAR | Internal | Winter | B16 | 25 | 3000 | 3000 | 80.83 | 102.8 | 6 | 15.97
2025 | PJM_ROR_2_VACAR | PJM_ROR | VACAR | Internal | Winter | B17 | 100 | 3000 | 3000 | 80.83 | 88.26 | 6 | 1.43
2025 | PJM_ROR_2_VACAR | PJM_ROR | VACAR | Internal | Winter | B18 | 400 | 3000 | 1543.71 | 77.91 | 83.91 | 6 | 0
2025 | PJM_ROR_2_VACAR | PJM_ROR | VACAR | Internal | Winter | B19 | 700 | 3000 | 1628.51 | 74.46 | 80.46 | 6 | 0
2025 | PJM_ROR_2_VACAR | PJM_ROR | VACAR | Internal | Winter | B20 | 935 | 3000 | 2999.98 | 64.31 | 70.33 | 6 | 0.02
2025 | PJM_ROM_2_NYISO_A-F | PJM_ROM | NYISO_A-F | Internal | Shoulder | B11 | 25 | 2000 | 0 | 79.5 | 71.48 | 6 | 0
2025 | PJM_ROM_2_NYISO_A-F | PJM_ROM | NYISO_A-F | Internal | Shoulder | B12 | 200 | 2000 | 0 | 77.38 | 69.38 | 6 | 0
2025 | PJM_ROM_2_NYISO_A-F | PJM_ROM | NYISO_A-F | Internal | Shoulder | B13 | 600 | 2000 | 0 | 76.22 | 68.74 | 6 | 0
2025 | PJM_ROM_2_NYISO_A-F | PJM_ROM | NYISO_A-F | Internal | Shoulder | B14 | 900 | 2000 | 0 | 73.68 | 68.74 | 6 | 0
2025 | PJM_ROM_2_NYISO_A-F | PJM_ROM | NYISO_A-F | Internal | Shoulder | B15 | 1203 | 2000 | 0 | 68.95 | 68.27 | 6 | 0
2025 | PJM_ROM_2_NYISO_A-F | PJM_ROM | NYISO_A-F | Internal | Summer | B1 | 10 | 2000 | 0 | 152.33 | 108.43 | 6 | 0
2025 | PJM_ROM_2_NYISO_A-F | PJM_ROM | NYISO_A-F | Internal | Summer | B2 | 25 | 2000 | 0 | 121.29 | 107.3 | 6 | 0
2025 | PJM_ROM_2_NYISO_A-F | PJM_ROM | NYISO_A-F | Internal | Summer | B3 | 75 | 2000 | 0 | 108.08 | 89.29 | 6 | 0
2025 | PJM_ROM_2_NYISO_A-F | PJM_ROM | NYISO_A-F | Internal | Summer | B4 | 100 | 2000 | 0 | 97.59 | 80.39 | 6 | 0
2025 | PJM_ROM_2_NYISO_A-F | PJM_ROM | NYISO_A-F | Internal | Summer | B5 | 200 | 2000 | 0 | 90.97 | 74.1 | 6 | 0
2025 | PJM_ROM_2_NYISO_A-F | PJM_ROM | NYISO_A-F | Internal | Summer | B6 | 300 | 2000 | 0 | 85.03 | 74.1 | 6 | 0
2025 | PJM_ROM_2_NYISO_A-F | PJM_ROM | NYISO_A-F | Internal | Summer | B7 | 400 | 2000 | 0 | 81.69 | 73.61 | 6 | 0
2025 | PJM_ROM_2_NYISO_A-F | PJM_ROM | NYISO_A-F | Internal | Summer | B8 | 500 | 2000 | 0 | 73.62 | 65.6 | 6 | 0
2025 | PJM_ROM_2_NYISO_A-F | PJM_ROM | NYISO_A-F | Internal | Summer | B9 | 800 | 2000 | 0 | 71 | 65.18 | 6 | 0
2025 | PJM_ROM_2_NYISO_A-F | PJM_ROM | NYISO_A-F | Internal | Summer | B10 | 1262 | 2000 | 0 | 66.45 | 65.18 | 6 | 0
2025 | PJM_ROM_2_NYISO_A-F | PJM_ROM | NYISO_A-F | Internal | Winter | B16 | 25 | 2000 | 0 | 90.12 | 78.34 | 6 | 0
2025 | PJM_ROM_2_NYISO_A-F | PJM_ROM | NYISO_A-F | Internal | Winter | B17 | 100 | 2000 | 0 | 83.04 | 75.04 | 6 | 0
2025 | PJM_ROM_2_NYISO_A-F | PJM_ROM | NYISO_A-F | Internal | Winter | B18 | 400 | 2000 | 0 | 80.56 | 72.56 | 6 | 0
2025 | PJM_ROM_2_NYISO_A-F | PJM_ROM | NYISO_A-F | Internal | Winter | B19 | 700 | 2000 | 0 | 79.98 | 72.56 | 6 | 0
2025 | PJM_ROM_2_NYISO_A-F | PJM_ROM | NYISO_A-F | Internal | Winter | B20 | 935 | 2000 | 0 | 74.37 | 72.56 | 6 | 0
2025 | PJM_ROM_2_PJM_E | PJM_ROM | PJM_E | Internal | Shoulder | B11 | 25 | 8000 | 0.68 | 79.5 | 79.49 | 0.01 | 0
2025 | PJM_ROM_2_PJM_E | PJM_ROM | PJM_E | Internal | Shoulder | B12 | 200 | 8000 | 0.09 | 77.38 | 77.36 | 0.01 | 0
2025 | PJM_ROM_2_PJM_E | PJM_ROM | PJM_E | Internal | Shoulder | B13 | 600 | 8000 | 0.03 | 76.22 | 76.21 | 0.01 | 0
2025 | PJM_ROM_2_PJM_E | PJM_ROM | PJM_E | Internal | Shoulder | B14 | 900 | 8000 | 0.02 | 73.68 | 73.66 | 0.01 | 0
2025 | PJM_ROM_2_PJM_E | PJM_ROM | PJM_E | Internal | Shoulder | B15 | 1203 | 8000 | 0.01 | 68.95 | 68.94 | 0.01 | 0
2025 | PJM_ROM_2_PJM_E | PJM_ROM | PJM_E | Internal | Summer | B1 | 10 | 8000 | 2712.56 | 152.33 | 152.35 | 0.01 | 0
2025 | PJM_ROM_2_PJM_E | PJM_ROM | PJM_E | Internal | Summer | B2 | 25 | 8000 | 2961.7 | 121.29 | 121.3 | 0.01 | 0
2025 | PJM_ROM_2_PJM_E | PJM_ROM | PJM_E | Internal | Summer | B3 | 75 | 8000 | 0.22 | 108.08 | 108.07 | 0.01 | 0
2025 | PJM_ROM_2_PJM_E | PJM_ROM | PJM_E | Internal | Summer | B4 | 100 | 8000 | 2001.69 | 97.59 | 97.6 | 0.01 | 0
2025 | PJM_ROM_2_PJM_E | PJM_ROM | PJM_E | Internal | Summer | B5 | 200 | 8000 | 976.22 | 90.97 | 90.99 | 0.01 | 0
2025 | PJM_ROM_2_PJM_E | PJM_ROM | PJM_E | Internal | Summer | B6 | 300 | 8000 | 0.06 | 85.03 | 85.02 | 0.01 | 0
2025 | PJM_ROM_2_PJM_E | PJM_ROM | PJM_E | Internal | Summer | B7 | 400 | 8000 | 0.04 | 81.69 | 81.68 | 0.01 | 0
2025 | PJM_ROM_2_PJM_E | PJM_ROM | PJM_E | Internal | Summer | B8 | 500 | 8000 | 0.03 | 73.62 | 73.61 | 0.01 | 0
2025 | PJM_ROM_2_PJM_E | PJM_ROM | PJM_E | Internal | Summer | B9 | 800 | 8000 | 0.02 | 71 | 70.99 | 0.01 | 0
2025 | PJM_ROM_2_PJM_E | PJM_ROM | PJM_E | Internal | Summer | B10 | 1262 | 8000 | 0.01 | 66.45 | 66.44 | 0.01 | 0
2025 | PJM_ROM_2_PJM_E | PJM_ROM | PJM_E | Internal | Winter | B16 | 25 | 8000 | 88.13 | 90.12 | 90.13 | 0.01 | 0
2025 | PJM_ROM_2_PJM_E | PJM_ROM | PJM_E | Internal | Winter | B17 | 100 | 8000 | 0.19 | 83.04 | 83.03 | 0.01 | 0
2025 | PJM_ROM_2_PJM_E | PJM_ROM | PJM_E | Internal | Winter | B18 | 400 | 8000 | 0.04 | 80.56 | 80.55 | 0.01 | 0
2025 | PJM_ROM_2_PJM_E | PJM_ROM | PJM_E | Internal | Winter | B19 | 700 | 8000 | 0.02 | 79.98 | 79.97 | 0.01 | 0
2025 | PJM_ROM_2_PJM_E | PJM_ROM | PJM_E | Internal | Winter | B20 | 935 | 8000 | 155.33 | 74.37 | 74.38 | 0.01 | 0
2025 | PJM_ROM_2_PJM_ROR | PJM_ROM | PJM_ROR | Internal | Shoulder | B11 | 25 | 8000 | 0.55 | 79.5 | 79.49 | 0.01 | 0
2025 | PJM_ROM_2_PJM_ROR | PJM_ROM | PJM_ROR | Internal | Shoulder | B12 | 200 | 8000 | 0 | 77.38 | 76.04 | 0.01 | 0
2025 | PJM_ROM_2_PJM_ROR | PJM_ROM | PJM_ROR | Internal | Shoulder | B13 | 600 | 8000 | 0 | 76.22 | 74.22 | 0.01 | 0
2025 | PJM_ROM_2_PJM_ROR | PJM_ROM | PJM_ROR | Internal | Shoulder | B14 | 900 | 8000 | 0 | 73.68 | 70.95 | 0.01 | 0
2025 | PJM_ROM_2_PJM_ROR | PJM_ROM | PJM_ROR | Internal | Shoulder | B15 | 1203 | 8000 | 0 | 68.95 | 61.82 | 0.01 | 0
2025 | PJM_ROM_2_PJM_ROR | PJM_ROM | PJM_ROR | Internal | Summer | B1 | 10 | 8000 | 0 | 152.33 | 109.27 | 0.01 | 0
2025 | PJM_ROM_2_PJM_ROR | PJM_ROM | PJM_ROR | Internal | Summer | B2 | 25 | 8000 | 0 | 121.29 | 109.27 | 0.01 | 0
2025 | PJM_ROM_2_PJM_ROR | PJM_ROM | PJM_ROR | Internal | Summer | B3 | 75 | 8000 | 0.22 | 108.08 | 108.07 | 0.01 | 0
2025 | PJM_ROM_2_PJM_ROR | PJM_ROM | PJM_ROR | Internal | Summer | B4 | 100 | 8000 | 0.16 | 97.59 | 97.58 | 0.01 | 0
2025 | PJM_ROM_2_PJM_ROR | PJM_ROM | PJM_ROR | Internal | Summer | B5 | 200 | 8000 | 0 | 90.97 | 89.61 | 0.01 | 0
2025 | PJM_ROM_2_PJM_ROR | PJM_ROM | PJM_ROR | Internal | Summer | B6 | 300 | 8000 | 0 | 85.03 | 83.92 | 0.01 | 0
2025 | PJM_ROM_2_PJM_ROR | PJM_ROM | PJM_ROR | Internal | Summer | B7 | 400 | 8000 | 0.04 | 81.69 | 81.68 | 0.01 | 0
2025 | PJM_ROM_2_PJM_ROR | PJM_ROM | PJM_ROR | Internal | Summer | B8 | 500 | 8000 | 0.03 | 73.62 | 73.61 | 0.01 | 0
2025 | PJM_ROM_2_PJM_ROR | PJM_ROM | PJM_ROR | Internal | Summer | B9 | 800 | 8000 | 0 | 71 | 68.4 | 0.01 | 0
2025 | PJM_ROM_2_PJM_ROR | PJM_ROM | PJM_ROR | Internal | Summer | B10 | 1262 | 8000 | 0 | 66.45 | 59.5 | 0.01 | 0
2025 | PJM_ROM_2_PJM_ROR | PJM_ROM | PJM_ROR | Internal | Winter | B16 | 25 | 8000 | 0 | 90.12 | 80.83 | 0.01 | 0
2025 | PJM_ROM_2_PJM_ROR | PJM_ROM | PJM_ROR | Internal | Winter | B17 | 100 | 8000 | 0 | 83.04 | 80.83 | 0.01 | 0
2025 | PJM_ROM_2_PJM_ROR | PJM_ROM | PJM_ROR | Internal | Winter | B18 | 400 | 8000 | 0 | 80.56 | 77.91 | 0.01 | 0
2025 | PJM_ROM_2_PJM_ROR | PJM_ROM | PJM_ROR | Internal | Winter | B19 | 700 | 8000 | 0 | 79.98 | 74.46 | 0.01 | 0
2025 | PJM_ROM_2_PJM_ROR | PJM_ROM | PJM_ROR | Internal | Winter | B20 | 935 | 8000 | 0 | 74.37 | 64.31 | 0.01 | 0
2025 | SOCO_2_ENT | SOCO | ENT | Internal | Shoulder | B11 | 25 | 4300 | 0 | 94.49 | 77.49 | 10 | 0
2025 | SOCO_2_ENT | SOCO | ENT | Internal | Shoulder | B12 | 200 | 4300 | 0 | 78.3 | 70.69 | 10 | 0
2025 | SOCO_2_ENT | SOCO | ENT | Internal | Shoulder | B13 | 600 | 4300 | 0 | 73.55 | 68.67 | 10 | 0
2025 | SOCO_2_ENT | SOCO | ENT | Internal | Shoulder | B14 | 900 | 4300 | 0 | 72.62 | 61.53 | 10 | 0
2025 | SOCO_2_ENT | SOCO | ENT | Internal | Shoulder | B15 | 1203 | 4300 | 0 | 72.62 | 59.82 | 10 | 0
2025 | SOCO_2_ENT | SOCO | ENT | Internal | Summer | B1 | 10 | 4300 | 0 | 120.44 | 74.11 | 10 | 0
2025 | SOCO_2_ENT | SOCO | ENT | Internal | Summer | B2 | 25 | 4300 | 0 | 118.06 | 106.08 | 10 | 0
2025 | SOCO_2_ENT | SOCO | ENT | Internal | Summer | B3 | 75 | 4300 | 0 | 118.06 | 106.08 | 10 | 0
2025 | SOCO_2_ENT | SOCO | ENT | Internal | Summer | B4 | 100 | 4300 | 0 | 115.11 | 103.59 | 10 | 0
2025 | SOCO_2_ENT | SOCO | ENT | Internal | Summer | B5 | 200 | 4300 | 0 | 104.62 | 95.62 | 10 | 0
2025 | SOCO_2_ENT | SOCO | ENT | Internal | Summer | B6 | 300 | 4300 | 0 | 97.33 | 82.64 | 10 | 0
2025 | SOCO_2_ENT | SOCO | ENT | Internal | Summer | B7 | 400 | 4300 | 0 | 91.02 | 79.69 | 10 | 0
2025 | SOCO_2_ENT | SOCO | ENT | Internal | Summer | B8 | 500 | 4300 | 0 | 79.87 | 71.63 | 10 | 0
2025 | SOCO_2_ENT | SOCO | ENT | Internal | Summer | B9 | 800 | 4300 | 0 | 73.81 | 69.24 | 10 | 0
2025 | SOCO_2_ENT | SOCO | ENT | Internal | Summer | B10 | 1262 | 4300 | 0 | 71.22 | 60.3 | 10 | 0
2025 | SOCO_2_ENT | SOCO | ENT | Internal | Winter | B16 | 25 | 4300 | 0 | 93.39 | 68.95 | 10 | 0
2025 | SOCO_2_ENT | SOCO | ENT | Internal | Winter | B17 | 100 | 4300 | 0 | 78.26 | 68.95 | 10 | 0
2025 | SOCO_2_ENT | SOCO | ENT | Internal | Winter | B18 | 400 | 4300 | 0 | 75.5 | 68.95 | 10 | 0
2025 | SOCO_2_ENT | SOCO | ENT | Internal | Winter | B19 | 700 | 4300 | 0 | 75.5 | 67.5 | 10 | 0
2025 | SOCO_2_ENT | SOCO | ENT | Internal | Winter | B20 | 935 | 4300 | 0 | 75.5 | 62.31 | 10 | 0
2025 | SOCO_2_FRCC | SOCO | FRCC | Internal | Shoulder | B11 | 25 | 3700 | 3467.17 | 94.49 | 104.49 | 10 | 0
2025 | SOCO_2_FRCC | SOCO | FRCC | Internal | Shoulder | B12 | 200 | 3700 | 0 | 78.3 | 81.24 | 10 | 0
2025 | SOCO_2_FRCC | SOCO | FRCC | Internal | Shoulder | B13 | 600 | 3700 | 0 | 73.55 | 78.46 | 10 | 0
2025 | SOCO_2_FRCC | SOCO | FRCC | Internal | Shoulder | B14 | 900 | 3700 | 0 | 72.62 | 77.85 | 10 | 0
2025 | SOCO_2_FRCC | SOCO | FRCC | Internal | Shoulder | B15 | 1203 | 3700 | 0 | 72.62 | 77.85 | 10 | 0
2025 | SOCO_2_FRCC | SOCO | FRCC | Internal | Summer | B1 | 10 | 3700 | 1106.57 | 120.44 | 130.44 | 10 | 0
2025 | SOCO_2_FRCC | SOCO | FRCC | Internal | Summer | B2 | 25 | 3700 | 0 | 118.06 | 125.11 | 10 | 0
2025 | SOCO_2_FRCC | SOCO | FRCC | Internal | Summer | B3 | 75 | 3700 | 0 | 118.06 | 125.11 | 10 | 0
2025 | SOCO_2_FRCC | SOCO | FRCC | Internal | Summer | B4 | 100 | 3700 | 223.12 | 115.11 | 125.11 | 10 | 0
2025 | SOCO_2_FRCC | SOCO | FRCC | Internal | Summer | B5 | 200 | 3700 | 2535.17 | 104.62 | 114.62 | 10 | 0
2025 | SOCO_2_FRCC | SOCO | FRCC | Internal | Summer | B6 | 300 | 3700 | 0 | 97.33 | 99.58 | 10 | 0
2025 | SOCO_2_FRCC | SOCO | FRCC | Internal | Summer | B7 | 400 | 3700 | 0 | 91.02 | 91.75 | 10 | 0
2025 | SOCO_2_FRCC | SOCO | FRCC | Internal | Summer | B8 | 500 | 3700 | 0 | 79.87 | 80.4 | 10 | 0
2025 | SOCO_2_FRCC | SOCO | FRCC | Internal | Summer | B9 | 800 | 3700 | 0 | 73.81 | 77.04 | 10 | 0
2025 | SOCO_2_FRCC | SOCO | FRCC | Internal | Summer | B10 | 1262 | 3700 | 0 | 71.22 | 77.04 | 10 | 0
2025 | SOCO_2_FRCC | SOCO | FRCC | Internal | Winter | B16 | 25 | 3700 | 0 | 93.39 | 99.17 | 10 | 0
2025 | SOCO_2_FRCC | SOCO | FRCC | Internal | Winter | B17 | 100 | 3700 | 0 | 78.26 | 80.3 | 10 | 0
2025 | SOCO_2_FRCC | SOCO | FRCC | Internal | Winter | B18 | 400 | 3700 | 0 | 75.5 | 80.3 | 10 | 0
2025 | SOCO_2_FRCC | SOCO | FRCC | Internal | Winter | B19 | 700 | 3700 | 0 | 75.5 | 80.3 | 10 | 0
2025 | SOCO_2_FRCC | SOCO | FRCC | Internal | Winter | B20 | 935 | 3700 | 0 | 75.5 | 80.3 | 10 | 0
2025 | SOCO_2_TVA_Transmission | SOCO | TVA_Transmission | Internal | Shoulder | B11 | 25 | 2600 | 0 | 94.49 | 85.49 | 10 | 0
2025 | SOCO_2_TVA_Transmission | SOCO | TVA_Transmission | Internal | Shoulder | B12 | 200 | 2600 | 0 | 78.3 | 77.5 | 10 | 0
2025 | SOCO_2_TVA_Transmission | SOCO | TVA_Transmission | Internal | Shoulder | B13 | 600 | 2600 | 0 | 73.55 | 75.8 | 10 | 0
2025 | SOCO_2_TVA_Transmission | SOCO | TVA_Transmission | Internal | Shoulder | B14 | 900 | 2600 | 0 | 72.62 | 72.15 | 10 | 0
2025 | SOCO_2_TVA_Transmission | SOCO | TVA_Transmission | Internal | Shoulder | B15 | 1203 | 2600 | 0 | 72.62 | 67.82 | 10 | 0
2025 | SOCO_2_TVA_Transmission | SOCO | TVA_Transmission | Internal | Summer | B1 | 10 | 2600 | 0 | 120.44 | 115.27 | 10 | 0
2025 | SOCO_2_TVA_Transmission | SOCO | TVA_Transmission | Internal | Summer | B2 | 25 | 2600 | 0 | 118.06 | 115.27 | 10 | 0
2025 | SOCO_2_TVA_Transmission | SOCO | TVA_Transmission | Internal | Summer | B3 | 75 | 2600 | 0 | 118.06 | 114.07 | 10 | 0
2025 | SOCO_2_TVA_Transmission | SOCO | TVA_Transmission | Internal | Summer | B4 | 100 | 2600 | 0 | 115.11 | 103.59 | 10 | 0
2025 | SOCO_2_TVA_Transmission | SOCO | TVA_Transmission | Internal | Summer | B5 | 200 | 2600 | 0 | 104.62 | 95.62 | 10 | 0
2025 | SOCO_2_TVA_Transmission | SOCO | TVA_Transmission | Internal | Summer | B6 | 300 | 2600 | 0 | 97.33 | 88.83 | 10 | 0
2025 | SOCO_2_TVA_Transmission | SOCO | TVA_Transmission | Internal | Summer | B7 | 400 | 2600 | 0 | 91.02 | 84.36 | 10 | 0
2025 | SOCO_2_TVA_Transmission | SOCO | TVA_Transmission | Internal | Summer | B8 | 500 | 2600 | 0 | 79.87 | 76.35 | 10 | 0
2025 | SOCO_2_TVA_Transmission | SOCO | TVA_Transmission | Internal | Summer | B9 | 800 | 2600 | 0 | 73.81 | 73.81 | 10 | 0
2025 | SOCO_2_TVA_Transmission | SOCO | TVA_Transmission | Internal | Summer | B10 | 1262 | 2600 | 0 | 71.22 | 64.1 | 10 | 0
2025 | SOCO_2_TVA_Transmission | SOCO | TVA_Transmission | Internal | Winter | B16 | 25 | 2600 | 0 | 93.39 | 84.39 | 10 | 0
2025 | SOCO_2_TVA_Transmission | SOCO | TVA_Transmission | Internal | Winter | B17 | 100 | 2600 | 0 | 78.26 | 79.25 | 10 | 0
2025 | SOCO_2_TVA_Transmission | SOCO | TVA_Transmission | Internal | Winter | B18 | 400 | 2600 | 0 | 75.5 | 76.95 | 10 | 0
2025 | SOCO_2_TVA_Transmission | SOCO | TVA_Transmission | Internal | Winter | B19 | 700 | 2600 | 0 | 75.5 | 75.5 | 10 | 0
2025 | SOCO_2_TVA_Transmission | SOCO | TVA_Transmission | Internal | Winter | B20 | 935 | 2600 | 0 | 75.5 | 70.31 | 10 | 0
2025 | SOCO_2_VACAR | SOCO | VACAR | Internal | Shoulder | B11 | 25 | 2000 | 0 | 94.49 | 87.49 | 10 | 0
2025 | SOCO_2_VACAR | SOCO | VACAR | Internal | Shoulder | B12 | 200 | 2000 | 0 | 78.3 | 82.04 | 10 | 0
2025 | SOCO_2_VACAR | SOCO | VACAR | Internal | Shoulder | B13 | 600 | 2000 | 0 | 73.55 | 79.33 | 10 | 0
2025 | SOCO_2_VACAR | SOCO | VACAR | Internal | Shoulder | B14 | 900 | 2000 | 0 | 72.62 | 76.26 | 10 | 0
2025 | SOCO_2_VACAR | SOCO | VACAR | Internal | Shoulder | B15 | 1203 | 2000 | 0 | 72.62 | 66.27 | 10 | 0
2025 | SOCO_2_VACAR | SOCO | VACAR | Internal | Summer | B1 | 10 | 2000 | 0 | 120.44 | 121.06 | 10 | 0
2025 | SOCO_2_VACAR | SOCO | VACAR | Internal | Summer | B2 | 25 | 2000 | 0 | 118.06 | 121.06 | 10 | 0
2025 | SOCO_2_VACAR | SOCO | VACAR | Internal | Summer | B3 | 75 | 2000 | 0 | 118.06 | 121.06 | 10 | 0
2025 | SOCO_2_VACAR | SOCO | VACAR | Internal | Summer | B4 | 100 | 2000 | 0 | 115.11 | 112.59 | 10 | 0
2025 | SOCO_2_VACAR | SOCO | VACAR | Internal | Summer | B5 | 200 | 2000 | 0 | 104.62 | 97.62 | 10 | 0
2025 | SOCO_2_VACAR | SOCO | VACAR | Internal | Summer | B6 | 300 | 2000 | 0 | 97.33 | 90.33 | 10 | 0
2025 | SOCO_2_VACAR | SOCO | VACAR | Internal | Summer | B7 | 400 | 2000 | 0 | 91.02 | 87.68 | 10 | 0
2025 | SOCO_2_VACAR | SOCO | VACAR | Internal | Summer | B8 | 500 | 2000 | 0 | 79.87 | 79.61 | 10 | 0
2025 | SOCO_2_VACAR | SOCO | VACAR | Internal | Summer | B9 | 800 | 2000 | 0 | 73.81 | 66.81 | 10 | 0
2025 | SOCO_2_VACAR | SOCO | VACAR | Internal | Summer | B10 | 1262 | 2000 | 0 | 71.22 | 64.45 | 10 | 0
2025 | SOCO_2_VACAR | SOCO | VACAR | Internal | Winter | B16 | 25 | 2000 | 0.03 | 93.39 | 102.8 | 10 | 0
2025 | SOCO_2_VACAR | SOCO | VACAR | Internal | Winter | B17 | 100 | 2000 | 573.47 | 78.26 | 88.26 | 10 | 0
2025 | SOCO_2_VACAR | SOCO | VACAR | Internal | Winter | B18 | 400 | 2000 | 0 | 75.5 | 83.91 | 10 | 0
2025 | SOCO_2_VACAR | SOCO | VACAR | Internal | Winter | B19 | 700 | 2000 | 0 | 75.5 | 80.46 | 10 | 0
2025 | SOCO_2_VACAR | SOCO | VACAR | Internal | Winter | B20 | 935 | 2000 | 0 | 75.5 | 70.33 | 10 | 0
2025 | SPP_N_2_ENT | SPP_N | ENT | Internal | Shoulder | B11 | 25 | 15643 | 6607.07 | 72.49 | 77.49 | 5 | 0
2025 | SPP_N_2_ENT | SPP_N | ENT | Internal | Shoulder | B12 | 200 | 15643 | 8871.08 | 65.69 | 70.69 | 5 | 0
2025 | SPP_N_2_ENT | SPP_N | ENT | Internal | Shoulder | B13 | 600 | 15643 | 8923.76 | 63.67 | 68.67 | 5 | 0
2025 | SPP_N_2_ENT | SPP_N | ENT | Internal | Shoulder | B14 | 900 | 15643 | 12856.33 | 56.53 | 61.53 | 5 | 0
2025 | SPP_N_2_ENT | SPP_N | ENT | Internal | Shoulder | B15 | 1203 | 15643 | 15643 | 2.39 | 59.82 | 5 | 52.43
2025 | SPP_N_2_ENT | SPP_N | ENT | Internal | Summer | B1 | 10 | 15643 | 12177.46 | 69.11 | 74.11 | 5 | 0
2025 | SPP_N_2_ENT | SPP_N | ENT | Internal | Summer | B2 | 25 | 15643 | 4502.54 | 101.08 | 106.08 | 5 | 0
2025 | SPP_N_2_ENT | SPP_N | ENT | Internal | Summer | B3 | 75 | 15643 | 3918.58 | 101.08 | 106.08 | 5 | 0
2025 | SPP_N_2_ENT | SPP_N | ENT | Internal | Summer | B4 | 100 | 15643 | 3664.45 | 98.59 | 103.59 | 5 | 0
2025 | SPP_N_2_ENT | SPP_N | ENT | Internal | Summer | B5 | 200 | 15643 | 4372 | 90.62 | 95.62 | 5 | 0
2025 | SPP_N_2_ENT | SPP_N | ENT | Internal | Summer | B6 | 300 | 15643 | 3596.91 | 77.64 | 82.64 | 5 | 0
2025 | SPP_N_2_ENT | SPP_N | ENT | Internal | Summer | B7 | 400 | 15643 | 3074.75 | 74.69 | 79.69 | 5 | 0
2025 | SPP_N_2_ENT | SPP_N | ENT | Internal | Summer | B8 | 500 | 15643 | 5940.51 | 66.63 | 71.63 | 5 | 0
2025 | SPP_N_2_ENT | SPP_N | ENT | Internal | Summer | B9 | 800 | 15643 | 7545.11 | 64.24 | 69.24 | 5 | 0
2025 | SPP_N_2_ENT | SPP_N | ENT | Internal | Summer | B10 | 1262 | 15643 | 13837.2 | 55.3 | 60.3 | 5 | 0
2025 | SPP_N_2_ENT | SPP_N | ENT | Internal | Winter | B16 | 25 | 15643 | 14678.05 | 63.95 | 68.95 | 5 | 0
2025 | SPP_N_2_ENT | SPP_N | ENT | Internal | Winter | B17 | 100 | 15643 | 13142.09 | 63.95 | 68.95 | 5 | 0
2025 | SPP_N_2_ENT | SPP_N | ENT | Internal | Winter | B18 | 400 | 15643 | 6468.48 | 63.95 | 68.95 | 5 | 0
2025 | SPP_N_2_ENT | SPP_N | ENT | Internal | Winter | B19 | 700 | 15643 | 7529.68 | 62.5 | 67.5 | 5 | 0
2025 | SPP_N_2_ENT | SPP_N | ENT | Internal | Winter | B20 | 935 | 15643 | 15643 | 55.82 | 62.31 | 5 | 1.48
2025 | SPP_N_2_MISO_MO-IL | SPP_N | MISO_MO-IL | Internal | Shoulder | B11 | 25 | 4019 | 4017.83 | 72.49 | 77.5 | 5 | 0.01
2025 | SPP_N_2_MISO_MO-IL | SPP_N | MISO_MO-IL | Internal | Shoulder | B12 | 200 | 4019 | 4019 | 65.69 | 74.04 | 5 | 3.35
2025 | SPP_N_2_MISO_MO-IL | SPP_N | MISO_MO-IL | Internal | Shoulder | B13 | 600 | 4019 | 4018.95 | 63.67 | 68.68 | 5 | 0.01
2025 | SPP_N_2_MISO_MO-IL | SPP_N | MISO_MO-IL | Internal | Shoulder | B14 | 900 | 4019 | 4019 | 56.53 | 64.15 | 5 | 2.62
2025 | SPP_N_2_MISO_MO-IL | SPP_N | MISO_MO-IL | Internal | Shoulder | B15 | 1203 | 4019 | 4019 | 2.39 | 59.82 | 5 | 52.43
2025 | SPP_N_2_MISO_MO-IL | SPP_N | MISO_MO-IL | Internal | Summer | B1 | 10 | 4019 | 4019 | 69.11 | 107.28 | 5 | 33.17
2025 | SPP_N_2_MISO_MO-IL | SPP_N | MISO_MO-IL | Internal | Summer | B2 | 25 | 4019 | 4018.99 | 101.08 | 107.28 | 5 | 1.2
2025 | SPP_N_2_MISO_MO-IL | SPP_N | MISO_MO-IL | Internal | Summer | B3 | 75 | 4019 | 919.62 | 101.08 | 106.08 | 5 | 0
2025 | SPP_N_2_MISO_MO-IL | SPP_N | MISO_MO-IL | Internal | Summer | B4 | 100 | 4019 | 0 | 98.59 | 95.59 | 5 | 0
2025 | SPP_N_2_MISO_MO-IL | SPP_N | MISO_MO-IL | Internal | Summer | B5 | 200 | 4019 | 0 | 90.62 | 87.62 | 5 | 0
2025 | SPP_N_2_MISO_MO-IL | SPP_N | MISO_MO-IL | Internal | Summer | B6 | 300 | 4019 | 0 | 77.64 | 81.94 | 5 | 0
2025 | SPP_N_2_MISO_MO-IL | SPP_N | MISO_MO-IL | Internal | Summer | B7 | 400 | 4019 | 2391.02 | 74.69 | 79.69 | 5 | 0
2025 | SPP_N_2_MISO_MO-IL | SPP_N | MISO_MO-IL | Internal | Summer | B8 | 500 | 4019 | 641.94 | 66.63 | 71.63 | 5 | 0
2025 | SPP_N_2_MISO_MO-IL | SPP_N | MISO_MO-IL | Internal | Summer | B9 | 800 | 4019 | 0 | 64.24 | 66.41 | 5 | 0
2025 | SPP_N_2_MISO_MO-IL | SPP_N | MISO_MO-IL | Internal | Summer | B10 | 1262 | 4019 | 0 | 55.3 | 58.49 | 5 | 0
2025 | SPP_N_2_MISO_MO-IL | SPP_N | MISO_MO-IL | Internal | Winter | B16 | 25 | 4019 | 4019 | 63.95 | 76.39 | 5 | 7.44
2025 | SPP_N_2_MISO_MO-IL | SPP_N | MISO_MO-IL | Internal | Winter | B17 | 100 | 4019 | 4019 | 63.95 | 71.6 | 5 | 2.65
2025 | SPP_N_2_MISO_MO-IL | SPP_N | MISO_MO-IL | Internal | Winter | B18 | 400 | 4019 | 4019 | 63.95 | 69.71 | 5 | 0.76
2025 | SPP_N_2_MISO_MO-IL | SPP_N | MISO_MO-IL | Internal | Winter | B19 | 700 | 4019 | 4019 | 62.5 | 69.71 | 5 | 2.21
2025 | SPP_N_2_MISO_MO-IL | SPP_N | MISO_MO-IL | Internal | Winter | B20 | 935 | 4019 | 4019 | 55.82 | 62.31 | 5 | 1.48
2025 | SPP_N_2_MISO_W | SPP_N | MISO_W | Internal | Shoulder | B11 | 25 | 1087 | 373.33 | 72.49 | 77.49 | 5 | 0
2025 | SPP_N_2_MISO_W | SPP_N | MISO_W | Internal | Shoulder | B12 | 200 | 1087 | 0.16 | 65.69 | 70.68 | 5 | 0
2025 | SPP_N_2_MISO_W | SPP_N | MISO_W | Internal | Shoulder | B13 | 600 | 1087 | 976.77 | 63.67 | 68.67 | 5 | 0
2025 | SPP_N_2_MISO_W | SPP_N | MISO_W | Internal | Shoulder | B14 | 900 | 1087 | 1086.99 | 56.53 | 61.56 | 5 | 0.03
2025 | SPP_N_2_MISO_W | SPP_N | MISO_W | Internal | Shoulder | B15 | 1203 | 1087 | 1087 | 2.39 | 9.85 | 5 | 2.46
2025 | SPP_N_2_MISO_W | SPP_N | MISO_W | Internal | Summer | B1 | 10 | 1087 | 1087 | 69.11 | 107.27 | 5 | 33.16
2025 | SPP_N_2_MISO_W | SPP_N | MISO_W | Internal | Summer | B2 | 25 | 1087 | 1086.99 | 101.08 | 107.27 | 5 | 1.19
2025 | SPP_N_2_MISO_W | SPP_N | MISO_W | Internal | Summer | B3 | 75 | 1087 | 0.38 | 101.08 | 106.07 | 5 | 0
2025 | SPP_N_2_MISO_W | SPP_N | MISO_W | Internal | Summer | B4 | 100 | 1087 | 0 | 98.59 | 95.58 | 5 | 0
2025 | SPP_N_2_MISO_W | SPP_N | MISO_W | Internal | Summer | B5 | 200 | 1087 | 0 | 90.62 | 87.61 | 5 | 0
2025 | SPP_N_2_MISO_W | SPP_N | MISO_W | Internal | Summer | B6 | 300 | 1087 | 0 | 77.64 | 81.92 | 5 | 0
2025 | SPP_N_2_MISO_W | SPP_N | MISO_W | Internal | Summer | B7 | 400 | 1087 | 0.08 | 74.69 | 79.68 | 5 | 0
2025 | SPP_N_2_MISO_W | SPP_N | MISO_W | Internal | Summer | B8 | 500 | 1087 | 0.03 | 66.63 | 71.61 | 5 | 0
2025 | SPP_N_2_MISO_W | SPP_N | MISO_W | Internal | Summer | B9 | 800 | 1087 | 0 | 64.24 | 66.4 | 5 | 0
2025 | SPP_N_2_MISO_W | SPP_N | MISO_W | Internal | Summer | B10 | 1262 | 1087 | 0 | 55.3 | 57.5 | 5 | 0
2025 | SPP_N_2_MISO_W | SPP_N | MISO_W | Internal | Winter | B16 | 25 | 1087 | 0 | 63.95 | 16.68 | 5 | 0
2025 | SPP_N_2_MISO_W | SPP_N | MISO_W | Internal | Winter | B17 | 100 | 1087 | 0 | 63.95 | 56.95 | 5 | 0
2025 | SPP_N_2_MISO_W | SPP_N | MISO_W | Internal | Winter | B18 | 400 | 1087 | 1087 | 63.95 | 69.7 | 5 | 0.75
2025 | SPP_N_2_MISO_W | SPP_N | MISO_W | Internal | Winter | B19 | 700 | 1087 | 1087 | 62.5 | 69.7 | 5 | 2.2
2025 | SPP_N_2_MISO_W | SPP_N | MISO_W | Internal | Winter | B20 | 935 | 1087 | 0 | 55.82 | 56.75 | 5 | 0
2025 | SPP_N_2_NE | SPP_N | NE | Internal | Shoulder | B11 | 25 | 490 | 1.13 | 72.49 | 72.49 | 0.01 | 0
2025 | SPP_N_2_NE | SPP_N | NE | Internal | Shoulder | B12 | 200 | 490 | 0.08 | 65.69 | 65.68 | 0.01 | 0
2025 | SPP_N_2_NE | SPP_N | NE | Internal | Shoulder | B13 | 600 | 490 | 0.03 | 63.67 | 63.65 | 0.01 | 0
2025 | SPP_N_2_NE | SPP_N | NE | Internal | Shoulder | B14 | 900 | 490 | 38.02 | 56.53 | 56.54 | 0.01 | 0
2025 | SPP_N_2_NE | SPP_N | NE | Internal | Shoulder | B15 | 1203 | 490 | 11.26 | 2.39 | 2.4 | 0.01 | 0
2025 | SPP_N_2_NE | SPP_N | NE | Internal | Summer | B1 | 10 | 490 | 490 | 69.11 | 102.27 | 0.01 | 33.15
2025 | SPP_N_2_NE | SPP_N | NE | Internal | Summer | B2 | 25 | 490 | 489.99 | 101.08 | 102.27 | 0.01 | 1.18
2025 | SPP_N_2_NE | SPP_N | NE | Internal | Summer | B3 | 75 | 490 | 0.2 | 101.08 | 101.07 | 0.01 | 0
2025 | SPP_N_2_NE | SPP_N | NE | Internal | Summer | B4 | 100 | 490 | 0.15 | 98.59 | 98.58 | 0.01 | 0
2025 | SPP_N_2_NE | SPP_N | NE | Internal | Summer | B5 | 200 | 490 | 0.08 | 90.62 | 90.61 | 0.01 | 0
2025 | SPP_N_2_NE | SPP_N | NE | Internal | Summer | B6 | 300 | 490 | 0.05 | 77.64 | 77.63 | 0.01 | 0
2025 | SPP_N_2_NE | SPP_N | NE | Internal | Summer | B7 | 400 | 490 | 0.04 | 74.69 | 74.68 | 0.01 | 0
2025 | SPP_N_2_NE | SPP_N | NE | Internal | Summer | B8 | 500 | 490 | 0.02 | 66.63 | 66.61 | 0.01 | 0
2025 | SPP_N_2_NE | SPP_N | NE | Internal | Summer | B9 | 800 | 490 | 0 | 64.24 | 61.4 | 0.01 | 0
2025 | SPP_N_2_NE | SPP_N | NE | Internal | Summer | B10 | 1262 | 490 | 0 | 55.3 | 52.5 | 0.01 | 0
2025 | SPP_N_2_NE | SPP_N | NE | Internal | Winter | B16 | 25 | 490 | 0 | 63.95 | 11.68 | 0.01 | 0
2025 | SPP_N_2_NE | SPP_N | NE | Internal | Winter | B17 | 100 | 490 | 0 | 63.95 | 51.95 | 0.01 | 0
2025 | SPP_N_2_NE | SPP_N | NE | Internal | Winter | B18 | 400 | 490 | 0 | 63.95 | 62.49 | 0.01 | 0
2025 | SPP_N_2_NE | SPP_N | NE | Internal | Winter | B19 | 700 | 490 | 0.02 | 62.5 | 62.49 | 0.01 | 0
2025 | SPP_N_2_NE | SPP_N | NE | Internal | Winter | B20 | 935 | 490 | 0 | 55.82 | 51.75 | 0.01 | 0
2025 | SPP_N_2_SPP_S | SPP_N | SPP_S | Internal | Shoulder | B11 | 25 | 4236 | 394.48 | 72.49 | 72.5 | 0.01 | 0
2025 | SPP_N_2_SPP_S | SPP_N | SPP_S | Internal | Shoulder | B12 | 200 | 4236 | 168.78 | 65.69 | 65.7 | 0.01 | 0
2025 | SPP_N_2_SPP_S | SPP_N | SPP_S | Internal | Shoulder | B13 | 600 | 4236 | 0.06 | 63.67 | 63.67 | 0.01 | 0
2025 | SPP_N_2_SPP_S | SPP_N | SPP_S | Internal | Shoulder | B14 | 900 | 4236 | 0.04 | 56.53 | 56.53 | 0.01 | 0
2025 | SPP_N_2_SPP_S | SPP_N | SPP_S | Internal | Shoulder | B15 | 1203 | 4236 | 0 | 2.39 | 0.01 | 0.01 | 0
2025 | SPP_N_2_SPP_S | SPP_N | SPP_S | Internal | Summer | B1 | 10 | 4236 | 3.05 | 69.11 | 69.11 | 0.01 | 0
2025 | SPP_N_2_SPP_S | SPP_N | SPP_S | Internal | Summer | B2 | 25 | 4236 | 0.57 | 101.08 | 101.07 | 0.01 | 0
2025 | SPP_N_2_SPP_S | SPP_N | SPP_S | Internal | Summer | B3 | 75 | 4236 | 0.58 | 101.08 | 101.08 | 0.01 | 0
2025 | SPP_N_2_SPP_S | SPP_N | SPP_S | Internal | Summer | B4 | 100 | 4236 | 4138.74 | 98.59 | 98.6 | 0.01 | 0
2025 | SPP_N_2_SPP_S | SPP_N | SPP_S | Internal | Summer | B5 | 200 | 4236 | 3121.39 | 90.62 | 90.64 | 0.01 | 0
2025 | SPP_N_2_SPP_S | SPP_N | SPP_S | Internal | Summer | B6 | 300 | 4236 | 3293.64 | 77.64 | 77.65 | 0.01 | 0
2025 | SPP_N_2_SPP_S | SPP_N | SPP_S | Internal | Summer | B7 | 400 | 4236 | 2173.17 | 74.69 | 74.7 | 0.01 | 0
2025 | SPP_N_2_SPP_S | SPP_N | SPP_S | Internal | Summer | B8 | 500 | 4236 | 4236 | 66.63 | 69.11 | 0.01 | 2.46
2025 | SPP_N_2_SPP_S | SPP_N | SPP_S | Internal | Summer | B9 | 800 | 4236 | 4236 | 64.24 | 68.95 | 0.01 | 4.7
2025 | SPP_N_2_SPP_S | SPP_N | SPP_S | Internal | Summer | B10 | 1262 | 4236 | 2887.62 | 55.3 | 55.31 | 0.01 | 0
2025 | SPP_N_2_SPP_S | SPP_N | SPP_S | Internal | Winter | B16 | 25 | 4236 | 2072.95 | 63.95 | 63.96 | 0.01 | 0
2025 | SPP_N_2_SPP_S | SPP_N | SPP_S | Internal | Winter | B17 | 100 | 4236 | 2183.72 | 63.95 | 63.96 | 0.01 | 0
2025 | SPP_N_2_SPP_S | SPP_N | SPP_S | Internal | Winter | B18 | 400 | 4236 | 2548.42 | 63.95 | 63.96 | 0.01 | 0
2025 | SPP_N_2_SPP_S | SPP_N | SPP_S | Internal | Winter | B19 | 700 | 4236 | 1706.78 | 62.5 | 62.52 | 0.01 | 0
2025 | SPP_N_2_SPP_S | SPP_N | SPP_S | Internal | Winter | B20 | 935 | 4236 | 1298.12 | 55.82 | 55.83 | 0.01 | 0
2025 | SPP_S_2_ENT | SPP_S | ENT | Internal | Shoulder | B11 | 25 | 2842 | 1.3 | 72.5 | 77.49 | 5 | 0
2025 | SPP_S_2_ENT | SPP_S | ENT | Internal | Shoulder | B12 | 200 | 2842 | 0.17 | 65.7 | 70.69 | 5 | 0
2025 | SPP_S_2_ENT | SPP_S | ENT | Internal | Shoulder | B13 | 600 | 2842 | 77.56 | 63.67 | 68.67 | 5 | 0
2025 | SPP_S_2_ENT | SPP_S | ENT | Internal | Shoulder | B14 | 900 | 2842 | 2680.81 | 56.53 | 61.53 | 5 | 0
2025 | SPP_S_2_ENT | SPP_S | ENT | Internal | Shoulder | B15 | 1203 | 2842 | 2842 | 0.01 | 59.82 | 5 | 54.81
2025 | SPP_S_2_ENT | SPP_S | ENT | Internal | Summer | B1 | 10 | 2842 | 1267.81 | 69.11 | 74.11 | 5 | 0
2025 | SPP_S_2_ENT | SPP_S | ENT | Internal | Summer | B2 | 25 | 2842 | 2840.88 | 101.07 | 106.08 | 5 | 0.01
2025 | SPP_S_2_ENT | SPP_S | ENT | Internal | Summer | B3 | 75 | 2842 | 29.97 | 101.08 | 106.08 | 5 | 0
2025 | SPP_S_2_ENT | SPP_S | ENT | Internal | Summer | B4 | 100 | 2842 | 0.28 | 98.6 | 103.59 | 5 | 0
2025 | SPP_S_2_ENT | SPP_S | ENT | Internal | Summer | B5 | 200 | 2842 | 0.16 | 90.64 | 95.62 | 5 | 0
2025 | SPP_S_2_ENT | SPP_S | ENT | Internal | Summer | B6 | 300 | 2842 | 0.11 | 77.65 | 82.64 | 5 | 0
2025 | SPP_S_2_ENT | SPP_S | ENT | Internal | Summer | B7 | 400 | 2842 | 0.08 | 74.7 | 79.69 | 5 | 0
2025 | SPP_S_2_ENT | SPP_S | ENT | Internal | Summer | B8 | 500 | 2842 | 0 | 69.11 | 71.63 | 5 | 0
2025 | SPP_S_2_ENT | SPP_S | ENT | Internal | Summer | B9 | 800 | 2842 | 0 | 68.95 | 69.24 | 5 | 0
2025 | SPP_S_2_ENT | SPP_S | ENT | Internal | Summer | B10 | 1262 | 2842 | 0.03 | 55.31 | 60.3 | 5 | 0
2025 | SPP_S_2_ENT | SPP_S | ENT | Internal | Winter | B16 | 25 | 2842 | 1.26 | 63.96 | 68.95 | 5 | 0
2025 | SPP_S_2_ENT | SPP_S | ENT | Internal | Winter | B17 | 100 | 2842 | 0.32 | 63.96 | 68.95 | 5 | 0
2025 | SPP_S_2_ENT | SPP_S | ENT | Internal | Winter | B18 | 400 | 2842 | 0.08 | 63.96 | 68.95 | 5 | 0
2025 | SPP_S_2_ENT | SPP_S | ENT | Internal | Winter | B19 | 700 | 2842 | 0.05 | 62.52 | 67.5 | 5 | 0
2025 | SPP_S_2_ENT | SPP_S | ENT | Internal | Winter | B20 | 935 | 2842 | 2842 | 55.83 | 62.31 | 5 | 1.47
2025 | SPP_S_2_SPP_N | SPP_S | SPP_N | Internal | Shoulder | B11 | 25 | 876 | 0.62 | 72.5 | 72.49 | 0.01 | 0
2025 | SPP_S_2_SPP_N | SPP_S | SPP_N | Internal | Shoulder | B12 | 200 | 876 | 0.08 | 65.7 | 65.69 | 0.01 | 0
2025 | SPP_S_2_SPP_N | SPP_S | SPP_N | Internal | Shoulder | B13 | 600 | 876 | 0.05 | 63.67 | 63.67 | 0.01 | 0
2025 | SPP_S_2_SPP_N | SPP_S | SPP_N | Internal | Shoulder | B14 | 900 | 876 | 0.04 | 56.53 | 56.53 | 0.01 | 0
2025 | SPP_S_2_SPP_N | SPP_S | SPP_N | Internal | Shoulder | B15 | 1203 | 876 | 876 | 0.01 | 2.39 | 0.01 | 2.36
2025 | SPP_S_2_SPP_N | SPP_S | SPP_N | Internal | Summer | B1 | 10 | 876 | 2.79 | 69.11 | 69.11 | 0.01 | 0
2025 | SPP_S_2_SPP_N | SPP_S | SPP_N | Internal | Summer | B2 | 25 | 876 | 384.6 | 101.07 | 101.08 | 0.01 | 0
2025 | SPP_S_2_SPP_N | SPP_S | SPP_N | Internal | Summer | B3 | 75 | 876 | 0.36 | 101.08 | 101.08 | 0.01 | 0
2025 | SPP_S_2_SPP_N | SPP_S | SPP_N | Internal | Summer | B4 | 100 | 876 | 0.14 | 98.6 | 98.59 | 0.01 | 0
2025 | SPP_S_2_SPP_N | SPP_S | SPP_N | Internal | Summer | B5 | 200 | 876 | 0.08 | 90.64 | 90.62 | 0.01 | 0
2025 | SPP_S_2_SPP_N | SPP_S | SPP_N | Internal | Summer | B6 | 300 | 876 | 0.05 | 77.65 | 77.64 | 0.01 | 0
2025 | SPP_S_2_SPP_N | SPP_S | SPP_N | Internal | Summer | B7 | 400 | 876 | 0.04 | 74.7 | 74.69 | 0.01 | 0
2025 | SPP_S_2_SPP_N | SPP_S | SPP_N | Internal | Summer | B8 | 500 | 876 | 0 | 69.11 | 66.63 | 0.01 | 0
2025 | SPP_S_2_SPP_N | SPP_S | SPP_N | Internal | Summer | B9 | 800 | 876 | 0 | 68.95 | 64.24 | 0.01 | 0
2025 | SPP_S_2_SPP_N | SPP_S | SPP_N | Internal | Summer | B10 | 1262 | 876 | 0.01 | 55.31 | 55.3 | 0.01 | 0
2025 | SPP_S_2_SPP_N | SPP_S | SPP_N | Internal | Winter | B16 | 25 | 876 | 0.6 | 63.96 | 63.95 | 0.01 | 0
2025 | SPP_S_2_SPP_N | SPP_S | SPP_N | Internal | Winter | B17 | 100 | 876 | 0.16 | 63.96 | 63.95 | 0.01 | 0
2025 | SPP_S_2_SPP_N | SPP_S | SPP_N | Internal | Winter | B18 | 400 | 876 | 0.04 | 63.96 | 63.95 | 0.01 | 0
2025 | SPP_S_2_SPP_N | SPP_S | SPP_N | Internal | Winter | B19 | 700 | 876 | 0.02 | 62.52 | 62.5 | 0.01 | 0
2025 | SPP_S_2_SPP_N | SPP_S | SPP_N | Internal | Winter | B20 | 935 | 876 | 0.02 | 55.83 | 55.82 | 0.01 | 0
2025 | TVA_2_ENT | TVA | ENT | Internal | Shoulder | B11 | 25 | 500 | 0 | 84.4 | 77.49 | 9 | 0
2025 | TVA_2_ENT | TVA | ENT | Internal | Shoulder | B12 | 200 | 500 | 0 | 75.65 | 70.69 | 9 | 0
2025 | TVA_2_ENT | TVA | ENT | Internal | Shoulder | B13 | 600 | 500 | 0 | 75.3 | 68.67 | 9 | 0
2025 | TVA_2_ENT | TVA | ENT | Internal | Shoulder | B14 | 900 | 500 | 0 | 72.16 | 61.53 | 9 | 0
2025 | TVA_2_ENT | TVA | ENT | Internal | Shoulder | B15 | 1203 | 500 | 0 | 67.83 | 59.82 | 9 | 0
2025 | TVA_2_ENT | TVA | ENT | Internal | Summer | B1 | 10 | 500 | 0 | 115.28 | 74.11 | 9 | 0
2025 | TVA_2_ENT | TVA | ENT | Internal | Summer | B2 | 25 | 500 | 0 | 115.28 | 106.08 | 9 | 0
2025 | TVA_2_ENT | TVA | ENT | Internal | Summer | B3 | 75 | 500 | 0 | 114.08 | 106.08 | 9 | 0
2025 | TVA_2_ENT | TVA | ENT | Internal | Summer | B4 | 100 | 500 | 0 | 103.6 | 103.59 | 9 | 0
2025 | TVA_2_ENT | TVA | ENT | Internal | Summer | B5 | 200 | 500 | 24.19 | 86.62 | 95.62 | 9 | 0
2025 | TVA_2_ENT | TVA | ENT | Internal | Summer | B6 | 300 | 500 | 0 | 84.3 | 82.64 | 9 | 0
2025 | TVA_2_ENT | TVA | ENT | Internal | Summer | B7 | 400 | 500 | 0 | 73.87 | 79.69 | 9 | 0
2025 | TVA_2_ENT | TVA | ENT | Internal | Summer | B8 | 500 | 500 | 0 | 73.87 | 71.63 | 9 | 0
2025 | TVA_2_ENT | TVA | ENT | Internal | Summer | B9 | 800 | 500 | 0 | 73.82 | 69.24 | 9 | 0
2025 | TVA_2_ENT | TVA | ENT | Internal | Summer | B10 | 1262 | 500 | 0 | 63.19 | 60.3 | 9 | 0
2025 | TVA_2_ENT | TVA | ENT | Internal | Winter | B16 | 25 | 500 | 0 | 84.4 | 68.95 | 9 | 0
2025 | TVA_2_ENT | TVA | ENT | Internal | Winter | B17 | 100 | 500 | 0 | 79.26 | 68.95 | 9 | 0
2025 | TVA_2_ENT | TVA | ENT | Internal | Winter | B18 | 400 | 500 | 0 | 76.96 | 68.95 | 9 | 0
2025 | TVA_2_ENT | TVA | ENT | Internal | Winter | B19 | 700 | 500 | 0 | 75.52 | 67.5 | 9 | 0
2025 | TVA_2_ENT | TVA | ENT | Internal | Winter | B20 | 935 | 500 | 0 | 70.32 | 62.31 | 9 | 0
2025 | TVA_2_MISO_MO-IL | TVA | MISO_MO-IL | Internal | Shoulder | B11 | 25 | 50 | 0 | 84.4 | 77.5 | 9 | 0
2025 | TVA_2_MISO_MO-IL | TVA | MISO_MO-IL | Internal | Shoulder | B12 | 200 | 50 | 0 | 75.65 | 74.04 | 9 | 0
2025 | TVA_2_MISO_MO-IL | TVA | MISO_MO-IL | Internal | Shoulder | B13 | 600 | 50 | 0 | 75.3 | 68.68 | 9 | 0
2025 | TVA_2_MISO_MO-IL | TVA | MISO_MO-IL | Internal | Shoulder | B14 | 900 | 50 | 0 | 72.16 | 64.15 | 9 | 0
2025 | TVA_2_MISO_MO-IL | TVA | MISO_MO-IL | Internal | Shoulder | B15 | 1203 | 50 | 0 | 67.83 | 59.82 | 9 | 0
2025 | TVA_2_MISO_MO-IL | TVA | MISO_MO-IL | Internal | Summer | B1 | 10 | 50 | 0 | 115.28 | 107.28 | 9 | 0
2025 | TVA_2_MISO_MO-IL | TVA | MISO_MO-IL | Internal | Summer | B2 | 25 | 50 | 0 | 115.28 | 107.28 | 9 | 0
2025 | TVA_2_MISO_MO-IL | TVA | MISO_MO-IL | Internal | Summer | B3 | 75 | 50 | 0 | 114.08 | 106.08 | 9 | 0
2025 | TVA_2_MISO_MO-IL | TVA | MISO_MO-IL | Internal | Summer | B4 | 100 | 50 | 0 | 103.6 | 95.59 | 9 | 0
2025 | TVA_2_MISO_MO-IL | TVA | MISO_MO-IL | Internal | Summer | B5 | 200 | 50 | 0 | 86.62 | 87.62 | 9 | 0
2025 | TVA_2_MISO_MO-IL | TVA | MISO_MO-IL | Internal | Summer | B6 | 300 | 50 | 0 | 84.3 | 81.94 | 9 | 0
2025 | TVA_2_MISO_MO-IL | TVA | MISO_MO-IL | Internal | Summer | B7 | 400 | 50 | 0 | 73.87 | 79.69 | 9 | 0
2025 | TVA_2_MISO_MO-IL | TVA | MISO_MO-IL | Internal | Summer | B8 | 500 | 50 | 0 | 73.87 | 71.63 | 9 | 0
2025 | TVA_2_MISO_MO-IL | TVA | MISO_MO-IL | Internal | Summer | B9 | 800 | 50 | 0 | 73.82 | 66.41 | 9 | 0
2025 | TVA_2_MISO_MO-IL | TVA | MISO_MO-IL | Internal | Summer | B10 | 1262 | 50 | 0 | 63.19 | 58.49 | 9 | 0
2025 | TVA_2_MISO_MO-IL | TVA | MISO_MO-IL | Internal | Winter | B16 | 25 | 50 | 0 | 84.4 | 76.39 | 9 | 0
2025 | TVA_2_MISO_MO-IL | TVA | MISO_MO-IL | Internal | Winter | B17 | 100 | 50 | 0 | 79.26 | 71.6 | 9 | 0
2025 | TVA_2_MISO_MO-IL | TVA | MISO_MO-IL | Internal | Winter | B18 | 400 | 50 | 0 | 76.96 | 69.71 | 9 | 0
2025 | TVA_2_MISO_MO-IL | TVA | MISO_MO-IL | Internal | Winter | B19 | 700 | 50 | 0 | 75.52 | 69.71 | 9 | 0
2025 | TVA_2_MISO_MO-IL | TVA | MISO_MO-IL | Internal | Winter | B20 | 935 | 50 | 0 | 70.32 | 62.31 | 9 | 0
2025 | TVA_2_NonRTO_Midwest | TVA | NonRTO_Midwest | Internal | Shoulder | B11 | 25 | 100 | 0 | 84.4 | 86.96 | 9 | 0
2025 | TVA_2_NonRTO_Midwest | TVA | NonRTO_Midwest | Internal | Shoulder | B12 | 200 | 100 | 0 | 75.65 | 84.19 | 9 | 0
2025 | TVA_2_NonRTO_Midwest | TVA | NonRTO_Midwest | Internal | Shoulder | B13 | 600 | 100 | 0 | 75.3 | 82.49 | 9 | 0
2025 | TVA_2_NonRTO_Midwest | TVA | NonRTO_Midwest | Internal | Shoulder | B14 | 900 | 100 | 0 | 72.16 | 76.95 | 9 | 0
2025 | TVA_2_NonRTO_Midwest | TVA | NonRTO_Midwest | Internal | Shoulder | B15 | 1203 | 100 | 0 | 67.83 | 67.83 | 9 | 0
2025 | TVA_2_NonRTO_Midwest | TVA | NonRTO_Midwest | Internal | Summer | B1 | 10 | 100 | 0 | 115.28 | 116.42 | 9 | 0
2025 | TVA_2_NonRTO_Midwest | TVA | NonRTO_Midwest | Internal | Summer | B2 | 25 | 100 | 0 | 115.28 | 115.29 | 9 | 0
2025 | TVA_2_NonRTO_Midwest | TVA | NonRTO_Midwest | Internal | Summer | B3 | 75 | 100 | 0 | 114.08 | 114.07 | 9 | 0
2025 | TVA_2_NonRTO_Midwest | TVA | NonRTO_Midwest | Internal | Summer | B4 | 100 | 100 | 0 | 103.6 | 103.58 | 9 | 0
2025 | TVA_2_NonRTO_Midwest | TVA | NonRTO_Midwest | Internal | Summer | B5 | 200 | 100 | 0.15 | 86.62 | 95.61 | 9 | 0
2025 | TVA_2_NonRTO_Midwest | TVA | NonRTO_Midwest | Internal | Summer | B6 | 300 | 100 | 0 | 84.3 | 89.92 | 9 | 0
2025 | TVA_2_NonRTO_Midwest | TVA | NonRTO_Midwest | Internal | Summer | B7 | 400 | 100 | 100 | 73.87 | 87.68 | 9 | 4.81
2025 | TVA_2_NonRTO_Midwest | TVA | NonRTO_Midwest | Internal | Summer | B8 | 500 | 100 | 0 | 73.87 | 79.62 | 9 | 0
2025 | TVA_2_NonRTO_Midwest | TVA | NonRTO_Midwest | Internal | Summer | B9 | 800 | 100 | 0 | 73.82 | 74.4 | 9 | 0
2025 | TVA_2_NonRTO_Midwest | TVA | NonRTO_Midwest | Internal | Summer | B10 | 1262 | 100 | 0 | 63.19 | 66.48 | 9 | 0
2025 | TVA_2_NonRTO_Midwest | TVA | NonRTO_Midwest | Internal | Winter | B16 | 25 | 100 | 0 | 84.4 | 90.24 | 9 | 0
2025 | TVA_2_NonRTO_Midwest | TVA | NonRTO_Midwest | Internal | Winter | B17 | 100 | 100 | 0 | 79.26 | 87.11 | 9 | 0
2025 | TVA_2_NonRTO_Midwest | TVA | NonRTO_Midwest | Internal | Winter | B18 | 400 | 100 | 0 | 76.96 | 84.54 | 9 | 0
2025 | TVA_2_NonRTO_Midwest | TVA | NonRTO_Midwest | Internal | Winter | B19 | 700 | 100 | 0 | 75.52 | 80.57 | 9 | 0
2025 | TVA_2_NonRTO_Midwest | TVA | NonRTO_Midwest | Internal | Winter | B20 | 935 | 100 | 0 | 70.32 | 70.32 | 9 | 0
2025 | TVA_2_PJM_ROR | TVA | PJM_ROR | Internal | Shoulder | B11 | 25 | 500 | 0 | 84.4 | 79.49 | 9 | 0
2025 | TVA_2_PJM_ROR | TVA | PJM_ROR | Internal | Shoulder | B12 | 200 | 500 | 0 | 75.65 | 76.04 | 9 | 0
2025 | TVA_2_PJM_ROR | TVA | PJM_ROR | Internal | Shoulder | B13 | 600 | 500 | 0 | 75.3 | 74.22 | 9 | 0
2025 | TVA_2_PJM_ROR | TVA | PJM_ROR | Internal | Shoulder | B14 | 900 | 500 | 0 | 72.16 | 70.95 | 9 | 0
2025 | TVA_2_PJM_ROR | TVA | PJM_ROR | Internal | Shoulder | B15 | 1203 | 500 | 0 | 67.83 | 61.82 | 9 | 0
2025 | TVA_2_PJM_ROR | TVA | PJM_ROR | Internal | Summer | B1 | 10 | 500 | 0 | 115.28 | 109.27 | 9 | 0
2025 | TVA_2_PJM_ROR | TVA | PJM_ROR | Internal | Summer | B2 | 25 | 500 | 0 | 115.28 | 109.27 | 9 | 0
2025 | TVA_2_PJM_ROR | TVA | PJM_ROR | Internal | Summer | B3 | 75 | 500 | 0 | 114.08 | 108.07 | 9 | 0
2025 | TVA_2_PJM_ROR | TVA | PJM_ROR | Internal | Summer | B4 | 100 | 500 | 0 | 103.6 | 97.58 | 9 | 0
2025 | TVA_2_PJM_ROR | TVA | PJM_ROR | Internal | Summer | B5 | 200 | 500 | 0 | 86.62 | 89.61 | 9 | 0
2025 | TVA_2_PJM_ROR | TVA | PJM_ROR | Internal | Summer | B6 | 300 | 500 | 0 | 84.3 | 83.92 | 9 | 0
2025 | TVA_2_PJM_ROR | TVA | PJM_ROR | Internal | Summer | B7 | 400 | 500 | 0 | 73.87 | 81.68 | 9 | 0
2025 | TVA_2_PJM_ROR | TVA | PJM_ROR | Internal | Summer | B8 | 500 | 500 | 0 | 73.87 | 73.61 | 9 | 0
2025 | TVA_2_PJM_ROR | TVA | PJM_ROR | Internal | Summer | B9 | 800 | 500 | 0 | 73.82 | 68.4 | 9 | 0
2025 | TVA_2_PJM_ROR | TVA | PJM_ROR | Internal | Summer | B10 | 1262 | 500 | 0 | 63.19 | 59.5 | 9 | 0
2025 | TVA_2_PJM_ROR | TVA | PJM_ROR | Internal | Winter | B16 | 25 | 500 | 0 | 84.4 | 80.83 | 9 | 0
2025 | TVA_2_PJM_ROR | TVA | PJM_ROR | Internal | Winter | B17 | 100 | 500 | 0 | 79.26 | 80.83 | 9 | 0
2025 | TVA_2_PJM_ROR | TVA | PJM_ROR | Internal | Winter | B18 | 400 | 500 | 0 | 76.96 | 77.91 | 9 | 0
2025 | TVA_2_PJM_ROR | TVA | PJM_ROR | Internal | Winter | B19 | 700 | 500 | 0 | 75.52 | 74.46 | 9 | 0
2025 | TVA_2_PJM_ROR | TVA | PJM_ROR | Internal | Winter | B20 | 935 | 500 | 0 | 70.32 | 64.31 | 9 | 0
2025 | TVA_2_SOCO | TVA | SOCO | Internal | Shoulder | B11 | 25 | 500 | 499.98 | 84.4 | 94.49 | 9 | 1.09
2025 | TVA_2_SOCO | TVA | SOCO | Internal | Shoulder | B12 | 200 | 500 | 0 | 75.65 | 78.3 | 9 | 0
2025 | TVA_2_SOCO | TVA | SOCO | Internal | Shoulder | B13 | 600 | 500 | 0 | 75.3 | 73.55 | 9 | 0
2025 | TVA_2_SOCO | TVA | SOCO | Internal | Shoulder | B14 | 900 | 500 | 0 | 72.16 | 72.62 | 9 | 0
2025 | TVA_2_SOCO | TVA | SOCO | Internal | Shoulder | B15 | 1203 | 500 | 0 | 67.83 | 72.62 | 9 | 0
2025 | TVA_2_SOCO | TVA | SOCO | Internal | Summer | B1 | 10 | 500 | 0.01 | 115.28 | 120.44 | 9 | 0
2025 | TVA_2_SOCO | TVA | SOCO | Internal | Summer | B2 | 25 | 500 | 0 | 115.28 | 118.06 | 9 | 0
2025 | TVA_2_SOCO | TVA | SOCO | Internal | Summer | B3 | 75 | 500 | 0 | 114.08 | 118.06 | 9 | 0
2025 | TVA_2_SOCO | TVA | SOCO | Internal | Summer | B4 | 100 | 500 | 500 | 103.6 | 115.11 | 9 | 2.51
2025 | TVA_2_SOCO | TVA | SOCO | Internal | Summer | B5 | 200 | 500 | 500 | 86.62 | 104.62 | 9 | 9
2025 | TVA_2_SOCO | TVA | SOCO | Internal | Summer | B6 | 300 | 500 | 500 | 84.3 | 97.33 | 9 | 4.03
2025 | TVA_2_SOCO | TVA | SOCO | Internal | Summer | B7 | 400 | 500 | 500 | 73.87 | 91.02 | 9 | 8.15
2025 | TVA_2_SOCO | TVA | SOCO | Internal | Summer | B8 | 500 | 500 | 0 | 73.87 | 79.87 | 9 | 0
2025 | TVA_2_SOCO | TVA | SOCO | Internal | Summer | B9 | 800 | 500 | 0 | 73.82 | 73.81 | 9 | 0
2025 | TVA_2_SOCO | TVA | SOCO | Internal | Summer | B10 | 1262 | 500 | 0 | 63.19 | 71.22 | 9 | 0
2025 | TVA_2_SOCO | TVA | SOCO | Internal | Winter | B16 | 25 | 500 | 1.12 | 84.4 | 93.39 | 9 | 0
2025 | TVA_2_SOCO | TVA | SOCO | Internal | Winter | B17 | 100 | 500 | 0 | 79.26 | 78.26 | 9 | 0
2025 | TVA_2_SOCO | TVA | SOCO | Internal | Winter | B18 | 400 | 500 | 0 | 76.96 | 75.5 | 9 | 0
2025 | TVA_2_SOCO | TVA | SOCO | Internal | Winter | B19 | 700 | 500 | 0 | 75.52 | 75.5 | 9 | 0
2025 | TVA_2_SOCO | TVA | SOCO | Internal | Winter | B20 | 935 | 500 | 0 | 70.32 | 75.5 | 9 | 0
2025 | TVA_2_VACAR | TVA | VACAR | Internal | Shoulder | B11 | 25 | 150 | 0 | 84.4 | 87.49 | 9 | 0
2025 | TVA_2_VACAR | TVA | VACAR | Internal | Shoulder | B12 | 200 | 150 | 0 | 75.65 | 82.04 | 9 | 0
2025 | TVA_2_VACAR | TVA | VACAR | Internal | Shoulder | B13 | 600 | 150 | 0 | 75.3 | 79.33 | 9 | 0
2025 | TVA_2_VACAR | TVA | VACAR | Internal | Shoulder | B14 | 900 | 150 | 0 | 72.16 | 76.26 | 9 | 0
2025 | TVA_2_VACAR | TVA | VACAR | Internal | Shoulder | B15 | 1203 | 150 | 0 | 67.83 | 66.27 | 9 | 0
2025 | TVA_2_VACAR | TVA | VACAR | Internal | Summer | B1 | 10 | 150 | 0.01 | 115.28 | 121.06 | 9 | 0
2025 | TVA_2_VACAR | TVA | VACAR | Internal | Summer | B2 | 25 | 150 | 0 | 115.28 | 121.06 | 9 | 0
2025 | TVA_2_VACAR | TVA | VACAR | Internal | Summer | B3 | 75 | 150 | 0 | 114.08 | 121.06 | 9 | 0
2025 | TVA_2_VACAR | TVA | VACAR | Internal | Summer | B4 | 100 | 150 | 0.28 | 103.6 | 112.59 | 9 | 0
2025 | TVA_2_VACAR | TVA | VACAR | Internal | Summer | B5 | 200 | 150 | 150 | 86.62 | 97.62 | 9 | 2
2025 | TVA_2_VACAR | TVA | VACAR | Internal | Summer | B6 | 300 | 150 | 0 | 84.3 | 90.33 | 9 | 0
2025 | TVA_2_VACAR | TVA | VACAR | Internal | Summer | B7 | 400 | 150 | 150 | 73.87 | 87.68 | 9 | 4.81
2025 | TVA_2_VACAR | TVA | VACAR | Internal | Summer | B8 | 500 | 150 | 0 | 73.87 | 79.61 | 9 | 0
2025 | TVA_2_VACAR | TVA | VACAR | Internal | Summer | B9 | 800 | 150 | 0 | 73.82 | 66.81 | 9 | 0
2025 | TVA_2_VACAR | TVA | VACAR | Internal | Summer | B10 | 1262 | 150 | 0 | 63.19 | 64.45 | 9 | 0
2025 | TVA_2_VACAR | TVA | VACAR | Internal | Winter | B16 | 25 | 150 | 150 | 84.4 | 102.8 | 9 | 9.4
2025 | TVA_2_VACAR | TVA | VACAR | Internal | Winter | B17 | 100 | 150 | 108.35 | 79.26 | 88.26 | 9 | 0
2025 | TVA_2_VACAR | TVA | VACAR | Internal | Winter | B18 | 400 | 150 | 0 | 76.96 | 83.91 | 9 | 0
2025 | TVA_2_VACAR | TVA | VACAR | Internal | Winter | B19 | 700 | 150 | 0 | 75.52 | 80.46 | 9 | 0
2025 | TVA_2_VACAR | TVA | VACAR | Internal | Winter | B20 | 935 | 150 | 0 | 70.32 | 70.33 | 9 | 0
2025 | TVA_Transmission_2_ENT | TVA_Transmission | ENT | Internal | Shoulder | B11 | 25 | 3000 | 0 | 85.49 | 77.49 | 9 | 0
2025 | TVA_Transmission_2_ENT | TVA_Transmission | ENT | Internal | Shoulder | B12 | 200 | 3000 | 0 | 77.5 | 70.69 | 9 | 0
2025 | TVA_Transmission_2_ENT | TVA_Transmission | ENT | Internal | Shoulder | B13 | 600 | 3000 | 0 | 75.8 | 68.67 | 9 | 0
2025 | TVA_Transmission_2_ENT | TVA_Transmission | ENT | Internal | Shoulder | B14 | 900 | 3000 | 0 | 72.15 | 61.53 | 9 | 0
2025 | TVA_Transmission_2_ENT | TVA_Transmission | ENT | Internal | Shoulder | B15 | 1203 | 3000 | 0 | 67.82 | 59.82 | 9 | 0
2025 | TVA_Transmission_2_ENT | TVA_Transmission | ENT | Internal | Summer | B1 | 10 | 3000 | 0 | 115.27 | 74.11 | 9 | 0
2025 | TVA_Transmission_2_ENT | TVA_Transmission | ENT | Internal | Summer | B2 | 25 | 3000 | 0 | 115.27 | 106.08 | 9 | 0
2025 | TVA_Transmission_2_ENT | TVA_Transmission | ENT | Internal | Summer | B3 | 75 | 3000 | 0 | 114.07 | 106.08 | 9 | 0
2025 | TVA_Transmission_2_ENT | TVA_Transmission | ENT | Internal | Summer | B4 | 100 | 3000 | 0 | 103.59 | 103.59 | 9 | 0
2025 | TVA_Transmission_2_ENT | TVA_Transmission | ENT | Internal | Summer | B5 | 200 | 3000 | 0 | 95.62 | 95.62 | 9 | 0
2025 | TVA_Transmission_2_ENT | TVA_Transmission | ENT | Internal | Summer | B6 | 300 | 3000 | 0 | 88.83 | 82.64 | 9 | 0
2025 | TVA_Transmission_2_ENT | TVA_Transmission | ENT | Internal | Summer | B7 | 400 | 3000 | 0 | 84.36 | 79.69 | 9 | 0
2025 | TVA_Transmission_2_ENT | TVA_Transmission | ENT | Internal | Summer | B8 | 500 | 3000 | 0 | 76.35 | 71.63 | 9 | 0
2025 | TVA_Transmission_2_ENT | TVA_Transmission | ENT | Internal | Summer | B9 | 800 | 3000 | 0 | 73.81 | 69.24 | 9 | 0
2025 | TVA_Transmission_2_ENT | TVA_Transmission | ENT | Internal | Summer | B10 | 1262 | 3000 | 0 | 64.1 | 60.3 | 9 | 0
2025 | TVA_Transmission_2_ENT | TVA_Transmission | ENT | Internal | Winter | B16 | 25 | 3000 | 0 | 84.39 | 68.95 | 9 | 0
2025 | TVA_Transmission_2_ENT | TVA_Transmission | ENT | Internal | Winter | B17 | 100 | 3000 | 0 | 79.25 | 68.95 | 9 | 0
2025 | TVA_Transmission_2_ENT | TVA_Transmission | ENT | Internal | Winter | B18 | 400 | 3000 | 0 | 76.95 | 68.95 | 9 | 0
2025 | TVA_Transmission_2_ENT | TVA_Transmission | ENT | Internal | Winter | B19 | 700 | 3000 | 0 | 75.5 | 67.5 | 9 | 0
2025 | TVA_Transmission_2_ENT | TVA_Transmission | ENT | Internal | Winter | B20 | 935 | 3000 | 0 | 70.31 | 62.31 | 9 | 0
2025 | TVA_Transmission_2_MISO_MO-IL | TVA_Transmission | MISO_MO-IL | Internal | Shoulder | B11 | 25 | 4000 | 0 | 85.49 | 77.5 | 9 | 0
2025 | TVA_Transmission_2_MISO_MO-IL | TVA_Transmission | MISO_MO-IL | Internal | Shoulder | B12 | 200 | 4000 | 0 | 77.5 | 74.04 | 9 | 0
2025 | TVA_Transmission_2_MISO_MO-IL | TVA_Transmission | MISO_MO-IL | Internal | Shoulder | B13 | 600 | 4000 | 0 | 75.8 | 68.68 | 9 | 0
2025 | TVA_Transmission_2_MISO_MO-IL | TVA_Transmission | MISO_MO-IL | Internal | Shoulder | B14 | 900 | 4000 | 0 | 72.15 | 64.15 | 9 | 0
2025 | TVA_Transmission_2_MISO_MO-IL | TVA_Transmission | MISO_MO-IL | Internal | Shoulder | B15 | 1203 | 4000 | 0 | 67.82 | 59.82 | 9 | 0
2025 | TVA_Transmission_2_MISO_MO-IL | TVA_Transmission | MISO_MO-IL | Internal | Summer | B1 | 10 | 4000 | 0 | 115.27 | 107.28 | 9 | 0
2025 | TVA_Transmission_2_MISO_MO-IL | TVA_Transmission | MISO_MO-IL | Internal | Summer | B2 | 25 | 4000 | 0 | 115.27 | 107.28 | 9 | 0
2025 | TVA_Transmission_2_MISO_MO-IL | TVA_Transmission | MISO_MO-IL | Internal | Summer | B3 | 75 | 4000 | 0 | 114.07 | 106.08 | 9 | 0
2025 | TVA_Transmission_2_MISO_MO-IL | TVA_Transmission | MISO_MO-IL | Internal | Summer | B4 | 100 | 4000 | 0 | 103.59 | 95.59 | 9 | 0
2025 | TVA_Transmission_2_MISO_MO-IL | TVA_Transmission | MISO_MO-IL | Internal | Summer | B5 | 200 | 4000 | 0 | 95.62 | 87.62 | 9 | 0
2025 | TVA_Transmission_2_MISO_MO-IL | TVA_Transmission | MISO_MO-IL | Internal | Summer | B6 | 300 | 4000 | 0 | 88.83 | 81.94 | 9 | 0
2025 | TVA_Transmission_2_MISO_MO-IL | TVA_Transmission | MISO_MO-IL | Internal | Summer | B7 | 400 | 4000 | 0 | 84.36 | 79.69 | 9 | 0
2025 | TVA_Transmission_2_MISO_MO-IL | TVA_Transmission | MISO_MO-IL | Internal | Summer | B8 | 500 | 4000 | 0 | 76.35 | 71.63 | 9 | 0
2025 | TVA_Transmission_2_MISO_MO-IL | TVA_Transmission | MISO_MO-IL | Internal | Summer | B9 | 800 | 4000 | 0 | 73.81 | 66.41 | 9 | 0
2025 | TVA_Transmission_2_MISO_MO-IL | TVA_Transmission | MISO_MO-IL | Internal | Summer | B10 | 1262 | 4000 | 0 | 64.1 | 58.49 | 9 | 0
2025 | TVA_Transmission_2_MISO_MO-IL | TVA_Transmission | MISO_MO-IL | Internal | Winter | B16 | 25 | 4000 | 0 | 84.39 | 76.39 | 9 | 0
2025 | TVA_Transmission_2_MISO_MO-IL | TVA_Transmission | MISO_MO-IL | Internal | Winter | B17 | 100 | 4000 | 0 | 79.25 | 71.6 | 9 | 0
2025 | TVA_Transmission_2_MISO_MO-IL | TVA_Transmission | MISO_MO-IL | Internal | Winter | B18 | 400 | 4000 | 0 | 76.95 | 69.71 | 9 | 0
2025 | TVA_Transmission_2_MISO_MO-IL | TVA_Transmission | MISO_MO-IL | Internal | Winter | B19 | 700 | 4000 | 0 | 75.5 | 69.71 | 9 | 0
2025 | TVA_Transmission_2_MISO_MO-IL | TVA_Transmission | MISO_MO-IL | Internal | Winter | B20 | 935 | 4000 | 0 | 70.31 | 62.31 | 9 | 0
2025 | TVA_Transmission_2_NonRTO_Midwest | TVA_Transmission | NonRTO_Midwest | Internal | Shoulder | B11 | 25 | 700 | 0 | 85.49 | 86.96 | 9 | 0
2025 | TVA_Transmission_2_NonRTO_Midwest | TVA_Transmission | NonRTO_Midwest | Internal | Shoulder | B12 | 200 | 700 | 0 | 77.5 | 84.19 | 9 | 0
2025 | TVA_Transmission_2_NonRTO_Midwest | TVA_Transmission | NonRTO_Midwest | Internal | Shoulder | B13 | 600 | 700 | 0 | 75.8 | 82.49 | 9 | 0
2025 | TVA_Transmission_2_NonRTO_Midwest | TVA_Transmission | NonRTO_Midwest | Internal | Shoulder | B14 | 900 | 700 | 0 | 72.15 | 76.95 | 9 | 0
2025 | TVA_Transmission_2_NonRTO_Midwest | TVA_Transmission | NonRTO_Midwest | Internal | Shoulder | B15 | 1203 | 700 | 0 | 67.82 | 67.83 | 9 | 0
2025 | TVA_Transmission_2_NonRTO_Midwest | TVA_Transmission | NonRTO_Midwest | Internal | Summer | B1 | 10 | 700 | 0 | 115.27 | 116.42 | 9 | 0
2025 | TVA_Transmission_2_NonRTO_Midwest | TVA_Transmission | NonRTO_Midwest | Internal | Summer | B2 | 25 | 700 | 0 | 115.27 | 115.29 | 9 | 0
2025 | TVA_Transmission_2_NonRTO_Midwest | TVA_Transmission | NonRTO_Midwest | Internal | Summer | B3 | 75 | 700 | 0 | 114.07 | 114.07 | 9 | 0
2025 | TVA_Transmission_2_NonRTO_Midwest | TVA_Transmission | NonRTO_Midwest | Internal | Summer | B4 | 100 | 700 | 0 | 103.59 | 103.58 | 9 | 0
2025 | TVA_Transmission_2_NonRTO_Midwest | TVA_Transmission | NonRTO_Midwest | Internal | Summer | B5 | 200 | 700 | 0 | 95.62 | 95.61 | 9 | 0
2025 | TVA_Transmission_2_NonRTO_Midwest | TVA_Transmission | NonRTO_Midwest | Internal | Summer | B6 | 300 | 700 | 0 | 88.83 | 89.92 | 9 | 0
2025 | TVA_Transmission_2_NonRTO_Midwest | TVA_Transmission | NonRTO_Midwest | Internal | Summer | B7 | 400 | 700 | 0 | 84.36 | 87.68 | 9 | 0
2025 | TVA_Transmission_2_NonRTO_Midwest | TVA_Transmission | NonRTO_Midwest | Internal | Summer | B8 | 500 | 700 | 0 | 76.35 | 79.62 | 9 | 0
2025 | TVA_Transmission_2_NonRTO_Midwest | TVA_Transmission | NonRTO_Midwest | Internal | Summer | B9 | 800 | 700 | 0 | 73.81 | 74.4 | 9 | 0
2025 | TVA_Transmission_2_NonRTO_Midwest | TVA_Transmission | NonRTO_Midwest | Internal | Summer | B10 | 1262 | 700 | 0 | 64.1 | 66.48 | 9 | 0
2025 | TVA_Transmission_2_NonRTO_Midwest | TVA_Transmission | NonRTO_Midwest | Internal | Winter | B16 | 25 | 700 | 0 | 84.39 | 90.24 | 9 | 0
2025 | TVA_Transmission_2_NonRTO_Midwest | TVA_Transmission | NonRTO_Midwest | Internal | Winter | B17 | 100 | 700 | 0 | 79.25 | 87.11 | 9 | 0
2025 | TVA_Transmission_2_NonRTO_Midwest | TVA_Transmission | NonRTO_Midwest | Internal | Winter | B18 | 400 | 700 | 0 | 76.95 | 84.54 | 9 | 0
2025 | TVA_Transmission_2_NonRTO_Midwest | TVA_Transmission | NonRTO_Midwest | Internal | Winter | B19 | 700 | 700 | 0 | 75.5 | 80.57 | 9 | 0
2025 | TVA_Transmission_2_NonRTO_Midwest | TVA_Transmission | NonRTO_Midwest | Internal | Winter | B20 | 935 | 700 | 0 | 70.31 | 70.32 | 9 | 0
2025 | TVA_Transmission_2_PJM_ROR | TVA_Transmission | PJM_ROR | Internal | Shoulder | B11 | 25 | 2000 | 0 | 85.49 | 79.49 | 9 | 0
2025 | TVA_Transmission_2_PJM_ROR | TVA_Transmission | PJM_ROR | Internal | Shoulder | B12 | 200 | 2000 | 0 | 77.5 | 76.04 | 9 | 0
2025 | TVA_Transmission_2_PJM_ROR | TVA_Transmission | PJM_ROR | Internal | Shoulder | B13 | 600 | 2000 | 0 | 75.8 | 74.22 | 9 | 0
2025 | TVA_Transmission_2_PJM_ROR | TVA_Transmission | PJM_ROR | Internal | Shoulder | B14 | 900 | 2000 | 0 | 72.15 | 70.95 | 9 | 0
2025 | TVA_Transmission_2_PJM_ROR | TVA_Transmission | PJM_ROR | Internal | Shoulder | B15 | 1203 | 2000 | 0 | 67.82 | 61.82 | 9 | 0
2025 | TVA_Transmission_2_PJM_ROR | TVA_Transmission | PJM_ROR | Internal | Summer | B1 | 10 | 2000 | 0 | 115.27 | 109.27 | 9 | 0
2025 | TVA_Transmission_2_PJM_ROR | TVA_Transmission | PJM_ROR | Internal | Summer | B2 | 25 | 2000 | 0 | 115.27 | 109.27 | 9 | 0
2025 | TVA_Transmission_2_PJM_ROR | TVA_Transmission | PJM_ROR | Internal | Summer | B3 | 75 | 2000 | 0 | 114.07 | 108.07 | 9 | 0
2025 | TVA_Transmission_2_PJM_ROR | TVA_Transmission | PJM_ROR | Internal | Summer | B4 | 100 | 2000 | 0 | 103.59 | 97.58 | 9 | 0
2025 | TVA_Transmission_2_PJM_ROR | TVA_Transmission | PJM_ROR | Internal | Summer | B5 | 200 | 2000 | 0 | 95.62 | 89.61 | 9 | 0
2025 | TVA_Transmission_2_PJM_ROR | TVA_Transmission | PJM_ROR | Internal | Summer | B6 | 300 | 2000 | 0 | 88.83 | 83.92 | 9 | 0
2025 | TVA_Transmission_2_PJM_ROR | TVA_Transmission | PJM_ROR | Internal | Summer | B7 | 400 | 2000 | 0 | 84.36 | 81.68 | 9 | 0
2025 | TVA_Transmission_2_PJM_ROR | TVA_Transmission | PJM_ROR | Internal | Summer | B8 | 500 | 2000 | 0 | 76.35 | 73.61 | 9 | 0
2025 | TVA_Transmission_2_PJM_ROR | TVA_Transmission | PJM_ROR | Internal | Summer | B9 | 800 | 2000 | 0 | 73.81 | 68.4 | 9 | 0
2025 | TVA_Transmission_2_PJM_ROR | TVA_Transmission | PJM_ROR | Internal | Summer | B10 | 1262 | 2000 | 0 | 64.1 | 59.5 | 9 | 0
2025 | TVA_Transmission_2_PJM_ROR | TVA_Transmission | PJM_ROR | Internal | Winter | B16 | 25 | 2000 | 0 | 84.39 | 80.83 | 9 | 0
2025 | TVA_Transmission_2_PJM_ROR | TVA_Transmission | PJM_ROR | Internal | Winter | B17 | 100 | 2000 | 0 | 79.25 | 80.83 | 9 | 0
2025 | TVA_Transmission_2_PJM_ROR | TVA_Transmission | PJM_ROR | Internal | Winter | B18 | 400 | 2000 | 0 | 76.95 | 77.91 | 9 | 0
2025 | TVA_Transmission_2_PJM_ROR | TVA_Transmission | PJM_ROR | Internal | Winter | B19 | 700 | 2000 | 0 | 75.5 | 74.46 | 9 | 0
2025 | TVA_Transmission_2_PJM_ROR | TVA_Transmission | PJM_ROR | Internal | Winter | B20 | 935 | 2000 | 0 | 70.31 | 64.31 | 9 | 0
2025 | TVA_Transmission_2_SOCO | TVA_Transmission | SOCO | Internal | Shoulder | B11 | 25 | 3200 | 2328.59 | 85.49 | 94.49 | 9 | 0
2025 | TVA_Transmission_2_SOCO | TVA_Transmission | SOCO | Internal | Shoulder | B12 | 200 | 3200 | 0 | 77.5 | 78.3 | 9 | 0
2025 | TVA_Transmission_2_SOCO | TVA_Transmission | SOCO | Internal | Shoulder | B13 | 600 | 3200 | 0 | 75.8 | 73.55 | 9 | 0
2025 | TVA_Transmission_2_SOCO | TVA_Transmission | SOCO | Internal | Shoulder | B14 | 900 | 3200 | 0 | 72.15 | 72.62 | 9 | 0
2025 | TVA_Transmission_2_SOCO | TVA_Transmission | SOCO | Internal | Shoulder | B15 | 1203 | 3200 | 0 | 67.82 | 72.62 | 9 | 0
2025 | TVA_Transmission_2_SOCO | TVA_Transmission | SOCO | Internal | Summer | B1 | 10 | 3200 | 0.01 | 115.27 | 120.44 | 9 | 0
2025 | TVA_Transmission_2_SOCO | TVA_Transmission | SOCO | Internal | Summer | B2 | 25 | 3200 | 0 | 115.27 | 118.06 | 9 | 0
2025 | TVA_Transmission_2_SOCO | TVA_Transmission | SOCO | Internal | Summer | B3 | 75 | 3200 | 0 | 114.07 | 118.06 | 9 | 0
2025 | TVA_Transmission_2_SOCO | TVA_Transmission | SOCO | Internal | Summer | B4 | 100 | 3200 | 3200 | 103.59 | 115.11 | 9 | 2.52
2025 | TVA_Transmission_2_SOCO | TVA_Transmission | SOCO | Internal | Summer | B5 | 200 | 3200 | 2527.1 | 95.62 | 104.62 | 9 | 0
2025 | TVA_Transmission_2_SOCO | TVA_Transmission | SOCO | Internal | Summer | B6 | 300 | 3200 | 0 | 88.83 | 97.33 | 9 | 0
2025 | TVA_Transmission_2_SOCO | TVA_Transmission | SOCO | Internal | Summer | B7 | 400 | 3200 | 0 | 84.36 | 91.02 | 9 | 0
2025 | TVA_Transmission_2_SOCO | TVA_Transmission | SOCO | Internal | Summer | B8 | 500 | 3200 | 0 | 76.35 | 79.87 | 9 | 0
2025 | TVA_Transmission_2_SOCO | TVA_Transmission | SOCO | Internal | Summer | B9 | 800 | 3200 | 0 | 73.81 | 73.81 | 9 | 0
2025 | TVA_Transmission_2_SOCO | TVA_Transmission | SOCO | Internal | Summer | B10 | 1262 | 3200 | 0 | 64.1 | 71.22 | 9 | 0
2025 | TVA_Transmission_2_SOCO | TVA_Transmission | SOCO | Internal | Winter | B16 | 25 | 3200 | 752.91 | 84.39 | 93.39 | 9 | 0
2025 | TVA_Transmission_2_SOCO | TVA_Transmission | SOCO | Internal | Winter | B17 | 100 | 3200 | 0 | 79.25 | 78.26 | 9 | 0
2025 | TVA_Transmission_2_SOCO | TVA_Transmission | SOCO | Internal | Winter | B18 | 400 | 3200 | 0 | 76.95 | 75.5 | 9 | 0
2025 | TVA_Transmission_2_SOCO | TVA_Transmission | SOCO | Internal | Winter | B19 | 700 | 3200 | 0 | 75.5 | 75.5 | 9 | 0
2025 | TVA_Transmission_2_SOCO | TVA_Transmission | SOCO | Internal | Winter | B20 | 935 | 3200 | 0 | 70.31 | 75.5 | 9 | 0
2025 | TVA_Transmission_2_TVA | TVA_Transmission | TVA | Internal | Shoulder | B11 | 25 | 99999 | 0.02 | 85.49 | 84.4 | 0.01 | 0
2025 | TVA_Transmission_2_TVA | TVA_Transmission | TVA | Internal | Shoulder | B12 | 200 | 99999 | 0 | 77.5 | 75.65 | 0.01 | 0
2025 | TVA_Transmission_2_TVA | TVA_Transmission | TVA | Internal | Shoulder | B13 | 600 | 99999 | 0 | 75.8 | 75.3 | 0.01 | 0
2025 | TVA_Transmission_2_TVA | TVA_Transmission | TVA | Internal | Shoulder | B14 | 900 | 99999 | 2654.97 | 72.15 | 72.16 | 0.01 | 0
2025 | TVA_Transmission_2_TVA | TVA_Transmission | TVA | Internal | Shoulder | B15 | 1203 | 99999 | 3130.79 | 67.82 | 67.83 | 0.01 | 0
2025 | TVA_Transmission_2_TVA | TVA_Transmission | TVA | Internal | Summer | B1 | 10 | 99999 | 3771.12 | 115.27 | 115.28 | 0.01 | 0
2025 | TVA_Transmission_2_TVA | TVA_Transmission | TVA | Internal | Summer | B2 | 25 | 99999 | 2882.7 | 115.27 | 115.28 | 0.01 | 0
2025 | TVA_Transmission_2_TVA | TVA_Transmission | TVA | Internal | Summer | B3 | 75 | 99999 | 1139.57 | 114.07 | 114.08 | 0.01 | 0
2025 | TVA_Transmission_2_TVA | TVA_Transmission | TVA | Internal | Summer | B4 | 100 | 99999 | 834.4 | 103.59 | 103.6 | 0.01 | 0
2025 | TVA_Transmission_2_TVA | TVA_Transmission | TVA | Internal | Summer | B5 | 200 | 99999 | 0 | 95.62 | 86.62 | 0.01 | 0
2025 | TVA_Transmission_2_TVA | TVA_Transmission | TVA | Internal | Summer | B6 | 300 | 99999 | 0 | 88.83 | 84.3 | 0.01 | 0
2025 | TVA_Transmission_2_TVA | TVA_Transmission | TVA | Internal | Summer | B7 | 400 | 99999 | 0 | 84.36 | 73.87 | 0.01 | 0
2025 | TVA_Transmission_2_TVA | TVA_Transmission | TVA | Internal | Summer | B8 | 500 | 99999 | 0 | 76.35 | 73.87 | 0.01 | 0
2025 | TVA_Transmission_2_TVA | TVA_Transmission | TVA | Internal | Summer | B9 | 800 | 99999 | 497.18 | 73.81 | 73.82 | 0.01 | 0
2025 | TVA_Transmission_2_TVA | TVA_Transmission | TVA | Internal | Summer | B10 | 1262 | 99999 | 0 | 64.1 | 63.19 | 0.01 | 0
2025 | TVA_Transmission_2_TVA | TVA_Transmission | TVA | Internal | Winter | B16 | 25 | 99999 | 1441.78 | 84.39 | 84.4 | 0.01 | 0
2025 | TVA_Transmission_2_TVA | TVA_Transmission | TVA | Internal | Winter | B17 | 100 | 99999 | 1200.28 | 79.25 | 79.26 | 0.01 | 0
2025 | TVA_Transmission_2_TVA | TVA_Transmission | TVA | Internal | Winter | B18 | 400 | 99999 | 503 | 76.95 | 76.96 | 0.01 | 0
2025 | TVA_Transmission_2_TVA | TVA_Transmission | TVA | Internal | Winter | B19 | 700 | 99999 | 1180.18 | 75.5 | 75.52 | 0.01 | 0
2025 | TVA_Transmission_2_TVA | TVA_Transmission | TVA | Internal | Winter | B20 | 935 | 99999 | 2521.4 | 70.31 | 70.32 | 0.01 | 0
2025 | TVA_Transmission_2_VACAR | TVA_Transmission | VACAR | Internal | Shoulder | B11 | 25 | 900 | 0 | 85.49 | 87.49 | 9 | 0
2025 | TVA_Transmission_2_VACAR | TVA_Transmission | VACAR | Internal | Shoulder | B12 | 200 | 900 | 0 | 77.5 | 82.04 | 9 | 0
2025 | TVA_Transmission_2_VACAR | TVA_Transmission | VACAR | Internal | Shoulder | B13 | 600 | 900 | 0 | 75.8 | 79.33 | 9 | 0
2025 | TVA_Transmission_2_VACAR | TVA_Transmission | VACAR | Internal | Shoulder | B14 | 900 | 900 | 0 | 72.15 | 76.26 | 9 | 0
2025 | TVA_Transmission_2_VACAR | TVA_Transmission | VACAR | Internal | Shoulder | B15 | 1203 | 900 | 0 | 67.82 | 66.27 | 9 | 0
2025 | TVA_Transmission_2_VACAR | TVA_Transmission | VACAR | Internal | Summer | B1 | 10 | 900 | 0.01 | 115.27 | 121.06 | 9 | 0
2025 | TVA_Transmission_2_VACAR | TVA_Transmission | VACAR | Internal | Summer | B2 | 25 | 900 | 0 | 115.27 | 121.06 | 9 | 0
2025 | TVA_Transmission_2_VACAR | TVA_Transmission | VACAR | Internal | Summer | B3 | 75 | 900 | 0 | 114.07 | 121.06 | 9 | 0
2025 | TVA_Transmission_2_VACAR | TVA_Transmission | VACAR | Internal | Summer | B4 | 100 | 900 | 115.54 | 103.59 | 112.59 | 9 | 0
2025 | TVA_Transmission_2_VACAR | TVA_Transmission | VACAR | Internal | Summer | B5 | 200 | 900 | 0 | 95.62 | 97.62 | 9 | 0
2025 | TVA_Transmission_2_VACAR | TVA_Transmission | VACAR | Internal | Summer | B6 | 300 | 900 | 0 | 88.83 | 90.33 | 9 | 0
2025 | TVA_Transmission_2_VACAR | TVA_Transmission | VACAR | Internal | Summer | B7 | 400 | 900 | 0 | 84.36 | 87.68 | 9 | 0
2025 | TVA_Transmission_2_VACAR | TVA_Transmission | VACAR | Internal | Summer | B8 | 500 | 900 | 0 | 76.35 | 79.61 | 9 | 0
2025 | TVA_Transmission_2_VACAR | TVA_Transmission | VACAR | Internal | Summer | B9 | 800 | 900 | 0 | 73.81 | 66.81 | 9 | 0
2025 | TVA_Transmission_2_VACAR | TVA_Transmission | VACAR | Internal | Summer | B10 | 1262 | 900 | 0 | 64.1 | 64.45 | 9 | 0
2025 | TVA_Transmission_2_VACAR | TVA_Transmission | VACAR | Internal | Winter | B16 | 25 | 900 | 900 | 84.39 | 102.8 | 9 | 9.41
2025 | TVA_Transmission_2_VACAR | TVA_Transmission | VACAR | Internal | Winter | B17 | 100 | 900 | 899.73 | 79.25 | 88.26 | 9 | 0.01
2025 | TVA_Transmission_2_VACAR | TVA_Transmission | VACAR | Internal | Winter | B18 | 400 | 900 | 0 | 76.95 | 83.91 | 9 | 0
2025 | TVA_Transmission_2_VACAR | TVA_Transmission | VACAR | Internal | Winter | B19 | 700 | 900 | 0 | 75.5 | 80.46 | 9 | 0
2025 | TVA_Transmission_2_VACAR | TVA_Transmission | VACAR | Internal | Winter | B20 | 935 | 900 | 0 | 70.31 | 70.33 | 9 | 0
2025 | VACAR_2_PJM_ROR | VACAR | PJM_ROR | Internal | Shoulder | B11 | 25 | 2000 | 0 | 87.49 | 79.49 | 7 | 0
2025 | VACAR_2_PJM_ROR | VACAR | PJM_ROR | Internal | Shoulder | B12 | 200 | 2000 | 0 | 82.04 | 76.04 | 7 | 0
2025 | VACAR_2_PJM_ROR | VACAR | PJM_ROR | Internal | Shoulder | B13 | 600 | 2000 | 0 | 79.33 | 74.22 | 7 | 0
2025 | VACAR_2_PJM_ROR | VACAR | PJM_ROR | Internal | Shoulder | B14 | 900 | 2000 | 0 | 76.26 | 70.95 | 7 | 0
2025 | VACAR_2_PJM_ROR | VACAR | PJM_ROR | Internal | Shoulder | B15 | 1203 | 2000 | 0 | 66.27 | 61.82 | 7 | 0
2025 | VACAR_2_PJM_ROR | VACAR | PJM_ROR | Internal | Summer | B1 | 10 | 2000 | 0 | 121.06 | 109.27 | 7 | 0
2025 | VACAR_2_PJM_ROR | VACAR | PJM_ROR | Internal | Summer | B2 | 25 | 2000 | 0 | 121.06 | 109.27 | 7 | 0
2025 | VACAR_2_PJM_ROR | VACAR | PJM_ROR | Internal | Summer | B3 | 75 | 2000 | 0 | 121.06 | 108.07 | 7 | 0
2025 | VACAR_2_PJM_ROR | VACAR | PJM_ROR | Internal | Summer | B4 | 100 | 2000 | 0 | 112.59 | 97.58 | 7 | 0
2025 | VACAR_2_PJM_ROR | VACAR | PJM_ROR | Internal | Summer | B5 | 200 | 2000 | 0 | 97.62 | 89.61 | 7 | 0
2025 | VACAR_2_PJM_ROR | VACAR | PJM_ROR | Internal | Summer | B6 | 300 | 2000 | 0 | 90.33 | 83.92 | 7 | 0
2025 | VACAR_2_PJM_ROR | VACAR | PJM_ROR | Internal | Summer | B7 | 400 | 2000 | 0 | 87.68 | 81.68 | 7 | 0
2025 | VACAR_2_PJM_ROR | VACAR | PJM_ROR | Internal | Summer | B8 | 500 | 2000 | 0 | 79.61 | 73.61 | 7 | 0
2025 | VACAR_2_PJM_ROR | VACAR | PJM_ROR | Internal | Summer | B9 | 800 | 2000 | 0 | 66.81 | 68.4 | 7 | 0
2025 | VACAR_2_PJM_ROR | VACAR | PJM_ROR | Internal | Summer | B10 | 1262 | 2000 | 0 | 64.45 | 59.5 | 7 | 0
2025 | VACAR_2_PJM_ROR | VACAR | PJM_ROR | Internal | Winter | B16 | 25 | 2000 | 0 | 102.8 | 80.83 | 7 | 0
2025 | VACAR_2_PJM_ROR | VACAR | PJM_ROR | Internal | Winter | B17 | 100 | 2000 | 0 | 88.26 | 80.83 | 7 | 0
2025 | VACAR_2_PJM_ROR | VACAR | PJM_ROR | Internal | Winter | B18 | 400 | 2000 | 0 | 83.91 | 77.91 | 7 | 0
2025 | VACAR_2_PJM_ROR | VACAR | PJM_ROR | Internal | Winter | B19 | 700 | 2000 | 0 | 80.46 | 74.46 | 7 | 0
2025 | VACAR_2_PJM_ROR | VACAR | PJM_ROR | Internal | Winter | B20 | 935 | 2000 | 0 | 70.33 | 64.31 | 7 | 0
2025 | VACAR_2_SOCO | VACAR | SOCO | Internal | Shoulder | B11 | 25 | 3000 | 77.16 | 87.49 | 94.49 | 7 | 0
2025 | VACAR_2_SOCO | VACAR | SOCO | Internal | Shoulder | B12 | 200 | 3000 | 0 | 82.04 | 78.3 | 7 | 0
2025 | VACAR_2_SOCO | VACAR | SOCO | Internal | Shoulder | B13 | 600 | 3000 | 0 | 79.33 | 73.55 | 7 | 0
2025 | VACAR_2_SOCO | VACAR | SOCO | Internal | Shoulder | B14 | 900 | 3000 | 0 | 76.26 | 72.62 | 7 | 0
2025 | VACAR_2_SOCO | VACAR | SOCO | Internal | Shoulder | B15 | 1203 | 3000 | 0 | 66.27 | 72.62 | 7 | 0
2025 | VACAR_2_SOCO | VACAR | SOCO | Internal | Summer | B1 | 10 | 3000 | 0 | 121.06 | 120.44 | 7 | 0
2025 | VACAR_2_SOCO | VACAR | SOCO | Internal | Summer | B2 | 25 | 3000 | 0 | 121.06 | 118.06 | 7 | 0
2025 | VACAR_2_SOCO | VACAR | SOCO | Internal | Summer | B3 | 75 | 3000 | 0 | 121.06 | 118.06 | 7 | 0
2025 | VACAR_2_SOCO | VACAR | SOCO | Internal | Summer | B4 | 100 | 3000 | 0 | 112.59 | 115.11 | 7 | 0
2025 | VACAR_2_SOCO | VACAR | SOCO | Internal | Summer | B5 | 200 | 3000 | 965.99 | 97.62 | 104.62 | 7 | 0
2025 | VACAR_2_SOCO | VACAR | SOCO | Internal | Summer | B6 | 300 | 3000 | 372.72 | 90.33 | 97.33 | 7 | 0
2025 | VACAR_2_SOCO | VACAR | SOCO | Internal | Summer | B7 | 400 | 3000 | 0 | 87.68 | 91.02 | 7 | 0
2025 | VACAR_2_SOCO | VACAR | SOCO | Internal | Summer | B8 | 500 | 3000 | 0 | 79.61 | 79.87 | 7 | 0
2025 | VACAR_2_SOCO | VACAR | SOCO | Internal | Summer | B9 | 800 | 3000 | 248.52 | 66.81 | 73.81 | 7 | 0
2025 | VACAR_2_SOCO | VACAR | SOCO | Internal | Summer | B10 | 1262 | 3000 | 0 | 64.45 | 71.22 | 7 | 0
2025 | VACAR_2_SOCO | VACAR | SOCO | Internal | Winter | B16 | 25 | 3000 | 0 | 102.8 | 93.39 | 7 | 0
2025 | VACAR_2_SOCO | VACAR | SOCO | Internal | Winter | B17 | 100 | 3000 | 0 | 88.26 | 78.26 | 7 | 0
2025 | VACAR_2_SOCO | VACAR | SOCO | Internal | Winter | B18 | 400 | 3000 | 0 | 83.91 | 75.5 | 7 | 0
2025 | VACAR_2_SOCO | VACAR | SOCO | Internal | Winter | B19 | 700 | 3000 | 0 | 80.46 | 75.5 | 7 | 0
2025 | VACAR_2_SOCO | VACAR | SOCO | Internal | Winter | B20 | 935 | 3000 | 0 | 70.33 | 75.5 | 7 | 0
2025 | VACAR_2_TVA_Transmission | VACAR | TVA_Transmission | Internal | Shoulder | B11 | 25 | 900 | 0 | 87.49 | 85.49 | 7 | 0
2025 | VACAR_2_TVA_Transmission | VACAR | TVA_Transmission | Internal | Shoulder | B12 | 200 | 900 | 0 | 82.04 | 77.5 | 7 | 0
2025 | VACAR_2_TVA_Transmission | VACAR | TVA_Transmission | Internal | Shoulder | B13 | 600 | 900 | 0 | 79.33 | 75.8 | 7 | 0
2025 | VACAR_2_TVA_Transmission | VACAR | TVA_Transmission | Internal | Shoulder | B14 | 900 | 900 | 0 | 76.26 | 72.15 | 7 | 0
2025 | VACAR_2_TVA_Transmission | VACAR | TVA_Transmission | Internal | Shoulder | B15 | 1203 | 900 | 0 | 66.27 | 67.82 | 7 | 0
2025 | VACAR_2_TVA_Transmission | VACAR | TVA_Transmission | Internal | Summer | B1 | 10 | 900 | 0 | 121.06 | 115.27 | 7 | 0
2025 | VACAR_2_TVA_Transmission | VACAR | TVA_Transmission | Internal | Summer | B2 | 25 | 900 | 0 | 121.06 | 115.27 | 7 | 0
2025 | VACAR_2_TVA_Transmission | VACAR | TVA_Transmission | Internal | Summer | B3 | 75 | 900 | 0 | 121.06 | 114.07 | 7 | 0
2025 | VACAR_2_TVA_Transmission | VACAR | TVA_Transmission | Internal | Summer | B4 | 100 | 900 | 0 | 112.59 | 103.59 | 7 | 0
2025 | VACAR_2_TVA_Transmission | VACAR | TVA_Transmission | Internal | Summer | B5 | 200 | 900 | 0 | 97.62 | 95.62 | 7 | 0
2025 | VACAR_2_TVA_Transmission | VACAR | TVA_Transmission | Internal | Summer | B6 | 300 | 900 | 0 | 90.33 | 88.83 | 7 | 0
2025 | VACAR_2_TVA_Transmission | VACAR | TVA_Transmission | Internal | Summer | B7 | 400 | 900 | 0 | 87.68 | 84.36 | 7 | 0
2025 | VACAR_2_TVA_Transmission | VACAR | TVA_Transmission | Internal | Summer | B8 | 500 | 900 | 0 | 79.61 | 76.35 | 7 | 0
2025 | VACAR_2_TVA_Transmission | VACAR | TVA_Transmission | Internal | Summer | B9 | 800 | 900 | 497.18 | 66.81 | 73.81 | 7 | 0
2025 | VACAR_2_TVA_Transmission | VACAR | TVA_Transmission | Internal | Summer | B10 | 1262 | 900 | 0 | 64.45 | 64.1 | 7 | 0
2025 | VACAR_2_TVA_Transmission | VACAR | TVA_Transmission | Internal | Winter | B16 | 25 | 900 | 0 | 102.8 | 84.39 | 7 | 0
2025 | VACAR_2_TVA_Transmission | VACAR | TVA_Transmission | Internal | Winter | B17 | 100 | 900 | 0 | 88.26 | 79.25 | 7 | 0
2025 | VACAR_2_TVA_Transmission | VACAR | TVA_Transmission | Internal | Winter | B18 | 400 | 900 | 0 | 83.91 | 76.95 | 7 | 0
2025 | VACAR_2_TVA_Transmission | VACAR | TVA_Transmission | Internal | Winter | B19 | 700 | 900 | 0 | 80.46 | 75.5 | 7 | 0
2025 | VACAR_2_TVA_Transmission | VACAR | TVA_Transmission | Internal | Winter | B20 | 935 | 900 | 0 | 70.33 | 70.31 | 7 | 0
2030 | ENT_2_MISO_MO-IL | ENT | MISO_MO-IL | Internal | Shoulder | B11 | 25 | 2260 | 0 | 90.37 | 83.95 | 8 | 0
2030 | ENT_2_MISO_MO-IL | ENT | MISO_MO-IL | Internal | Shoulder | B12 | 200 | 2260 | 0 | 80.87 | 77.06 | 8 | 0
2030 | ENT_2_MISO_MO-IL | ENT | MISO_MO-IL | Internal | Shoulder | B13 | 600 | 2260 | 0 | 78.27 | 77.06 | 8 | 0
2030 | ENT_2_MISO_MO-IL | ENT | MISO_MO-IL | Internal | Shoulder | B14 | 900 | 2260 | 0 | 78.27 | 75.96 | 8 | 0
2030 | ENT_2_MISO_MO-IL | ENT | MISO_MO-IL | Internal | Shoulder | B15 | 1203 | 2260 | 0 | 71.45 | 71.45 | 8 | 0
2030 | ENT_2_MISO_MO-IL | ENT | MISO_MO-IL | Internal | Summer | B1 | 10 | 2260 | 2260 | 93.48 | 132.4 | 8 | 30.92
2030 | ENT_2_MISO_MO-IL | ENT | MISO_MO-IL | Internal | Summer | B2 | 25 | 2260 | 0 | 138.39 | 138.39 | 8 | 0
2030 | ENT_2_MISO_MO-IL | ENT | MISO_MO-IL | Internal | Summer | B3 | 75 | 2260 | 0 | 139.73 | 139.73 | 8 | 0
2030 | ENT_2_MISO_MO-IL | ENT | MISO_MO-IL | Internal | Summer | B4 | 100 | 2260 | 0 | 133.93 | 132.42 | 8 | 0
2030 | ENT_2_MISO_MO-IL | ENT | MISO_MO-IL | Internal | Summer | B5 | 200 | 2260 | 0 | 129.95 | 122.53 | 8 | 0
2030 | ENT_2_MISO_MO-IL | ENT | MISO_MO-IL | Internal | Summer | B6 | 300 | 2260 | 0 | 106.53 | 106.52 | 8 | 0
2030 | ENT_2_MISO_MO-IL | ENT | MISO_MO-IL | Internal | Summer | B7 | 400 | 2260 | 0 | 97.83 | 97.83 | 8 | 0
2030 | ENT_2_MISO_MO-IL | ENT | MISO_MO-IL | Internal | Summer | B8 | 500 | 2260 | 0 | 88.77 | 88.2 | 8 | 0
2030 | ENT_2_MISO_MO-IL | ENT | MISO_MO-IL | Internal | Summer | B9 | 800 | 2260 | 0 | 82.88 | 82.33 | 8 | 0
2030 | ENT_2_MISO_MO-IL | ENT | MISO_MO-IL | Internal | Summer | B10 | 1262 | 2260 | 0 | 76.91 | 74.61 | 8 | 0
2030 | ENT_2_MISO_MO-IL | ENT | MISO_MO-IL | Internal | Winter | B16 | 25 | 2260 | 0 | 80.96 | 78.6 | 8 | 0
2030 | ENT_2_MISO_MO-IL | ENT | MISO_MO-IL | Internal | Winter | B17 | 100 | 2260 | 0 | 80.96 | 79.81 | 8 | 0
2030 | ENT_2_MISO_MO-IL | ENT | MISO_MO-IL | Internal | Winter | B18 | 400 | 2260 | 0 | 80.96 | 79.81 | 8 | 0
2030 | ENT_2_MISO_MO-IL | ENT | MISO_MO-IL | Internal | Winter | B19 | 700 | 2260 | 0 | 80.96 | 79.81 | 8 | 0
2030 | ENT_2_MISO_MO-IL | ENT | MISO_MO-IL | Internal | Winter | B20 | 935 | 2260 | 0 | 74.03 | 74.03 | 8 | 0
2030 | ENT_2_SOCO | ENT | SOCO | Internal | Shoulder | B11 | 25 | 3900 | 3899.99 | 90.37 | 100.95 | 8 | 2.58
2030 | ENT_2_SOCO | ENT | SOCO | Internal | Shoulder | B12 | 200 | 3900 | 3900 | 80.87 | 92.38 | 8 | 3.51
2030 | ENT_2_SOCO | ENT | SOCO | Internal | Shoulder | B13 | 600 | 3900 | 3900 | 78.27 | 92.38 | 8 | 6.11
2030 | ENT_2_SOCO | ENT | SOCO | Internal | Shoulder | B14 | 900 | 3900 | 3900 | 78.27 | 92.38 | 8 | 6.11
2030 | ENT_2_SOCO | ENT | SOCO | Internal | Shoulder | B15 | 1203 | 3900 | 3900 | 71.45 | 88.45 | 8 | 9
2030 | ENT_2_SOCO | ENT | SOCO | Internal | Summer | B1 | 10 | 3900 | 3900 | 93.48 | 149.4 | 8 | 47.92
2030 | ENT_2_SOCO | ENT | SOCO | Internal | Summer | B2 | 25 | 3900 | 3899.99 | 138.39 | 149.4 | 8 | 3.02
2030 | ENT_2_SOCO | ENT | SOCO | Internal | Summer | B3 | 75 | 3900 | 3900 | 139.73 | 149.4 | 8 | 1.68
2030 | ENT_2_SOCO | ENT | SOCO | Internal | Summer | B4 | 100 | 3900 | 3900 | 133.93 | 149.4 | 8 | 7.47
2030 | ENT_2_SOCO | ENT | SOCO | Internal | Summer | B5 | 200 | 3900 | 3675.56 | 129.95 | 137.95 | 8 | 0
2030 | ENT_2_SOCO | ENT | SOCO | Internal | Summer | B6 | 300 | 3900 | 3900 | 106.53 | 115.59 | 8 | 1.05
2030 | ENT_2_SOCO | ENT | SOCO | Internal | Summer | B7 | 400 | 3900 | 2619.98 | 97.83 | 105.83 | 8 | 0
2030 | ENT_2_SOCO | ENT | SOCO | Internal | Summer | B8 | 500 | 3900 | 253.88 | 88.77 | 96.77 | 8 | 0
2030 | ENT_2_SOCO | ENT | SOCO | Internal | Summer | B9 | 800 | 3900 | 430.14 | 82.88 | 90.88 | 8 | 0
2030 | ENT_2_SOCO | ENT | SOCO | Internal | Summer | B10 | 1262 | 3900 | 3782.32 | 76.91 | 84.91 | 8 | 0
2030 | ENT_2_SOCO | ENT | SOCO | Internal | Winter | B16 | 25 | 3900 | 3900 | 80.96 | 101.9 | 8 | 12.94
2030 | ENT_2_SOCO | ENT | SOCO | Internal | Winter | B17 | 100 | 3900 | 3900 | 80.96 | 95.54 | 8 | 6.59
2030 | ENT_2_SOCO | ENT | SOCO | Internal | Winter | B18 | 400 | 3900 | 3900 | 80.96 | 95.54 | 8 | 6.59
2030 | ENT_2_SOCO | ENT | SOCO | Internal | Winter | B19 | 700 | 3900 | 3900 | 80.96 | 95.54 | 8 | 6.59
2030 | ENT_2_SOCO | ENT | SOCO | Internal | Winter | B20 | 935 | 3900 | 3900 | 74.03 | 90.72 | 8 | 8.69
2030 | ENT_2_SPP_N | ENT | SPP_N | Internal | Shoulder | B11 | 25 | 15143 | 0 | 90.37 | 85.37 | 8 | 0
2030 | ENT_2_SPP_N | ENT | SPP_N | Internal | Shoulder | B12 | 200 | 15143 | 0 | 80.87 | 75.87 | 8 | 0
2030 | ENT_2_SPP_N | ENT | SPP_N | Internal | Shoulder | B13 | 600 | 15143 | 0 | 78.27 | 73.27 | 8 | 0
2030 | ENT_2_SPP_N | ENT | SPP_N | Internal | Shoulder | B14 | 900 | 15143 | 0 | 78.27 | 18.53 | 8 | 0
2030 | ENT_2_SPP_N | ENT | SPP_N | Internal | Shoulder | B15 | 1203 | 15143 | 0 | 71.45 | 0.01 | 8 | 0
2030 | ENT_2_SPP_N | ENT | SPP_N | Internal | Summer | B1 | 10 | 15143 | 0 | 93.48 | 88.48 | 8 | 0
2030 | ENT_2_SPP_N | ENT | SPP_N | Internal | Summer | B2 | 25 | 15143 | 0 | 138.39 | 133.39 | 8 | 0
2030 | ENT_2_SPP_N | ENT | SPP_N | Internal | Summer | B3 | 75 | 15143 | 0 | 139.73 | 134.73 | 8 | 0
2030 | ENT_2_SPP_N | ENT | SPP_N | Internal | Summer | B4 | 100 | 15143 | 0 | 133.93 | 128.93 | 8 | 0
2030 | ENT_2_SPP_N | ENT | SPP_N | Internal | Summer | B5 | 200 | 15143 | 0 | 129.95 | 124.95 | 8 | 0
2030 | ENT_2_SPP_N | ENT | SPP_N | Internal | Summer | B6 | 300 | 15143 | 0 | 106.53 | 101.53 | 8 | 0
2030 | ENT_2_SPP_N | ENT | SPP_N | Internal | Summer | B7 | 400 | 15143 | 0 | 97.83 | 92.83 | 8 | 0
2030 | ENT_2_SPP_N | ENT | SPP_N | Internal | Summer | B8 | 500 | 15143 | 0 | 88.77 | 83.77 | 8 | 0
2030 | ENT_2_SPP_N | ENT | SPP_N | Internal | Summer | B9 | 800 | 15143 | 0 | 82.88 | 77.88 | 8 | 0
2030 | ENT_2_SPP_N | ENT | SPP_N | Internal | Summer | B10 | 1262 | 15143 | 0 | 76.91 | 71.9 | 8 | 0
2030 | ENT_2_SPP_N | ENT | SPP_N | Internal | Winter | B16 | 25 | 15143 | 0 | 80.96 | 73.6 | 8 | 0
2030 | ENT_2_SPP_N | ENT | SPP_N | Internal | Winter | B17 | 100 | 15143 | 0 | 80.96 | 74.81 | 8 | 0
2030 | ENT_2_SPP_N | ENT | SPP_N | Internal | Winter | B18 | 400 | 15143 | 0 | 80.96 | 75.96 | 8 | 0
2030 | ENT_2_SPP_N | ENT | SPP_N | Internal | Winter | B19 | 700 | 15143 | 0 | 80.96 | 75.94 | 8 | 0
2030 | ENT_2_SPP_N | ENT | SPP_N | Internal | Winter | B20 | 935 | 15143 | 0 | 74.03 | 11.04 | 8 | 0
2030 | ENT_2_SPP_S | ENT | SPP_S | Internal | Shoulder | B11 | 25 | 3292 | 0 | 90.37 | 90.17 | 8 | 0
2030 | ENT_2_SPP_S | ENT | SPP_S | Internal | Shoulder | B12 | 200 | 3292 | 0 | 80.87 | 75.89 | 8 | 0
2030 | ENT_2_SPP_S | ENT | SPP_S | Internal | Shoulder | B13 | 600 | 3292 | 0 | 78.27 | 73.28 | 8 | 0
2030 | ENT_2_SPP_S | ENT | SPP_S | Internal | Shoulder | B14 | 900 | 3292 | 0 | 78.27 | 18.28 | 8 | 0
2030 | ENT_2_SPP_S | ENT | SPP_S | Internal | Shoulder | B15 | 1203 | 3292 | 0 | 71.45 | 0.01 | 8 | 0
2030 | ENT_2_SPP_S | ENT | SPP_S | Internal | Summer | B1 | 10 | 3292 | 0 | 93.48 | 88.49 | 8 | 0
2030 | ENT_2_SPP_S | ENT | SPP_S | Internal | Summer | B2 | 25 | 3292 | 0 | 138.39 | 128.95 | 8 | 0
2030 | ENT_2_SPP_S | ENT | SPP_S | Internal | Summer | B3 | 75 | 3292 | 0 | 139.73 | 134.73 | 8 | 0
2030 | ENT_2_SPP_S | ENT | SPP_S | Internal | Summer | B4 | 100 | 3292 | 0 | 133.93 | 128.95 | 8 | 0
2030 | ENT_2_SPP_S | ENT | SPP_S | Internal | Summer | B5 | 200 | 3292 | 0 | 129.95 | 124.96 | 8 | 0
2030 | ENT_2_SPP_S | ENT | SPP_S | Internal | Summer | B6 | 300 | 3292 | 0 | 106.53 | 101.55 | 8 | 0
2030 | ENT_2_SPP_S | ENT | SPP_S | Internal | Summer | B7 | 400 | 3292 | 0 | 97.83 | 92.84 | 8 | 0
2030 | ENT_2_SPP_S | ENT | SPP_S | Internal | Summer | B8 | 500 | 3292 | 0 | 88.77 | 88.49 | 8 | 0
2030 | ENT_2_SPP_S | ENT | SPP_S | Internal | Summer | B9 | 800 | 3292 | 0 | 82.88 | 77.89 | 8 | 0
2030 | ENT_2_SPP_S | ENT | SPP_S | Internal | Summer | B10 | 1262 | 3292 | 0 | 76.91 | 71.91 | 8 | 0
2030 | ENT_2_SPP_S | ENT | SPP_S | Internal | Winter | B16 | 25 | 3292 | 0 | 80.96 | 75.96 | 8 | 0
2030 | ENT_2_SPP_S | ENT | SPP_S | Internal | Winter | B17 | 100 | 3292 | 0 | 80.96 | 75.96 | 8 | 0
2030 | ENT_2_SPP_S | ENT | SPP_S | Internal | Winter | B18 | 400 | 3292 | 0 | 80.96 | 75.97 | 8 | 0
2030 | ENT_2_SPP_S | ENT | SPP_S | Internal | Winter | B19 | 700 | 3292 | 0 | 80.96 | 75.96 | 8 | 0
2030 | ENT_2_SPP_S | ENT | SPP_S | Internal | Winter | B20 | 935 | 3292 | 0 | 74.03 | 11.05 | 8 | 0
2030 | ENT_2_TVA_Transmission | ENT | TVA_Transmission | Internal | Shoulder | B11 | 25 | 2100 | 0 | 90.37 | 91.95 | 8 | 0
2030 | ENT_2_TVA_Transmission | ENT | TVA_Transmission | Internal | Shoulder | B12 | 200 | 2100 | 0 | 80.87 | 85.06 | 8 | 0
2030 | ENT_2_TVA_Transmission | ENT | TVA_Transmission | Internal | Shoulder | B13 | 600 | 2100 | 0 | 78.27 | 85.06 | 8 | 0
2030 | ENT_2_TVA_Transmission | ENT | TVA_Transmission | Internal | Shoulder | B14 | 900 | 2100 | 0 | 78.27 | 84.98 | 8 | 0
2030 | ENT_2_TVA_Transmission | ENT | TVA_Transmission | Internal | Shoulder | B15 | 1203 | 2100 | 616.54 | 71.45 | 79.45 | 8 | 0
2030 | ENT_2_TVA_Transmission | ENT | TVA_Transmission | Internal | Summer | B1 | 10 | 2100 | 2100 | 93.48 | 140.4 | 8 | 38.92
2030 | ENT_2_TVA_Transmission | ENT | TVA_Transmission | Internal | Summer | B2 | 25 | 2100 | 1656.13 | 138.39 | 146.39 | 8 | 0
2030 | ENT_2_TVA_Transmission | ENT | TVA_Transmission | Internal | Summer | B3 | 75 | 2100 | 0 | 139.73 | 146.39 | 8 | 0
2030 | ENT_2_TVA_Transmission | ENT | TVA_Transmission | Internal | Summer | B4 | 100 | 2100 | 0 | 133.93 | 140.4 | 8 | 0
2030 | ENT_2_TVA_Transmission | ENT | TVA_Transmission | Internal | Summer | B5 | 200 | 2100 | 0 | 129.95 | 128.95 | 8 | 0
2030 | ENT_2_TVA_Transmission | ENT | TVA_Transmission | Internal | Summer | B6 | 300 | 2100 | 0 | 106.53 | 110.67 | 8 | 0
2030 | ENT_2_TVA_Transmission | ENT | TVA_Transmission | Internal | Summer | B7 | 400 | 2100 | 0 | 97.83 | 101.44 | 8 | 0
2030 | ENT_2_TVA_Transmission | ENT | TVA_Transmission | Internal | Summer | B8 | 500 | 2100 | 0 | 88.77 | 94.78 | 8 | 0
2030 | ENT_2_TVA_Transmission | ENT | TVA_Transmission | Internal | Summer | B9 | 800 | 2100 | 0 | 82.88 | 90.33 | 8 | 0
2030 | ENT_2_TVA_Transmission | ENT | TVA_Transmission | Internal | Summer | B10 | 1262 | 2100 | 0 | 76.91 | 79.51 | 8 | 0
2030 | ENT_2_TVA_Transmission | ENT | TVA_Transmission | Internal | Winter | B16 | 25 | 2100 | 2100 | 80.96 | 92.9 | 8 | 3.94
2030 | ENT_2_TVA_Transmission | ENT | TVA_Transmission | Internal | Winter | B17 | 100 | 2100 | 0 | 80.96 | 87.81 | 8 | 0
2030 | ENT_2_TVA_Transmission | ENT | TVA_Transmission | Internal | Winter | B18 | 400 | 2100 | 0 | 80.96 | 87.81 | 8 | 0
2030 | ENT_2_TVA_Transmission | ENT | TVA_Transmission | Internal | Winter | B19 | 700 | 2100 | 0 | 80.96 | 87.81 | 8 | 0
2030 | ENT_2_TVA_Transmission | ENT | TVA_Transmission | Internal | Winter | B20 | 935 | 2100 | 918.8 | 74.03 | 82.03 | 8 | 0
2030 | FRCC_2_SOCO | FRCC | SOCO | Internal | Shoulder | B11 | 25 | 900 | 0 | 110.95 | 100.95 | 8 | 0
2030 | FRCC_2_SOCO | FRCC | SOCO | Internal | Shoulder | B12 | 200 | 900 | 0 | 97.62 | 92.38 | 8 | 0
2030 | FRCC_2_SOCO | FRCC | SOCO | Internal | Shoulder | B13 | 600 | 900 | 0 | 97.62 | 92.38 | 8 | 0
2030 | FRCC_2_SOCO | FRCC | SOCO | Internal | Shoulder | B14 | 900 | 900 | 0 | 97.62 | 92.38 | 8 | 0
2030 | FRCC_2_SOCO | FRCC | SOCO | Internal | Shoulder | B15 | 1203 | 900 | 0 | 84.43 | 88.45 | 8 | 0
2030 | FRCC_2_SOCO | FRCC | SOCO | Internal | Summer | B1 | 10 | 900 | 0 | 155.88 | 149.4 | 8 | 0
2030 | FRCC_2_SOCO | FRCC | SOCO | Internal | Summer | B2 | 25 | 900 | 0 | 155.87 | 149.4 | 8 | 0
2030 | FRCC_2_SOCO | FRCC | SOCO | Internal | Summer | B3 | 75 | 900 | 0 | 155.87 | 149.4 | 8 | 0
2030 | FRCC_2_SOCO | FRCC | SOCO | Internal | Summer | B4 | 100 | 900 | 0 | 151.58 | 149.4 | 8 | 0
2030 | FRCC_2_SOCO | FRCC | SOCO | Internal | Summer | B5 | 200 | 900 | 0 | 147.95 | 137.95 | 8 | 0
2030 | FRCC_2_SOCO | FRCC | SOCO | Internal | Summer | B6 | 300 | 900 | 0 | 113.53 | 115.59 | 8 | 0
2030 | FRCC_2_SOCO | FRCC | SOCO | Internal | Summer | B7 | 400 | 900 | 0 | 100.95 | 105.83 | 8 | 0
2030 | FRCC_2_SOCO | FRCC | SOCO | Internal | Summer | B8 | 500 | 900 | 0 | 96.7 | 96.77 | 8 | 0
2030 | FRCC_2_SOCO | FRCC | SOCO | Internal | Summer | B9 | 800 | 900 | 0 | 96.7 | 90.88 | 8 | 0
2030 | FRCC_2_SOCO | FRCC | SOCO | Internal | Summer | B10 | 1262 | 900 | 0 | 83.66 | 84.91 | 8 | 0
2030 | FRCC_2_SOCO | FRCC | SOCO | Internal | Winter | B16 | 25 | 900 | 0 | 110.11 | 101.9 | 8 | 0
2030 | FRCC_2_SOCO | FRCC | SOCO | Internal | Winter | B17 | 100 | 900 | 0 | 100.28 | 95.54 | 8 | 0
2030 | FRCC_2_SOCO | FRCC | SOCO | Internal | Winter | B18 | 400 | 900 | 0 | 100.28 | 95.54 | 8 | 0
2030 | FRCC_2_SOCO | FRCC | SOCO | Internal | Winter | B19 | 700 | 900 | 0 | 100.28 | 95.54 | 8 | 0
2030 | FRCC_2_SOCO | FRCC | SOCO | Internal | Winter | B20 | 935 | 900 | 0 | 86.84 | 90.72 | 8 | 0
2030 | HQ_NEISO_2_NEISO | HQ_NEISO | NEISO | Internal | Shoulder | B11 | 25 | 99999 | 3112.4 | 84.31 | 84.32 | 0.01 | 0
2030 | HQ_NEISO_2_NEISO | HQ_NEISO | NEISO | Internal | Shoulder | B12 | 200 | 99999 | 3110.47 | 84.31 | 84.32 | 0.01 | 0
2030 | HQ_NEISO_2_NEISO | HQ_NEISO | NEISO | Internal | Shoulder | B13 | 600 | 99999 | 3102.87 | 83.96 | 83.98 | 0.01 | 0
2030 | HQ_NEISO_2_NEISO | HQ_NEISO | NEISO | Internal | Shoulder | B14 | 900 | 99999 | 3089.58 | 83.96 | 83.98 | 0.01 | 0
2030 | HQ_NEISO_2_NEISO | HQ_NEISO | NEISO | Internal | Shoulder | B15 | 1203 | 99999 | 1276.23 | 83.96 | 83.98 | 0.01 | 0
2030 | HQ_NEISO_2_NEISO | HQ_NEISO | NEISO | Internal | Summer | B1 | 10 | 99999 | 3220.1 | 175.66 | 175.67 | 0.01 | 0
2030 | HQ_NEISO_2_NEISO | HQ_NEISO | NEISO | Internal | Summer | B2 | 25 | 99999 | 3207.34 | 129.4 | 129.41 | 0.01 | 0
2030 | HQ_NEISO_2_NEISO | HQ_NEISO | NEISO | Internal | Summer | B3 | 75 | 99999 | 3181.93 | 110.23 | 110.24 | 0.01 | 0
2030 | HQ_NEISO_2_NEISO | HQ_NEISO | NEISO | Internal | Summer | B4 | 100 | 99999 | 3159.98 | 89.99 | 90 | 0.01 | 0
2030 | HQ_NEISO_2_NEISO | HQ_NEISO | NEISO | Internal | Summer | B5 | 200 | 99999 | 3148.1 | 83.92 | 83.93 | 0.01 | 0
2030 | HQ_NEISO_2_NEISO | HQ_NEISO | NEISO | Internal | Summer | B6 | 300 | 99999 | 3134.7 | 80.89 | 80.9 | 0.01 | 0
2030 | HQ_NEISO_2_NEISO | HQ_NEISO | NEISO | Internal | Summer | B7 | 400 | 99999 | 3119.34 | 80.89 | 80.9 | 0.01 | 0
2030 | HQ_NEISO_2_NEISO | HQ_NEISO | NEISO | Internal | Summer | B8 | 500 | 99999 | 3107.26 | 80.89 | 80.9 | 0.01 | 0
2030 | HQ_NEISO_2_NEISO | HQ_NEISO | NEISO | Internal | Summer | B9 | 800 | 99999 | 3092.47 | 80.89 | 80.9 | 0.01 | 0
2030 | HQ_NEISO_2_NEISO | HQ_NEISO | NEISO | Internal | Summer | B10 | 1262 | 99999 | 933.3 | 80.89 | 80.9 | 0.01 | 0
2030 | HQ_NEISO_2_NEISO | HQ_NEISO | NEISO | Internal | Winter | B16 | 25 | 99999 | 3139.23 | 94.87 | 94.88 | 0.01 | 0
2030 | HQ_NEISO_2_NEISO | HQ_NEISO | NEISO | Internal | Winter | B17 | 100 | 99999 | 3128.5 | 94.87 | 94.88 | 0.01 | 0
2030 | HQ_NEISO_2_NEISO | HQ_NEISO | NEISO | Internal | Winter | B18 | 400 | 99999 | 3120.29 | 94.87 | 94.88 | 0.01 | 0
2030 | HQ_NEISO_2_NEISO | HQ_NEISO | NEISO | Internal | Winter | B19 | 700 | 99999 | 3104.99 | 94.87 | 94.88 | 0.01 | 0
2030 | HQ_NEISO_2_NEISO | HQ_NEISO | NEISO | Internal | Winter | B20 | 935 | 99999 | 1382.08 | 90.49 | 90.5 | 0.01 | 0
2030 | HQ_NY_2_NYISO_A-F | HQ_NY | NYISO_A-F | Internal | Shoulder | B11 | 25 | 99999 | 2812.28 | 87.3 | 87.31 | 0.01 | 0
2030 | HQ_NY_2_NYISO_A-F | HQ_NY | NYISO_A-F | Internal | Shoulder | B12 | 200 | 99999 | 2847.69 | 87.31 | 87.32 | 0.01 | 0
2030 | HQ_NY_2_NYISO_A-F | HQ_NY | NYISO_A-F | Internal | Shoulder | B13 | 600 | 99999 | 2781.85 | 86.94 | 86.95 | 0.01 | 0
2030 | HQ_NY_2_NYISO_A-F | HQ_NY | NYISO_A-F | Internal | Shoulder | B14 | 900 | 99999 | 2673.14 | 84.87 | 84.89 | 0.01 | 0
2030 | HQ_NY_2_NYISO_A-F | HQ_NY | NYISO_A-F | Internal | Shoulder | B15 | 1203 | 99999 | 1582.7 | 82.11 | 82.12 | 0.01 | 0
2030 | HQ_NY_2_NYISO_A-F | HQ_NY | NYISO_A-F | Internal | Summer | B1 | 10 | 99999 | 3500.09 | 103.09 | 103.11 | 0.01 | 0
2030 | HQ_NY_2_NYISO_A-F | HQ_NY | NYISO_A-F | Internal | Summer | B2 | 25 | 99999 | 3406.71 | 124.37 | 124.39 | 0.01 | 0
2030 | HQ_NY_2_NYISO_A-F | HQ_NY | NYISO_A-F | Internal | Summer | B3 | 75 | 99999 | 3266.7 | 110.82 | 110.84 | 0.01 | 0
2030 | HQ_NY_2_NYISO_A-F | HQ_NY | NYISO_A-F | Internal | Summer | B4 | 100 | 99999 | 3116.37 | 106.34 | 106.35 | 0.01 | 0
2030 | HQ_NY_2_NYISO_A-F | HQ_NY | NYISO_A-F | Internal | Summer | B5 | 200 | 99999 | 3025.59 | 106.34 | 106.35 | 0.01 | 0
2030 | HQ_NY_2_NYISO_A-F | HQ_NY | NYISO_A-F | Internal | Summer | B6 | 300 | 99999 | 2934.96 | 100.5 | 100.51 | 0.01 | 0
2030 | HQ_NY_2_NYISO_A-F | HQ_NY | NYISO_A-F | Internal | Summer | B7 | 400 | 99999 | 2830.84 | 91.82 | 91.83 | 0.01 | 0
2030 | HQ_NY_2_NYISO_A-F | HQ_NY | NYISO_A-F | Internal | Summer | B8 | 500 | 99999 | 2760.25 | 83.89 | 83.9 | 0.01 | 0
2030 | HQ_NY_2_NYISO_A-F | HQ_NY | NYISO_A-F | Internal | Summer | B9 | 800 | 99999 | 2664.71 | 82.32 | 82.33 | 0.01 | 0
2030 | HQ_NY_2_NYISO_A-F | HQ_NY | NYISO_A-F | Internal | Summer | B10 | 1262 | 99999 | 1436.31 | 81.33 | 81.35 | 0.01 | 0
2030 | HQ_NY_2_NYISO_A-F | HQ_NY | NYISO_A-F | Internal | Winter | B16 | 25 | 99999 | 3058.9 | 90.38 | 90.4 | 0.01 | 0
2030 | HQ_NY_2_NYISO_A-F | HQ_NY | NYISO_A-F | Internal | Winter | B17 | 100 | 99999 | 3001.11 | 90.38 | 90.4 | 0.01 | 0
2030 | HQ_NY_2_NYISO_A-F | HQ_NY | NYISO_A-F | Internal | Winter | B18 | 400 | 99999 | 2934.7 | 87.46 | 87.47 | 0.01 | 0
2030 | HQ_NY_2_NYISO_A-F | HQ_NY | NYISO_A-F | Internal | Winter | B19 | 700 | 99999 | 2819.07 | 87.46 | 87.47 | 0.01 | 0
2030 | HQ_NY_2_NYISO_A-F | HQ_NY | NYISO_A-F | Internal | Winter | B20 | 935 | 99999 | 1762.97 | 87.46 | 87.47 | 0.01 | 0
2030 | HQ_IESO_2_IESO | HQ_IESO | IESO | Internal | Shoulder | B11 | 25 | 99999 | 400 | 83.03 | 83.04 | 0.01 | 0
2030 | HQ_IESO_2_IESO | HQ_IESO | IESO | Internal | Shoulder | B12 | 200 | 99999 | 400 | 83.03 | 83.04 | 0.01 | 0
2030 | HQ_IESO_2_IESO | HQ_IESO | IESO | Internal | Shoulder | B13 | 600 | 99999 | 400 | 83.03 | 83.04 | 0.01 | 0
2030 | HQ_IESO_2_IESO | HQ_IESO | IESO | Internal | Shoulder | B14 | 900 | 99999 | 400 | 83.03 | 83.04 | 0.01 | 0
2030 | HQ_IESO_2_IESO | HQ_IESO | IESO | Internal | Shoulder | B15 | 1203 | 99999 | 75.48 | 83.03 | 83.04 | 0.01 | 0
2030 | HQ_IESO_2_IESO | HQ_IESO | IESO | Internal | Summer | B1 | 10 | 99999 | 400.1 | 131.37 | 131.39 | 0.01 | 0
2030 | HQ_IESO_2_IESO | HQ_IESO | IESO | Internal | Summer | B2 | 25 | 99999 | 400.1 | 131.37 | 131.39 | 0.01 | 0
2030 | HQ_IESO_2_IESO | HQ_IESO | IESO | Internal | Summer | B3 | 75 | 99999 | 400.1 | 117.82 | 117.84 | 0.01 | 0
2030 | HQ_IESO_2_IESO | HQ_IESO | IESO | Internal | Summer | B4 | 100 | 99999 | 400.1 | 99.34 | 99.35 | 0.01 | 0
2030 | HQ_IESO_2_IESO | HQ_IESO | IESO | Internal | Summer | B5 | 200 | 99999 | 400.1 | 99.34 | 99.35 | 0.01 | 0
2030 | HQ_IESO_2_IESO | HQ_IESO | IESO | Internal | Summer | B6 | 300 | 99999 | 400.1 | 99.34 | 99.35 | 0.01 | 0
2030 | HQ_IESO_2_IESO | HQ_IESO | IESO | Internal | Summer | B7 | 400 | 99999 | 400 | 89.86 | 89.87 | 0.01 | 0
2030 | HQ_IESO_2_IESO | HQ_IESO | IESO | Internal | Summer | B8 | 500 | 99999 | 400 | 81.19 | 81.2 | 0.01 | 0
2030 | HQ_IESO_2_IESO | HQ_IESO | IESO | Internal | Summer | B9 | 800 | 99999 | 400 | 75.32 | 75.33 | 0.01 | 0
2030 | HQ_IESO_2_IESO | HQ_IESO | IESO | Internal | Summer | B10 | 1262 | 99999 | 12.04 | 75.32 | 75.33 | 0.01 | 0
2030 | HQ_IESO_2_IESO | HQ_IESO | IESO | Internal | Winter | B16 | 25 | 99999 | 400 | 83.38 | 83.4 | 0.01 | 0
2030 | HQ_IESO_2_IESO | HQ_IESO | IESO | Internal | Winter | B17 | 100 | 99999 | 400 | 83.38 | 83.4 | 0.01 | 0
2030 | HQ_IESO_2_IESO | HQ_IESO | IESO | Internal | Winter | B18 | 400 | 99999 | 400 | 83.01 | 83.02 | 0.01 | 0
2030 | HQ_IESO_2_IESO | HQ_IESO | IESO | Internal | Winter | B19 | 700 | 99999 | 400 | 83.01 | 83.02 | 0.01 | 0
2030 | HQ_IESO_2_IESO | HQ_IESO | IESO | Internal | Winter | B20 | 935 | 99999 | 91.98 | 83.01 | 83.02 | 0.01 | 0
2030 | IESO_2_MAPP_CA | IESO | MAPP_CA | Internal | Shoulder | B11 | 25 | 262 | 0 | 83.04 | 75.68 | 7 | 0
2030 | IESO_2_MAPP_CA | IESO | MAPP_CA | Internal | Shoulder | B12 | 200 | 262 | 0 | 83.04 | 80.85 | 7 | 0
2030 | IESO_2_MAPP_CA | IESO | MAPP_CA | Internal | Shoulder | B13 | 600 | 262 | 0 | 83.04 | 77.06 | 7 | 0
2030 | IESO_2_MAPP_CA | IESO | MAPP_CA | Internal | Shoulder | B14 | 900 | 262 | 0 | 83.04 | 75.68 | 7 | 0
2030 | IESO_2_MAPP_CA | IESO | MAPP_CA | Internal | Shoulder | B15 | 1203 | 262 | 0 | 83.04 | 75.68 | 7 | 0
2030 | IESO_2_MAPP_CA | IESO | MAPP_CA | Internal | Summer | B1 | 10 | 262 | 0 | 131.39 | 82.33 | 7 | 0
2030 | IESO_2_MAPP_CA | IESO | MAPP_CA | Internal | Summer | B2 | 25 | 262 | 0 | 131.39 | 82.33 | 7 | 0
2030 | IESO_2_MAPP_CA | IESO | MAPP_CA | Internal | Summer | B3 | 75 | 262 | 0 | 117.84 | 87.49 | 7 | 0
2030 | IESO_2_MAPP_CA | IESO | MAPP_CA | Internal | Summer | B4 | 100 | 262 | 0 | 99.35 | 87.49 | 7 | 0
2030 | IESO_2_MAPP_CA | IESO | MAPP_CA | Internal | Summer | B5 | 200 | 262 | 0 | 99.35 | 87.49 | 7 | 0
2030 | IESO_2_MAPP_CA | IESO | MAPP_CA | Internal | Summer | B6 | 300 | 262 | 0 | 99.35 | 87.49 | 7 | 0
2030 | IESO_2_MAPP_CA | IESO | MAPP_CA | Internal | Summer | B7 | 400 | 262 | 0 | 89.87 | 83.84 | 7 | 0
2030 | IESO_2_MAPP_CA | IESO | MAPP_CA | Internal | Summer | B8 | 500 | 262 | 0 | 81.2 | 82.33 | 7 | 0
2030 | IESO_2_MAPP_CA | IESO | MAPP_CA | Internal | Summer | B9 | 800 | 262 | 139.77 | 75.33 | 82.33 | 7 | 0
2030 | IESO_2_MAPP_CA | IESO | MAPP_CA | Internal | Summer | B10 | 1262 | 262 | 137.78 | 75.33 | 82.33 | 7 | 0
2030 | IESO_2_MAPP_CA | IESO | MAPP_CA | Internal | Winter | B16 | 25 | 262 | 0 | 83.4 | 79.79 | 7 | 0
2030 | IESO_2_MAPP_CA | IESO | MAPP_CA | Internal | Winter | B17 | 100 | 262 | 0 | 83.4 | 79.79 | 7 | 0
2030 | IESO_2_MAPP_CA | IESO | MAPP_CA | Internal | Winter | B18 | 400 | 262 | 0 | 83.02 | 79.79 | 7 | 0
2030 | IESO_2_MAPP_CA | IESO | MAPP_CA | Internal | Winter | B19 | 700 | 262 | 0 | 83.02 | 79.79 | 7 | 0
2030 | IESO_2_MAPP_CA | IESO | MAPP_CA | Internal | Winter | B20 | 935 | 262 | 0 | 83.02 | 79.79 | 7 | 0
2030 | IESO_2_MISO_MI | IESO | MISO_MI | Internal | Shoulder | B11 | 25 | 2591 | 0 | 83.04 | 85.56 | 7 | 0
2030 | IESO_2_MISO_MI | IESO | MISO_MI | Internal | Shoulder | B12 | 200 | 2591 | 0 | 83.04 | 83.44 | 7 | 0
2030 | IESO_2_MISO_MI | IESO | MISO_MI | Internal | Shoulder | B13 | 600 | 2591 | 0 | 83.04 | 83.44 | 7 | 0
2030 | IESO_2_MISO_MI | IESO | MISO_MI | Internal | Shoulder | B14 | 900 | 2591 | 0 | 83.04 | 83.44 | 7 | 0
2030 | IESO_2_MISO_MI | IESO | MISO_MI | Internal | Shoulder | B15 | 1203 | 2591 | 0 | 83.04 | 75.67 | 7 | 0
2030 | IESO_2_MISO_MI | IESO | MISO_MI | Internal | Summer | B1 | 10 | 2591 | 2267.39 | 131.39 | 138.39 | 7 | 0
2030 | IESO_2_MISO_MI | IESO | MISO_MI | Internal | Summer | B2 | 25 | 2591 | 2009.11 | 131.39 | 138.39 | 7 | 0
2030 | IESO_2_MISO_MI | IESO | MISO_MI | Internal | Summer | B3 | 75 | 2591 | 2591 | 117.84 | 130.4 | 7 | 5.56
2030 | IESO_2_MISO_MI | IESO | MISO_MI | Internal | Summer | B4 | 100 | 2591 | 2591 | 99.35 | 124.42 | 7 | 18.06
2030 | IESO_2_MISO_MI | IESO | MISO_MI | Internal | Summer | B5 | 200 | 2591 | 2591 | 99.35 | 112.96 | 7 | 6.61
2030 | IESO_2_MISO_MI | IESO | MISO_MI | Internal | Summer | B6 | 300 | 2591 | 2590.99 | 99.35 | 106.52 | 7 | 0.17
2030 | IESO_2_MISO_MI | IESO | MISO_MI | Internal | Summer | B7 | 400 | 2591 | 2591 | 89.87 | 97.83 | 7 | 0.96
2030 | IESO_2_MISO_MI | IESO | MISO_MI | Internal | Summer | B8 | 500 | 2591 | 2179.92 | 81.2 | 88.2 | 7 | 0
2030 | IESO_2_MISO_MI | IESO | MISO_MI | Internal | Summer | B9 | 800 | 2591 | 908.01 | 75.33 | 82.33 | 7 | 0
2030 | IESO_2_MISO_MI | IESO | MISO_MI | Internal | Summer | B10 | 1262 | 2591 | 0 | 75.33 | 74.76 | 7 | 0
2030 | IESO_2_MISO_MI | IESO | MISO_MI | Internal | Winter | B16 | 25 | 2591 | 0.03 | 83.4 | 89.87 | 7 | 0
2030 | IESO_2_MISO_MI | IESO | MISO_MI | Internal | Winter | B17 | 100 | 2591 | 0 | 83.4 | 87.27 | 7 | 0
2030 | IESO_2_MISO_MI | IESO | MISO_MI | Internal | Winter | B18 | 400 | 2591 | 0 | 83.02 | 86.89 | 7 | 0
2030 | IESO_2_MISO_MI | IESO | MISO_MI | Internal | Winter | B19 | 700 | 2591 | 0 | 83.02 | 85.07 | 7 | 0
2030 | IESO_2_MISO_MI | IESO | MISO_MI | Internal | Winter | B20 | 935 | 2591 | 0 | 83.02 | 77.84 | 7 | 0
2030 | IESO_2_MISO_W | IESO | MISO_W | Internal | Shoulder | B11 | 25 | 207 | 0 | 83.04 | 85.55 | 7 | 0
2030 | IESO_2_MISO_W | IESO | MISO_W | Internal | Shoulder | B12 | 200 | 207 | 0 | 83.04 | 80.86 | 7 | 0
2030 | IESO_2_MISO_W | IESO | MISO_W | Internal | Shoulder | B13 | 600 | 207 | 0 | 83.04 | 77.07 | 7 | 0
2030 | IESO_2_MISO_W | IESO | MISO_W | Internal | Shoulder | B14 | 900 | 207 | 0 | 83.04 | 75.69 | 7 | 0
2030 | IESO_2_MISO_W | IESO | MISO_W | Internal | Shoulder | B15 | 1203 | 207 | 0 | 83.04 | 11.54 | 7 | 0
2030 | IESO_2_MISO_W | IESO | MISO_W | Internal | Summer | B1 | 10 | 207 | 134.52 | 131.39 | 138.39 | 7 | 0
2030 | IESO_2_MISO_W | IESO | MISO_W | Internal | Summer | B2 | 25 | 207 | 156.9 | 131.39 | 138.39 | 7 | 0
2030 | IESO_2_MISO_W | IESO | MISO_W | Internal | Summer | B3 | 75 | 207 | 207 | 117.84 | 139.71 | 7 | 14.88
2030 | IESO_2_MISO_W | IESO | MISO_W | Internal | Summer | B4 | 100 | 207 | 207 | 99.35 | 132.4 | 7 | 26.05
2030 | IESO_2_MISO_W | IESO | MISO_W | Internal | Summer | B5 | 200 | 207 | 207 | 99.35 | 122.52 | 7 | 16.17
2030 | IESO_2_MISO_W | IESO | MISO_W | Internal | Summer | B6 | 300 | 207 | 206.99 | 99.35 | 106.52 | 7 | 0.17
2030 | IESO_2_MISO_W | IESO | MISO_W | Internal | Summer | B7 | 400 | 207 | 207 | 89.87 | 97.84 | 7 | 0.97
2030 | IESO_2_MISO_W | IESO | MISO_W | Internal | Summer | B8 | 500 | 207 | 206.92 | 81.2 | 88.21 | 7 | 0.01
2030 | IESO_2_MISO_W | IESO | MISO_W | Internal | Summer | B9 | 800 | 207 | 206.95 | 75.33 | 82.34 | 7 | 0.01
2030 | IESO_2_MISO_W | IESO | MISO_W | Internal | Summer | B10 | 1262 | 207 | 0 | 75.33 | 72.87 | 7 | 0
2030 | IESO_2_MISO_W | IESO | MISO_W | Internal | Winter | B16 | 25 | 207 | 0 | 83.4 | 59.3 | 7 | 0
2030 | IESO_2_MISO_W | IESO | MISO_W | Internal | Winter | B17 | 100 | 207 | 0 | 83.4 | 67.81 | 7 | 0
2030 | IESO_2_MISO_W | IESO | MISO_W | Internal | Winter | B18 | 400 | 207 | 0 | 83.02 | 79.8 | 7 | 0
2030 | IESO_2_MISO_W | IESO | MISO_W | Internal | Winter | B19 | 700 | 207 | 0 | 83.02 | 79.8 | 7 | 0
2030 | IESO_2_MISO_W | IESO | MISO_W | Internal | Winter | B20 | 935 | 207 | 0 | 83.02 | 16.03 | 7 | 0
2030 | IESO_2_NYISO_A-F | IESO | NYISO_A-F | Internal | Shoulder | B11 | 25 | 1725 | 0 | 83.04 | 87.31 | 7 | 0
2030 | IESO_2_NYISO_A-F | IESO | NYISO_A-F | Internal | Shoulder | B12 | 200 | 1725 | 0 | 83.04 | 87.32 | 7 | 0
2030 | IESO_2_NYISO_A-F | IESO | NYISO_A-F | Internal | Shoulder | B13 | 600 | 1725 | 0 | 83.04 | 86.95 | 7 | 0
2030 | IESO_2_NYISO_A-F | IESO | NYISO_A-F | Internal | Shoulder | B14 | 900 | 1725 | 0 | 83.04 | 84.89 | 7 | 0
2030 | IESO_2_NYISO_A-F | IESO | NYISO_A-F | Internal | Shoulder | B15 | 1203 | 1725 | 0 | 83.04 | 82.12 | 7 | 0
2030 | IESO_2_NYISO_A-F | IESO | NYISO_A-F | Internal | Summer | B1 | 10 | 1725 | 0 | 131.39 | 103.11 | 7 | 0
2030 | IESO_2_NYISO_A-F | IESO | NYISO_A-F | Internal | Summer | B2 | 25 | 1725 | 0 | 131.39 | 124.39 | 7 | 0
2030 | IESO_2_NYISO_A-F | IESO | NYISO_A-F | Internal | Summer | B3 | 75 | 1725 | 0 | 117.84 | 110.84 | 7 | 0
2030 | IESO_2_NYISO_A-F | IESO | NYISO_A-F | Internal | Summer | B4 | 100 | 1725 | 422.78 | 99.35 | 106.35 | 7 | 0
2030 | IESO_2_NYISO_A-F | IESO | NYISO_A-F | Internal | Summer | B5 | 200 | 1725 | 43.16 | 99.35 | 106.35 | 7 | 0
2030 | IESO_2_NYISO_A-F | IESO | NYISO_A-F | Internal | Summer | B6 | 300 | 1725 | 0 | 99.35 | 100.51 | 7 | 0
2030 | IESO_2_NYISO_A-F | IESO | NYISO_A-F | Internal | Summer | B7 | 400 | 1725 | 0 | 89.87 | 91.83 | 7 | 0
2030 | IESO_2_NYISO_A-F | IESO | NYISO_A-F | Internal | Summer | B8 | 500 | 1725 | 0 | 81.2 | 83.9 | 7 | 0
2030 | IESO_2_NYISO_A-F | IESO | NYISO_A-F | Internal | Summer | B9 | 800 | 1725 | 469.37 | 75.33 | 82.33 | 7 | 0
2030 | IESO_2_NYISO_A-F | IESO | NYISO_A-F | Internal | Summer | B10 | 1262 | 1725 | 0 | 75.33 | 81.35 | 7 | 0
2030 | IESO_2_NYISO_A-F | IESO | NYISO_A-F | Internal | Winter | B16 | 25 | 1725 | 238.63 | 83.4 | 90.4 | 7 | 0
2030 | IESO_2_NYISO_A-F | IESO | NYISO_A-F | Internal | Winter | B17 | 100 | 1725 | 787.06 | 83.4 | 90.4 | 7 | 0
2030 | IESO_2_NYISO_A-F | IESO | NYISO_A-F | Internal | Winter | B18 | 400 | 1725 | 0 | 83.02 | 87.47 | 7 | 0
2030 | IESO_2_NYISO_A-F | IESO | NYISO_A-F | Internal | Winter | B19 | 700 | 1725 | 0 | 83.02 | 87.47 | 7 | 0
2030 | IESO_2_NYISO_A-F | IESO | NYISO_A-F | Internal | Winter | B20 | 935 | 1725 | 0 | 83.02 | 87.47 | 7 | 0
2030 | MAPP_CA_2_IESO | MAPP_CA | IESO | Internal | Shoulder | B11 | 25 | 330 | 0.03 | 75.68 | 83.04 | 8 | 0
2030 | MAPP_CA_2_IESO | MAPP_CA | IESO | Internal | Shoulder | B12 | 200 | 330 | 0 | 80.85 | 83.04 | 8 | 0
2030 | MAPP_CA_2_IESO | MAPP_CA | IESO | Internal | Shoulder | B13 | 600 | 330 | 0 | 77.06 | 83.04 | 8 | 0
2030 | MAPP_CA_2_IESO | MAPP_CA | IESO | Internal | Shoulder | B14 | 900 | 330 | 0 | 75.68 | 83.04 | 8 | 0
2030 | MAPP_CA_2_IESO | MAPP_CA | IESO | Internal | Shoulder | B15 | 1203 | 330 | 0 | 75.68 | 83.04 | 8 | 0
2030 | MAPP_CA_2_IESO | MAPP_CA | IESO | Internal | Summer | B1 | 10 | 330 | 330 | 82.33 | 131.39 | 8 | 41.06
2030 | MAPP_CA_2_IESO | MAPP_CA | IESO | Internal | Summer | B2 | 25 | 330 | 330 | 82.33 | 131.39 | 8 | 41.06
2030 | MAPP_CA_2_IESO | MAPP_CA | IESO | Internal | Summer | B3 | 75 | 330 | 330 | 87.49 | 117.84 | 8 | 22.35
2030 | MAPP_CA_2_IESO | MAPP_CA | IESO | Internal | Summer | B4 | 100 | 330 | 330 | 87.49 | 99.35 | 8 | 3.86
2030 | MAPP_CA_2_IESO | MAPP_CA | IESO | Internal | Summer | B5 | 200 | 330 | 330 | 87.49 | 99.35 | 8 | 3.86
2030 | MAPP_CA_2_IESO | MAPP_CA | IESO | Internal | Summer | B6 | 300 | 330 | 330 | 87.49 | 99.35 | 8 | 3.86
2030 | MAPP_CA_2_IESO | MAPP_CA | IESO | Internal | Summer | B7 | 400 | 330 | 0 | 83.84 | 89.87 | 8 | 0
2030 | MAPP_CA_2_IESO | MAPP_CA | IESO | Internal | Summer | B8 | 500 | 330 | 0 | 82.33 | 81.2 | 8 | 0
2030 | MAPP_CA_2_IESO | MAPP_CA | IESO | Internal | Summer | B9 | 800 | 330 | 0 | 82.33 | 75.33 | 8 | 0
2030 | MAPP_CA_2_IESO | MAPP_CA | IESO | Internal | Summer | B10 | 1262 | 330 | 0 | 82.33 | 75.33 | 8 | 0
2030 | MAPP_CA_2_IESO | MAPP_CA | IESO | Internal | Winter | B16 | 25 | 330 | 0 | 79.79 | 83.4 | 8 | 0
2030 | MAPP_CA_2_IESO | MAPP_CA | IESO | Internal | Winter | B17 | 100 | 330 | 0 | 79.79 | 83.4 | 8 | 0
2030 | MAPP_CA_2_IESO | MAPP_CA | IESO | Internal | Winter | B18 | 400 | 330 | 0 | 79.79 | 83.02 | 8 | 0
2030 | MAPP_CA_2_IESO | MAPP_CA | IESO | Internal | Winter | B19 | 700 | 330 | 0 | 79.79 | 83.02 | 8 | 0
2030 | MAPP_CA_2_IESO | MAPP_CA | IESO | Internal | Winter | B20 | 935 | 330 | 0 | 79.79 | 83.02 | 8 | 0
2030 | MAPP_CA_2_MAPP_US | MAPP_CA | MAPP_US | Internal | Shoulder | B11 | 25 | 372 | 304.53 | 75.68 | 82.68 | 7 | 0
2030 | MAPP_CA_2_MAPP_US | MAPP_CA | MAPP_US | Internal | Shoulder | B12 | 200 | 372 | 0 | 80.85 | 80.86 | 7 | 0
2030 | MAPP_CA_2_MAPP_US | MAPP_CA | MAPP_US | Internal | Shoulder | B13 | 600 | 372 | 0 | 77.06 | 77.07 | 7 | 0
2030 | MAPP_CA_2_MAPP_US | MAPP_CA | MAPP_US | Internal | Shoulder | B14 | 900 | 372 | 0 | 75.68 | 68.69 | 7 | 0
2030 | MAPP_CA_2_MAPP_US | MAPP_CA | MAPP_US | Internal | Shoulder | B15 | 1203 | 372 | 0 | 75.68 | 5.01 | 7 | 0
2030 | MAPP_CA_2_MAPP_US | MAPP_CA | MAPP_US | Internal | Summer | B1 | 10 | 372 | 372 | 82.33 | 138.39 | 7 | 49.06
2030 | MAPP_CA_2_MAPP_US | MAPP_CA | MAPP_US | Internal | Summer | B2 | 25 | 372 | 372 | 82.33 | 138.39 | 7 | 49.06
2030 | MAPP_CA_2_MAPP_US | MAPP_CA | MAPP_US | Internal | Summer | B3 | 75 | 372 | 372 | 87.49 | 138.68 | 7 | 44.19
2030 | MAPP_CA_2_MAPP_US | MAPP_CA | MAPP_US | Internal | Summer | B4 | 100 | 372 | 372 | 87.49 | 133.92 | 7 | 39.43
2030 | MAPP_CA_2_MAPP_US | MAPP_CA | MAPP_US | Internal | Summer | B5 | 200 | 372 | 372 | 87.49 | 129.52 | 7 | 35.03
2030 | MAPP_CA_2_MAPP_US | MAPP_CA | MAPP_US | Internal | Summer | B6 | 300 | 372 | 372 | 87.49 | 106.52 | 7 | 12.03
2030 | MAPP_CA_2_MAPP_US | MAPP_CA | MAPP_US | Internal | Summer | B7 | 400 | 372 | 240.32 | 83.84 | 90.84 | 7 | 0
2030 | MAPP_CA_2_MAPP_US | MAPP_CA | MAPP_US | Internal | Summer | B8 | 500 | 372 | 0 | 82.33 | 87.67 | 7 | 0
2030 | MAPP_CA_2_MAPP_US | MAPP_CA | MAPP_US | Internal | Summer | B9 | 800 | 372 | 0 | 82.33 | 82.34 | 7 | 0
2030 | MAPP_CA_2_MAPP_US | MAPP_CA | MAPP_US | Internal | Summer | B10 | 1262 | 372 | 0 | 82.33 | 72.87 | 7 | 0
2030 | MAPP_CA_2_MAPP_US | MAPP_CA | MAPP_US | Internal | Winter | B16 | 25 | 372 | 0 | 79.79 | 52.3 | 7 | 0
2030 | MAPP_CA_2_MAPP_US | MAPP_CA | MAPP_US | Internal | Winter | B17 | 100 | 372 | 0 | 79.79 | 74.81 | 7 | 0
2030 | MAPP_CA_2_MAPP_US | MAPP_CA | MAPP_US | Internal | Winter | B18 | 400 | 372 | 0 | 79.79 | 79.8 | 7 | 0
2030 | MAPP_CA_2_MAPP_US | MAPP_CA | MAPP_US | Internal | Winter | B19 | 700 | 372 | 0 | 79.79 | 79.8 | 7 | 0
2030 | MAPP_CA_2_MAPP_US | MAPP_CA | MAPP_US | Internal | Winter | B20 | 935 | 372 | 0 | 79.79 | 16.03 | 7 | 0
2030 | MAPP_CA_2_MISO_W | MAPP_CA | MISO_W | Internal | Shoulder | B11 | 25 | 1970 | 1970 | 75.68 | 85.55 | 0.01 | 9.85
2030 | MAPP_CA_2_MISO_W | MAPP_CA | MISO_W | Internal | Shoulder | B12 | 200 | 1970 | 1669.55 | 80.85 | 80.86 | 0.01 | 0
2030 | MAPP_CA_2_MISO_W | MAPP_CA | MISO_W | Internal | Shoulder | B13 | 600 | 1970 | 1693.94 | 77.06 | 77.07 | 0.01 | 0
2030 | MAPP_CA_2_MISO_W | MAPP_CA | MISO_W | Internal | Shoulder | B14 | 900 | 1970 | 626.3 | 75.68 | 75.69 | 0.01 | 0
2030 | MAPP_CA_2_MISO_W | MAPP_CA | MISO_W | Internal | Shoulder | B15 | 1203 | 1970 | 0 | 75.68 | 11.54 | 0.01 | 0
2030 | MAPP_CA_2_MISO_W | MAPP_CA | MISO_W | Internal | Summer | B1 | 10 | 1970 | 1970 | 82.33 | 138.39 | 0.01 | 56.04
2030 | MAPP_CA_2_MISO_W | MAPP_CA | MISO_W | Internal | Summer | B2 | 25 | 1970 | 1970 | 82.33 | 138.39 | 0.01 | 56.04
2030 | MAPP_CA_2_MISO_W | MAPP_CA | MISO_W | Internal | Summer | B3 | 75 | 1970 | 1970 | 87.49 | 139.71 | 0.01 | 52.21
2030 | MAPP_CA_2_MISO_W | MAPP_CA | MISO_W | Internal | Summer | B4 | 100 | 1970 | 1970 | 87.49 | 132.4 | 0.01 | 44.9
2030 | MAPP_CA_2_MISO_W | MAPP_CA | MISO_W | Internal | Summer | B5 | 200 | 1970 | 1970 | 87.49 | 122.52 | 0.01 | 35.02
2030 | MAPP_CA_2_MISO_W | MAPP_CA | MISO_W | Internal | Summer | B6 | 300 | 1970 | 1970 | 87.49 | 106.52 | 0.01 | 19.02
2030 | MAPP_CA_2_MISO_W | MAPP_CA | MISO_W | Internal | Summer | B7 | 400 | 1970 | 1970 | 83.84 | 97.84 | 0.01 | 13.99
2030 | MAPP_CA_2_MISO_W | MAPP_CA | MISO_W | Internal | Summer | B8 | 500 | 1970 | 1970 | 82.33 | 88.21 | 0.01 | 5.87
2030 | MAPP_CA_2_MISO_W | MAPP_CA | MISO_W | Internal | Summer | B9 | 800 | 1970 | 1430.52 | 82.33 | 82.34 | 0.01 | 0
2030 | MAPP_CA_2_MISO_W | MAPP_CA | MISO_W | Internal | Summer | B10 | 1262 | 1970 | 0 | 82.33 | 72.87 | 0.01 | 0
2030 | MAPP_CA_2_MISO_W | MAPP_CA | MISO_W | Internal | Winter | B16 | 25 | 1970 | 0 | 79.79 | 59.3 | 0.01 | 0
2030 | MAPP_CA_2_MISO_W | MAPP_CA | MISO_W | Internal | Winter | B17 | 100 | 1970 | 0 | 79.79 | 67.81 | 0.01 | 0
2030 | MAPP_CA_2_MISO_W | MAPP_CA | MISO_W | Internal | Winter | B18 | 400 | 1970 | 255.98 | 79.79 | 79.8 | 0.01 | 0
2030 | MAPP_CA_2_MISO_W | MAPP_CA | MISO_W | Internal | Winter | B19 | 700 | 1970 | 413.72 | 79.79 | 79.8 | 0.01 | 0
2030 | MAPP_CA_2_MISO_W | MAPP_CA | MISO_W | Internal | Winter | B20 | 935 | 1970 | 0 | 79.79 | 16.03 | 0.01 | 0
2030 | MAPP_US_2_MAPP_CA | MAPP_US | MAPP_CA | Internal | Shoulder | B11 | 25 | 165 | 0 | 82.68 | 75.68 | 7 | 0
2030 | MAPP_US_2_MAPP_CA | MAPP_US | MAPP_CA | Internal | Shoulder | B12 | 200 | 165 | 0 | 80.86 | 80.85 | 7 | 0
2030 | MAPP_US_2_MAPP_CA | MAPP_US | MAPP_CA | Internal | Shoulder | B13 | 600 | 165 | 0 | 77.07 | 77.06 | 7 | 0
2030 | MAPP_US_2_MAPP_CA | MAPP_US | MAPP_CA | Internal | Shoulder | B14 | 900 | 165 | 0.04 | 68.69 | 75.68 | 7 | 0
2030 | MAPP_US_2_MAPP_CA | MAPP_US | MAPP_CA | Internal | Shoulder | B15 | 1203 | 165 | 165 | 5.01 | 75.68 | 7 | 63.67
2030 | MAPP_US_2_MAPP_CA | MAPP_US | MAPP_CA | Internal | Summer | B1 | 10 | 165 | 0 | 138.39 | 82.33 | 7 | 0
2030 | MAPP_US_2_MAPP_CA | MAPP_US | MAPP_CA | Internal | Summer | B2 | 25 | 165 | 0 | 138.39 | 82.33 | 7 | 0
2030 | MAPP_US_2_MAPP_CA | MAPP_US | MAPP_CA | Internal | Summer | B3 | 75 | 165 | 0 | 138.68 | 87.49 | 7 | 0
2030 | MAPP_US_2_MAPP_CA | MAPP_US | MAPP_CA | Internal | Summer | B4 | 100 | 165 | 0 | 133.92 | 87.49 | 7 | 0
2030 | MAPP_US_2_MAPP_CA | MAPP_US | MAPP_CA | Internal | Summer | B5 | 200 | 165 | 0 | 129.52 | 87.49 | 7 | 0
2030 | MAPP_US_2_MAPP_CA | MAPP_US | MAPP_CA | Internal | Summer | B6 | 300 | 165 | 0 | 106.52 | 87.49 | 7 | 0
2030 | MAPP_US_2_MAPP_CA | MAPP_US | MAPP_CA | Internal | Summer | B7 | 400 | 165 | 0 | 90.84 | 83.84 | 7 | 0
2030 | MAPP_US_2_MAPP_CA | MAPP_US | MAPP_CA | Internal | Summer | B8 | 500 | 165 | 0 | 87.67 | 82.33 | 7 | 0
2030 | MAPP_US_2_MAPP_CA | MAPP_US | MAPP_CA | Internal | Summer | B9 | 800 | 165 | 0 | 82.34 | 82.33 | 7 | 0
2030 | MAPP_US_2_MAPP_CA | MAPP_US | MAPP_CA | Internal | Summer | B10 | 1262 | 165 | 165 | 72.87 | 82.33 | 7 | 2.46
2030 | MAPP_US_2_MAPP_CA | MAPP_US | MAPP_CA | Internal | Winter | B16 | 25 | 165 | 165 | 52.3 | 79.79 | 7 | 20.49
2030 | MAPP_US_2_MAPP_CA | MAPP_US | MAPP_CA | Internal | Winter | B17 | 100 | 165 | 0 | 74.81 | 79.79 | 7 | 0
2030 | MAPP_US_2_MAPP_CA | MAPP_US | MAPP_CA | Internal | Winter | B18 | 400 | 165 | 0 | 79.8 | 79.79 | 7 | 0
2030 | MAPP_US_2_MAPP_CA | MAPP_US | MAPP_CA | Internal | Winter | B19 | 700 | 165 | 0 | 79.8 | 79.79 | 7 | 0
2030 | MAPP_US_2_MAPP_CA | MAPP_US | MAPP_CA | Internal | Winter | B20 | 935 | 165 | 165 | 16.03 | 79.79 | 7 | 56.76
2030 | MAPP_US_2_MISO_W | MAPP_US | MISO_W | Internal | Shoulder | B11 | 25 | 2635 | 0 | 82.68 | 85.55 | 7 | 0
2030 | MAPP_US_2_MISO_W | MAPP_US | MISO_W | Internal | Shoulder | B12 | 200 | 2635 | 0 | 80.86 | 80.86 | 7 | 0
2030 | MAPP_US_2_MISO_W | MAPP_US | MISO_W | Internal | Shoulder | B13 | 600 | 2635 | 0 | 77.07 | 77.07 | 7 | 0
2030 | MAPP_US_2_MISO_W | MAPP_US | MISO_W | Internal | Shoulder | B14 | 900 | 2635 | 315.99 | 68.69 | 75.69 | 7 | 0
2030 | MAPP_US_2_MISO_W | MAPP_US | MISO_W | Internal | Shoulder | B15 | 1203 | 2635 | 0 | 5.01 | 11.54 | 7 | 0
2030 | MAPP_US_2_MISO_W | MAPP_US | MISO_W | Internal | Summer | B1 | 10 | 2635 | 0 | 138.39 | 138.39 | 7 | 0
2030 | MAPP_US_2_MISO_W | MAPP_US | MISO_W | Internal | Summer | B2 | 25 | 2635 | 0 | 138.39 | 138.39 | 7 | 0
2030 | MAPP_US_2_MISO_W | MAPP_US | MISO_W | Internal | Summer | B3 | 75 | 2635 | 0 | 138.68 | 139.71 | 7 | 0
2030 | MAPP_US_2_MISO_W | MAPP_US | MISO_W | Internal | Summer | B4 | 100 | 2635 | 0 | 133.92 | 132.4 | 7 | 0
2030 | MAPP_US_2_MISO_W | MAPP_US | MISO_W | Internal | Summer | B5 | 200 | 2635 | 0 | 129.52 | 122.52 | 7 | 0
2030 | MAPP_US_2_MISO_W | MAPP_US | MISO_W | Internal | Summer | B6 | 300 | 2635 | 0 | 106.52 | 106.52 | 7 | 0
2030 | MAPP_US_2_MISO_W | MAPP_US | MISO_W | Internal | Summer | B7 | 400 | 2635 | 145.42 | 90.84 | 97.84 | 7 | 0
2030 | MAPP_US_2_MISO_W | MAPP_US | MISO_W | Internal | Summer | B8 | 500 | 2635 | 0 | 87.67 | 88.21 | 7 | 0
2030 | MAPP_US_2_MISO_W | MAPP_US | MISO_W | Internal | Summer | B9 | 800 | 2635 | 0 | 82.34 | 82.34 | 7 | 0
2030 | MAPP_US_2_MISO_W | MAPP_US | MISO_W | Internal | Summer | B10 | 1262 | 2635 | 0 | 72.87 | 72.87 | 7 | 0
2030 | MAPP_US_2_MISO_W | MAPP_US | MISO_W | Internal | Winter | B16 | 25 | 2635 | 41.19 | 52.3 | 59.3 | 7 | 0
2030 | MAPP_US_2_MISO_W | MAPP_US | MISO_W | Internal | Winter | B17 | 100 | 2635 | 0 | 74.81 | 67.81 | 7 | 0
2030 | MAPP_US_2_MISO_W | MAPP_US | MISO_W | Internal | Winter | B18 | 400 | 2635 | 0 | 79.8 | 79.8 | 7 | 0
2030 | MAPP_US_2_MISO_W | MAPP_US | MISO_W | Internal | Winter | B19 | 700 | 2635 | 0 | 79.8 | 79.8 | 7 | 0
2030 | MAPP_US_2_MISO_W | MAPP_US | MISO_W | Internal | Winter | B20 | 935 | 2635 | 0 | 16.03 | 16.03 | 7 | 0
2030 | MAPP_US_2_NE | MAPP_US | NE | Internal | Shoulder | B11 | 25 | 2000 | 0 | 82.68 | 80.55 | 7 | 0
2030 | MAPP_US_2_NE | MAPP_US | NE | Internal | Shoulder | B12 | 200 | 2000 | 0 | 80.86 | 75.86 | 7 | 0
2030 | MAPP_US_2_NE | MAPP_US | NE | Internal | Shoulder | B13 | 600 | 2000 | 0 | 77.07 | 72.07 | 7 | 0
2030 | MAPP_US_2_NE | MAPP_US | NE | Internal | Shoulder | B14 | 900 | 2000 | 0 | 68.69 | 18.51 | 7 | 0
2030 | MAPP_US_2_NE | MAPP_US | NE | Internal | Shoulder | B15 | 1203 | 2000 | 0 | 5.01 | 0.01 | 7 | 0
2030 | MAPP_US_2_NE | MAPP_US | NE | Internal | Summer | B1 | 10 | 2000 | 0 | 138.39 | 133.39 | 7 | 0
2030 | MAPP_US_2_NE | MAPP_US | NE | Internal | Summer | B2 | 25 | 2000 | 0 | 138.39 | 133.39 | 7 | 0
2030 | MAPP_US_2_NE | MAPP_US | NE | Internal | Summer | B3 | 75 | 2000 | 0 | 138.68 | 134.71 | 7 | 0
2030 | MAPP_US_2_NE | MAPP_US | NE | Internal | Summer | B4 | 100 | 2000 | 0 | 133.92 | 128.92 | 7 | 0
2030 | MAPP_US_2_NE | MAPP_US | NE | Internal | Summer | B5 | 200 | 2000 | 0 | 129.52 | 124.94 | 7 | 0
2030 | MAPP_US_2_NE | MAPP_US | NE | Internal | Summer | B6 | 300 | 2000 | 0 | 106.52 | 101.52 | 7 | 0
2030 | MAPP_US_2_NE | MAPP_US | NE | Internal | Summer | B7 | 400 | 2000 | 0 | 90.84 | 92.84 | 7 | 0
2030 | MAPP_US_2_NE | MAPP_US | NE | Internal | Summer | B8 | 500 | 2000 | 0 | 87.67 | 83.21 | 7 | 0
2030 | MAPP_US_2_NE | MAPP_US | NE | Internal | Summer | B9 | 800 | 2000 | 0 | 82.34 | 77.34 | 7 | 0
2030 | MAPP_US_2_NE | MAPP_US | NE | Internal | Summer | B10 | 1262 | 2000 | 0 | 72.87 | 67.87 | 7 | 0
2030 | MAPP_US_2_NE | MAPP_US | NE | Internal | Winter | B16 | 25 | 2000 | 0 | 52.3 | 0.19 | 7 | 0
2030 | MAPP_US_2_NE | MAPP_US | NE | Internal | Winter | B17 | 100 | 2000 | 0 | 74.81 | 38.17 | 7 | 0
2030 | MAPP_US_2_NE | MAPP_US | NE | Internal | Winter | B18 | 400 | 2000 | 0 | 79.8 | 74.8 | 7 | 0
2030 | MAPP_US_2_NE | MAPP_US | NE | Internal | Winter | B19 | 700 | 2000 | 0 | 79.8 | 74.8 | 7 | 0
2030 | MAPP_US_2_NE | MAPP_US | NE | Internal | Winter | B20 | 935 | 2000 | 0 | 16.03 | 11.03 | 7 | 0
2030 | MARITIMES_2_NEISO | MARITIMES | NEISO | Internal | Shoulder | B11 | 25 | 99999 | 1720.66 | 84.31 | 84.32 | 0.01 | 0
2030 | MARITIMES_2_NEISO | MARITIMES | NEISO | Internal | Shoulder | B12 | 200 | 99999 | 1717.44 | 84.31 | 84.32 | 0.01 | 0
2030 | MARITIMES_2_NEISO | MARITIMES | NEISO | Internal | Shoulder | B13 | 600 | 99999 | 1704.79 | 83.96 | 83.98 | 0.01 | 0
2030 | MARITIMES_2_NEISO | MARITIMES | NEISO | Internal | Shoulder | B14 | 900 | 99999 | 1682.64 | 83.96 | 83.98 | 0.01 | 0
2030 | MARITIMES_2_NEISO | MARITIMES | NEISO | Internal | Shoulder | B15 | 1203 | 99999 | 648.08 | 83.96 | 83.98 | 0.01 | 0
2030 | MARITIMES_2_NEISO | MARITIMES | NEISO | Internal | Summer | B1 | 10 | 99999 | 1900.1 | 175.66 | 175.67 | 0.01 | 0
2030 | MARITIMES_2_NEISO | MARITIMES | NEISO | Internal | Summer | B2 | 25 | 99999 | 1878.84 | 129.4 | 129.41 | 0.01 | 0
2030 | MARITIMES_2_NEISO | MARITIMES | NEISO | Internal | Summer | B3 | 75 | 99999 | 1836.48 | 110.23 | 110.24 | 0.01 | 0
2030 | MARITIMES_2_NEISO | MARITIMES | NEISO | Internal | Summer | B4 | 100 | 99999 | 1799.97 | 89.99 | 90 | 0.01 | 0
2030 | MARITIMES_2_NEISO | MARITIMES | NEISO | Internal | Summer | B5 | 200 | 99999 | 1780.16 | 83.92 | 83.93 | 0.01 | 0
2030 | MARITIMES_2_NEISO | MARITIMES | NEISO | Internal | Summer | B6 | 300 | 99999 | 1757.82 | 80.89 | 80.9 | 0.01 | 0
2030 | MARITIMES_2_NEISO | MARITIMES | NEISO | Internal | Summer | B7 | 400 | 99999 | 1732.23 | 80.89 | 80.9 | 0.01 | 0
2030 | MARITIMES_2_NEISO | MARITIMES | NEISO | Internal | Summer | B8 | 500 | 99999 | 1712.1 | 80.89 | 80.9 | 0.01 | 0
2030 | MARITIMES_2_NEISO | MARITIMES | NEISO | Internal | Summer | B9 | 800 | 99999 | 1687.45 | 80.89 | 80.9 | 0.01 | 0
2030 | MARITIMES_2_NEISO | MARITIMES | NEISO | Internal | Summer | B10 | 1262 | 99999 | 465.06 | 80.89 | 80.9 | 0.01 | 0
2030 | MARITIMES_2_NEISO | MARITIMES | NEISO | Internal | Winter | B16 | 25 | 99999 | 1765.33 | 94.87 | 94.88 | 0.01 | 0
2030 | MARITIMES_2_NEISO | MARITIMES | NEISO | Internal | Winter | B17 | 100 | 99999 | 1747.44 | 94.87 | 94.88 | 0.01 | 0
2030 | MARITIMES_2_NEISO | MARITIMES | NEISO | Internal | Winter | B18 | 400 | 99999 | 1733.75 | 94.87 | 94.88 | 0.01 | 0
2030 | MARITIMES_2_NEISO | MARITIMES | NEISO | Internal | Winter | B19 | 700 | 99999 | 1708.24 | 94.87 | 94.88 | 0.01 | 0
2030 | MARITIMES_2_NEISO | MARITIMES | NEISO | Internal | Winter | B20 | 935 | 99999 | 723.44 | 90.49 | 90.5 | 0.01 | 0
2030 | MISO_IN_2_MISO_MI | MISO_IN | MISO_MI | Internal | Shoulder | B11 | 25 | 5768 | 5768 | 75.95 | 85.56 | 0.01 | 9.6
2030 | MISO_IN_2_MISO_MI | MISO_IN | MISO_MI | Internal | Shoulder | B12 | 200 | 5768 | 5768 | 75.95 | 83.44 | 0.01 | 7.47
2030 | MISO_IN_2_MISO_MI | MISO_IN | MISO_MI | Internal | Shoulder | B13 | 600 | 5768 | 5768 | 75.95 | 83.44 | 0.01 | 7.47
2030 | MISO_IN_2_MISO_MI | MISO_IN | MISO_MI | Internal | Shoulder | B14 | 900 | 5768 | 5768 | 75.95 | 83.44 | 0.01 | 7.47
2030 | MISO_IN_2_MISO_MI | MISO_IN | MISO_MI | Internal | Shoulder | B15 | 1203 | 5768 | 5768 | 73.87 | 75.67 | 0.01 | 1.79
2030 | MISO_IN_2_MISO_MI | MISO_IN | MISO_MI | Internal | Summer | B1 | 10 | 5768 | 5768 | 114.5 | 138.39 | 0.01 | 23.87
2030 | MISO_IN_2_MISO_MI | MISO_IN | MISO_MI | Internal | Summer | B2 | 25 | 5768 | 4896.03 | 138.37 | 138.39 | 0.01 | 0
2030 | MISO_IN_2_MISO_MI | MISO_IN | MISO_MI | Internal | Summer | B3 | 75 | 5768 | 3545.19 | 130.39 | 130.4 | 0.01 | 0
2030 | MISO_IN_2_MISO_MI | MISO_IN | MISO_MI | Internal | Summer | B4 | 100 | 5768 | 2176.81 | 124.4 | 124.42 | 0.01 | 0
2030 | MISO_IN_2_MISO_MI | MISO_IN | MISO_MI | Internal | Summer | B5 | 200 | 5768 | 2254.03 | 112.95 | 112.96 | 0.01 | 0
2030 | MISO_IN_2_MISO_MI | MISO_IN | MISO_MI | Internal | Summer | B6 | 300 | 5768 | 1962.72 | 106.51 | 106.52 | 0.01 | 0
2030 | MISO_IN_2_MISO_MI | MISO_IN | MISO_MI | Internal | Summer | B7 | 400 | 5768 | 2273.44 | 97.82 | 97.83 | 0.01 | 0
2030 | MISO_IN_2_MISO_MI | MISO_IN | MISO_MI | Internal | Summer | B8 | 500 | 5768 | 2864.11 | 88.19 | 88.2 | 0.01 | 0
2030 | MISO_IN_2_MISO_MI | MISO_IN | MISO_MI | Internal | Summer | B9 | 800 | 5768 | 5302.1 | 82.32 | 82.33 | 0.01 | 0
2030 | MISO_IN_2_MISO_MI | MISO_IN | MISO_MI | Internal | Summer | B10 | 1262 | 5768 | 5768 | 74.6 | 74.76 | 0.01 | 0.15
2030 | MISO_IN_2_MISO_MI | MISO_IN | MISO_MI | Internal | Winter | B16 | 25 | 5768 | 5768 | 78.59 | 89.87 | 0.01 | 11.27
2030 | MISO_IN_2_MISO_MI | MISO_IN | MISO_MI | Internal | Winter | B17 | 100 | 5768 | 5768 | 78.59 | 87.27 | 0.01 | 8.67
2030 | MISO_IN_2_MISO_MI | MISO_IN | MISO_MI | Internal | Winter | B18 | 400 | 5768 | 5768 | 78.59 | 86.89 | 0.01 | 8.28
2030 | MISO_IN_2_MISO_MI | MISO_IN | MISO_MI | Internal | Winter | B19 | 700 | 5768 | 5768 | 78.59 | 85.07 | 0.01 | 6.47
2030 | MISO_IN_2_MISO_MI | MISO_IN | MISO_MI | Internal | Winter | B20 | 935 | 5768 | 5768 | 74.32 | 77.84 | 0.01 | 3.51
2030 | MISO_IN_2_MISO_MO-IL | MISO_IN | MISO_MO-IL | Internal | Shoulder | B11 | 25 | 5000 | 5000 | 75.95 | 83.95 | 0.01 | 7.99
2030 | MISO_IN_2_MISO_MO-IL | MISO_IN | MISO_MO-IL | Internal | Shoulder | B12 | 200 | 5000 | 5000 | 75.95 | 77.06 | 0.01 | 1.1
2030 | MISO_IN_2_MISO_MO-IL | MISO_IN | MISO_MO-IL | Internal | Shoulder | B13 | 600 | 5000 | 5000 | 75.95 | 77.06 | 0.01 | 1.1
2030 | MISO_IN_2_MISO_MO-IL | MISO_IN | MISO_MO-IL | Internal | Shoulder | B14 | 900 | 5000 | 1727.63 | 75.95 | 75.96 | 0.01 | 0
2030 | MISO_IN_2_MISO_MO-IL | MISO_IN | MISO_MO-IL | Internal | Shoulder | B15 | 1203 | 5000 | 0 | 73.87 | 71.45 | 0.01 | 0
2030 | MISO_IN_2_MISO_MO-IL | MISO_IN | MISO_MO-IL | Internal | Summer | B1 | 10 | 5000 | 5000 | 114.5 | 132.4 | 0.01 | 17.89
2030 | MISO_IN_2_MISO_MO-IL | MISO_IN | MISO_MO-IL | Internal | Summer | B2 | 25 | 5000 | 4912.16 | 138.37 | 138.39 | 0.01 | 0
2030 | MISO_IN_2_MISO_MO-IL | MISO_IN | MISO_MO-IL | Internal | Summer | B3 | 75 | 5000 | 5000 | 130.39 | 139.73 | 0.01 | 9.33
2030 | MISO_IN_2_MISO_MO-IL | MISO_IN | MISO_MO-IL | Internal | Summer | B4 | 100 | 5000 | 5000 | 124.4 | 132.42 | 0.01 | 8
2030 | MISO_IN_2_MISO_MO-IL | MISO_IN | MISO_MO-IL | Internal | Summer | B5 | 200 | 5000 | 5000 | 112.95 | 122.53 | 0.01 | 9.57
2030 | MISO_IN_2_MISO_MO-IL | MISO_IN | MISO_MO-IL | Internal | Summer | B6 | 300 | 5000 | 4955.05 | 106.51 | 106.52 | 0.01 | 0
2030 | MISO_IN_2_MISO_MO-IL | MISO_IN | MISO_MO-IL | Internal | Summer | B7 | 400 | 5000 | 2470.04 | 97.82 | 97.83 | 0.01 | 0
2030 | MISO_IN_2_MISO_MO-IL | MISO_IN | MISO_MO-IL | Internal | Summer | B8 | 500 | 5000 | 4433.26 | 88.19 | 88.2 | 0.01 | 0
2030 | MISO_IN_2_MISO_MO-IL | MISO_IN | MISO_MO-IL | Internal | Summer | B9 | 800 | 5000 | 4153.73 | 82.32 | 82.33 | 0.01 | 0
2030 | MISO_IN_2_MISO_MO-IL | MISO_IN | MISO_MO-IL | Internal | Summer | B10 | 1262 | 5000 | 657.48 | 74.6 | 74.61 | 0.01 | 0
2030 | MISO_IN_2_MISO_MO-IL | MISO_IN | MISO_MO-IL | Internal | Winter | B16 | 25 | 5000 | 3918.7 | 78.59 | 78.6 | 0.01 | 0
2030 | MISO_IN_2_MISO_MO-IL | MISO_IN | MISO_MO-IL | Internal | Winter | B17 | 100 | 5000 | 5000 | 78.59 | 79.81 | 0.01 | 1.21
2030 | MISO_IN_2_MISO_MO-IL | MISO_IN | MISO_MO-IL | Internal | Winter | B18 | 400 | 5000 | 5000 | 78.59 | 79.81 | 0.01 | 1.21
2030 | MISO_IN_2_MISO_MO-IL | MISO_IN | MISO_MO-IL | Internal | Winter | B19 | 700 | 5000 | 5000 | 78.59 | 79.81 | 0.01 | 1.21
2030 | MISO_IN_2_MISO_MO-IL | MISO_IN | MISO_MO-IL | Internal | Winter | B20 | 935 | 5000 | 0 | 74.32 | 74.03 | 0.01 | 0
2030 | MISO_IN_2_NonRTO_Midwest | MISO_IN | NonRTO_Midwest | Internal | Shoulder | B11 | 25 | 4800 | 2427.2 | 75.95 | 83.95 | 8 | 0
2030 | MISO_IN_2_NonRTO_Midwest | MISO_IN | NonRTO_Midwest | Internal | Shoulder | B12 | 200 | 4800 | 1860.5 | 75.95 | 83.95 | 8 | 0
2030 | MISO_IN_2_NonRTO_Midwest | MISO_IN | NonRTO_Midwest | Internal | Shoulder | B13 | 600 | 4800 | 1692.87 | 75.95 | 83.95 | 8 | 0
2030 | MISO_IN_2_NonRTO_Midwest | MISO_IN | NonRTO_Midwest | Internal | Shoulder | B14 | 900 | 4800 | 1295.65 | 75.95 | 83.95 | 8 | 0
2030 | MISO_IN_2_NonRTO_Midwest | MISO_IN | NonRTO_Midwest | Internal | Shoulder | B15 | 1203 | 4800 | 722.2 | 73.87 | 81.87 | 8 | 0
2030 | MISO_IN_2_NonRTO_Midwest | MISO_IN | NonRTO_Midwest | Internal | Summer | B1 | 10 | 4800 | 4800 | 114.5 | 132.4 | 8 | 9.9
2030 | MISO_IN_2_NonRTO_Midwest | MISO_IN | NonRTO_Midwest | Internal | Summer | B2 | 25 | 4800 | 2896.54 | 138.37 | 146.37 | 8 | 0
2030 | MISO_IN_2_NonRTO_Midwest | MISO_IN | NonRTO_Midwest | Internal | Summer | B3 | 75 | 4800 | 3471.08 | 130.39 | 138.39 | 8 | 0
2030 | MISO_IN_2_NonRTO_Midwest | MISO_IN | NonRTO_Midwest | Internal | Summer | B4 | 100 | 4800 | 2527.85 | 124.4 | 132.4 | 8 | 0
2030 | MISO_IN_2_NonRTO_Midwest | MISO_IN | NonRTO_Midwest | Internal | Summer | B5 | 200 | 4800 | 2030.27 | 112.95 | 120.95 | 8 | 0
2030 | MISO_IN_2_NonRTO_Midwest | MISO_IN | NonRTO_Midwest | Internal | Summer | B6 | 300 | 4800 | 1949.53 | 106.51 | 114.51 | 8 | 0
2030 | MISO_IN_2_NonRTO_Midwest | MISO_IN | NonRTO_Midwest | Internal | Summer | B7 | 400 | 4800 | 3506.45 | 97.82 | 105.82 | 8 | 0
2030 | MISO_IN_2_NonRTO_Midwest | MISO_IN | NonRTO_Midwest | Internal | Summer | B8 | 500 | 4800 | 2998.64 | 88.19 | 96.19 | 8 | 0
2030 | MISO_IN_2_NonRTO_Midwest | MISO_IN | NonRTO_Midwest | Internal | Summer | B9 | 800 | 4800 | 2202.47 | 82.32 | 90.32 | 8 | 0
2030 | MISO_IN_2_NonRTO_Midwest | MISO_IN | NonRTO_Midwest | Internal | Summer | B10 | 1262 | 4800 | 900.84 | 74.6 | 82.6 | 8 | 0
2030 | MISO_IN_2_NonRTO_Midwest | MISO_IN | NonRTO_Midwest | Internal | Winter | B16 | 25 | 4800 | 4722.59 | 78.59 | 86.59 | 8 | 0
2030 | MISO_IN_2_NonRTO_Midwest | MISO_IN | NonRTO_Midwest | Internal | Winter | B17 | 100 | 4800 | 4113.9 | 78.59 | 86.59 | 8 | 0
2030 | MISO_IN_2_NonRTO_Midwest | MISO_IN | NonRTO_Midwest | Internal | Winter | B18 | 400 | 4800 | 4030.46 | 78.59 | 86.59 | 8 | 0
2030 | MISO_IN_2_NonRTO_Midwest | MISO_IN | NonRTO_Midwest | Internal | Winter | B19 | 700 | 4800 | 3508.41 | 78.59 | 86.59 | 8 | 0
2030 | MISO_IN_2_NonRTO_Midwest | MISO_IN | NonRTO_Midwest | Internal | Winter | B20 | 935 | 4800 | 4092.24 | 74.32 | 82.32 | 8 | 0
2030 | MISO_IN_2_PJM_ROR | MISO_IN | PJM_ROR | Internal | Shoulder | B11 | 25 | 1253 | 1253 | 75.95 | 87.55 | 2 | 9.6
2030 | MISO_IN_2_PJM_ROR | MISO_IN | PJM_ROR | Internal | Shoulder | B12 | 200 | 1253 | 1253 | 75.95 | 85.44 | 2 | 7.49
2030 | MISO_IN_2_PJM_ROR | MISO_IN | PJM_ROR | Internal | Shoulder | B13 | 600 | 1253 | 1253 | 75.95 | 85.44 | 2 | 7.49
2030 | MISO_IN_2_PJM_ROR | MISO_IN | PJM_ROR | Internal | Shoulder | B14 | 900 | 1253 | 1253 | 75.95 | 85.44 | 2 | 7.49
2030 | MISO_IN_2_PJM_ROR | MISO_IN | PJM_ROR | Internal | Shoulder | B15 | 1203 | 1253 | 1247.49 | 73.87 | 75.87 | 2 | 0
2030 | MISO_IN_2_PJM_ROR | MISO_IN | PJM_ROR | Internal | Summer | B1 | 10 | 1253 | 1253 | 114.5 | 140.39 | 2 | 23.88
2030 | MISO_IN_2_PJM_ROR | MISO_IN | PJM_ROR | Internal | Summer | B2 | 25 | 1253 | 1251.72 | 138.37 | 140.39 | 2 | 0.01
2030 | MISO_IN_2_PJM_ROR | MISO_IN | PJM_ROR | Internal | Summer | B3 | 75 | 1253 | 1253 | 130.39 | 140.39 | 2 | 8
2030 | MISO_IN_2_PJM_ROR | MISO_IN | PJM_ROR | Internal | Summer | B4 | 100 | 1253 | 1253 | 124.4 | 134.4 | 2 | 8
2030 | MISO_IN_2_PJM_ROR | MISO_IN | PJM_ROR | Internal | Summer | B5 | 200 | 1253 | 1253 | 112.95 | 124.52 | 2 | 9.57
2030 | MISO_IN_2_PJM_ROR | MISO_IN | PJM_ROR | Internal | Summer | B6 | 300 | 1253 | 1252.88 | 106.51 | 108.52 | 2 | 0.01
2030 | MISO_IN_2_PJM_ROR | MISO_IN | PJM_ROR | Internal | Summer | B7 | 400 | 1253 | 1252.95 | 97.82 | 99.84 | 2 | 0.02
2030 | MISO_IN_2_PJM_ROR | MISO_IN | PJM_ROR | Internal | Summer | B8 | 500 | 1253 | 1252.99 | 88.19 | 90.25 | 2 | 0.06
2030 | MISO_IN_2_PJM_ROR | MISO_IN | PJM_ROR | Internal | Summer | B9 | 800 | 1253 | 1253 | 82.32 | 85.06 | 2 | 0.75
2030 | MISO_IN_2_PJM_ROR | MISO_IN | PJM_ROR | Internal | Summer | B10 | 1262 | 1253 | 0 | 74.6 | 74.87 | 2 | 0
2030 | MISO_IN_2_PJM_ROR | MISO_IN | PJM_ROR | Internal | Winter | B16 | 25 | 1253 | 1253 | 78.59 | 88.89 | 2 | 8.29
2030 | MISO_IN_2_PJM_ROR | MISO_IN | PJM_ROR | Internal | Winter | B17 | 100 | 1253 | 1253 | 78.59 | 89.27 | 2 | 8.68
2030 | MISO_IN_2_PJM_ROR | MISO_IN | PJM_ROR | Internal | Winter | B18 | 400 | 1253 | 1253 | 78.59 | 88.89 | 2 | 8.29
2030 | MISO_IN_2_PJM_ROR | MISO_IN | PJM_ROR | Internal | Winter | B19 | 700 | 1253 | 1253 | 78.59 | 88.89 | 2 | 8.29
2030 | MISO_IN_2_PJM_ROR | MISO_IN | PJM_ROR | Internal | Winter | B20 | 935 | 1253 | 1253 | 74.32 | 78.94 | 2 | 2.62
2030 | MISO_MI_2_IESO | MISO_MI | IESO | Internal | Shoulder | B11 | 25 | 2331 | 0 | 85.56 | 83.04 | 8 | 0
2030 | MISO_MI_2_IESO | MISO_MI | IESO | Internal | Shoulder | B12 | 200 | 2331 | 0 | 83.44 | 83.04 | 8 | 0
2030 | MISO_MI_2_IESO | MISO_MI | IESO | Internal | Shoulder | B13 | 600 | 2331 | 0 | 83.44 | 83.04 | 8 | 0
2030 | MISO_MI_2_IESO | MISO_MI | IESO | Internal | Shoulder | B14 | 900 | 2331 | 0 | 83.44 | 83.04 | 8 | 0
2030 | MISO_MI_2_IESO | MISO_MI | IESO | Internal | Shoulder | B15 | 1203 | 2331 | 0 | 75.67 | 83.04 | 8 | 0
2030 | MISO_MI_2_IESO | MISO_MI | IESO | Internal | Summer | B1 | 10 | 2331 | 0 | 138.39 | 131.39 | 8 | 0
2030 | MISO_MI_2_IESO | MISO_MI | IESO | Internal | Summer | B2 | 25 | 2331 | 0 | 138.39 | 131.39 | 8 | 0
2030 | MISO_MI_2_IESO | MISO_MI | IESO | Internal | Summer | B3 | 75 | 2331 | 0 | 130.4 | 117.84 | 8 | 0
2030 | MISO_MI_2_IESO | MISO_MI | IESO | Internal | Summer | B4 | 100 | 2331 | 0 | 124.42 | 99.35 | 8 | 0
2030 | MISO_MI_2_IESO | MISO_MI | IESO | Internal | Summer | B5 | 200 | 2331 | 0 | 112.96 | 99.35 | 8 | 0
2030 | MISO_MI_2_IESO | MISO_MI | IESO | Internal | Summer | B6 | 300 | 2331 | 0 | 106.52 | 99.35 | 8 | 0
2030 | MISO_MI_2_IESO | MISO_MI | IESO | Internal | Summer | B7 | 400 | 2331 | 0 | 97.83 | 89.87 | 8 | 0
2030 | MISO_MI_2_IESO | MISO_MI | IESO | Internal | Summer | B8 | 500 | 2331 | 0 | 88.2 | 81.2 | 8 | 0
2030 | MISO_MI_2_IESO | MISO_MI | IESO | Internal | Summer | B9 | 800 | 2331 | 0 | 82.33 | 75.33 | 8 | 0
2030 | MISO_MI_2_IESO | MISO_MI | IESO | Internal | Summer | B10 | 1262 | 2331 | 0 | 74.76 | 75.33 | 8 | 0
2030 | MISO_MI_2_IESO | MISO_MI | IESO | Internal | Winter | B16 | 25 | 2331 | 0 | 89.87 | 83.4 | 8 | 0
2030 | MISO_MI_2_IESO | MISO_MI | IESO | Internal | Winter | B17 | 100 | 2331 | 0 | 87.27 | 83.4 | 8 | 0
2030 | MISO_MI_2_IESO | MISO_MI | IESO | Internal | Winter | B18 | 400 | 2331 | 0 | 86.89 | 83.02 | 8 | 0
2030 | MISO_MI_2_IESO | MISO_MI | IESO | Internal | Winter | B19 | 700 | 2331 | 0 | 85.07 | 83.02 | 8 | 0
2030 | MISO_MI_2_IESO | MISO_MI | IESO | Internal | Winter | B20 | 935 | 2331 | 0 | 77.84 | 83.02 | 8 | 0
2030 | MISO_MI_2_MISO_IN | MISO_MI | MISO_IN | Internal | Shoulder | B11 | 25 | 2813 | 0 | 85.56 | 75.95 | 0.01 | 0
2030 | MISO_MI_2_MISO_IN | MISO_MI | MISO_IN | Internal | Shoulder | B12 | 200 | 2813 | 0 | 83.44 | 75.95 | 0.01 | 0
2030 | MISO_MI_2_MISO_IN | MISO_MI | MISO_IN | Internal | Shoulder | B13 | 600 | 2813 | 0 | 83.44 | 75.95 | 0.01 | 0
2030 | MISO_MI_2_MISO_IN | MISO_MI | MISO_IN | Internal | Shoulder | B14 | 900 | 2813 | 0 | 83.44 | 75.95 | 0.01 | 0
2030 | MISO_MI_2_MISO_IN | MISO_MI | MISO_IN | Internal | Shoulder | B15 | 1203 | 2813 | 0 | 75.67 | 73.87 | 0.01 | 0
2030 | MISO_MI_2_MISO_IN | MISO_MI | MISO_IN | Internal | Summer | B1 | 10 | 2813 | 0 | 138.39 | 114.5 | 0.01 | 0
2030 | MISO_MI_2_MISO_IN | MISO_MI | MISO_IN | Internal | Summer | B2 | 25 | 2813 | 0.75 | 138.39 | 138.37 | 0.01 | 0
2030 | MISO_MI_2_MISO_IN | MISO_MI | MISO_IN | Internal | Summer | B3 | 75 | 2813 | 0.27 | 130.4 | 130.39 | 0.01 | 0
2030 | MISO_MI_2_MISO_IN | MISO_MI | MISO_IN | Internal | Summer | B4 | 100 | 2813 | 0.21 | 124.42 | 124.4 | 0.01 | 0
2030 | MISO_MI_2_MISO_IN | MISO_MI | MISO_IN | Internal | Summer | B5 | 200 | 2813 | 0.1 | 112.96 | 112.95 | 0.01 | 0
2030 | MISO_MI_2_MISO_IN | MISO_MI | MISO_IN | Internal | Summer | B6 | 300 | 2813 | 0.07 | 106.52 | 106.51 | 0.01 | 0
2030 | MISO_MI_2_MISO_IN | MISO_MI | MISO_IN | Internal | Summer | B7 | 400 | 2813 | 0.05 | 97.83 | 97.82 | 0.01 | 0
2030 | MISO_MI_2_MISO_IN | MISO_MI | MISO_IN | Internal | Summer | B8 | 500 | 2813 | 0.04 | 88.2 | 88.19 | 0.01 | 0
2030 | MISO_MI_2_MISO_IN | MISO_MI | MISO_IN | Internal | Summer | B9 | 800 | 2813 | 0.03 | 82.33 | 82.32 | 0.01 | 0
2030 | MISO_MI_2_MISO_IN | MISO_MI | MISO_IN | Internal | Summer | B10 | 1262 | 2813 | 0 | 74.76 | 74.6 | 0.01 | 0
2030 | MISO_MI_2_MISO_IN | MISO_MI | MISO_IN | Internal | Winter | B16 | 25 | 2813 | 0 | 89.87 | 78.59 | 0.01 | 0
2030 | MISO_MI_2_MISO_IN | MISO_MI | MISO_IN | Internal | Winter | B17 | 100 | 2813 | 0 | 87.27 | 78.59 | 0.01 | 0
2030 | MISO_MI_2_MISO_IN | MISO_MI | MISO_IN | Internal | Winter | B18 | 400 | 2813 | 0 | 86.89 | 78.59 | 0.01 | 0
2030 | MISO_MI_2_MISO_IN | MISO_MI | MISO_IN | Internal | Winter | B19 | 700 | 2813 | 0 | 85.07 | 78.59 | 0.01 | 0
2030 | MISO_MI_2_MISO_IN | MISO_MI | MISO_IN | Internal | Winter | B20 | 935 | 2813 | 0 | 77.84 | 74.32 | 0.01 | 0
2030 | MISO_MI_2_MISO_WUMS | MISO_MI | MISO_WUMS | Internal | Shoulder | B11 | 25 | 805 | 0.79 | 85.56 | 85.55 | 0.01 | 0
2030 | MISO_MI_2_MISO_WUMS | MISO_MI | MISO_WUMS | Internal | Shoulder | B12 | 200 | 805 | 0.09 | 83.44 | 83.42 | 0.01 | 0
2030 | MISO_MI_2_MISO_WUMS | MISO_MI | MISO_WUMS | Internal | Shoulder | B13 | 600 | 805 | 0 | 83.44 | 79.93 | 0.01 | 0
2030 | MISO_MI_2_MISO_WUMS | MISO_MI | MISO_WUMS | Internal | Shoulder | B14 | 900 | 805 | 0 | 83.44 | 75.7 | 0.01 | 0
2030 | MISO_MI_2_MISO_WUMS | MISO_MI | MISO_WUMS | Internal | Shoulder | B15 | 1203 | 805 | 804.98 | 75.67 | 75.7 | 0.01 | 0.02
2030 | MISO_MI_2_MISO_WUMS | MISO_MI | MISO_WUMS | Internal | Summer | B1 | 10 | 805 | 1.88 | 138.39 | 138.37 | 0.01 | 0
2030 | MISO_MI_2_MISO_WUMS | MISO_MI | MISO_WUMS | Internal | Summer | B2 | 25 | 805 | 0.95 | 138.39 | 138.37 | 0.01 | 0
2030 | MISO_MI_2_MISO_WUMS | MISO_MI | MISO_WUMS | Internal | Summer | B3 | 75 | 805 | 805 | 130.4 | 135.13 | 0.01 | 4.72
2030 | MISO_MI_2_MISO_WUMS | MISO_MI | MISO_WUMS | Internal | Summer | B4 | 100 | 805 | 805 | 124.42 | 132.39 | 0.01 | 7.96
2030 | MISO_MI_2_MISO_WUMS | MISO_MI | MISO_WUMS | Internal | Summer | B5 | 200 | 805 | 489.61 | 112.96 | 112.97 | 0.01 | 0
2030 | MISO_MI_2_MISO_WUMS | MISO_MI | MISO_WUMS | Internal | Summer | B6 | 300 | 805 | 0.07 | 106.52 | 106.51 | 0.01 | 0
2030 | MISO_MI_2_MISO_WUMS | MISO_MI | MISO_WUMS | Internal | Summer | B7 | 400 | 805 | 0 | 97.83 | 95.05 | 0.01 | 0
2030 | MISO_MI_2_MISO_WUMS | MISO_MI | MISO_WUMS | Internal | Summer | B8 | 500 | 805 | 0 | 88.2 | 85.76 | 0.01 | 0
2030 | MISO_MI_2_MISO_WUMS | MISO_MI | MISO_WUMS | Internal | Summer | B9 | 800 | 805 | 0.05 | 82.33 | 82.33 | 0.01 | 0
2030 | MISO_MI_2_MISO_WUMS | MISO_MI | MISO_WUMS | Internal | Summer | B10 | 1262 | 805 | 0 | 74.76 | 74.34 | 0.01 | 0
2030 | MISO_MI_2_MISO_WUMS | MISO_MI | MISO_WUMS | Internal | Winter | B16 | 25 | 805 | 0 | 89.87 | 80.37 | 0.01 | 0
2030 | MISO_MI_2_MISO_WUMS | MISO_MI | MISO_WUMS | Internal | Winter | B17 | 100 | 805 | 0.17 | 87.27 | 87.26 | 0.01 | 0
2030 | MISO_MI_2_MISO_WUMS | MISO_MI | MISO_WUMS | Internal | Winter | B18 | 400 | 805 | 0 | 86.89 | 80.37 | 0.01 | 0
2030 | MISO_MI_2_MISO_WUMS | MISO_MI | MISO_WUMS | Internal | Winter | B19 | 700 | 805 | 0 | 85.07 | 80.37 | 0.01 | 0
2030 | MISO_MI_2_MISO_WUMS | MISO_MI | MISO_WUMS | Internal | Winter | B20 | 935 | 805 | 805 | 77.84 | 78.33 | 0.01 | 0.47
2030 | MISO_MI_2_PJM_ROR | MISO_MI | PJM_ROR | Internal | Shoulder | B11 | 25 | 1424 | 1.54 | 85.56 | 87.55 | 2 | 0
2030 | MISO_MI_2_PJM_ROR | MISO_MI | PJM_ROR | Internal | Shoulder | B12 | 200 | 1424 | 43.88 | 83.44 | 85.44 | 2 | 0
2030 | MISO_MI_2_PJM_ROR | MISO_MI | PJM_ROR | Internal | Shoulder | B13 | 600 | 1424 | 231.84 | 83.44 | 85.44 | 2 | 0
2030 | MISO_MI_2_PJM_ROR | MISO_MI | PJM_ROR | Internal | Shoulder | B14 | 900 | 1424 | 1315.81 | 83.44 | 85.44 | 2 | 0
2030 | MISO_MI_2_PJM_ROR | MISO_MI | PJM_ROR | Internal | Shoulder | B15 | 1203 | 1424 | 0 | 75.67 | 75.87 | 2 | 0
2030 | MISO_MI_2_PJM_ROR | MISO_MI | PJM_ROR | Internal | Summer | B1 | 10 | 1424 | 1189.87 | 138.39 | 140.39 | 2 | 0
2030 | MISO_MI_2_PJM_ROR | MISO_MI | PJM_ROR | Internal | Summer | B2 | 25 | 1424 | 1345.96 | 138.39 | 140.39 | 2 | 0
2030 | MISO_MI_2_PJM_ROR | MISO_MI | PJM_ROR | Internal | Summer | B3 | 75 | 1424 | 1424 | 130.4 | 140.39 | 2 | 7.99
2030 | MISO_MI_2_PJM_ROR | MISO_MI | PJM_ROR | Internal | Summer | B4 | 100 | 1424 | 1424 | 124.42 | 134.4 | 2 | 7.99
2030 | MISO_MI_2_PJM_ROR | MISO_MI | PJM_ROR | Internal | Summer | B5 | 200 | 1424 | 1424 | 112.96 | 124.52 | 2 | 9.55
2030 | MISO_MI_2_PJM_ROR | MISO_MI | PJM_ROR | Internal | Summer | B6 | 300 | 1424 | 1366.04 | 106.52 | 108.52 | 2 | 0
2030 | MISO_MI_2_PJM_ROR | MISO_MI | PJM_ROR | Internal | Summer | B7 | 400 | 1424 | 1423.9 | 97.83 | 99.84 | 2 | 0.01
2030 | MISO_MI_2_PJM_ROR | MISO_MI | PJM_ROR | Internal | Summer | B8 | 500 | 1424 | 1423.98 | 88.2 | 90.25 | 2 | 0.05
2030 | MISO_MI_2_PJM_ROR | MISO_MI | PJM_ROR | Internal | Summer | B9 | 800 | 1424 | 1424 | 82.33 | 85.06 | 2 | 0.73
2030 | MISO_MI_2_PJM_ROR | MISO_MI | PJM_ROR | Internal | Summer | B10 | 1262 | 1424 | 0 | 74.76 | 74.87 | 2 | 0
2030 | MISO_MI_2_PJM_ROR | MISO_MI | PJM_ROR | Internal | Winter | B16 | 25 | 1424 | 0 | 89.87 | 88.89 | 2 | 0
2030 | MISO_MI_2_PJM_ROR | MISO_MI | PJM_ROR | Internal | Winter | B17 | 100 | 1424 | 889.89 | 87.27 | 89.27 | 2 | 0
2030 | MISO_MI_2_PJM_ROR | MISO_MI | PJM_ROR | Internal | Winter | B18 | 400 | 1424 | 367.96 | 86.89 | 88.89 | 2 | 0
2030 | MISO_MI_2_PJM_ROR | MISO_MI | PJM_ROR | Internal | Winter | B19 | 700 | 1424 | 1424 | 85.07 | 88.89 | 2 | 1.81
2030 | MISO_MI_2_PJM_ROR | MISO_MI | PJM_ROR | Internal | Winter | B20 | 935 | 1424 | 0 | 77.84 | 78.94 | 2 | 0
2030 | MISO_MO-IL_2_ENT | MISO_MO-IL | ENT | Internal | Shoulder | B11 | 25 | 2540 | 0.01 | 83.95 | 90.37 | 8 | 0
2030 | MISO_MO-IL_2_ENT | MISO_MO-IL | ENT | Internal | Shoulder | B12 | 200 | 2540 | 0 | 77.06 | 80.87 | 8 | 0
2030 | MISO_MO-IL_2_ENT | MISO_MO-IL | ENT | Internal | Shoulder | B13 | 600 | 2540 | 0 | 77.06 | 78.27 | 8 | 0
2030 | MISO_MO-IL_2_ENT | MISO_MO-IL | ENT | Internal | Shoulder | B14 | 900 | 2540 | 0 | 75.96 | 78.27 | 8 | 0
2030 | MISO_MO-IL_2_ENT | MISO_MO-IL | ENT | Internal | Shoulder | B15 | 1203 | 2540 | 0 | 71.45 | 71.45 | 8 | 0
2030 | MISO_MO-IL_2_ENT | MISO_MO-IL | ENT | Internal | Summer | B1 | 10 | 2540 | 0 | 132.4 | 93.48 | 8 | 0
2030 | MISO_MO-IL_2_ENT | MISO_MO-IL | ENT | Internal | Summer | B2 | 25 | 2540 | 0 | 138.39 | 138.39 | 8 | 0
2030 | MISO_MO-IL_2_ENT | MISO_MO-IL | ENT | Internal | Summer | B3 | 75 | 2540 | 0 | 139.73 | 139.73 | 8 | 0
2030 | MISO_MO-IL_2_ENT | MISO_MO-IL | ENT | Internal | Summer | B4 | 100 | 2540 | 0 | 132.42 | 133.93 | 8 | 0
2030 | MISO_MO-IL_2_ENT | MISO_MO-IL | ENT | Internal | Summer | B5 | 200 | 2540 | 0 | 122.53 | 129.95 | 8 | 0
2030 | MISO_MO-IL_2_ENT | MISO_MO-IL | ENT | Internal | Summer | B6 | 300 | 2540 | 0 | 106.52 | 106.53 | 8 | 0
2030 | MISO_MO-IL_2_ENT | MISO_MO-IL | ENT | Internal | Summer | B7 | 400 | 2540 | 0 | 97.83 | 97.83 | 8 | 0
2030 | MISO_MO-IL_2_ENT | MISO_MO-IL | ENT | Internal | Summer | B8 | 500 | 2540 | 0 | 88.2 | 88.77 | 8 | 0
2030 | MISO_MO-IL_2_ENT | MISO_MO-IL | ENT | Internal | Summer | B9 | 800 | 2540 | 0 | 82.33 | 82.88 | 8 | 0
2030 | MISO_MO-IL_2_ENT | MISO_MO-IL | ENT | Internal | Summer | B10 | 1262 | 2540 | 0 | 74.61 | 76.91 | 8 | 0
2030 | MISO_MO-IL_2_ENT | MISO_MO-IL | ENT | Internal | Winter | B16 | 25 | 2540 | 0 | 78.6 | 80.96 | 8 | 0
2030 | MISO_MO-IL_2_ENT | MISO_MO-IL | ENT | Internal | Winter | B17 | 100 | 2540 | 0 | 79.81 | 80.96 | 8 | 0
2030 | MISO_MO-IL_2_ENT | MISO_MO-IL | ENT | Internal | Winter | B18 | 400 | 2540 | 0 | 79.81 | 80.96 | 8 | 0
2030 | MISO_MO-IL_2_ENT | MISO_MO-IL | ENT | Internal | Winter | B19 | 700 | 2540 | 0 | 79.81 | 80.96 | 8 | 0
2030 | MISO_MO-IL_2_ENT | MISO_MO-IL | ENT | Internal | Winter | B20 | 935 | 2540 | 0 | 74.03 | 74.03 | 8 | 0
2030 | MISO_MO-IL_2_MISO_IN | MISO_MO-IL | MISO_IN | Internal | Shoulder | B11 | 25 | 2100 | 0 | 83.95 | 75.95 | 0.01 | 0
2030 | MISO_MO-IL_2_MISO_IN | MISO_MO-IL | MISO_IN | Internal | Shoulder | B12 | 200 | 2100 | 0 | 77.06 | 75.95 | 0.01 | 0
2030 | MISO_MO-IL_2_MISO_IN | MISO_MO-IL | MISO_IN | Internal | Shoulder | B13 | 600 | 2100 | 0 | 77.06 | 75.95 | 0.01 | 0
2030 | MISO_MO-IL_2_MISO_IN | MISO_MO-IL | MISO_IN | Internal | Shoulder | B14 | 900 | 2100 | 0.02 | 75.96 | 75.95 | 0.01 | 0
2030 | MISO_MO-IL_2_MISO_IN | MISO_MO-IL | MISO_IN | Internal | Shoulder | B15 | 1203 | 2100 | 2100 | 71.45 | 73.87 | 0.01 | 2.41
2030 | MISO_MO-IL_2_MISO_IN | MISO_MO-IL | MISO_IN | Internal | Summer | B1 | 10 | 2100 | 0 | 132.4 | 114.5 | 0.01 | 0
2030 | MISO_MO-IL_2_MISO_IN | MISO_MO-IL | MISO_IN | Internal | Summer | B2 | 25 | 2100 | 0.68 | 138.39 | 138.37 | 0.01 | 0
2030 | MISO_MO-IL_2_MISO_IN | MISO_MO-IL | MISO_IN | Internal | Summer | B3 | 75 | 2100 | 0 | 139.73 | 130.39 | 0.01 | 0
2030 | MISO_MO-IL_2_MISO_IN | MISO_MO-IL | MISO_IN | Internal | Summer | B4 | 100 | 2100 | 0 | 132.42 | 124.4 | 0.01 | 0
2030 | MISO_MO-IL_2_MISO_IN | MISO_MO-IL | MISO_IN | Internal | Summer | B5 | 200 | 2100 | 0 | 122.53 | 112.95 | 0.01 | 0
2030 | MISO_MO-IL_2_MISO_IN | MISO_MO-IL | MISO_IN | Internal | Summer | B6 | 300 | 2100 | 0.06 | 106.52 | 106.51 | 0.01 | 0
2030 | MISO_MO-IL_2_MISO_IN | MISO_MO-IL | MISO_IN | Internal | Summer | B7 | 400 | 2100 | 0.05 | 97.83 | 97.82 | 0.01 | 0
2030 | MISO_MO-IL_2_MISO_IN | MISO_MO-IL | MISO_IN | Internal | Summer | B8 | 500 | 2100 | 0.04 | 88.2 | 88.19 | 0.01 | 0
2030 | MISO_MO-IL_2_MISO_IN | MISO_MO-IL | MISO_IN | Internal | Summer | B9 | 800 | 2100 | 0.03 | 82.33 | 82.32 | 0.01 | 0
2030 | MISO_MO-IL_2_MISO_IN | MISO_MO-IL | MISO_IN | Internal | Summer | B10 | 1262 | 2100 | 0.02 | 74.61 | 74.6 | 0.01 | 0
2030 | MISO_MO-IL_2_MISO_IN | MISO_MO-IL | MISO_IN | Internal | Winter | B16 | 25 | 2100 | 0.76 | 78.6 | 78.59 | 0.01 | 0
2030 | MISO_MO-IL_2_MISO_IN | MISO_MO-IL | MISO_IN | Internal | Winter | B17 | 100 | 2100 | 0 | 79.81 | 78.59 | 0.01 | 0
2030 | MISO_MO-IL_2_MISO_IN | MISO_MO-IL | MISO_IN | Internal | Winter | B18 | 400 | 2100 | 0 | 79.81 | 78.59 | 0.01 | 0
2030 | MISO_MO-IL_2_MISO_IN | MISO_MO-IL | MISO_IN | Internal | Winter | B19 | 700 | 2100 | 0 | 79.81 | 78.59 | 0.01 | 0
2030 | MISO_MO-IL_2_MISO_IN | MISO_MO-IL | MISO_IN | Internal | Winter | B20 | 935 | 2100 | 2100 | 74.03 | 74.32 | 0.01 | 0.28
2030 | MISO_MO-IL_2_MISO_W | MISO_MO-IL | MISO_W | Internal | Shoulder | B11 | 25 | 1082 | 1081.99 | 83.95 | 85.55 | 0.01 | 1.58
2030 | MISO_MO-IL_2_MISO_W | MISO_MO-IL | MISO_W | Internal | Shoulder | B12 | 200 | 1082 | 1082 | 77.06 | 80.86 | 0.01 | 3.79
2030 | MISO_MO-IL_2_MISO_W | MISO_MO-IL | MISO_W | Internal | Shoulder | B13 | 600 | 1082 | 928.83 | 77.06 | 77.07 | 0.01 | 0
2030 | MISO_MO-IL_2_MISO_W | MISO_MO-IL | MISO_W | Internal | Shoulder | B14 | 900 | 1082 | 0 | 75.96 | 75.69 | 0.01 | 0
2030 | MISO_MO-IL_2_MISO_W | MISO_MO-IL | MISO_W | Internal | Shoulder | B15 | 1203 | 1082 | 0 | 71.45 | 11.54 | 0.01 | 0
2030 | MISO_MO-IL_2_MISO_W | MISO_MO-IL | MISO_W | Internal | Summer | B1 | 10 | 1082 | 1081.99 | 132.4 | 138.39 | 0.01 | 5.97
2030 | MISO_MO-IL_2_MISO_W | MISO_MO-IL | MISO_W | Internal | Summer | B2 | 25 | 1082 | 1.55 | 138.39 | 138.39 | 0.01 | 0
2030 | MISO_MO-IL_2_MISO_W | MISO_MO-IL | MISO_W | Internal | Summer | B3 | 75 | 1082 | 0.27 | 139.73 | 139.71 | 0.01 | 0
2030 | MISO_MO-IL_2_MISO_W | MISO_MO-IL | MISO_W | Internal | Summer | B4 | 100 | 1082 | 0.2 | 132.42 | 132.4 | 0.01 | 0
2030 | MISO_MO-IL_2_MISO_W | MISO_MO-IL | MISO_W | Internal | Summer | B5 | 200 | 1082 | 0.1 | 122.53 | 122.52 | 0.01 | 0
2030 | MISO_MO-IL_2_MISO_W | MISO_MO-IL | MISO_W | Internal | Summer | B6 | 300 | 1082 | 0.13 | 106.52 | 106.52 | 0.01 | 0
2030 | MISO_MO-IL_2_MISO_W | MISO_MO-IL | MISO_W | Internal | Summer | B7 | 400 | 1082 | 52.85 | 97.83 | 97.84 | 0.01 | 0
2030 | MISO_MO-IL_2_MISO_W | MISO_MO-IL | MISO_W | Internal | Summer | B8 | 500 | 1082 | 219.37 | 88.2 | 88.21 | 0.01 | 0
2030 | MISO_MO-IL_2_MISO_W | MISO_MO-IL | MISO_W | Internal | Summer | B9 | 800 | 1082 | 871.37 | 82.33 | 82.34 | 0.01 | 0
2030 | MISO_MO-IL_2_MISO_W | MISO_MO-IL | MISO_W | Internal | Summer | B10 | 1262 | 1082 | 0 | 74.61 | 72.87 | 0.01 | 0
2030 | MISO_MO-IL_2_MISO_W | MISO_MO-IL | MISO_W | Internal | Winter | B16 | 25 | 1082 | 0 | 78.6 | 59.3 | 0.01 | 0
2030 | MISO_MO-IL_2_MISO_W | MISO_MO-IL | MISO_W | Internal | Winter | B17 | 100 | 1082 | 0 | 79.81 | 67.81 | 0.01 | 0
2030 | MISO_MO-IL_2_MISO_W | MISO_MO-IL | MISO_W | Internal | Winter | B18 | 400 | 1082 | 0.05 | 79.81 | 79.8 | 0.01 | 0
2030 | MISO_MO-IL_2_MISO_W | MISO_MO-IL | MISO_W | Internal | Winter | B19 | 700 | 1082 | 0.03 | 79.81 | 79.8 | 0.01 | 0
2030 | MISO_MO-IL_2_MISO_W | MISO_MO-IL | MISO_W | Internal | Winter | B20 | 935 | 1082 | 0 | 74.03 | 16.03 | 0.01 | 0
2030 | MISO_MO-IL_2_PJM_ROR | MISO_MO-IL | PJM_ROR | Internal | Shoulder | B11 | 25 | 1212 | 1211.99 | 83.95 | 87.55 | 2 | 1.6
2030 | MISO_MO-IL_2_PJM_ROR | MISO_MO-IL | PJM_ROR | Internal | Shoulder | B12 | 200 | 1212 | 1212 | 77.06 | 85.44 | 2 | 6.37
2030 | MISO_MO-IL_2_PJM_ROR | MISO_MO-IL | PJM_ROR | Internal | Shoulder | B13 | 600 | 1212 | 1212 | 77.06 | 85.44 | 2 | 6.37
2030 | MISO_MO-IL_2_PJM_ROR | MISO_MO-IL | PJM_ROR | Internal | Shoulder | B14 | 900 | 1212 | 1212 | 75.96 | 85.44 | 2 | 7.47
2030 | MISO_MO-IL_2_PJM_ROR | MISO_MO-IL | PJM_ROR | Internal | Shoulder | B15 | 1203 | 1212 | 1212 | 71.45 | 75.87 | 2 | 2.42
2030 | MISO_MO-IL_2_PJM_ROR | MISO_MO-IL | PJM_ROR | Internal | Summer | B1 | 10 | 1212 | 1211.99 | 132.4 | 140.39 | 2 | 5.98
2030 | MISO_MO-IL_2_PJM_ROR | MISO_MO-IL | PJM_ROR | Internal | Summer | B2 | 25 | 1212 | 794.48 | 138.39 | 140.39 | 2 | 0
2030 | MISO_MO-IL_2_PJM_ROR | MISO_MO-IL | PJM_ROR | Internal | Summer | B3 | 75 | 1212 | 0 | 139.73 | 140.39 | 2 | 0
2030 | MISO_MO-IL_2_PJM_ROR | MISO_MO-IL | PJM_ROR | Internal | Summer | B4 | 100 | 1212 | 0.38 | 132.42 | 134.4 | 2 | 0
2030 | MISO_MO-IL_2_PJM_ROR | MISO_MO-IL | PJM_ROR | Internal | Summer | B5 | 200 | 1212 | 0.2 | 122.53 | 124.52 | 2 | 0
2030 | MISO_MO-IL_2_PJM_ROR | MISO_MO-IL | PJM_ROR | Internal | Summer | B6 | 300 | 1212 | 143.19 | 106.52 | 108.52 | 2 | 0
2030 | MISO_MO-IL_2_PJM_ROR | MISO_MO-IL | PJM_ROR | Internal | Summer | B7 | 400 | 1212 | 1211.9 | 97.83 | 99.84 | 2 | 0.01
2030 | MISO_MO-IL_2_PJM_ROR | MISO_MO-IL | PJM_ROR | Internal | Summer | B8 | 500 | 1212 | 1211.98 | 88.2 | 90.25 | 2 | 0.05
2030 | MISO_MO-IL_2_PJM_ROR | MISO_MO-IL | PJM_ROR | Internal | Summer | B9 | 800 | 1212 | 1212 | 82.33 | 85.06 | 2 | 0.73
2030 | MISO_MO-IL_2_PJM_ROR | MISO_MO-IL | PJM_ROR | Internal | Summer | B10 | 1262 | 1212 | 0 | 74.61 | 74.87 | 2 | 0
2030 | MISO_MO-IL_2_PJM_ROR | MISO_MO-IL | PJM_ROR | Internal | Winter | B16 | 25 | 1212 | 1212 | 78.6 | 88.89 | 2 | 8.28
2030 | MISO_MO-IL_2_PJM_ROR | MISO_MO-IL | PJM_ROR | Internal | Winter | B17 | 100 | 1212 | 1212 | 79.81 | 89.27 | 2 | 7.46
2030 | MISO_MO-IL_2_PJM_ROR | MISO_MO-IL | PJM_ROR | Internal | Winter | B18 | 400 | 1212 | 1212 | 79.81 | 88.89 | 2 | 7.07
2030 | MISO_MO-IL_2_PJM_ROR | MISO_MO-IL | PJM_ROR | Internal | Winter | B19 | 700 | 1212 | 1212 | 79.81 | 88.89 | 2 | 7.07
2030 | MISO_MO-IL_2_PJM_ROR | MISO_MO-IL | PJM_ROR | Internal | Winter | B20 | 935 | 1212 | 1212 | 74.03 | 78.94 | 2 | 2.91
2030 | MISO_MO-IL_2_SPP_N | MISO_MO-IL | SPP_N | Internal | Shoulder | B11 | 25 | 4019 | 0 | 83.95 | 85.37 | 8 | 0
2030 | MISO_MO-IL_2_SPP_N | MISO_MO-IL | SPP_N | Internal | Shoulder | B12 | 200 | 4019 | 0 | 77.06 | 75.87 | 8 | 0
2030 | MISO_MO-IL_2_SPP_N | MISO_MO-IL | SPP_N | Internal | Shoulder | B13 | 600 | 4019 | 0 | 77.06 | 73.27 | 8 | 0
2030 | MISO_MO-IL_2_SPP_N | MISO_MO-IL | SPP_N | Internal | Shoulder | B14 | 900 | 4019 | 0 | 75.96 | 18.53 | 8 | 0
2030 | MISO_MO-IL_2_SPP_N | MISO_MO-IL | SPP_N | Internal | Shoulder | B15 | 1203 | 4019 | 0 | 71.45 | 0.01 | 8 | 0
2030 | MISO_MO-IL_2_SPP_N | MISO_MO-IL | SPP_N | Internal | Summer | B1 | 10 | 4019 | 0 | 132.4 | 88.48 | 8 | 0
2030 | MISO_MO-IL_2_SPP_N | MISO_MO-IL | SPP_N | Internal | Summer | B2 | 25 | 4019 | 0 | 138.39 | 133.39 | 8 | 0
2030 | MISO_MO-IL_2_SPP_N | MISO_MO-IL | SPP_N | Internal | Summer | B3 | 75 | 4019 | 0 | 139.73 | 134.73 | 8 | 0
2030 | MISO_MO-IL_2_SPP_N | MISO_MO-IL | SPP_N | Internal | Summer | B4 | 100 | 4019 | 0 | 132.42 | 128.93 | 8 | 0
2030 | MISO_MO-IL_2_SPP_N | MISO_MO-IL | SPP_N | Internal | Summer | B5 | 200 | 4019 | 0 | 122.53 | 124.95 | 8 | 0
2030 | MISO_MO-IL_2_SPP_N | MISO_MO-IL | SPP_N | Internal | Summer | B6 | 300 | 4019 | 0 | 106.52 | 101.53 | 8 | 0
2030 | MISO_MO-IL_2_SPP_N | MISO_MO-IL | SPP_N | Internal | Summer | B7 | 400 | 4019 | 0 | 97.83 | 92.83 | 8 | 0
2030 | MISO_MO-IL_2_SPP_N | MISO_MO-IL | SPP_N | Internal | Summer | B8 | 500 | 4019 | 0 | 88.2 | 83.77 | 8 | 0
2030 | MISO_MO-IL_2_SPP_N | MISO_MO-IL | SPP_N | Internal | Summer | B9 | 800 | 4019 | 0 | 82.33 | 77.88 | 8 | 0
2030 | MISO_MO-IL_2_SPP_N | MISO_MO-IL | SPP_N | Internal | Summer | B10 | 1262 | 4019 | 0 | 74.61 | 71.9 | 8 | 0
2030 | MISO_MO-IL_2_SPP_N | MISO_MO-IL | SPP_N | Internal | Winter | B16 | 25 | 4019 | 0 | 78.6 | 73.6 | 8 | 0
2030 | MISO_MO-IL_2_SPP_N | MISO_MO-IL | SPP_N | Internal | Winter | B17 | 100 | 4019 | 0 | 79.81 | 74.81 | 8 | 0
2030 | MISO_MO-IL_2_SPP_N | MISO_MO-IL | SPP_N | Internal | Winter | B18 | 400 | 4019 | 0 | 79.81 | 75.96 | 8 | 0
2030 | MISO_MO-IL_2_SPP_N | MISO_MO-IL | SPP_N | Internal | Winter | B19 | 700 | 4019 | 0 | 79.81 | 75.94 | 8 | 0
2030 | MISO_MO-IL_2_SPP_N | MISO_MO-IL | SPP_N | Internal | Winter | B20 | 935 | 4019 | 0 | 74.03 | 11.04 | 8 | 0
2030 | MISO_MO-IL_2_TVA_Transmission | MISO_MO-IL | TVA_Transmission | Internal | Shoulder | B11 | 25 | 4000 | 2751.03 | 83.95 | 91.95 | 8 | 0
2030 | MISO_MO-IL_2_TVA_Transmission | MISO_MO-IL | TVA_Transmission | Internal | Shoulder | B12 | 200 | 4000 | 2376.97 | 77.06 | 85.06 | 8 | 0
2030 | MISO_MO-IL_2_TVA_Transmission | MISO_MO-IL | TVA_Transmission | Internal | Shoulder | B13 | 600 | 4000 | 1746 | 77.06 | 85.06 | 8 | 0
2030 | MISO_MO-IL_2_TVA_Transmission | MISO_MO-IL | TVA_Transmission | Internal | Shoulder | B14 | 900 | 4000 | 4000 | 75.96 | 84.98 | 8 | 1.01
2030 | MISO_MO-IL_2_TVA_Transmission | MISO_MO-IL | TVA_Transmission | Internal | Shoulder | B15 | 1203 | 4000 | 2644.85 | 71.45 | 79.45 | 8 | 0
2030 | MISO_MO-IL_2_TVA_Transmission | MISO_MO-IL | TVA_Transmission | Internal | Summer | B1 | 10 | 4000 | 3304.89 | 132.4 | 140.4 | 8 | 0
2030 | MISO_MO-IL_2_TVA_Transmission | MISO_MO-IL | TVA_Transmission | Internal | Summer | B2 | 25 | 4000 | 1118.29 | 138.39 | 146.39 | 8 | 0
2030 | MISO_MO-IL_2_TVA_Transmission | MISO_MO-IL | TVA_Transmission | Internal | Summer | B3 | 75 | 4000 | 0 | 139.73 | 146.39 | 8 | 0
2030 | MISO_MO-IL_2_TVA_Transmission | MISO_MO-IL | TVA_Transmission | Internal | Summer | B4 | 100 | 4000 | 0.38 | 132.42 | 140.4 | 8 | 0
2030 | MISO_MO-IL_2_TVA_Transmission | MISO_MO-IL | TVA_Transmission | Internal | Summer | B5 | 200 | 4000 | 0 | 122.53 | 128.95 | 8 | 0
2030 | MISO_MO-IL_2_TVA_Transmission | MISO_MO-IL | TVA_Transmission | Internal | Summer | B6 | 300 | 4000 | 0 | 106.52 | 110.67 | 8 | 0
2030 | MISO_MO-IL_2_TVA_Transmission | MISO_MO-IL | TVA_Transmission | Internal | Summer | B7 | 400 | 4000 | 0 | 97.83 | 101.44 | 8 | 0
2030 | MISO_MO-IL_2_TVA_Transmission | MISO_MO-IL | TVA_Transmission | Internal | Summer | B8 | 500 | 4000 | 0 | 88.2 | 94.78 | 8 | 0
2030 | MISO_MO-IL_2_TVA_Transmission | MISO_MO-IL | TVA_Transmission | Internal | Summer | B9 | 800 | 4000 | 278.49 | 82.33 | 90.33 | 8 | 0
2030 | MISO_MO-IL_2_TVA_Transmission | MISO_MO-IL | TVA_Transmission | Internal | Summer | B10 | 1262 | 4000 | 0 | 74.61 | 79.51 | 8 | 0
2030 | MISO_MO-IL_2_TVA_Transmission | MISO_MO-IL | TVA_Transmission | Internal | Winter | B16 | 25 | 4000 | 4000 | 78.6 | 92.9 | 8 | 6.29
2030 | MISO_MO-IL_2_TVA_Transmission | MISO_MO-IL | TVA_Transmission | Internal | Winter | B17 | 100 | 4000 | 3552.01 | 79.81 | 87.81 | 8 | 0
2030 | MISO_MO-IL_2_TVA_Transmission | MISO_MO-IL | TVA_Transmission | Internal | Winter | B18 | 400 | 4000 | 677.33 | 79.81 | 87.81 | 8 | 0
2030 | MISO_MO-IL_2_TVA_Transmission | MISO_MO-IL | TVA_Transmission | Internal | Winter | B19 | 700 | 4000 | 371.11 | 79.81 | 87.81 | 8 | 0
2030 | MISO_MO-IL_2_TVA_Transmission | MISO_MO-IL | TVA_Transmission | Internal | Winter | B20 | 935 | 4000 | 3199.36 | 74.03 | 82.03 | 8 | 0
2030 | MISO_W_2_IESO | MISO_W | IESO | Internal | Shoulder | B11 | 25 | 157 | 0 | 85.55 | 83.04 | 8 | 0
2030 | MISO_W_2_IESO | MISO_W | IESO | Internal | Shoulder | B12 | 200 | 157 | 0 | 80.86 | 83.04 | 8 | 0
2030 | MISO_W_2_IESO | MISO_W | IESO | Internal | Shoulder | B13 | 600 | 157 | 0 | 77.07 | 83.04 | 8 | 0
2030 | MISO_W_2_IESO | MISO_W | IESO | Internal | Shoulder | B14 | 900 | 157 | 0 | 75.69 | 83.04 | 8 | 0
2030 | MISO_W_2_IESO | MISO_W | IESO | Internal | Shoulder | B15 | 1203 | 157 | 157 | 11.54 | 83.04 | 8 | 63.5
2030 | MISO_W_2_IESO | MISO_W | IESO | Internal | Summer | B1 | 10 | 157 | 0 | 138.39 | 131.39 | 8 | 0
2030 | MISO_W_2_IESO | MISO_W | IESO | Internal | Summer | B2 | 25 | 157 | 0 | 138.39 | 131.39 | 8 | 0
2030 | MISO_W_2_IESO | MISO_W | IESO | Internal | Summer | B3 | 75 | 157 | 0 | 139.71 | 117.84 | 8 | 0
2030 | MISO_W_2_IESO | MISO_W | IESO | Internal | Summer | B4 | 100 | 157 | 0 | 132.4 | 99.35 | 8 | 0
2030 | MISO_W_2_IESO | MISO_W | IESO | Internal | Summer | B5 | 200 | 157 | 0 | 122.52 | 99.35 | 8 | 0
2030 | MISO_W_2_IESO | MISO_W | IESO | Internal | Summer | B6 | 300 | 157 | 0 | 106.52 | 99.35 | 8 | 0
2030 | MISO_W_2_IESO | MISO_W | IESO | Internal | Summer | B7 | 400 | 157 | 0 | 97.84 | 89.87 | 8 | 0
2030 | MISO_W_2_IESO | MISO_W | IESO | Internal | Summer | B8 | 500 | 157 | 0 | 88.21 | 81.2 | 8 | 0
2030 | MISO_W_2_IESO | MISO_W | IESO | Internal | Summer | B9 | 800 | 157 | 0 | 82.34 | 75.33 | 8 | 0
2030 | MISO_W_2_IESO | MISO_W | IESO | Internal | Summer | B10 | 1262 | 157 | 0 | 72.87 | 75.33 | 8 | 0
2030 | MISO_W_2_IESO | MISO_W | IESO | Internal | Winter | B16 | 25 | 157 | 157 | 59.3 | 83.4 | 8 | 16.1
2030 | MISO_W_2_IESO | MISO_W | IESO | Internal | Winter | B17 | 100 | 157 | 157 | 67.81 | 83.4 | 8 | 7.58
2030 | MISO_W_2_IESO | MISO_W | IESO | Internal | Winter | B18 | 400 | 157 | 0 | 79.8 | 83.02 | 8 | 0
2030 | MISO_W_2_IESO | MISO_W | IESO | Internal | Winter | B19 | 700 | 157 | 0 | 79.8 | 83.02 | 8 | 0
2030 | MISO_W_2_IESO | MISO_W | IESO | Internal | Winter | B20 | 935 | 157 | 157 | 16.03 | 83.02 | 8 | 58.99
2030 | MISO_W_2_MAPP_CA | MISO_W | MAPP_CA | Internal | Shoulder | B11 | 25 | 700 | 0 | 85.55 | 75.68 | 0.01 | 0
2030 | MISO_W_2_MAPP_CA | MISO_W | MAPP_CA | Internal | Shoulder | B12 | 200 | 700 | 0.1 | 80.86 | 80.85 | 0.01 | 0
2030 | MISO_W_2_MAPP_CA | MISO_W | MAPP_CA | Internal | Shoulder | B13 | 600 | 700 | 0.03 | 77.07 | 77.06 | 0.01 | 0
2030 | MISO_W_2_MAPP_CA | MISO_W | MAPP_CA | Internal | Shoulder | B14 | 900 | 700 | 0.02 | 75.69 | 75.68 | 0.01 | 0
2030 | MISO_W_2_MAPP_CA | MISO_W | MAPP_CA | Internal | Shoulder | B15 | 1203 | 700 | 700 | 11.54 | 75.68 | 0.01 | 64.13
2030 | MISO_W_2_MAPP_CA | MISO_W | MAPP_CA | Internal | Summer | B1 | 10 | 700 | 0 | 138.39 | 82.33 | 0.01 | 0
2030 | MISO_W_2_MAPP_CA | MISO_W | MAPP_CA | Internal | Summer | B2 | 25 | 700 | 0 | 138.39 | 82.33 | 0.01 | 0
2030 | MISO_W_2_MAPP_CA | MISO_W | MAPP_CA | Internal | Summer | B3 | 75 | 700 | 0 | 139.71 | 87.49 | 0.01 | 0
2030 | MISO_W_2_MAPP_CA | MISO_W | MAPP_CA | Internal | Summer | B4 | 100 | 700 | 0 | 132.4 | 87.49 | 0.01 | 0
2030 | MISO_W_2_MAPP_CA | MISO_W | MAPP_CA | Internal | Summer | B5 | 200 | 700 | 0 | 122.52 | 87.49 | 0.01 | 0
2030 | MISO_W_2_MAPP_CA | MISO_W | MAPP_CA | Internal | Summer | B6 | 300 | 700 | 0 | 106.52 | 87.49 | 0.01 | 0
2030 | MISO_W_2_MAPP_CA | MISO_W | MAPP_CA | Internal | Summer | B7 | 400 | 700 | 0 | 97.84 | 83.84 | 0.01 | 0
2030 | MISO_W_2_MAPP_CA | MISO_W | MAPP_CA | Internal | Summer | B8 | 500 | 700 | 0 | 88.21 | 82.33 | 0.01 | 0
2030 | MISO_W_2_MAPP_CA | MISO_W | MAPP_CA | Internal | Summer | B9 | 800 | 700 | 0.03 | 82.34 | 82.33 | 0.01 | 0
2030 | MISO_W_2_MAPP_CA | MISO_W | MAPP_CA | Internal | Summer | B10 | 1262 | 700 | 700 | 72.87 | 82.33 | 0.01 | 9.45
2030 | MISO_W_2_MAPP_CA | MISO_W | MAPP_CA | Internal | Winter | B16 | 25 | 700 | 700 | 59.3 | 79.79 | 0.01 | 20.48
2030 | MISO_W_2_MAPP_CA | MISO_W | MAPP_CA | Internal | Winter | B17 | 100 | 700 | 700 | 67.81 | 79.79 | 0.01 | 11.96
2030 | MISO_W_2_MAPP_CA | MISO_W | MAPP_CA | Internal | Winter | B18 | 400 | 700 | 0.05 | 79.8 | 79.79 | 0.01 | 0
2030 | MISO_W_2_MAPP_CA | MISO_W | MAPP_CA | Internal | Winter | B19 | 700 | 700 | 0.03 | 79.8 | 79.79 | 0.01 | 0
2030 | MISO_W_2_MAPP_CA | MISO_W | MAPP_CA | Internal | Winter | B20 | 935 | 700 | 700 | 16.03 | 79.79 | 0.01 | 63.75
2030 | MISO_W_2_MAPP_US | MISO_W | MAPP_US | Internal | Shoulder | B11 | 25 | 2300 | 0 | 85.55 | 82.68 | 7 | 0
2030 | MISO_W_2_MAPP_US | MISO_W | MAPP_US | Internal | Shoulder | B12 | 200 | 2300 | 0 | 80.86 | 80.86 | 7 | 0
2030 | MISO_W_2_MAPP_US | MISO_W | MAPP_US | Internal | Shoulder | B13 | 600 | 2300 | 0 | 77.07 | 77.07 | 7 | 0
2030 | MISO_W_2_MAPP_US | MISO_W | MAPP_US | Internal | Shoulder | B14 | 900 | 2300 | 0 | 75.69 | 68.69 | 7 | 0
2030 | MISO_W_2_MAPP_US | MISO_W | MAPP_US | Internal | Shoulder | B15 | 1203 | 2300 | 0 | 11.54 | 5.01 | 7 | 0
2030 | MISO_W_2_MAPP_US | MISO_W | MAPP_US | Internal | Summer | B1 | 10 | 2300 | 0 | 138.39 | 138.39 | 7 | 0
2030 | MISO_W_2_MAPP_US | MISO_W | MAPP_US | Internal | Summer | B2 | 25 | 2300 | 0 | 138.39 | 138.39 | 7 | 0
2030 | MISO_W_2_MAPP_US | MISO_W | MAPP_US | Internal | Summer | B3 | 75 | 2300 | 0 | 139.71 | 138.68 | 7 | 0
2030 | MISO_W_2_MAPP_US | MISO_W | MAPP_US | Internal | Summer | B4 | 100 | 2300 | 0 | 132.4 | 133.92 | 7 | 0
2030 | MISO_W_2_MAPP_US | MISO_W | MAPP_US | Internal | Summer | B5 | 200 | 2300 | 46.71 | 122.52 | 129.52 | 7 | 0
2030 | MISO_W_2_MAPP_US | MISO_W | MAPP_US | Internal | Summer | B6 | 300 | 2300 | 0 | 106.52 | 106.52 | 7 | 0
2030 | MISO_W_2_MAPP_US | MISO_W | MAPP_US | Internal | Summer | B7 | 400 | 2300 | 0 | 97.84 | 90.84 | 7 | 0
2030 | MISO_W_2_MAPP_US | MISO_W | MAPP_US | Internal | Summer | B8 | 500 | 2300 | 0 | 88.21 | 87.67 | 7 | 0
2030 | MISO_W_2_MAPP_US | MISO_W | MAPP_US | Internal | Summer | B9 | 800 | 2300 | 0 | 82.34 | 82.34 | 7 | 0
2030 | MISO_W_2_MAPP_US | MISO_W | MAPP_US | Internal | Summer | B10 | 1262 | 2300 | 0 | 72.87 | 72.87 | 7 | 0
2030 | MISO_W_2_MAPP_US | MISO_W | MAPP_US | Internal | Winter | B16 | 25 | 2300 | 0 | 59.3 | 52.3 | 7 | 0
2030 | MISO_W_2_MAPP_US | MISO_W | MAPP_US | Internal | Winter | B17 | 100 | 2300 | 439.33 | 67.81 | 74.81 | 7 | 0
2030 | MISO_W_2_MAPP_US | MISO_W | MAPP_US | Internal | Winter | B18 | 400 | 2300 | 0 | 79.8 | 79.8 | 7 | 0
2030 | MISO_W_2_MAPP_US | MISO_W | MAPP_US | Internal | Winter | B19 | 700 | 2300 | 0 | 79.8 | 79.8 | 7 | 0
2030 | MISO_W_2_MAPP_US | MISO_W | MAPP_US | Internal | Winter | B20 | 935 | 2300 | 0 | 16.03 | 16.03 | 7 | 0
2030 | MISO_W_2_MISO_MO-IL | MISO_W | MISO_MO-IL | Internal | Shoulder | B11 | 25 | 3922 | 0.01 | 85.55 | 83.95 | 0.01 | 0
2030 | MISO_W_2_MISO_MO-IL | MISO_W | MISO_MO-IL | Internal | Shoulder | B12 | 200 | 3922 | 0 | 80.86 | 77.06 | 0.01 | 0
2030 | MISO_W_2_MISO_MO-IL | MISO_W | MISO_MO-IL | Internal | Shoulder | B13 | 600 | 3922 | 0.03 | 77.07 | 77.06 | 0.01 | 0
2030 | MISO_W_2_MISO_MO-IL | MISO_W | MISO_MO-IL | Internal | Shoulder | B14 | 900 | 3922 | 3922 | 75.69 | 75.96 | 0.01 | 0.26
2030 | MISO_W_2_MISO_MO-IL | MISO_W | MISO_MO-IL | Internal | Shoulder | B15 | 1203 | 3922 | 3922 | 11.54 | 71.45 | 0.01 | 59.9
2030 | MISO_W_2_MISO_MO-IL | MISO_W | MISO_MO-IL | Internal | Summer | B1 | 10 | 3922 | 0 | 138.39 | 132.4 | 0.01 | 0
2030 | MISO_W_2_MISO_MO-IL | MISO_W | MISO_MO-IL | Internal | Summer | B2 | 25 | 3922 | 1.5 | 138.39 | 138.39 | 0.01 | 0
2030 | MISO_W_2_MISO_MO-IL | MISO_W | MISO_MO-IL | Internal | Summer | B3 | 75 | 3922 | 1015.57 | 139.71 | 139.73 | 0.01 | 0
2030 | MISO_W_2_MISO_MO-IL | MISO_W | MISO_MO-IL | Internal | Summer | B4 | 100 | 3922 | 1150.99 | 132.4 | 132.42 | 0.01 | 0
2030 | MISO_W_2_MISO_MO-IL | MISO_W | MISO_MO-IL | Internal | Summer | B5 | 200 | 3922 | 271.86 | 122.52 | 122.53 | 0.01 | 0
2030 | MISO_W_2_MISO_MO-IL | MISO_W | MISO_MO-IL | Internal | Summer | B6 | 300 | 3922 | 0.14 | 106.52 | 106.52 | 0.01 | 0
2030 | MISO_W_2_MISO_MO-IL | MISO_W | MISO_MO-IL | Internal | Summer | B7 | 400 | 3922 | 0.05 | 97.84 | 97.83 | 0.01 | 0
2030 | MISO_W_2_MISO_MO-IL | MISO_W | MISO_MO-IL | Internal | Summer | B8 | 500 | 3922 | 0.04 | 88.21 | 88.2 | 0.01 | 0
2030 | MISO_W_2_MISO_MO-IL | MISO_W | MISO_MO-IL | Internal | Summer | B9 | 800 | 3922 | 0.03 | 82.34 | 82.33 | 0.01 | 0
2030 | MISO_W_2_MISO_MO-IL | MISO_W | MISO_MO-IL | Internal | Summer | B10 | 1262 | 3922 | 3922 | 72.87 | 74.61 | 0.01 | 1.74
2030 | MISO_W_2_MISO_MO-IL | MISO_W | MISO_MO-IL | Internal | Winter | B16 | 25 | 3922 | 3922 | 59.3 | 78.6 | 0.01 | 19.29
2030 | MISO_W_2_MISO_MO-IL | MISO_W | MISO_MO-IL | Internal | Winter | B17 | 100 | 3922 | 3922 | 67.81 | 79.81 | 0.01 | 11.99
2030 | MISO_W_2_MISO_MO-IL | MISO_W | MISO_MO-IL | Internal | Winter | B18 | 400 | 3922 | 624.83 | 79.8 | 79.81 | 0.01 | 0
2030 | MISO_W_2_MISO_MO-IL | MISO_W | MISO_MO-IL | Internal | Winter | B19 | 700 | 3922 | 129.56 | 79.8 | 79.81 | 0.01 | 0
2030 | MISO_W_2_MISO_MO-IL | MISO_W | MISO_MO-IL | Internal | Winter | B20 | 935 | 3922 | 3922 | 16.03 | 74.03 | 0.01 | 57.99
2030 | MISO_W_2_MISO_WUMS | MISO_W | MISO_WUMS | Internal | Shoulder | B11 | 25 | 1667 | 1.72 | 85.55 | 85.55 | 0.01 | 0
2030 | MISO_W_2_MISO_WUMS | MISO_W | MISO_WUMS | Internal | Shoulder | B12 | 200 | 1667 | 1667 | 80.86 | 83.42 | 0.01 | 2.55
2030 | MISO_W_2_MISO_WUMS | MISO_W | MISO_WUMS | Internal | Shoulder | B13 | 600 | 1667 | 1667 | 77.07 | 79.93 | 0.01 | 2.84
2030 | MISO_W_2_MISO_WUMS | MISO_W | MISO_WUMS | Internal | Shoulder | B14 | 900 | 1667 | 1220.46 | 75.69 | 75.7 | 0.01 | 0
2030 | MISO_W_2_MISO_WUMS | MISO_W | MISO_WUMS | Internal | Shoulder | B15 | 1203 | 1667 | 1667 | 11.54 | 75.7 | 0.01 | 64.15
2030 | MISO_W_2_MISO_WUMS | MISO_W | MISO_WUMS | Internal | Summer | B1 | 10 | 1667 | 1.75 | 138.39 | 138.37 | 0.01 | 0
2030 | MISO_W_2_MISO_WUMS | MISO_W | MISO_WUMS | Internal | Summer | B2 | 25 | 1667 | 0.74 | 138.39 | 138.37 | 0.01 | 0
2030 | MISO_W_2_MISO_WUMS | MISO_W | MISO_WUMS | Internal | Summer | B3 | 75 | 1667 | 0 | 139.71 | 135.13 | 0.01 | 0
2030 | MISO_W_2_MISO_WUMS | MISO_W | MISO_WUMS | Internal | Summer | B4 | 100 | 1667 | 0.2 | 132.4 | 132.39 | 0.01 | 0
2030 | MISO_W_2_MISO_WUMS | MISO_W | MISO_WUMS | Internal | Summer | B5 | 200 | 1667 | 0 | 122.52 | 112.97 | 0.01 | 0
2030 | MISO_W_2_MISO_WUMS | MISO_W | MISO_WUMS | Internal | Summer | B6 | 300 | 1667 | 0.06 | 106.52 | 106.51 | 0.01 | 0
2030 | MISO_W_2_MISO_WUMS | MISO_W | MISO_WUMS | Internal | Summer | B7 | 400 | 1667 | 0 | 97.84 | 95.05 | 0.01 | 0
2030 | MISO_W_2_MISO_WUMS | MISO_W | MISO_WUMS | Internal | Summer | B8 | 500 | 1667 | 0 | 88.21 | 85.76 | 0.01 | 0
2030 | MISO_W_2_MISO_WUMS | MISO_W | MISO_WUMS | Internal | Summer | B9 | 800 | 1667 | 0.03 | 82.34 | 82.33 | 0.01 | 0
2030 | MISO_W_2_MISO_WUMS | MISO_W | MISO_WUMS | Internal | Summer | B10 | 1262 | 1667 | 1667 | 72.87 | 74.34 | 0.01 | 1.47
2030 | MISO_W_2_MISO_WUMS | MISO_W | MISO_WUMS | Internal | Winter | B16 | 25 | 1667 | 1667 | 59.3 | 80.37 | 0.01 | 21.06
2030 | MISO_W_2_MISO_WUMS | MISO_W | MISO_WUMS | Internal | Winter | B17 | 100 | 1667 | 1667 | 67.81 | 87.26 | 0.01 | 19.44
2030 | MISO_W_2_MISO_WUMS | MISO_W | MISO_WUMS | Internal | Winter | B18 | 400 | 1667 | 1667 | 79.8 | 80.37 | 0.01 | 0.56
2030 | MISO_W_2_MISO_WUMS | MISO_W | MISO_WUMS | Internal | Winter | B19 | 700 | 1667 | 1667 | 79.8 | 80.37 | 0.01 | 0.56
2030 | MISO_W_2_MISO_WUMS | MISO_W | MISO_WUMS | Internal | Winter | B20 | 935 | 1667 | 1667 | 16.03 | 78.33 | 0.01 | 62.29
2030 | MISO_W_2_NE | MISO_W | NE | Internal | Shoulder | B11 | 25 | 5289 | 0 | 85.55 | 80.55 | 7 | 0
2030 | MISO_W_2_NE | MISO_W | NE | Internal | Shoulder | B12 | 200 | 5289 | 0 | 80.86 | 75.86 | 7 | 0
2030 | MISO_W_2_NE | MISO_W | NE | Internal | Shoulder | B13 | 600 | 5289 | 0 | 77.07 | 72.07 | 7 | 0
2030 | MISO_W_2_NE | MISO_W | NE | Internal | Shoulder | B14 | 900 | 5289 | 0 | 75.69 | 18.51 | 7 | 0
2030 | MISO_W_2_NE | MISO_W | NE | Internal | Shoulder | B15 | 1203 | 5289 | 0 | 11.54 | 0.01 | 7 | 0
2030 | MISO_W_2_NE | MISO_W | NE | Internal | Summer | B1 | 10 | 5289 | 0 | 138.39 | 133.39 | 7 | 0
2030 | MISO_W_2_NE | MISO_W | NE | Internal | Summer | B2 | 25 | 5289 | 0 | 138.39 | 133.39 | 7 | 0
2030 | MISO_W_2_NE | MISO_W | NE | Internal | Summer | B3 | 75 | 5289 | 0 | 139.71 | 134.71 | 7 | 0
2030 | MISO_W_2_NE | MISO_W | NE | Internal | Summer | B4 | 100 | 5289 | 0 | 132.4 | 128.92 | 7 | 0
2030 | MISO_W_2_NE | MISO_W | NE | Internal | Summer | B5 | 200 | 5289 | 0 | 122.52 | 124.94 | 7 | 0
2030 | MISO_W_2_NE | MISO_W | NE | Internal | Summer | B6 | 300 | 5289 | 0 | 106.52 | 101.52 | 7 | 0
2030 | MISO_W_2_NE | MISO_W | NE | Internal | Summer | B7 | 400 | 5289 | 0 | 97.84 | 92.84 | 7 | 0
2030 | MISO_W_2_NE | MISO_W | NE | Internal | Summer | B8 | 500 | 5289 | 0 | 88.21 | 83.21 | 7 | 0
2030 | MISO_W_2_NE | MISO_W | NE | Internal | Summer | B9 | 800 | 5289 | 0 | 82.34 | 77.34 | 7 | 0
2030 | MISO_W_2_NE | MISO_W | NE | Internal | Summer | B10 | 1262 | 5289 | 0 | 72.87 | 67.87 | 7 | 0
2030 | MISO_W_2_NE | MISO_W | NE | Internal | Winter | B16 | 25 | 5289 | 0 | 59.3 | 0.19 | 7 | 0
2030 | MISO_W_2_NE | MISO_W | NE | Internal | Winter | B17 | 100 | 5289 | 0 | 67.81 | 38.17 | 7 | 0
2030 | MISO_W_2_NE | MISO_W | NE | Internal | Winter | B18 | 400 | 5289 | 0 | 79.8 | 74.8 | 7 | 0
2030 | MISO_W_2_NE | MISO_W | NE | Internal | Winter | B19 | 700 | 5289 | 0 | 79.8 | 74.8 | 7 | 0
2030 | MISO_W_2_NE | MISO_W | NE | Internal | Winter | B20 | 935 | 5289 | 0 | 16.03 | 11.03 | 7 | 0
2030 | MISO_W_2_PJM_ROR | MISO_W | PJM_ROR | Internal | Shoulder | B11 | 25 | 13193 | 4579.37 | 85.55 | 87.55 | 2 | 0
2030 | MISO_W_2_PJM_ROR | MISO_W | PJM_ROR | Internal | Shoulder | B12 | 200 | 13193 | 13193 | 80.86 | 85.44 | 2 | 2.57
2030 | MISO_W_2_PJM_ROR | MISO_W | PJM_ROR | Internal | Shoulder | B13 | 600 | 13193 | 13193 | 77.07 | 85.44 | 2 | 6.36
2030 | MISO_W_2_PJM_ROR | MISO_W | PJM_ROR | Internal | Shoulder | B14 | 900 | 13193 | 13193 | 75.69 | 85.44 | 2 | 7.74
2030 | MISO_W_2_PJM_ROR | MISO_W | PJM_ROR | Internal | Shoulder | B15 | 1203 | 13193 | 13193 | 11.54 | 75.87 | 2 | 62.33
2030 | MISO_W_2_PJM_ROR | MISO_W | PJM_ROR | Internal | Summer | B1 | 10 | 13193 | 3239.18 | 138.39 | 140.39 | 2 | 0
2030 | MISO_W_2_PJM_ROR | MISO_W | PJM_ROR | Internal | Summer | B2 | 25 | 13193 | 8629.74 | 138.39 | 140.39 | 2 | 0
2030 | MISO_W_2_PJM_ROR | MISO_W | PJM_ROR | Internal | Summer | B3 | 75 | 13193 | 0 | 139.71 | 140.39 | 2 | 0
2030 | MISO_W_2_PJM_ROR | MISO_W | PJM_ROR | Internal | Summer | B4 | 100 | 13193 | 378.93 | 132.4 | 134.4 | 2 | 0
2030 | MISO_W_2_PJM_ROR | MISO_W | PJM_ROR | Internal | Summer | B5 | 200 | 13193 | 1372.4 | 122.52 | 124.52 | 2 | 0
2030 | MISO_W_2_PJM_ROR | MISO_W | PJM_ROR | Internal | Summer | B6 | 300 | 13193 | 3361.66 | 106.52 | 108.52 | 2 | 0
2030 | MISO_W_2_PJM_ROR | MISO_W | PJM_ROR | Internal | Summer | B7 | 400 | 13193 | 12027.48 | 97.84 | 99.84 | 2 | 0
2030 | MISO_W_2_PJM_ROR | MISO_W | PJM_ROR | Internal | Summer | B8 | 500 | 13193 | 13192.98 | 88.21 | 90.25 | 2 | 0.04
2030 | MISO_W_2_PJM_ROR | MISO_W | PJM_ROR | Internal | Summer | B9 | 800 | 13193 | 13193 | 82.34 | 85.06 | 2 | 0.72
2030 | MISO_W_2_PJM_ROR | MISO_W | PJM_ROR | Internal | Summer | B10 | 1262 | 13193 | 10457.33 | 72.87 | 74.87 | 2 | 0
2030 | MISO_W_2_PJM_ROR | MISO_W | PJM_ROR | Internal | Winter | B16 | 25 | 13193 | 13193 | 59.3 | 88.89 | 2 | 27.59
2030 | MISO_W_2_PJM_ROR | MISO_W | PJM_ROR | Internal | Winter | B17 | 100 | 13193 | 13193 | 67.81 | 89.27 | 2 | 19.46
2030 | MISO_W_2_PJM_ROR | MISO_W | PJM_ROR | Internal | Winter | B18 | 400 | 13193 | 13193 | 79.8 | 88.89 | 2 | 7.08
2030 | MISO_W_2_PJM_ROR | MISO_W | PJM_ROR | Internal | Winter | B19 | 700 | 13193 | 13193 | 79.8 | 88.89 | 2 | 7.08
2030 | MISO_W_2_PJM_ROR | MISO_W | PJM_ROR | Internal | Winter | B20 | 935 | 13193 | 13193 | 16.03 | 78.94 | 2 | 60.92
2030 | MISO_W_2_SPP_N | MISO_W | SPP_N | Internal | Shoulder | B11 | 25 | 3537 | 0 | 85.55 | 85.37 | 7 | 0
2030 | MISO_W_2_SPP_N | MISO_W | SPP_N | Internal | Shoulder | B12 | 200 | 3537 | 0 | 80.86 | 75.87 | 7 | 0
2030 | MISO_W_2_SPP_N | MISO_W | SPP_N | Internal | Shoulder | B13 | 600 | 3537 | 0 | 77.07 | 73.27 | 7 | 0
2030 | MISO_W_2_SPP_N | MISO_W | SPP_N | Internal | Shoulder | B14 | 900 | 3537 | 0 | 75.69 | 18.53 | 7 | 0
2030 | MISO_W_2_SPP_N | MISO_W | SPP_N | Internal | Shoulder | B15 | 1203 | 3537 | 0 | 11.54 | 0.01 | 7 | 0
2030 | MISO_W_2_SPP_N | MISO_W | SPP_N | Internal | Summer | B1 | 10 | 3537 | 0 | 138.39 | 88.48 | 7 | 0
2030 | MISO_W_2_SPP_N | MISO_W | SPP_N | Internal | Summer | B2 | 25 | 3537 | 0 | 138.39 | 133.39 | 7 | 0
2030 | MISO_W_2_SPP_N | MISO_W | SPP_N | Internal | Summer | B3 | 75 | 3537 | 0 | 139.71 | 134.73 | 7 | 0
2030 | MISO_W_2_SPP_N | MISO_W | SPP_N | Internal | Summer | B4 | 100 | 3537 | 0 | 132.4 | 128.93 | 7 | 0
2030 | MISO_W_2_SPP_N | MISO_W | SPP_N | Internal | Summer | B5 | 200 | 3537 | 0 | 122.52 | 124.95 | 7 | 0
2030 | MISO_W_2_SPP_N | MISO_W | SPP_N | Internal | Summer | B6 | 300 | 3537 | 0 | 106.52 | 101.53 | 7 | 0
2030 | MISO_W_2_SPP_N | MISO_W | SPP_N | Internal | Summer | B7 | 400 | 3537 | 0 | 97.84 | 92.83 | 7 | 0
2030 | MISO_W_2_SPP_N | MISO_W | SPP_N | Internal | Summer | B8 | 500 | 3537 | 0 | 88.21 | 83.77 | 7 | 0
2030 | MISO_W_2_SPP_N | MISO_W | SPP_N | Internal | Summer | B9 | 800 | 3537 | 0 | 82.34 | 77.88 | 7 | 0
2030 | MISO_W_2_SPP_N | MISO_W | SPP_N | Internal | Summer | B10 | 1262 | 3537 | 0 | 72.87 | 71.9 | 7 | 0
2030 | MISO_W_2_SPP_N | MISO_W | SPP_N | Internal | Winter | B16 | 25 | 3537 | 3537 | 59.3 | 73.6 | 7 | 7.3
2030 | MISO_W_2_SPP_N | MISO_W | SPP_N | Internal | Winter | B17 | 100 | 3537 | 1185.01 | 67.81 | 74.81 | 7 | 0
2030 | MISO_W_2_SPP_N | MISO_W | SPP_N | Internal | Winter | B18 | 400 | 3537 | 0 | 79.8 | 75.96 | 7 | 0
2030 | MISO_W_2_SPP_N | MISO_W | SPP_N | Internal | Winter | B19 | 700 | 3537 | 0 | 79.8 | 75.94 | 7 | 0
2030 | MISO_W_2_SPP_N | MISO_W | SPP_N | Internal | Winter | B20 | 935 | 3537 | 0 | 16.03 | 11.04 | 7 | 0
2030 | MISO_WUMS_2_MISO_MI | MISO_WUMS | MISO_MI | Internal | Shoulder | B11 | 25 | 787 | 64.38 | 85.55 | 85.56 | 0.01 | 0
2030 | MISO_WUMS_2_MISO_MI | MISO_WUMS | MISO_MI | Internal | Shoulder | B12 | 200 | 787 | 671.04 | 83.42 | 83.44 | 0.01 | 0
2030 | MISO_WUMS_2_MISO_MI | MISO_WUMS | MISO_MI | Internal | Shoulder | B13 | 600 | 787 | 787 | 79.93 | 83.44 | 0.01 | 3.5
2030 | MISO_WUMS_2_MISO_MI | MISO_WUMS | MISO_MI | Internal | Shoulder | B14 | 900 | 787 | 787 | 75.7 | 83.44 | 0.01 | 7.72
2030 | MISO_WUMS_2_MISO_MI | MISO_WUMS | MISO_MI | Internal | Shoulder | B15 | 1203 | 787 | 0 | 75.7 | 75.67 | 0.01 | 0
2030 | MISO_WUMS_2_MISO_MI | MISO_WUMS | MISO_MI | Internal | Summer | B1 | 10 | 787 | 222.85 | 138.37 | 138.39 | 0.01 | 0
2030 | MISO_WUMS_2_MISO_MI | MISO_WUMS | MISO_MI | Internal | Summer | B2 | 25 | 787 | 66.97 | 138.37 | 138.39 | 0.01 | 0
2030 | MISO_WUMS_2_MISO_MI | MISO_WUMS | MISO_MI | Internal | Summer | B3 | 75 | 787 | 0 | 135.13 | 130.4 | 0.01 | 0
2030 | MISO_WUMS_2_MISO_MI | MISO_WUMS | MISO_MI | Internal | Summer | B4 | 100 | 787 | 0 | 132.39 | 124.42 | 0.01 | 0
2030 | MISO_WUMS_2_MISO_MI | MISO_WUMS | MISO_MI | Internal | Summer | B5 | 200 | 787 | 0.1 | 112.97 | 112.96 | 0.01 | 0
2030 | MISO_WUMS_2_MISO_MI | MISO_WUMS | MISO_MI | Internal | Summer | B6 | 300 | 787 | 249.66 | 106.51 | 106.52 | 0.01 | 0
2030 | MISO_WUMS_2_MISO_MI | MISO_WUMS | MISO_MI | Internal | Summer | B7 | 400 | 787 | 787 | 95.05 | 97.83 | 0.01 | 2.77
2030 | MISO_WUMS_2_MISO_MI | MISO_WUMS | MISO_MI | Internal | Summer | B8 | 500 | 787 | 787 | 85.76 | 88.2 | 0.01 | 2.43
2030 | MISO_WUMS_2_MISO_MI | MISO_WUMS | MISO_MI | Internal | Summer | B9 | 800 | 787 | 0.05 | 82.33 | 82.33 | 0.01 | 0
2030 | MISO_WUMS_2_MISO_MI | MISO_WUMS | MISO_MI | Internal | Summer | B10 | 1262 | 787 | 787 | 74.34 | 74.76 | 0.01 | 0.4
2030 | MISO_WUMS_2_MISO_MI | MISO_WUMS | MISO_MI | Internal | Winter | B16 | 25 | 787 | 787 | 80.37 | 89.87 | 0.01 | 9.49
2030 | MISO_WUMS_2_MISO_MI | MISO_WUMS | MISO_MI | Internal | Winter | B17 | 100 | 787 | 761.16 | 87.26 | 87.27 | 0.01 | 0
2030 | MISO_WUMS_2_MISO_MI | MISO_WUMS | MISO_MI | Internal | Winter | B18 | 400 | 787 | 787 | 80.37 | 86.89 | 0.01 | 6.5
2030 | MISO_WUMS_2_MISO_MI | MISO_WUMS | MISO_MI | Internal | Winter | B19 | 700 | 787 | 787 | 80.37 | 85.07 | 0.01 | 4.69
2030 | MISO_WUMS_2_MISO_MI | MISO_WUMS | MISO_MI | Internal | Winter | B20 | 935 | 787 | 0 | 78.33 | 77.84 | 0.01 | 0
2030 | MISO_WUMS_2_MISO_W | MISO_WUMS | MISO_W | Internal | Shoulder | B11 | 25 | 1175 | 1.41 | 85.55 | 85.55 | 0.01 | 0
2030 | MISO_WUMS_2_MISO_W | MISO_WUMS | MISO_W | Internal | Shoulder | B12 | 200 | 1175 | 0 | 83.42 | 80.86 | 0.01 | 0
2030 | MISO_WUMS_2_MISO_W | MISO_WUMS | MISO_W | Internal | Shoulder | B13 | 600 | 1175 | 0 | 79.93 | 77.07 | 0.01 | 0
2030 | MISO_WUMS_2_MISO_W | MISO_WUMS | MISO_W | Internal | Shoulder | B14 | 900 | 1175 | 0.02 | 75.7 | 75.69 | 0.01 | 0
2030 | MISO_WUMS_2_MISO_W | MISO_WUMS | MISO_W | Internal | Shoulder | B15 | 1203 | 1175 | 0 | 75.7 | 11.54 | 0.01 | 0
2030 | MISO_WUMS_2_MISO_W | MISO_WUMS | MISO_W | Internal | Summer | B1 | 10 | 1175 | 767.85 | 138.37 | 138.39 | 0.01 | 0
2030 | MISO_WUMS_2_MISO_W | MISO_WUMS | MISO_W | Internal | Summer | B2 | 25 | 1175 | 435.96 | 138.37 | 138.39 | 0.01 | 0
2030 | MISO_WUMS_2_MISO_W | MISO_WUMS | MISO_W | Internal | Summer | B3 | 75 | 1175 | 1175 | 135.13 | 139.71 | 0.01 | 4.57
2030 | MISO_WUMS_2_MISO_W | MISO_WUMS | MISO_W | Internal | Summer | B4 | 100 | 1175 | 798.09 | 132.39 | 132.4 | 0.01 | 0
2030 | MISO_WUMS_2_MISO_W | MISO_WUMS | MISO_W | Internal | Summer | B5 | 200 | 1175 | 1175 | 112.97 | 122.52 | 0.01 | 9.53
2030 | MISO_WUMS_2_MISO_W | MISO_WUMS | MISO_W | Internal | Summer | B6 | 300 | 1175 | 1112.89 | 106.51 | 106.52 | 0.01 | 0
2030 | MISO_WUMS_2_MISO_W | MISO_WUMS | MISO_W | Internal | Summer | B7 | 400 | 1175 | 1175 | 95.05 | 97.84 | 0.01 | 2.78
2030 | MISO_WUMS_2_MISO_W | MISO_WUMS | MISO_W | Internal | Summer | B8 | 500 | 1175 | 1175 | 85.76 | 88.21 | 0.01 | 2.44
2030 | MISO_WUMS_2_MISO_W | MISO_WUMS | MISO_W | Internal | Summer | B9 | 800 | 1175 | 161.31 | 82.33 | 82.34 | 0.01 | 0
2030 | MISO_WUMS_2_MISO_W | MISO_WUMS | MISO_W | Internal | Summer | B10 | 1262 | 1175 | 0 | 74.34 | 72.87 | 0.01 | 0
2030 | MISO_WUMS_2_MISO_W | MISO_WUMS | MISO_W | Internal | Winter | B16 | 25 | 1175 | 0 | 80.37 | 59.3 | 0.01 | 0
2030 | MISO_WUMS_2_MISO_W | MISO_WUMS | MISO_W | Internal | Winter | B17 | 100 | 1175 | 0 | 87.26 | 67.81 | 0.01 | 0
2030 | MISO_WUMS_2_MISO_W | MISO_WUMS | MISO_W | Internal | Winter | B18 | 400 | 1175 | 0 | 80.37 | 79.8 | 0.01 | 0
2030 | MISO_WUMS_2_MISO_W | MISO_WUMS | MISO_W | Internal | Winter | B19 | 700 | 1175 | 0 | 80.37 | 79.8 | 0.01 | 0
2030 | MISO_WUMS_2_MISO_W | MISO_WUMS | MISO_W | Internal | Winter | B20 | 935 | 1175 | 0 | 78.33 | 16.03 | 0.01 | 0
2030 | MISO_WUMS_2_PJM_ROR | MISO_WUMS | PJM_ROR | Internal | Shoulder | B11 | 25 | 1600 | 307.37 | 85.55 | 87.55 | 2 | 0
2030 | MISO_WUMS_2_PJM_ROR | MISO_WUMS | PJM_ROR | Internal | Shoulder | B12 | 200 | 1600 | 1599.79 | 83.42 | 85.44 | 2 | 0.01
2030 | MISO_WUMS_2_PJM_ROR | MISO_WUMS | PJM_ROR | Internal | Shoulder | B13 | 600 | 1600 | 1600 | 79.93 | 85.44 | 2 | 3.51
2030 | MISO_WUMS_2_PJM_ROR | MISO_WUMS | PJM_ROR | Internal | Shoulder | B14 | 900 | 1600 | 1600 | 75.7 | 85.44 | 2 | 7.73
2030 | MISO_WUMS_2_PJM_ROR | MISO_WUMS | PJM_ROR | Internal | Shoulder | B15 | 1203 | 1600 | 0 | 75.7 | 75.87 | 2 | 0
2030 | MISO_WUMS_2_PJM_ROR | MISO_WUMS | PJM_ROR | Internal | Summer | B1 | 10 | 1600 | 1596.54 | 138.37 | 140.39 | 2 | 0.01
2030 | MISO_WUMS_2_PJM_ROR | MISO_WUMS | PJM_ROR | Internal | Summer | B2 | 25 | 1600 | 1598.51 | 138.37 | 140.39 | 2 | 0.01
2030 | MISO_WUMS_2_PJM_ROR | MISO_WUMS | PJM_ROR | Internal | Summer | B3 | 75 | 1600 | 1600 | 135.13 | 140.39 | 2 | 3.25
2030 | MISO_WUMS_2_PJM_ROR | MISO_WUMS | PJM_ROR | Internal | Summer | B4 | 100 | 1600 | 1599.58 | 132.39 | 134.4 | 2 | 0.01
2030 | MISO_WUMS_2_PJM_ROR | MISO_WUMS | PJM_ROR | Internal | Summer | B5 | 200 | 1600 | 1600 | 112.97 | 124.52 | 2 | 9.54
2030 | MISO_WUMS_2_PJM_ROR | MISO_WUMS | PJM_ROR | Internal | Summer | B6 | 300 | 1600 | 1599.88 | 106.51 | 108.52 | 2 | 0.01
2030 | MISO_WUMS_2_PJM_ROR | MISO_WUMS | PJM_ROR | Internal | Summer | B7 | 400 | 1600 | 1600 | 95.05 | 99.84 | 2 | 2.8
2030 | MISO_WUMS_2_PJM_ROR | MISO_WUMS | PJM_ROR | Internal | Summer | B8 | 500 | 1600 | 1600 | 85.76 | 90.25 | 2 | 2.5
2030 | MISO_WUMS_2_PJM_ROR | MISO_WUMS | PJM_ROR | Internal | Summer | B9 | 800 | 1600 | 1600 | 82.33 | 85.06 | 2 | 0.73
2030 | MISO_WUMS_2_PJM_ROR | MISO_WUMS | PJM_ROR | Internal | Summer | B10 | 1262 | 1600 | 0 | 74.34 | 74.87 | 2 | 0
2030 | MISO_WUMS_2_PJM_ROR | MISO_WUMS | PJM_ROR | Internal | Winter | B16 | 25 | 1600 | 1600 | 80.37 | 88.89 | 2 | 6.52
2030 | MISO_WUMS_2_PJM_ROR | MISO_WUMS | PJM_ROR | Internal | Winter | B17 | 100 | 1600 | 1599.67 | 87.26 | 89.27 | 2 | 0.01
2030 | MISO_WUMS_2_PJM_ROR | MISO_WUMS | PJM_ROR | Internal | Winter | B18 | 400 | 1600 | 1600 | 80.37 | 88.89 | 2 | 6.51
2030 | MISO_WUMS_2_PJM_ROR | MISO_WUMS | PJM_ROR | Internal | Winter | B19 | 700 | 1600 | 1600 | 80.37 | 88.89 | 2 | 6.52
2030 | MISO_WUMS_2_PJM_ROR | MISO_WUMS | PJM_ROR | Internal | Winter | B20 | 935 | 1600 | 0 | 78.33 | 78.94 | 2 | 0
2030 | NE_2_MAPP_US | NE | MAPP_US | Internal | Shoulder | B11 | 25 | 1600 | 0 | 80.55 | 82.68 | 5 | 0
2030 | NE_2_MAPP_US | NE | MAPP_US | Internal | Shoulder | B12 | 200 | 1600 | 223.66 | 75.86 | 80.86 | 5 | 0
2030 | NE_2_MAPP_US | NE | MAPP_US | Internal | Shoulder | B13 | 600 | 1600 | 276.71 | 72.07 | 77.07 | 5 | 0
2030 | NE_2_MAPP_US | NE | MAPP_US | Internal | Shoulder | B14 | 900 | 1600 | 1600 | 18.51 | 68.69 | 5 | 45.18
2030 | NE_2_MAPP_US | NE | MAPP_US | Internal | Shoulder | B15 | 1203 | 1600 | 1187.74 | 0.01 | 5.01 | 5 | 0
2030 | NE_2_MAPP_US | NE | MAPP_US | Internal | Summer | B1 | 10 | 1600 | 583.99 | 133.39 | 138.39 | 5 | 0
2030 | NE_2_MAPP_US | NE | MAPP_US | Internal | Summer | B2 | 25 | 1600 | 194.17 | 133.39 | 138.39 | 5 | 0
2030 | NE_2_MAPP_US | NE | MAPP_US | Internal | Summer | B3 | 75 | 1600 | 0 | 134.71 | 138.68 | 5 | 0
2030 | NE_2_MAPP_US | NE | MAPP_US | Internal | Summer | B4 | 100 | 1600 | 108.86 | 128.92 | 133.92 | 5 | 0
2030 | NE_2_MAPP_US | NE | MAPP_US | Internal | Summer | B5 | 200 | 1600 | 0 | 124.94 | 129.52 | 5 | 0
2030 | NE_2_MAPP_US | NE | MAPP_US | Internal | Summer | B6 | 300 | 1600 | 176.61 | 101.52 | 106.52 | 5 | 0
2030 | NE_2_MAPP_US | NE | MAPP_US | Internal | Summer | B7 | 400 | 1600 | 0 | 92.84 | 90.84 | 5 | 0
2030 | NE_2_MAPP_US | NE | MAPP_US | Internal | Summer | B8 | 500 | 1600 | 0 | 83.21 | 87.67 | 5 | 0
2030 | NE_2_MAPP_US | NE | MAPP_US | Internal | Summer | B9 | 800 | 1600 | 623.55 | 77.34 | 82.34 | 5 | 0
2030 | NE_2_MAPP_US | NE | MAPP_US | Internal | Summer | B10 | 1262 | 1600 | 929.78 | 67.87 | 72.87 | 5 | 0
2030 | NE_2_MAPP_US | NE | MAPP_US | Internal | Winter | B16 | 25 | 1600 | 1600 | 0.19 | 52.3 | 5 | 47.11
2030 | NE_2_MAPP_US | NE | MAPP_US | Internal | Winter | B17 | 100 | 1600 | 1600 | 38.17 | 74.81 | 5 | 31.65
2030 | NE_2_MAPP_US | NE | MAPP_US | Internal | Winter | B18 | 400 | 1600 | 1326.03 | 74.8 | 79.8 | 5 | 0
2030 | NE_2_MAPP_US | NE | MAPP_US | Internal | Winter | B19 | 700 | 1600 | 1074.25 | 74.8 | 79.8 | 5 | 0
2030 | NE_2_MAPP_US | NE | MAPP_US | Internal | Winter | B20 | 935 | 1600 | 1477.57 | 11.03 | 16.03 | 5 | 0
2030 | NE_2_MISO_W | NE | MISO_W | Internal | Shoulder | B11 | 25 | 4089 | 272.39 | 80.55 | 85.55 | 5 | 0
2030 | NE_2_MISO_W | NE | MISO_W | Internal | Shoulder | B12 | 200 | 4089 | 3836.81 | 75.86 | 80.86 | 5 | 0
2030 | NE_2_MISO_W | NE | MISO_W | Internal | Shoulder | B13 | 600 | 4089 | 3379.63 | 72.07 | 77.07 | 5 | 0
2030 | NE_2_MISO_W | NE | MISO_W | Internal | Shoulder | B14 | 900 | 4089 | 4089 | 18.51 | 75.69 | 5 | 52.18
2030 | NE_2_MISO_W | NE | MISO_W | Internal | Shoulder | B15 | 1203 | 4089 | 4089 | 0.01 | 11.54 | 5 | 6.53
2030 | NE_2_MISO_W | NE | MISO_W | Internal | Summer | B1 | 10 | 4089 | 604.84 | 133.39 | 138.39 | 5 | 0
2030 | NE_2_MISO_W | NE | MISO_W | Internal | Summer | B2 | 25 | 4089 | 2874.58 | 133.39 | 138.39 | 5 | 0
2030 | NE_2_MISO_W | NE | MISO_W | Internal | Summer | B3 | 75 | 4089 | 612.77 | 134.71 | 139.71 | 5 | 0
2030 | NE_2_MISO_W | NE | MISO_W | Internal | Summer | B4 | 100 | 4089 | 0 | 128.92 | 132.4 | 5 | 0
2030 | NE_2_MISO_W | NE | MISO_W | Internal | Summer | B5 | 200 | 4089 | 0 | 124.94 | 122.52 | 5 | 0
2030 | NE_2_MISO_W | NE | MISO_W | Internal | Summer | B6 | 300 | 4089 | 1085.31 | 101.52 | 106.52 | 5 | 0
2030 | NE_2_MISO_W | NE | MISO_W | Internal | Summer | B7 | 400 | 4089 | 2595.3 | 92.84 | 97.84 | 5 | 0
2030 | NE_2_MISO_W | NE | MISO_W | Internal | Summer | B8 | 500 | 4089 | 1641.31 | 83.21 | 88.21 | 5 | 0
2030 | NE_2_MISO_W | NE | MISO_W | Internal | Summer | B9 | 800 | 4089 | 1157.15 | 77.34 | 82.34 | 5 | 0
2030 | NE_2_MISO_W | NE | MISO_W | Internal | Summer | B10 | 1262 | 4089 | 2465.08 | 67.87 | 72.87 | 5 | 0
2030 | NE_2_MISO_W | NE | MISO_W | Internal | Winter | B16 | 25 | 4089 | 4089 | 0.19 | 59.3 | 5 | 54.11
2030 | NE_2_MISO_W | NE | MISO_W | Internal | Winter | B17 | 100 | 4089 | 4089 | 38.17 | 67.81 | 5 | 24.65
2030 | NE_2_MISO_W | NE | MISO_W | Internal | Winter | B18 | 400 | 4089 | 3733.8 | 74.8 | 79.8 | 5 | 0
2030 | NE_2_MISO_W | NE | MISO_W | Internal | Winter | B19 | 700 | 4089 | 3679.81 | 74.8 | 79.8 | 5 | 0
2030 | NE_2_MISO_W | NE | MISO_W | Internal | Winter | B20 | 935 | 4089 | 4051.55 | 11.03 | 16.03 | 5 | 0
2030 | NE_2_SPP_N | NE | SPP_N | Internal | Shoulder | B11 | 25 | 1960 | 1960 | 80.55 | 85.37 | 0.01 | 4.81
2030 | NE_2_SPP_N | NE | SPP_N | Internal | Shoulder | B12 | 200 | 1960 | 635.46 | 75.86 | 75.87 | 0.01 | 0
2030 | NE_2_SPP_N | NE | SPP_N | Internal | Shoulder | B13 | 600 | 1960 | 1960 | 72.07 | 73.27 | 0.01 | 1.18
2030 | NE_2_SPP_N | NE | SPP_N | Internal | Shoulder | B14 | 900 | 1960 | 218.74 | 18.51 | 18.53 | 0.01 | 0
2030 | NE_2_SPP_N | NE | SPP_N | Internal | Shoulder | B15 | 1203 | 1960 | 0.04 | 0.01 | 0.01 | 0.01 | 0
2030 | NE_2_SPP_N | NE | SPP_N | Internal | Summer | B1 | 10 | 1960 | 0 | 133.39 | 88.48 | 0.01 | 0
2030 | NE_2_SPP_N | NE | SPP_N | Internal | Summer | B2 | 25 | 1960 | 1.42 | 133.39 | 133.39 | 0.01 | 0
2030 | NE_2_SPP_N | NE | SPP_N | Internal | Summer | B3 | 75 | 1960 | 975.26 | 134.71 | 134.73 | 0.01 | 0
2030 | NE_2_SPP_N | NE | SPP_N | Internal | Summer | B4 | 100 | 1960 | 546.02 | 128.92 | 128.93 | 0.01 | 0
2030 | NE_2_SPP_N | NE | SPP_N | Internal | Summer | B5 | 200 | 1960 | 1336.21 | 124.94 | 124.95 | 0.01 | 0
2030 | NE_2_SPP_N | NE | SPP_N | Internal | Summer | B6 | 300 | 1960 | 644.6 | 101.52 | 101.53 | 0.01 | 0
2030 | NE_2_SPP_N | NE | SPP_N | Internal | Summer | B7 | 400 | 1960 | 0.05 | 92.84 | 92.83 | 0.01 | 0
2030 | NE_2_SPP_N | NE | SPP_N | Internal | Summer | B8 | 500 | 1960 | 1960 | 83.21 | 83.77 | 0.01 | 0.55
2030 | NE_2_SPP_N | NE | SPP_N | Internal | Summer | B9 | 800 | 1960 | 1960 | 77.34 | 77.88 | 0.01 | 0.53
2030 | NE_2_SPP_N | NE | SPP_N | Internal | Summer | B10 | 1262 | 1960 | 1960 | 67.87 | 71.9 | 0.01 | 4.02
2030 | NE_2_SPP_N | NE | SPP_N | Internal | Winter | B16 | 25 | 1960 | 1960 | 0.19 | 73.6 | 0.01 | 73.4
2030 | NE_2_SPP_N | NE | SPP_N | Internal | Winter | B17 | 100 | 1960 | 1960 | 38.17 | 74.81 | 0.01 | 36.63
2030 | NE_2_SPP_N | NE | SPP_N | Internal | Winter | B18 | 400 | 1960 | 1960 | 74.8 | 75.96 | 0.01 | 1.14
2030 | NE_2_SPP_N | NE | SPP_N | Internal | Winter | B19 | 700 | 1960 | 1960 | 74.8 | 75.94 | 0.01 | 1.13
2030 | NE_2_SPP_N | NE | SPP_N | Internal | Winter | B20 | 935 | 1960 | 687.48 | 11.03 | 11.04 | 0.01 | 0
2030 | NEISO_2_NYISO_A-F | NEISO | NYISO_A-F | Internal | Shoulder | B11 | 25 | 600 | 1.41 | 84.32 | 87.31 | 3 | 0
2030 | NEISO_2_NYISO_A-F | NEISO | NYISO_A-F | Internal | Shoulder | B12 | 200 | 600 | 142.87 | 84.32 | 87.32 | 3 | 0
2030 | NEISO_2_NYISO_A-F | NEISO | NYISO_A-F | Internal | Shoulder | B13 | 600 | 600 | 0.03 | 83.98 | 86.95 | 3 | 0
2030 | NEISO_2_NYISO_A-F | NEISO | NYISO_A-F | Internal | Shoulder | B14 | 900 | 600 | 0 | 83.98 | 84.89 | 3 | 0
2030 | NEISO_2_NYISO_A-F | NEISO | NYISO_A-F | Internal | Shoulder | B15 | 1203 | 600 | 0 | 83.98 | 82.12 | 3 | 0
2030 | NEISO_2_NYISO_A-F | NEISO | NYISO_A-F | Internal | Summer | B1 | 10 | 600 | 0 | 175.67 | 103.11 | 3 | 0
2030 | NEISO_2_NYISO_A-F | NEISO | NYISO_A-F | Internal | Summer | B2 | 25 | 600 | 0 | 129.41 | 124.39 | 3 | 0
2030 | NEISO_2_NYISO_A-F | NEISO | NYISO_A-F | Internal | Summer | B3 | 75 | 600 | 0 | 110.24 | 110.84 | 3 | 0
2030 | NEISO_2_NYISO_A-F | NEISO | NYISO_A-F | Internal | Summer | B4 | 100 | 600 | 600 | 90 | 106.35 | 3 | 13.35
2030 | NEISO_2_NYISO_A-F | NEISO | NYISO_A-F | Internal | Summer | B5 | 200 | 600 | 600 | 83.93 | 106.35 | 3 | 19.42
2030 | NEISO_2_NYISO_A-F | NEISO | NYISO_A-F | Internal | Summer | B6 | 300 | 600 | 600 | 80.9 | 100.51 | 3 | 16.61
2030 | NEISO_2_NYISO_A-F | NEISO | NYISO_A-F | Internal | Summer | B7 | 400 | 600 | 600 | 80.9 | 91.83 | 3 | 7.93
2030 | NEISO_2_NYISO_A-F | NEISO | NYISO_A-F | Internal | Summer | B8 | 500 | 600 | 273.43 | 80.9 | 83.9 | 3 | 0
2030 | NEISO_2_NYISO_A-F | NEISO | NYISO_A-F | Internal | Summer | B9 | 800 | 600 | 0 | 80.9 | 82.33 | 3 | 0
2030 | NEISO_2_NYISO_A-F | NEISO | NYISO_A-F | Internal | Summer | B10 | 1262 | 600 | 0 | 80.9 | 81.35 | 3 | 0
2030 | NEISO_2_NYISO_A-F | NEISO | NYISO_A-F | Internal | Winter | B16 | 25 | 600 | 0 | 94.88 | 90.4 | 3 | 0
2030 | NEISO_2_NYISO_A-F | NEISO | NYISO_A-F | Internal | Winter | B17 | 100 | 600 | 0 | 94.88 | 90.4 | 3 | 0
2030 | NEISO_2_NYISO_A-F | NEISO | NYISO_A-F | Internal | Winter | B18 | 400 | 600 | 0 | 94.88 | 87.47 | 3 | 0
2030 | NEISO_2_NYISO_A-F | NEISO | NYISO_A-F | Internal | Winter | B19 | 700 | 600 | 0 | 94.88 | 87.47 | 3 | 0
2030 | NEISO_2_NYISO_A-F | NEISO | NYISO_A-F | Internal | Winter | B20 | 935 | 600 | 0 | 90.5 | 87.47 | 3 | 0
2030 | NEISO_2_NYISO_G-I | NEISO | NYISO_G-I | Internal | Shoulder | B11 | 25 | 600 | 333.88 | 84.32 | 87.32 | 3 | 0
2030 | NEISO_2_NYISO_G-I | NEISO | NYISO_G-I | Internal | Shoulder | B12 | 200 | 600 | 599.8 | 84.32 | 87.33 | 3 | 0.01
2030 | NEISO_2_NYISO_G-I | NEISO | NYISO_G-I | Internal | Shoulder | B13 | 600 | 600 | 0.06 | 83.98 | 86.96 | 3 | 0
2030 | NEISO_2_NYISO_G-I | NEISO | NYISO_G-I | Internal | Shoulder | B14 | 900 | 600 | 0 | 83.98 | 84.9 | 3 | 0
2030 | NEISO_2_NYISO_G-I | NEISO | NYISO_G-I | Internal | Shoulder | B15 | 1203 | 600 | 0 | 83.98 | 82.13 | 3 | 0
2030 | NEISO_2_NYISO_G-I | NEISO | NYISO_G-I | Internal | Summer | B1 | 10 | 600 | 3.44 | 175.67 | 178.66 | 3 | 0
2030 | NEISO_2_NYISO_G-I | NEISO | NYISO_G-I | Internal | Summer | B2 | 25 | 600 | 188.11 | 129.41 | 132.41 | 3 | 0
2030 | NEISO_2_NYISO_G-I | NEISO | NYISO_G-I | Internal | Summer | B3 | 75 | 600 | 600 | 110.24 | 117.28 | 3 | 4.05
2030 | NEISO_2_NYISO_G-I | NEISO | NYISO_G-I | Internal | Summer | B4 | 100 | 600 | 600 | 90 | 116.14 | 3 | 23.14
2030 | NEISO_2_NYISO_G-I | NEISO | NYISO_G-I | Internal | Summer | B5 | 200 | 600 | 600 | 83.93 | 116.14 | 3 | 29.2
2030 | NEISO_2_NYISO_G-I | NEISO | NYISO_G-I | Internal | Summer | B6 | 300 | 600 | 600 | 80.9 | 100.52 | 3 | 16.62
2030 | NEISO_2_NYISO_G-I | NEISO | NYISO_G-I | Internal | Summer | B7 | 400 | 600 | 600 | 80.9 | 91.84 | 3 | 7.94
2030 | NEISO_2_NYISO_G-I | NEISO | NYISO_G-I | Internal | Summer | B8 | 500 | 600 | 599.92 | 80.9 | 83.91 | 3 | 0.01
2030 | NEISO_2_NYISO_G-I | NEISO | NYISO_G-I | Internal | Summer | B9 | 800 | 600 | 0 | 80.9 | 82.34 | 3 | 0
2030 | NEISO_2_NYISO_G-I | NEISO | NYISO_G-I | Internal | Summer | B10 | 1262 | 600 | 0 | 80.9 | 81.36 | 3 | 0
2030 | NEISO_2_NYISO_G-I | NEISO | NYISO_G-I | Internal | Winter | B16 | 25 | 600 | 0 | 94.88 | 94.42 | 3 | 0
2030 | NEISO_2_NYISO_G-I | NEISO | NYISO_G-I | Internal | Winter | B17 | 100 | 600 | 0 | 94.88 | 94.42 | 3 | 0
2030 | NEISO_2_NYISO_G-I | NEISO | NYISO_G-I | Internal | Winter | B18 | 400 | 600 | 0 | 94.88 | 94.42 | 3 | 0
2030 | NEISO_2_NYISO_G-I | NEISO | NYISO_G-I | Internal | Winter | B19 | 700 | 600 | 0 | 94.88 | 94.42 | 3 | 0
2030 | NEISO_2_NYISO_G-I | NEISO | NYISO_G-I | Internal | Winter | B20 | 935 | 600 | 0 | 90.5 | 87.49 | 3 | 0
2030 | NEISO_2_NYISO_J-K | NEISO | NYISO_J-K | Internal | Shoulder | B11 | 25 | 745 | 744.99 | 84.32 | 90.44 | 3 | 3.12
2030 | NEISO_2_NYISO_J-K | NEISO | NYISO_J-K | Internal | Shoulder | B12 | 200 | 745 | 744.9 | 84.32 | 87.34 | 3 | 0.02
2030 | NEISO_2_NYISO_J-K | NEISO | NYISO_J-K | Internal | Shoulder | B13 | 600 | 745 | 115.94 | 83.98 | 86.98 | 3 | 0
2030 | NEISO_2_NYISO_J-K | NEISO | NYISO_J-K | Internal | Shoulder | B14 | 900 | 745 | 0 | 83.98 | 84.91 | 3 | 0
2030 | NEISO_2_NYISO_J-K | NEISO | NYISO_J-K | Internal | Shoulder | B15 | 1203 | 745 | 0 | 83.98 | 82.14 | 3 | 0
2030 | NEISO_2_NYISO_J-K | NEISO | NYISO_J-K | Internal | Summer | B1 | 10 | 745 | 531.34 | 175.67 | 178.67 | 3 | 0
2030 | NEISO_2_NYISO_J-K | NEISO | NYISO_J-K | Internal | Summer | B2 | 25 | 745 | 743.49 | 129.41 | 132.42 | 3 | 0.01
2030 | NEISO_2_NYISO_J-K | NEISO | NYISO_J-K | Internal | Summer | B3 | 75 | 745 | 745 | 110.24 | 117.3 | 3 | 4.06
2030 | NEISO_2_NYISO_J-K | NEISO | NYISO_J-K | Internal | Summer | B4 | 100 | 745 | 745 | 90 | 116.15 | 3 | 23.15
2030 | NEISO_2_NYISO_J-K | NEISO | NYISO_J-K | Internal | Summer | B5 | 200 | 745 | 745 | 83.93 | 116.15 | 3 | 29.22
2030 | NEISO_2_NYISO_J-K | NEISO | NYISO_J-K | Internal | Summer | B6 | 300 | 745 | 745 | 80.9 | 116.15 | 3 | 32.25
2030 | NEISO_2_NYISO_J-K | NEISO | NYISO_J-K | Internal | Summer | B7 | 400 | 745 | 745 | 80.9 | 91.85 | 3 | 7.96
2030 | NEISO_2_NYISO_J-K | NEISO | NYISO_J-K | Internal | Summer | B8 | 500 | 745 | 745 | 80.9 | 86.66 | 3 | 2.76
2030 | NEISO_2_NYISO_J-K | NEISO | NYISO_J-K | Internal | Summer | B9 | 800 | 745 | 0 | 80.9 | 82.35 | 3 | 0
2030 | NEISO_2_NYISO_J-K | NEISO | NYISO_J-K | Internal | Summer | B10 | 1262 | 745 | 0 | 80.9 | 81.37 | 3 | 0
2030 | NEISO_2_NYISO_J-K | NEISO | NYISO_J-K | Internal | Winter | B16 | 25 | 745 | 745 | 94.88 | 103.61 | 3 | 5.73
2030 | NEISO_2_NYISO_J-K | NEISO | NYISO_J-K | Internal | Winter | B17 | 100 | 745 | 745 | 94.88 | 102.53 | 3 | 4.65
2030 | NEISO_2_NYISO_J-K | NEISO | NYISO_J-K | Internal | Winter | B18 | 400 | 745 | 648 | 94.88 | 97.88 | 3 | 0
2030 | NEISO_2_NYISO_J-K | NEISO | NYISO_J-K | Internal | Winter | B19 | 700 | 745 | 101.81 | 94.88 | 97.88 | 3 | 0
2030 | NEISO_2_NYISO_J-K | NEISO | NYISO_J-K | Internal | Winter | B20 | 935 | 745 | 0 | 90.5 | 87.5 | 3 | 0
2030 | NonRTO_Midwest_2_MISO_IN | NonRTO_Midwest | MISO_IN | Internal | Shoulder | B11 | 25 | 4450 | 0 | 83.95 | 75.95 | 8 | 0
2030 | NonRTO_Midwest_2_MISO_IN | NonRTO_Midwest | MISO_IN | Internal | Shoulder | B12 | 200 | 4450 | 0 | 83.95 | 75.95 | 8 | 0
2030 | NonRTO_Midwest_2_MISO_IN | NonRTO_Midwest | MISO_IN | Internal | Shoulder | B13 | 600 | 4450 | 0 | 83.95 | 75.95 | 8 | 0
2030 | NonRTO_Midwest_2_MISO_IN | NonRTO_Midwest | MISO_IN | Internal | Shoulder | B14 | 900 | 4450 | 0 | 83.95 | 75.95 | 8 | 0
2030 | NonRTO_Midwest_2_MISO_IN | NonRTO_Midwest | MISO_IN | Internal | Shoulder | B15 | 1203 | 4450 | 0 | 81.87 | 73.87 | 8 | 0
2030 | NonRTO_Midwest_2_MISO_IN | NonRTO_Midwest | MISO_IN | Internal | Summer | B1 | 10 | 4450 | 0 | 132.4 | 114.5 | 8 | 0
2030 | NonRTO_Midwest_2_MISO_IN | NonRTO_Midwest | MISO_IN | Internal | Summer | B2 | 25 | 4450 | 0 | 146.37 | 138.37 | 8 | 0
2030 | NonRTO_Midwest_2_MISO_IN | NonRTO_Midwest | MISO_IN | Internal | Summer | B3 | 75 | 4450 | 0 | 138.39 | 130.39 | 8 | 0
2030 | NonRTO_Midwest_2_MISO_IN | NonRTO_Midwest | MISO_IN | Internal | Summer | B4 | 100 | 4450 | 0 | 132.4 | 124.4 | 8 | 0
2030 | NonRTO_Midwest_2_MISO_IN | NonRTO_Midwest | MISO_IN | Internal | Summer | B5 | 200 | 4450 | 0 | 120.95 | 112.95 | 8 | 0
2030 | NonRTO_Midwest_2_MISO_IN | NonRTO_Midwest | MISO_IN | Internal | Summer | B6 | 300 | 4450 | 0 | 114.51 | 106.51 | 8 | 0
2030 | NonRTO_Midwest_2_MISO_IN | NonRTO_Midwest | MISO_IN | Internal | Summer | B7 | 400 | 4450 | 0 | 105.82 | 97.82 | 8 | 0
2030 | NonRTO_Midwest_2_MISO_IN | NonRTO_Midwest | MISO_IN | Internal | Summer | B8 | 500 | 4450 | 0 | 96.19 | 88.19 | 8 | 0
2030 | NonRTO_Midwest_2_MISO_IN | NonRTO_Midwest | MISO_IN | Internal | Summer | B9 | 800 | 4450 | 0 | 90.32 | 82.32 | 8 | 0
2030 | NonRTO_Midwest_2_MISO_IN | NonRTO_Midwest | MISO_IN | Internal | Summer | B10 | 1262 | 4450 | 0 | 82.6 | 74.6 | 8 | 0
2030 | NonRTO_Midwest_2_MISO_IN | NonRTO_Midwest | MISO_IN | Internal | Winter | B16 | 25 | 4450 | 0 | 86.59 | 78.59 | 8 | 0
2030 | NonRTO_Midwest_2_MISO_IN | NonRTO_Midwest | MISO_IN | Internal | Winter | B17 | 100 | 4450 | 0 | 86.59 | 78.59 | 8 | 0
2030 | NonRTO_Midwest_2_MISO_IN | NonRTO_Midwest | MISO_IN | Internal | Winter | B18 | 400 | 4450 | 0 | 86.59 | 78.59 | 8 | 0
2030 | NonRTO_Midwest_2_MISO_IN | NonRTO_Midwest | MISO_IN | Internal | Winter | B19 | 700 | 4450 | 0 | 86.59 | 78.59 | 8 | 0
2030 | NonRTO_Midwest_2_MISO_IN | NonRTO_Midwest | MISO_IN | Internal | Winter | B20 | 935 | 4450 | 0 | 82.32 | 74.32 | 8 | 0
2030 | NonRTO_Midwest_2_TVA_Transmission | NonRTO_Midwest | TVA_Transmission | Internal | Shoulder | B11 | 25 | 2400 | 414.35 | 83.95 | 91.95 | 8 | 0
2030 | NonRTO_Midwest_2_TVA_Transmission | NonRTO_Midwest | TVA_Transmission | Internal | Shoulder | B12 | 200 | 2400 | 0 | 83.95 | 85.06 | 8 | 0
2030 | NonRTO_Midwest_2_TVA_Transmission | NonRTO_Midwest | TVA_Transmission | Internal | Shoulder | B13 | 600 | 2400 | 0 | 83.95 | 85.06 | 8 | 0
2030 | NonRTO_Midwest_2_TVA_Transmission | NonRTO_Midwest | TVA_Transmission | Internal | Shoulder | B14 | 900 | 2400 | 0 | 83.95 | 84.98 | 8 | 0
2030 | NonRTO_Midwest_2_TVA_Transmission | NonRTO_Midwest | TVA_Transmission | Internal | Shoulder | B15 | 1203 | 2400 | 0 | 81.87 | 79.45 | 8 | 0
2030 | NonRTO_Midwest_2_TVA_Transmission | NonRTO_Midwest | TVA_Transmission | Internal | Summer | B1 | 10 | 2400 | 1671.52 | 132.4 | 140.4 | 8 | 0
2030 | NonRTO_Midwest_2_TVA_Transmission | NonRTO_Midwest | TVA_Transmission | Internal | Summer | B2 | 25 | 2400 | 0 | 146.37 | 146.39 | 8 | 0
2030 | NonRTO_Midwest_2_TVA_Transmission | NonRTO_Midwest | TVA_Transmission | Internal | Summer | B3 | 75 | 2400 | 1169.94 | 138.39 | 146.39 | 8 | 0
2030 | NonRTO_Midwest_2_TVA_Transmission | NonRTO_Midwest | TVA_Transmission | Internal | Summer | B4 | 100 | 2400 | 722.25 | 132.4 | 140.4 | 8 | 0
2030 | NonRTO_Midwest_2_TVA_Transmission | NonRTO_Midwest | TVA_Transmission | Internal | Summer | B5 | 200 | 2400 | 599.92 | 120.95 | 128.95 | 8 | 0
2030 | NonRTO_Midwest_2_TVA_Transmission | NonRTO_Midwest | TVA_Transmission | Internal | Summer | B6 | 300 | 2400 | 0 | 114.51 | 110.67 | 8 | 0
2030 | NonRTO_Midwest_2_TVA_Transmission | NonRTO_Midwest | TVA_Transmission | Internal | Summer | B7 | 400 | 2400 | 0 | 105.82 | 101.44 | 8 | 0
2030 | NonRTO_Midwest_2_TVA_Transmission | NonRTO_Midwest | TVA_Transmission | Internal | Summer | B8 | 500 | 2400 | 0 | 96.19 | 94.78 | 8 | 0
2030 | NonRTO_Midwest_2_TVA_Transmission | NonRTO_Midwest | TVA_Transmission | Internal | Summer | B9 | 800 | 2400 | 0 | 90.32 | 90.33 | 8 | 0
2030 | NonRTO_Midwest_2_TVA_Transmission | NonRTO_Midwest | TVA_Transmission | Internal | Summer | B10 | 1262 | 2400 | 0 | 82.6 | 79.51 | 8 | 0
2030 | NonRTO_Midwest_2_TVA_Transmission | NonRTO_Midwest | TVA_Transmission | Internal | Winter | B16 | 25 | 2400 | 0.01 | 86.59 | 92.9 | 8 | 0
2030 | NonRTO_Midwest_2_TVA_Transmission | NonRTO_Midwest | TVA_Transmission | Internal | Winter | B17 | 100 | 2400 | 0 | 86.59 | 87.81 | 8 | 0
2030 | NonRTO_Midwest_2_TVA_Transmission | NonRTO_Midwest | TVA_Transmission | Internal | Winter | B18 | 400 | 2400 | 0 | 86.59 | 87.81 | 8 | 0
2030 | NonRTO_Midwest_2_TVA_Transmission | NonRTO_Midwest | TVA_Transmission | Internal | Winter | B19 | 700 | 2400 | 0 | 86.59 | 87.81 | 8 | 0
2030 | NonRTO_Midwest_2_TVA_Transmission | NonRTO_Midwest | TVA_Transmission | Internal | Winter | B20 | 935 | 2400 | 0 | 82.32 | 82.03 | 8 | 0
2030 | NYISO_A-F_2_IESO | NYISO_A-F | IESO | Internal | Shoulder | B11 | 25 | 1600 | 0 | 87.31 | 83.04 | 7 | 0
2030 | NYISO_A-F_2_IESO | NYISO_A-F | IESO | Internal | Shoulder | B12 | 200 | 1600 | 0 | 87.32 | 83.04 | 7 | 0
2030 | NYISO_A-F_2_IESO | NYISO_A-F | IESO | Internal | Shoulder | B13 | 600 | 1600 | 0 | 86.95 | 83.04 | 7 | 0
2030 | NYISO_A-F_2_IESO | NYISO_A-F | IESO | Internal | Shoulder | B14 | 900 | 1600 | 0 | 84.89 | 83.04 | 7 | 0
2030 | NYISO_A-F_2_IESO | NYISO_A-F | IESO | Internal | Shoulder | B15 | 1203 | 1600 | 0 | 82.12 | 83.04 | 7 | 0
2030 | NYISO_A-F_2_IESO | NYISO_A-F | IESO | Internal | Summer | B1 | 10 | 1600 | 1600 | 103.11 | 131.39 | 7 | 21.28
2030 | NYISO_A-F_2_IESO | NYISO_A-F | IESO | Internal | Summer | B2 | 25 | 1600 | 705.14 | 124.39 | 131.39 | 7 | 0
2030 | NYISO_A-F_2_IESO | NYISO_A-F | IESO | Internal | Summer | B3 | 75 | 1600 | 138.1 | 110.84 | 117.84 | 7 | 0
2030 | NYISO_A-F_2_IESO | NYISO_A-F | IESO | Internal | Summer | B4 | 100 | 1600 | 0 | 106.35 | 99.35 | 7 | 0
2030 | NYISO_A-F_2_IESO | NYISO_A-F | IESO | Internal | Summer | B5 | 200 | 1600 | 0 | 106.35 | 99.35 | 7 | 0
2030 | NYISO_A-F_2_IESO | NYISO_A-F | IESO | Internal | Summer | B6 | 300 | 1600 | 0 | 100.51 | 99.35 | 7 | 0
2030 | NYISO_A-F_2_IESO | NYISO_A-F | IESO | Internal | Summer | B7 | 400 | 1600 | 0 | 91.83 | 89.87 | 7 | 0
2030 | NYISO_A-F_2_IESO | NYISO_A-F | IESO | Internal | Summer | B8 | 500 | 1600 | 0 | 83.9 | 81.2 | 7 | 0
2030 | NYISO_A-F_2_IESO | NYISO_A-F | IESO | Internal | Summer | B9 | 800 | 1600 | 0 | 82.33 | 75.33 | 7 | 0
2030 | NYISO_A-F_2_IESO | NYISO_A-F | IESO | Internal | Summer | B10 | 1262 | 1600 | 0 | 81.35 | 75.33 | 7 | 0
2030 | NYISO_A-F_2_IESO | NYISO_A-F | IESO | Internal | Winter | B16 | 25 | 1600 | 0 | 90.4 | 83.4 | 7 | 0
2030 | NYISO_A-F_2_IESO | NYISO_A-F | IESO | Internal | Winter | B17 | 100 | 1600 | 0 | 90.4 | 83.4 | 7 | 0
2030 | NYISO_A-F_2_IESO | NYISO_A-F | IESO | Internal | Winter | B18 | 400 | 1600 | 0 | 87.47 | 83.02 | 7 | 0
2030 | NYISO_A-F_2_IESO | NYISO_A-F | IESO | Internal | Winter | B19 | 700 | 1600 | 0 | 87.47 | 83.02 | 7 | 0
2030 | NYISO_A-F_2_IESO | NYISO_A-F | IESO | Internal | Winter | B20 | 935 | 1600 | 0 | 87.47 | 83.02 | 7 | 0
2030 | NYISO_A-F_2_NEISO | NYISO_A-F | NEISO | Internal | Shoulder | B11 | 25 | 600 | 0 | 87.31 | 84.32 | 3 | 0
2030 | NYISO_A-F_2_NEISO | NYISO_A-F | NEISO | Internal | Shoulder | B12 | 200 | 600 | 0 | 87.32 | 84.32 | 3 | 0
2030 | NYISO_A-F_2_NEISO | NYISO_A-F | NEISO | Internal | Shoulder | B13 | 600 | 600 | 0 | 86.95 | 83.98 | 3 | 0
2030 | NYISO_A-F_2_NEISO | NYISO_A-F | NEISO | Internal | Shoulder | B14 | 900 | 600 | 0 | 84.89 | 83.98 | 3 | 0
2030 | NYISO_A-F_2_NEISO | NYISO_A-F | NEISO | Internal | Shoulder | B15 | 1203 | 600 | 0 | 82.12 | 83.98 | 3 | 0
2030 | NYISO_A-F_2_NEISO | NYISO_A-F | NEISO | Internal | Summer | B1 | 10 | 600 | 600 | 103.11 | 175.67 | 3 | 69.57
2030 | NYISO_A-F_2_NEISO | NYISO_A-F | NEISO | Internal | Summer | B2 | 25 | 600 | 599.99 | 124.39 | 129.41 | 3 | 2.02
2030 | NYISO_A-F_2_NEISO | NYISO_A-F | NEISO | Internal | Summer | B3 | 75 | 600 | 0 | 110.84 | 110.24 | 3 | 0
2030 | NYISO_A-F_2_NEISO | NYISO_A-F | NEISO | Internal | Summer | B4 | 100 | 600 | 0 | 106.35 | 90 | 3 | 0
2030 | NYISO_A-F_2_NEISO | NYISO_A-F | NEISO | Internal | Summer | B5 | 200 | 600 | 0 | 106.35 | 83.93 | 3 | 0
2030 | NYISO_A-F_2_NEISO | NYISO_A-F | NEISO | Internal | Summer | B6 | 300 | 600 | 0 | 100.51 | 80.9 | 3 | 0
2030 | NYISO_A-F_2_NEISO | NYISO_A-F | NEISO | Internal | Summer | B7 | 400 | 600 | 0 | 91.83 | 80.9 | 3 | 0
2030 | NYISO_A-F_2_NEISO | NYISO_A-F | NEISO | Internal | Summer | B8 | 500 | 600 | 0 | 83.9 | 80.9 | 3 | 0
2030 | NYISO_A-F_2_NEISO | NYISO_A-F | NEISO | Internal | Summer | B9 | 800 | 600 | 0 | 82.33 | 80.9 | 3 | 0
2030 | NYISO_A-F_2_NEISO | NYISO_A-F | NEISO | Internal | Summer | B10 | 1262 | 600 | 0 | 81.35 | 80.9 | 3 | 0
2030 | NYISO_A-F_2_NEISO | NYISO_A-F | NEISO | Internal | Winter | B16 | 25 | 600 | 599.99 | 90.4 | 94.88 | 3 | 1.48
2030 | NYISO_A-F_2_NEISO | NYISO_A-F | NEISO | Internal | Winter | B17 | 100 | 600 | 600 | 90.4 | 94.88 | 3 | 1.48
2030 | NYISO_A-F_2_NEISO | NYISO_A-F | NEISO | Internal | Winter | B18 | 400 | 600 | 600 | 87.47 | 94.88 | 3 | 4.41
2030 | NYISO_A-F_2_NEISO | NYISO_A-F | NEISO | Internal | Winter | B19 | 700 | 600 | 600 | 87.47 | 94.88 | 3 | 4.41
2030 | NYISO_A-F_2_NEISO | NYISO_A-F | NEISO | Internal | Winter | B20 | 935 | 600 | 599.98 | 87.47 | 90.5 | 3 | 0.02
2030 | NYISO_A-F_2_NYISO_G-I | NYISO_A-F | NYISO_G-I | Internal | Shoulder | B11 | 25 | 5685 | 4623.52 | 87.31 | 87.32 | 0.01 | 0
2030 | NYISO_A-F_2_NYISO_G-I | NYISO_A-F | NYISO_G-I | Internal | Shoulder | B12 | 200 | 5685 | 3872.41 | 87.32 | 87.33 | 0.01 | 0
2030 | NYISO_A-F_2_NYISO_G-I | NYISO_A-F | NYISO_G-I | Internal | Shoulder | B13 | 600 | 5685 | 4605.28 | 86.95 | 86.96 | 0.01 | 0
2030 | NYISO_A-F_2_NYISO_G-I | NYISO_A-F | NYISO_G-I | Internal | Shoulder | B14 | 900 | 5685 | 5075.56 | 84.89 | 84.9 | 0.01 | 0
2030 | NYISO_A-F_2_NYISO_G-I | NYISO_A-F | NYISO_G-I | Internal | Shoulder | B15 | 1203 | 5685 | 3229.31 | 82.12 | 82.13 | 0.01 | 0
2030 | NYISO_A-F_2_NYISO_G-I | NYISO_A-F | NYISO_G-I | Internal | Summer | B1 | 10 | 5685 | 5685 | 103.11 | 178.66 | 0.01 | 75.54
2030 | NYISO_A-F_2_NYISO_G-I | NYISO_A-F | NYISO_G-I | Internal | Summer | B2 | 25 | 5685 | 5685 | 124.39 | 132.41 | 0.01 | 8.01
2030 | NYISO_A-F_2_NYISO_G-I | NYISO_A-F | NYISO_G-I | Internal | Summer | B3 | 75 | 5685 | 5685 | 110.84 | 117.28 | 0.01 | 6.44
2030 | NYISO_A-F_2_NYISO_G-I | NYISO_A-F | NYISO_G-I | Internal | Summer | B4 | 100 | 5685 | 5685 | 106.35 | 116.14 | 0.01 | 9.77
2030 | NYISO_A-F_2_NYISO_G-I | NYISO_A-F | NYISO_G-I | Internal | Summer | B5 | 200 | 5685 | 5685 | 106.35 | 116.14 | 0.01 | 9.77
2030 | NYISO_A-F_2_NYISO_G-I | NYISO_A-F | NYISO_G-I | Internal | Summer | B6 | 300 | 5685 | 5332.97 | 100.51 | 100.52 | 0.01 | 0
2030 | NYISO_A-F_2_NYISO_G-I | NYISO_A-F | NYISO_G-I | Internal | Summer | B7 | 400 | 5685 | 4204.89 | 91.83 | 91.84 | 0.01 | 0
2030 | NYISO_A-F_2_NYISO_G-I | NYISO_A-F | NYISO_G-I | Internal | Summer | B8 | 500 | 5685 | 3958.33 | 83.9 | 83.91 | 0.01 | 0
2030 | NYISO_A-F_2_NYISO_G-I | NYISO_A-F | NYISO_G-I | Internal | Summer | B9 | 800 | 5685 | 5167.9 | 82.33 | 82.34 | 0.01 | 0
2030 | NYISO_A-F_2_NYISO_G-I | NYISO_A-F | NYISO_G-I | Internal | Summer | B10 | 1262 | 5685 | 2899.02 | 81.35 | 81.36 | 0.01 | 0
2030 | NYISO_A-F_2_NYISO_G-I | NYISO_A-F | NYISO_G-I | Internal | Winter | B16 | 25 | 5685 | 5685 | 90.4 | 94.42 | 0.01 | 4.01
2030 | NYISO_A-F_2_NYISO_G-I | NYISO_A-F | NYISO_G-I | Internal | Winter | B17 | 100 | 5685 | 5685 | 90.4 | 94.42 | 0.01 | 4.01
2030 | NYISO_A-F_2_NYISO_G-I | NYISO_A-F | NYISO_G-I | Internal | Winter | B18 | 400 | 5685 | 5685 | 87.47 | 94.42 | 0.01 | 6.93
2030 | NYISO_A-F_2_NYISO_G-I | NYISO_A-F | NYISO_G-I | Internal | Winter | B19 | 700 | 5685 | 5685 | 87.47 | 94.42 | 0.01 | 6.93
2030 | NYISO_A-F_2_NYISO_G-I | NYISO_A-F | NYISO_G-I | Internal | Winter | B20 | 935 | 5685 | 5332.08 | 87.47 | 87.49 | 0.01 | 0
2030 | NYISO_A-F_2_PJM_ROM | NYISO_A-F | PJM_ROM | Internal | Shoulder | B11 | 25 | 1000 | 0.01 | 87.31 | 93.78 | 8 | 0
2030 | NYISO_A-F_2_PJM_ROM | NYISO_A-F | PJM_ROM | Internal | Shoulder | B12 | 200 | 1000 | 0 | 87.32 | 93.78 | 8 | 0
2030 | NYISO_A-F_2_PJM_ROM | NYISO_A-F | PJM_ROM | Internal | Shoulder | B13 | 600 | 1000 | 0 | 86.95 | 89.43 | 8 | 0
2030 | NYISO_A-F_2_PJM_ROM | NYISO_A-F | PJM_ROM | Internal | Shoulder | B14 | 900 | 1000 | 0 | 84.89 | 87.84 | 8 | 0
2030 | NYISO_A-F_2_PJM_ROM | NYISO_A-F | PJM_ROM | Internal | Shoulder | B15 | 1203 | 1000 | 0 | 82.12 | 76.12 | 8 | 0
2030 | NYISO_A-F_2_PJM_ROM | NYISO_A-F | PJM_ROM | Internal | Summer | B1 | 10 | 1000 | 1000 | 103.11 | 180.5 | 8 | 69.4
2030 | NYISO_A-F_2_PJM_ROM | NYISO_A-F | PJM_ROM | Internal | Summer | B2 | 25 | 1000 | 1000 | 124.39 | 140.4 | 8 | 8.01
2030 | NYISO_A-F_2_PJM_ROM | NYISO_A-F | PJM_ROM | Internal | Summer | B3 | 75 | 1000 | 1000 | 110.84 | 140.4 | 8 | 21.56
2030 | NYISO_A-F_2_PJM_ROM | NYISO_A-F | PJM_ROM | Internal | Summer | B4 | 100 | 1000 | 1000 | 106.35 | 134.39 | 8 | 20.04
2030 | NYISO_A-F_2_PJM_ROM | NYISO_A-F | PJM_ROM | Internal | Summer | B5 | 200 | 1000 | 1000 | 106.35 | 124.53 | 8 | 10.18
2030 | NYISO_A-F_2_PJM_ROM | NYISO_A-F | PJM_ROM | Internal | Summer | B6 | 300 | 1000 | 999.93 | 100.51 | 108.53 | 8 | 0.02
2030 | NYISO_A-F_2_PJM_ROM | NYISO_A-F | PJM_ROM | Internal | Summer | B7 | 400 | 1000 | 999.95 | 91.83 | 99.85 | 8 | 0.02
2030 | NYISO_A-F_2_PJM_ROM | NYISO_A-F | PJM_ROM | Internal | Summer | B8 | 500 | 1000 | 0 | 83.9 | 90.26 | 8 | 0
2030 | NYISO_A-F_2_PJM_ROM | NYISO_A-F | PJM_ROM | Internal | Summer | B9 | 800 | 1000 | 0 | 82.33 | 85.07 | 8 | 0
2030 | NYISO_A-F_2_PJM_ROM | NYISO_A-F | PJM_ROM | Internal | Summer | B10 | 1262 | 1000 | 0 | 81.35 | 75.35 | 8 | 0
2030 | NYISO_A-F_2_PJM_ROM | NYISO_A-F | PJM_ROM | Internal | Winter | B16 | 25 | 1000 | 999.99 | 90.4 | 100.48 | 8 | 2.09
2030 | NYISO_A-F_2_PJM_ROM | NYISO_A-F | PJM_ROM | Internal | Winter | B17 | 100 | 1000 | 1000 | 90.4 | 100.48 | 8 | 2.09
2030 | NYISO_A-F_2_PJM_ROM | NYISO_A-F | PJM_ROM | Internal | Winter | B18 | 400 | 1000 | 0 | 87.47 | 95.04 | 8 | 0
2030 | NYISO_A-F_2_PJM_ROM | NYISO_A-F | PJM_ROM | Internal | Winter | B19 | 700 | 1000 | 0 | 87.47 | 93.98 | 8 | 0
2030 | NYISO_A-F_2_PJM_ROM | NYISO_A-F | PJM_ROM | Internal | Winter | B20 | 935 | 1000 | 0 | 87.47 | 81.47 | 8 | 0
2030 | NYISO_G-I_2_NEISO | NYISO_G-I | NEISO | Internal | Shoulder | B11 | 25 | 600 | 0 | 87.32 | 84.32 | 3 | 0
2030 | NYISO_G-I_2_NEISO | NYISO_G-I | NEISO | Internal | Shoulder | B12 | 200 | 600 | 0 | 87.33 | 84.32 | 3 | 0
2030 | NYISO_G-I_2_NEISO | NYISO_G-I | NEISO | Internal | Shoulder | B13 | 600 | 600 | 0 | 86.96 | 83.98 | 3 | 0
2030 | NYISO_G-I_2_NEISO | NYISO_G-I | NEISO | Internal | Shoulder | B14 | 900 | 600 | 0 | 84.9 | 83.98 | 3 | 0
2030 | NYISO_G-I_2_NEISO | NYISO_G-I | NEISO | Internal | Shoulder | B15 | 1203 | 600 | 0 | 82.13 | 83.98 | 3 | 0
2030 | NYISO_G-I_2_NEISO | NYISO_G-I | NEISO | Internal | Summer | B1 | 10 | 600 | 0 | 178.66 | 175.67 | 3 | 0
2030 | NYISO_G-I_2_NEISO | NYISO_G-I | NEISO | Internal | Summer | B2 | 25 | 600 | 0 | 132.41 | 129.41 | 3 | 0
2030 | NYISO_G-I_2_NEISO | NYISO_G-I | NEISO | Internal | Summer | B3 | 75 | 600 | 0 | 117.28 | 110.24 | 3 | 0
2030 | NYISO_G-I_2_NEISO | NYISO_G-I | NEISO | Internal | Summer | B4 | 100 | 600 | 0 | 116.14 | 90 | 3 | 0
2030 | NYISO_G-I_2_NEISO | NYISO_G-I | NEISO | Internal | Summer | B5 | 200 | 600 | 0 | 116.14 | 83.93 | 3 | 0
2030 | NYISO_G-I_2_NEISO | NYISO_G-I | NEISO | Internal | Summer | B6 | 300 | 600 | 0 | 100.52 | 80.9 | 3 | 0
2030 | NYISO_G-I_2_NEISO | NYISO_G-I | NEISO | Internal | Summer | B7 | 400 | 600 | 0 | 91.84 | 80.9 | 3 | 0
2030 | NYISO_G-I_2_NEISO | NYISO_G-I | NEISO | Internal | Summer | B8 | 500 | 600 | 0 | 83.91 | 80.9 | 3 | 0
2030 | NYISO_G-I_2_NEISO | NYISO_G-I | NEISO | Internal | Summer | B9 | 800 | 600 | 0 | 82.34 | 80.9 | 3 | 0
2030 | NYISO_G-I_2_NEISO | NYISO_G-I | NEISO | Internal | Summer | B10 | 1262 | 600 | 0 | 81.36 | 80.9 | 3 | 0
2030 | NYISO_G-I_2_NEISO | NYISO_G-I | NEISO | Internal | Winter | B16 | 25 | 600 | 0 | 94.42 | 94.88 | 3 | 0
2030 | NYISO_G-I_2_NEISO | NYISO_G-I | NEISO | Internal | Winter | B17 | 100 | 600 | 0 | 94.42 | 94.88 | 3 | 0
2030 | NYISO_G-I_2_NEISO | NYISO_G-I | NEISO | Internal | Winter | B18 | 400 | 600 | 0 | 94.42 | 94.88 | 3 | 0
2030 | NYISO_G-I_2_NEISO | NYISO_G-I | NEISO | Internal | Winter | B19 | 700 | 600 | 0 | 94.42 | 94.88 | 3 | 0
2030 | NYISO_G-I_2_NEISO | NYISO_G-I | NEISO | Internal | Winter | B20 | 935 | 600 | 599.96 | 87.49 | 90.5 | 3 | 0.01
2030 | NYISO_G-I_2_NYISO_A-F | NYISO_G-I | NYISO_A-F | Internal | Shoulder | B11 | 25 | 3434 | 0.77 | 87.32 | 87.31 | 0.01 | 0
2030 | NYISO_G-I_2_NYISO_A-F | NYISO_G-I | NYISO_A-F | Internal | Shoulder | B12 | 200 | 3434 | 0.1 | 87.33 | 87.32 | 0.01 | 0
2030 | NYISO_G-I_2_NYISO_A-F | NYISO_G-I | NYISO_A-F | Internal | Shoulder | B13 | 600 | 3434 | 0.03 | 86.96 | 86.95 | 0.01 | 0
2030 | NYISO_G-I_2_NYISO_A-F | NYISO_G-I | NYISO_A-F | Internal | Shoulder | B14 | 900 | 3434 | 0.02 | 84.9 | 84.89 | 0.01 | 0
2030 | NYISO_G-I_2_NYISO_A-F | NYISO_G-I | NYISO_A-F | Internal | Shoulder | B15 | 1203 | 3434 | 0.02 | 82.13 | 82.12 | 0.01 | 0
2030 | NYISO_G-I_2_NYISO_A-F | NYISO_G-I | NYISO_A-F | Internal | Summer | B1 | 10 | 3434 | 0 | 178.66 | 103.11 | 0.01 | 0
2030 | NYISO_G-I_2_NYISO_A-F | NYISO_G-I | NYISO_A-F | Internal | Summer | B2 | 25 | 3434 | 0 | 132.41 | 124.39 | 0.01 | 0
2030 | NYISO_G-I_2_NYISO_A-F | NYISO_G-I | NYISO_A-F | Internal | Summer | B3 | 75 | 3434 | 0 | 117.28 | 110.84 | 0.01 | 0
2030 | NYISO_G-I_2_NYISO_A-F | NYISO_G-I | NYISO_A-F | Internal | Summer | B4 | 100 | 3434 | 0 | 116.14 | 106.35 | 0.01 | 0
2030 | NYISO_G-I_2_NYISO_A-F | NYISO_G-I | NYISO_A-F | Internal | Summer | B5 | 200 | 3434 | 0 | 116.14 | 106.35 | 0.01 | 0
2030 | NYISO_G-I_2_NYISO_A-F | NYISO_G-I | NYISO_A-F | Internal | Summer | B6 | 300 | 3434 | 0.07 | 100.52 | 100.51 | 0.01 | 0
2030 | NYISO_G-I_2_NYISO_A-F | NYISO_G-I | NYISO_A-F | Internal | Summer | B7 | 400 | 3434 | 0.05 | 91.84 | 91.83 | 0.01 | 0
2030 | NYISO_G-I_2_NYISO_A-F | NYISO_G-I | NYISO_A-F | Internal | Summer | B8 | 500 | 3434 | 0.04 | 83.91 | 83.9 | 0.01 | 0
2030 | NYISO_G-I_2_NYISO_A-F | NYISO_G-I | NYISO_A-F | Internal | Summer | B9 | 800 | 3434 | 0.03 | 82.34 | 82.33 | 0.01 | 0
2030 | NYISO_G-I_2_NYISO_A-F | NYISO_G-I | NYISO_A-F | Internal | Summer | B10 | 1262 | 3434 | 0.02 | 81.36 | 81.35 | 0.01 | 0
2030 | NYISO_G-I_2_NYISO_A-F | NYISO_G-I | NYISO_A-F | Internal | Winter | B16 | 25 | 3434 | 0 | 94.42 | 90.4 | 0.01 | 0
2030 | NYISO_G-I_2_NYISO_A-F | NYISO_G-I | NYISO_A-F | Internal | Winter | B17 | 100 | 3434 | 0 | 94.42 | 90.4 | 0.01 | 0
2030 | NYISO_G-I_2_NYISO_A-F | NYISO_G-I | NYISO_A-F | Internal | Winter | B18 | 400 | 3434 | 0 | 94.42 | 87.47 | 0.01 | 0
2030 | NYISO_G-I_2_NYISO_A-F | NYISO_G-I | NYISO_A-F | Internal | Winter | B19 | 700 | 3434 | 0 | 94.42 | 87.47 | 0.01 | 0
2030 | NYISO_G-I_2_NYISO_A-F | NYISO_G-I | NYISO_A-F | Internal | Winter | B20 | 935 | 3434 | 0.02 | 87.49 | 87.47 | 0.01 | 0
2030 | NYISO_G-I_2_NYISO_J-K | NYISO_G-I | NYISO_J-K | Internal | Shoulder | B11 | 25 | 6130 | 6129.99 | 87.32 | 90.44 | 0.01 | 3.11
2030 | NYISO_G-I_2_NYISO_J-K | NYISO_G-I | NYISO_J-K | Internal | Shoulder | B12 | 200 | 6130 | 5696.47 | 87.33 | 87.34 | 0.01 | 0
2030 | NYISO_G-I_2_NYISO_J-K | NYISO_G-I | NYISO_J-K | Internal | Shoulder | B13 | 600 | 6130 | 5973.53 | 86.96 | 86.98 | 0.01 | 0
2030 | NYISO_G-I_2_NYISO_J-K | NYISO_G-I | NYISO_J-K | Internal | Shoulder | B14 | 900 | 6130 | 5562.37 | 84.9 | 84.91 | 0.01 | 0
2030 | NYISO_G-I_2_NYISO_J-K | NYISO_G-I | NYISO_J-K | Internal | Shoulder | B15 | 1203 | 6130 | 4458.63 | 82.13 | 82.14 | 0.01 | 0
2030 | NYISO_G-I_2_NYISO_J-K | NYISO_G-I | NYISO_J-K | Internal | Summer | B1 | 10 | 6130 | 5530.16 | 178.66 | 178.67 | 0.01 | 0
2030 | NYISO_G-I_2_NYISO_J-K | NYISO_G-I | NYISO_J-K | Internal | Summer | B2 | 25 | 6130 | 5201.88 | 132.41 | 132.42 | 0.01 | 0
2030 | NYISO_G-I_2_NYISO_J-K | NYISO_G-I | NYISO_J-K | Internal | Summer | B3 | 75 | 6130 | 5269.87 | 117.28 | 117.3 | 0.01 | 0
2030 | NYISO_G-I_2_NYISO_J-K | NYISO_G-I | NYISO_J-K | Internal | Summer | B4 | 100 | 6130 | 5572.17 | 116.14 | 116.15 | 0.01 | 0
2030 | NYISO_G-I_2_NYISO_J-K | NYISO_G-I | NYISO_J-K | Internal | Summer | B5 | 200 | 6130 | 5742.52 | 116.14 | 116.15 | 0.01 | 0
2030 | NYISO_G-I_2_NYISO_J-K | NYISO_G-I | NYISO_J-K | Internal | Summer | B6 | 300 | 6130 | 6130 | 100.52 | 116.15 | 0.01 | 15.61
2030 | NYISO_G-I_2_NYISO_J-K | NYISO_G-I | NYISO_J-K | Internal | Summer | B7 | 400 | 6130 | 5736.62 | 91.84 | 91.85 | 0.01 | 0
2030 | NYISO_G-I_2_NYISO_J-K | NYISO_G-I | NYISO_J-K | Internal | Summer | B8 | 500 | 6130 | 6130 | 83.91 | 86.66 | 0.01 | 2.74
2030 | NYISO_G-I_2_NYISO_J-K | NYISO_G-I | NYISO_J-K | Internal | Summer | B9 | 800 | 6130 | 5932.1 | 82.34 | 82.35 | 0.01 | 0
2030 | NYISO_G-I_2_NYISO_J-K | NYISO_G-I | NYISO_J-K | Internal | Summer | B10 | 1262 | 6130 | 4610.52 | 81.36 | 81.37 | 0.01 | 0
2030 | NYISO_G-I_2_NYISO_J-K | NYISO_G-I | NYISO_J-K | Internal | Winter | B16 | 25 | 6130 | 6130 | 94.42 | 103.61 | 0.01 | 9.18
2030 | NYISO_G-I_2_NYISO_J-K | NYISO_G-I | NYISO_J-K | Internal | Winter | B17 | 100 | 6130 | 6130 | 94.42 | 102.53 | 0.01 | 8.1
2030 | NYISO_G-I_2_NYISO_J-K | NYISO_G-I | NYISO_J-K | Internal | Winter | B18 | 400 | 6130 | 6130 | 94.42 | 97.88 | 0.01 | 3.45
2030 | NYISO_G-I_2_NYISO_J-K | NYISO_G-I | NYISO_J-K | Internal | Winter | B19 | 700 | 6130 | 6130 | 94.42 | 97.88 | 0.01 | 3.45
2030 | NYISO_G-I_2_NYISO_J-K | NYISO_G-I | NYISO_J-K | Internal | Winter | B20 | 935 | 6130 | 5863.47 | 87.49 | 87.5 | 0.01 | 0
2030 | NYISO_G-I_2_PJM_E | NYISO_G-I | PJM_E | Internal | Shoulder | B11 | 25 | 1500 | 0.01 | 87.32 | 93.77 | 8 | 0
2030 | NYISO_G-I_2_PJM_E | NYISO_G-I | PJM_E | Internal | Shoulder | B12 | 200 | 1500 | 0 | 87.33 | 93.77 | 8 | 0
2030 | NYISO_G-I_2_PJM_E | NYISO_G-I | PJM_E | Internal | Shoulder | B13 | 600 | 1500 | 0 | 86.96 | 89.42 | 8 | 0
2030 | NYISO_G-I_2_PJM_E | NYISO_G-I | PJM_E | Internal | Shoulder | B14 | 900 | 1500 | 0 | 84.9 | 87.83 | 8 | 0
2030 | NYISO_G-I_2_PJM_E | NYISO_G-I | PJM_E | Internal | Shoulder | B15 | 1203 | 1500 | 0 | 82.13 | 76.13 | 8 | 0
2030 | NYISO_G-I_2_PJM_E | NYISO_G-I | PJM_E | Internal | Summer | B1 | 10 | 1500 | 0 | 178.66 | 180.51 | 8 | 0
2030 | NYISO_G-I_2_PJM_E | NYISO_G-I | PJM_E | Internal | Summer | B2 | 25 | 1500 | 676.86 | 132.41 | 140.41 | 8 | 0
2030 | NYISO_G-I_2_PJM_E | NYISO_G-I | PJM_E | Internal | Summer | B3 | 75 | 1500 | 1500 | 117.28 | 140.39 | 8 | 15.1
2030 | NYISO_G-I_2_PJM_E | NYISO_G-I | PJM_E | Internal | Summer | B4 | 100 | 1500 | 1500 | 116.14 | 134.38 | 8 | 10.24
2030 | NYISO_G-I_2_PJM_E | NYISO_G-I | PJM_E | Internal | Summer | B5 | 200 | 1500 | 1499.99 | 116.14 | 124.52 | 8 | 0.38
2030 | NYISO_G-I_2_PJM_E | NYISO_G-I | PJM_E | Internal | Summer | B6 | 300 | 1500 | 997.86 | 100.52 | 108.52 | 8 | 0
2030 | NYISO_G-I_2_PJM_E | NYISO_G-I | PJM_E | Internal | Summer | B7 | 400 | 1500 | 473.37 | 91.84 | 99.84 | 8 | 0
2030 | NYISO_G-I_2_PJM_E | NYISO_G-I | PJM_E | Internal | Summer | B8 | 500 | 1500 | 0 | 83.91 | 90.25 | 8 | 0
2030 | NYISO_G-I_2_PJM_E | NYISO_G-I | PJM_E | Internal | Summer | B9 | 800 | 1500 | 0 | 82.34 | 85.06 | 8 | 0
2030 | NYISO_G-I_2_PJM_E | NYISO_G-I | PJM_E | Internal | Summer | B10 | 1262 | 1500 | 0 | 81.36 | 75.36 | 8 | 0
2030 | NYISO_G-I_2_PJM_E | NYISO_G-I | PJM_E | Internal | Winter | B16 | 25 | 1500 | 0.01 | 94.42 | 100.49 | 8 | 0
2030 | NYISO_G-I_2_PJM_E | NYISO_G-I | PJM_E | Internal | Winter | B17 | 100 | 1500 | 0 | 94.42 | 100.49 | 8 | 0
2030 | NYISO_G-I_2_PJM_E | NYISO_G-I | PJM_E | Internal | Winter | B18 | 400 | 1500 | 0 | 94.42 | 95.05 | 8 | 0
2030 | NYISO_G-I_2_PJM_E | NYISO_G-I | PJM_E | Internal | Winter | B19 | 700 | 1500 | 0 | 94.42 | 93.99 | 8 | 0
2030 | NYISO_G-I_2_PJM_E | NYISO_G-I | PJM_E | Internal | Winter | B20 | 935 | 1500 | 0 | 87.49 | 81.49 | 8 | 0
2030 | NYISO_J-K_2_NEISO | NYISO_J-K | NEISO | Internal | Shoulder | B11 | 25 | 315 | 0 | 90.44 | 84.32 | 3 | 0
2030 | NYISO_J-K_2_NEISO | NYISO_J-K | NEISO | Internal | Shoulder | B12 | 200 | 315 | 0 | 87.34 | 84.32 | 3 | 0
2030 | NYISO_J-K_2_NEISO | NYISO_J-K | NEISO | Internal | Shoulder | B13 | 600 | 315 | 0 | 86.98 | 83.98 | 3 | 0
2030 | NYISO_J-K_2_NEISO | NYISO_J-K | NEISO | Internal | Shoulder | B14 | 900 | 315 | 0 | 84.91 | 83.98 | 3 | 0
2030 | NYISO_J-K_2_NEISO | NYISO_J-K | NEISO | Internal | Shoulder | B15 | 1203 | 315 | 0 | 82.14 | 83.98 | 3 | 0
2030 | NYISO_J-K_2_NEISO | NYISO_J-K | NEISO | Internal | Summer | B1 | 10 | 315 | 0 | 178.67 | 175.67 | 3 | 0
2030 | NYISO_J-K_2_NEISO | NYISO_J-K | NEISO | Internal | Summer | B2 | 25 | 315 | 0 | 132.42 | 129.41 | 3 | 0
2030 | NYISO_J-K_2_NEISO | NYISO_J-K | NEISO | Internal | Summer | B3 | 75 | 315 | 0 | 117.3 | 110.24 | 3 | 0
2030 | NYISO_J-K_2_NEISO | NYISO_J-K | NEISO | Internal | Summer | B4 | 100 | 315 | 0 | 116.15 | 90 | 3 | 0
2030 | NYISO_J-K_2_NEISO | NYISO_J-K | NEISO | Internal | Summer | B5 | 200 | 315 | 0 | 116.15 | 83.93 | 3 | 0
2030 | NYISO_J-K_2_NEISO | NYISO_J-K | NEISO | Internal | Summer | B6 | 300 | 315 | 0 | 116.15 | 80.9 | 3 | 0
2030 | NYISO_J-K_2_NEISO | NYISO_J-K | NEISO | Internal | Summer | B7 | 400 | 315 | 0 | 91.85 | 80.9 | 3 | 0
2030 | NYISO_J-K_2_NEISO | NYISO_J-K | NEISO | Internal | Summer | B8 | 500 | 315 | 0 | 86.66 | 80.9 | 3 | 0
2030 | NYISO_J-K_2_NEISO | NYISO_J-K | NEISO | Internal | Summer | B9 | 800 | 315 | 0 | 82.35 | 80.9 | 3 | 0
2030 | NYISO_J-K_2_NEISO | NYISO_J-K | NEISO | Internal | Summer | B10 | 1262 | 315 | 0 | 81.37 | 80.9 | 3 | 0
2030 | NYISO_J-K_2_NEISO | NYISO_J-K | NEISO | Internal | Winter | B16 | 25 | 315 | 0 | 103.61 | 94.88 | 3 | 0
2030 | NYISO_J-K_2_NEISO | NYISO_J-K | NEISO | Internal | Winter | B17 | 100 | 315 | 0 | 102.53 | 94.88 | 3 | 0
2030 | NYISO_J-K_2_NEISO | NYISO_J-K | NEISO | Internal | Winter | B18 | 400 | 315 | 0 | 97.88 | 94.88 | 3 | 0
2030 | NYISO_J-K_2_NEISO | NYISO_J-K | NEISO | Internal | Winter | B19 | 700 | 315 | 0 | 97.88 | 94.88 | 3 | 0
2030 | NYISO_J-K_2_NEISO | NYISO_J-K | NEISO | Internal | Winter | B20 | 935 | 315 | 75.95 | 87.5 | 90.5 | 3 | 0
2030 | NYISO_J-K_2_NYISO_G-I | NYISO_J-K | NYISO_G-I | Internal | Shoulder | B11 | 25 | 1999 | 0 | 90.44 | 87.32 | 0.01 | 0
2030 | NYISO_J-K_2_NYISO_G-I | NYISO_J-K | NYISO_G-I | Internal | Shoulder | B12 | 200 | 1999 | 0.1 | 87.34 | 87.33 | 0.01 | 0
2030 | NYISO_J-K_2_NYISO_G-I | NYISO_J-K | NYISO_G-I | Internal | Shoulder | B13 | 600 | 1999 | 0.03 | 86.98 | 86.96 | 0.01 | 0
2030 | NYISO_J-K_2_NYISO_G-I | NYISO_J-K | NYISO_G-I | Internal | Shoulder | B14 | 900 | 1999 | 0.02 | 84.91 | 84.9 | 0.01 | 0
2030 | NYISO_J-K_2_NYISO_G-I | NYISO_J-K | NYISO_G-I | Internal | Shoulder | B15 | 1203 | 1999 | 0.02 | 82.14 | 82.13 | 0.01 | 0
2030 | NYISO_J-K_2_NYISO_G-I | NYISO_J-K | NYISO_G-I | Internal | Summer | B1 | 10 | 1999 | 1.76 | 178.67 | 178.66 | 0.01 | 0
2030 | NYISO_J-K_2_NYISO_G-I | NYISO_J-K | NYISO_G-I | Internal | Summer | B2 | 25 | 1999 | 0.77 | 132.42 | 132.41 | 0.01 | 0
2030 | NYISO_J-K_2_NYISO_G-I | NYISO_J-K | NYISO_G-I | Internal | Summer | B3 | 75 | 1999 | 0.26 | 117.3 | 117.28 | 0.01 | 0
2030 | NYISO_J-K_2_NYISO_G-I | NYISO_J-K | NYISO_G-I | Internal | Summer | B4 | 100 | 1999 | 0.2 | 116.15 | 116.14 | 0.01 | 0
2030 | NYISO_J-K_2_NYISO_G-I | NYISO_J-K | NYISO_G-I | Internal | Summer | B5 | 200 | 1999 | 0.1 | 116.15 | 116.14 | 0.01 | 0
2030 | NYISO_J-K_2_NYISO_G-I | NYISO_J-K | NYISO_G-I | Internal | Summer | B6 | 300 | 1999 | 0 | 116.15 | 100.52 | 0.01 | 0
2030 | NYISO_J-K_2_NYISO_G-I | NYISO_J-K | NYISO_G-I | Internal | Summer | B7 | 400 | 1999 | 0.05 | 91.85 | 91.84 | 0.01 | 0
2030 | NYISO_J-K_2_NYISO_G-I | NYISO_J-K | NYISO_G-I | Internal | Summer | B8 | 500 | 1999 | 0 | 86.66 | 83.91 | 0.01 | 0
2030 | NYISO_J-K_2_NYISO_G-I | NYISO_J-K | NYISO_G-I | Internal | Summer | B9 | 800 | 1999 | 0.03 | 82.35 | 82.34 | 0.01 | 0
2030 | NYISO_J-K_2_NYISO_G-I | NYISO_J-K | NYISO_G-I | Internal | Summer | B10 | 1262 | 1999 | 0.02 | 81.37 | 81.36 | 0.01 | 0
2030 | NYISO_J-K_2_NYISO_G-I | NYISO_J-K | NYISO_G-I | Internal | Winter | B16 | 25 | 1999 | 0 | 103.61 | 94.42 | 0.01 | 0
2030 | NYISO_J-K_2_NYISO_G-I | NYISO_J-K | NYISO_G-I | Internal | Winter | B17 | 100 | 1999 | 0 | 102.53 | 94.42 | 0.01 | 0
2030 | NYISO_J-K_2_NYISO_G-I | NYISO_J-K | NYISO_G-I | Internal | Winter | B18 | 400 | 1999 | 0 | 97.88 | 94.42 | 0.01 | 0
2030 | NYISO_J-K_2_NYISO_G-I | NYISO_J-K | NYISO_G-I | Internal | Winter | B19 | 700 | 1999 | 0 | 97.88 | 94.42 | 0.01 | 0
2030 | NYISO_J-K_2_NYISO_G-I | NYISO_J-K | NYISO_G-I | Internal | Winter | B20 | 935 | 1999 | 0.02 | 87.5 | 87.49 | 0.01 | 0
2030 | NYISO_J-K_2_PJM_E | NYISO_J-K | PJM_E | Internal | Shoulder | B11 | 25 | 330 | 0 | 90.44 | 93.77 | 8 | 0
2030 | NYISO_J-K_2_PJM_E | NYISO_J-K | PJM_E | Internal | Shoulder | B12 | 200 | 330 | 0 | 87.34 | 93.77 | 8 | 0
2030 | NYISO_J-K_2_PJM_E | NYISO_J-K | PJM_E | Internal | Shoulder | B13 | 600 | 330 | 0 | 86.98 | 89.42 | 8 | 0
2030 | NYISO_J-K_2_PJM_E | NYISO_J-K | PJM_E | Internal | Shoulder | B14 | 900 | 330 | 0 | 84.91 | 87.83 | 8 | 0
2030 | NYISO_J-K_2_PJM_E | NYISO_J-K | PJM_E | Internal | Shoulder | B15 | 1203 | 330 | 0 | 82.14 | 76.13 | 8 | 0
2030 | NYISO_J-K_2_PJM_E | NYISO_J-K | PJM_E | Internal | Summer | B1 | 10 | 330 | 0 | 178.67 | 180.51 | 8 | 0
2030 | NYISO_J-K_2_PJM_E | NYISO_J-K | PJM_E | Internal | Summer | B2 | 25 | 330 | 1.51 | 132.42 | 140.41 | 8 | 0
2030 | NYISO_J-K_2_PJM_E | NYISO_J-K | PJM_E | Internal | Summer | B3 | 75 | 330 | 330 | 117.3 | 140.39 | 8 | 15.09
2030 | NYISO_J-K_2_PJM_E | NYISO_J-K | PJM_E | Internal | Summer | B4 | 100 | 330 | 330 | 116.15 | 134.38 | 8 | 10.23
2030 | NYISO_J-K_2_PJM_E | NYISO_J-K | PJM_E | Internal | Summer | B5 | 200 | 330 | 329.99 | 116.15 | 124.52 | 8 | 0.37
2030 | NYISO_J-K_2_PJM_E | NYISO_J-K | PJM_E | Internal | Summer | B6 | 300 | 330 | 0 | 116.15 | 108.52 | 8 | 0
2030 | NYISO_J-K_2_PJM_E | NYISO_J-K | PJM_E | Internal | Summer | B7 | 400 | 330 | 0.1 | 91.85 | 99.84 | 8 | 0
2030 | NYISO_J-K_2_PJM_E | NYISO_J-K | PJM_E | Internal | Summer | B8 | 500 | 330 | 0 | 86.66 | 90.25 | 8 | 0
2030 | NYISO_J-K_2_PJM_E | NYISO_J-K | PJM_E | Internal | Summer | B9 | 800 | 330 | 0 | 82.35 | 85.06 | 8 | 0
2030 | NYISO_J-K_2_PJM_E | NYISO_J-K | PJM_E | Internal | Summer | B10 | 1262 | 330 | 0 | 81.37 | 75.36 | 8 | 0
2030 | NYISO_J-K_2_PJM_E | NYISO_J-K | PJM_E | Internal | Winter | B16 | 25 | 330 | 0 | 103.61 | 100.49 | 8 | 0
2030 | NYISO_J-K_2_PJM_E | NYISO_J-K | PJM_E | Internal | Winter | B17 | 100 | 330 | 0 | 102.53 | 100.49 | 8 | 0
2030 | NYISO_J-K_2_PJM_E | NYISO_J-K | PJM_E | Internal | Winter | B18 | 400 | 330 | 0 | 97.88 | 95.05 | 8 | 0
2030 | NYISO_J-K_2_PJM_E | NYISO_J-K | PJM_E | Internal | Winter | B19 | 700 | 330 | 0 | 97.88 | 93.99 | 8 | 0
2030 | NYISO_J-K_2_PJM_E | NYISO_J-K | PJM_E | Internal | Winter | B20 | 935 | 330 | 0 | 87.5 | 81.49 | 8 | 0
2030 | PJM_E_2_NYISO_G-I | PJM_E | NYISO_G-I | Internal | Shoulder | B11 | 25 | 500 | 0 | 93.77 | 87.32 | 6 | 0
2030 | PJM_E_2_NYISO_G-I | PJM_E | NYISO_G-I | Internal | Shoulder | B12 | 200 | 500 | 0 | 93.77 | 87.33 | 6 | 0
2030 | PJM_E_2_NYISO_G-I | PJM_E | NYISO_G-I | Internal | Shoulder | B13 | 600 | 500 | 0 | 89.42 | 86.96 | 6 | 0
2030 | PJM_E_2_NYISO_G-I | PJM_E | NYISO_G-I | Internal | Shoulder | B14 | 900 | 500 | 0 | 87.83 | 84.9 | 6 | 0
2030 | PJM_E_2_NYISO_G-I | PJM_E | NYISO_G-I | Internal | Shoulder | B15 | 1203 | 500 | 226.89 | 76.13 | 82.13 | 6 | 0
2030 | PJM_E_2_NYISO_G-I | PJM_E | NYISO_G-I | Internal | Summer | B1 | 10 | 500 | 0 | 180.51 | 178.66 | 6 | 0
2030 | PJM_E_2_NYISO_G-I | PJM_E | NYISO_G-I | Internal | Summer | B2 | 25 | 500 | 0 | 140.41 | 132.41 | 6 | 0
2030 | PJM_E_2_NYISO_G-I | PJM_E | NYISO_G-I | Internal | Summer | B3 | 75 | 500 | 0 | 140.39 | 117.28 | 6 | 0
2030 | PJM_E_2_NYISO_G-I | PJM_E | NYISO_G-I | Internal | Summer | B4 | 100 | 500 | 0 | 134.38 | 116.14 | 6 | 0
2030 | PJM_E_2_NYISO_G-I | PJM_E | NYISO_G-I | Internal | Summer | B5 | 200 | 500 | 0 | 124.52 | 116.14 | 6 | 0
2030 | PJM_E_2_NYISO_G-I | PJM_E | NYISO_G-I | Internal | Summer | B6 | 300 | 500 | 0 | 108.52 | 100.52 | 6 | 0
2030 | PJM_E_2_NYISO_G-I | PJM_E | NYISO_G-I | Internal | Summer | B7 | 400 | 500 | 0 | 99.84 | 91.84 | 6 | 0
2030 | PJM_E_2_NYISO_G-I | PJM_E | NYISO_G-I | Internal | Summer | B8 | 500 | 500 | 0 | 90.25 | 83.91 | 6 | 0
2030 | PJM_E_2_NYISO_G-I | PJM_E | NYISO_G-I | Internal | Summer | B9 | 800 | 500 | 0 | 85.06 | 82.34 | 6 | 0
2030 | PJM_E_2_NYISO_G-I | PJM_E | NYISO_G-I | Internal | Summer | B10 | 1262 | 500 | 408.89 | 75.36 | 81.36 | 6 | 0
2030 | PJM_E_2_NYISO_G-I | PJM_E | NYISO_G-I | Internal | Winter | B16 | 25 | 500 | 0 | 100.49 | 94.42 | 6 | 0
2030 | PJM_E_2_NYISO_G-I | PJM_E | NYISO_G-I | Internal | Winter | B17 | 100 | 500 | 0 | 100.49 | 94.42 | 6 | 0
2030 | PJM_E_2_NYISO_G-I | PJM_E | NYISO_G-I | Internal | Winter | B18 | 400 | 500 | 0 | 95.05 | 94.42 | 6 | 0
2030 | PJM_E_2_NYISO_G-I | PJM_E | NYISO_G-I | Internal | Winter | B19 | 700 | 500 | 0 | 93.99 | 94.42 | 6 | 0
2030 | PJM_E_2_NYISO_G-I | PJM_E | NYISO_G-I | Internal | Winter | B20 | 935 | 500 | 220.19 | 81.49 | 87.49 | 6 | 0
2030 | PJM_E_2_NYISO_J-K | PJM_E | NYISO_J-K | Internal | Shoulder | B11 | 25 | 330 | 0 | 93.77 | 90.44 | 6 | 0
2030 | PJM_E_2_NYISO_J-K | PJM_E | NYISO_J-K | Internal | Shoulder | B12 | 200 | 330 | 0 | 93.77 | 87.34 | 6 | 0
2030 | PJM_E_2_NYISO_J-K | PJM_E | NYISO_J-K | Internal | Shoulder | B13 | 600 | 330 | 0 | 89.42 | 86.98 | 6 | 0
2030 | PJM_E_2_NYISO_J-K | PJM_E | NYISO_J-K | Internal | Shoulder | B14 | 900 | 330 | 0 | 87.83 | 84.91 | 6 | 0
2030 | PJM_E_2_NYISO_J-K | PJM_E | NYISO_J-K | Internal | Shoulder | B15 | 1203 | 330 | 329.97 | 76.13 | 82.14 | 6 | 0.01
2030 | PJM_E_2_NYISO_J-K | PJM_E | NYISO_J-K | Internal | Summer | B1 | 10 | 330 | 0 | 180.51 | 178.67 | 6 | 0
2030 | PJM_E_2_NYISO_J-K | PJM_E | NYISO_J-K | Internal | Summer | B2 | 25 | 330 | 0 | 140.41 | 132.42 | 6 | 0
2030 | PJM_E_2_NYISO_J-K | PJM_E | NYISO_J-K | Internal | Summer | B3 | 75 | 330 | 0 | 140.39 | 117.3 | 6 | 0
2030 | PJM_E_2_NYISO_J-K | PJM_E | NYISO_J-K | Internal | Summer | B4 | 100 | 330 | 0 | 134.38 | 116.15 | 6 | 0
2030 | PJM_E_2_NYISO_J-K | PJM_E | NYISO_J-K | Internal | Summer | B5 | 200 | 330 | 0 | 124.52 | 116.15 | 6 | 0
2030 | PJM_E_2_NYISO_J-K | PJM_E | NYISO_J-K | Internal | Summer | B6 | 300 | 330 | 330 | 108.52 | 116.15 | 6 | 1.62
2030 | PJM_E_2_NYISO_J-K | PJM_E | NYISO_J-K | Internal | Summer | B7 | 400 | 330 | 0 | 99.84 | 91.85 | 6 | 0
2030 | PJM_E_2_NYISO_J-K | PJM_E | NYISO_J-K | Internal | Summer | B8 | 500 | 330 | 0 | 90.25 | 86.66 | 6 | 0
2030 | PJM_E_2_NYISO_J-K | PJM_E | NYISO_J-K | Internal | Summer | B9 | 800 | 330 | 0 | 85.06 | 82.35 | 6 | 0
2030 | PJM_E_2_NYISO_J-K | PJM_E | NYISO_J-K | Internal | Summer | B10 | 1262 | 330 | 329.97 | 75.36 | 81.37 | 6 | 0.01
2030 | PJM_E_2_NYISO_J-K | PJM_E | NYISO_J-K | Internal | Winter | B16 | 25 | 330 | 0 | 100.49 | 103.61 | 6 | 0
2030 | PJM_E_2_NYISO_J-K | PJM_E | NYISO_J-K | Internal | Winter | B17 | 100 | 330 | 0 | 100.49 | 102.53 | 6 | 0
2030 | PJM_E_2_NYISO_J-K | PJM_E | NYISO_J-K | Internal | Winter | B18 | 400 | 330 | 0 | 95.05 | 97.88 | 6 | 0
2030 | PJM_E_2_NYISO_J-K | PJM_E | NYISO_J-K | Internal | Winter | B19 | 700 | 330 | 0 | 93.99 | 97.88 | 6 | 0
2030 | PJM_E_2_NYISO_J-K | PJM_E | NYISO_J-K | Internal | Winter | B20 | 935 | 330 | 329.96 | 81.49 | 87.5 | 6 | 0.01
2030 | PJM_E_2_PJM_ROM | PJM_E | PJM_ROM | Internal | Shoulder | B11 | 25 | 8000 | 767.81 | 93.77 | 93.78 | 0.01 | 0
2030 | PJM_E_2_PJM_ROM | PJM_E | PJM_ROM | Internal | Shoulder | B12 | 200 | 8000 | 369.65 | 93.77 | 93.78 | 0.01 | 0
2030 | PJM_E_2_PJM_ROM | PJM_E | PJM_ROM | Internal | Shoulder | B13 | 600 | 8000 | 438.12 | 89.42 | 89.43 | 0.01 | 0
2030 | PJM_E_2_PJM_ROM | PJM_E | PJM_ROM | Internal | Shoulder | B14 | 900 | 8000 | 1066.8 | 87.83 | 87.84 | 0.01 | 0
2030 | PJM_E_2_PJM_ROM | PJM_E | PJM_ROM | Internal | Shoulder | B15 | 1203 | 8000 | 0.02 | 76.13 | 76.12 | 0.01 | 0
2030 | PJM_E_2_PJM_ROM | PJM_E | PJM_ROM | Internal | Summer | B1 | 10 | 8000 | 1.96 | 180.51 | 180.5 | 0.01 | 0
2030 | PJM_E_2_PJM_ROM | PJM_E | PJM_ROM | Internal | Summer | B2 | 25 | 8000 | 0.81 | 140.41 | 140.4 | 0.01 | 0
2030 | PJM_E_2_PJM_ROM | PJM_E | PJM_ROM | Internal | Summer | B3 | 75 | 8000 | 1386.94 | 140.39 | 140.4 | 0.01 | 0
2030 | PJM_E_2_PJM_ROM | PJM_E | PJM_ROM | Internal | Summer | B4 | 100 | 8000 | 3650.39 | 134.38 | 134.39 | 0.01 | 0
2030 | PJM_E_2_PJM_ROM | PJM_E | PJM_ROM | Internal | Summer | B5 | 200 | 8000 | 98.84 | 124.52 | 124.53 | 0.01 | 0
2030 | PJM_E_2_PJM_ROM | PJM_E | PJM_ROM | Internal | Summer | B6 | 300 | 8000 | 524.84 | 108.52 | 108.53 | 0.01 | 0
2030 | PJM_E_2_PJM_ROM | PJM_E | PJM_ROM | Internal | Summer | B7 | 400 | 8000 | 1786.59 | 99.84 | 99.85 | 0.01 | 0
2030 | PJM_E_2_PJM_ROM | PJM_E | PJM_ROM | Internal | Summer | B8 | 500 | 8000 | 186.83 | 90.25 | 90.26 | 0.01 | 0
2030 | PJM_E_2_PJM_ROM | PJM_E | PJM_ROM | Internal | Summer | B9 | 800 | 8000 | 884.45 | 85.06 | 85.07 | 0.01 | 0
2030 | PJM_E_2_PJM_ROM | PJM_E | PJM_ROM | Internal | Summer | B10 | 1262 | 8000 | 0.02 | 75.36 | 75.35 | 0.01 | 0
2030 | PJM_E_2_PJM_ROM | PJM_E | PJM_ROM | Internal | Winter | B16 | 25 | 8000 | 0.83 | 100.49 | 100.48 | 0.01 | 0
2030 | PJM_E_2_PJM_ROM | PJM_E | PJM_ROM | Internal | Winter | B17 | 100 | 8000 | 0.21 | 100.49 | 100.48 | 0.01 | 0
2030 | PJM_E_2_PJM_ROM | PJM_E | PJM_ROM | Internal | Winter | B18 | 400 | 8000 | 0.05 | 95.05 | 95.04 | 0.01 | 0
2030 | PJM_E_2_PJM_ROM | PJM_E | PJM_ROM | Internal | Winter | B19 | 700 | 8000 | 0.03 | 93.99 | 93.98 | 0.01 | 0
2030 | PJM_E_2_PJM_ROM | PJM_E | PJM_ROM | Internal | Winter | B20 | 935 | 8000 | 0.02 | 81.49 | 81.47 | 0.01 | 0
2030 | PJM_ROR_2_MISO_IN | PJM_ROR | MISO_IN | Internal | Shoulder | B11 | 25 | 1170 | 0 | 87.55 | 75.95 | 2 | 0
2030 | PJM_ROR_2_MISO_IN | PJM_ROR | MISO_IN | Internal | Shoulder | B12 | 200 | 1170 | 0 | 85.44 | 75.95 | 2 | 0
2030 | PJM_ROR_2_MISO_IN | PJM_ROR | MISO_IN | Internal | Shoulder | B13 | 600 | 1170 | 0 | 85.44 | 75.95 | 2 | 0
2030 | PJM_ROR_2_MISO_IN | PJM_ROR | MISO_IN | Internal | Shoulder | B14 | 900 | 1170 | 0 | 85.44 | 75.95 | 2 | 0
2030 | PJM_ROR_2_MISO_IN | PJM_ROR | MISO_IN | Internal | Shoulder | B15 | 1203 | 1170 | 0 | 75.87 | 73.87 | 2 | 0
2030 | PJM_ROR_2_MISO_IN | PJM_ROR | MISO_IN | Internal | Summer | B1 | 10 | 1170 | 0 | 140.39 | 114.5 | 2 | 0
2030 | PJM_ROR_2_MISO_IN | PJM_ROR | MISO_IN | Internal | Summer | B2 | 25 | 1170 | 0 | 140.39 | 138.37 | 2 | 0
2030 | PJM_ROR_2_MISO_IN | PJM_ROR | MISO_IN | Internal | Summer | B3 | 75 | 1170 | 0 | 140.39 | 130.39 | 2 | 0
2030 | PJM_ROR_2_MISO_IN | PJM_ROR | MISO_IN | Internal | Summer | B4 | 100 | 1170 | 0 | 134.4 | 124.4 | 2 | 0
2030 | PJM_ROR_2_MISO_IN | PJM_ROR | MISO_IN | Internal | Summer | B5 | 200 | 1170 | 0 | 124.52 | 112.95 | 2 | 0
2030 | PJM_ROR_2_MISO_IN | PJM_ROR | MISO_IN | Internal | Summer | B6 | 300 | 1170 | 0 | 108.52 | 106.51 | 2 | 0
2030 | PJM_ROR_2_MISO_IN | PJM_ROR | MISO_IN | Internal | Summer | B7 | 400 | 1170 | 0 | 99.84 | 97.82 | 2 | 0
2030 | PJM_ROR_2_MISO_IN | PJM_ROR | MISO_IN | Internal | Summer | B8 | 500 | 1170 | 0 | 90.25 | 88.19 | 2 | 0
2030 | PJM_ROR_2_MISO_IN | PJM_ROR | MISO_IN | Internal | Summer | B9 | 800 | 1170 | 0 | 85.06 | 82.32 | 2 | 0
2030 | PJM_ROR_2_MISO_IN | PJM_ROR | MISO_IN | Internal | Summer | B10 | 1262 | 1170 | 0 | 74.87 | 74.6 | 2 | 0
2030 | PJM_ROR_2_MISO_IN | PJM_ROR | MISO_IN | Internal | Winter | B16 | 25 | 1170 | 0 | 88.89 | 78.59 | 2 | 0
2030 | PJM_ROR_2_MISO_IN | PJM_ROR | MISO_IN | Internal | Winter | B17 | 100 | 1170 | 0 | 89.27 | 78.59 | 2 | 0
2030 | PJM_ROR_2_MISO_IN | PJM_ROR | MISO_IN | Internal | Winter | B18 | 400 | 1170 | 0 | 88.89 | 78.59 | 2 | 0
2030 | PJM_ROR_2_MISO_IN | PJM_ROR | MISO_IN | Internal | Winter | B19 | 700 | 1170 | 0 | 88.89 | 78.59 | 2 | 0
2030 | PJM_ROR_2_MISO_IN | PJM_ROR | MISO_IN | Internal | Winter | B20 | 935 | 1170 | 0 | 78.94 | 74.32 | 2 | 0
2030 | PJM_ROR_2_MISO_MI | PJM_ROR | MISO_MI | Internal | Shoulder | B11 | 25 | 1305 | 0 | 87.55 | 85.56 | 2 | 0
2030 | PJM_ROR_2_MISO_MI | PJM_ROR | MISO_MI | Internal | Shoulder | B12 | 200 | 1305 | 0 | 85.44 | 83.44 | 2 | 0
2030 | PJM_ROR_2_MISO_MI | PJM_ROR | MISO_MI | Internal | Shoulder | B13 | 600 | 1305 | 0 | 85.44 | 83.44 | 2 | 0
2030 | PJM_ROR_2_MISO_MI | PJM_ROR | MISO_MI | Internal | Shoulder | B14 | 900 | 1305 | 0 | 85.44 | 83.44 | 2 | 0
2030 | PJM_ROR_2_MISO_MI | PJM_ROR | MISO_MI | Internal | Shoulder | B15 | 1203 | 1305 | 0 | 75.87 | 75.67 | 2 | 0
2030 | PJM_ROR_2_MISO_MI | PJM_ROR | MISO_MI | Internal | Summer | B1 | 10 | 1305 | 0.01 | 140.39 | 138.39 | 2 | 0
2030 | PJM_ROR_2_MISO_MI | PJM_ROR | MISO_MI | Internal | Summer | B2 | 25 | 1305 | 0 | 140.39 | 138.39 | 2 | 0
2030 | PJM_ROR_2_MISO_MI | PJM_ROR | MISO_MI | Internal | Summer | B3 | 75 | 1305 | 0 | 140.39 | 130.4 | 2 | 0
2030 | PJM_ROR_2_MISO_MI | PJM_ROR | MISO_MI | Internal | Summer | B4 | 100 | 1305 | 0 | 134.4 | 124.42 | 2 | 0
2030 | PJM_ROR_2_MISO_MI | PJM_ROR | MISO_MI | Internal | Summer | B5 | 200 | 1305 | 0 | 124.52 | 112.96 | 2 | 0
2030 | PJM_ROR_2_MISO_MI | PJM_ROR | MISO_MI | Internal | Summer | B6 | 300 | 1305 | 0 | 108.52 | 106.52 | 2 | 0
2030 | PJM_ROR_2_MISO_MI | PJM_ROR | MISO_MI | Internal | Summer | B7 | 400 | 1305 | 0 | 99.84 | 97.83 | 2 | 0
2030 | PJM_ROR_2_MISO_MI | PJM_ROR | MISO_MI | Internal | Summer | B8 | 500 | 1305 | 0 | 90.25 | 88.2 | 2 | 0
2030 | PJM_ROR_2_MISO_MI | PJM_ROR | MISO_MI | Internal | Summer | B9 | 800 | 1305 | 0 | 85.06 | 82.33 | 2 | 0
2030 | PJM_ROR_2_MISO_MI | PJM_ROR | MISO_MI | Internal | Summer | B10 | 1262 | 1305 | 0 | 74.87 | 74.76 | 2 | 0
2030 | PJM_ROR_2_MISO_MI | PJM_ROR | MISO_MI | Internal | Winter | B16 | 25 | 1305 | 0.02 | 88.89 | 89.87 | 2 | 0
2030 | PJM_ROR_2_MISO_MI | PJM_ROR | MISO_MI | Internal | Winter | B17 | 100 | 1305 | 0 | 89.27 | 87.27 | 2 | 0
2030 | PJM_ROR_2_MISO_MI | PJM_ROR | MISO_MI | Internal | Winter | B18 | 400 | 1305 | 0 | 88.89 | 86.89 | 2 | 0
2030 | PJM_ROR_2_MISO_MI | PJM_ROR | MISO_MI | Internal | Winter | B19 | 700 | 1305 | 0 | 88.89 | 85.07 | 2 | 0
2030 | PJM_ROR_2_MISO_MI | PJM_ROR | MISO_MI | Internal | Winter | B20 | 935 | 1305 | 0 | 78.94 | 77.84 | 2 | 0
2030 | PJM_ROR_2_MISO_MO-IL | PJM_ROR | MISO_MO-IL | Internal | Shoulder | B11 | 25 | 1111 | 0 | 87.55 | 83.95 | 2 | 0
2030 | PJM_ROR_2_MISO_MO-IL | PJM_ROR | MISO_MO-IL | Internal | Shoulder | B12 | 200 | 1111 | 0 | 85.44 | 77.06 | 2 | 0
2030 | PJM_ROR_2_MISO_MO-IL | PJM_ROR | MISO_MO-IL | Internal | Shoulder | B13 | 600 | 1111 | 0 | 85.44 | 77.06 | 2 | 0
2030 | PJM_ROR_2_MISO_MO-IL | PJM_ROR | MISO_MO-IL | Internal | Shoulder | B14 | 900 | 1111 | 0 | 85.44 | 75.96 | 2 | 0
2030 | PJM_ROR_2_MISO_MO-IL | PJM_ROR | MISO_MO-IL | Internal | Shoulder | B15 | 1203 | 1111 | 0 | 75.87 | 71.45 | 2 | 0
2030 | PJM_ROR_2_MISO_MO-IL | PJM_ROR | MISO_MO-IL | Internal | Summer | B1 | 10 | 1111 | 0 | 140.39 | 132.4 | 2 | 0
2030 | PJM_ROR_2_MISO_MO-IL | PJM_ROR | MISO_MO-IL | Internal | Summer | B2 | 25 | 1111 | 0 | 140.39 | 138.39 | 2 | 0
2030 | PJM_ROR_2_MISO_MO-IL | PJM_ROR | MISO_MO-IL | Internal | Summer | B3 | 75 | 1111 | 0 | 140.39 | 139.73 | 2 | 0
2030 | PJM_ROR_2_MISO_MO-IL | PJM_ROR | MISO_MO-IL | Internal | Summer | B4 | 100 | 1111 | 0 | 134.4 | 132.42 | 2 | 0
2030 | PJM_ROR_2_MISO_MO-IL | PJM_ROR | MISO_MO-IL | Internal | Summer | B5 | 200 | 1111 | 0 | 124.52 | 122.53 | 2 | 0
2030 | PJM_ROR_2_MISO_MO-IL | PJM_ROR | MISO_MO-IL | Internal | Summer | B6 | 300 | 1111 | 0 | 108.52 | 106.52 | 2 | 0
2030 | PJM_ROR_2_MISO_MO-IL | PJM_ROR | MISO_MO-IL | Internal | Summer | B7 | 400 | 1111 | 0 | 99.84 | 97.83 | 2 | 0
2030 | PJM_ROR_2_MISO_MO-IL | PJM_ROR | MISO_MO-IL | Internal | Summer | B8 | 500 | 1111 | 0 | 90.25 | 88.2 | 2 | 0
2030 | PJM_ROR_2_MISO_MO-IL | PJM_ROR | MISO_MO-IL | Internal | Summer | B9 | 800 | 1111 | 0 | 85.06 | 82.33 | 2 | 0
2030 | PJM_ROR_2_MISO_MO-IL | PJM_ROR | MISO_MO-IL | Internal | Summer | B10 | 1262 | 1111 | 0 | 74.87 | 74.61 | 2 | 0
2030 | PJM_ROR_2_MISO_MO-IL | PJM_ROR | MISO_MO-IL | Internal | Winter | B16 | 25 | 1111 | 0 | 88.89 | 78.6 | 2 | 0
2030 | PJM_ROR_2_MISO_MO-IL | PJM_ROR | MISO_MO-IL | Internal | Winter | B17 | 100 | 1111 | 0 | 89.27 | 79.81 | 2 | 0
2030 | PJM_ROR_2_MISO_MO-IL | PJM_ROR | MISO_MO-IL | Internal | Winter | B18 | 400 | 1111 | 0 | 88.89 | 79.81 | 2 | 0
2030 | PJM_ROR_2_MISO_MO-IL | PJM_ROR | MISO_MO-IL | Internal | Winter | B19 | 700 | 1111 | 0 | 88.89 | 79.81 | 2 | 0
2030 | PJM_ROR_2_MISO_MO-IL | PJM_ROR | MISO_MO-IL | Internal | Winter | B20 | 935 | 1111 | 0 | 78.94 | 74.03 | 2 | 0
2030 | PJM_ROR_2_MISO_W | PJM_ROR | MISO_W | Internal | Shoulder | B11 | 25 | 13129 | 0 | 87.55 | 85.55 | 2 | 0
2030 | PJM_ROR_2_MISO_W | PJM_ROR | MISO_W | Internal | Shoulder | B12 | 200 | 13129 | 0 | 85.44 | 80.86 | 2 | 0
2030 | PJM_ROR_2_MISO_W | PJM_ROR | MISO_W | Internal | Shoulder | B13 | 600 | 13129 | 0 | 85.44 | 77.07 | 2 | 0
2030 | PJM_ROR_2_MISO_W | PJM_ROR | MISO_W | Internal | Shoulder | B14 | 900 | 13129 | 0 | 85.44 | 75.69 | 2 | 0
2030 | PJM_ROR_2_MISO_W | PJM_ROR | MISO_W | Internal | Shoulder | B15 | 1203 | 13129 | 0 | 75.87 | 11.54 | 2 | 0
2030 | PJM_ROR_2_MISO_W | PJM_ROR | MISO_W | Internal | Summer | B1 | 10 | 13129 | 0.01 | 140.39 | 138.39 | 2 | 0
2030 | PJM_ROR_2_MISO_W | PJM_ROR | MISO_W | Internal | Summer | B2 | 25 | 13129 | 0 | 140.39 | 138.39 | 2 | 0
2030 | PJM_ROR_2_MISO_W | PJM_ROR | MISO_W | Internal | Summer | B3 | 75 | 13129 | 0 | 140.39 | 139.71 | 2 | 0
2030 | PJM_ROR_2_MISO_W | PJM_ROR | MISO_W | Internal | Summer | B4 | 100 | 13129 | 0 | 134.4 | 132.4 | 2 | 0
2030 | PJM_ROR_2_MISO_W | PJM_ROR | MISO_W | Internal | Summer | B5 | 200 | 13129 | 0 | 124.52 | 122.52 | 2 | 0
2030 | PJM_ROR_2_MISO_W | PJM_ROR | MISO_W | Internal | Summer | B6 | 300 | 13129 | 0 | 108.52 | 106.52 | 2 | 0
2030 | PJM_ROR_2_MISO_W | PJM_ROR | MISO_W | Internal | Summer | B7 | 400 | 13129 | 0 | 99.84 | 97.84 | 2 | 0
2030 | PJM_ROR_2_MISO_W | PJM_ROR | MISO_W | Internal | Summer | B8 | 500 | 13129 | 0 | 90.25 | 88.21 | 2 | 0
2030 | PJM_ROR_2_MISO_W | PJM_ROR | MISO_W | Internal | Summer | B9 | 800 | 13129 | 0 | 85.06 | 82.34 | 2 | 0
2030 | PJM_ROR_2_MISO_W | PJM_ROR | MISO_W | Internal | Summer | B10 | 1262 | 13129 | 0 | 74.87 | 72.87 | 2 | 0
2030 | PJM_ROR_2_MISO_W | PJM_ROR | MISO_W | Internal | Winter | B16 | 25 | 13129 | 0 | 88.89 | 59.3 | 2 | 0
2030 | PJM_ROR_2_MISO_W | PJM_ROR | MISO_W | Internal | Winter | B17 | 100 | 13129 | 0 | 89.27 | 67.81 | 2 | 0
2030 | PJM_ROR_2_MISO_W | PJM_ROR | MISO_W | Internal | Winter | B18 | 400 | 13129 | 0 | 88.89 | 79.8 | 2 | 0
2030 | PJM_ROR_2_MISO_W | PJM_ROR | MISO_W | Internal | Winter | B19 | 700 | 13129 | 0 | 88.89 | 79.8 | 2 | 0
2030 | PJM_ROR_2_MISO_W | PJM_ROR | MISO_W | Internal | Winter | B20 | 935 | 13129 | 0 | 78.94 | 16.03 | 2 | 0
2030 | PJM_ROR_2_MISO_WUMS | PJM_ROR | MISO_WUMS | Internal | Shoulder | B11 | 25 | 1467 | 0 | 87.55 | 85.55 | 2 | 0
2030 | PJM_ROR_2_MISO_WUMS | PJM_ROR | MISO_WUMS | Internal | Shoulder | B12 | 200 | 1467 | 0 | 85.44 | 83.42 | 2 | 0
2030 | PJM_ROR_2_MISO_WUMS | PJM_ROR | MISO_WUMS | Internal | Shoulder | B13 | 600 | 1467 | 0 | 85.44 | 79.93 | 2 | 0
2030 | PJM_ROR_2_MISO_WUMS | PJM_ROR | MISO_WUMS | Internal | Shoulder | B14 | 900 | 1467 | 0 | 85.44 | 75.7 | 2 | 0
2030 | PJM_ROR_2_MISO_WUMS | PJM_ROR | MISO_WUMS | Internal | Shoulder | B15 | 1203 | 1467 | 0 | 75.87 | 75.7 | 2 | 0
2030 | PJM_ROR_2_MISO_WUMS | PJM_ROR | MISO_WUMS | Internal | Summer | B1 | 10 | 1467 | 0.01 | 140.39 | 138.37 | 2 | 0
2030 | PJM_ROR_2_MISO_WUMS | PJM_ROR | MISO_WUMS | Internal | Summer | B2 | 25 | 1467 | 0 | 140.39 | 138.37 | 2 | 0
2030 | PJM_ROR_2_MISO_WUMS | PJM_ROR | MISO_WUMS | Internal | Summer | B3 | 75 | 1467 | 0 | 140.39 | 135.13 | 2 | 0
2030 | PJM_ROR_2_MISO_WUMS | PJM_ROR | MISO_WUMS | Internal | Summer | B4 | 100 | 1467 | 0 | 134.4 | 132.39 | 2 | 0
2030 | PJM_ROR_2_MISO_WUMS | PJM_ROR | MISO_WUMS | Internal | Summer | B5 | 200 | 1467 | 0 | 124.52 | 112.97 | 2 | 0
2030 | PJM_ROR_2_MISO_WUMS | PJM_ROR | MISO_WUMS | Internal | Summer | B6 | 300 | 1467 | 0 | 108.52 | 106.51 | 2 | 0
2030 | PJM_ROR_2_MISO_WUMS | PJM_ROR | MISO_WUMS | Internal | Summer | B7 | 400 | 1467 | 0 | 99.84 | 95.05 | 2 | 0
2030 | PJM_ROR_2_MISO_WUMS | PJM_ROR | MISO_WUMS | Internal | Summer | B8 | 500 | 1467 | 0 | 90.25 | 85.76 | 2 | 0
2030 | PJM_ROR_2_MISO_WUMS | PJM_ROR | MISO_WUMS | Internal | Summer | B9 | 800 | 1467 | 0 | 85.06 | 82.33 | 2 | 0
2030 | PJM_ROR_2_MISO_WUMS | PJM_ROR | MISO_WUMS | Internal | Summer | B10 | 1262 | 1467 | 0 | 74.87 | 74.34 | 2 | 0
2030 | PJM_ROR_2_MISO_WUMS | PJM_ROR | MISO_WUMS | Internal | Winter | B16 | 25 | 1467 | 0 | 88.89 | 80.37 | 2 | 0
2030 | PJM_ROR_2_MISO_WUMS | PJM_ROR | MISO_WUMS | Internal | Winter | B17 | 100 | 1467 | 0 | 89.27 | 87.26 | 2 | 0
2030 | PJM_ROR_2_MISO_WUMS | PJM_ROR | MISO_WUMS | Internal | Winter | B18 | 400 | 1467 | 0 | 88.89 | 80.37 | 2 | 0
2030 | PJM_ROR_2_MISO_WUMS | PJM_ROR | MISO_WUMS | Internal | Winter | B19 | 700 | 1467 | 0 | 88.89 | 80.37 | 2 | 0
2030 | PJM_ROR_2_MISO_WUMS | PJM_ROR | MISO_WUMS | Internal | Winter | B20 | 935 | 1467 | 0 | 78.94 | 78.33 | 2 | 0
2030 | PJM_ROR_2_PJM_ROM | PJM_ROR | PJM_ROM | Internal | Shoulder | B11 | 25 | 8000 | 8000 | 87.55 | 93.78 | 0.01 | 6.22
2030 | PJM_ROR_2_PJM_ROM | PJM_ROR | PJM_ROM | Internal | Shoulder | B12 | 200 | 8000 | 8000 | 85.44 | 93.78 | 0.01 | 8.33
2030 | PJM_ROR_2_PJM_ROM | PJM_ROR | PJM_ROM | Internal | Shoulder | B13 | 600 | 8000 | 8000 | 85.44 | 89.43 | 0.01 | 3.99
2030 | PJM_ROR_2_PJM_ROM | PJM_ROR | PJM_ROM | Internal | Shoulder | B14 | 900 | 8000 | 8000 | 85.44 | 87.84 | 0.01 | 2.4
2030 | PJM_ROR_2_PJM_ROM | PJM_ROR | PJM_ROM | Internal | Shoulder | B15 | 1203 | 8000 | 8000 | 75.87 | 76.12 | 0.01 | 0.24
2030 | PJM_ROR_2_PJM_ROM | PJM_ROR | PJM_ROM | Internal | Summer | B1 | 10 | 8000 | 8000 | 140.39 | 180.5 | 0.01 | 40.1
2030 | PJM_ROR_2_PJM_ROM | PJM_ROR | PJM_ROM | Internal | Summer | B2 | 25 | 8000 | 6708.32 | 140.39 | 140.4 | 0.01 | 0
2030 | PJM_ROR_2_PJM_ROM | PJM_ROR | PJM_ROM | Internal | Summer | B3 | 75 | 8000 | 362.56 | 140.39 | 140.4 | 0.01 | 0
2030 | PJM_ROR_2_PJM_ROM | PJM_ROR | PJM_ROM | Internal | Summer | B4 | 100 | 8000 | 0.21 | 134.4 | 134.39 | 0.01 | 0
2030 | PJM_ROR_2_PJM_ROM | PJM_ROR | PJM_ROM | Internal | Summer | B5 | 200 | 8000 | 5257.31 | 124.52 | 124.53 | 0.01 | 0
2030 | PJM_ROR_2_PJM_ROM | PJM_ROR | PJM_ROM | Internal | Summer | B6 | 300 | 8000 | 3596.15 | 108.52 | 108.53 | 0.01 | 0
2030 | PJM_ROR_2_PJM_ROM | PJM_ROR | PJM_ROM | Internal | Summer | B7 | 400 | 8000 | 4219.2 | 99.84 | 99.85 | 0.01 | 0
2030 | PJM_ROR_2_PJM_ROM | PJM_ROR | PJM_ROM | Internal | Summer | B8 | 500 | 8000 | 7927.42 | 90.25 | 90.26 | 0.01 | 0
2030 | PJM_ROR_2_PJM_ROM | PJM_ROR | PJM_ROM | Internal | Summer | B9 | 800 | 8000 | 7979.98 | 85.06 | 85.07 | 0.01 | 0
2030 | PJM_ROR_2_PJM_ROM | PJM_ROR | PJM_ROM | Internal | Summer | B10 | 1262 | 8000 | 8000 | 74.87 | 75.35 | 0.01 | 0.47
2030 | PJM_ROR_2_PJM_ROM | PJM_ROR | PJM_ROM | Internal | Winter | B16 | 25 | 8000 | 8000 | 88.89 | 100.48 | 0.01 | 11.59
2030 | PJM_ROR_2_PJM_ROM | PJM_ROR | PJM_ROM | Internal | Winter | B17 | 100 | 8000 | 8000 | 89.27 | 100.48 | 0.01 | 11.2
2030 | PJM_ROR_2_PJM_ROM | PJM_ROR | PJM_ROM | Internal | Winter | B18 | 400 | 8000 | 8000 | 88.89 | 95.04 | 0.01 | 6.14
2030 | PJM_ROR_2_PJM_ROM | PJM_ROR | PJM_ROM | Internal | Winter | B19 | 700 | 8000 | 8000 | 88.89 | 93.98 | 0.01 | 5.08
2030 | PJM_ROR_2_PJM_ROM | PJM_ROR | PJM_ROM | Internal | Winter | B20 | 935 | 8000 | 8000 | 78.94 | 81.47 | 0.01 | 2.52
2030 | PJM_ROR_2_TVA_Transmission | PJM_ROR | TVA_Transmission | Internal | Shoulder | B11 | 25 | 2500 | 0.01 | 87.55 | 91.95 | 6 | 0
2030 | PJM_ROR_2_TVA_Transmission | PJM_ROR | TVA_Transmission | Internal | Shoulder | B12 | 200 | 2500 | 0 | 85.44 | 85.06 | 6 | 0
2030 | PJM_ROR_2_TVA_Transmission | PJM_ROR | TVA_Transmission | Internal | Shoulder | B13 | 600 | 2500 | 0 | 85.44 | 85.06 | 6 | 0
2030 | PJM_ROR_2_TVA_Transmission | PJM_ROR | TVA_Transmission | Internal | Shoulder | B14 | 900 | 2500 | 0 | 85.44 | 84.98 | 6 | 0
2030 | PJM_ROR_2_TVA_Transmission | PJM_ROR | TVA_Transmission | Internal | Shoulder | B15 | 1203 | 2500 | 0 | 75.87 | 79.45 | 6 | 0
2030 | PJM_ROR_2_TVA_Transmission | PJM_ROR | TVA_Transmission | Internal | Summer | B1 | 10 | 2500 | 0 | 140.39 | 140.4 | 6 | 0
2030 | PJM_ROR_2_TVA_Transmission | PJM_ROR | TVA_Transmission | Internal | Summer | B2 | 25 | 2500 | 461.27 | 140.39 | 146.39 | 6 | 0
2030 | PJM_ROR_2_TVA_Transmission | PJM_ROR | TVA_Transmission | Internal | Summer | B3 | 75 | 2500 | 239.95 | 140.39 | 146.39 | 6 | 0
2030 | PJM_ROR_2_TVA_Transmission | PJM_ROR | TVA_Transmission | Internal | Summer | B4 | 100 | 2500 | 1926.13 | 134.4 | 140.4 | 6 | 0
2030 | PJM_ROR_2_TVA_Transmission | PJM_ROR | TVA_Transmission | Internal | Summer | B5 | 200 | 2500 | 0 | 124.52 | 128.95 | 6 | 0
2030 | PJM_ROR_2_TVA_Transmission | PJM_ROR | TVA_Transmission | Internal | Summer | B6 | 300 | 2500 | 0 | 108.52 | 110.67 | 6 | 0
2030 | PJM_ROR_2_TVA_Transmission | PJM_ROR | TVA_Transmission | Internal | Summer | B7 | 400 | 2500 | 0 | 99.84 | 101.44 | 6 | 0
2030 | PJM_ROR_2_TVA_Transmission | PJM_ROR | TVA_Transmission | Internal | Summer | B8 | 500 | 2500 | 0 | 90.25 | 94.78 | 6 | 0
2030 | PJM_ROR_2_TVA_Transmission | PJM_ROR | TVA_Transmission | Internal | Summer | B9 | 800 | 2500 | 0 | 85.06 | 90.33 | 6 | 0
2030 | PJM_ROR_2_TVA_Transmission | PJM_ROR | TVA_Transmission | Internal | Summer | B10 | 1262 | 2500 | 0 | 74.87 | 79.51 | 6 | 0
2030 | PJM_ROR_2_TVA_Transmission | PJM_ROR | TVA_Transmission | Internal | Winter | B16 | 25 | 2500 | 0.01 | 88.89 | 92.9 | 6 | 0
2030 | PJM_ROR_2_TVA_Transmission | PJM_ROR | TVA_Transmission | Internal | Winter | B17 | 100 | 2500 | 0 | 89.27 | 87.81 | 6 | 0
2030 | PJM_ROR_2_TVA_Transmission | PJM_ROR | TVA_Transmission | Internal | Winter | B18 | 400 | 2500 | 0 | 88.89 | 87.81 | 6 | 0
2030 | PJM_ROR_2_TVA_Transmission | PJM_ROR | TVA_Transmission | Internal | Winter | B19 | 700 | 2500 | 0 | 88.89 | 87.81 | 6 | 0
2030 | PJM_ROR_2_TVA_Transmission | PJM_ROR | TVA_Transmission | Internal | Winter | B20 | 935 | 2500 | 0 | 78.94 | 82.03 | 6 | 0
2030 | PJM_ROR_2_VACAR | PJM_ROR | VACAR | Internal | Shoulder | B11 | 25 | 3000 | 2999.99 | 87.55 | 95.73 | 6 | 2.18
2030 | PJM_ROR_2_VACAR | PJM_ROR | VACAR | Internal | Shoulder | B12 | 200 | 3000 | 857.47 | 85.44 | 91.44 | 6 | 0
2030 | PJM_ROR_2_VACAR | PJM_ROR | VACAR | Internal | Shoulder | B13 | 600 | 3000 | 0 | 85.44 | 85.38 | 6 | 0
2030 | PJM_ROR_2_VACAR | PJM_ROR | VACAR | Internal | Shoulder | B14 | 900 | 3000 | 0 | 85.44 | 85.38 | 6 | 0
2030 | PJM_ROR_2_VACAR | PJM_ROR | VACAR | Internal | Shoulder | B15 | 1203 | 3000 | 3000 | 75.87 | 82.83 | 6 | 0.96
2030 | PJM_ROR_2_VACAR | PJM_ROR | VACAR | Internal | Summer | B1 | 10 | 3000 | 2999.99 | 140.39 | 151.39 | 6 | 5
2030 | PJM_ROR_2_VACAR | PJM_ROR | VACAR | Internal | Summer | B2 | 25 | 3000 | 3000 | 140.39 | 151.39 | 6 | 5
2030 | PJM_ROR_2_VACAR | PJM_ROR | VACAR | Internal | Summer | B3 | 75 | 3000 | 3000 | 140.39 | 151.39 | 6 | 5
2030 | PJM_ROR_2_VACAR | PJM_ROR | VACAR | Internal | Summer | B4 | 100 | 3000 | 3000 | 134.4 | 149.4 | 6 | 9
2030 | PJM_ROR_2_VACAR | PJM_ROR | VACAR | Internal | Summer | B5 | 200 | 3000 | 2999.99 | 124.52 | 130.95 | 6 | 0.43
2030 | PJM_ROR_2_VACAR | PJM_ROR | VACAR | Internal | Summer | B6 | 300 | 3000 | 0 | 108.52 | 111.84 | 6 | 0
2030 | PJM_ROR_2_VACAR | PJM_ROR | VACAR | Internal | Summer | B7 | 400 | 3000 | 0 | 99.84 | 102.87 | 6 | 0
2030 | PJM_ROR_2_VACAR | PJM_ROR | VACAR | Internal | Summer | B8 | 500 | 3000 | 0 | 90.25 | 89.77 | 6 | 0
2030 | PJM_ROR_2_VACAR | PJM_ROR | VACAR | Internal | Summer | B9 | 800 | 3000 | 0 | 85.06 | 80.87 | 6 | 0
2030 | PJM_ROR_2_VACAR | PJM_ROR | VACAR | Internal | Summer | B10 | 1262 | 3000 | 5.88 | 74.87 | 80.87 | 6 | 0
2030 | PJM_ROR_2_VACAR | PJM_ROR | VACAR | Internal | Winter | B16 | 25 | 3000 | 3000 | 88.89 | 118.66 | 6 | 23.77
2030 | PJM_ROR_2_VACAR | PJM_ROR | VACAR | Internal | Winter | B17 | 100 | 3000 | 3000 | 89.27 | 100.89 | 6 | 5.61
2030 | PJM_ROR_2_VACAR | PJM_ROR | VACAR | Internal | Winter | B18 | 400 | 3000 | 0 | 88.89 | 90.33 | 6 | 0
2030 | PJM_ROR_2_VACAR | PJM_ROR | VACAR | Internal | Winter | B19 | 700 | 3000 | 0 | 88.89 | 88.54 | 6 | 0
2030 | PJM_ROR_2_VACAR | PJM_ROR | VACAR | Internal | Winter | B20 | 935 | 3000 | 3000 | 78.94 | 87.21 | 6 | 2.27
2030 | PJM_ROM_2_NYISO_A-F | PJM_ROM | NYISO_A-F | Internal | Shoulder | B11 | 25 | 2000 | 0 | 93.78 | 87.31 | 6 | 0
2030 | PJM_ROM_2_NYISO_A-F | PJM_ROM | NYISO_A-F | Internal | Shoulder | B12 | 200 | 2000 | 0 | 93.78 | 87.32 | 6 | 0
2030 | PJM_ROM_2_NYISO_A-F | PJM_ROM | NYISO_A-F | Internal | Shoulder | B13 | 600 | 2000 | 0 | 89.43 | 86.95 | 6 | 0
2030 | PJM_ROM_2_NYISO_A-F | PJM_ROM | NYISO_A-F | Internal | Shoulder | B14 | 900 | 2000 | 0 | 87.84 | 84.89 | 6 | 0
2030 | PJM_ROM_2_NYISO_A-F | PJM_ROM | NYISO_A-F | Internal | Shoulder | B15 | 1203 | 2000 | 110.29 | 76.12 | 82.12 | 6 | 0
2030 | PJM_ROM_2_NYISO_A-F | PJM_ROM | NYISO_A-F | Internal | Summer | B1 | 10 | 2000 | 0 | 180.5 | 103.11 | 6 | 0
2030 | PJM_ROM_2_NYISO_A-F | PJM_ROM | NYISO_A-F | Internal | Summer | B2 | 25 | 2000 | 0 | 140.4 | 124.39 | 6 | 0
2030 | PJM_ROM_2_NYISO_A-F | PJM_ROM | NYISO_A-F | Internal | Summer | B3 | 75 | 2000 | 0 | 140.4 | 110.84 | 6 | 0
2030 | PJM_ROM_2_NYISO_A-F | PJM_ROM | NYISO_A-F | Internal | Summer | B4 | 100 | 2000 | 0 | 134.39 | 106.35 | 6 | 0
2030 | PJM_ROM_2_NYISO_A-F | PJM_ROM | NYISO_A-F | Internal | Summer | B5 | 200 | 2000 | 0 | 124.53 | 106.35 | 6 | 0
2030 | PJM_ROM_2_NYISO_A-F | PJM_ROM | NYISO_A-F | Internal | Summer | B6 | 300 | 2000 | 0 | 108.53 | 100.51 | 6 | 0
2030 | PJM_ROM_2_NYISO_A-F | PJM_ROM | NYISO_A-F | Internal | Summer | B7 | 400 | 2000 | 0 | 99.85 | 91.83 | 6 | 0
2030 | PJM_ROM_2_NYISO_A-F | PJM_ROM | NYISO_A-F | Internal | Summer | B8 | 500 | 2000 | 0 | 90.26 | 83.9 | 6 | 0
2030 | PJM_ROM_2_NYISO_A-F | PJM_ROM | NYISO_A-F | Internal | Summer | B9 | 800 | 2000 | 0 | 85.07 | 82.33 | 6 | 0
2030 | PJM_ROM_2_NYISO_A-F | PJM_ROM | NYISO_A-F | Internal | Summer | B10 | 1262 | 2000 | 1474.28 | 75.35 | 81.35 | 6 | 0
2030 | PJM_ROM_2_NYISO_A-F | PJM_ROM | NYISO_A-F | Internal | Winter | B16 | 25 | 2000 | 0 | 100.48 | 90.4 | 6 | 0
2030 | PJM_ROM_2_NYISO_A-F | PJM_ROM | NYISO_A-F | Internal | Winter | B17 | 100 | 2000 | 0 | 100.48 | 90.4 | 6 | 0
2030 | PJM_ROM_2_NYISO_A-F | PJM_ROM | NYISO_A-F | Internal | Winter | B18 | 400 | 2000 | 0 | 95.04 | 87.47 | 6 | 0
2030 | PJM_ROM_2_NYISO_A-F | PJM_ROM | NYISO_A-F | Internal | Winter | B19 | 700 | 2000 | 0 | 93.98 | 87.47 | 6 | 0
2030 | PJM_ROM_2_NYISO_A-F | PJM_ROM | NYISO_A-F | Internal | Winter | B20 | 935 | 2000 | 208.14 | 81.47 | 87.47 | 6 | 0
2030 | PJM_ROM_2_PJM_E | PJM_ROM | PJM_E | Internal | Shoulder | B11 | 25 | 8000 | 0.85 | 93.78 | 93.77 | 0.01 | 0
2030 | PJM_ROM_2_PJM_E | PJM_ROM | PJM_E | Internal | Shoulder | B12 | 200 | 8000 | 0.11 | 93.78 | 93.77 | 0.01 | 0
2030 | PJM_ROM_2_PJM_E | PJM_ROM | PJM_E | Internal | Shoulder | B13 | 600 | 8000 | 0.04 | 89.43 | 89.42 | 0.01 | 0
2030 | PJM_ROM_2_PJM_E | PJM_ROM | PJM_E | Internal | Shoulder | B14 | 900 | 8000 | 0.02 | 87.84 | 87.83 | 0.01 | 0
2030 | PJM_ROM_2_PJM_E | PJM_ROM | PJM_E | Internal | Shoulder | B15 | 1203 | 8000 | 109 | 76.12 | 76.13 | 0.01 | 0
2030 | PJM_ROM_2_PJM_E | PJM_ROM | PJM_E | Internal | Summer | B1 | 10 | 8000 | 4172.85 | 180.5 | 180.51 | 0.01 | 0
2030 | PJM_ROM_2_PJM_E | PJM_ROM | PJM_E | Internal | Summer | B2 | 25 | 8000 | 3013.9 | 140.4 | 140.41 | 0.01 | 0
2030 | PJM_ROM_2_PJM_E | PJM_ROM | PJM_E | Internal | Summer | B3 | 75 | 8000 | 0.28 | 140.4 | 140.39 | 0.01 | 0
2030 | PJM_ROM_2_PJM_E | PJM_ROM | PJM_E | Internal | Summer | B4 | 100 | 8000 | 0.21 | 134.39 | 134.38 | 0.01 | 0
2030 | PJM_ROM_2_PJM_E | PJM_ROM | PJM_E | Internal | Summer | B5 | 200 | 8000 | 0.12 | 124.53 | 124.52 | 0.01 | 0
2030 | PJM_ROM_2_PJM_E | PJM_ROM | PJM_E | Internal | Summer | B6 | 300 | 8000 | 0.07 | 108.53 | 108.52 | 0.01 | 0
2030 | PJM_ROM_2_PJM_E | PJM_ROM | PJM_E | Internal | Summer | B7 | 400 | 8000 | 0.05 | 99.85 | 99.84 | 0.01 | 0
2030 | PJM_ROM_2_PJM_E | PJM_ROM | PJM_E | Internal | Summer | B8 | 500 | 8000 | 0.04 | 90.26 | 90.25 | 0.01 | 0
2030 | PJM_ROM_2_PJM_E | PJM_ROM | PJM_E | Internal | Summer | B9 | 800 | 8000 | 0.03 | 85.07 | 85.06 | 0.01 | 0
2030 | PJM_ROM_2_PJM_E | PJM_ROM | PJM_E | Internal | Summer | B10 | 1262 | 8000 | 143.39 | 75.35 | 75.36 | 0.01 | 0
2030 | PJM_ROM_2_PJM_E | PJM_ROM | PJM_E | Internal | Winter | B16 | 25 | 8000 | 1404.98 | 100.48 | 100.49 | 0.01 | 0
2030 | PJM_ROM_2_PJM_E | PJM_ROM | PJM_E | Internal | Winter | B17 | 100 | 8000 | 2397.71 | 100.48 | 100.49 | 0.01 | 0
2030 | PJM_ROM_2_PJM_E | PJM_ROM | PJM_E | Internal | Winter | B18 | 400 | 8000 | 1975.3 | 95.04 | 95.05 | 0.01 | 0
2030 | PJM_ROM_2_PJM_E | PJM_ROM | PJM_E | Internal | Winter | B19 | 700 | 8000 | 947.55 | 93.98 | 93.99 | 0.01 | 0
2030 | PJM_ROM_2_PJM_E | PJM_ROM | PJM_E | Internal | Winter | B20 | 935 | 8000 | 1193.04 | 81.47 | 81.49 | 0.01 | 0
2030 | PJM_ROM_2_PJM_ROR | PJM_ROM | PJM_ROR | Internal | Shoulder | B11 | 25 | 8000 | 0 | 93.78 | 87.55 | 0.01 | 0
2030 | PJM_ROM_2_PJM_ROR | PJM_ROM | PJM_ROR | Internal | Shoulder | B12 | 200 | 8000 | 0 | 93.78 | 85.44 | 0.01 | 0
2030 | PJM_ROM_2_PJM_ROR | PJM_ROM | PJM_ROR | Internal | Shoulder | B13 | 600 | 8000 | 0 | 89.43 | 85.44 | 0.01 | 0
2030 | PJM_ROM_2_PJM_ROR | PJM_ROM | PJM_ROR | Internal | Shoulder | B14 | 900 | 8000 | 0 | 87.84 | 85.44 | 0.01 | 0
2030 | PJM_ROM_2_PJM_ROR | PJM_ROM | PJM_ROR | Internal | Shoulder | B15 | 1203 | 8000 | 0 | 76.12 | 75.87 | 0.01 | 0
2030 | PJM_ROM_2_PJM_ROR | PJM_ROM | PJM_ROR | Internal | Summer | B1 | 10 | 8000 | 0 | 180.5 | 140.39 | 0.01 | 0
2030 | PJM_ROM_2_PJM_ROR | PJM_ROM | PJM_ROR | Internal | Summer | B2 | 25 | 8000 | 0.94 | 140.4 | 140.39 | 0.01 | 0
2030 | PJM_ROM_2_PJM_ROR | PJM_ROM | PJM_ROR | Internal | Summer | B3 | 75 | 8000 | 0.3 | 140.4 | 140.39 | 0.01 | 0
2030 | PJM_ROM_2_PJM_ROR | PJM_ROM | PJM_ROR | Internal | Summer | B4 | 100 | 8000 | 1331.4 | 134.39 | 134.4 | 0.01 | 0
2030 | PJM_ROM_2_PJM_ROR | PJM_ROM | PJM_ROR | Internal | Summer | B5 | 200 | 8000 | 0.1 | 124.53 | 124.52 | 0.01 | 0
2030 | PJM_ROM_2_PJM_ROR | PJM_ROM | PJM_ROR | Internal | Summer | B6 | 300 | 8000 | 0.07 | 108.53 | 108.52 | 0.01 | 0
2030 | PJM_ROM_2_PJM_ROR | PJM_ROM | PJM_ROR | Internal | Summer | B7 | 400 | 8000 | 0.05 | 99.85 | 99.84 | 0.01 | 0
2030 | PJM_ROM_2_PJM_ROR | PJM_ROM | PJM_ROR | Internal | Summer | B8 | 500 | 8000 | 0.04 | 90.26 | 90.25 | 0.01 | 0
2030 | PJM_ROM_2_PJM_ROR | PJM_ROM | PJM_ROR | Internal | Summer | B9 | 800 | 8000 | 0.02 | 85.07 | 85.06 | 0.01 | 0
2030 | PJM_ROM_2_PJM_ROR | PJM_ROM | PJM_ROR | Internal | Summer | B10 | 1262 | 8000 | 0 | 75.35 | 74.87 | 0.01 | 0
2030 | PJM_ROM_2_PJM_ROR | PJM_ROM | PJM_ROR | Internal | Winter | B16 | 25 | 8000 | 0 | 100.48 | 88.89 | 0.01 | 0
2030 | PJM_ROM_2_PJM_ROR | PJM_ROM | PJM_ROR | Internal | Winter | B17 | 100 | 8000 | 0 | 100.48 | 89.27 | 0.01 | 0
2030 | PJM_ROM_2_PJM_ROR | PJM_ROM | PJM_ROR | Internal | Winter | B18 | 400 | 8000 | 0 | 95.04 | 88.89 | 0.01 | 0
2030 | PJM_ROM_2_PJM_ROR | PJM_ROM | PJM_ROR | Internal | Winter | B19 | 700 | 8000 | 0 | 93.98 | 88.89 | 0.01 | 0
2030 | PJM_ROM_2_PJM_ROR | PJM_ROM | PJM_ROR | Internal | Winter | B20 | 935 | 8000 | 0 | 81.47 | 78.94 | 0.01 | 0
2030 | SOCO_2_ENT | SOCO | ENT | Internal | Shoulder | B11 | 25 | 4300 | 0 | 100.95 | 90.37 | 10 | 0
2030 | SOCO_2_ENT | SOCO | ENT | Internal | Shoulder | B12 | 200 | 4300 | 0 | 92.38 | 80.87 | 10 | 0
2030 | SOCO_2_ENT | SOCO | ENT | Internal | Shoulder | B13 | 600 | 4300 | 0 | 92.38 | 78.27 | 10 | 0
2030 | SOCO_2_ENT | SOCO | ENT | Internal | Shoulder | B14 | 900 | 4300 | 0 | 92.38 | 78.27 | 10 | 0
2030 | SOCO_2_ENT | SOCO | ENT | Internal | Shoulder | B15 | 1203 | 4300 | 0 | 88.45 | 71.45 | 10 | 0
2030 | SOCO_2_ENT | SOCO | ENT | Internal | Summer | B1 | 10 | 4300 | 0 | 149.4 | 93.48 | 10 | 0
2030 | SOCO_2_ENT | SOCO | ENT | Internal | Summer | B2 | 25 | 4300 | 0 | 149.4 | 138.39 | 10 | 0
2030 | SOCO_2_ENT | SOCO | ENT | Internal | Summer | B3 | 75 | 4300 | 0 | 149.4 | 139.73 | 10 | 0
2030 | SOCO_2_ENT | SOCO | ENT | Internal | Summer | B4 | 100 | 4300 | 0 | 149.4 | 133.93 | 10 | 0
2030 | SOCO_2_ENT | SOCO | ENT | Internal | Summer | B5 | 200 | 4300 | 0 | 137.95 | 129.95 | 10 | 0
2030 | SOCO_2_ENT | SOCO | ENT | Internal | Summer | B6 | 300 | 4300 | 0 | 115.59 | 106.53 | 10 | 0
2030 | SOCO_2_ENT | SOCO | ENT | Internal | Summer | B7 | 400 | 4300 | 0 | 105.83 | 97.83 | 10 | 0
2030 | SOCO_2_ENT | SOCO | ENT | Internal | Summer | B8 | 500 | 4300 | 0 | 96.77 | 88.77 | 10 | 0
2030 | SOCO_2_ENT | SOCO | ENT | Internal | Summer | B9 | 800 | 4300 | 0 | 90.88 | 82.88 | 10 | 0
2030 | SOCO_2_ENT | SOCO | ENT | Internal | Summer | B10 | 1262 | 4300 | 0 | 84.91 | 76.91 | 10 | 0
2030 | SOCO_2_ENT | SOCO | ENT | Internal | Winter | B16 | 25 | 4300 | 0 | 101.9 | 80.96 | 10 | 0
2030 | SOCO_2_ENT | SOCO | ENT | Internal | Winter | B17 | 100 | 4300 | 0 | 95.54 | 80.96 | 10 | 0
2030 | SOCO_2_ENT | SOCO | ENT | Internal | Winter | B18 | 400 | 4300 | 0 | 95.54 | 80.96 | 10 | 0
2030 | SOCO_2_ENT | SOCO | ENT | Internal | Winter | B19 | 700 | 4300 | 0 | 95.54 | 80.96 | 10 | 0
2030 | SOCO_2_ENT | SOCO | ENT | Internal | Winter | B20 | 935 | 4300 | 0 | 90.72 | 74.03 | 10 | 0
2030 | SOCO_2_FRCC | SOCO | FRCC | Internal | Shoulder | B11 | 25 | 3700 | 1204.81 | 100.95 | 110.95 | 10 | 0
2030 | SOCO_2_FRCC | SOCO | FRCC | Internal | Shoulder | B12 | 200 | 3700 | 0 | 92.38 | 97.62 | 10 | 0
2030 | SOCO_2_FRCC | SOCO | FRCC | Internal | Shoulder | B13 | 600 | 3700 | 0 | 92.38 | 97.62 | 10 | 0
2030 | SOCO_2_FRCC | SOCO | FRCC | Internal | Shoulder | B14 | 900 | 3700 | 0 | 92.38 | 97.62 | 10 | 0
2030 | SOCO_2_FRCC | SOCO | FRCC | Internal | Shoulder | B15 | 1203 | 3700 | 0 | 88.45 | 84.43 | 10 | 0
2030 | SOCO_2_FRCC | SOCO | FRCC | Internal | Summer | B1 | 10 | 3700 | 0.02 | 149.4 | 155.88 | 10 | 0
2030 | SOCO_2_FRCC | SOCO | FRCC | Internal | Summer | B2 | 25 | 3700 | 0 | 149.4 | 155.87 | 10 | 0
2030 | SOCO_2_FRCC | SOCO | FRCC | Internal | Summer | B3 | 75 | 3700 | 0 | 149.4 | 155.87 | 10 | 0
2030 | SOCO_2_FRCC | SOCO | FRCC | Internal | Summer | B4 | 100 | 3700 | 0 | 149.4 | 151.58 | 10 | 0
2030 | SOCO_2_FRCC | SOCO | FRCC | Internal | Summer | B5 | 200 | 3700 | 578.28 | 137.95 | 147.95 | 10 | 0
2030 | SOCO_2_FRCC | SOCO | FRCC | Internal | Summer | B6 | 300 | 3700 | 0 | 115.59 | 113.53 | 10 | 0
2030 | SOCO_2_FRCC | SOCO | FRCC | Internal | Summer | B7 | 400 | 3700 | 0 | 105.83 | 100.95 | 10 | 0
2030 | SOCO_2_FRCC | SOCO | FRCC | Internal | Summer | B8 | 500 | 3700 | 0 | 96.77 | 96.7 | 10 | 0
2030 | SOCO_2_FRCC | SOCO | FRCC | Internal | Summer | B9 | 800 | 3700 | 0 | 90.88 | 96.7 | 10 | 0
2030 | SOCO_2_FRCC | SOCO | FRCC | Internal | Summer | B10 | 1262 | 3700 | 0 | 84.91 | 83.66 | 10 | 0
2030 | SOCO_2_FRCC | SOCO | FRCC | Internal | Winter | B16 | 25 | 3700 | 0.01 | 101.9 | 110.11 | 10 | 0
2030 | SOCO_2_FRCC | SOCO | FRCC | Internal | Winter | B17 | 100 | 3700 | 0 | 95.54 | 100.28 | 10 | 0
2030 | SOCO_2_FRCC | SOCO | FRCC | Internal | Winter | B18 | 400 | 3700 | 0 | 95.54 | 100.28 | 10 | 0
2030 | SOCO_2_FRCC | SOCO | FRCC | Internal | Winter | B19 | 700 | 3700 | 0 | 95.54 | 100.28 | 10 | 0
2030 | SOCO_2_FRCC | SOCO | FRCC | Internal | Winter | B20 | 935 | 3700 | 0 | 90.72 | 86.84 | 10 | 0
2030 | SOCO_2_TVA_Transmission | SOCO | TVA_Transmission | Internal | Shoulder | B11 | 25 | 2600 | 0 | 100.95 | 91.95 | 10 | 0
2030 | SOCO_2_TVA_Transmission | SOCO | TVA_Transmission | Internal | Shoulder | B12 | 200 | 2600 | 0 | 92.38 | 85.06 | 10 | 0
2030 | SOCO_2_TVA_Transmission | SOCO | TVA_Transmission | Internal | Shoulder | B13 | 600 | 2600 | 0 | 92.38 | 85.06 | 10 | 0
2030 | SOCO_2_TVA_Transmission | SOCO | TVA_Transmission | Internal | Shoulder | B14 | 900 | 2600 | 0 | 92.38 | 84.98 | 10 | 0
2030 | SOCO_2_TVA_Transmission | SOCO | TVA_Transmission | Internal | Shoulder | B15 | 1203 | 2600 | 0 | 88.45 | 79.45 | 10 | 0
2030 | SOCO_2_TVA_Transmission | SOCO | TVA_Transmission | Internal | Summer | B1 | 10 | 2600 | 0 | 149.4 | 140.4 | 10 | 0
2030 | SOCO_2_TVA_Transmission | SOCO | TVA_Transmission | Internal | Summer | B2 | 25 | 2600 | 0 | 149.4 | 146.39 | 10 | 0
2030 | SOCO_2_TVA_Transmission | SOCO | TVA_Transmission | Internal | Summer | B3 | 75 | 2600 | 0 | 149.4 | 146.39 | 10 | 0
2030 | SOCO_2_TVA_Transmission | SOCO | TVA_Transmission | Internal | Summer | B4 | 100 | 2600 | 0 | 149.4 | 140.4 | 10 | 0
2030 | SOCO_2_TVA_Transmission | SOCO | TVA_Transmission | Internal | Summer | B5 | 200 | 2600 | 0 | 137.95 | 128.95 | 10 | 0
2030 | SOCO_2_TVA_Transmission | SOCO | TVA_Transmission | Internal | Summer | B6 | 300 | 2600 | 0 | 115.59 | 110.67 | 10 | 0
2030 | SOCO_2_TVA_Transmission | SOCO | TVA_Transmission | Internal | Summer | B7 | 400 | 2600 | 0 | 105.83 | 101.44 | 10 | 0
2030 | SOCO_2_TVA_Transmission | SOCO | TVA_Transmission | Internal | Summer | B8 | 500 | 2600 | 0 | 96.77 | 94.78 | 10 | 0
2030 | SOCO_2_TVA_Transmission | SOCO | TVA_Transmission | Internal | Summer | B9 | 800 | 2600 | 0 | 90.88 | 90.33 | 10 | 0
2030 | SOCO_2_TVA_Transmission | SOCO | TVA_Transmission | Internal | Summer | B10 | 1262 | 2600 | 0 | 84.91 | 79.51 | 10 | 0
2030 | SOCO_2_TVA_Transmission | SOCO | TVA_Transmission | Internal | Winter | B16 | 25 | 2600 | 0 | 101.9 | 92.9 | 10 | 0
2030 | SOCO_2_TVA_Transmission | SOCO | TVA_Transmission | Internal | Winter | B17 | 100 | 2600 | 0 | 95.54 | 87.81 | 10 | 0
2030 | SOCO_2_TVA_Transmission | SOCO | TVA_Transmission | Internal | Winter | B18 | 400 | 2600 | 0 | 95.54 | 87.81 | 10 | 0
2030 | SOCO_2_TVA_Transmission | SOCO | TVA_Transmission | Internal | Winter | B19 | 700 | 2600 | 0 | 95.54 | 87.81 | 10 | 0
2030 | SOCO_2_TVA_Transmission | SOCO | TVA_Transmission | Internal | Winter | B20 | 935 | 2600 | 0 | 90.72 | 82.03 | 10 | 0
2030 | SOCO_2_VACAR | SOCO | VACAR | Internal | Shoulder | B11 | 25 | 2000 | 0 | 100.95 | 95.73 | 10 | 0
2030 | SOCO_2_VACAR | SOCO | VACAR | Internal | Shoulder | B12 | 200 | 2000 | 0 | 92.38 | 91.44 | 10 | 0
2030 | SOCO_2_VACAR | SOCO | VACAR | Internal | Shoulder | B13 | 600 | 2000 | 0 | 92.38 | 85.38 | 10 | 0
2030 | SOCO_2_VACAR | SOCO | VACAR | Internal | Shoulder | B14 | 900 | 2000 | 0 | 92.38 | 85.38 | 10 | 0
2030 | SOCO_2_VACAR | SOCO | VACAR | Internal | Shoulder | B15 | 1203 | 2000 | 0 | 88.45 | 82.83 | 10 | 0
2030 | SOCO_2_VACAR | SOCO | VACAR | Internal | Summer | B1 | 10 | 2000 | 0 | 149.4 | 151.39 | 10 | 0
2030 | SOCO_2_VACAR | SOCO | VACAR | Internal | Summer | B2 | 25 | 2000 | 0 | 149.4 | 151.39 | 10 | 0
2030 | SOCO_2_VACAR | SOCO | VACAR | Internal | Summer | B3 | 75 | 2000 | 0 | 149.4 | 151.39 | 10 | 0
2030 | SOCO_2_VACAR | SOCO | VACAR | Internal | Summer | B4 | 100 | 2000 | 0 | 149.4 | 149.4 | 10 | 0
2030 | SOCO_2_VACAR | SOCO | VACAR | Internal | Summer | B5 | 200 | 2000 | 0 | 137.95 | 130.95 | 10 | 0
2030 | SOCO_2_VACAR | SOCO | VACAR | Internal | Summer | B6 | 300 | 2000 | 0 | 115.59 | 111.84 | 10 | 0
2030 | SOCO_2_VACAR | SOCO | VACAR | Internal | Summer | B7 | 400 | 2000 | 0 | 105.83 | 102.87 | 10 | 0
2030 | SOCO_2_VACAR | SOCO | VACAR | Internal | Summer | B8 | 500 | 2000 | 0 | 96.77 | 89.77 | 10 | 0
2030 | SOCO_2_VACAR | SOCO | VACAR | Internal | Summer | B9 | 800 | 2000 | 0 | 90.88 | 80.87 | 10 | 0
2030 | SOCO_2_VACAR | SOCO | VACAR | Internal | Summer | B10 | 1262 | 2000 | 0 | 84.91 | 80.87 | 10 | 0
2030 | SOCO_2_VACAR | SOCO | VACAR | Internal | Winter | B16 | 25 | 2000 | 2000 | 101.9 | 118.66 | 10 | 6.76
2030 | SOCO_2_VACAR | SOCO | VACAR | Internal | Winter | B17 | 100 | 2000 | 0 | 95.54 | 100.89 | 10 | 0
2030 | SOCO_2_VACAR | SOCO | VACAR | Internal | Winter | B18 | 400 | 2000 | 0 | 95.54 | 90.33 | 10 | 0
2030 | SOCO_2_VACAR | SOCO | VACAR | Internal | Winter | B19 | 700 | 2000 | 0 | 95.54 | 88.54 | 10 | 0
2030 | SOCO_2_VACAR | SOCO | VACAR | Internal | Winter | B20 | 935 | 2000 | 0 | 90.72 | 87.21 | 10 | 0
2030 | SPP_N_2_ENT | SPP_N | ENT | Internal | Shoulder | B11 | 25 | 15643 | 10103.63 | 85.37 | 90.37 | 5 | 0
2030 | SPP_N_2_ENT | SPP_N | ENT | Internal | Shoulder | B12 | 200 | 15643 | 12345.79 | 75.87 | 80.87 | 5 | 0
2030 | SPP_N_2_ENT | SPP_N | ENT | Internal | Shoulder | B13 | 600 | 15643 | 14373.69 | 73.27 | 78.27 | 5 | 0
2030 | SPP_N_2_ENT | SPP_N | ENT | Internal | Shoulder | B14 | 900 | 15643 | 15643 | 18.53 | 78.27 | 5 | 54.74
2030 | SPP_N_2_ENT | SPP_N | ENT | Internal | Shoulder | B15 | 1203 | 15643 | 15643 | 0.01 | 71.45 | 5 | 66.44
2030 | SPP_N_2_ENT | SPP_N | ENT | Internal | Summer | B1 | 10 | 15643 | 13533.95 | 88.48 | 93.48 | 5 | 0
2030 | SPP_N_2_ENT | SPP_N | ENT | Internal | Summer | B2 | 25 | 15643 | 5560.31 | 133.39 | 138.39 | 5 | 0
2030 | SPP_N_2_ENT | SPP_N | ENT | Internal | Summer | B3 | 75 | 15643 | 2686.69 | 134.73 | 139.73 | 5 | 0
2030 | SPP_N_2_ENT | SPP_N | ENT | Internal | Summer | B4 | 100 | 15643 | 5173.4 | 128.93 | 133.93 | 5 | 0
2030 | SPP_N_2_ENT | SPP_N | ENT | Internal | Summer | B5 | 200 | 15643 | 5017.49 | 124.95 | 129.95 | 5 | 0
2030 | SPP_N_2_ENT | SPP_N | ENT | Internal | Summer | B6 | 300 | 15643 | 4277.44 | 101.53 | 106.53 | 5 | 0
2030 | SPP_N_2_ENT | SPP_N | ENT | Internal | Summer | B7 | 400 | 15643 | 1827.61 | 92.83 | 97.83 | 5 | 0
2030 | SPP_N_2_ENT | SPP_N | ENT | Internal | Summer | B8 | 500 | 15643 | 7151.95 | 83.77 | 88.77 | 5 | 0
2030 | SPP_N_2_ENT | SPP_N | ENT | Internal | Summer | B9 | 800 | 15643 | 8392.93 | 77.88 | 82.88 | 5 | 0
2030 | SPP_N_2_ENT | SPP_N | ENT | Internal | Summer | B10 | 1262 | 15643 | 15642.97 | 71.9 | 76.91 | 5 | 0.01
2030 | SPP_N_2_ENT | SPP_N | ENT | Internal | Winter | B16 | 25 | 15643 | 15642.99 | 73.6 | 80.96 | 5 | 2.35
2030 | SPP_N_2_ENT | SPP_N | ENT | Internal | Winter | B17 | 100 | 15643 | 15643 | 74.81 | 80.96 | 5 | 1.14
2030 | SPP_N_2_ENT | SPP_N | ENT | Internal | Winter | B18 | 400 | 15643 | 13360.16 | 75.96 | 80.96 | 5 | 0
2030 | SPP_N_2_ENT | SPP_N | ENT | Internal | Winter | B19 | 700 | 15643 | 15642.94 | 75.94 | 80.96 | 5 | 0.01
2030 | SPP_N_2_ENT | SPP_N | ENT | Internal | Winter | B20 | 935 | 15643 | 15643 | 11.04 | 74.03 | 5 | 57.99
2030 | SPP_N_2_MISO_MO-IL | SPP_N | MISO_MO-IL | Internal | Shoulder | B11 | 25 | 4019 | 0 | 85.37 | 83.95 | 5 | 0
2030 | SPP_N_2_MISO_MO-IL | SPP_N | MISO_MO-IL | Internal | Shoulder | B12 | 200 | 4019 | 0 | 75.87 | 77.06 | 5 | 0
2030 | SPP_N_2_MISO_MO-IL | SPP_N | MISO_MO-IL | Internal | Shoulder | B13 | 600 | 4019 | 0 | 73.27 | 77.06 | 5 | 0
2030 | SPP_N_2_MISO_MO-IL | SPP_N | MISO_MO-IL | Internal | Shoulder | B14 | 900 | 4019 | 4019 | 18.53 | 75.96 | 5 | 52.44
2030 | SPP_N_2_MISO_MO-IL | SPP_N | MISO_MO-IL | Internal | Shoulder | B15 | 1203 | 4019 | 4019 | 0.01 | 71.45 | 5 | 66.44
2030 | SPP_N_2_MISO_MO-IL | SPP_N | MISO_MO-IL | Internal | Summer | B1 | 10 | 4019 | 4019 | 88.48 | 132.4 | 5 | 38.92
2030 | SPP_N_2_MISO_MO-IL | SPP_N | MISO_MO-IL | Internal | Summer | B2 | 25 | 4019 | 3603.6 | 133.39 | 138.39 | 5 | 0
2030 | SPP_N_2_MISO_MO-IL | SPP_N | MISO_MO-IL | Internal | Summer | B3 | 75 | 4019 | 453.84 | 134.73 | 139.73 | 5 | 0
2030 | SPP_N_2_MISO_MO-IL | SPP_N | MISO_MO-IL | Internal | Summer | B4 | 100 | 4019 | 0 | 128.93 | 132.42 | 5 | 0
2030 | SPP_N_2_MISO_MO-IL | SPP_N | MISO_MO-IL | Internal | Summer | B5 | 200 | 4019 | 0 | 124.95 | 122.53 | 5 | 0
2030 | SPP_N_2_MISO_MO-IL | SPP_N | MISO_MO-IL | Internal | Summer | B6 | 300 | 4019 | 0.14 | 101.53 | 106.52 | 5 | 0
2030 | SPP_N_2_MISO_MO-IL | SPP_N | MISO_MO-IL | Internal | Summer | B7 | 400 | 4019 | 3113.43 | 92.83 | 97.83 | 5 | 0
2030 | SPP_N_2_MISO_MO-IL | SPP_N | MISO_MO-IL | Internal | Summer | B8 | 500 | 4019 | 0 | 83.77 | 88.2 | 5 | 0
2030 | SPP_N_2_MISO_MO-IL | SPP_N | MISO_MO-IL | Internal | Summer | B9 | 800 | 4019 | 0 | 77.88 | 82.33 | 5 | 0
2030 | SPP_N_2_MISO_MO-IL | SPP_N | MISO_MO-IL | Internal | Summer | B10 | 1262 | 4019 | 0 | 71.9 | 74.61 | 5 | 0
2030 | SPP_N_2_MISO_MO-IL | SPP_N | MISO_MO-IL | Internal | Winter | B16 | 25 | 4019 | 2105.06 | 73.6 | 78.6 | 5 | 0
2030 | SPP_N_2_MISO_MO-IL | SPP_N | MISO_MO-IL | Internal | Winter | B17 | 100 | 4019 | 363.21 | 74.81 | 79.81 | 5 | 0
2030 | SPP_N_2_MISO_MO-IL | SPP_N | MISO_MO-IL | Internal | Winter | B18 | 400 | 4019 | 0 | 75.96 | 79.81 | 5 | 0
2030 | SPP_N_2_MISO_MO-IL | SPP_N | MISO_MO-IL | Internal | Winter | B19 | 700 | 4019 | 0 | 75.94 | 79.81 | 5 | 0
2030 | SPP_N_2_MISO_MO-IL | SPP_N | MISO_MO-IL | Internal | Winter | B20 | 935 | 4019 | 4019 | 11.04 | 74.03 | 5 | 57.99
2030 | SPP_N_2_MISO_W | SPP_N | MISO_W | Internal | Shoulder | B11 | 25 | 1087 | 0 | 85.37 | 85.55 | 5 | 0
2030 | SPP_N_2_MISO_W | SPP_N | MISO_W | Internal | Shoulder | B12 | 200 | 1087 | 0.21 | 75.87 | 80.86 | 5 | 0
2030 | SPP_N_2_MISO_W | SPP_N | MISO_W | Internal | Shoulder | B13 | 600 | 1087 | 0 | 73.27 | 77.07 | 5 | 0
2030 | SPP_N_2_MISO_W | SPP_N | MISO_W | Internal | Shoulder | B14 | 900 | 1087 | 1087 | 18.53 | 75.69 | 5 | 52.17
2030 | SPP_N_2_MISO_W | SPP_N | MISO_W | Internal | Shoulder | B15 | 1203 | 1087 | 1087 | 0.01 | 11.54 | 5 | 6.53
2030 | SPP_N_2_MISO_W | SPP_N | MISO_W | Internal | Summer | B1 | 10 | 1087 | 1087 | 88.48 | 138.39 | 5 | 44.9
2030 | SPP_N_2_MISO_W | SPP_N | MISO_W | Internal | Summer | B2 | 25 | 1087 | 856 | 133.39 | 138.39 | 5 | 0
2030 | SPP_N_2_MISO_W | SPP_N | MISO_W | Internal | Summer | B3 | 75 | 1087 | 0.51 | 134.73 | 139.71 | 5 | 0
2030 | SPP_N_2_MISO_W | SPP_N | MISO_W | Internal | Summer | B4 | 100 | 1087 | 0 | 128.93 | 132.4 | 5 | 0
2030 | SPP_N_2_MISO_W | SPP_N | MISO_W | Internal | Summer | B5 | 200 | 1087 | 0 | 124.95 | 122.52 | 5 | 0
2030 | SPP_N_2_MISO_W | SPP_N | MISO_W | Internal | Summer | B6 | 300 | 1087 | 0.13 | 101.53 | 106.52 | 5 | 0
2030 | SPP_N_2_MISO_W | SPP_N | MISO_W | Internal | Summer | B7 | 400 | 1087 | 1086.9 | 92.83 | 97.84 | 5 | 0.01
2030 | SPP_N_2_MISO_W | SPP_N | MISO_W | Internal | Summer | B8 | 500 | 1087 | 0 | 83.77 | 88.21 | 5 | 0
2030 | SPP_N_2_MISO_W | SPP_N | MISO_W | Internal | Summer | B9 | 800 | 1087 | 0 | 77.88 | 82.34 | 5 | 0
2030 | SPP_N_2_MISO_W | SPP_N | MISO_W | Internal | Summer | B10 | 1262 | 1087 | 0 | 71.9 | 72.87 | 5 | 0
2030 | SPP_N_2_MISO_W | SPP_N | MISO_W | Internal | Winter | B16 | 25 | 1087 | 0 | 73.6 | 59.3 | 5 | 0
2030 | SPP_N_2_MISO_W | SPP_N | MISO_W | Internal | Winter | B17 | 100 | 1087 | 0 | 74.81 | 67.81 | 5 | 0
2030 | SPP_N_2_MISO_W | SPP_N | MISO_W | Internal | Winter | B18 | 400 | 1087 | 0 | 75.96 | 79.8 | 5 | 0
2030 | SPP_N_2_MISO_W | SPP_N | MISO_W | Internal | Winter | B19 | 700 | 1087 | 0 | 75.94 | 79.8 | 5 | 0
2030 | SPP_N_2_MISO_W | SPP_N | MISO_W | Internal | Winter | B20 | 935 | 1087 | 0.05 | 11.04 | 16.03 | 5 | 0
2030 | SPP_N_2_NE | SPP_N | NE | Internal | Shoulder | B11 | 25 | 490 | 0 | 85.37 | 80.55 | 0.01 | 0
2030 | SPP_N_2_NE | SPP_N | NE | Internal | Shoulder | B12 | 200 | 490 | 0.1 | 75.87 | 75.86 | 0.01 | 0
2030 | SPP_N_2_NE | SPP_N | NE | Internal | Shoulder | B13 | 600 | 490 | 0 | 73.27 | 72.07 | 0.01 | 0
2030 | SPP_N_2_NE | SPP_N | NE | Internal | Shoulder | B14 | 900 | 490 | 0.02 | 18.53 | 18.51 | 0.01 | 0
2030 | SPP_N_2_NE | SPP_N | NE | Internal | Shoulder | B15 | 1203 | 490 | 0.03 | 0.01 | 0.01 | 0.01 | 0
2030 | SPP_N_2_NE | SPP_N | NE | Internal | Summer | B1 | 10 | 490 | 490 | 88.48 | 133.39 | 0.01 | 44.89
2030 | SPP_N_2_NE | SPP_N | NE | Internal | Summer | B2 | 25 | 490 | 1.53 | 133.39 | 133.39 | 0.01 | 0
2030 | SPP_N_2_NE | SPP_N | NE | Internal | Summer | B3 | 75 | 490 | 0.26 | 134.73 | 134.71 | 0.01 | 0
2030 | SPP_N_2_NE | SPP_N | NE | Internal | Summer | B4 | 100 | 490 | 0.2 | 128.93 | 128.92 | 0.01 | 0
2030 | SPP_N_2_NE | SPP_N | NE | Internal | Summer | B5 | 200 | 490 | 0.1 | 124.95 | 124.94 | 0.01 | 0
2030 | SPP_N_2_NE | SPP_N | NE | Internal | Summer | B6 | 300 | 490 | 0.07 | 101.53 | 101.52 | 0.01 | 0
2030 | SPP_N_2_NE | SPP_N | NE | Internal | Summer | B7 | 400 | 490 | 50.76 | 92.83 | 92.84 | 0.01 | 0
2030 | SPP_N_2_NE | SPP_N | NE | Internal | Summer | B8 | 500 | 490 | 0 | 83.77 | 83.21 | 0.01 | 0
2030 | SPP_N_2_NE | SPP_N | NE | Internal | Summer | B9 | 800 | 490 | 0 | 77.88 | 77.34 | 0.01 | 0
2030 | SPP_N_2_NE | SPP_N | NE | Internal | Summer | B10 | 1262 | 490 | 0 | 71.9 | 67.87 | 0.01 | 0
2030 | SPP_N_2_NE | SPP_N | NE | Internal | Winter | B16 | 25 | 490 | 0 | 73.6 | 0.19 | 0.01 | 0
2030 | SPP_N_2_NE | SPP_N | NE | Internal | Winter | B17 | 100 | 490 | 0 | 74.81 | 38.17 | 0.01 | 0
2030 | SPP_N_2_NE | SPP_N | NE | Internal | Winter | B18 | 400 | 490 | 0 | 75.96 | 74.8 | 0.01 | 0
2030 | SPP_N_2_NE | SPP_N | NE | Internal | Winter | B19 | 700 | 490 | 0 | 75.94 | 74.8 | 0.01 | 0
2030 | SPP_N_2_NE | SPP_N | NE | Internal | Winter | B20 | 935 | 490 | 0.02 | 11.04 | 11.03 | 0.01 | 0
2030 | SPP_N_2_SPP_S | SPP_N | SPP_S | Internal | Shoulder | B11 | 25 | 4236 | 4236 | 85.37 | 90.17 | 0.01 | 4.79
2030 | SPP_N_2_SPP_S | SPP_N | SPP_S | Internal | Shoulder | B12 | 200 | 4236 | 2955.8 | 75.87 | 75.89 | 0.01 | 0
2030 | SPP_N_2_SPP_S | SPP_N | SPP_S | Internal | Shoulder | B13 | 600 | 4236 | 1871.12 | 73.27 | 73.28 | 0.01 | 0
2030 | SPP_N_2_SPP_S | SPP_N | SPP_S | Internal | Shoulder | B14 | 900 | 4236 | 0 | 18.53 | 18.28 | 0.01 | 0
2030 | SPP_N_2_SPP_S | SPP_N | SPP_S | Internal | Shoulder | B15 | 1203 | 4236 | 0.03 | 0.01 | 0.01 | 0.01 | 0
2030 | SPP_N_2_SPP_S | SPP_N | SPP_S | Internal | Summer | B1 | 10 | 4236 | 5.02 | 88.48 | 88.49 | 0.01 | 0
2030 | SPP_N_2_SPP_S | SPP_N | SPP_S | Internal | Summer | B2 | 25 | 4236 | 0 | 133.39 | 128.95 | 0.01 | 0
2030 | SPP_N_2_SPP_S | SPP_N | SPP_S | Internal | Summer | B3 | 75 | 4236 | 0.52 | 134.73 | 134.73 | 0.01 | 0
2030 | SPP_N_2_SPP_S | SPP_N | SPP_S | Internal | Summer | B4 | 100 | 4236 | 464.15 | 128.93 | 128.95 | 0.01 | 0
2030 | SPP_N_2_SPP_S | SPP_N | SPP_S | Internal | Summer | B5 | 200 | 4236 | 1735.56 | 124.95 | 124.96 | 0.01 | 0
2030 | SPP_N_2_SPP_S | SPP_N | SPP_S | Internal | Summer | B6 | 300 | 4236 | 1337.59 | 101.53 | 101.55 | 0.01 | 0
2030 | SPP_N_2_SPP_S | SPP_N | SPP_S | Internal | Summer | B7 | 400 | 4236 | 1168.36 | 92.83 | 92.84 | 0.01 | 0
2030 | SPP_N_2_SPP_S | SPP_N | SPP_S | Internal | Summer | B8 | 500 | 4236 | 4236 | 83.77 | 88.49 | 0.01 | 4.7
2030 | SPP_N_2_SPP_S | SPP_N | SPP_S | Internal | Summer | B9 | 800 | 4236 | 4108.96 | 77.88 | 77.89 | 0.01 | 0
2030 | SPP_N_2_SPP_S | SPP_N | SPP_S | Internal | Summer | B10 | 1262 | 4236 | 2393.97 | 71.9 | 71.91 | 0.01 | 0
2030 | SPP_N_2_SPP_S | SPP_N | SPP_S | Internal | Winter | B16 | 25 | 4236 | 4235.99 | 73.6 | 75.96 | 0.01 | 2.34
2030 | SPP_N_2_SPP_S | SPP_N | SPP_S | Internal | Winter | B17 | 100 | 4236 | 4236 | 74.81 | 75.96 | 0.01 | 1.13
2030 | SPP_N_2_SPP_S | SPP_N | SPP_S | Internal | Winter | B18 | 400 | 4236 | 2449.18 | 75.96 | 75.97 | 0.01 | 0
2030 | SPP_N_2_SPP_S | SPP_N | SPP_S | Internal | Winter | B19 | 700 | 4236 | 1508.57 | 75.94 | 75.96 | 0.01 | 0
2030 | SPP_N_2_SPP_S | SPP_N | SPP_S | Internal | Winter | B20 | 935 | 4236 | 672.68 | 11.04 | 11.05 | 0.01 | 0
2030 | SPP_S_2_ENT | SPP_S | ENT | Internal | Shoulder | B11 | 25 | 2842 | 0 | 90.17 | 90.37 | 5 | 0
2030 | SPP_S_2_ENT | SPP_S | ENT | Internal | Shoulder | B12 | 200 | 2842 | 0.2 | 75.89 | 80.87 | 5 | 0
2030 | SPP_S_2_ENT | SPP_S | ENT | Internal | Shoulder | B13 | 600 | 2842 | 0.07 | 73.28 | 78.27 | 5 | 0
2030 | SPP_S_2_ENT | SPP_S | ENT | Internal | Shoulder | B14 | 900 | 2842 | 2842 | 18.28 | 78.27 | 5 | 54.99
2030 | SPP_S_2_ENT | SPP_S | ENT | Internal | Shoulder | B15 | 1203 | 2842 | 2842 | 0.01 | 71.45 | 5 | 66.44
2030 | SPP_S_2_ENT | SPP_S | ENT | Internal | Summer | B1 | 10 | 2842 | 12.11 | 88.49 | 93.48 | 5 | 0
2030 | SPP_S_2_ENT | SPP_S | ENT | Internal | Summer | B2 | 25 | 2842 | 2842 | 128.95 | 138.39 | 5 | 4.44
2030 | SPP_S_2_ENT | SPP_S | ENT | Internal | Summer | B3 | 75 | 2842 | 2041.82 | 134.73 | 139.73 | 5 | 0
2030 | SPP_S_2_ENT | SPP_S | ENT | Internal | Summer | B4 | 100 | 2842 | 0.42 | 128.95 | 133.93 | 5 | 0
2030 | SPP_S_2_ENT | SPP_S | ENT | Internal | Summer | B5 | 200 | 2842 | 0.2 | 124.96 | 129.95 | 5 | 0
2030 | SPP_S_2_ENT | SPP_S | ENT | Internal | Summer | B6 | 300 | 2842 | 0.14 | 101.55 | 106.53 | 5 | 0
2030 | SPP_S_2_ENT | SPP_S | ENT | Internal | Summer | B7 | 400 | 2842 | 0.1 | 92.84 | 97.83 | 5 | 0
2030 | SPP_S_2_ENT | SPP_S | ENT | Internal | Summer | B8 | 500 | 2842 | 0 | 88.49 | 88.77 | 5 | 0
2030 | SPP_S_2_ENT | SPP_S | ENT | Internal | Summer | B9 | 800 | 2842 | 0.05 | 77.89 | 82.88 | 5 | 0
2030 | SPP_S_2_ENT | SPP_S | ENT | Internal | Summer | B10 | 1262 | 2842 | 177.12 | 71.91 | 76.91 | 5 | 0
2030 | SPP_S_2_ENT | SPP_S | ENT | Internal | Winter | B16 | 25 | 2842 | 2159.71 | 75.96 | 80.96 | 5 | 0
2030 | SPP_S_2_ENT | SPP_S | ENT | Internal | Winter | B17 | 100 | 2842 | 2356.93 | 75.96 | 80.96 | 5 | 0
2030 | SPP_S_2_ENT | SPP_S | ENT | Internal | Winter | B18 | 400 | 2842 | 0.1 | 75.97 | 80.96 | 5 | 0
2030 | SPP_S_2_ENT | SPP_S | ENT | Internal | Winter | B19 | 700 | 2842 | 624.69 | 75.96 | 80.96 | 5 | 0
2030 | SPP_S_2_ENT | SPP_S | ENT | Internal | Winter | B20 | 935 | 2842 | 2842 | 11.05 | 74.03 | 5 | 57.98
2030 | SPP_S_2_SPP_N | SPP_S | SPP_N | Internal | Shoulder | B11 | 25 | 876 | 0 | 90.17 | 85.37 | 0.01 | 0
2030 | SPP_S_2_SPP_N | SPP_S | SPP_N | Internal | Shoulder | B12 | 200 | 876 | 0.1 | 75.89 | 75.87 | 0.01 | 0
2030 | SPP_S_2_SPP_N | SPP_S | SPP_N | Internal | Shoulder | B13 | 600 | 876 | 0.03 | 73.28 | 73.27 | 0.01 | 0
2030 | SPP_S_2_SPP_N | SPP_S | SPP_N | Internal | Shoulder | B14 | 900 | 876 | 876 | 18.28 | 18.53 | 0.01 | 0.24
2030 | SPP_S_2_SPP_N | SPP_S | SPP_N | Internal | Shoulder | B15 | 1203 | 876 | 0.04 | 0.01 | 0.01 | 0.01 | 0
2030 | SPP_S_2_SPP_N | SPP_S | SPP_N | Internal | Summer | B1 | 10 | 876 | 2.82 | 88.49 | 88.48 | 0.01 | 0
2030 | SPP_S_2_SPP_N | SPP_S | SPP_N | Internal | Summer | B2 | 25 | 876 | 876 | 128.95 | 133.39 | 0.01 | 4.43
2030 | SPP_S_2_SPP_N | SPP_S | SPP_N | Internal | Summer | B3 | 75 | 876 | 0.53 | 134.73 | 134.73 | 0.01 | 0
2030 | SPP_S_2_SPP_N | SPP_S | SPP_N | Internal | Summer | B4 | 100 | 876 | 0.2 | 128.95 | 128.93 | 0.01 | 0
2030 | SPP_S_2_SPP_N | SPP_S | SPP_N | Internal | Summer | B5 | 200 | 876 | 0.1 | 124.96 | 124.95 | 0.01 | 0
2030 | SPP_S_2_SPP_N | SPP_S | SPP_N | Internal | Summer | B6 | 300 | 876 | 0.07 | 101.55 | 101.53 | 0.01 | 0
2030 | SPP_S_2_SPP_N | SPP_S | SPP_N | Internal | Summer | B7 | 400 | 876 | 0.05 | 92.84 | 92.83 | 0.01 | 0
2030 | SPP_S_2_SPP_N | SPP_S | SPP_N | Internal | Summer | B8 | 500 | 876 | 0 | 88.49 | 83.77 | 0.01 | 0
2030 | SPP_S_2_SPP_N | SPP_S | SPP_N | Internal | Summer | B9 | 800 | 876 | 0.03 | 77.89 | 77.88 | 0.01 | 0
2030 | SPP_S_2_SPP_N | SPP_S | SPP_N | Internal | Summer | B10 | 1262 | 876 | 0.02 | 71.91 | 71.9 | 0.01 | 0
2030 | SPP_S_2_SPP_N | SPP_S | SPP_N | Internal | Winter | B16 | 25 | 876 | 0 | 75.96 | 73.6 | 0.01 | 0
2030 | SPP_S_2_SPP_N | SPP_S | SPP_N | Internal | Winter | B17 | 100 | 876 | 0 | 75.96 | 74.81 | 0.01 | 0
2030 | SPP_S_2_SPP_N | SPP_S | SPP_N | Internal | Winter | B18 | 400 | 876 | 0.05 | 75.97 | 75.96 | 0.01 | 0
2030 | SPP_S_2_SPP_N | SPP_S | SPP_N | Internal | Winter | B19 | 700 | 876 | 0.03 | 75.96 | 75.94 | 0.01 | 0
2030 | SPP_S_2_SPP_N | SPP_S | SPP_N | Internal | Winter | B20 | 935 | 876 | 0.02 | 11.05 | 11.04 | 0.01 | 0
2030 | TVA_2_ENT | TVA | ENT | Internal | Shoulder | B11 | 25 | 500 | 0 | 91.96 | 90.37 | 9 | 0
2030 | TVA_2_ENT | TVA | ENT | Internal | Shoulder | B12 | 200 | 500 | 0 | 85.07 | 80.87 | 9 | 0
2030 | TVA_2_ENT | TVA | ENT | Internal | Shoulder | B13 | 600 | 500 | 0 | 85.07 | 78.27 | 9 | 0
2030 | TVA_2_ENT | TVA | ENT | Internal | Shoulder | B14 | 900 | 500 | 0 | 84.99 | 78.27 | 9 | 0
2030 | TVA_2_ENT | TVA | ENT | Internal | Shoulder | B15 | 1203 | 500 | 0 | 79.46 | 71.45 | 9 | 0
2030 | TVA_2_ENT | TVA | ENT | Internal | Summer | B1 | 10 | 500 | 0 | 140.42 | 93.48 | 9 | 0
2030 | TVA_2_ENT | TVA | ENT | Internal | Summer | B2 | 25 | 500 | 0 | 146.4 | 138.39 | 9 | 0
2030 | TVA_2_ENT | TVA | ENT | Internal | Summer | B3 | 75 | 500 | 0 | 146.4 | 139.73 | 9 | 0
2030 | TVA_2_ENT | TVA | ENT | Internal | Summer | B4 | 100 | 500 | 0 | 140.42 | 133.93 | 9 | 0
2030 | TVA_2_ENT | TVA | ENT | Internal | Summer | B5 | 200 | 500 | 500 | 115.52 | 129.95 | 9 | 5.43
2030 | TVA_2_ENT | TVA | ENT | Internal | Summer | B6 | 300 | 500 | 0 | 106.7 | 106.53 | 9 | 0
2030 | TVA_2_ENT | TVA | ENT | Internal | Summer | B7 | 400 | 500 | 0 | 94.3 | 97.83 | 9 | 0
2030 | TVA_2_ENT | TVA | ENT | Internal | Summer | B8 | 500 | 500 | 0 | 94.3 | 88.77 | 9 | 0
2030 | TVA_2_ENT | TVA | ENT | Internal | Summer | B9 | 800 | 500 | 0 | 90.34 | 82.88 | 9 | 0
2030 | TVA_2_ENT | TVA | ENT | Internal | Summer | B10 | 1262 | 500 | 0 | 78.24 | 76.91 | 9 | 0
2030 | TVA_2_ENT | TVA | ENT | Internal | Winter | B16 | 25 | 500 | 0 | 92.91 | 80.96 | 9 | 0
2030 | TVA_2_ENT | TVA | ENT | Internal | Winter | B17 | 100 | 500 | 0 | 87.83 | 80.96 | 9 | 0
2030 | TVA_2_ENT | TVA | ENT | Internal | Winter | B18 | 400 | 500 | 0 | 87.83 | 80.96 | 9 | 0
2030 | TVA_2_ENT | TVA | ENT | Internal | Winter | B19 | 700 | 500 | 0 | 87.83 | 80.96 | 9 | 0
2030 | TVA_2_ENT | TVA | ENT | Internal | Winter | B20 | 935 | 500 | 0 | 82.04 | 74.03 | 9 | 0
2030 | TVA_2_MISO_MO-IL | TVA | MISO_MO-IL | Internal | Shoulder | B11 | 25 | 50 | 0 | 91.96 | 83.95 | 9 | 0
2030 | TVA_2_MISO_MO-IL | TVA | MISO_MO-IL | Internal | Shoulder | B12 | 200 | 50 | 0 | 85.07 | 77.06 | 9 | 0
2030 | TVA_2_MISO_MO-IL | TVA | MISO_MO-IL | Internal | Shoulder | B13 | 600 | 50 | 0 | 85.07 | 77.06 | 9 | 0
2030 | TVA_2_MISO_MO-IL | TVA | MISO_MO-IL | Internal | Shoulder | B14 | 900 | 50 | 0 | 84.99 | 75.96 | 9 | 0
2030 | TVA_2_MISO_MO-IL | TVA | MISO_MO-IL | Internal | Shoulder | B15 | 1203 | 50 | 0 | 79.46 | 71.45 | 9 | 0
2030 | TVA_2_MISO_MO-IL | TVA | MISO_MO-IL | Internal | Summer | B1 | 10 | 50 | 0 | 140.42 | 132.4 | 9 | 0
2030 | TVA_2_MISO_MO-IL | TVA | MISO_MO-IL | Internal | Summer | B2 | 25 | 50 | 0 | 146.4 | 138.39 | 9 | 0
2030 | TVA_2_MISO_MO-IL | TVA | MISO_MO-IL | Internal | Summer | B3 | 75 | 50 | 0 | 146.4 | 139.73 | 9 | 0
2030 | TVA_2_MISO_MO-IL | TVA | MISO_MO-IL | Internal | Summer | B4 | 100 | 50 | 0 | 140.42 | 132.42 | 9 | 0
2030 | TVA_2_MISO_MO-IL | TVA | MISO_MO-IL | Internal | Summer | B5 | 200 | 50 | 0 | 115.52 | 122.53 | 9 | 0
2030 | TVA_2_MISO_MO-IL | TVA | MISO_MO-IL | Internal | Summer | B6 | 300 | 50 | 0 | 106.7 | 106.52 | 9 | 0
2030 | TVA_2_MISO_MO-IL | TVA | MISO_MO-IL | Internal | Summer | B7 | 400 | 50 | 0 | 94.3 | 97.83 | 9 | 0
2030 | TVA_2_MISO_MO-IL | TVA | MISO_MO-IL | Internal | Summer | B8 | 500 | 50 | 0 | 94.3 | 88.2 | 9 | 0
2030 | TVA_2_MISO_MO-IL | TVA | MISO_MO-IL | Internal | Summer | B9 | 800 | 50 | 0 | 90.34 | 82.33 | 9 | 0
2030 | TVA_2_MISO_MO-IL | TVA | MISO_MO-IL | Internal | Summer | B10 | 1262 | 50 | 0 | 78.24 | 74.61 | 9 | 0
2030 | TVA_2_MISO_MO-IL | TVA | MISO_MO-IL | Internal | Winter | B16 | 25 | 50 | 0 | 92.91 | 78.6 | 9 | 0
2030 | TVA_2_MISO_MO-IL | TVA | MISO_MO-IL | Internal | Winter | B17 | 100 | 50 | 0 | 87.83 | 79.81 | 9 | 0
2030 | TVA_2_MISO_MO-IL | TVA | MISO_MO-IL | Internal | Winter | B18 | 400 | 50 | 0 | 87.83 | 79.81 | 9 | 0
2030 | TVA_2_MISO_MO-IL | TVA | MISO_MO-IL | Internal | Winter | B19 | 700 | 50 | 0 | 87.83 | 79.81 | 9 | 0
2030 | TVA_2_MISO_MO-IL | TVA | MISO_MO-IL | Internal | Winter | B20 | 935 | 50 | 0 | 82.04 | 74.03 | 9 | 0
2030 | TVA_2_NonRTO_Midwest | TVA | NonRTO_Midwest | Internal | Shoulder | B11 | 25 | 100 | 0 | 91.96 | 83.95 | 9 | 0
2030 | TVA_2_NonRTO_Midwest | TVA | NonRTO_Midwest | Internal | Shoulder | B12 | 200 | 100 | 0 | 85.07 | 83.95 | 9 | 0
2030 | TVA_2_NonRTO_Midwest | TVA | NonRTO_Midwest | Internal | Shoulder | B13 | 600 | 100 | 0 | 85.07 | 83.95 | 9 | 0
2030 | TVA_2_NonRTO_Midwest | TVA | NonRTO_Midwest | Internal | Shoulder | B14 | 900 | 100 | 0 | 84.99 | 83.95 | 9 | 0
2030 | TVA_2_NonRTO_Midwest | TVA | NonRTO_Midwest | Internal | Shoulder | B15 | 1203 | 100 | 0 | 79.46 | 81.87 | 9 | 0
2030 | TVA_2_NonRTO_Midwest | TVA | NonRTO_Midwest | Internal | Summer | B1 | 10 | 100 | 0 | 140.42 | 132.4 | 9 | 0
2030 | TVA_2_NonRTO_Midwest | TVA | NonRTO_Midwest | Internal | Summer | B2 | 25 | 100 | 0 | 146.4 | 146.37 | 9 | 0
2030 | TVA_2_NonRTO_Midwest | TVA | NonRTO_Midwest | Internal | Summer | B3 | 75 | 100 | 0 | 146.4 | 138.39 | 9 | 0
2030 | TVA_2_NonRTO_Midwest | TVA | NonRTO_Midwest | Internal | Summer | B4 | 100 | 100 | 0 | 140.42 | 132.4 | 9 | 0
2030 | TVA_2_NonRTO_Midwest | TVA | NonRTO_Midwest | Internal | Summer | B5 | 200 | 100 | 0 | 115.52 | 120.95 | 9 | 0
2030 | TVA_2_NonRTO_Midwest | TVA | NonRTO_Midwest | Internal | Summer | B6 | 300 | 100 | 0 | 106.7 | 114.51 | 9 | 0
2030 | TVA_2_NonRTO_Midwest | TVA | NonRTO_Midwest | Internal | Summer | B7 | 400 | 100 | 100 | 94.3 | 105.82 | 9 | 2.52
2030 | TVA_2_NonRTO_Midwest | TVA | NonRTO_Midwest | Internal | Summer | B8 | 500 | 100 | 0 | 94.3 | 96.19 | 9 | 0
2030 | TVA_2_NonRTO_Midwest | TVA | NonRTO_Midwest | Internal | Summer | B9 | 800 | 100 | 0 | 90.34 | 90.32 | 9 | 0
2030 | TVA_2_NonRTO_Midwest | TVA | NonRTO_Midwest | Internal | Summer | B10 | 1262 | 100 | 0 | 78.24 | 82.6 | 9 | 0
2030 | TVA_2_NonRTO_Midwest | TVA | NonRTO_Midwest | Internal | Winter | B16 | 25 | 100 | 0 | 92.91 | 86.59 | 9 | 0
2030 | TVA_2_NonRTO_Midwest | TVA | NonRTO_Midwest | Internal | Winter | B17 | 100 | 100 | 0 | 87.83 | 86.59 | 9 | 0
2030 | TVA_2_NonRTO_Midwest | TVA | NonRTO_Midwest | Internal | Winter | B18 | 400 | 100 | 0 | 87.83 | 86.59 | 9 | 0
2030 | TVA_2_NonRTO_Midwest | TVA | NonRTO_Midwest | Internal | Winter | B19 | 700 | 100 | 0 | 87.83 | 86.59 | 9 | 0
2030 | TVA_2_NonRTO_Midwest | TVA | NonRTO_Midwest | Internal | Winter | B20 | 935 | 100 | 0 | 82.04 | 82.32 | 9 | 0
2030 | TVA_2_PJM_ROR | TVA | PJM_ROR | Internal | Shoulder | B11 | 25 | 500 | 0 | 91.96 | 87.55 | 9 | 0
2030 | TVA_2_PJM_ROR | TVA | PJM_ROR | Internal | Shoulder | B12 | 200 | 500 | 0 | 85.07 | 85.44 | 9 | 0
2030 | TVA_2_PJM_ROR | TVA | PJM_ROR | Internal | Shoulder | B13 | 600 | 500 | 0 | 85.07 | 85.44 | 9 | 0
2030 | TVA_2_PJM_ROR | TVA | PJM_ROR | Internal | Shoulder | B14 | 900 | 500 | 0 | 84.99 | 85.44 | 9 | 0
2030 | TVA_2_PJM_ROR | TVA | PJM_ROR | Internal | Shoulder | B15 | 1203 | 500 | 0 | 79.46 | 75.87 | 9 | 0
2030 | TVA_2_PJM_ROR | TVA | PJM_ROR | Internal | Summer | B1 | 10 | 500 | 0 | 140.42 | 140.39 | 9 | 0
2030 | TVA_2_PJM_ROR | TVA | PJM_ROR | Internal | Summer | B2 | 25 | 500 | 0 | 146.4 | 140.39 | 9 | 0
2030 | TVA_2_PJM_ROR | TVA | PJM_ROR | Internal | Summer | B3 | 75 | 500 | 0 | 146.4 | 140.39 | 9 | 0
2030 | TVA_2_PJM_ROR | TVA | PJM_ROR | Internal | Summer | B4 | 100 | 500 | 0 | 140.42 | 134.4 | 9 | 0
2030 | TVA_2_PJM_ROR | TVA | PJM_ROR | Internal | Summer | B5 | 200 | 500 | 218.21 | 115.52 | 124.52 | 9 | 0
2030 | TVA_2_PJM_ROR | TVA | PJM_ROR | Internal | Summer | B6 | 300 | 500 | 0 | 106.7 | 108.52 | 9 | 0
2030 | TVA_2_PJM_ROR | TVA | PJM_ROR | Internal | Summer | B7 | 400 | 500 | 0 | 94.3 | 99.84 | 9 | 0
2030 | TVA_2_PJM_ROR | TVA | PJM_ROR | Internal | Summer | B8 | 500 | 500 | 0 | 94.3 | 90.25 | 9 | 0
2030 | TVA_2_PJM_ROR | TVA | PJM_ROR | Internal | Summer | B9 | 800 | 500 | 0 | 90.34 | 85.06 | 9 | 0
2030 | TVA_2_PJM_ROR | TVA | PJM_ROR | Internal | Summer | B10 | 1262 | 500 | 0 | 78.24 | 74.87 | 9 | 0
2030 | TVA_2_PJM_ROR | TVA | PJM_ROR | Internal | Winter | B16 | 25 | 500 | 0 | 92.91 | 88.89 | 9 | 0
2030 | TVA_2_PJM_ROR | TVA | PJM_ROR | Internal | Winter | B17 | 100 | 500 | 0 | 87.83 | 89.27 | 9 | 0
2030 | TVA_2_PJM_ROR | TVA | PJM_ROR | Internal | Winter | B18 | 400 | 500 | 0 | 87.83 | 88.89 | 9 | 0
2030 | TVA_2_PJM_ROR | TVA | PJM_ROR | Internal | Winter | B19 | 700 | 500 | 0 | 87.83 | 88.89 | 9 | 0
2030 | TVA_2_PJM_ROR | TVA | PJM_ROR | Internal | Winter | B20 | 935 | 500 | 0 | 82.04 | 78.94 | 9 | 0
2030 | TVA_2_SOCO | TVA | SOCO | Internal | Shoulder | B11 | 25 | 500 | 1.47 | 91.96 | 100.95 | 9 | 0
2030 | TVA_2_SOCO | TVA | SOCO | Internal | Shoulder | B12 | 200 | 500 | 0 | 85.07 | 92.38 | 9 | 0
2030 | TVA_2_SOCO | TVA | SOCO | Internal | Shoulder | B13 | 600 | 500 | 0 | 85.07 | 92.38 | 9 | 0
2030 | TVA_2_SOCO | TVA | SOCO | Internal | Shoulder | B14 | 900 | 500 | 0 | 84.99 | 92.38 | 9 | 0
2030 | TVA_2_SOCO | TVA | SOCO | Internal | Shoulder | B15 | 1203 | 500 | 0.03 | 79.46 | 88.45 | 9 | 0
2030 | TVA_2_SOCO | TVA | SOCO | Internal | Summer | B1 | 10 | 500 | 3.48 | 140.42 | 149.4 | 9 | 0
2030 | TVA_2_SOCO | TVA | SOCO | Internal | Summer | B2 | 25 | 500 | 0 | 146.4 | 149.4 | 9 | 0
2030 | TVA_2_SOCO | TVA | SOCO | Internal | Summer | B3 | 75 | 500 | 0 | 146.4 | 149.4 | 9 | 0
2030 | TVA_2_SOCO | TVA | SOCO | Internal | Summer | B4 | 100 | 500 | 0.39 | 140.42 | 149.4 | 9 | 0
2030 | TVA_2_SOCO | TVA | SOCO | Internal | Summer | B5 | 200 | 500 | 500 | 115.52 | 137.95 | 9 | 13.43
2030 | TVA_2_SOCO | TVA | SOCO | Internal | Summer | B6 | 300 | 500 | 0.02 | 106.7 | 115.59 | 9 | 0
2030 | TVA_2_SOCO | TVA | SOCO | Internal | Summer | B7 | 400 | 500 | 500 | 94.3 | 105.83 | 9 | 2.53
2030 | TVA_2_SOCO | TVA | SOCO | Internal | Summer | B8 | 500 | 500 | 0 | 94.3 | 96.77 | 9 | 0
2030 | TVA_2_SOCO | TVA | SOCO | Internal | Summer | B9 | 800 | 500 | 0 | 90.34 | 90.88 | 9 | 0
2030 | TVA_2_SOCO | TVA | SOCO | Internal | Summer | B10 | 1262 | 500 | 0 | 78.24 | 84.91 | 9 | 0
2030 | TVA_2_SOCO | TVA | SOCO | Internal | Winter | B16 | 25 | 500 | 1.43 | 92.91 | 101.9 | 9 | 0
2030 | TVA_2_SOCO | TVA | SOCO | Internal | Winter | B17 | 100 | 500 | 0 | 87.83 | 95.54 | 9 | 0
2030 | TVA_2_SOCO | TVA | SOCO | Internal | Winter | B18 | 400 | 500 | 0 | 87.83 | 95.54 | 9 | 0
2030 | TVA_2_SOCO | TVA | SOCO | Internal | Winter | B19 | 700 | 500 | 0 | 87.83 | 95.54 | 9 | 0
2030 | TVA_2_SOCO | TVA | SOCO | Internal | Winter | B20 | 935 | 500 | 0 | 82.04 | 90.72 | 9 | 0
2030 | TVA_2_VACAR | TVA | VACAR | Internal | Shoulder | B11 | 25 | 150 | 0 | 91.96 | 95.73 | 9 | 0
2030 | TVA_2_VACAR | TVA | VACAR | Internal | Shoulder | B12 | 200 | 150 | 0 | 85.07 | 91.44 | 9 | 0
2030 | TVA_2_VACAR | TVA | VACAR | Internal | Shoulder | B13 | 600 | 150 | 0 | 85.07 | 85.38 | 9 | 0
2030 | TVA_2_VACAR | TVA | VACAR | Internal | Shoulder | B14 | 900 | 150 | 0 | 84.99 | 85.38 | 9 | 0
2030 | TVA_2_VACAR | TVA | VACAR | Internal | Shoulder | B15 | 1203 | 150 | 0 | 79.46 | 82.83 | 9 | 0
2030 | TVA_2_VACAR | TVA | VACAR | Internal | Summer | B1 | 10 | 150 | 149.98 | 140.42 | 151.39 | 9 | 1.97
2030 | TVA_2_VACAR | TVA | VACAR | Internal | Summer | B2 | 25 | 150 | 0 | 146.4 | 151.39 | 9 | 0
2030 | TVA_2_VACAR | TVA | VACAR | Internal | Summer | B3 | 75 | 150 | 0 | 146.4 | 151.39 | 9 | 0
2030 | TVA_2_VACAR | TVA | VACAR | Internal | Summer | B4 | 100 | 150 | 0.39 | 140.42 | 149.4 | 9 | 0
2030 | TVA_2_VACAR | TVA | VACAR | Internal | Summer | B5 | 200 | 150 | 150 | 115.52 | 130.95 | 9 | 6.43
2030 | TVA_2_VACAR | TVA | VACAR | Internal | Summer | B6 | 300 | 150 | 0 | 106.7 | 111.84 | 9 | 0
2030 | TVA_2_VACAR | TVA | VACAR | Internal | Summer | B7 | 400 | 150 | 0 | 94.3 | 102.87 | 9 | 0
2030 | TVA_2_VACAR | TVA | VACAR | Internal | Summer | B8 | 500 | 150 | 0 | 94.3 | 89.77 | 9 | 0
2030 | TVA_2_VACAR | TVA | VACAR | Internal | Summer | B9 | 800 | 150 | 0 | 90.34 | 80.87 | 9 | 0
2030 | TVA_2_VACAR | TVA | VACAR | Internal | Summer | B10 | 1262 | 150 | 0 | 78.24 | 80.87 | 9 | 0
2030 | TVA_2_VACAR | TVA | VACAR | Internal | Winter | B16 | 25 | 150 | 150 | 92.91 | 118.66 | 9 | 16.75
2030 | TVA_2_VACAR | TVA | VACAR | Internal | Winter | B17 | 100 | 150 | 150 | 87.83 | 100.89 | 9 | 4.06
2030 | TVA_2_VACAR | TVA | VACAR | Internal | Winter | B18 | 400 | 150 | 0 | 87.83 | 90.33 | 9 | 0
2030 | TVA_2_VACAR | TVA | VACAR | Internal | Winter | B19 | 700 | 150 | 0 | 87.83 | 88.54 | 9 | 0
2030 | TVA_2_VACAR | TVA | VACAR | Internal | Winter | B20 | 935 | 150 | 0 | 82.04 | 87.21 | 9 | 0
2030 | TVA_Transmission_2_ENT | TVA_Transmission | ENT | Internal | Shoulder | B11 | 25 | 3000 | 0 | 91.95 | 90.37 | 9 | 0
2030 | TVA_Transmission_2_ENT | TVA_Transmission | ENT | Internal | Shoulder | B12 | 200 | 3000 | 0 | 85.06 | 80.87 | 9 | 0
2030 | TVA_Transmission_2_ENT | TVA_Transmission | ENT | Internal | Shoulder | B13 | 600 | 3000 | 0 | 85.06 | 78.27 | 9 | 0
2030 | TVA_Transmission_2_ENT | TVA_Transmission | ENT | Internal | Shoulder | B14 | 900 | 3000 | 0 | 84.98 | 78.27 | 9 | 0
2030 | TVA_Transmission_2_ENT | TVA_Transmission | ENT | Internal | Shoulder | B15 | 1203 | 3000 | 0 | 79.45 | 71.45 | 9 | 0
2030 | TVA_Transmission_2_ENT | TVA_Transmission | ENT | Internal | Summer | B1 | 10 | 3000 | 0 | 140.4 | 93.48 | 9 | 0
2030 | TVA_Transmission_2_ENT | TVA_Transmission | ENT | Internal | Summer | B2 | 25 | 3000 | 0 | 146.39 | 138.39 | 9 | 0
2030 | TVA_Transmission_2_ENT | TVA_Transmission | ENT | Internal | Summer | B3 | 75 | 3000 | 0 | 146.39 | 139.73 | 9 | 0
2030 | TVA_Transmission_2_ENT | TVA_Transmission | ENT | Internal | Summer | B4 | 100 | 3000 | 0 | 140.4 | 133.93 | 9 | 0
2030 | TVA_Transmission_2_ENT | TVA_Transmission | ENT | Internal | Summer | B5 | 200 | 3000 | 0 | 128.95 | 129.95 | 9 | 0
2030 | TVA_Transmission_2_ENT | TVA_Transmission | ENT | Internal | Summer | B6 | 300 | 3000 | 0 | 110.67 | 106.53 | 9 | 0
2030 | TVA_Transmission_2_ENT | TVA_Transmission | ENT | Internal | Summer | B7 | 400 | 3000 | 0 | 101.44 | 97.83 | 9 | 0
2030 | TVA_Transmission_2_ENT | TVA_Transmission | ENT | Internal | Summer | B8 | 500 | 3000 | 0 | 94.78 | 88.77 | 9 | 0
2030 | TVA_Transmission_2_ENT | TVA_Transmission | ENT | Internal | Summer | B9 | 800 | 3000 | 0 | 90.33 | 82.88 | 9 | 0
2030 | TVA_Transmission_2_ENT | TVA_Transmission | ENT | Internal | Summer | B10 | 1262 | 3000 | 0 | 79.51 | 76.91 | 9 | 0
2030 | TVA_Transmission_2_ENT | TVA_Transmission | ENT | Internal | Winter | B16 | 25 | 3000 | 0 | 92.9 | 80.96 | 9 | 0
2030 | TVA_Transmission_2_ENT | TVA_Transmission | ENT | Internal | Winter | B17 | 100 | 3000 | 0 | 87.81 | 80.96 | 9 | 0
2030 | TVA_Transmission_2_ENT | TVA_Transmission | ENT | Internal | Winter | B18 | 400 | 3000 | 0 | 87.81 | 80.96 | 9 | 0
2030 | TVA_Transmission_2_ENT | TVA_Transmission | ENT | Internal | Winter | B19 | 700 | 3000 | 0 | 87.81 | 80.96 | 9 | 0
2030 | TVA_Transmission_2_ENT | TVA_Transmission | ENT | Internal | Winter | B20 | 935 | 3000 | 0 | 82.03 | 74.03 | 9 | 0
2030 | TVA_Transmission_2_MISO_MO-IL | TVA_Transmission | MISO_MO-IL | Internal | Shoulder | B11 | 25 | 4000 | 0 | 91.95 | 83.95 | 9 | 0
2030 | TVA_Transmission_2_MISO_MO-IL | TVA_Transmission | MISO_MO-IL | Internal | Shoulder | B12 | 200 | 4000 | 0 | 85.06 | 77.06 | 9 | 0
2030 | TVA_Transmission_2_MISO_MO-IL | TVA_Transmission | MISO_MO-IL | Internal | Shoulder | B13 | 600 | 4000 | 0 | 85.06 | 77.06 | 9 | 0
2030 | TVA_Transmission_2_MISO_MO-IL | TVA_Transmission | MISO_MO-IL | Internal | Shoulder | B14 | 900 | 4000 | 0 | 84.98 | 75.96 | 9 | 0
2030 | TVA_Transmission_2_MISO_MO-IL | TVA_Transmission | MISO_MO-IL | Internal | Shoulder | B15 | 1203 | 4000 | 0 | 79.45 | 71.45 | 9 | 0
2030 | TVA_Transmission_2_MISO_MO-IL | TVA_Transmission | MISO_MO-IL | Internal | Summer | B1 | 10 | 4000 | 0 | 140.4 | 132.4 | 9 | 0
2030 | TVA_Transmission_2_MISO_MO-IL | TVA_Transmission | MISO_MO-IL | Internal | Summer | B2 | 25 | 4000 | 0 | 146.39 | 138.39 | 9 | 0
2030 | TVA_Transmission_2_MISO_MO-IL | TVA_Transmission | MISO_MO-IL | Internal | Summer | B3 | 75 | 4000 | 0 | 146.39 | 139.73 | 9 | 0
2030 | TVA_Transmission_2_MISO_MO-IL | TVA_Transmission | MISO_MO-IL | Internal | Summer | B4 | 100 | 4000 | 0 | 140.4 | 132.42 | 9 | 0
2030 | TVA_Transmission_2_MISO_MO-IL | TVA_Transmission | MISO_MO-IL | Internal | Summer | B5 | 200 | 4000 | 0 | 128.95 | 122.53 | 9 | 0
2030 | TVA_Transmission_2_MISO_MO-IL | TVA_Transmission | MISO_MO-IL | Internal | Summer | B6 | 300 | 4000 | 0 | 110.67 | 106.52 | 9 | 0
2030 | TVA_Transmission_2_MISO_MO-IL | TVA_Transmission | MISO_MO-IL | Internal | Summer | B7 | 400 | 4000 | 0 | 101.44 | 97.83 | 9 | 0
2030 | TVA_Transmission_2_MISO_MO-IL | TVA_Transmission | MISO_MO-IL | Internal | Summer | B8 | 500 | 4000 | 0 | 94.78 | 88.2 | 9 | 0
2030 | TVA_Transmission_2_MISO_MO-IL | TVA_Transmission | MISO_MO-IL | Internal | Summer | B9 | 800 | 4000 | 0 | 90.33 | 82.33 | 9 | 0
2030 | TVA_Transmission_2_MISO_MO-IL | TVA_Transmission | MISO_MO-IL | Internal | Summer | B10 | 1262 | 4000 | 0 | 79.51 | 74.61 | 9 | 0
2030 | TVA_Transmission_2_MISO_MO-IL | TVA_Transmission | MISO_MO-IL | Internal | Winter | B16 | 25 | 4000 | 0 | 92.9 | 78.6 | 9 | 0
2030 | TVA_Transmission_2_MISO_MO-IL | TVA_Transmission | MISO_MO-IL | Internal | Winter | B17 | 100 | 4000 | 0 | 87.81 | 79.81 | 9 | 0
2030 | TVA_Transmission_2_MISO_MO-IL | TVA_Transmission | MISO_MO-IL | Internal | Winter | B18 | 400 | 4000 | 0 | 87.81 | 79.81 | 9 | 0
2030 | TVA_Transmission_2_MISO_MO-IL | TVA_Transmission | MISO_MO-IL | Internal | Winter | B19 | 700 | 4000 | 0 | 87.81 | 79.81 | 9 | 0
2030 | TVA_Transmission_2_MISO_MO-IL | TVA_Transmission | MISO_MO-IL | Internal | Winter | B20 | 935 | 4000 | 0 | 82.03 | 74.03 | 9 | 0
2030 | TVA_Transmission_2_NonRTO_Midwest | TVA_Transmission | NonRTO_Midwest | Internal | Shoulder | B11 | 25 | 700 | 0 | 91.95 | 83.95 | 9 | 0
2030 | TVA_Transmission_2_NonRTO_Midwest | TVA_Transmission | NonRTO_Midwest | Internal | Shoulder | B12 | 200 | 700 | 0 | 85.06 | 83.95 | 9 | 0
2030 | TVA_Transmission_2_NonRTO_Midwest | TVA_Transmission | NonRTO_Midwest | Internal | Shoulder | B13 | 600 | 700 | 0 | 85.06 | 83.95 | 9 | 0
2030 | TVA_Transmission_2_NonRTO_Midwest | TVA_Transmission | NonRTO_Midwest | Internal | Shoulder | B14 | 900 | 700 | 0 | 84.98 | 83.95 | 9 | 0
2030 | TVA_Transmission_2_NonRTO_Midwest | TVA_Transmission | NonRTO_Midwest | Internal | Shoulder | B15 | 1203 | 700 | 0 | 79.45 | 81.87 | 9 | 0
2030 | TVA_Transmission_2_NonRTO_Midwest | TVA_Transmission | NonRTO_Midwest | Internal | Summer | B1 | 10 | 700 | 0 | 140.4 | 132.4 | 9 | 0
2030 | TVA_Transmission_2_NonRTO_Midwest | TVA_Transmission | NonRTO_Midwest | Internal | Summer | B2 | 25 | 700 | 0 | 146.39 | 146.37 | 9 | 0
2030 | TVA_Transmission_2_NonRTO_Midwest | TVA_Transmission | NonRTO_Midwest | Internal | Summer | B3 | 75 | 700 | 0 | 146.39 | 138.39 | 9 | 0
2030 | TVA_Transmission_2_NonRTO_Midwest | TVA_Transmission | NonRTO_Midwest | Internal | Summer | B4 | 100 | 700 | 0 | 140.4 | 132.4 | 9 | 0
2030 | TVA_Transmission_2_NonRTO_Midwest | TVA_Transmission | NonRTO_Midwest | Internal | Summer | B5 | 200 | 700 | 0 | 128.95 | 120.95 | 9 | 0
2030 | TVA_Transmission_2_NonRTO_Midwest | TVA_Transmission | NonRTO_Midwest | Internal | Summer | B6 | 300 | 700 | 0 | 110.67 | 114.51 | 9 | 0
2030 | TVA_Transmission_2_NonRTO_Midwest | TVA_Transmission | NonRTO_Midwest | Internal | Summer | B7 | 400 | 700 | 0 | 101.44 | 105.82 | 9 | 0
2030 | TVA_Transmission_2_NonRTO_Midwest | TVA_Transmission | NonRTO_Midwest | Internal | Summer | B8 | 500 | 700 | 0 | 94.78 | 96.19 | 9 | 0
2030 | TVA_Transmission_2_NonRTO_Midwest | TVA_Transmission | NonRTO_Midwest | Internal | Summer | B9 | 800 | 700 | 0 | 90.33 | 90.32 | 9 | 0
2030 | TVA_Transmission_2_NonRTO_Midwest | TVA_Transmission | NonRTO_Midwest | Internal | Summer | B10 | 1262 | 700 | 0 | 79.51 | 82.6 | 9 | 0
2030 | TVA_Transmission_2_NonRTO_Midwest | TVA_Transmission | NonRTO_Midwest | Internal | Winter | B16 | 25 | 700 | 0 | 92.9 | 86.59 | 9 | 0
2030 | TVA_Transmission_2_NonRTO_Midwest | TVA_Transmission | NonRTO_Midwest | Internal | Winter | B17 | 100 | 700 | 0 | 87.81 | 86.59 | 9 | 0
2030 | TVA_Transmission_2_NonRTO_Midwest | TVA_Transmission | NonRTO_Midwest | Internal | Winter | B18 | 400 | 700 | 0 | 87.81 | 86.59 | 9 | 0
2030 | TVA_Transmission_2_NonRTO_Midwest | TVA_Transmission | NonRTO_Midwest | Internal | Winter | B19 | 700 | 700 | 0 | 87.81 | 86.59 | 9 | 0
2030 | TVA_Transmission_2_NonRTO_Midwest | TVA_Transmission | NonRTO_Midwest | Internal | Winter | B20 | 935 | 700 | 0 | 82.03 | 82.32 | 9 | 0
2030 | TVA_Transmission_2_PJM_ROR | TVA_Transmission | PJM_ROR | Internal | Shoulder | B11 | 25 | 2000 | 0 | 91.95 | 87.55 | 9 | 0
2030 | TVA_Transmission_2_PJM_ROR | TVA_Transmission | PJM_ROR | Internal | Shoulder | B12 | 200 | 2000 | 0 | 85.06 | 85.44 | 9 | 0
2030 | TVA_Transmission_2_PJM_ROR | TVA_Transmission | PJM_ROR | Internal | Shoulder | B13 | 600 | 2000 | 0 | 85.06 | 85.44 | 9 | 0
2030 | TVA_Transmission_2_PJM_ROR | TVA_Transmission | PJM_ROR | Internal | Shoulder | B14 | 900 | 2000 | 0 | 84.98 | 85.44 | 9 | 0
2030 | TVA_Transmission_2_PJM_ROR | TVA_Transmission | PJM_ROR | Internal | Shoulder | B15 | 1203 | 2000 | 0 | 79.45 | 75.87 | 9 | 0
2030 | TVA_Transmission_2_PJM_ROR | TVA_Transmission | PJM_ROR | Internal | Summer | B1 | 10 | 2000 | 0 | 140.4 | 140.39 | 9 | 0
2030 | TVA_Transmission_2_PJM_ROR | TVA_Transmission | PJM_ROR | Internal | Summer | B2 | 25 | 2000 | 0 | 146.39 | 140.39 | 9 | 0
2030 | TVA_Transmission_2_PJM_ROR | TVA_Transmission | PJM_ROR | Internal | Summer | B3 | 75 | 2000 | 0 | 146.39 | 140.39 | 9 | 0
2030 | TVA_Transmission_2_PJM_ROR | TVA_Transmission | PJM_ROR | Internal | Summer | B4 | 100 | 2000 | 0 | 140.4 | 134.4 | 9 | 0
2030 | TVA_Transmission_2_PJM_ROR | TVA_Transmission | PJM_ROR | Internal | Summer | B5 | 200 | 2000 | 0 | 128.95 | 124.52 | 9 | 0
2030 | TVA_Transmission_2_PJM_ROR | TVA_Transmission | PJM_ROR | Internal | Summer | B6 | 300 | 2000 | 0 | 110.67 | 108.52 | 9 | 0
2030 | TVA_Transmission_2_PJM_ROR | TVA_Transmission | PJM_ROR | Internal | Summer | B7 | 400 | 2000 | 0 | 101.44 | 99.84 | 9 | 0
2030 | TVA_Transmission_2_PJM_ROR | TVA_Transmission | PJM_ROR | Internal | Summer | B8 | 500 | 2000 | 0 | 94.78 | 90.25 | 9 | 0
2030 | TVA_Transmission_2_PJM_ROR | TVA_Transmission | PJM_ROR | Internal | Summer | B9 | 800 | 2000 | 0 | 90.33 | 85.06 | 9 | 0
2030 | TVA_Transmission_2_PJM_ROR | TVA_Transmission | PJM_ROR | Internal | Summer | B10 | 1262 | 2000 | 0 | 79.51 | 74.87 | 9 | 0
2030 | TVA_Transmission_2_PJM_ROR | TVA_Transmission | PJM_ROR | Internal | Winter | B16 | 25 | 2000 | 0 | 92.9 | 88.89 | 9 | 0
2030 | TVA_Transmission_2_PJM_ROR | TVA_Transmission | PJM_ROR | Internal | Winter | B17 | 100 | 2000 | 0 | 87.81 | 89.27 | 9 | 0
2030 | TVA_Transmission_2_PJM_ROR | TVA_Transmission | PJM_ROR | Internal | Winter | B18 | 400 | 2000 | 0 | 87.81 | 88.89 | 9 | 0
2030 | TVA_Transmission_2_PJM_ROR | TVA_Transmission | PJM_ROR | Internal | Winter | B19 | 700 | 2000 | 0 | 87.81 | 88.89 | 9 | 0
2030 | TVA_Transmission_2_PJM_ROR | TVA_Transmission | PJM_ROR | Internal | Winter | B20 | 935 | 2000 | 0 | 82.03 | 78.94 | 9 | 0
2030 | TVA_Transmission_2_SOCO | TVA_Transmission | SOCO | Internal | Shoulder | B11 | 25 | 3200 | 1883 | 91.95 | 100.95 | 9 | 0
2030 | TVA_Transmission_2_SOCO | TVA_Transmission | SOCO | Internal | Shoulder | B12 | 200 | 3200 | 0 | 85.06 | 92.38 | 9 | 0
2030 | TVA_Transmission_2_SOCO | TVA_Transmission | SOCO | Internal | Shoulder | B13 | 600 | 3200 | 0 | 85.06 | 92.38 | 9 | 0
2030 | TVA_Transmission_2_SOCO | TVA_Transmission | SOCO | Internal | Shoulder | B14 | 900 | 3200 | 0 | 84.98 | 92.38 | 9 | 0
2030 | TVA_Transmission_2_SOCO | TVA_Transmission | SOCO | Internal | Shoulder | B15 | 1203 | 3200 | 35.85 | 79.45 | 88.45 | 9 | 0
2030 | TVA_Transmission_2_SOCO | TVA_Transmission | SOCO | Internal | Summer | B1 | 10 | 3200 | 1856.75 | 140.4 | 149.4 | 9 | 0
2030 | TVA_Transmission_2_SOCO | TVA_Transmission | SOCO | Internal | Summer | B2 | 25 | 3200 | 0 | 146.39 | 149.4 | 9 | 0
2030 | TVA_Transmission_2_SOCO | TVA_Transmission | SOCO | Internal | Summer | B3 | 75 | 3200 | 0 | 146.39 | 149.4 | 9 | 0
2030 | TVA_Transmission_2_SOCO | TVA_Transmission | SOCO | Internal | Summer | B4 | 100 | 3200 | 1262.08 | 140.4 | 149.4 | 9 | 0
2030 | TVA_Transmission_2_SOCO | TVA_Transmission | SOCO | Internal | Summer | B5 | 200 | 3200 | 599.92 | 128.95 | 137.95 | 9 | 0
2030 | TVA_Transmission_2_SOCO | TVA_Transmission | SOCO | Internal | Summer | B6 | 300 | 3200 | 0 | 110.67 | 115.59 | 9 | 0
2030 | TVA_Transmission_2_SOCO | TVA_Transmission | SOCO | Internal | Summer | B7 | 400 | 3200 | 0 | 101.44 | 105.83 | 9 | 0
2030 | TVA_Transmission_2_SOCO | TVA_Transmission | SOCO | Internal | Summer | B8 | 500 | 3200 | 0 | 94.78 | 96.77 | 9 | 0
2030 | TVA_Transmission_2_SOCO | TVA_Transmission | SOCO | Internal | Summer | B9 | 800 | 3200 | 0 | 90.33 | 90.88 | 9 | 0
2030 | TVA_Transmission_2_SOCO | TVA_Transmission | SOCO | Internal | Summer | B10 | 1262 | 3200 | 0 | 79.51 | 84.91 | 9 | 0
2030 | TVA_Transmission_2_SOCO | TVA_Transmission | SOCO | Internal | Winter | B16 | 25 | 3200 | 572.65 | 92.9 | 101.9 | 9 | 0
2030 | TVA_Transmission_2_SOCO | TVA_Transmission | SOCO | Internal | Winter | B17 | 100 | 3200 | 0 | 87.81 | 95.54 | 9 | 0
2030 | TVA_Transmission_2_SOCO | TVA_Transmission | SOCO | Internal | Winter | B18 | 400 | 3200 | 0 | 87.81 | 95.54 | 9 | 0
2030 | TVA_Transmission_2_SOCO | TVA_Transmission | SOCO | Internal | Winter | B19 | 700 | 3200 | 0 | 87.81 | 95.54 | 9 | 0
2030 | TVA_Transmission_2_SOCO | TVA_Transmission | SOCO | Internal | Winter | B20 | 935 | 3200 | 0 | 82.03 | 90.72 | 9 | 0
2030 | TVA_Transmission_2_TVA | TVA_Transmission | TVA | Internal | Shoulder | B11 | 25 | 99999 | 1282.39 | 91.95 | 91.96 | 0.01 | 0
2030 | TVA_Transmission_2_TVA | TVA_Transmission | TVA | Internal | Shoulder | B12 | 200 | 99999 | 2376.97 | 85.06 | 85.07 | 0.01 | 0
2030 | TVA_Transmission_2_TVA | TVA_Transmission | TVA | Internal | Shoulder | B13 | 600 | 99999 | 1746 | 85.06 | 85.07 | 0.01 | 0
2030 | TVA_Transmission_2_TVA | TVA_Transmission | TVA | Internal | Shoulder | B14 | 900 | 99999 | 4000 | 84.98 | 84.99 | 0.01 | 0
2030 | TVA_Transmission_2_TVA | TVA_Transmission | TVA | Internal | Shoulder | B15 | 1203 | 99999 | 3225.53 | 79.45 | 79.46 | 0.01 | 0
2030 | TVA_Transmission_2_TVA | TVA_Transmission | TVA | Internal | Summer | B1 | 10 | 99999 | 4319.69 | 140.4 | 140.42 | 0.01 | 0
2030 | TVA_Transmission_2_TVA | TVA_Transmission | TVA | Internal | Summer | B2 | 25 | 99999 | 3235.68 | 146.39 | 146.4 | 0.01 | 0
2030 | TVA_Transmission_2_TVA | TVA_Transmission | TVA | Internal | Summer | B3 | 75 | 99999 | 1409.9 | 146.39 | 146.4 | 0.01 | 0
2030 | TVA_Transmission_2_TVA | TVA_Transmission | TVA | Internal | Summer | B4 | 100 | 99999 | 567.04 | 140.4 | 140.42 | 0.01 | 0
2030 | TVA_Transmission_2_TVA | TVA_Transmission | TVA | Internal | Summer | B5 | 200 | 99999 | 0 | 128.95 | 115.52 | 0.01 | 0
2030 | TVA_Transmission_2_TVA | TVA_Transmission | TVA | Internal | Summer | B6 | 300 | 99999 | 0 | 110.67 | 106.7 | 0.01 | 0
2030 | TVA_Transmission_2_TVA | TVA_Transmission | TVA | Internal | Summer | B7 | 400 | 99999 | 0 | 101.44 | 94.3 | 0.01 | 0
2030 | TVA_Transmission_2_TVA | TVA_Transmission | TVA | Internal | Summer | B8 | 500 | 99999 | 0 | 94.78 | 94.3 | 0.01 | 0
2030 | TVA_Transmission_2_TVA | TVA_Transmission | TVA | Internal | Summer | B9 | 800 | 99999 | 1178.5 | 90.33 | 90.34 | 0.01 | 0
2030 | TVA_Transmission_2_TVA | TVA_Transmission | TVA | Internal | Summer | B10 | 1262 | 99999 | 0 | 79.51 | 78.24 | 0.01 | 0
2030 | TVA_Transmission_2_TVA | TVA_Transmission | TVA | Internal | Winter | B16 | 25 | 99999 | 4627.36 | 92.9 | 92.91 | 0.01 | 0
2030 | TVA_Transmission_2_TVA | TVA_Transmission | TVA | Internal | Winter | B17 | 100 | 99999 | 2652.01 | 87.81 | 87.83 | 0.01 | 0
2030 | TVA_Transmission_2_TVA | TVA_Transmission | TVA | Internal | Winter | B18 | 400 | 99999 | 677.33 | 87.81 | 87.83 | 0.01 | 0
2030 | TVA_Transmission_2_TVA | TVA_Transmission | TVA | Internal | Winter | B19 | 700 | 99999 | 371.11 | 87.81 | 87.83 | 0.01 | 0
2030 | TVA_Transmission_2_TVA | TVA_Transmission | TVA | Internal | Winter | B20 | 935 | 99999 | 4118.15 | 82.03 | 82.04 | 0.01 | 0
2030 | TVA_Transmission_2_VACAR | TVA_Transmission | VACAR | Internal | Shoulder | B11 | 25 | 900 | 0 | 91.95 | 95.73 | 9 | 0
2030 | TVA_Transmission_2_VACAR | TVA_Transmission | VACAR | Internal | Shoulder | B12 | 200 | 900 | 0 | 85.06 | 91.44 | 9 | 0
2030 | TVA_Transmission_2_VACAR | TVA_Transmission | VACAR | Internal | Shoulder | B13 | 600 | 900 | 0 | 85.06 | 85.38 | 9 | 0
2030 | TVA_Transmission_2_VACAR | TVA_Transmission | VACAR | Internal | Shoulder | B14 | 900 | 900 | 0 | 84.98 | 85.38 | 9 | 0
2030 | TVA_Transmission_2_VACAR | TVA_Transmission | VACAR | Internal | Shoulder | B15 | 1203 | 900 | 0 | 79.45 | 82.83 | 9 | 0
2030 | TVA_Transmission_2_VACAR | TVA_Transmission | VACAR | Internal | Summer | B1 | 10 | 900 | 899.98 | 140.4 | 151.39 | 9 | 1.98
2030 | TVA_Transmission_2_VACAR | TVA_Transmission | VACAR | Internal | Summer | B2 | 25 | 900 | 0 | 146.39 | 151.39 | 9 | 0
2030 | TVA_Transmission_2_VACAR | TVA_Transmission | VACAR | Internal | Summer | B3 | 75 | 900 | 0 | 146.39 | 151.39 | 9 | 0
2030 | TVA_Transmission_2_VACAR | TVA_Transmission | VACAR | Internal | Summer | B4 | 100 | 900 | 819.64 | 140.4 | 149.4 | 9 | 0
2030 | TVA_Transmission_2_VACAR | TVA_Transmission | VACAR | Internal | Summer | B5 | 200 | 900 | 0 | 128.95 | 130.95 | 9 | 0
2030 | TVA_Transmission_2_VACAR | TVA_Transmission | VACAR | Internal | Summer | B6 | 300 | 900 | 0 | 110.67 | 111.84 | 9 | 0
2030 | TVA_Transmission_2_VACAR | TVA_Transmission | VACAR | Internal | Summer | B7 | 400 | 900 | 0 | 101.44 | 102.87 | 9 | 0
2030 | TVA_Transmission_2_VACAR | TVA_Transmission | VACAR | Internal | Summer | B8 | 500 | 900 | 0 | 94.78 | 89.77 | 9 | 0
2030 | TVA_Transmission_2_VACAR | TVA_Transmission | VACAR | Internal | Summer | B9 | 800 | 900 | 0 | 90.33 | 80.87 | 9 | 0
2030 | TVA_Transmission_2_VACAR | TVA_Transmission | VACAR | Internal | Summer | B10 | 1262 | 900 | 0 | 79.51 | 80.87 | 9 | 0
2030 | TVA_Transmission_2_VACAR | TVA_Transmission | VACAR | Internal | Winter | B16 | 25 | 900 | 900 | 92.9 | 118.66 | 9 | 16.76
2030 | TVA_Transmission_2_VACAR | TVA_Transmission | VACAR | Internal | Winter | B17 | 100 | 900 | 900 | 87.81 | 100.89 | 9 | 4.07
2030 | TVA_Transmission_2_VACAR | TVA_Transmission | VACAR | Internal | Winter | B18 | 400 | 900 | 0 | 87.81 | 90.33 | 9 | 0
2030 | TVA_Transmission_2_VACAR | TVA_Transmission | VACAR | Internal | Winter | B19 | 700 | 900 | 0 | 87.81 | 88.54 | 9 | 0
2030 | TVA_Transmission_2_VACAR | TVA_Transmission | VACAR | Internal | Winter | B20 | 935 | 900 | 0 | 82.03 | 87.21 | 9 | 0
2030 | VACAR_2_PJM_ROR | VACAR | PJM_ROR | Internal | Shoulder | B11 | 25 | 2000 | 0 | 95.73 | 87.55 | 7 | 0
2030 | VACAR_2_PJM_ROR | VACAR | PJM_ROR | Internal | Shoulder | B12 | 200 | 2000 | 0 | 91.44 | 85.44 | 7 | 0
2030 | VACAR_2_PJM_ROR | VACAR | PJM_ROR | Internal | Shoulder | B13 | 600 | 2000 | 0 | 85.38 | 85.44 | 7 | 0
2030 | VACAR_2_PJM_ROR | VACAR | PJM_ROR | Internal | Shoulder | B14 | 900 | 2000 | 0 | 85.38 | 85.44 | 7 | 0
2030 | VACAR_2_PJM_ROR | VACAR | PJM_ROR | Internal | Shoulder | B15 | 1203 | 2000 | 0 | 82.83 | 75.87 | 7 | 0
2030 | VACAR_2_PJM_ROR | VACAR | PJM_ROR | Internal | Summer | B1 | 10 | 2000 | 0 | 151.39 | 140.39 | 7 | 0
2030 | VACAR_2_PJM_ROR | VACAR | PJM_ROR | Internal | Summer | B2 | 25 | 2000 | 0 | 151.39 | 140.39 | 7 | 0
2030 | VACAR_2_PJM_ROR | VACAR | PJM_ROR | Internal | Summer | B3 | 75 | 2000 | 0 | 151.39 | 140.39 | 7 | 0
2030 | VACAR_2_PJM_ROR | VACAR | PJM_ROR | Internal | Summer | B4 | 100 | 2000 | 0 | 149.4 | 134.4 | 7 | 0
2030 | VACAR_2_PJM_ROR | VACAR | PJM_ROR | Internal | Summer | B5 | 200 | 2000 | 0 | 130.95 | 124.52 | 7 | 0
2030 | VACAR_2_PJM_ROR | VACAR | PJM_ROR | Internal | Summer | B6 | 300 | 2000 | 0 | 111.84 | 108.52 | 7 | 0
2030 | VACAR_2_PJM_ROR | VACAR | PJM_ROR | Internal | Summer | B7 | 400 | 2000 | 0 | 102.87 | 99.84 | 7 | 0
2030 | VACAR_2_PJM_ROR | VACAR | PJM_ROR | Internal | Summer | B8 | 500 | 2000 | 0 | 89.77 | 90.25 | 7 | 0
2030 | VACAR_2_PJM_ROR | VACAR | PJM_ROR | Internal | Summer | B9 | 800 | 2000 | 0 | 80.87 | 85.06 | 7 | 0
2030 | VACAR_2_PJM_ROR | VACAR | PJM_ROR | Internal | Summer | B10 | 1262 | 2000 | 0 | 80.87 | 74.87 | 7 | 0
2030 | VACAR_2_PJM_ROR | VACAR | PJM_ROR | Internal | Winter | B16 | 25 | 2000 | 0 | 118.66 | 88.89 | 7 | 0
2030 | VACAR_2_PJM_ROR | VACAR | PJM_ROR | Internal | Winter | B17 | 100 | 2000 | 0 | 100.89 | 89.27 | 7 | 0
2030 | VACAR_2_PJM_ROR | VACAR | PJM_ROR | Internal | Winter | B18 | 400 | 2000 | 0 | 90.33 | 88.89 | 7 | 0
2030 | VACAR_2_PJM_ROR | VACAR | PJM_ROR | Internal | Winter | B19 | 700 | 2000 | 0 | 88.54 | 88.89 | 7 | 0
2030 | VACAR_2_PJM_ROR | VACAR | PJM_ROR | Internal | Winter | B20 | 935 | 2000 | 0 | 87.21 | 78.94 | 7 | 0
2030 | VACAR_2_SOCO | VACAR | SOCO | Internal | Shoulder | B11 | 25 | 3000 | 0.01 | 95.73 | 100.95 | 7 | 0
2030 | VACAR_2_SOCO | VACAR | SOCO | Internal | Shoulder | B12 | 200 | 3000 | 0 | 91.44 | 92.38 | 7 | 0
2030 | VACAR_2_SOCO | VACAR | SOCO | Internal | Shoulder | B13 | 600 | 3000 | 991.91 | 85.38 | 92.38 | 7 | 0
2030 | VACAR_2_SOCO | VACAR | SOCO | Internal | Shoulder | B14 | 900 | 3000 | 2790.2 | 85.38 | 92.38 | 7 | 0
2030 | VACAR_2_SOCO | VACAR | SOCO | Internal | Shoulder | B15 | 1203 | 3000 | 0 | 82.83 | 88.45 | 7 | 0
2030 | VACAR_2_SOCO | VACAR | SOCO | Internal | Summer | B1 | 10 | 3000 | 0 | 151.39 | 149.4 | 7 | 0
2030 | VACAR_2_SOCO | VACAR | SOCO | Internal | Summer | B2 | 25 | 3000 | 0 | 151.39 | 149.4 | 7 | 0
2030 | VACAR_2_SOCO | VACAR | SOCO | Internal | Summer | B3 | 75 | 3000 | 0 | 151.39 | 149.4 | 7 | 0
2030 | VACAR_2_SOCO | VACAR | SOCO | Internal | Summer | B4 | 100 | 3000 | 0 | 149.4 | 149.4 | 7 | 0
2030 | VACAR_2_SOCO | VACAR | SOCO | Internal | Summer | B5 | 200 | 3000 | 889.75 | 130.95 | 137.95 | 7 | 0
2030 | VACAR_2_SOCO | VACAR | SOCO | Internal | Summer | B6 | 300 | 3000 | 0 | 111.84 | 115.59 | 7 | 0
2030 | VACAR_2_SOCO | VACAR | SOCO | Internal | Summer | B7 | 400 | 3000 | 0 | 102.87 | 105.83 | 7 | 0
2030 | VACAR_2_SOCO | VACAR | SOCO | Internal | Summer | B8 | 500 | 3000 | 497.2 | 89.77 | 96.77 | 7 | 0
2030 | VACAR_2_SOCO | VACAR | SOCO | Internal | Summer | B9 | 800 | 3000 | 3000 | 80.87 | 90.88 | 7 | 3.01
2030 | VACAR_2_SOCO | VACAR | SOCO | Internal | Summer | B10 | 1262 | 3000 | 0 | 80.87 | 84.91 | 7 | 0
2030 | VACAR_2_SOCO | VACAR | SOCO | Internal | Winter | B16 | 25 | 3000 | 0 | 118.66 | 101.9 | 7 | 0
2030 | VACAR_2_SOCO | VACAR | SOCO | Internal | Winter | B17 | 100 | 3000 | 0 | 100.89 | 95.54 | 7 | 0
2030 | VACAR_2_SOCO | VACAR | SOCO | Internal | Winter | B18 | 400 | 3000 | 0 | 90.33 | 95.54 | 7 | 0
2030 | VACAR_2_SOCO | VACAR | SOCO | Internal | Winter | B19 | 700 | 3000 | 1691.9 | 88.54 | 95.54 | 7 | 0
2030 | VACAR_2_SOCO | VACAR | SOCO | Internal | Winter | B20 | 935 | 3000 | 0 | 87.21 | 90.72 | 7 | 0
2030 | VACAR_2_TVA_Transmission | VACAR | TVA_Transmission | Internal | Shoulder | B11 | 25 | 900 | 0 | 95.73 | 91.95 | 7 | 0
2030 | VACAR_2_TVA_Transmission | VACAR | TVA_Transmission | Internal | Shoulder | B12 | 200 | 900 | 0 | 91.44 | 85.06 | 7 | 0
2030 | VACAR_2_TVA_Transmission | VACAR | TVA_Transmission | Internal | Shoulder | B13 | 600 | 900 | 0 | 85.38 | 85.06 | 7 | 0
2030 | VACAR_2_TVA_Transmission | VACAR | TVA_Transmission | Internal | Shoulder | B14 | 900 | 900 | 0 | 85.38 | 84.98 | 7 | 0
2030 | VACAR_2_TVA_Transmission | VACAR | TVA_Transmission | Internal | Shoulder | B15 | 1203 | 900 | 0 | 82.83 | 79.45 | 7 | 0
2030 | VACAR_2_TVA_Transmission | VACAR | TVA_Transmission | Internal | Summer | B1 | 10 | 900 | 0 | 151.39 | 140.4 | 7 | 0
2030 | VACAR_2_TVA_Transmission | VACAR | TVA_Transmission | Internal | Summer | B2 | 25 | 900 | 0 | 151.39 | 146.39 | 7 | 0
2030 | VACAR_2_TVA_Transmission | VACAR | TVA_Transmission | Internal | Summer | B3 | 75 | 900 | 0 | 151.39 | 146.39 | 7 | 0
2030 | VACAR_2_TVA_Transmission | VACAR | TVA_Transmission | Internal | Summer | B4 | 100 | 900 | 0 | 149.4 | 140.4 | 7 | 0
2030 | VACAR_2_TVA_Transmission | VACAR | TVA_Transmission | Internal | Summer | B5 | 200 | 900 | 0 | 130.95 | 128.95 | 7 | 0
2030 | VACAR_2_TVA_Transmission | VACAR | TVA_Transmission | Internal | Summer | B6 | 300 | 900 | 0 | 111.84 | 110.67 | 7 | 0
2030 | VACAR_2_TVA_Transmission | VACAR | TVA_Transmission | Internal | Summer | B7 | 400 | 900 | 0 | 102.87 | 101.44 | 7 | 0
2030 | VACAR_2_TVA_Transmission | VACAR | TVA_Transmission | Internal | Summer | B8 | 500 | 900 | 0 | 89.77 | 94.78 | 7 | 0
2030 | VACAR_2_TVA_Transmission | VACAR | TVA_Transmission | Internal | Summer | B9 | 800 | 900 | 900 | 80.87 | 90.33 | 7 | 2.46
2030 | VACAR_2_TVA_Transmission | VACAR | TVA_Transmission | Internal | Summer | B10 | 1262 | 900 | 0 | 80.87 | 79.51 | 7 | 0
2030 | VACAR_2_TVA_Transmission | VACAR | TVA_Transmission | Internal | Winter | B16 | 25 | 900 | 0 | 118.66 | 92.9 | 7 | 0
2030 | VACAR_2_TVA_Transmission | VACAR | TVA_Transmission | Internal | Winter | B17 | 100 | 900 | 0 | 100.89 | 87.81 | 7 | 0
2030 | VACAR_2_TVA_Transmission | VACAR | TVA_Transmission | Internal | Winter | B18 | 400 | 900 | 0 | 90.33 | 87.81 | 7 | 0
2030 | VACAR_2_TVA_Transmission | VACAR | TVA_Transmission | Internal | Winter | B19 | 700 | 900 | 0 | 88.54 | 87.81 | 7 | 0
2030 | VACAR_2_TVA_Transmission | VACAR | TVA_Transmission | Internal | Winter | B20 | 935 | 900 | 0 | 87.21 | 82.03 | 7 | 0
2035 | ENT_2_MISO_MO-IL | ENT | MISO_MO-IL | Internal | Shoulder | B11 | 25 | 2260 | 0 | 122.21 | 122.1 | 8 | 0
2035 | ENT_2_MISO_MO-IL | ENT | MISO_MO-IL | Internal | Shoulder | B12 | 200 | 2260 | 0 | 117.39 | 114.73 | 8 | 0
2035 | ENT_2_MISO_MO-IL | ENT | MISO_MO-IL | Internal | Shoulder | B13 | 600 | 2260 | 0 | 111.26 | 112.8 | 8 | 0
2035 | ENT_2_MISO_MO-IL | ENT | MISO_MO-IL | Internal | Shoulder | B14 | 900 | 2260 | 0 | 111.26 | 112.78 | 8 | 0
2035 | ENT_2_MISO_MO-IL | ENT | MISO_MO-IL | Internal | Shoulder | B15 | 1203 | 2260 | 0 | 110.59 | 110.59 | 8 | 0
2035 | ENT_2_MISO_MO-IL | ENT | MISO_MO-IL | Internal | Summer | B1 | 10 | 2260 | 2260 | 139.33 | 201.6 | 8 | 54.26
2035 | ENT_2_MISO_MO-IL | ENT | MISO_MO-IL | Internal | Summer | B2 | 25 | 2260 | 624.45 | 198.95 | 206.95 | 8 | 0
2035 | ENT_2_MISO_MO-IL | ENT | MISO_MO-IL | Internal | Summer | B3 | 75 | 2260 | 0 | 202.98 | 202.98 | 8 | 0
2035 | ENT_2_MISO_MO-IL | ENT | MISO_MO-IL | Internal | Summer | B4 | 100 | 2260 | 64.31 | 160.12 | 168.12 | 8 | 0
2035 | ENT_2_MISO_MO-IL | ENT | MISO_MO-IL | Internal | Summer | B5 | 200 | 2260 | 0 | 145.97 | 145.97 | 8 | 0
2035 | ENT_2_MISO_MO-IL | ENT | MISO_MO-IL | Internal | Summer | B6 | 300 | 2260 | 0 | 139.61 | 136.3 | 8 | 0
2035 | ENT_2_MISO_MO-IL | ENT | MISO_MO-IL | Internal | Summer | B7 | 400 | 2260 | 0 | 134.59 | 126.59 | 8 | 0
2035 | ENT_2_MISO_MO-IL | ENT | MISO_MO-IL | Internal | Summer | B8 | 500 | 2260 | 0 | 117.95 | 114.16 | 8 | 0
2035 | ENT_2_MISO_MO-IL | ENT | MISO_MO-IL | Internal | Summer | B9 | 800 | 2260 | 0 | 115.88 | 113.41 | 8 | 0
2035 | ENT_2_MISO_MO-IL | ENT | MISO_MO-IL | Internal | Summer | B10 | 1262 | 2260 | 0 | 109.93 | 111.16 | 8 | 0
2035 | ENT_2_MISO_MO-IL | ENT | MISO_MO-IL | Internal | Winter | B16 | 25 | 2260 | 0 | 120.46 | 113.87 | 8 | 0
2035 | ENT_2_MISO_MO-IL | ENT | MISO_MO-IL | Internal | Winter | B17 | 100 | 2260 | 0 | 114.22 | 117.2 | 8 | 0
2035 | ENT_2_MISO_MO-IL | ENT | MISO_MO-IL | Internal | Winter | B18 | 400 | 2260 | 0 | 114.22 | 115.54 | 8 | 0
2035 | ENT_2_MISO_MO-IL | ENT | MISO_MO-IL | Internal | Winter | B19 | 700 | 2260 | 0 | 114.22 | 115.54 | 8 | 0
2035 | ENT_2_MISO_MO-IL | ENT | MISO_MO-IL | Internal | Winter | B20 | 935 | 2260 | 0 | 113.37 | 113.37 | 8 | 0
2035 | ENT_2_SOCO | ENT | SOCO | Internal | Shoulder | B11 | 25 | 3900 | 3900 | 122.21 | 137.11 | 8 | 6.9
2035 | ENT_2_SOCO | ENT | SOCO | Internal | Shoulder | B12 | 200 | 3900 | 2394.36 | 117.39 | 125.39 | 8 | 0
2035 | ENT_2_SOCO | ENT | SOCO | Internal | Shoulder | B13 | 600 | 3900 | 1274.48 | 111.26 | 119.26 | 8 | 0
2035 | ENT_2_SOCO | ENT | SOCO | Internal | Shoulder | B14 | 900 | 3900 | 2698.13 | 111.26 | 119.26 | 8 | 0
2035 | ENT_2_SOCO | ENT | SOCO | Internal | Shoulder | B15 | 1203 | 3900 | 3900 | 110.59 | 119.26 | 8 | 0.67
2035 | ENT_2_SOCO | ENT | SOCO | Internal | Summer | B1 | 10 | 3900 | 3900 | 139.33 | 218.6 | 8 | 71.26
2035 | ENT_2_SOCO | ENT | SOCO | Internal | Summer | B2 | 25 | 3900 | 3900 | 198.95 | 222.94 | 8 | 15.99
2035 | ENT_2_SOCO | ENT | SOCO | Internal | Summer | B3 | 75 | 3900 | 1437.14 | 202.98 | 210.98 | 8 | 0
2035 | ENT_2_SOCO | ENT | SOCO | Internal | Summer | B4 | 100 | 3900 | 0.04 | 160.12 | 167.98 | 8 | 0
2035 | ENT_2_SOCO | ENT | SOCO | Internal | Summer | B5 | 200 | 3900 | 0 | 145.97 | 153.25 | 8 | 0
2035 | ENT_2_SOCO | ENT | SOCO | Internal | Summer | B6 | 300 | 3900 | 0 | 139.61 | 137 | 8 | 0
2035 | ENT_2_SOCO | ENT | SOCO | Internal | Summer | B7 | 400 | 3900 | 0 | 134.59 | 137 | 8 | 0
2035 | ENT_2_SOCO | ENT | SOCO | Internal | Summer | B8 | 500 | 3900 | 1175.73 | 117.95 | 125.95 | 8 | 0
2035 | ENT_2_SOCO | ENT | SOCO | Internal | Summer | B9 | 800 | 3900 | 0 | 115.88 | 117.93 | 8 | 0
2035 | ENT_2_SOCO | ENT | SOCO | Internal | Summer | B10 | 1262 | 3900 | 3486.91 | 109.93 | 117.93 | 8 | 0
2035 | ENT_2_SOCO | ENT | SOCO | Internal | Winter | B16 | 25 | 3900 | 3900 | 120.46 | 138.87 | 8 | 10.41
2035 | ENT_2_SOCO | ENT | SOCO | Internal | Winter | B17 | 100 | 3900 | 1307.16 | 114.22 | 122.22 | 8 | 0
2035 | ENT_2_SOCO | ENT | SOCO | Internal | Winter | B18 | 400 | 3900 | 2193.68 | 114.22 | 122.22 | 8 | 0
2035 | ENT_2_SOCO | ENT | SOCO | Internal | Winter | B19 | 700 | 3900 | 3449.03 | 114.22 | 122.22 | 8 | 0
2035 | ENT_2_SOCO | ENT | SOCO | Internal | Winter | B20 | 935 | 3900 | 3900 | 113.37 | 122.22 | 8 | 0.85
2035 | ENT_2_SPP_N | ENT | SPP_N | Internal | Shoulder | B11 | 25 | 15143 | 0 | 122.21 | 117.12 | 8 | 0
2035 | ENT_2_SPP_N | ENT | SPP_N | Internal | Shoulder | B12 | 200 | 15143 | 0 | 117.39 | 109.71 | 8 | 0
2035 | ENT_2_SPP_N | ENT | SPP_N | Internal | Shoulder | B13 | 600 | 15143 | 0 | 111.26 | 87.43 | 8 | 0
2035 | ENT_2_SPP_N | ENT | SPP_N | Internal | Shoulder | B14 | 900 | 15143 | 0 | 111.26 | 1 | 8 | 0
2035 | ENT_2_SPP_N | ENT | SPP_N | Internal | Shoulder | B15 | 1203 | 15143 | 0 | 110.59 | 1 | 8 | 0
2035 | ENT_2_SPP_N | ENT | SPP_N | Internal | Summer | B1 | 10 | 15143 | 0 | 139.33 | 1 | 8 | 0
2035 | ENT_2_SPP_N | ENT | SPP_N | Internal | Summer | B2 | 25 | 15143 | 0 | 198.95 | 193.95 | 8 | 0
2035 | ENT_2_SPP_N | ENT | SPP_N | Internal | Summer | B3 | 75 | 15143 | 0 | 202.98 | 197.98 | 8 | 0
2035 | ENT_2_SPP_N | ENT | SPP_N | Internal | Summer | B4 | 100 | 15143 | 0 | 160.12 | 155.12 | 8 | 0
2035 | ENT_2_SPP_N | ENT | SPP_N | Internal | Summer | B5 | 200 | 15143 | 0 | 145.97 | 140.97 | 8 | 0
2035 | ENT_2_SPP_N | ENT | SPP_N | Internal | Summer | B6 | 300 | 15143 | 0 | 139.61 | 134.61 | 8 | 0
2035 | ENT_2_SPP_N | ENT | SPP_N | Internal | Summer | B7 | 400 | 15143 | 0 | 134.59 | 129.59 | 8 | 0
2035 | ENT_2_SPP_N | ENT | SPP_N | Internal | Summer | B8 | 500 | 15143 | 0 | 117.95 | 112.95 | 8 | 0
2035 | ENT_2_SPP_N | ENT | SPP_N | Internal | Summer | B9 | 800 | 15143 | 0 | 115.88 | 110.88 | 8 | 0
2035 | ENT_2_SPP_N | ENT | SPP_N | Internal | Summer | B10 | 1262 | 15143 | 0 | 109.93 | 80.7 | 8 | 0
2035 | ENT_2_SPP_N | ENT | SPP_N | Internal | Winter | B16 | 25 | 15143 | 0 | 120.46 | 1 | 8 | 0
2035 | ENT_2_SPP_N | ENT | SPP_N | Internal | Winter | B17 | 100 | 15143 | 0 | 114.22 | 1 | 8 | 0
2035 | ENT_2_SPP_N | ENT | SPP_N | Internal | Winter | B18 | 400 | 15143 | 0 | 114.22 | 103.54 | 8 | 0
2035 | ENT_2_SPP_N | ENT | SPP_N | Internal | Winter | B19 | 700 | 15143 | 0 | 114.22 | 1.01 | 8 | 0
2035 | ENT_2_SPP_N | ENT | SPP_N | Internal | Winter | B20 | 935 | 15143 | 0 | 113.37 | 1 | 8 | 0
2035 | ENT_2_SPP_S | ENT | SPP_S | Internal | Shoulder | B11 | 25 | 3292 | 0 | 122.21 | 117.21 | 8 | 0
2035 | ENT_2_SPP_S | ENT | SPP_S | Internal | Shoulder | B12 | 200 | 3292 | 0 | 117.39 | 109.73 | 8 | 0
2035 | ENT_2_SPP_S | ENT | SPP_S | Internal | Shoulder | B13 | 600 | 3292 | 0 | 111.26 | 87.41 | 8 | 0
2035 | ENT_2_SPP_S | ENT | SPP_S | Internal | Shoulder | B14 | 900 | 3292 | 0 | 111.26 | 1 | 8 | 0
2035 | ENT_2_SPP_S | ENT | SPP_S | Internal | Shoulder | B15 | 1203 | 3292 | 0 | 110.59 | 1 | 8 | 0
2035 | ENT_2_SPP_S | ENT | SPP_S | Internal | Summer | B1 | 10 | 3292 | 0 | 139.33 | 1.01 | 8 | 0
2035 | ENT_2_SPP_S | ENT | SPP_S | Internal | Summer | B2 | 25 | 3292 | 0 | 198.95 | 193.94 | 8 | 0
2035 | ENT_2_SPP_S | ENT | SPP_S | Internal | Summer | B3 | 75 | 3292 | 0 | 202.98 | 197.98 | 8 | 0
2035 | ENT_2_SPP_S | ENT | SPP_S | Internal | Summer | B4 | 100 | 3292 | 0 | 160.12 | 155.12 | 8 | 0
2035 | ENT_2_SPP_S | ENT | SPP_S | Internal | Summer | B5 | 200 | 3292 | 0 | 145.97 | 140.98 | 8 | 0
2035 | ENT_2_SPP_S | ENT | SPP_S | Internal | Summer | B6 | 300 | 3292 | 0 | 139.61 | 134.62 | 8 | 0
2035 | ENT_2_SPP_S | ENT | SPP_S | Internal | Summer | B7 | 400 | 3292 | 0 | 134.59 | 134.31 | 8 | 0
2035 | ENT_2_SPP_S | ENT | SPP_S | Internal | Summer | B8 | 500 | 3292 | 0 | 117.95 | 115.63 | 8 | 0
2035 | ENT_2_SPP_S | ENT | SPP_S | Internal | Summer | B9 | 800 | 3292 | 0 | 115.88 | 112.27 | 8 | 0
2035 | ENT_2_SPP_S | ENT | SPP_S | Internal | Summer | B10 | 1262 | 3292 | 0 | 109.93 | 80.71 | 8 | 0
2035 | ENT_2_SPP_S | ENT | SPP_S | Internal | Winter | B16 | 25 | 3292 | 0 | 120.46 | 1 | 8 | 0
2035 | ENT_2_SPP_S | ENT | SPP_S | Internal | Winter | B17 | 100 | 3292 | 0 | 114.22 | 1 | 8 | 0
2035 | ENT_2_SPP_S | ENT | SPP_S | Internal | Winter | B18 | 400 | 3292 | 0 | 114.22 | 103.55 | 8 | 0
2035 | ENT_2_SPP_S | ENT | SPP_S | Internal | Winter | B19 | 700 | 3292 | 0 | 114.22 | 1 | 8 | 0
2035 | ENT_2_SPP_S | ENT | SPP_S | Internal | Winter | B20 | 935 | 3292 | 0 | 113.37 | 1 | 8 | 0
2035 | ENT_2_TVA_Transmission | ENT | TVA_Transmission | Internal | Shoulder | B11 | 25 | 2100 | 0.24 | 122.21 | 130.1 | 8 | 0
2035 | ENT_2_TVA_Transmission | ENT | TVA_Transmission | Internal | Shoulder | B12 | 200 | 2100 | 0 | 117.39 | 120.29 | 8 | 0
2035 | ENT_2_TVA_Transmission | ENT | TVA_Transmission | Internal | Shoulder | B13 | 600 | 2100 | 0 | 111.26 | 118.88 | 8 | 0
2035 | ENT_2_TVA_Transmission | ENT | TVA_Transmission | Internal | Shoulder | B14 | 900 | 2100 | 0 | 111.26 | 118.87 | 8 | 0
2035 | ENT_2_TVA_Transmission | ENT | TVA_Transmission | Internal | Shoulder | B15 | 1203 | 2100 | 1210.71 | 110.59 | 118.59 | 8 | 0
2035 | ENT_2_TVA_Transmission | ENT | TVA_Transmission | Internal | Summer | B1 | 10 | 2100 | 2100 | 139.33 | 209.6 | 8 | 62.26
2035 | ENT_2_TVA_Transmission | ENT | TVA_Transmission | Internal | Summer | B2 | 25 | 2100 | 2100 | 198.95 | 213.94 | 8 | 6.99
2035 | ENT_2_TVA_Transmission | ENT | TVA_Transmission | Internal | Summer | B3 | 75 | 2100 | 0 | 202.98 | 201.98 | 8 | 0
2035 | ENT_2_TVA_Transmission | ENT | TVA_Transmission | Internal | Summer | B4 | 100 | 2100 | 0 | 160.12 | 164.82 | 8 | 0
2035 | ENT_2_TVA_Transmission | ENT | TVA_Transmission | Internal | Summer | B5 | 200 | 2100 | 0 | 145.97 | 147.8 | 8 | 0
2035 | ENT_2_TVA_Transmission | ENT | TVA_Transmission | Internal | Summer | B6 | 300 | 2100 | 0 | 139.61 | 137.33 | 8 | 0
2035 | ENT_2_TVA_Transmission | ENT | TVA_Transmission | Internal | Summer | B7 | 400 | 2100 | 0 | 134.59 | 128 | 8 | 0
2035 | ENT_2_TVA_Transmission | ENT | TVA_Transmission | Internal | Summer | B8 | 500 | 2100 | 0 | 117.95 | 119.45 | 8 | 0
2035 | ENT_2_TVA_Transmission | ENT | TVA_Transmission | Internal | Summer | B9 | 800 | 2100 | 0 | 115.88 | 118.57 | 8 | 0
2035 | ENT_2_TVA_Transmission | ENT | TVA_Transmission | Internal | Summer | B10 | 1262 | 2100 | 0 | 109.93 | 117.57 | 8 | 0
2035 | ENT_2_TVA_Transmission | ENT | TVA_Transmission | Internal | Winter | B16 | 25 | 2100 | 2099.98 | 120.46 | 129.86 | 8 | 1.39
2035 | ENT_2_TVA_Transmission | ENT | TVA_Transmission | Internal | Winter | B17 | 100 | 2100 | 0.01 | 114.22 | 121.8 | 8 | 0
2035 | ENT_2_TVA_Transmission | ENT | TVA_Transmission | Internal | Winter | B18 | 400 | 2100 | 0 | 114.22 | 121.73 | 8 | 0
2035 | ENT_2_TVA_Transmission | ENT | TVA_Transmission | Internal | Winter | B19 | 700 | 2100 | 0 | 114.22 | 121.73 | 8 | 0
2035 | ENT_2_TVA_Transmission | ENT | TVA_Transmission | Internal | Winter | B20 | 935 | 2100 | 1531.78 | 113.37 | 121.37 | 8 | 0
2035 | FRCC_2_SOCO | FRCC | SOCO | Internal | Shoulder | B11 | 25 | 900 | 0 | 143.77 | 137.11 | 8 | 0
2035 | FRCC_2_SOCO | FRCC | SOCO | Internal | Shoulder | B12 | 200 | 900 | 0 | 135.39 | 125.39 | 8 | 0
2035 | FRCC_2_SOCO | FRCC | SOCO | Internal | Shoulder | B13 | 600 | 900 | 0 | 126.61 | 119.26 | 8 | 0
2035 | FRCC_2_SOCO | FRCC | SOCO | Internal | Shoulder | B14 | 900 | 900 | 0 | 123.68 | 119.26 | 8 | 0
2035 | FRCC_2_SOCO | FRCC | SOCO | Internal | Shoulder | B15 | 1203 | 900 | 0 | 123.68 | 119.26 | 8 | 0
2035 | FRCC_2_SOCO | FRCC | SOCO | Internal | Summer | B1 | 10 | 900 | 0 | 227.84 | 218.6 | 8 | 0
2035 | FRCC_2_SOCO | FRCC | SOCO | Internal | Summer | B2 | 25 | 900 | 0 | 227.84 | 222.94 | 8 | 0
2035 | FRCC_2_SOCO | FRCC | SOCO | Internal | Summer | B3 | 75 | 900 | 131 | 202.98 | 210.98 | 8 | 0
2035 | FRCC_2_SOCO | FRCC | SOCO | Internal | Summer | B4 | 100 | 900 | 900 | 142.71 | 167.98 | 8 | 17.27
2035 | FRCC_2_SOCO | FRCC | SOCO | Internal | Summer | B5 | 200 | 900 | 900 | 142.71 | 153.25 | 8 | 2.54
2035 | FRCC_2_SOCO | FRCC | SOCO | Internal | Summer | B6 | 300 | 900 | 0 | 142.71 | 137 | 8 | 0
2035 | FRCC_2_SOCO | FRCC | SOCO | Internal | Summer | B7 | 400 | 900 | 0 | 142.71 | 137 | 8 | 0
2035 | FRCC_2_SOCO | FRCC | SOCO | Internal | Summer | B8 | 500 | 900 | 0 | 135.95 | 125.95 | 8 | 0
2035 | FRCC_2_SOCO | FRCC | SOCO | Internal | Summer | B9 | 800 | 900 | 0 | 122.78 | 117.93 | 8 | 0
2035 | FRCC_2_SOCO | FRCC | SOCO | Internal | Summer | B10 | 1262 | 900 | 0 | 122.78 | 117.93 | 8 | 0
2035 | FRCC_2_SOCO | FRCC | SOCO | Internal | Winter | B16 | 25 | 900 | 0 | 146.68 | 138.87 | 8 | 0
2035 | FRCC_2_SOCO | FRCC | SOCO | Internal | Winter | B17 | 100 | 900 | 0 | 126.16 | 122.22 | 8 | 0
2035 | FRCC_2_SOCO | FRCC | SOCO | Internal | Winter | B18 | 400 | 900 | 0 | 126.16 | 122.22 | 8 | 0
2035 | FRCC_2_SOCO | FRCC | SOCO | Internal | Winter | B19 | 700 | 900 | 0 | 126.16 | 122.22 | 8 | 0
2035 | FRCC_2_SOCO | FRCC | SOCO | Internal | Winter | B20 | 935 | 900 | 0 | 123.52 | 122.22 | 8 | 0
2035 | HQ_NEISO_2_NEISO | HQ_NEISO | NEISO | Internal | Shoulder | B11 | 25 | 99999 | 3112.48 | 109.46 | 109.47 | 0.01 | 0
2035 | HQ_NEISO_2_NEISO | HQ_NEISO | NEISO | Internal | Shoulder | B12 | 200 | 99999 | 3110.55 | 119.66 | 119.68 | 0.01 | 0
2035 | HQ_NEISO_2_NEISO | HQ_NEISO | NEISO | Internal | Shoulder | B13 | 600 | 99999 | 3102.95 | 109.46 | 109.47 | 0.01 | 0
2035 | HQ_NEISO_2_NEISO | HQ_NEISO | NEISO | Internal | Shoulder | B14 | 900 | 99999 | 3089.67 | 108.09 | 108.1 | 0.01 | 0
2035 | HQ_NEISO_2_NEISO | HQ_NEISO | NEISO | Internal | Shoulder | B15 | 1203 | 99999 | 1276.32 | 108.09 | 108.1 | 0.01 | 0
2035 | HQ_NEISO_2_NEISO | HQ_NEISO | NEISO | Internal | Summer | B1 | 10 | 99999 | 3220.1 | 151.85 | 151.86 | 0.01 | 0
2035 | HQ_NEISO_2_NEISO | HQ_NEISO | NEISO | Internal | Summer | B2 | 25 | 99999 | 3207.34 | 181.45 | 181.46 | 0.01 | 0
2035 | HQ_NEISO_2_NEISO | HQ_NEISO | NEISO | Internal | Summer | B3 | 75 | 99999 | 3181.93 | 151.85 | 151.86 | 0.01 | 0
2035 | HQ_NEISO_2_NEISO | HQ_NEISO | NEISO | Internal | Summer | B4 | 100 | 99999 | 3160.08 | 136.15 | 136.16 | 0.01 | 0
2035 | HQ_NEISO_2_NEISO | HQ_NEISO | NEISO | Internal | Summer | B5 | 200 | 99999 | 3148.19 | 123.42 | 123.43 | 0.01 | 0
2035 | HQ_NEISO_2_NEISO | HQ_NEISO | NEISO | Internal | Summer | B6 | 300 | 99999 | 3134.79 | 123.42 | 123.43 | 0.01 | 0
2035 | HQ_NEISO_2_NEISO | HQ_NEISO | NEISO | Internal | Summer | B7 | 400 | 99999 | 3119.43 | 123.42 | 123.43 | 0.01 | 0
2035 | HQ_NEISO_2_NEISO | HQ_NEISO | NEISO | Internal | Summer | B8 | 500 | 99999 | 3107.36 | 123.42 | 123.43 | 0.01 | 0
2035 | HQ_NEISO_2_NEISO | HQ_NEISO | NEISO | Internal | Summer | B9 | 800 | 99999 | 3092.57 | 118.08 | 118.09 | 0.01 | 0
2035 | HQ_NEISO_2_NEISO | HQ_NEISO | NEISO | Internal | Summer | B10 | 1262 | 99999 | 933.4 | 112.1 | 112.11 | 0.01 | 0
2035 | HQ_NEISO_2_NEISO | HQ_NEISO | NEISO | Internal | Winter | B16 | 25 | 99999 | 3139.22 | 118.97 | 118.98 | 0.01 | 0
2035 | HQ_NEISO_2_NEISO | HQ_NEISO | NEISO | Internal | Winter | B17 | 100 | 99999 | 3128.49 | 118.97 | 118.98 | 0.01 | 0
2035 | HQ_NEISO_2_NEISO | HQ_NEISO | NEISO | Internal | Winter | B18 | 400 | 99999 | 3120.27 | 113.8 | 113.81 | 0.01 | 0
2035 | HQ_NEISO_2_NEISO | HQ_NEISO | NEISO | Internal | Winter | B19 | 700 | 99999 | 3104.97 | 107.29 | 107.3 | 0.01 | 0
2035 | HQ_NEISO_2_NEISO | HQ_NEISO | NEISO | Internal | Winter | B20 | 935 | 99999 | 1382.17 | 107.29 | 107.3 | 0.01 | 0
2035 | HQ_NY_2_NYISO_A-F | HQ_NY | NYISO_A-F | Internal | Shoulder | B11 | 25 | 99999 | 2812.36 | 114.85 | 114.86 | 0.01 | 0
2035 | HQ_NY_2_NYISO_A-F | HQ_NY | NYISO_A-F | Internal | Shoulder | B12 | 200 | 99999 | 2847.78 | 122.67 | 122.68 | 0.01 | 0
2035 | HQ_NY_2_NYISO_A-F | HQ_NY | NYISO_A-F | Internal | Shoulder | B13 | 600 | 99999 | 2781.93 | 112.46 | 112.47 | 0.01 | 0
2035 | HQ_NY_2_NYISO_A-F | HQ_NY | NYISO_A-F | Internal | Shoulder | B14 | 900 | 99999 | 2673.22 | 110.25 | 110.26 | 0.01 | 0
2035 | HQ_NY_2_NYISO_A-F | HQ_NY | NYISO_A-F | Internal | Shoulder | B15 | 1203 | 99999 | 1582.79 | 110.25 | 110.26 | 0.01 | 0
2035 | HQ_NY_2_NYISO_A-F | HQ_NY | NYISO_A-F | Internal | Summer | B1 | 10 | 99999 | 3500.1 | 129.69 | 129.7 | 0.01 | 0
2035 | HQ_NY_2_NYISO_A-F | HQ_NY | NYISO_A-F | Internal | Summer | B2 | 25 | 99999 | 3406.71 | 155.02 | 155.03 | 0.01 | 0
2035 | HQ_NY_2_NYISO_A-F | HQ_NY | NYISO_A-F | Internal | Summer | B3 | 75 | 99999 | 3266.7 | 154.85 | 154.86 | 0.01 | 0
2035 | HQ_NY_2_NYISO_A-F | HQ_NY | NYISO_A-F | Internal | Summer | B4 | 100 | 99999 | 3116.37 | 155.02 | 155.03 | 0.01 | 0
2035 | HQ_NY_2_NYISO_A-F | HQ_NY | NYISO_A-F | Internal | Summer | B5 | 200 | 99999 | 3025.59 | 142.7 | 142.71 | 0.01 | 0
2035 | HQ_NY_2_NYISO_A-F | HQ_NY | NYISO_A-F | Internal | Summer | B6 | 300 | 99999 | 2934.96 | 130.3 | 130.31 | 0.01 | 0
2035 | HQ_NY_2_NYISO_A-F | HQ_NY | NYISO_A-F | Internal | Summer | B7 | 400 | 99999 | 2830.84 | 126.42 | 126.43 | 0.01 | 0
2035 | HQ_NY_2_NYISO_A-F | HQ_NY | NYISO_A-F | Internal | Summer | B8 | 500 | 99999 | 2760.34 | 125.81 | 125.82 | 0.01 | 0
2035 | HQ_NY_2_NYISO_A-F | HQ_NY | NYISO_A-F | Internal | Summer | B9 | 800 | 99999 | 2664.8 | 115.08 | 115.09 | 0.01 | 0
2035 | HQ_NY_2_NYISO_A-F | HQ_NY | NYISO_A-F | Internal | Summer | B10 | 1262 | 99999 | 1436.41 | 115.08 | 115.09 | 0.01 | 0
2035 | HQ_NY_2_NYISO_A-F | HQ_NY | NYISO_A-F | Internal | Winter | B16 | 25 | 99999 | 3058.96 | 121.97 | 121.98 | 0.01 | 0
2035 | HQ_NY_2_NYISO_A-F | HQ_NY | NYISO_A-F | Internal | Winter | B17 | 100 | 99999 | 3001.19 | 118.69 | 118.7 | 0.01 | 0
2035 | HQ_NY_2_NYISO_A-F | HQ_NY | NYISO_A-F | Internal | Winter | B18 | 400 | 99999 | 2934.78 | 114.48 | 114.49 | 0.01 | 0
2035 | HQ_NY_2_NYISO_A-F | HQ_NY | NYISO_A-F | Internal | Winter | B19 | 700 | 99999 | 2819.15 | 110.29 | 110.3 | 0.01 | 0
2035 | HQ_NY_2_NYISO_A-F | HQ_NY | NYISO_A-F | Internal | Winter | B20 | 935 | 99999 | 1763.05 | 110.29 | 110.3 | 0.01 | 0
2035 | HQ_IESO_2_IESO | HQ_IESO | IESO | Internal | Shoulder | B11 | 25 | 99999 | 400.09 | 107.85 | 107.86 | 0.01 | 0
2035 | HQ_IESO_2_IESO | HQ_IESO | IESO | Internal | Shoulder | B12 | 200 | 99999 | 400.09 | 103.25 | 103.26 | 0.01 | 0
2035 | HQ_IESO_2_IESO | HQ_IESO | IESO | Internal | Shoulder | B13 | 600 | 99999 | 400.09 | 103.25 | 103.26 | 0.01 | 0
2035 | HQ_IESO_2_IESO | HQ_IESO | IESO | Internal | Shoulder | B14 | 900 | 99999 | 400.09 | 103.25 | 103.26 | 0.01 | 0
2035 | HQ_IESO_2_IESO | HQ_IESO | IESO | Internal | Shoulder | B15 | 1203 | 99999 | 75.57 | 103.25 | 103.26 | 0.01 | 0
2035 | HQ_IESO_2_IESO | HQ_IESO | IESO | Internal | Summer | B1 | 10 | 99999 | 400.09 | 122.69 | 122.7 | 0.01 | 0
2035 | HQ_IESO_2_IESO | HQ_IESO | IESO | Internal | Summer | B2 | 25 | 99999 | 400.09 | 147.43 | 147.44 | 0.01 | 0
2035 | HQ_IESO_2_IESO | HQ_IESO | IESO | Internal | Summer | B3 | 75 | 99999 | 400.09 | 147.43 | 147.44 | 0.01 | 0
2035 | HQ_IESO_2_IESO | HQ_IESO | IESO | Internal | Summer | B4 | 100 | 99999 | 400.09 | 146.58 | 146.59 | 0.01 | 0
2035 | HQ_IESO_2_IESO | HQ_IESO | IESO | Internal | Summer | B5 | 200 | 99999 | 400.09 | 126.79 | 126.8 | 0.01 | 0
2035 | HQ_IESO_2_IESO | HQ_IESO | IESO | Internal | Summer | B6 | 300 | 99999 | 400.09 | 123.3 | 123.31 | 0.01 | 0
2035 | HQ_IESO_2_IESO | HQ_IESO | IESO | Internal | Summer | B7 | 400 | 99999 | 400.09 | 96.67 | 96.68 | 0.01 | 0
2035 | HQ_IESO_2_IESO | HQ_IESO | IESO | Internal | Summer | B8 | 500 | 99999 | 400.09 | 96.66 | 96.67 | 0.01 | 0
2035 | HQ_IESO_2_IESO | HQ_IESO | IESO | Internal | Summer | B9 | 800 | 99999 | 400.09 | 96.66 | 96.67 | 0.01 | 0
2035 | HQ_IESO_2_IESO | HQ_IESO | IESO | Internal | Summer | B10 | 1262 | 99999 | 12.14 | 96.66 | 96.67 | 0.01 | 0
2035 | HQ_IESO_2_IESO | HQ_IESO | IESO | Internal | Winter | B16 | 25 | 99999 | 400.09 | 103.29 | 103.3 | 0.01 | 0
2035 | HQ_IESO_2_IESO | HQ_IESO | IESO | Internal | Winter | B17 | 100 | 99999 | 400.09 | 103.29 | 103.3 | 0.01 | 0
2035 | HQ_IESO_2_IESO | HQ_IESO | IESO | Internal | Winter | B18 | 400 | 99999 | 400.09 | 103.29 | 103.3 | 0.01 | 0
2035 | HQ_IESO_2_IESO | HQ_IESO | IESO | Internal | Winter | B19 | 700 | 99999 | 400.09 | 103.29 | 103.3 | 0.01 | 0
2035 | HQ_IESO_2_IESO | HQ_IESO | IESO | Internal | Winter | B20 | 935 | 99999 | 92.07 | 103.29 | 103.3 | 0.01 | 0
2035 | IESO_2_MAPP_CA | IESO | MAPP_CA | Internal | Shoulder | B11 | 25 | 262 | 0.01 | 107.86 | 112.75 | 7 | 0
2035 | IESO_2_MAPP_CA | IESO | MAPP_CA | Internal | Shoulder | B12 | 200 | 262 | 262 | 103.26 | 114.7 | 7 | 4.44
2035 | IESO_2_MAPP_CA | IESO | MAPP_CA | Internal | Shoulder | B13 | 600 | 262 | 262 | 103.26 | 112.78 | 7 | 2.51
2035 | IESO_2_MAPP_CA | IESO | MAPP_CA | Internal | Shoulder | B14 | 900 | 262 | 262 | 103.26 | 112.75 | 7 | 2.49
2035 | IESO_2_MAPP_CA | IESO | MAPP_CA | Internal | Shoulder | B15 | 1203 | 262 | 262 | 103.26 | 112.75 | 7 | 2.49
2035 | IESO_2_MAPP_CA | IESO | MAPP_CA | Internal | Summer | B1 | 10 | 262 | 0 | 122.7 | 114.7 | 7 | 0
2035 | IESO_2_MAPP_CA | IESO | MAPP_CA | Internal | Summer | B2 | 25 | 262 | 0 | 147.44 | 130.93 | 7 | 0
2035 | IESO_2_MAPP_CA | IESO | MAPP_CA | Internal | Summer | B3 | 75 | 262 | 0 | 147.44 | 130.93 | 7 | 0
2035 | IESO_2_MAPP_CA | IESO | MAPP_CA | Internal | Summer | B4 | 100 | 262 | 0 | 146.59 | 130.93 | 7 | 0
2035 | IESO_2_MAPP_CA | IESO | MAPP_CA | Internal | Summer | B5 | 200 | 262 | 0 | 126.8 | 130.93 | 7 | 0
2035 | IESO_2_MAPP_CA | IESO | MAPP_CA | Internal | Summer | B6 | 300 | 262 | 262 | 123.31 | 130.93 | 7 | 0.62
2035 | IESO_2_MAPP_CA | IESO | MAPP_CA | Internal | Summer | B7 | 400 | 262 | 262 | 96.68 | 126.57 | 7 | 22.89
2035 | IESO_2_MAPP_CA | IESO | MAPP_CA | Internal | Summer | B8 | 500 | 262 | 262 | 96.67 | 113.04 | 7 | 9.37
2035 | IESO_2_MAPP_CA | IESO | MAPP_CA | Internal | Summer | B9 | 800 | 262 | 262 | 96.67 | 113.04 | 7 | 9.37
2035 | IESO_2_MAPP_CA | IESO | MAPP_CA | Internal | Summer | B10 | 1262 | 262 | 262 | 96.67 | 113.04 | 7 | 9.37
2035 | IESO_2_MAPP_CA | IESO | MAPP_CA | Internal | Winter | B16 | 25 | 262 | 262 | 103.3 | 115.52 | 7 | 5.22
2035 | IESO_2_MAPP_CA | IESO | MAPP_CA | Internal | Winter | B17 | 100 | 262 | 262 | 103.3 | 115.52 | 7 | 5.22
2035 | IESO_2_MAPP_CA | IESO | MAPP_CA | Internal | Winter | B18 | 400 | 262 | 262 | 103.3 | 115.52 | 7 | 5.22
2035 | IESO_2_MAPP_CA | IESO | MAPP_CA | Internal | Winter | B19 | 700 | 262 | 262 | 103.3 | 115.52 | 7 | 5.22
2035 | IESO_2_MAPP_CA | IESO | MAPP_CA | Internal | Winter | B20 | 935 | 262 | 262 | 103.3 | 115.52 | 7 | 5.22
2035 | IESO_2_MISO_MI | IESO | MISO_MI | Internal | Shoulder | B11 | 25 | 2591 | 2278.94 | 107.86 | 114.86 | 7 | 0
2035 | IESO_2_MISO_MI | IESO | MISO_MI | Internal | Shoulder | B12 | 200 | 2591 | 2591 | 103.26 | 114.73 | 7 | 4.46
2035 | IESO_2_MISO_MI | IESO | MISO_MI | Internal | Shoulder | B13 | 600 | 2591 | 2591 | 103.26 | 114.73 | 7 | 4.46
2035 | IESO_2_MISO_MI | IESO | MISO_MI | Internal | Shoulder | B14 | 900 | 2591 | 2591 | 103.26 | 114.73 | 7 | 4.46
2035 | IESO_2_MISO_MI | IESO | MISO_MI | Internal | Shoulder | B15 | 1203 | 2591 | 2591 | 103.26 | 112.79 | 7 | 2.53
2035 | IESO_2_MISO_MI | IESO | MISO_MI | Internal | Summer | B1 | 10 | 2591 | 2591 | 122.7 | 163.47 | 7 | 33.78
2035 | IESO_2_MISO_MI | IESO | MISO_MI | Internal | Summer | B2 | 25 | 2591 | 2591 | 147.44 | 197.95 | 7 | 43.51
2035 | IESO_2_MISO_MI | IESO | MISO_MI | Internal | Summer | B3 | 75 | 2591 | 2591 | 147.44 | 163.47 | 7 | 9.03
2035 | IESO_2_MISO_MI | IESO | MISO_MI | Internal | Summer | B4 | 100 | 2591 | 2251.95 | 146.59 | 153.59 | 7 | 0
2035 | IESO_2_MISO_MI | IESO | MISO_MI | Internal | Summer | B5 | 200 | 2591 | 2228.65 | 126.8 | 133.8 | 7 | 0
2035 | IESO_2_MISO_MI | IESO | MISO_MI | Internal | Summer | B6 | 300 | 2591 | 2232.71 | 123.31 | 130.31 | 7 | 0
2035 | IESO_2_MISO_MI | IESO | MISO_MI | Internal | Summer | B7 | 400 | 2591 | 2591 | 96.68 | 113.7 | 7 | 10.02
2035 | IESO_2_MISO_MI | IESO | MISO_MI | Internal | Summer | B8 | 500 | 2591 | 2591 | 96.67 | 113.7 | 7 | 10.03
2035 | IESO_2_MISO_MI | IESO | MISO_MI | Internal | Summer | B9 | 800 | 2591 | 2591 | 96.67 | 113.7 | 7 | 10.03
2035 | IESO_2_MISO_MI | IESO | MISO_MI | Internal | Summer | B10 | 1262 | 2591 | 2591 | 96.67 | 113.41 | 7 | 9.74
2035 | IESO_2_MISO_MI | IESO | MISO_MI | Internal | Winter | B16 | 25 | 2591 | 2591 | 103.3 | 117.2 | 7 | 6.9
2035 | IESO_2_MISO_MI | IESO | MISO_MI | Internal | Winter | B17 | 100 | 2591 | 2591 | 103.3 | 117.23 | 7 | 6.92
2035 | IESO_2_MISO_MI | IESO | MISO_MI | Internal | Winter | B18 | 400 | 2591 | 2591 | 103.3 | 117.2 | 7 | 6.9
2035 | IESO_2_MISO_MI | IESO | MISO_MI | Internal | Winter | B19 | 700 | 2591 | 2591 | 103.3 | 117.2 | 7 | 6.9
2035 | IESO_2_MISO_MI | IESO | MISO_MI | Internal | Winter | B20 | 935 | 2591 | 2591 | 103.3 | 116.29 | 7 | 5.99
2035 | IESO_2_MISO_W | IESO | MISO_W | Internal | Shoulder | B11 | 25 | 207 | 207 | 107.86 | 122.11 | 7 | 7.25
2035 | IESO_2_MISO_W | IESO | MISO_W | Internal | Shoulder | B12 | 200 | 207 | 207 | 103.26 | 114.71 | 7 | 4.45
2035 | IESO_2_MISO_W | IESO | MISO_W | Internal | Shoulder | B13 | 600 | 207 | 207 | 103.26 | 112.79 | 7 | 2.53
2035 | IESO_2_MISO_W | IESO | MISO_W | Internal | Shoulder | B14 | 900 | 207 | 207 | 103.26 | 112.77 | 7 | 2.5
2035 | IESO_2_MISO_W | IESO | MISO_W | Internal | Shoulder | B15 | 1203 | 207 | 0 | 103.26 | 42.84 | 7 | 0
2035 | IESO_2_MISO_W | IESO | MISO_W | Internal | Summer | B1 | 10 | 207 | 207 | 122.7 | 210.6 | 7 | 80.9
2035 | IESO_2_MISO_W | IESO | MISO_W | Internal | Summer | B2 | 25 | 207 | 207 | 147.44 | 210.6 | 7 | 56.16
2035 | IESO_2_MISO_W | IESO | MISO_W | Internal | Summer | B3 | 75 | 207 | 207 | 147.44 | 202.98 | 7 | 48.54
2035 | IESO_2_MISO_W | IESO | MISO_W | Internal | Summer | B4 | 100 | 207 | 207 | 146.59 | 168.16 | 7 | 14.57
2035 | IESO_2_MISO_W | IESO | MISO_W | Internal | Summer | B5 | 200 | 207 | 207 | 126.8 | 151.25 | 7 | 17.45
2035 | IESO_2_MISO_W | IESO | MISO_W | Internal | Summer | B6 | 300 | 207 | 207 | 123.31 | 136.3 | 7 | 5.99
2035 | IESO_2_MISO_W | IESO | MISO_W | Internal | Summer | B7 | 400 | 207 | 207 | 96.68 | 126.58 | 7 | 22.9
2035 | IESO_2_MISO_W | IESO | MISO_W | Internal | Summer | B8 | 500 | 207 | 207 | 96.67 | 114.15 | 7 | 10.48
2035 | IESO_2_MISO_W | IESO | MISO_W | Internal | Summer | B9 | 800 | 207 | 207 | 96.67 | 113.05 | 7 | 9.38
2035 | IESO_2_MISO_W | IESO | MISO_W | Internal | Summer | B10 | 1262 | 207 | 207 | 96.67 | 111.15 | 7 | 7.47
2035 | IESO_2_MISO_W | IESO | MISO_W | Internal | Winter | B16 | 25 | 207 | 0 | 103.3 | 42.84 | 7 | 0
2035 | IESO_2_MISO_W | IESO | MISO_W | Internal | Winter | B17 | 100 | 207 | 0 | 103.3 | 42.84 | 7 | 0
2035 | IESO_2_MISO_W | IESO | MISO_W | Internal | Winter | B18 | 400 | 207 | 207 | 103.3 | 115.53 | 7 | 5.23
2035 | IESO_2_MISO_W | IESO | MISO_W | Internal | Winter | B19 | 700 | 207 | 207 | 103.3 | 115.53 | 7 | 5.23
2035 | IESO_2_MISO_W | IESO | MISO_W | Internal | Winter | B20 | 935 | 207 | 0 | 103.3 | 70.63 | 7 | 0
2035 | IESO_2_NYISO_A-F | IESO | NYISO_A-F | Internal | Shoulder | B11 | 25 | 1725 | 1540.89 | 107.86 | 114.86 | 7 | 0
2035 | IESO_2_NYISO_A-F | IESO | NYISO_A-F | Internal | Shoulder | B12 | 200 | 1725 | 1725 | 103.26 | 122.68 | 7 | 12.41
2035 | IESO_2_NYISO_A-F | IESO | NYISO_A-F | Internal | Shoulder | B13 | 600 | 1725 | 1725 | 103.26 | 112.47 | 7 | 2.21
2035 | IESO_2_NYISO_A-F | IESO | NYISO_A-F | Internal | Shoulder | B14 | 900 | 1725 | 1536.82 | 103.26 | 110.26 | 7 | 0
2035 | IESO_2_NYISO_A-F | IESO | NYISO_A-F | Internal | Shoulder | B15 | 1203 | 1725 | 1346.74 | 103.26 | 110.26 | 7 | 0
2035 | IESO_2_NYISO_A-F | IESO | NYISO_A-F | Internal | Summer | B1 | 10 | 1725 | 1577.8 | 122.7 | 129.7 | 7 | 0
2035 | IESO_2_NYISO_A-F | IESO | NYISO_A-F | Internal | Summer | B2 | 25 | 1725 | 1724.96 | 147.44 | 155.03 | 7 | 0.59
2035 | IESO_2_NYISO_A-F | IESO | NYISO_A-F | Internal | Summer | B3 | 75 | 1725 | 1724.98 | 147.44 | 154.86 | 7 | 0.42
2035 | IESO_2_NYISO_A-F | IESO | NYISO_A-F | Internal | Summer | B4 | 100 | 1725 | 1725 | 146.59 | 155.03 | 7 | 1.44
2035 | IESO_2_NYISO_A-F | IESO | NYISO_A-F | Internal | Summer | B5 | 200 | 1725 | 1725 | 126.8 | 142.71 | 7 | 8.91
2035 | IESO_2_NYISO_A-F | IESO | NYISO_A-F | Internal | Summer | B6 | 300 | 1725 | 1050.99 | 123.31 | 130.31 | 7 | 0
2035 | IESO_2_NYISO_A-F | IESO | NYISO_A-F | Internal | Summer | B7 | 400 | 1725 | 1725 | 96.68 | 126.43 | 7 | 22.75
2035 | IESO_2_NYISO_A-F | IESO | NYISO_A-F | Internal | Summer | B8 | 500 | 1725 | 1725 | 96.67 | 125.82 | 7 | 22.15
2035 | IESO_2_NYISO_A-F | IESO | NYISO_A-F | Internal | Summer | B9 | 800 | 1725 | 1725 | 96.67 | 115.09 | 7 | 11.42
2035 | IESO_2_NYISO_A-F | IESO | NYISO_A-F | Internal | Summer | B10 | 1262 | 1725 | 1725 | 96.67 | 115.09 | 7 | 11.42
2035 | IESO_2_NYISO_A-F | IESO | NYISO_A-F | Internal | Winter | B16 | 25 | 1725 | 1725 | 103.3 | 121.98 | 7 | 11.67
2035 | IESO_2_NYISO_A-F | IESO | NYISO_A-F | Internal | Winter | B17 | 100 | 1725 | 1725 | 103.3 | 118.7 | 7 | 8.4
2035 | IESO_2_NYISO_A-F | IESO | NYISO_A-F | Internal | Winter | B18 | 400 | 1725 | 1725 | 103.3 | 114.49 | 7 | 4.19
2035 | IESO_2_NYISO_A-F | IESO | NYISO_A-F | Internal | Winter | B19 | 700 | 1725 | 1559.81 | 103.3 | 110.3 | 7 | 0
2035 | IESO_2_NYISO_A-F | IESO | NYISO_A-F | Internal | Winter | B20 | 935 | 1725 | 1592.4 | 103.3 | 110.3 | 7 | 0
2035 | MAPP_CA_2_IESO | MAPP_CA | IESO | Internal | Shoulder | B11 | 25 | 330 | 0 | 112.75 | 107.86 | 8 | 0
2035 | MAPP_CA_2_IESO | MAPP_CA | IESO | Internal | Shoulder | B12 | 200 | 330 | 0 | 114.7 | 103.26 | 8 | 0
2035 | MAPP_CA_2_IESO | MAPP_CA | IESO | Internal | Shoulder | B13 | 600 | 330 | 0 | 112.78 | 103.26 | 8 | 0
2035 | MAPP_CA_2_IESO | MAPP_CA | IESO | Internal | Shoulder | B14 | 900 | 330 | 0 | 112.75 | 103.26 | 8 | 0
2035 | MAPP_CA_2_IESO | MAPP_CA | IESO | Internal | Shoulder | B15 | 1203 | 330 | 0 | 112.75 | 103.26 | 8 | 0
2035 | MAPP_CA_2_IESO | MAPP_CA | IESO | Internal | Summer | B1 | 10 | 330 | 81.48 | 114.7 | 122.7 | 8 | 0
2035 | MAPP_CA_2_IESO | MAPP_CA | IESO | Internal | Summer | B2 | 25 | 330 | 330 | 130.93 | 147.44 | 8 | 8.51
2035 | MAPP_CA_2_IESO | MAPP_CA | IESO | Internal | Summer | B3 | 75 | 330 | 330 | 130.93 | 147.44 | 8 | 8.51
2035 | MAPP_CA_2_IESO | MAPP_CA | IESO | Internal | Summer | B4 | 100 | 330 | 330 | 130.93 | 146.59 | 8 | 7.66
2035 | MAPP_CA_2_IESO | MAPP_CA | IESO | Internal | Summer | B5 | 200 | 330 | 0 | 130.93 | 126.8 | 8 | 0
2035 | MAPP_CA_2_IESO | MAPP_CA | IESO | Internal | Summer | B6 | 300 | 330 | 0 | 130.93 | 123.31 | 8 | 0
2035 | MAPP_CA_2_IESO | MAPP_CA | IESO | Internal | Summer | B7 | 400 | 330 | 0 | 126.57 | 96.68 | 8 | 0
2035 | MAPP_CA_2_IESO | MAPP_CA | IESO | Internal | Summer | B8 | 500 | 330 | 0 | 113.04 | 96.67 | 8 | 0
2035 | MAPP_CA_2_IESO | MAPP_CA | IESO | Internal | Summer | B9 | 800 | 330 | 0 | 113.04 | 96.67 | 8 | 0
2035 | MAPP_CA_2_IESO | MAPP_CA | IESO | Internal | Summer | B10 | 1262 | 330 | 0 | 113.04 | 96.67 | 8 | 0
2035 | MAPP_CA_2_IESO | MAPP_CA | IESO | Internal | Winter | B16 | 25 | 330 | 0 | 115.52 | 103.3 | 8 | 0
2035 | MAPP_CA_2_IESO | MAPP_CA | IESO | Internal | Winter | B17 | 100 | 330 | 0 | 115.52 | 103.3 | 8 | 0
2035 | MAPP_CA_2_IESO | MAPP_CA | IESO | Internal | Winter | B18 | 400 | 330 | 0 | 115.52 | 103.3 | 8 | 0
2035 | MAPP_CA_2_IESO | MAPP_CA | IESO | Internal | Winter | B19 | 700 | 330 | 0 | 115.52 | 103.3 | 8 | 0
2035 | MAPP_CA_2_IESO | MAPP_CA | IESO | Internal | Winter | B20 | 935 | 330 | 0 | 115.52 | 103.3 | 8 | 0
2035 | MAPP_CA_2_MAPP_US | MAPP_CA | MAPP_US | Internal | Shoulder | B11 | 25 | 372 | 0.01 | 112.75 | 117.45 | 7 | 0
2035 | MAPP_CA_2_MAPP_US | MAPP_CA | MAPP_US | Internal | Shoulder | B12 | 200 | 372 | 0 | 114.7 | 114.71 | 7 | 0
2035 | MAPP_CA_2_MAPP_US | MAPP_CA | MAPP_US | Internal | Shoulder | B13 | 600 | 372 | 0 | 112.78 | 105.79 | 7 | 0
2035 | MAPP_CA_2_MAPP_US | MAPP_CA | MAPP_US | Internal | Shoulder | B14 | 900 | 372 | 0 | 112.75 | 105.77 | 7 | 0
2035 | MAPP_CA_2_MAPP_US | MAPP_CA | MAPP_US | Internal | Shoulder | B15 | 1203 | 372 | 0 | 112.75 | 42.84 | 7 | 0
2035 | MAPP_CA_2_MAPP_US | MAPP_CA | MAPP_US | Internal | Summer | B1 | 10 | 372 | 372 | 114.7 | 207.96 | 7 | 86.26
2035 | MAPP_CA_2_MAPP_US | MAPP_CA | MAPP_US | Internal | Summer | B2 | 25 | 372 | 372 | 130.93 | 206.66 | 7 | 68.73
2035 | MAPP_CA_2_MAPP_US | MAPP_CA | MAPP_US | Internal | Summer | B3 | 75 | 372 | 372 | 130.93 | 202.98 | 7 | 65.05
2035 | MAPP_CA_2_MAPP_US | MAPP_CA | MAPP_US | Internal | Summer | B4 | 100 | 372 | 372 | 130.93 | 172.62 | 7 | 34.69
2035 | MAPP_CA_2_MAPP_US | MAPP_CA | MAPP_US | Internal | Summer | B5 | 200 | 372 | 372 | 130.93 | 151.25 | 7 | 13.32
2035 | MAPP_CA_2_MAPP_US | MAPP_CA | MAPP_US | Internal | Summer | B6 | 300 | 372 | 372 | 130.93 | 139.62 | 7 | 1.69
2035 | MAPP_CA_2_MAPP_US | MAPP_CA | MAPP_US | Internal | Summer | B7 | 400 | 372 | 198.03 | 126.57 | 133.57 | 7 | 0
2035 | MAPP_CA_2_MAPP_US | MAPP_CA | MAPP_US | Internal | Summer | B8 | 500 | 372 | 0 | 113.04 | 114.15 | 7 | 0
2035 | MAPP_CA_2_MAPP_US | MAPP_CA | MAPP_US | Internal | Summer | B9 | 800 | 372 | 0 | 113.04 | 113.05 | 7 | 0
2035 | MAPP_CA_2_MAPP_US | MAPP_CA | MAPP_US | Internal | Summer | B10 | 1262 | 372 | 0 | 113.04 | 104.15 | 7 | 0
2035 | MAPP_CA_2_MAPP_US | MAPP_CA | MAPP_US | Internal | Winter | B16 | 25 | 372 | 0 | 115.52 | 49.84 | 7 | 0
2035 | MAPP_CA_2_MAPP_US | MAPP_CA | MAPP_US | Internal | Winter | B17 | 100 | 372 | 0 | 115.52 | 49.84 | 7 | 0
2035 | MAPP_CA_2_MAPP_US | MAPP_CA | MAPP_US | Internal | Winter | B18 | 400 | 372 | 0 | 115.52 | 108.53 | 7 | 0
2035 | MAPP_CA_2_MAPP_US | MAPP_CA | MAPP_US | Internal | Winter | B19 | 700 | 372 | 0 | 115.52 | 108.53 | 7 | 0
2035 | MAPP_CA_2_MAPP_US | MAPP_CA | MAPP_US | Internal | Winter | B20 | 935 | 372 | 0 | 115.52 | 73.5 | 7 | 0
2035 | MAPP_CA_2_MISO_W | MAPP_CA | MISO_W | Internal | Shoulder | B11 | 25 | 1970 | 1970 | 112.75 | 122.11 | 0.01 | 9.34
2035 | MAPP_CA_2_MISO_W | MAPP_CA | MISO_W | Internal | Shoulder | B12 | 200 | 1970 | 1601.11 | 114.7 | 114.71 | 0.01 | 0
2035 | MAPP_CA_2_MISO_W | MAPP_CA | MISO_W | Internal | Shoulder | B13 | 600 | 1970 | 1630.5 | 112.78 | 112.79 | 0.01 | 0
2035 | MAPP_CA_2_MISO_W | MAPP_CA | MISO_W | Internal | Shoulder | B14 | 900 | 1970 | 553.44 | 112.75 | 112.77 | 0.01 | 0
2035 | MAPP_CA_2_MISO_W | MAPP_CA | MISO_W | Internal | Shoulder | B15 | 1203 | 1970 | 0 | 112.75 | 42.84 | 0.01 | 0
2035 | MAPP_CA_2_MISO_W | MAPP_CA | MISO_W | Internal | Summer | B1 | 10 | 1970 | 1970 | 114.7 | 210.6 | 0.01 | 95.89
2035 | MAPP_CA_2_MISO_W | MAPP_CA | MISO_W | Internal | Summer | B2 | 25 | 1970 | 1970 | 130.93 | 210.6 | 0.01 | 79.65
2035 | MAPP_CA_2_MISO_W | MAPP_CA | MISO_W | Internal | Summer | B3 | 75 | 1970 | 1970 | 130.93 | 202.98 | 0.01 | 72.04
2035 | MAPP_CA_2_MISO_W | MAPP_CA | MISO_W | Internal | Summer | B4 | 100 | 1970 | 1970 | 130.93 | 168.16 | 0.01 | 37.22
2035 | MAPP_CA_2_MISO_W | MAPP_CA | MISO_W | Internal | Summer | B5 | 200 | 1970 | 1970 | 130.93 | 151.25 | 0.01 | 20.31
2035 | MAPP_CA_2_MISO_W | MAPP_CA | MISO_W | Internal | Summer | B6 | 300 | 1970 | 1970 | 130.93 | 136.3 | 0.01 | 5.35
2035 | MAPP_CA_2_MISO_W | MAPP_CA | MISO_W | Internal | Summer | B7 | 400 | 1970 | 1955.3 | 126.57 | 126.58 | 0.01 | 0
2035 | MAPP_CA_2_MISO_W | MAPP_CA | MISO_W | Internal | Summer | B8 | 500 | 1970 | 1970 | 113.04 | 114.15 | 0.01 | 1.09
2035 | MAPP_CA_2_MISO_W | MAPP_CA | MISO_W | Internal | Summer | B9 | 800 | 1970 | 1011.73 | 113.04 | 113.05 | 0.01 | 0
2035 | MAPP_CA_2_MISO_W | MAPP_CA | MISO_W | Internal | Summer | B10 | 1262 | 1970 | 0 | 113.04 | 111.15 | 0.01 | 0
2035 | MAPP_CA_2_MISO_W | MAPP_CA | MISO_W | Internal | Winter | B16 | 25 | 1970 | 0 | 115.52 | 42.84 | 0.01 | 0
2035 | MAPP_CA_2_MISO_W | MAPP_CA | MISO_W | Internal | Winter | B17 | 100 | 1970 | 0 | 115.52 | 42.84 | 0.01 | 0
2035 | MAPP_CA_2_MISO_W | MAPP_CA | MISO_W | Internal | Winter | B18 | 400 | 1970 | 408.31 | 115.52 | 115.53 | 0.01 | 0
2035 | MAPP_CA_2_MISO_W | MAPP_CA | MISO_W | Internal | Winter | B19 | 700 | 1970 | 96.71 | 115.52 | 115.53 | 0.01 | 0
2035 | MAPP_CA_2_MISO_W | MAPP_CA | MISO_W | Internal | Winter | B20 | 935 | 1970 | 0 | 115.52 | 70.63 | 0.01 | 0
2035 | MAPP_US_2_MAPP_CA | MAPP_US | MAPP_CA | Internal | Shoulder | B11 | 25 | 165 | 0 | 117.45 | 112.75 | 7 | 0
2035 | MAPP_US_2_MAPP_CA | MAPP_US | MAPP_CA | Internal | Shoulder | B12 | 200 | 165 | 0 | 114.71 | 114.7 | 7 | 0
2035 | MAPP_US_2_MAPP_CA | MAPP_US | MAPP_CA | Internal | Shoulder | B13 | 600 | 165 | 0.08 | 105.79 | 112.78 | 7 | 0
2035 | MAPP_US_2_MAPP_CA | MAPP_US | MAPP_CA | Internal | Shoulder | B14 | 900 | 165 | 0.06 | 105.77 | 112.75 | 7 | 0
2035 | MAPP_US_2_MAPP_CA | MAPP_US | MAPP_CA | Internal | Shoulder | B15 | 1203 | 165 | 165 | 42.84 | 112.75 | 7 | 62.92
2035 | MAPP_US_2_MAPP_CA | MAPP_US | MAPP_CA | Internal | Summer | B1 | 10 | 165 | 0 | 207.96 | 114.7 | 7 | 0
2035 | MAPP_US_2_MAPP_CA | MAPP_US | MAPP_CA | Internal | Summer | B2 | 25 | 165 | 0 | 206.66 | 130.93 | 7 | 0
2035 | MAPP_US_2_MAPP_CA | MAPP_US | MAPP_CA | Internal | Summer | B3 | 75 | 165 | 0 | 202.98 | 130.93 | 7 | 0
2035 | MAPP_US_2_MAPP_CA | MAPP_US | MAPP_CA | Internal | Summer | B4 | 100 | 165 | 0 | 172.62 | 130.93 | 7 | 0
2035 | MAPP_US_2_MAPP_CA | MAPP_US | MAPP_CA | Internal | Summer | B5 | 200 | 165 | 0 | 151.25 | 130.93 | 7 | 0
2035 | MAPP_US_2_MAPP_CA | MAPP_US | MAPP_CA | Internal | Summer | B6 | 300 | 165 | 0 | 139.62 | 130.93 | 7 | 0
2035 | MAPP_US_2_MAPP_CA | MAPP_US | MAPP_CA | Internal | Summer | B7 | 400 | 165 | 0 | 133.57 | 126.57 | 7 | 0
2035 | MAPP_US_2_MAPP_CA | MAPP_US | MAPP_CA | Internal | Summer | B8 | 500 | 165 | 0 | 114.15 | 113.04 | 7 | 0
2035 | MAPP_US_2_MAPP_CA | MAPP_US | MAPP_CA | Internal | Summer | B9 | 800 | 165 | 0 | 113.05 | 113.04 | 7 | 0
2035 | MAPP_US_2_MAPP_CA | MAPP_US | MAPP_CA | Internal | Summer | B10 | 1262 | 165 | 165 | 104.15 | 113.04 | 7 | 1.9
2035 | MAPP_US_2_MAPP_CA | MAPP_US | MAPP_CA | Internal | Winter | B16 | 25 | 165 | 165 | 49.84 | 115.52 | 7 | 58.68
2035 | MAPP_US_2_MAPP_CA | MAPP_US | MAPP_CA | Internal | Winter | B17 | 100 | 165 | 165 | 49.84 | 115.52 | 7 | 58.68
2035 | MAPP_US_2_MAPP_CA | MAPP_US | MAPP_CA | Internal | Winter | B18 | 400 | 165 | 0.12 | 108.53 | 115.52 | 7 | 0
2035 | MAPP_US_2_MAPP_CA | MAPP_US | MAPP_CA | Internal | Winter | B19 | 700 | 165 | 0.07 | 108.53 | 115.52 | 7 | 0
2035 | MAPP_US_2_MAPP_CA | MAPP_US | MAPP_CA | Internal | Winter | B20 | 935 | 165 | 165 | 73.5 | 115.52 | 7 | 35.02
2035 | MAPP_US_2_MISO_W | MAPP_US | MISO_W | Internal | Shoulder | B11 | 25 | 2635 | 0.01 | 117.45 | 122.11 | 7 | 0
2035 | MAPP_US_2_MISO_W | MAPP_US | MISO_W | Internal | Shoulder | B12 | 200 | 2635 | 0 | 114.71 | 114.71 | 7 | 0
2035 | MAPP_US_2_MISO_W | MAPP_US | MISO_W | Internal | Shoulder | B13 | 600 | 2635 | 1492.01 | 105.79 | 112.79 | 7 | 0
2035 | MAPP_US_2_MISO_W | MAPP_US | MISO_W | Internal | Shoulder | B14 | 900 | 2635 | 496.12 | 105.77 | 112.77 | 7 | 0
2035 | MAPP_US_2_MISO_W | MAPP_US | MISO_W | Internal | Shoulder | B15 | 1203 | 2635 | 0 | 42.84 | 42.84 | 7 | 0
2035 | MAPP_US_2_MISO_W | MAPP_US | MISO_W | Internal | Summer | B1 | 10 | 2635 | 0.01 | 207.96 | 210.6 | 7 | 0
2035 | MAPP_US_2_MISO_W | MAPP_US | MISO_W | Internal | Summer | B2 | 25 | 2635 | 0 | 206.66 | 210.6 | 7 | 0
2035 | MAPP_US_2_MISO_W | MAPP_US | MISO_W | Internal | Summer | B3 | 75 | 2635 | 0 | 202.98 | 202.98 | 7 | 0
2035 | MAPP_US_2_MISO_W | MAPP_US | MISO_W | Internal | Summer | B4 | 100 | 2635 | 0 | 172.62 | 168.16 | 7 | 0
2035 | MAPP_US_2_MISO_W | MAPP_US | MISO_W | Internal | Summer | B5 | 200 | 2635 | 0 | 151.25 | 151.25 | 7 | 0
2035 | MAPP_US_2_MISO_W | MAPP_US | MISO_W | Internal | Summer | B6 | 300 | 2635 | 0 | 139.62 | 136.3 | 7 | 0
2035 | MAPP_US_2_MISO_W | MAPP_US | MISO_W | Internal | Summer | B7 | 400 | 2635 | 0 | 133.57 | 126.58 | 7 | 0
2035 | MAPP_US_2_MISO_W | MAPP_US | MISO_W | Internal | Summer | B8 | 500 | 2635 | 0 | 114.15 | 114.15 | 7 | 0
2035 | MAPP_US_2_MISO_W | MAPP_US | MISO_W | Internal | Summer | B9 | 800 | 2635 | 0 | 113.05 | 113.05 | 7 | 0
2035 | MAPP_US_2_MISO_W | MAPP_US | MISO_W | Internal | Summer | B10 | 1262 | 2635 | 261.28 | 104.15 | 111.15 | 7 | 0
2035 | MAPP_US_2_MISO_W | MAPP_US | MISO_W | Internal | Winter | B16 | 25 | 2635 | 0 | 49.84 | 42.84 | 7 | 0
2035 | MAPP_US_2_MISO_W | MAPP_US | MISO_W | Internal | Winter | B17 | 100 | 2635 | 0 | 49.84 | 42.84 | 7 | 0
2035 | MAPP_US_2_MISO_W | MAPP_US | MISO_W | Internal | Winter | B18 | 400 | 2635 | 64.52 | 108.53 | 115.53 | 7 | 0
2035 | MAPP_US_2_MISO_W | MAPP_US | MISO_W | Internal | Winter | B19 | 700 | 2635 | 78.78 | 108.53 | 115.53 | 7 | 0
2035 | MAPP_US_2_MISO_W | MAPP_US | MISO_W | Internal | Winter | B20 | 935 | 2635 | 0 | 73.5 | 70.63 | 7 | 0
2035 | MAPP_US_2_NE | MAPP_US | NE | Internal | Shoulder | B11 | 25 | 2000 | 0 | 117.45 | 117.11 | 7 | 0
2035 | MAPP_US_2_NE | MAPP_US | NE | Internal | Shoulder | B12 | 200 | 2000 | 0 | 114.71 | 109.71 | 7 | 0
2035 | MAPP_US_2_NE | MAPP_US | NE | Internal | Shoulder | B13 | 600 | 2000 | 0 | 105.79 | 87.44 | 7 | 0
2035 | MAPP_US_2_NE | MAPP_US | NE | Internal | Shoulder | B14 | 900 | 2000 | 0 | 105.77 | 1.01 | 7 | 0
2035 | MAPP_US_2_NE | MAPP_US | NE | Internal | Shoulder | B15 | 1203 | 2000 | 0 | 42.84 | 1 | 7 | 0
2035 | MAPP_US_2_NE | MAPP_US | NE | Internal | Summer | B1 | 10 | 2000 | 29.74 | 207.96 | 214.95 | 7 | 0
2035 | MAPP_US_2_NE | MAPP_US | NE | Internal | Summer | B2 | 25 | 2000 | 0 | 206.66 | 205.6 | 7 | 0
2035 | MAPP_US_2_NE | MAPP_US | NE | Internal | Summer | B3 | 75 | 2000 | 0 | 202.98 | 197.98 | 7 | 0
2035 | MAPP_US_2_NE | MAPP_US | NE | Internal | Summer | B4 | 100 | 2000 | 0 | 172.62 | 167.62 | 7 | 0
2035 | MAPP_US_2_NE | MAPP_US | NE | Internal | Summer | B5 | 200 | 2000 | 0 | 151.25 | 146.25 | 7 | 0
2035 | MAPP_US_2_NE | MAPP_US | NE | Internal | Summer | B6 | 300 | 2000 | 0 | 139.62 | 134.62 | 7 | 0
2035 | MAPP_US_2_NE | MAPP_US | NE | Internal | Summer | B7 | 400 | 2000 | 0 | 133.57 | 129.58 | 7 | 0
2035 | MAPP_US_2_NE | MAPP_US | NE | Internal | Summer | B8 | 500 | 2000 | 0 | 114.15 | 109.15 | 7 | 0
2035 | MAPP_US_2_NE | MAPP_US | NE | Internal | Summer | B9 | 800 | 2000 | 0 | 113.05 | 108.05 | 7 | 0
2035 | MAPP_US_2_NE | MAPP_US | NE | Internal | Summer | B10 | 1262 | 2000 | 0 | 104.15 | 99.15 | 7 | 0
2035 | MAPP_US_2_NE | MAPP_US | NE | Internal | Winter | B16 | 25 | 2000 | 0 | 49.84 | 1 | 7 | 0
2035 | MAPP_US_2_NE | MAPP_US | NE | Internal | Winter | B17 | 100 | 2000 | 0 | 49.84 | 1 | 7 | 0
2035 | MAPP_US_2_NE | MAPP_US | NE | Internal | Winter | B18 | 400 | 2000 | 0 | 108.53 | 103.53 | 7 | 0
2035 | MAPP_US_2_NE | MAPP_US | NE | Internal | Winter | B19 | 700 | 2000 | 0 | 108.53 | 1.03 | 7 | 0
2035 | MAPP_US_2_NE | MAPP_US | NE | Internal | Winter | B20 | 935 | 2000 | 0 | 73.5 | 1 | 7 | 0
2035 | MARITIMES_2_NEISO | MARITIMES | NEISO | Internal | Shoulder | B11 | 25 | 99999 | 1720.74 | 109.46 | 109.47 | 0.01 | 0
2035 | MARITIMES_2_NEISO | MARITIMES | NEISO | Internal | Shoulder | B12 | 200 | 99999 | 1717.53 | 119.66 | 119.68 | 0.01 | 0
2035 | MARITIMES_2_NEISO | MARITIMES | NEISO | Internal | Shoulder | B13 | 600 | 99999 | 1704.87 | 109.46 | 109.47 | 0.01 | 0
2035 | MARITIMES_2_NEISO | MARITIMES | NEISO | Internal | Shoulder | B14 | 900 | 99999 | 1682.72 | 108.09 | 108.1 | 0.01 | 0
2035 | MARITIMES_2_NEISO | MARITIMES | NEISO | Internal | Shoulder | B15 | 1203 | 99999 | 648.17 | 108.09 | 108.1 | 0.01 | 0
2035 | MARITIMES_2_NEISO | MARITIMES | NEISO | Internal | Summer | B1 | 10 | 99999 | 1900.1 | 151.85 | 151.86 | 0.01 | 0
2035 | MARITIMES_2_NEISO | MARITIMES | NEISO | Internal | Summer | B2 | 25 | 99999 | 1878.84 | 181.45 | 181.46 | 0.01 | 0
2035 | MARITIMES_2_NEISO | MARITIMES | NEISO | Internal | Summer | B3 | 75 | 99999 | 1836.48 | 151.85 | 151.86 | 0.01 | 0
2035 | MARITIMES_2_NEISO | MARITIMES | NEISO | Internal | Summer | B4 | 100 | 99999 | 1800.07 | 136.15 | 136.16 | 0.01 | 0
2035 | MARITIMES_2_NEISO | MARITIMES | NEISO | Internal | Summer | B5 | 200 | 99999 | 1780.26 | 123.42 | 123.43 | 0.01 | 0
2035 | MARITIMES_2_NEISO | MARITIMES | NEISO | Internal | Summer | B6 | 300 | 99999 | 1757.92 | 123.42 | 123.43 | 0.01 | 0
2035 | MARITIMES_2_NEISO | MARITIMES | NEISO | Internal | Summer | B7 | 400 | 99999 | 1732.32 | 123.42 | 123.43 | 0.01 | 0
2035 | MARITIMES_2_NEISO | MARITIMES | NEISO | Internal | Summer | B8 | 500 | 99999 | 1712.2 | 123.42 | 123.43 | 0.01 | 0
2035 | MARITIMES_2_NEISO | MARITIMES | NEISO | Internal | Summer | B9 | 800 | 99999 | 1687.55 | 118.08 | 118.09 | 0.01 | 0
2035 | MARITIMES_2_NEISO | MARITIMES | NEISO | Internal | Summer | B10 | 1262 | 99999 | 465.16 | 112.1 | 112.11 | 0.01 | 0
2035 | MARITIMES_2_NEISO | MARITIMES | NEISO | Internal | Winter | B16 | 25 | 99999 | 1765.31 | 118.97 | 118.98 | 0.01 | 0
2035 | MARITIMES_2_NEISO | MARITIMES | NEISO | Internal | Winter | B17 | 100 | 99999 | 1747.43 | 118.97 | 118.98 | 0.01 | 0
2035 | MARITIMES_2_NEISO | MARITIMES | NEISO | Internal | Winter | B18 | 400 | 99999 | 1733.74 | 113.8 | 113.81 | 0.01 | 0
2035 | MARITIMES_2_NEISO | MARITIMES | NEISO | Internal | Winter | B19 | 700 | 99999 | 1708.23 | 107.29 | 107.3 | 0.01 | 0
2035 | MARITIMES_2_NEISO | MARITIMES | NEISO | Internal | Winter | B20 | 935 | 99999 | 723.52 | 107.29 | 107.3 | 0.01 | 0
2035 | MISO_IN_2_MISO_MI | MISO_IN | MISO_MI | Internal | Shoulder | B11 | 25 | 5768 | 4146.44 | 114.85 | 114.86 | 0.01 | 0
2035 | MISO_IN_2_MISO_MI | MISO_IN | MISO_MI | Internal | Shoulder | B12 | 200 | 5768 | 4200.25 | 114.71 | 114.73 | 0.01 | 0
2035 | MISO_IN_2_MISO_MI | MISO_IN | MISO_MI | Internal | Shoulder | B13 | 600 | 5768 | 5625.36 | 114.71 | 114.73 | 0.01 | 0
2035 | MISO_IN_2_MISO_MI | MISO_IN | MISO_MI | Internal | Shoulder | B14 | 900 | 5768 | 5768 | 112.79 | 114.73 | 0.01 | 1.93
2035 | MISO_IN_2_MISO_MI | MISO_IN | MISO_MI | Internal | Shoulder | B15 | 1203 | 5768 | 5768 | 110.6 | 112.79 | 0.01 | 2.18
2035 | MISO_IN_2_MISO_MI | MISO_IN | MISO_MI | Internal | Summer | B1 | 10 | 5768 | 5768 | 131.68 | 163.47 | 0.01 | 31.78
2035 | MISO_IN_2_MISO_MI | MISO_IN | MISO_MI | Internal | Summer | B2 | 25 | 5768 | 3778.4 | 197.94 | 197.95 | 0.01 | 0
2035 | MISO_IN_2_MISO_MI | MISO_IN | MISO_MI | Internal | Summer | B3 | 75 | 5768 | 2185.64 | 163.46 | 163.47 | 0.01 | 0
2035 | MISO_IN_2_MISO_MI | MISO_IN | MISO_MI | Internal | Summer | B4 | 100 | 5768 | 3063.14 | 153.58 | 153.59 | 0.01 | 0
2035 | MISO_IN_2_MISO_MI | MISO_IN | MISO_MI | Internal | Summer | B5 | 200 | 5768 | 4136.72 | 133.79 | 133.8 | 0.01 | 0
2035 | MISO_IN_2_MISO_MI | MISO_IN | MISO_MI | Internal | Summer | B6 | 300 | 5768 | 5456.49 | 130.3 | 130.31 | 0.01 | 0
2035 | MISO_IN_2_MISO_MI | MISO_IN | MISO_MI | Internal | Summer | B7 | 400 | 5768 | 4957.52 | 113.69 | 113.7 | 0.01 | 0
2035 | MISO_IN_2_MISO_MI | MISO_IN | MISO_MI | Internal | Summer | B8 | 500 | 5768 | 5768 | 113.4 | 113.7 | 0.01 | 0.29
2035 | MISO_IN_2_MISO_MI | MISO_IN | MISO_MI | Internal | Summer | B9 | 800 | 5768 | 5768 | 113.4 | 113.7 | 0.01 | 0.29
2035 | MISO_IN_2_MISO_MI | MISO_IN | MISO_MI | Internal | Summer | B10 | 1262 | 5768 | 5647.93 | 113.4 | 113.41 | 0.01 | 0
2035 | MISO_IN_2_MISO_MI | MISO_IN | MISO_MI | Internal | Winter | B16 | 25 | 5768 | 5767.99 | 113.86 | 117.2 | 0.01 | 3.33
2035 | MISO_IN_2_MISO_MI | MISO_IN | MISO_MI | Internal | Winter | B17 | 100 | 5768 | 4893.38 | 117.21 | 117.23 | 0.01 | 0
2035 | MISO_IN_2_MISO_MI | MISO_IN | MISO_MI | Internal | Winter | B18 | 400 | 5768 | 5768 | 115.53 | 117.2 | 0.01 | 1.66
2035 | MISO_IN_2_MISO_MI | MISO_IN | MISO_MI | Internal | Winter | B19 | 700 | 5768 | 5768 | 115.53 | 117.2 | 0.01 | 1.66
2035 | MISO_IN_2_MISO_MI | MISO_IN | MISO_MI | Internal | Winter | B20 | 935 | 5768 | 5768 | 113.86 | 116.29 | 0.01 | 2.42
2035 | MISO_IN_2_MISO_MO-IL | MISO_IN | MISO_MO-IL | Internal | Shoulder | B11 | 25 | 5000 | 5000 | 114.85 | 122.1 | 0.01 | 7.24
2035 | MISO_IN_2_MISO_MO-IL | MISO_IN | MISO_MO-IL | Internal | Shoulder | B12 | 200 | 5000 | 15.4 | 114.71 | 114.73 | 0.01 | 0
2035 | MISO_IN_2_MISO_MO-IL | MISO_IN | MISO_MO-IL | Internal | Shoulder | B13 | 600 | 5000 | 0 | 114.71 | 112.8 | 0.01 | 0
2035 | MISO_IN_2_MISO_MO-IL | MISO_IN | MISO_MO-IL | Internal | Shoulder | B14 | 900 | 5000 | 0.03 | 112.79 | 112.78 | 0.01 | 0
2035 | MISO_IN_2_MISO_MO-IL | MISO_IN | MISO_MO-IL | Internal | Shoulder | B15 | 1203 | 5000 | 0.02 | 110.6 | 110.59 | 0.01 | 0
2035 | MISO_IN_2_MISO_MO-IL | MISO_IN | MISO_MO-IL | Internal | Summer | B1 | 10 | 5000 | 5000 | 131.68 | 201.6 | 0.01 | 69.91
2035 | MISO_IN_2_MISO_MO-IL | MISO_IN | MISO_MO-IL | Internal | Summer | B2 | 25 | 5000 | 5000 | 197.94 | 206.95 | 0.01 | 9
2035 | MISO_IN_2_MISO_MO-IL | MISO_IN | MISO_MO-IL | Internal | Summer | B3 | 75 | 5000 | 5000 | 163.46 | 202.98 | 0.01 | 39.51
2035 | MISO_IN_2_MISO_MO-IL | MISO_IN | MISO_MO-IL | Internal | Summer | B4 | 100 | 5000 | 5000 | 153.58 | 168.12 | 0.01 | 14.53
2035 | MISO_IN_2_MISO_MO-IL | MISO_IN | MISO_MO-IL | Internal | Summer | B5 | 200 | 5000 | 5000 | 133.79 | 145.97 | 0.01 | 12.16
2035 | MISO_IN_2_MISO_MO-IL | MISO_IN | MISO_MO-IL | Internal | Summer | B6 | 300 | 5000 | 5000 | 130.3 | 136.3 | 0.01 | 5.99
2035 | MISO_IN_2_MISO_MO-IL | MISO_IN | MISO_MO-IL | Internal | Summer | B7 | 400 | 5000 | 5000 | 113.69 | 126.59 | 0.01 | 12.89
2035 | MISO_IN_2_MISO_MO-IL | MISO_IN | MISO_MO-IL | Internal | Summer | B8 | 500 | 5000 | 5000 | 113.4 | 114.16 | 0.01 | 0.75
2035 | MISO_IN_2_MISO_MO-IL | MISO_IN | MISO_MO-IL | Internal | Summer | B9 | 800 | 5000 | 2894.94 | 113.4 | 113.41 | 0.01 | 0
2035 | MISO_IN_2_MISO_MO-IL | MISO_IN | MISO_MO-IL | Internal | Summer | B10 | 1262 | 5000 | 0 | 113.4 | 111.16 | 0.01 | 0
2035 | MISO_IN_2_MISO_MO-IL | MISO_IN | MISO_MO-IL | Internal | Winter | B16 | 25 | 5000 | 2010.43 | 113.86 | 113.87 | 0.01 | 0
2035 | MISO_IN_2_MISO_MO-IL | MISO_IN | MISO_MO-IL | Internal | Winter | B17 | 100 | 5000 | 0.25 | 117.21 | 117.2 | 0.01 | 0
2035 | MISO_IN_2_MISO_MO-IL | MISO_IN | MISO_MO-IL | Internal | Winter | B18 | 400 | 5000 | 504.39 | 115.53 | 115.54 | 0.01 | 0
2035 | MISO_IN_2_MISO_MO-IL | MISO_IN | MISO_MO-IL | Internal | Winter | B19 | 700 | 5000 | 775.6 | 115.53 | 115.54 | 0.01 | 0
2035 | MISO_IN_2_MISO_MO-IL | MISO_IN | MISO_MO-IL | Internal | Winter | B20 | 935 | 5000 | 0 | 113.86 | 113.37 | 0.01 | 0
2035 | MISO_IN_2_NonRTO_Midwest | MISO_IN | NonRTO_Midwest | Internal | Shoulder | B11 | 25 | 4800 | 1426.04 | 114.85 | 122.85 | 8 | 0
2035 | MISO_IN_2_NonRTO_Midwest | MISO_IN | NonRTO_Midwest | Internal | Shoulder | B12 | 200 | 4800 | 712.6 | 114.71 | 122.71 | 8 | 0
2035 | MISO_IN_2_NonRTO_Midwest | MISO_IN | NonRTO_Midwest | Internal | Shoulder | B13 | 600 | 4800 | 0 | 114.71 | 119.24 | 8 | 0
2035 | MISO_IN_2_NonRTO_Midwest | MISO_IN | NonRTO_Midwest | Internal | Shoulder | B14 | 900 | 4800 | 0 | 112.79 | 118.54 | 8 | 0
2035 | MISO_IN_2_NonRTO_Midwest | MISO_IN | NonRTO_Midwest | Internal | Shoulder | B15 | 1203 | 4800 | 0 | 110.6 | 118.54 | 8 | 0
2035 | MISO_IN_2_NonRTO_Midwest | MISO_IN | NonRTO_Midwest | Internal | Summer | B1 | 10 | 4800 | 4800 | 131.68 | 201.6 | 8 | 61.92
2035 | MISO_IN_2_NonRTO_Midwest | MISO_IN | NonRTO_Midwest | Internal | Summer | B2 | 25 | 4800 | 2930.71 | 197.94 | 205.94 | 8 | 0
2035 | MISO_IN_2_NonRTO_Midwest | MISO_IN | NonRTO_Midwest | Internal | Summer | B3 | 75 | 4800 | 4090.47 | 163.46 | 171.46 | 8 | 0
2035 | MISO_IN_2_NonRTO_Midwest | MISO_IN | NonRTO_Midwest | Internal | Summer | B4 | 100 | 4800 | 1152.37 | 153.58 | 161.58 | 8 | 0
2035 | MISO_IN_2_NonRTO_Midwest | MISO_IN | NonRTO_Midwest | Internal | Summer | B5 | 200 | 4800 | 745.17 | 133.79 | 141.79 | 8 | 0
2035 | MISO_IN_2_NonRTO_Midwest | MISO_IN | NonRTO_Midwest | Internal | Summer | B6 | 300 | 4800 | 122.25 | 130.3 | 138.3 | 8 | 0
2035 | MISO_IN_2_NonRTO_Midwest | MISO_IN | NonRTO_Midwest | Internal | Summer | B7 | 400 | 4800 | 0 | 113.69 | 120 | 8 | 0
2035 | MISO_IN_2_NonRTO_Midwest | MISO_IN | NonRTO_Midwest | Internal | Summer | B8 | 500 | 4800 | 0 | 113.4 | 117.03 | 8 | 0
2035 | MISO_IN_2_NonRTO_Midwest | MISO_IN | NonRTO_Midwest | Internal | Summer | B9 | 800 | 4800 | 0 | 113.4 | 117.03 | 8 | 0
2035 | MISO_IN_2_NonRTO_Midwest | MISO_IN | NonRTO_Midwest | Internal | Summer | B10 | 1262 | 4800 | 0 | 113.4 | 117.03 | 8 | 0
2035 | MISO_IN_2_NonRTO_Midwest | MISO_IN | NonRTO_Midwest | Internal | Winter | B16 | 25 | 4800 | 2911.66 | 113.86 | 121.86 | 8 | 0
2035 | MISO_IN_2_NonRTO_Midwest | MISO_IN | NonRTO_Midwest | Internal | Winter | B17 | 100 | 4800 | 1270.13 | 117.21 | 125.21 | 8 | 0
2035 | MISO_IN_2_NonRTO_Midwest | MISO_IN | NonRTO_Midwest | Internal | Winter | B18 | 400 | 4800 | 168.95 | 115.53 | 123.53 | 8 | 0
2035 | MISO_IN_2_NonRTO_Midwest | MISO_IN | NonRTO_Midwest | Internal | Winter | B19 | 700 | 4800 | 0 | 115.53 | 121.86 | 8 | 0
2035 | MISO_IN_2_NonRTO_Midwest | MISO_IN | NonRTO_Midwest | Internal | Winter | B20 | 935 | 4800 | 4429.26 | 113.86 | 121.86 | 8 | 0
2035 | MISO_IN_2_PJM_ROR | MISO_IN | PJM_ROR | Internal | Shoulder | B11 | 25 | 1253 | 1253 | 114.85 | 124.11 | 2 | 7.26
2035 | MISO_IN_2_PJM_ROR | MISO_IN | PJM_ROR | Internal | Shoulder | B12 | 200 | 1253 | 15.19 | 114.71 | 116.71 | 2 | 0
2035 | MISO_IN_2_PJM_ROR | MISO_IN | PJM_ROR | Internal | Shoulder | B13 | 600 | 1253 | 0 | 114.71 | 114.79 | 2 | 0
2035 | MISO_IN_2_PJM_ROR | MISO_IN | PJM_ROR | Internal | Shoulder | B14 | 900 | 1253 | 236.18 | 112.79 | 114.79 | 2 | 0
2035 | MISO_IN_2_PJM_ROR | MISO_IN | PJM_ROR | Internal | Shoulder | B15 | 1203 | 1253 | 1253 | 110.6 | 114.79 | 2 | 2.19
2035 | MISO_IN_2_PJM_ROR | MISO_IN | PJM_ROR | Internal | Summer | B1 | 10 | 1253 | 1253 | 131.68 | 212.6 | 2 | 78.92
2035 | MISO_IN_2_PJM_ROR | MISO_IN | PJM_ROR | Internal | Summer | B2 | 25 | 1253 | 1253 | 197.94 | 212.6 | 2 | 12.66
2035 | MISO_IN_2_PJM_ROR | MISO_IN | PJM_ROR | Internal | Summer | B3 | 75 | 1253 | 1253 | 163.46 | 204.98 | 2 | 39.52
2035 | MISO_IN_2_PJM_ROR | MISO_IN | PJM_ROR | Internal | Summer | B4 | 100 | 1253 | 1253 | 153.58 | 170.16 | 2 | 14.59
2035 | MISO_IN_2_PJM_ROR | MISO_IN | PJM_ROR | Internal | Summer | B5 | 200 | 1253 | 1253 | 133.79 | 153.25 | 2 | 17.46
2035 | MISO_IN_2_PJM_ROR | MISO_IN | PJM_ROR | Internal | Summer | B6 | 300 | 1253 | 1253 | 130.3 | 138.3 | 2 | 6
2035 | MISO_IN_2_PJM_ROR | MISO_IN | PJM_ROR | Internal | Summer | B7 | 400 | 1253 | 1253 | 113.69 | 128.58 | 2 | 12.89
2035 | MISO_IN_2_PJM_ROR | MISO_IN | PJM_ROR | Internal | Summer | B8 | 500 | 1253 | 1253 | 113.4 | 116.15 | 2 | 0.75
2035 | MISO_IN_2_PJM_ROR | MISO_IN | PJM_ROR | Internal | Summer | B9 | 800 | 1253 | 0 | 113.4 | 115.05 | 2 | 0
2035 | MISO_IN_2_PJM_ROR | MISO_IN | PJM_ROR | Internal | Summer | B10 | 1262 | 1253 | 0 | 113.4 | 113.16 | 2 | 0
2035 | MISO_IN_2_PJM_ROR | MISO_IN | PJM_ROR | Internal | Winter | B16 | 25 | 1253 | 1253 | 113.86 | 125.87 | 2 | 10.01
2035 | MISO_IN_2_PJM_ROR | MISO_IN | PJM_ROR | Internal | Winter | B17 | 100 | 1253 | 1252.99 | 117.21 | 119.9 | 2 | 0.69
2035 | MISO_IN_2_PJM_ROR | MISO_IN | PJM_ROR | Internal | Winter | B18 | 400 | 1253 | 1253 | 115.53 | 118.29 | 2 | 0.76
2035 | MISO_IN_2_PJM_ROR | MISO_IN | PJM_ROR | Internal | Winter | B19 | 700 | 1253 | 1253 | 115.53 | 118.29 | 2 | 0.76
2035 | MISO_IN_2_PJM_ROR | MISO_IN | PJM_ROR | Internal | Winter | B20 | 935 | 1253 | 1253 | 113.86 | 118.29 | 2 | 2.43
2035 | MISO_MI_2_IESO | MISO_MI | IESO | Internal | Shoulder | B11 | 25 | 2331 | 0 | 114.86 | 107.86 | 8 | 0
2035 | MISO_MI_2_IESO | MISO_MI | IESO | Internal | Shoulder | B12 | 200 | 2331 | 0 | 114.73 | 103.26 | 8 | 0
2035 | MISO_MI_2_IESO | MISO_MI | IESO | Internal | Shoulder | B13 | 600 | 2331 | 0 | 114.73 | 103.26 | 8 | 0
2035 | MISO_MI_2_IESO | MISO_MI | IESO | Internal | Shoulder | B14 | 900 | 2331 | 0 | 114.73 | 103.26 | 8 | 0
2035 | MISO_MI_2_IESO | MISO_MI | IESO | Internal | Shoulder | B15 | 1203 | 2331 | 0 | 112.79 | 103.26 | 8 | 0
2035 | MISO_MI_2_IESO | MISO_MI | IESO | Internal | Summer | B1 | 10 | 2331 | 0 | 163.47 | 122.7 | 8 | 0
2035 | MISO_MI_2_IESO | MISO_MI | IESO | Internal | Summer | B2 | 25 | 2331 | 0 | 197.95 | 147.44 | 8 | 0
2035 | MISO_MI_2_IESO | MISO_MI | IESO | Internal | Summer | B3 | 75 | 2331 | 0 | 163.47 | 147.44 | 8 | 0
2035 | MISO_MI_2_IESO | MISO_MI | IESO | Internal | Summer | B4 | 100 | 2331 | 0 | 153.59 | 146.59 | 8 | 0
2035 | MISO_MI_2_IESO | MISO_MI | IESO | Internal | Summer | B5 | 200 | 2331 | 0 | 133.8 | 126.8 | 8 | 0
2035 | MISO_MI_2_IESO | MISO_MI | IESO | Internal | Summer | B6 | 300 | 2331 | 0 | 130.31 | 123.31 | 8 | 0
2035 | MISO_MI_2_IESO | MISO_MI | IESO | Internal | Summer | B7 | 400 | 2331 | 0 | 113.7 | 96.68 | 8 | 0
2035 | MISO_MI_2_IESO | MISO_MI | IESO | Internal | Summer | B8 | 500 | 2331 | 0 | 113.7 | 96.67 | 8 | 0
2035 | MISO_MI_2_IESO | MISO_MI | IESO | Internal | Summer | B9 | 800 | 2331 | 0 | 113.7 | 96.67 | 8 | 0
2035 | MISO_MI_2_IESO | MISO_MI | IESO | Internal | Summer | B10 | 1262 | 2331 | 0 | 113.41 | 96.67 | 8 | 0
2035 | MISO_MI_2_IESO | MISO_MI | IESO | Internal | Winter | B16 | 25 | 2331 | 0 | 117.2 | 103.3 | 8 | 0
2035 | MISO_MI_2_IESO | MISO_MI | IESO | Internal | Winter | B17 | 100 | 2331 | 0 | 117.23 | 103.3 | 8 | 0
2035 | MISO_MI_2_IESO | MISO_MI | IESO | Internal | Winter | B18 | 400 | 2331 | 0 | 117.2 | 103.3 | 8 | 0
2035 | MISO_MI_2_IESO | MISO_MI | IESO | Internal | Winter | B19 | 700 | 2331 | 0 | 117.2 | 103.3 | 8 | 0
2035 | MISO_MI_2_IESO | MISO_MI | IESO | Internal | Winter | B20 | 935 | 2331 | 0 | 116.29 | 103.3 | 8 | 0
2035 | MISO_MI_2_MISO_IN | MISO_MI | MISO_IN | Internal | Shoulder | B11 | 25 | 2813 | 1 | 114.86 | 114.85 | 0.01 | 0
2035 | MISO_MI_2_MISO_IN | MISO_MI | MISO_IN | Internal | Shoulder | B12 | 200 | 2813 | 0.13 | 114.73 | 114.71 | 0.01 | 0
2035 | MISO_MI_2_MISO_IN | MISO_MI | MISO_IN | Internal | Shoulder | B13 | 600 | 2813 | 0.04 | 114.73 | 114.71 | 0.01 | 0
2035 | MISO_MI_2_MISO_IN | MISO_MI | MISO_IN | Internal | Shoulder | B14 | 900 | 2813 | 0 | 114.73 | 112.79 | 0.01 | 0
2035 | MISO_MI_2_MISO_IN | MISO_MI | MISO_IN | Internal | Shoulder | B15 | 1203 | 2813 | 0 | 112.79 | 110.6 | 0.01 | 0
2035 | MISO_MI_2_MISO_IN | MISO_MI | MISO_IN | Internal | Summer | B1 | 10 | 2813 | 0 | 163.47 | 131.68 | 0.01 | 0
2035 | MISO_MI_2_MISO_IN | MISO_MI | MISO_IN | Internal | Summer | B2 | 25 | 2813 | 0.99 | 197.95 | 197.94 | 0.01 | 0
2035 | MISO_MI_2_MISO_IN | MISO_MI | MISO_IN | Internal | Summer | B3 | 75 | 2813 | 0.35 | 163.47 | 163.46 | 0.01 | 0
2035 | MISO_MI_2_MISO_IN | MISO_MI | MISO_IN | Internal | Summer | B4 | 100 | 2813 | 0.26 | 153.59 | 153.58 | 0.01 | 0
2035 | MISO_MI_2_MISO_IN | MISO_MI | MISO_IN | Internal | Summer | B5 | 200 | 2813 | 0.13 | 133.8 | 133.79 | 0.01 | 0
2035 | MISO_MI_2_MISO_IN | MISO_MI | MISO_IN | Internal | Summer | B6 | 300 | 2813 | 0.08 | 130.31 | 130.3 | 0.01 | 0
2035 | MISO_MI_2_MISO_IN | MISO_MI | MISO_IN | Internal | Summer | B7 | 400 | 2813 | 0.06 | 113.7 | 113.69 | 0.01 | 0
2035 | MISO_MI_2_MISO_IN | MISO_MI | MISO_IN | Internal | Summer | B8 | 500 | 2813 | 0 | 113.7 | 113.4 | 0.01 | 0
2035 | MISO_MI_2_MISO_IN | MISO_MI | MISO_IN | Internal | Summer | B9 | 800 | 2813 | 0 | 113.7 | 113.4 | 0.01 | 0
2035 | MISO_MI_2_MISO_IN | MISO_MI | MISO_IN | Internal | Summer | B10 | 1262 | 2813 | 0.02 | 113.41 | 113.4 | 0.01 | 0
2035 | MISO_MI_2_MISO_IN | MISO_MI | MISO_IN | Internal | Winter | B16 | 25 | 2813 | 0 | 117.2 | 113.86 | 0.01 | 0
2035 | MISO_MI_2_MISO_IN | MISO_MI | MISO_IN | Internal | Winter | B17 | 100 | 2813 | 0.25 | 117.23 | 117.21 | 0.01 | 0
2035 | MISO_MI_2_MISO_IN | MISO_MI | MISO_IN | Internal | Winter | B18 | 400 | 2813 | 0 | 117.2 | 115.53 | 0.01 | 0
2035 | MISO_MI_2_MISO_IN | MISO_MI | MISO_IN | Internal | Winter | B19 | 700 | 2813 | 0 | 117.2 | 115.53 | 0.01 | 0
2035 | MISO_MI_2_MISO_IN | MISO_MI | MISO_IN | Internal | Winter | B20 | 935 | 2813 | 0 | 116.29 | 113.86 | 0.01 | 0
2035 | MISO_MI_2_MISO_WUMS | MISO_MI | MISO_WUMS | Internal | Shoulder | B11 | 25 | 805 | 0.29 | 114.86 | 114.79 | 0.01 | 0
2035 | MISO_MI_2_MISO_WUMS | MISO_MI | MISO_WUMS | Internal | Shoulder | B12 | 200 | 805 | 804.92 | 114.73 | 114.79 | 0.01 | 0.05
2035 | MISO_MI_2_MISO_WUMS | MISO_MI | MISO_WUMS | Internal | Shoulder | B13 | 600 | 805 | 804.98 | 114.73 | 114.79 | 0.01 | 0.05
2035 | MISO_MI_2_MISO_WUMS | MISO_MI | MISO_WUMS | Internal | Shoulder | B14 | 900 | 805 | 804.99 | 114.73 | 114.79 | 0.01 | 0.05
2035 | MISO_MI_2_MISO_WUMS | MISO_MI | MISO_WUMS | Internal | Shoulder | B15 | 1203 | 805 | 0.04 | 112.79 | 112.79 | 0.01 | 0
2035 | MISO_MI_2_MISO_WUMS | MISO_MI | MISO_WUMS | Internal | Summer | B1 | 10 | 805 | 0 | 163.47 | 131.46 | 0.01 | 0
2035 | MISO_MI_2_MISO_WUMS | MISO_MI | MISO_WUMS | Internal | Summer | B2 | 25 | 805 | 0 | 197.95 | 131.46 | 0.01 | 0
2035 | MISO_MI_2_MISO_WUMS | MISO_MI | MISO_WUMS | Internal | Summer | B3 | 75 | 805 | 0 | 163.47 | 149.31 | 0.01 | 0
2035 | MISO_MI_2_MISO_WUMS | MISO_MI | MISO_WUMS | Internal | Summer | B4 | 100 | 805 | 0 | 153.59 | 131.46 | 0.01 | 0
2035 | MISO_MI_2_MISO_WUMS | MISO_MI | MISO_WUMS | Internal | Summer | B5 | 200 | 805 | 0 | 133.8 | 131.46 | 0.01 | 0
2035 | MISO_MI_2_MISO_WUMS | MISO_MI | MISO_WUMS | Internal | Summer | B6 | 300 | 805 | 73.96 | 130.31 | 130.32 | 0.01 | 0
2035 | MISO_MI_2_MISO_WUMS | MISO_MI | MISO_WUMS | Internal | Summer | B7 | 400 | 805 | 0.06 | 113.7 | 113.69 | 0.01 | 0
2035 | MISO_MI_2_MISO_WUMS | MISO_MI | MISO_WUMS | Internal | Summer | B8 | 500 | 805 | 0 | 113.7 | 113.22 | 0.01 | 0
2035 | MISO_MI_2_MISO_WUMS | MISO_MI | MISO_WUMS | Internal | Summer | B9 | 800 | 805 | 0 | 113.7 | 113.22 | 0.01 | 0
2035 | MISO_MI_2_MISO_WUMS | MISO_MI | MISO_WUMS | Internal | Summer | B10 | 1262 | 805 | 0 | 113.41 | 113.22 | 0.01 | 0
2035 | MISO_MI_2_MISO_WUMS | MISO_MI | MISO_WUMS | Internal | Winter | B16 | 25 | 805 | 572.65 | 117.2 | 117.22 | 0.01 | 0
2035 | MISO_MI_2_MISO_WUMS | MISO_MI | MISO_WUMS | Internal | Winter | B17 | 100 | 805 | 804.99 | 117.23 | 117.75 | 0.01 | 0.51
2035 | MISO_MI_2_MISO_WUMS | MISO_MI | MISO_WUMS | Internal | Winter | B18 | 400 | 805 | 805 | 117.2 | 117.75 | 0.01 | 0.53
2035 | MISO_MI_2_MISO_WUMS | MISO_MI | MISO_WUMS | Internal | Winter | B19 | 700 | 805 | 715 | 117.2 | 117.21 | 0.01 | 0
2035 | MISO_MI_2_MISO_WUMS | MISO_MI | MISO_WUMS | Internal | Winter | B20 | 935 | 805 | 0.05 | 116.29 | 116.29 | 0.01 | 0
2035 | MISO_MI_2_PJM_ROR | MISO_MI | PJM_ROR | Internal | Shoulder | B11 | 25 | 1424 | 1424 | 114.86 | 124.11 | 2 | 7.25
2035 | MISO_MI_2_PJM_ROR | MISO_MI | PJM_ROR | Internal | Shoulder | B12 | 200 | 1424 | 0.22 | 114.73 | 116.71 | 2 | 0
2035 | MISO_MI_2_PJM_ROR | MISO_MI | PJM_ROR | Internal | Shoulder | B13 | 600 | 1424 | 0 | 114.73 | 114.79 | 2 | 0
2035 | MISO_MI_2_PJM_ROR | MISO_MI | PJM_ROR | Internal | Shoulder | B14 | 900 | 1424 | 0 | 114.73 | 114.79 | 2 | 0
2035 | MISO_MI_2_PJM_ROR | MISO_MI | PJM_ROR | Internal | Shoulder | B15 | 1203 | 1424 | 0.76 | 112.79 | 114.79 | 2 | 0
2035 | MISO_MI_2_PJM_ROR | MISO_MI | PJM_ROR | Internal | Summer | B1 | 10 | 1424 | 1424 | 163.47 | 212.6 | 2 | 47.12
2035 | MISO_MI_2_PJM_ROR | MISO_MI | PJM_ROR | Internal | Summer | B2 | 25 | 1424 | 1424 | 197.95 | 212.6 | 2 | 12.65
2035 | MISO_MI_2_PJM_ROR | MISO_MI | PJM_ROR | Internal | Summer | B3 | 75 | 1424 | 1424 | 163.47 | 204.98 | 2 | 39.51
2035 | MISO_MI_2_PJM_ROR | MISO_MI | PJM_ROR | Internal | Summer | B4 | 100 | 1424 | 1424 | 153.59 | 170.16 | 2 | 14.57
2035 | MISO_MI_2_PJM_ROR | MISO_MI | PJM_ROR | Internal | Summer | B5 | 200 | 1424 | 1424 | 133.8 | 153.25 | 2 | 17.45
2035 | MISO_MI_2_PJM_ROR | MISO_MI | PJM_ROR | Internal | Summer | B6 | 300 | 1424 | 1424 | 130.31 | 138.3 | 2 | 5.99
2035 | MISO_MI_2_PJM_ROR | MISO_MI | PJM_ROR | Internal | Summer | B7 | 400 | 1424 | 1424 | 113.7 | 128.58 | 2 | 12.88
2035 | MISO_MI_2_PJM_ROR | MISO_MI | PJM_ROR | Internal | Summer | B8 | 500 | 1424 | 1424 | 113.7 | 116.15 | 2 | 0.45
2035 | MISO_MI_2_PJM_ROR | MISO_MI | PJM_ROR | Internal | Summer | B9 | 800 | 1424 | 0 | 113.7 | 115.05 | 2 | 0
2035 | MISO_MI_2_PJM_ROR | MISO_MI | PJM_ROR | Internal | Summer | B10 | 1262 | 1424 | 0 | 113.41 | 113.16 | 2 | 0
2035 | MISO_MI_2_PJM_ROR | MISO_MI | PJM_ROR | Internal | Winter | B16 | 25 | 1424 | 1424 | 117.2 | 125.87 | 2 | 6.67
2035 | MISO_MI_2_PJM_ROR | MISO_MI | PJM_ROR | Internal | Winter | B17 | 100 | 1424 | 1423.99 | 117.23 | 119.9 | 2 | 0.67
2035 | MISO_MI_2_PJM_ROR | MISO_MI | PJM_ROR | Internal | Winter | B18 | 400 | 1424 | 0 | 117.2 | 118.29 | 2 | 0
2035 | MISO_MI_2_PJM_ROR | MISO_MI | PJM_ROR | Internal | Winter | B19 | 700 | 1424 | 0 | 117.2 | 118.29 | 2 | 0
2035 | MISO_MI_2_PJM_ROR | MISO_MI | PJM_ROR | Internal | Winter | B20 | 935 | 1424 | 541.92 | 116.29 | 118.29 | 2 | 0
2035 | MISO_MO-IL_2_ENT | MISO_MO-IL | ENT | Internal | Shoulder | B11 | 25 | 2540 | 0 | 122.1 | 122.21 | 8 | 0
2035 | MISO_MO-IL_2_ENT | MISO_MO-IL | ENT | Internal | Shoulder | B12 | 200 | 2540 | 0 | 114.73 | 117.39 | 8 | 0
2035 | MISO_MO-IL_2_ENT | MISO_MO-IL | ENT | Internal | Shoulder | B13 | 600 | 2540 | 0 | 112.8 | 111.26 | 8 | 0
2035 | MISO_MO-IL_2_ENT | MISO_MO-IL | ENT | Internal | Shoulder | B14 | 900 | 2540 | 0 | 112.78 | 111.26 | 8 | 0
2035 | MISO_MO-IL_2_ENT | MISO_MO-IL | ENT | Internal | Shoulder | B15 | 1203 | 2540 | 0 | 110.59 | 110.59 | 8 | 0
2035 | MISO_MO-IL_2_ENT | MISO_MO-IL | ENT | Internal | Summer | B1 | 10 | 2540 | 0 | 201.6 | 139.33 | 8 | 0
2035 | MISO_MO-IL_2_ENT | MISO_MO-IL | ENT | Internal | Summer | B2 | 25 | 2540 | 0 | 206.95 | 198.95 | 8 | 0
2035 | MISO_MO-IL_2_ENT | MISO_MO-IL | ENT | Internal | Summer | B3 | 75 | 2540 | 0 | 202.98 | 202.98 | 8 | 0
2035 | MISO_MO-IL_2_ENT | MISO_MO-IL | ENT | Internal | Summer | B4 | 100 | 2540 | 0 | 168.12 | 160.12 | 8 | 0
2035 | MISO_MO-IL_2_ENT | MISO_MO-IL | ENT | Internal | Summer | B5 | 200 | 2540 | 0 | 145.97 | 145.97 | 8 | 0
2035 | MISO_MO-IL_2_ENT | MISO_MO-IL | ENT | Internal | Summer | B6 | 300 | 2540 | 0 | 136.3 | 139.61 | 8 | 0
2035 | MISO_MO-IL_2_ENT | MISO_MO-IL | ENT | Internal | Summer | B7 | 400 | 2540 | 2527.66 | 126.59 | 134.59 | 8 | 0
2035 | MISO_MO-IL_2_ENT | MISO_MO-IL | ENT | Internal | Summer | B8 | 500 | 2540 | 0 | 114.16 | 117.95 | 8 | 0
2035 | MISO_MO-IL_2_ENT | MISO_MO-IL | ENT | Internal | Summer | B9 | 800 | 2540 | 0 | 113.41 | 115.88 | 8 | 0
2035 | MISO_MO-IL_2_ENT | MISO_MO-IL | ENT | Internal | Summer | B10 | 1262 | 2540 | 0 | 111.16 | 109.93 | 8 | 0
2035 | MISO_MO-IL_2_ENT | MISO_MO-IL | ENT | Internal | Winter | B16 | 25 | 2540 | 0.02 | 113.87 | 120.46 | 8 | 0
2035 | MISO_MO-IL_2_ENT | MISO_MO-IL | ENT | Internal | Winter | B17 | 100 | 2540 | 0 | 117.2 | 114.22 | 8 | 0
2035 | MISO_MO-IL_2_ENT | MISO_MO-IL | ENT | Internal | Winter | B18 | 400 | 2540 | 0 | 115.54 | 114.22 | 8 | 0
2035 | MISO_MO-IL_2_ENT | MISO_MO-IL | ENT | Internal | Winter | B19 | 700 | 2540 | 0 | 115.54 | 114.22 | 8 | 0
2035 | MISO_MO-IL_2_ENT | MISO_MO-IL | ENT | Internal | Winter | B20 | 935 | 2540 | 0 | 113.37 | 113.37 | 8 | 0
2035 | MISO_MO-IL_2_MISO_IN | MISO_MO-IL | MISO_IN | Internal | Shoulder | B11 | 25 | 2100 | 0 | 122.1 | 114.85 | 0.01 | 0
2035 | MISO_MO-IL_2_MISO_IN | MISO_MO-IL | MISO_IN | Internal | Shoulder | B12 | 200 | 2100 | 0.17 | 114.73 | 114.71 | 0.01 | 0
2035 | MISO_MO-IL_2_MISO_IN | MISO_MO-IL | MISO_IN | Internal | Shoulder | B13 | 600 | 2100 | 2100 | 112.8 | 114.71 | 0.01 | 1.9
2035 | MISO_MO-IL_2_MISO_IN | MISO_MO-IL | MISO_IN | Internal | Shoulder | B14 | 900 | 2100 | 1792.96 | 112.78 | 112.79 | 0.01 | 0
2035 | MISO_MO-IL_2_MISO_IN | MISO_MO-IL | MISO_IN | Internal | Shoulder | B15 | 1203 | 2100 | 1644.55 | 110.59 | 110.6 | 0.01 | 0
2035 | MISO_MO-IL_2_MISO_IN | MISO_MO-IL | MISO_IN | Internal | Summer | B1 | 10 | 2100 | 0 | 201.6 | 131.68 | 0.01 | 0
2035 | MISO_MO-IL_2_MISO_IN | MISO_MO-IL | MISO_IN | Internal | Summer | B2 | 25 | 2100 | 0 | 206.95 | 197.94 | 0.01 | 0
2035 | MISO_MO-IL_2_MISO_IN | MISO_MO-IL | MISO_IN | Internal | Summer | B3 | 75 | 2100 | 0 | 202.98 | 163.46 | 0.01 | 0
2035 | MISO_MO-IL_2_MISO_IN | MISO_MO-IL | MISO_IN | Internal | Summer | B4 | 100 | 2100 | 0 | 168.12 | 153.58 | 0.01 | 0
2035 | MISO_MO-IL_2_MISO_IN | MISO_MO-IL | MISO_IN | Internal | Summer | B5 | 200 | 2100 | 0 | 145.97 | 133.79 | 0.01 | 0
2035 | MISO_MO-IL_2_MISO_IN | MISO_MO-IL | MISO_IN | Internal | Summer | B6 | 300 | 2100 | 0 | 136.3 | 130.3 | 0.01 | 0
2035 | MISO_MO-IL_2_MISO_IN | MISO_MO-IL | MISO_IN | Internal | Summer | B7 | 400 | 2100 | 0 | 126.59 | 113.69 | 0.01 | 0
2035 | MISO_MO-IL_2_MISO_IN | MISO_MO-IL | MISO_IN | Internal | Summer | B8 | 500 | 2100 | 0 | 114.16 | 113.4 | 0.01 | 0
2035 | MISO_MO-IL_2_MISO_IN | MISO_MO-IL | MISO_IN | Internal | Summer | B9 | 800 | 2100 | 0.03 | 113.41 | 113.4 | 0.01 | 0
2035 | MISO_MO-IL_2_MISO_IN | MISO_MO-IL | MISO_IN | Internal | Summer | B10 | 1262 | 2100 | 2100 | 111.16 | 113.4 | 0.01 | 2.23
2035 | MISO_MO-IL_2_MISO_IN | MISO_MO-IL | MISO_IN | Internal | Winter | B16 | 25 | 2100 | 1 | 113.87 | 113.86 | 0.01 | 0
2035 | MISO_MO-IL_2_MISO_IN | MISO_MO-IL | MISO_IN | Internal | Winter | B17 | 100 | 2100 | 1725.3 | 117.2 | 117.21 | 0.01 | 0
2035 | MISO_MO-IL_2_MISO_IN | MISO_MO-IL | MISO_IN | Internal | Winter | B18 | 400 | 2100 | 0.07 | 115.54 | 115.53 | 0.01 | 0
2035 | MISO_MO-IL_2_MISO_IN | MISO_MO-IL | MISO_IN | Internal | Winter | B19 | 700 | 2100 | 0.04 | 115.54 | 115.53 | 0.01 | 0
2035 | MISO_MO-IL_2_MISO_IN | MISO_MO-IL | MISO_IN | Internal | Winter | B20 | 935 | 2100 | 2100 | 113.37 | 113.86 | 0.01 | 0.48
2035 | MISO_MO-IL_2_MISO_W | MISO_MO-IL | MISO_W | Internal | Shoulder | B11 | 25 | 1082 | 941.01 | 122.1 | 122.11 | 0.01 | 0
2035 | MISO_MO-IL_2_MISO_W | MISO_MO-IL | MISO_W | Internal | Shoulder | B12 | 200 | 1082 | 0.13 | 114.73 | 114.71 | 0.01 | 0
2035 | MISO_MO-IL_2_MISO_W | MISO_MO-IL | MISO_W | Internal | Shoulder | B13 | 600 | 1082 | 0.04 | 112.8 | 112.79 | 0.01 | 0
2035 | MISO_MO-IL_2_MISO_W | MISO_MO-IL | MISO_W | Internal | Shoulder | B14 | 900 | 1082 | 0.03 | 112.78 | 112.77 | 0.01 | 0
2035 | MISO_MO-IL_2_MISO_W | MISO_MO-IL | MISO_W | Internal | Shoulder | B15 | 1203 | 1082 | 0 | 110.59 | 42.84 | 0.01 | 0
2035 | MISO_MO-IL_2_MISO_W | MISO_MO-IL | MISO_W | Internal | Summer | B1 | 10 | 1082 | 1081.99 | 201.6 | 210.6 | 0.01 | 8.99
2035 | MISO_MO-IL_2_MISO_W | MISO_MO-IL | MISO_W | Internal | Summer | B2 | 25 | 1082 | 1081.99 | 206.95 | 210.6 | 0.01 | 3.63
2035 | MISO_MO-IL_2_MISO_W | MISO_MO-IL | MISO_W | Internal | Summer | B3 | 75 | 1082 | 0.75 | 202.98 | 202.98 | 0.01 | 0
2035 | MISO_MO-IL_2_MISO_W | MISO_MO-IL | MISO_W | Internal | Summer | B4 | 100 | 1082 | 1081.84 | 168.12 | 168.16 | 0.01 | 0.04
2035 | MISO_MO-IL_2_MISO_W | MISO_MO-IL | MISO_W | Internal | Summer | B5 | 200 | 1082 | 1082 | 145.97 | 151.25 | 0.01 | 5.27
2035 | MISO_MO-IL_2_MISO_W | MISO_MO-IL | MISO_W | Internal | Summer | B6 | 300 | 1082 | 0.16 | 136.3 | 136.3 | 0.01 | 0
2035 | MISO_MO-IL_2_MISO_W | MISO_MO-IL | MISO_W | Internal | Summer | B7 | 400 | 1082 | 0.07 | 126.59 | 126.58 | 0.01 | 0
2035 | MISO_MO-IL_2_MISO_W | MISO_MO-IL | MISO_W | Internal | Summer | B8 | 500 | 1082 | 0.05 | 114.16 | 114.15 | 0.01 | 0
2035 | MISO_MO-IL_2_MISO_W | MISO_MO-IL | MISO_W | Internal | Summer | B9 | 800 | 1082 | 0 | 113.41 | 113.05 | 0.01 | 0
2035 | MISO_MO-IL_2_MISO_W | MISO_MO-IL | MISO_W | Internal | Summer | B10 | 1262 | 1082 | 0.02 | 111.16 | 111.15 | 0.01 | 0
2035 | MISO_MO-IL_2_MISO_W | MISO_MO-IL | MISO_W | Internal | Winter | B16 | 25 | 1082 | 0 | 113.87 | 42.84 | 0.01 | 0
2035 | MISO_MO-IL_2_MISO_W | MISO_MO-IL | MISO_W | Internal | Winter | B17 | 100 | 1082 | 0 | 117.2 | 42.84 | 0.01 | 0
2035 | MISO_MO-IL_2_MISO_W | MISO_MO-IL | MISO_W | Internal | Winter | B18 | 400 | 1082 | 0.07 | 115.54 | 115.53 | 0.01 | 0
2035 | MISO_MO-IL_2_MISO_W | MISO_MO-IL | MISO_W | Internal | Winter | B19 | 700 | 1082 | 0.04 | 115.54 | 115.53 | 0.01 | 0
2035 | MISO_MO-IL_2_MISO_W | MISO_MO-IL | MISO_W | Internal | Winter | B20 | 935 | 1082 | 0 | 113.37 | 70.63 | 0.01 | 0
2035 | MISO_MO-IL_2_PJM_ROR | MISO_MO-IL | PJM_ROR | Internal | Shoulder | B11 | 25 | 1212 | 1210.38 | 122.1 | 124.11 | 2 | 0.01
2035 | MISO_MO-IL_2_PJM_ROR | MISO_MO-IL | PJM_ROR | Internal | Shoulder | B12 | 200 | 1212 | 0.26 | 114.73 | 116.71 | 2 | 0
2035 | MISO_MO-IL_2_PJM_ROR | MISO_MO-IL | PJM_ROR | Internal | Shoulder | B13 | 600 | 1212 | 0.09 | 112.8 | 114.79 | 2 | 0
2035 | MISO_MO-IL_2_PJM_ROR | MISO_MO-IL | PJM_ROR | Internal | Shoulder | B14 | 900 | 1212 | 1211.94 | 112.78 | 114.79 | 2 | 0.01
2035 | MISO_MO-IL_2_PJM_ROR | MISO_MO-IL | PJM_ROR | Internal | Shoulder | B15 | 1203 | 1212 | 1212 | 110.59 | 114.79 | 2 | 2.2
2035 | MISO_MO-IL_2_PJM_ROR | MISO_MO-IL | PJM_ROR | Internal | Summer | B1 | 10 | 1212 | 1211.99 | 201.6 | 212.6 | 2 | 9
2035 | MISO_MO-IL_2_PJM_ROR | MISO_MO-IL | PJM_ROR | Internal | Summer | B2 | 25 | 1212 | 1211.99 | 206.95 | 212.6 | 2 | 3.65
2035 | MISO_MO-IL_2_PJM_ROR | MISO_MO-IL | PJM_ROR | Internal | Summer | B3 | 75 | 1212 | 405.75 | 202.98 | 204.98 | 2 | 0
2035 | MISO_MO-IL_2_PJM_ROR | MISO_MO-IL | PJM_ROR | Internal | Summer | B4 | 100 | 1212 | 1211.88 | 168.12 | 170.16 | 2 | 0.05
2035 | MISO_MO-IL_2_PJM_ROR | MISO_MO-IL | PJM_ROR | Internal | Summer | B5 | 200 | 1212 | 1212 | 145.97 | 153.25 | 2 | 5.28
2035 | MISO_MO-IL_2_PJM_ROR | MISO_MO-IL | PJM_ROR | Internal | Summer | B6 | 300 | 1212 | 53.14 | 136.3 | 138.3 | 2 | 0
2035 | MISO_MO-IL_2_PJM_ROR | MISO_MO-IL | PJM_ROR | Internal | Summer | B7 | 400 | 1212 | 0.13 | 126.59 | 128.58 | 2 | 0
2035 | MISO_MO-IL_2_PJM_ROR | MISO_MO-IL | PJM_ROR | Internal | Summer | B8 | 500 | 1212 | 0.1 | 114.16 | 116.15 | 2 | 0
2035 | MISO_MO-IL_2_PJM_ROR | MISO_MO-IL | PJM_ROR | Internal | Summer | B9 | 800 | 1212 | 0 | 113.41 | 115.05 | 2 | 0
2035 | MISO_MO-IL_2_PJM_ROR | MISO_MO-IL | PJM_ROR | Internal | Summer | B10 | 1262 | 1212 | 796.25 | 111.16 | 113.16 | 2 | 0
2035 | MISO_MO-IL_2_PJM_ROR | MISO_MO-IL | PJM_ROR | Internal | Winter | B16 | 25 | 1212 | 1212 | 113.87 | 125.87 | 2 | 10
2035 | MISO_MO-IL_2_PJM_ROR | MISO_MO-IL | PJM_ROR | Internal | Winter | B17 | 100 | 1212 | 1211.99 | 117.2 | 119.9 | 2 | 0.7
2035 | MISO_MO-IL_2_PJM_ROR | MISO_MO-IL | PJM_ROR | Internal | Winter | B18 | 400 | 1212 | 1212 | 115.54 | 118.29 | 2 | 0.75
2035 | MISO_MO-IL_2_PJM_ROR | MISO_MO-IL | PJM_ROR | Internal | Winter | B19 | 700 | 1212 | 1212 | 115.54 | 118.29 | 2 | 0.75
2035 | MISO_MO-IL_2_PJM_ROR | MISO_MO-IL | PJM_ROR | Internal | Winter | B20 | 935 | 1212 | 1212 | 113.37 | 118.29 | 2 | 2.92
2035 | MISO_MO-IL_2_SPP_N | MISO_MO-IL | SPP_N | Internal | Shoulder | B11 | 25 | 4019 | 0 | 122.1 | 117.12 | 8 | 0
2035 | MISO_MO-IL_2_SPP_N | MISO_MO-IL | SPP_N | Internal | Shoulder | B12 | 200 | 4019 | 0 | 114.73 | 109.71 | 8 | 0
2035 | MISO_MO-IL_2_SPP_N | MISO_MO-IL | SPP_N | Internal | Shoulder | B13 | 600 | 4019 | 0 | 112.8 | 87.43 | 8 | 0
2035 | MISO_MO-IL_2_SPP_N | MISO_MO-IL | SPP_N | Internal | Shoulder | B14 | 900 | 4019 | 0 | 112.78 | 1 | 8 | 0
2035 | MISO_MO-IL_2_SPP_N | MISO_MO-IL | SPP_N | Internal | Shoulder | B15 | 1203 | 4019 | 0 | 110.59 | 1 | 8 | 0
2035 | MISO_MO-IL_2_SPP_N | MISO_MO-IL | SPP_N | Internal | Summer | B1 | 10 | 4019 | 0 | 201.6 | 1 | 8 | 0
2035 | MISO_MO-IL_2_SPP_N | MISO_MO-IL | SPP_N | Internal | Summer | B2 | 25 | 4019 | 0 | 206.95 | 193.95 | 8 | 0
2035 | MISO_MO-IL_2_SPP_N | MISO_MO-IL | SPP_N | Internal | Summer | B3 | 75 | 4019 | 0 | 202.98 | 197.98 | 8 | 0
2035 | MISO_MO-IL_2_SPP_N | MISO_MO-IL | SPP_N | Internal | Summer | B4 | 100 | 4019 | 0 | 168.12 | 155.12 | 8 | 0
2035 | MISO_MO-IL_2_SPP_N | MISO_MO-IL | SPP_N | Internal | Summer | B5 | 200 | 4019 | 0 | 145.97 | 140.97 | 8 | 0
2035 | MISO_MO-IL_2_SPP_N | MISO_MO-IL | SPP_N | Internal | Summer | B6 | 300 | 4019 | 0 | 136.3 | 134.61 | 8 | 0
2035 | MISO_MO-IL_2_SPP_N | MISO_MO-IL | SPP_N | Internal | Summer | B7 | 400 | 4019 | 0 | 126.59 | 129.59 | 8 | 0
2035 | MISO_MO-IL_2_SPP_N | MISO_MO-IL | SPP_N | Internal | Summer | B8 | 500 | 4019 | 0 | 114.16 | 112.95 | 8 | 0
2035 | MISO_MO-IL_2_SPP_N | MISO_MO-IL | SPP_N | Internal | Summer | B9 | 800 | 4019 | 0 | 113.41 | 110.88 | 8 | 0
2035 | MISO_MO-IL_2_SPP_N | MISO_MO-IL | SPP_N | Internal | Summer | B10 | 1262 | 4019 | 0 | 111.16 | 80.7 | 8 | 0
2035 | MISO_MO-IL_2_SPP_N | MISO_MO-IL | SPP_N | Internal | Winter | B16 | 25 | 4019 | 0 | 113.87 | 1 | 8 | 0
2035 | MISO_MO-IL_2_SPP_N | MISO_MO-IL | SPP_N | Internal | Winter | B17 | 100 | 4019 | 0 | 117.2 | 1 | 8 | 0
2035 | MISO_MO-IL_2_SPP_N | MISO_MO-IL | SPP_N | Internal | Winter | B18 | 400 | 4019 | 0 | 115.54 | 103.54 | 8 | 0
2035 | MISO_MO-IL_2_SPP_N | MISO_MO-IL | SPP_N | Internal | Winter | B19 | 700 | 4019 | 0 | 115.54 | 1.01 | 8 | 0
2035 | MISO_MO-IL_2_SPP_N | MISO_MO-IL | SPP_N | Internal | Winter | B20 | 935 | 4019 | 0 | 113.37 | 1 | 8 | 0
2035 | MISO_MO-IL_2_TVA_Transmission | MISO_MO-IL | TVA_Transmission | Internal | Shoulder | B11 | 25 | 4000 | 2107.65 | 122.1 | 130.1 | 8 | 0
2035 | MISO_MO-IL_2_TVA_Transmission | MISO_MO-IL | TVA_Transmission | Internal | Shoulder | B12 | 200 | 4000 | 0 | 114.73 | 120.29 | 8 | 0
2035 | MISO_MO-IL_2_TVA_Transmission | MISO_MO-IL | TVA_Transmission | Internal | Shoulder | B13 | 600 | 4000 | 0 | 112.8 | 118.88 | 8 | 0
2035 | MISO_MO-IL_2_TVA_Transmission | MISO_MO-IL | TVA_Transmission | Internal | Shoulder | B14 | 900 | 4000 | 0 | 112.78 | 118.87 | 8 | 0
2035 | MISO_MO-IL_2_TVA_Transmission | MISO_MO-IL | TVA_Transmission | Internal | Shoulder | B15 | 1203 | 4000 | 2843.04 | 110.59 | 118.59 | 8 | 0
2035 | MISO_MO-IL_2_TVA_Transmission | MISO_MO-IL | TVA_Transmission | Internal | Summer | B1 | 10 | 4000 | 2526.63 | 201.6 | 209.6 | 8 | 0
2035 | MISO_MO-IL_2_TVA_Transmission | MISO_MO-IL | TVA_Transmission | Internal | Summer | B2 | 25 | 4000 | 0.03 | 206.95 | 213.94 | 8 | 0
2035 | MISO_MO-IL_2_TVA_Transmission | MISO_MO-IL | TVA_Transmission | Internal | Summer | B3 | 75 | 4000 | 0 | 202.98 | 201.98 | 8 | 0
2035 | MISO_MO-IL_2_TVA_Transmission | MISO_MO-IL | TVA_Transmission | Internal | Summer | B4 | 100 | 4000 | 0 | 168.12 | 164.82 | 8 | 0
2035 | MISO_MO-IL_2_TVA_Transmission | MISO_MO-IL | TVA_Transmission | Internal | Summer | B5 | 200 | 4000 | 0 | 145.97 | 147.8 | 8 | 0
2035 | MISO_MO-IL_2_TVA_Transmission | MISO_MO-IL | TVA_Transmission | Internal | Summer | B6 | 300 | 4000 | 0 | 136.3 | 137.33 | 8 | 0
2035 | MISO_MO-IL_2_TVA_Transmission | MISO_MO-IL | TVA_Transmission | Internal | Summer | B7 | 400 | 4000 | 0 | 126.59 | 128 | 8 | 0
2035 | MISO_MO-IL_2_TVA_Transmission | MISO_MO-IL | TVA_Transmission | Internal | Summer | B8 | 500 | 4000 | 0 | 114.16 | 119.45 | 8 | 0
2035 | MISO_MO-IL_2_TVA_Transmission | MISO_MO-IL | TVA_Transmission | Internal | Summer | B9 | 800 | 4000 | 0 | 113.41 | 118.57 | 8 | 0
2035 | MISO_MO-IL_2_TVA_Transmission | MISO_MO-IL | TVA_Transmission | Internal | Summer | B10 | 1262 | 4000 | 0 | 111.16 | 117.57 | 8 | 0
2035 | MISO_MO-IL_2_TVA_Transmission | MISO_MO-IL | TVA_Transmission | Internal | Winter | B16 | 25 | 4000 | 4000 | 113.87 | 129.86 | 8 | 7.99
2035 | MISO_MO-IL_2_TVA_Transmission | MISO_MO-IL | TVA_Transmission | Internal | Winter | B17 | 100 | 4000 | 0 | 117.2 | 121.8 | 8 | 0
2035 | MISO_MO-IL_2_TVA_Transmission | MISO_MO-IL | TVA_Transmission | Internal | Winter | B18 | 400 | 4000 | 0 | 115.54 | 121.73 | 8 | 0
2035 | MISO_MO-IL_2_TVA_Transmission | MISO_MO-IL | TVA_Transmission | Internal | Winter | B19 | 700 | 4000 | 0 | 115.54 | 121.73 | 8 | 0
2035 | MISO_MO-IL_2_TVA_Transmission | MISO_MO-IL | TVA_Transmission | Internal | Winter | B20 | 935 | 4000 | 2989.48 | 113.37 | 121.37 | 8 | 0
2035 | MISO_W_2_IESO | MISO_W | IESO | Internal | Shoulder | B11 | 25 | 157 | 0 | 122.11 | 107.86 | 8 | 0
2035 | MISO_W_2_IESO | MISO_W | IESO | Internal | Shoulder | B12 | 200 | 157 | 0 | 114.71 | 103.26 | 8 | 0
2035 | MISO_W_2_IESO | MISO_W | IESO | Internal | Shoulder | B13 | 600 | 157 | 0 | 112.79 | 103.26 | 8 | 0
2035 | MISO_W_2_IESO | MISO_W | IESO | Internal | Shoulder | B14 | 900 | 157 | 0 | 112.77 | 103.26 | 8 | 0
2035 | MISO_W_2_IESO | MISO_W | IESO | Internal | Shoulder | B15 | 1203 | 157 | 157 | 42.84 | 103.26 | 8 | 52.43
2035 | MISO_W_2_IESO | MISO_W | IESO | Internal | Summer | B1 | 10 | 157 | 0 | 210.6 | 122.7 | 8 | 0
2035 | MISO_W_2_IESO | MISO_W | IESO | Internal | Summer | B2 | 25 | 157 | 0 | 210.6 | 147.44 | 8 | 0
2035 | MISO_W_2_IESO | MISO_W | IESO | Internal | Summer | B3 | 75 | 157 | 0 | 202.98 | 147.44 | 8 | 0
2035 | MISO_W_2_IESO | MISO_W | IESO | Internal | Summer | B4 | 100 | 157 | 0 | 168.16 | 146.59 | 8 | 0
2035 | MISO_W_2_IESO | MISO_W | IESO | Internal | Summer | B5 | 200 | 157 | 0 | 151.25 | 126.8 | 8 | 0
2035 | MISO_W_2_IESO | MISO_W | IESO | Internal | Summer | B6 | 300 | 157 | 0 | 136.3 | 123.31 | 8 | 0
2035 | MISO_W_2_IESO | MISO_W | IESO | Internal | Summer | B7 | 400 | 157 | 0 | 126.58 | 96.68 | 8 | 0
2035 | MISO_W_2_IESO | MISO_W | IESO | Internal | Summer | B8 | 500 | 157 | 0 | 114.15 | 96.67 | 8 | 0
2035 | MISO_W_2_IESO | MISO_W | IESO | Internal | Summer | B9 | 800 | 157 | 0 | 113.05 | 96.67 | 8 | 0
2035 | MISO_W_2_IESO | MISO_W | IESO | Internal | Summer | B10 | 1262 | 157 | 0 | 111.15 | 96.67 | 8 | 0
2035 | MISO_W_2_IESO | MISO_W | IESO | Internal | Winter | B16 | 25 | 157 | 157 | 42.84 | 103.3 | 8 | 52.46
2035 | MISO_W_2_IESO | MISO_W | IESO | Internal | Winter | B17 | 100 | 157 | 157 | 42.84 | 103.3 | 8 | 52.46
2035 | MISO_W_2_IESO | MISO_W | IESO | Internal | Winter | B18 | 400 | 157 | 0 | 115.53 | 103.3 | 8 | 0
2035 | MISO_W_2_IESO | MISO_W | IESO | Internal | Winter | B19 | 700 | 157 | 0 | 115.53 | 103.3 | 8 | 0
2035 | MISO_W_2_IESO | MISO_W | IESO | Internal | Winter | B20 | 935 | 157 | 157 | 70.63 | 103.3 | 8 | 24.67
2035 | MISO_W_2_MAPP_CA | MISO_W | MAPP_CA | Internal | Shoulder | B11 | 25 | 700 | 0 | 122.11 | 112.75 | 0.01 | 0
2035 | MISO_W_2_MAPP_CA | MISO_W | MAPP_CA | Internal | Shoulder | B12 | 200 | 700 | 0.12 | 114.71 | 114.7 | 0.01 | 0
2035 | MISO_W_2_MAPP_CA | MISO_W | MAPP_CA | Internal | Shoulder | B13 | 600 | 700 | 0.04 | 112.79 | 112.78 | 0.01 | 0
2035 | MISO_W_2_MAPP_CA | MISO_W | MAPP_CA | Internal | Shoulder | B14 | 900 | 700 | 0.03 | 112.77 | 112.75 | 0.01 | 0
2035 | MISO_W_2_MAPP_CA | MISO_W | MAPP_CA | Internal | Shoulder | B15 | 1203 | 700 | 700 | 42.84 | 112.75 | 0.01 | 69.9
2035 | MISO_W_2_MAPP_CA | MISO_W | MAPP_CA | Internal | Summer | B1 | 10 | 700 | 0 | 210.6 | 114.7 | 0.01 | 0
2035 | MISO_W_2_MAPP_CA | MISO_W | MAPP_CA | Internal | Summer | B2 | 25 | 700 | 0 | 210.6 | 130.93 | 0.01 | 0
2035 | MISO_W_2_MAPP_CA | MISO_W | MAPP_CA | Internal | Summer | B3 | 75 | 700 | 0 | 202.98 | 130.93 | 0.01 | 0
2035 | MISO_W_2_MAPP_CA | MISO_W | MAPP_CA | Internal | Summer | B4 | 100 | 700 | 0 | 168.16 | 130.93 | 0.01 | 0
2035 | MISO_W_2_MAPP_CA | MISO_W | MAPP_CA | Internal | Summer | B5 | 200 | 700 | 0 | 151.25 | 130.93 | 0.01 | 0
2035 | MISO_W_2_MAPP_CA | MISO_W | MAPP_CA | Internal | Summer | B6 | 300 | 700 | 0 | 136.3 | 130.93 | 0.01 | 0
2035 | MISO_W_2_MAPP_CA | MISO_W | MAPP_CA | Internal | Summer | B7 | 400 | 700 | 0.07 | 126.58 | 126.57 | 0.01 | 0
2035 | MISO_W_2_MAPP_CA | MISO_W | MAPP_CA | Internal | Summer | B8 | 500 | 700 | 0 | 114.15 | 113.04 | 0.01 | 0
2035 | MISO_W_2_MAPP_CA | MISO_W | MAPP_CA | Internal | Summer | B9 | 800 | 700 | 0.03 | 113.05 | 113.04 | 0.01 | 0
2035 | MISO_W_2_MAPP_CA | MISO_W | MAPP_CA | Internal | Summer | B10 | 1262 | 700 | 700 | 111.15 | 113.04 | 0.01 | 1.88
2035 | MISO_W_2_MAPP_CA | MISO_W | MAPP_CA | Internal | Winter | B16 | 25 | 700 | 700 | 42.84 | 115.52 | 0.01 | 72.67
2035 | MISO_W_2_MAPP_CA | MISO_W | MAPP_CA | Internal | Winter | B17 | 100 | 700 | 700 | 42.84 | 115.52 | 0.01 | 72.67
2035 | MISO_W_2_MAPP_CA | MISO_W | MAPP_CA | Internal | Winter | B18 | 400 | 700 | 0.07 | 115.53 | 115.52 | 0.01 | 0
2035 | MISO_W_2_MAPP_CA | MISO_W | MAPP_CA | Internal | Winter | B19 | 700 | 700 | 0.04 | 115.53 | 115.52 | 0.01 | 0
2035 | MISO_W_2_MAPP_CA | MISO_W | MAPP_CA | Internal | Winter | B20 | 935 | 700 | 700 | 70.63 | 115.52 | 0.01 | 44.88
2035 | MISO_W_2_MAPP_US | MISO_W | MAPP_US | Internal | Shoulder | B11 | 25 | 2300 | 0 | 122.11 | 117.45 | 7 | 0
2035 | MISO_W_2_MAPP_US | MISO_W | MAPP_US | Internal | Shoulder | B12 | 200 | 2300 | 0 | 114.71 | 114.71 | 7 | 0
2035 | MISO_W_2_MAPP_US | MISO_W | MAPP_US | Internal | Shoulder | B13 | 600 | 2300 | 0 | 112.79 | 105.79 | 7 | 0
2035 | MISO_W_2_MAPP_US | MISO_W | MAPP_US | Internal | Shoulder | B14 | 900 | 2300 | 0 | 112.77 | 105.77 | 7 | 0
2035 | MISO_W_2_MAPP_US | MISO_W | MAPP_US | Internal | Shoulder | B15 | 1203 | 2300 | 0 | 42.84 | 42.84 | 7 | 0
2035 | MISO_W_2_MAPP_US | MISO_W | MAPP_US | Internal | Summer | B1 | 10 | 2300 | 0 | 210.6 | 207.96 | 7 | 0
2035 | MISO_W_2_MAPP_US | MISO_W | MAPP_US | Internal | Summer | B2 | 25 | 2300 | 0 | 210.6 | 206.66 | 7 | 0
2035 | MISO_W_2_MAPP_US | MISO_W | MAPP_US | Internal | Summer | B3 | 75 | 2300 | 0 | 202.98 | 202.98 | 7 | 0
2035 | MISO_W_2_MAPP_US | MISO_W | MAPP_US | Internal | Summer | B4 | 100 | 2300 | 0 | 168.16 | 172.62 | 7 | 0
2035 | MISO_W_2_MAPP_US | MISO_W | MAPP_US | Internal | Summer | B5 | 200 | 2300 | 0 | 151.25 | 151.25 | 7 | 0
2035 | MISO_W_2_MAPP_US | MISO_W | MAPP_US | Internal | Summer | B6 | 300 | 2300 | 0 | 136.3 | 139.62 | 7 | 0
2035 | MISO_W_2_MAPP_US | MISO_W | MAPP_US | Internal | Summer | B7 | 400 | 2300 | 0.15 | 126.58 | 133.57 | 7 | 0
2035 | MISO_W_2_MAPP_US | MISO_W | MAPP_US | Internal | Summer | B8 | 500 | 2300 | 0 | 114.15 | 114.15 | 7 | 0
2035 | MISO_W_2_MAPP_US | MISO_W | MAPP_US | Internal | Summer | B9 | 800 | 2300 | 0 | 113.05 | 113.05 | 7 | 0
2035 | MISO_W_2_MAPP_US | MISO_W | MAPP_US | Internal | Summer | B10 | 1262 | 2300 | 0 | 111.15 | 104.15 | 7 | 0
2035 | MISO_W_2_MAPP_US | MISO_W | MAPP_US | Internal | Winter | B16 | 25 | 2300 | 583.21 | 42.84 | 49.84 | 7 | 0
2035 | MISO_W_2_MAPP_US | MISO_W | MAPP_US | Internal | Winter | B17 | 100 | 2300 | 1038.52 | 42.84 | 49.84 | 7 | 0
2035 | MISO_W_2_MAPP_US | MISO_W | MAPP_US | Internal | Winter | B18 | 400 | 2300 | 0 | 115.53 | 108.53 | 7 | 0
2035 | MISO_W_2_MAPP_US | MISO_W | MAPP_US | Internal | Winter | B19 | 700 | 2300 | 0 | 115.53 | 108.53 | 7 | 0
2035 | MISO_W_2_MAPP_US | MISO_W | MAPP_US | Internal | Winter | B20 | 935 | 2300 | 0 | 70.63 | 73.5 | 7 | 0
2035 | MISO_W_2_MISO_MO-IL | MISO_W | MISO_MO-IL | Internal | Shoulder | B11 | 25 | 3922 | 0.84 | 122.11 | 122.1 | 0.01 | 0
2035 | MISO_W_2_MISO_MO-IL | MISO_W | MISO_MO-IL | Internal | Shoulder | B12 | 200 | 3922 | 827.31 | 114.71 | 114.73 | 0.01 | 0
2035 | MISO_W_2_MISO_MO-IL | MISO_W | MISO_MO-IL | Internal | Shoulder | B13 | 600 | 3922 | 3101.04 | 112.79 | 112.8 | 0.01 | 0
2035 | MISO_W_2_MISO_MO-IL | MISO_W | MISO_MO-IL | Internal | Shoulder | B14 | 900 | 3922 | 3470.03 | 112.77 | 112.78 | 0.01 | 0
2035 | MISO_W_2_MISO_MO-IL | MISO_W | MISO_MO-IL | Internal | Shoulder | B15 | 1203 | 3922 | 3922 | 42.84 | 110.59 | 0.01 | 67.74
2035 | MISO_W_2_MISO_MO-IL | MISO_W | MISO_MO-IL | Internal | Summer | B1 | 10 | 3922 | 0 | 210.6 | 201.6 | 0.01 | 0
2035 | MISO_W_2_MISO_MO-IL | MISO_W | MISO_MO-IL | Internal | Summer | B2 | 25 | 3922 | 0 | 210.6 | 206.95 | 0.01 | 0
2035 | MISO_W_2_MISO_MO-IL | MISO_W | MISO_MO-IL | Internal | Summer | B3 | 75 | 3922 | 0.61 | 202.98 | 202.98 | 0.01 | 0
2035 | MISO_W_2_MISO_MO-IL | MISO_W | MISO_MO-IL | Internal | Summer | B4 | 100 | 3922 | 0.1 | 168.16 | 168.12 | 0.01 | 0
2035 | MISO_W_2_MISO_MO-IL | MISO_W | MISO_MO-IL | Internal | Summer | B5 | 200 | 3922 | 0 | 151.25 | 145.97 | 0.01 | 0
2035 | MISO_W_2_MISO_MO-IL | MISO_W | MISO_MO-IL | Internal | Summer | B6 | 300 | 3922 | 0.2 | 136.3 | 136.3 | 0.01 | 0
2035 | MISO_W_2_MISO_MO-IL | MISO_W | MISO_MO-IL | Internal | Summer | B7 | 400 | 3922 | 1929.5 | 126.58 | 126.59 | 0.01 | 0
2035 | MISO_W_2_MISO_MO-IL | MISO_W | MISO_MO-IL | Internal | Summer | B8 | 500 | 3922 | 3650.16 | 114.15 | 114.16 | 0.01 | 0
2035 | MISO_W_2_MISO_MO-IL | MISO_W | MISO_MO-IL | Internal | Summer | B9 | 800 | 3922 | 3922 | 113.05 | 113.41 | 0.01 | 0.35
2035 | MISO_W_2_MISO_MO-IL | MISO_W | MISO_MO-IL | Internal | Summer | B10 | 1262 | 3922 | 3454.18 | 111.15 | 111.16 | 0.01 | 0
2035 | MISO_W_2_MISO_MO-IL | MISO_W | MISO_MO-IL | Internal | Winter | B16 | 25 | 3922 | 3922 | 42.84 | 113.87 | 0.01 | 71.02
2035 | MISO_W_2_MISO_MO-IL | MISO_W | MISO_MO-IL | Internal | Winter | B17 | 100 | 3922 | 3922 | 42.84 | 117.2 | 0.01 | 74.35
2035 | MISO_W_2_MISO_MO-IL | MISO_W | MISO_MO-IL | Internal | Winter | B18 | 400 | 3922 | 1341.15 | 115.53 | 115.54 | 0.01 | 0
2035 | MISO_W_2_MISO_MO-IL | MISO_W | MISO_MO-IL | Internal | Winter | B19 | 700 | 3922 | 129.1 | 115.53 | 115.54 | 0.01 | 0
2035 | MISO_W_2_MISO_MO-IL | MISO_W | MISO_MO-IL | Internal | Winter | B20 | 935 | 3922 | 3922 | 70.63 | 113.37 | 0.01 | 42.73
2035 | MISO_W_2_MISO_WUMS | MISO_W | MISO_WUMS | Internal | Shoulder | B11 | 25 | 1667 | 0 | 122.11 | 114.79 | 0.01 | 0
2035 | MISO_W_2_MISO_WUMS | MISO_W | MISO_WUMS | Internal | Shoulder | B12 | 200 | 1667 | 1666.95 | 114.71 | 114.79 | 0.01 | 0.06
2035 | MISO_W_2_MISO_WUMS | MISO_W | MISO_WUMS | Internal | Shoulder | B13 | 600 | 1667 | 1667 | 112.79 | 114.79 | 0.01 | 1.99
2035 | MISO_W_2_MISO_WUMS | MISO_W | MISO_WUMS | Internal | Shoulder | B14 | 900 | 1667 | 1667 | 112.77 | 114.79 | 0.01 | 2.01
2035 | MISO_W_2_MISO_WUMS | MISO_W | MISO_WUMS | Internal | Shoulder | B15 | 1203 | 1667 | 1667 | 42.84 | 112.79 | 0.01 | 69.94
2035 | MISO_W_2_MISO_WUMS | MISO_W | MISO_WUMS | Internal | Summer | B1 | 10 | 1667 | 0 | 210.6 | 131.46 | 0.01 | 0
2035 | MISO_W_2_MISO_WUMS | MISO_W | MISO_WUMS | Internal | Summer | B2 | 25 | 1667 | 0 | 210.6 | 131.46 | 0.01 | 0
2035 | MISO_W_2_MISO_WUMS | MISO_W | MISO_WUMS | Internal | Summer | B3 | 75 | 1667 | 0 | 202.98 | 149.31 | 0.01 | 0
2035 | MISO_W_2_MISO_WUMS | MISO_W | MISO_WUMS | Internal | Summer | B4 | 100 | 1667 | 0 | 168.16 | 131.46 | 0.01 | 0
2035 | MISO_W_2_MISO_WUMS | MISO_W | MISO_WUMS | Internal | Summer | B5 | 200 | 1667 | 0 | 151.25 | 131.46 | 0.01 | 0
2035 | MISO_W_2_MISO_WUMS | MISO_W | MISO_WUMS | Internal | Summer | B6 | 300 | 1667 | 0 | 136.3 | 130.32 | 0.01 | 0
2035 | MISO_W_2_MISO_WUMS | MISO_W | MISO_WUMS | Internal | Summer | B7 | 400 | 1667 | 0 | 126.58 | 113.69 | 0.01 | 0
2035 | MISO_W_2_MISO_WUMS | MISO_W | MISO_WUMS | Internal | Summer | B8 | 500 | 1667 | 0 | 114.15 | 113.22 | 0.01 | 0
2035 | MISO_W_2_MISO_WUMS | MISO_W | MISO_WUMS | Internal | Summer | B9 | 800 | 1667 | 1666.99 | 113.05 | 113.22 | 0.01 | 0.15
2035 | MISO_W_2_MISO_WUMS | MISO_W | MISO_WUMS | Internal | Summer | B10 | 1262 | 1667 | 1667 | 111.15 | 113.22 | 0.01 | 2.06
2035 | MISO_W_2_MISO_WUMS | MISO_W | MISO_WUMS | Internal | Winter | B16 | 25 | 1667 | 1667 | 42.84 | 117.22 | 0.01 | 74.37
2035 | MISO_W_2_MISO_WUMS | MISO_W | MISO_WUMS | Internal | Winter | B17 | 100 | 1667 | 1667 | 42.84 | 117.75 | 0.01 | 74.9
2035 | MISO_W_2_MISO_WUMS | MISO_W | MISO_WUMS | Internal | Winter | B18 | 400 | 1667 | 1667 | 115.53 | 117.75 | 0.01 | 2.2
2035 | MISO_W_2_MISO_WUMS | MISO_W | MISO_WUMS | Internal | Winter | B19 | 700 | 1667 | 1667 | 115.53 | 117.21 | 0.01 | 1.67
2035 | MISO_W_2_MISO_WUMS | MISO_W | MISO_WUMS | Internal | Winter | B20 | 935 | 1667 | 1667 | 70.63 | 116.29 | 0.01 | 45.65
2035 | MISO_W_2_NE | MISO_W | NE | Internal | Shoulder | B11 | 25 | 5289 | 0 | 122.11 | 117.11 | 7 | 0
2035 | MISO_W_2_NE | MISO_W | NE | Internal | Shoulder | B12 | 200 | 5289 | 0 | 114.71 | 109.71 | 7 | 0
2035 | MISO_W_2_NE | MISO_W | NE | Internal | Shoulder | B13 | 600 | 5289 | 0 | 112.79 | 87.44 | 7 | 0
2035 | MISO_W_2_NE | MISO_W | NE | Internal | Shoulder | B14 | 900 | 5289 | 0 | 112.77 | 1.01 | 7 | 0
2035 | MISO_W_2_NE | MISO_W | NE | Internal | Shoulder | B15 | 1203 | 5289 | 0 | 42.84 | 1 | 7 | 0
2035 | MISO_W_2_NE | MISO_W | NE | Internal | Summer | B1 | 10 | 5289 | 0.02 | 210.6 | 214.95 | 7 | 0
2035 | MISO_W_2_NE | MISO_W | NE | Internal | Summer | B2 | 25 | 5289 | 0 | 210.6 | 205.6 | 7 | 0
2035 | MISO_W_2_NE | MISO_W | NE | Internal | Summer | B3 | 75 | 5289 | 0 | 202.98 | 197.98 | 7 | 0
2035 | MISO_W_2_NE | MISO_W | NE | Internal | Summer | B4 | 100 | 5289 | 0 | 168.16 | 167.62 | 7 | 0
2035 | MISO_W_2_NE | MISO_W | NE | Internal | Summer | B5 | 200 | 5289 | 0 | 151.25 | 146.25 | 7 | 0
2035 | MISO_W_2_NE | MISO_W | NE | Internal | Summer | B6 | 300 | 5289 | 0 | 136.3 | 134.62 | 7 | 0
2035 | MISO_W_2_NE | MISO_W | NE | Internal | Summer | B7 | 400 | 5289 | 0 | 126.58 | 129.58 | 7 | 0
2035 | MISO_W_2_NE | MISO_W | NE | Internal | Summer | B8 | 500 | 5289 | 0 | 114.15 | 109.15 | 7 | 0
2035 | MISO_W_2_NE | MISO_W | NE | Internal | Summer | B9 | 800 | 5289 | 0 | 113.05 | 108.05 | 7 | 0
2035 | MISO_W_2_NE | MISO_W | NE | Internal | Summer | B10 | 1262 | 5289 | 0 | 111.15 | 99.15 | 7 | 0
2035 | MISO_W_2_NE | MISO_W | NE | Internal | Winter | B16 | 25 | 5289 | 0 | 42.84 | 1 | 7 | 0
2035 | MISO_W_2_NE | MISO_W | NE | Internal | Winter | B17 | 100 | 5289 | 0 | 42.84 | 1 | 7 | 0
2035 | MISO_W_2_NE | MISO_W | NE | Internal | Winter | B18 | 400 | 5289 | 0 | 115.53 | 103.53 | 7 | 0
2035 | MISO_W_2_NE | MISO_W | NE | Internal | Winter | B19 | 700 | 5289 | 0 | 115.53 | 1.03 | 7 | 0
2035 | MISO_W_2_NE | MISO_W | NE | Internal | Winter | B20 | 935 | 5289 | 0 | 70.63 | 1 | 7 | 0
2035 | MISO_W_2_PJM_ROR | MISO_W | PJM_ROR | Internal | Shoulder | B11 | 25 | 13193 | 4769.87 | 122.11 | 124.11 | 2 | 0
2035 | MISO_W_2_PJM_ROR | MISO_W | PJM_ROR | Internal | Shoulder | B12 | 200 | 13193 | 10605.29 | 114.71 | 116.71 | 2 | 0
2035 | MISO_W_2_PJM_ROR | MISO_W | PJM_ROR | Internal | Shoulder | B13 | 600 | 13193 | 12142.47 | 112.79 | 114.79 | 2 | 0
2035 | MISO_W_2_PJM_ROR | MISO_W | PJM_ROR | Internal | Shoulder | B14 | 900 | 13193 | 13192.97 | 112.77 | 114.79 | 2 | 0.02
2035 | MISO_W_2_PJM_ROR | MISO_W | PJM_ROR | Internal | Shoulder | B15 | 1203 | 13193 | 13193 | 42.84 | 114.79 | 2 | 69.95
2035 | MISO_W_2_PJM_ROR | MISO_W | PJM_ROR | Internal | Summer | B1 | 10 | 13193 | 1218.57 | 210.6 | 212.6 | 2 | 0
2035 | MISO_W_2_PJM_ROR | MISO_W | PJM_ROR | Internal | Summer | B2 | 25 | 13193 | 9057.94 | 210.6 | 212.6 | 2 | 0
2035 | MISO_W_2_PJM_ROR | MISO_W | PJM_ROR | Internal | Summer | B3 | 75 | 13193 | 83.1 | 202.98 | 204.98 | 2 | 0
2035 | MISO_W_2_PJM_ROR | MISO_W | PJM_ROR | Internal | Summer | B4 | 100 | 13193 | 2163.83 | 168.16 | 170.16 | 2 | 0
2035 | MISO_W_2_PJM_ROR | MISO_W | PJM_ROR | Internal | Summer | B5 | 200 | 13193 | 1932.05 | 151.25 | 153.25 | 2 | 0
2035 | MISO_W_2_PJM_ROR | MISO_W | PJM_ROR | Internal | Summer | B6 | 300 | 13193 | 622.04 | 136.3 | 138.3 | 2 | 0
2035 | MISO_W_2_PJM_ROR | MISO_W | PJM_ROR | Internal | Summer | B7 | 400 | 13193 | 2024.29 | 126.58 | 128.58 | 2 | 0
2035 | MISO_W_2_PJM_ROR | MISO_W | PJM_ROR | Internal | Summer | B8 | 500 | 13193 | 6158.65 | 114.15 | 116.15 | 2 | 0
2035 | MISO_W_2_PJM_ROR | MISO_W | PJM_ROR | Internal | Summer | B9 | 800 | 13193 | 3418.66 | 113.05 | 115.05 | 2 | 0
2035 | MISO_W_2_PJM_ROR | MISO_W | PJM_ROR | Internal | Summer | B10 | 1262 | 13193 | 13192.96 | 111.15 | 113.16 | 2 | 0.01
2035 | MISO_W_2_PJM_ROR | MISO_W | PJM_ROR | Internal | Winter | B16 | 25 | 13193 | 13193 | 42.84 | 125.87 | 2 | 81.03
2035 | MISO_W_2_PJM_ROR | MISO_W | PJM_ROR | Internal | Winter | B17 | 100 | 13193 | 13193 | 42.84 | 119.9 | 2 | 75.06
2035 | MISO_W_2_PJM_ROR | MISO_W | PJM_ROR | Internal | Winter | B18 | 400 | 13193 | 13193 | 115.53 | 118.29 | 2 | 0.76
2035 | MISO_W_2_PJM_ROR | MISO_W | PJM_ROR | Internal | Winter | B19 | 700 | 13193 | 13193 | 115.53 | 118.29 | 2 | 0.76
2035 | MISO_W_2_PJM_ROR | MISO_W | PJM_ROR | Internal | Winter | B20 | 935 | 13193 | 13193 | 70.63 | 118.29 | 2 | 45.66
2035 | MISO_W_2_SPP_N | MISO_W | SPP_N | Internal | Shoulder | B11 | 25 | 3537 | 0 | 122.11 | 117.12 | 7 | 0
2035 | MISO_W_2_SPP_N | MISO_W | SPP_N | Internal | Shoulder | B12 | 200 | 3537 | 0 | 114.71 | 109.71 | 7 | 0
2035 | MISO_W_2_SPP_N | MISO_W | SPP_N | Internal | Shoulder | B13 | 600 | 3537 | 0 | 112.79 | 87.43 | 7 | 0
2035 | MISO_W_2_SPP_N | MISO_W | SPP_N | Internal | Shoulder | B14 | 900 | 3537 | 0 | 112.77 | 1 | 7 | 0
2035 | MISO_W_2_SPP_N | MISO_W | SPP_N | Internal | Shoulder | B15 | 1203 | 3537 | 0 | 42.84 | 1 | 7 | 0
2035 | MISO_W_2_SPP_N | MISO_W | SPP_N | Internal | Summer | B1 | 10 | 3537 | 0 | 210.6 | 1 | 7 | 0
2035 | MISO_W_2_SPP_N | MISO_W | SPP_N | Internal | Summer | B2 | 25 | 3537 | 0 | 210.6 | 193.95 | 7 | 0
2035 | MISO_W_2_SPP_N | MISO_W | SPP_N | Internal | Summer | B3 | 75 | 3537 | 0 | 202.98 | 197.98 | 7 | 0
2035 | MISO_W_2_SPP_N | MISO_W | SPP_N | Internal | Summer | B4 | 100 | 3537 | 0 | 168.16 | 155.12 | 7 | 0
2035 | MISO_W_2_SPP_N | MISO_W | SPP_N | Internal | Summer | B5 | 200 | 3537 | 0 | 151.25 | 140.97 | 7 | 0
2035 | MISO_W_2_SPP_N | MISO_W | SPP_N | Internal | Summer | B6 | 300 | 3537 | 0 | 136.3 | 134.61 | 7 | 0
2035 | MISO_W_2_SPP_N | MISO_W | SPP_N | Internal | Summer | B7 | 400 | 3537 | 0 | 126.58 | 129.59 | 7 | 0
2035 | MISO_W_2_SPP_N | MISO_W | SPP_N | Internal | Summer | B8 | 500 | 3537 | 0 | 114.15 | 112.95 | 7 | 0
2035 | MISO_W_2_SPP_N | MISO_W | SPP_N | Internal | Summer | B9 | 800 | 3537 | 0 | 113.05 | 110.88 | 7 | 0
2035 | MISO_W_2_SPP_N | MISO_W | SPP_N | Internal | Summer | B10 | 1262 | 3537 | 0 | 111.15 | 80.7 | 7 | 0
2035 | MISO_W_2_SPP_N | MISO_W | SPP_N | Internal | Winter | B16 | 25 | 3537 | 0 | 42.84 | 1 | 7 | 0
2035 | MISO_W_2_SPP_N | MISO_W | SPP_N | Internal | Winter | B17 | 100 | 3537 | 0 | 42.84 | 1 | 7 | 0
2035 | MISO_W_2_SPP_N | MISO_W | SPP_N | Internal | Winter | B18 | 400 | 3537 | 0 | 115.53 | 103.54 | 7 | 0
2035 | MISO_W_2_SPP_N | MISO_W | SPP_N | Internal | Winter | B19 | 700 | 3537 | 0 | 115.53 | 1.01 | 7 | 0
2035 | MISO_W_2_SPP_N | MISO_W | SPP_N | Internal | Winter | B20 | 935 | 3537 | 0 | 70.63 | 1 | 7 | 0
2035 | MISO_WUMS_2_MISO_MI | MISO_WUMS | MISO_MI | Internal | Shoulder | B11 | 25 | 787 | 786.59 | 114.79 | 114.86 | 0.01 | 0.06
2035 | MISO_WUMS_2_MISO_MI | MISO_WUMS | MISO_MI | Internal | Shoulder | B12 | 200 | 787 | 0.05 | 114.79 | 114.73 | 0.01 | 0
2035 | MISO_WUMS_2_MISO_MI | MISO_WUMS | MISO_MI | Internal | Shoulder | B13 | 600 | 787 | 0.01 | 114.79 | 114.73 | 0.01 | 0
2035 | MISO_WUMS_2_MISO_MI | MISO_WUMS | MISO_MI | Internal | Shoulder | B14 | 900 | 787 | 0.01 | 114.79 | 114.73 | 0.01 | 0
2035 | MISO_WUMS_2_MISO_MI | MISO_WUMS | MISO_MI | Internal | Shoulder | B15 | 1203 | 787 | 0.06 | 112.79 | 112.79 | 0.01 | 0
2035 | MISO_WUMS_2_MISO_MI | MISO_WUMS | MISO_MI | Internal | Summer | B1 | 10 | 787 | 787 | 131.46 | 163.47 | 0.01 | 32
2035 | MISO_WUMS_2_MISO_MI | MISO_WUMS | MISO_MI | Internal | Summer | B2 | 25 | 787 | 787 | 131.46 | 197.95 | 0.01 | 66.47
2035 | MISO_WUMS_2_MISO_MI | MISO_WUMS | MISO_MI | Internal | Summer | B3 | 75 | 787 | 787 | 149.31 | 163.47 | 0.01 | 14.15
2035 | MISO_WUMS_2_MISO_MI | MISO_WUMS | MISO_MI | Internal | Summer | B4 | 100 | 787 | 787 | 131.46 | 153.59 | 0.01 | 22.11
2035 | MISO_WUMS_2_MISO_MI | MISO_WUMS | MISO_MI | Internal | Summer | B5 | 200 | 787 | 787 | 131.46 | 133.8 | 0.01 | 2.33
2035 | MISO_WUMS_2_MISO_MI | MISO_WUMS | MISO_MI | Internal | Summer | B6 | 300 | 787 | 0.09 | 130.32 | 130.31 | 0.01 | 0
2035 | MISO_WUMS_2_MISO_MI | MISO_WUMS | MISO_MI | Internal | Summer | B7 | 400 | 787 | 681.35 | 113.69 | 113.7 | 0.01 | 0
2035 | MISO_WUMS_2_MISO_MI | MISO_WUMS | MISO_MI | Internal | Summer | B8 | 500 | 787 | 787 | 113.22 | 113.7 | 0.01 | 0.47
2035 | MISO_WUMS_2_MISO_MI | MISO_WUMS | MISO_MI | Internal | Summer | B9 | 800 | 787 | 787 | 113.22 | 113.7 | 0.01 | 0.47
2035 | MISO_WUMS_2_MISO_MI | MISO_WUMS | MISO_MI | Internal | Summer | B10 | 1262 | 787 | 787 | 113.22 | 113.41 | 0.01 | 0.18
2035 | MISO_WUMS_2_MISO_MI | MISO_WUMS | MISO_MI | Internal | Winter | B16 | 25 | 787 | 0.89 | 117.22 | 117.2 | 0.01 | 0
2035 | MISO_WUMS_2_MISO_MI | MISO_WUMS | MISO_MI | Internal | Winter | B17 | 100 | 787 | 0.01 | 117.75 | 117.23 | 0.01 | 0
2035 | MISO_WUMS_2_MISO_MI | MISO_WUMS | MISO_MI | Internal | Winter | B18 | 400 | 787 | 0 | 117.75 | 117.2 | 0.01 | 0
2035 | MISO_WUMS_2_MISO_MI | MISO_WUMS | MISO_MI | Internal | Winter | B19 | 700 | 787 | 0.04 | 117.21 | 117.2 | 0.01 | 0
2035 | MISO_WUMS_2_MISO_MI | MISO_WUMS | MISO_MI | Internal | Winter | B20 | 935 | 787 | 0.06 | 116.29 | 116.29 | 0.01 | 0
2035 | MISO_WUMS_2_MISO_W | MISO_WUMS | MISO_W | Internal | Shoulder | B11 | 25 | 1175 | 1175 | 114.79 | 122.11 | 0.01 | 7.31
2035 | MISO_WUMS_2_MISO_W | MISO_WUMS | MISO_W | Internal | Shoulder | B12 | 200 | 1175 | 0.04 | 114.79 | 114.71 | 0.01 | 0
2035 | MISO_WUMS_2_MISO_W | MISO_WUMS | MISO_W | Internal | Shoulder | B13 | 600 | 1175 | 0 | 114.79 | 112.79 | 0.01 | 0
2035 | MISO_WUMS_2_MISO_W | MISO_WUMS | MISO_W | Internal | Shoulder | B14 | 900 | 1175 | 0 | 114.79 | 112.77 | 0.01 | 0
2035 | MISO_WUMS_2_MISO_W | MISO_WUMS | MISO_W | Internal | Shoulder | B15 | 1203 | 1175 | 0 | 112.79 | 42.84 | 0.01 | 0
2035 | MISO_WUMS_2_MISO_W | MISO_WUMS | MISO_W | Internal | Summer | B1 | 10 | 1175 | 1175 | 131.46 | 210.6 | 0.01 | 79.12
2035 | MISO_WUMS_2_MISO_W | MISO_WUMS | MISO_W | Internal | Summer | B2 | 25 | 1175 | 1175 | 131.46 | 210.6 | 0.01 | 79.12
2035 | MISO_WUMS_2_MISO_W | MISO_WUMS | MISO_W | Internal | Summer | B3 | 75 | 1175 | 1175 | 149.31 | 202.98 | 0.01 | 53.66
2035 | MISO_WUMS_2_MISO_W | MISO_WUMS | MISO_W | Internal | Summer | B4 | 100 | 1175 | 1175 | 131.46 | 168.16 | 0.01 | 36.69
2035 | MISO_WUMS_2_MISO_W | MISO_WUMS | MISO_W | Internal | Summer | B5 | 200 | 1175 | 1175 | 131.46 | 151.25 | 0.01 | 19.78
2035 | MISO_WUMS_2_MISO_W | MISO_WUMS | MISO_W | Internal | Summer | B6 | 300 | 1175 | 1175 | 130.32 | 136.3 | 0.01 | 5.96
2035 | MISO_WUMS_2_MISO_W | MISO_WUMS | MISO_W | Internal | Summer | B7 | 400 | 1175 | 1175 | 113.69 | 126.58 | 0.01 | 12.88
2035 | MISO_WUMS_2_MISO_W | MISO_WUMS | MISO_W | Internal | Summer | B8 | 500 | 1175 | 1175 | 113.22 | 114.15 | 0.01 | 0.92
2035 | MISO_WUMS_2_MISO_W | MISO_WUMS | MISO_W | Internal | Summer | B9 | 800 | 1175 | 0 | 113.22 | 113.05 | 0.01 | 0
2035 | MISO_WUMS_2_MISO_W | MISO_WUMS | MISO_W | Internal | Summer | B10 | 1262 | 1175 | 0 | 113.22 | 111.15 | 0.01 | 0
2035 | MISO_WUMS_2_MISO_W | MISO_WUMS | MISO_W | Internal | Winter | B16 | 25 | 1175 | 0 | 117.22 | 42.84 | 0.01 | 0
2035 | MISO_WUMS_2_MISO_W | MISO_WUMS | MISO_W | Internal | Winter | B17 | 100 | 1175 | 0 | 117.75 | 42.84 | 0.01 | 0
2035 | MISO_WUMS_2_MISO_W | MISO_WUMS | MISO_W | Internal | Winter | B18 | 400 | 1175 | 0 | 117.75 | 115.53 | 0.01 | 0
2035 | MISO_WUMS_2_MISO_W | MISO_WUMS | MISO_W | Internal | Winter | B19 | 700 | 1175 | 0 | 117.21 | 115.53 | 0.01 | 0
2035 | MISO_WUMS_2_MISO_W | MISO_WUMS | MISO_W | Internal | Winter | B20 | 935 | 1175 | 0 | 116.29 | 70.63 | 0.01 | 0
2035 | MISO_WUMS_2_PJM_ROR | MISO_WUMS | PJM_ROR | Internal | Shoulder | B11 | 25 | 1600 | 1600 | 114.79 | 124.11 | 2 | 7.32
2035 | MISO_WUMS_2_PJM_ROR | MISO_WUMS | PJM_ROR | Internal | Shoulder | B12 | 200 | 1600 | 0.05 | 114.79 | 116.71 | 2 | 0
2035 | MISO_WUMS_2_PJM_ROR | MISO_WUMS | PJM_ROR | Internal | Shoulder | B13 | 600 | 1600 | 0 | 114.79 | 114.79 | 2 | 0
2035 | MISO_WUMS_2_PJM_ROR | MISO_WUMS | PJM_ROR | Internal | Shoulder | B14 | 900 | 1600 | 0 | 114.79 | 114.79 | 2 | 0
2035 | MISO_WUMS_2_PJM_ROR | MISO_WUMS | PJM_ROR | Internal | Shoulder | B15 | 1203 | 1600 | 547.58 | 112.79 | 114.79 | 2 | 0
2035 | MISO_WUMS_2_PJM_ROR | MISO_WUMS | PJM_ROR | Internal | Summer | B1 | 10 | 1600 | 1600 | 131.46 | 212.6 | 2 | 79.13
2035 | MISO_WUMS_2_PJM_ROR | MISO_WUMS | PJM_ROR | Internal | Summer | B2 | 25 | 1600 | 1600 | 131.46 | 212.6 | 2 | 79.13
2035 | MISO_WUMS_2_PJM_ROR | MISO_WUMS | PJM_ROR | Internal | Summer | B3 | 75 | 1600 | 1600 | 149.31 | 204.98 | 2 | 53.67
2035 | MISO_WUMS_2_PJM_ROR | MISO_WUMS | PJM_ROR | Internal | Summer | B4 | 100 | 1600 | 1600 | 131.46 | 170.16 | 2 | 36.7
2035 | MISO_WUMS_2_PJM_ROR | MISO_WUMS | PJM_ROR | Internal | Summer | B5 | 200 | 1600 | 1600 | 131.46 | 153.25 | 2 | 19.79
2035 | MISO_WUMS_2_PJM_ROR | MISO_WUMS | PJM_ROR | Internal | Summer | B6 | 300 | 1600 | 1600 | 130.32 | 138.3 | 2 | 5.98
2035 | MISO_WUMS_2_PJM_ROR | MISO_WUMS | PJM_ROR | Internal | Summer | B7 | 400 | 1600 | 1600 | 113.69 | 128.58 | 2 | 12.89
2035 | MISO_WUMS_2_PJM_ROR | MISO_WUMS | PJM_ROR | Internal | Summer | B8 | 500 | 1600 | 1600 | 113.22 | 116.15 | 2 | 0.93
2035 | MISO_WUMS_2_PJM_ROR | MISO_WUMS | PJM_ROR | Internal | Summer | B9 | 800 | 1600 | 0 | 113.22 | 115.05 | 2 | 0
2035 | MISO_WUMS_2_PJM_ROR | MISO_WUMS | PJM_ROR | Internal | Summer | B10 | 1262 | 1600 | 0 | 113.22 | 113.16 | 2 | 0
2035 | MISO_WUMS_2_PJM_ROR | MISO_WUMS | PJM_ROR | Internal | Winter | B16 | 25 | 1600 | 1600 | 117.22 | 125.87 | 2 | 6.65
2035 | MISO_WUMS_2_PJM_ROR | MISO_WUMS | PJM_ROR | Internal | Winter | B17 | 100 | 1600 | 1599.96 | 117.75 | 119.9 | 2 | 0.16
2035 | MISO_WUMS_2_PJM_ROR | MISO_WUMS | PJM_ROR | Internal | Winter | B18 | 400 | 1600 | 0 | 117.75 | 118.29 | 2 | 0
2035 | MISO_WUMS_2_PJM_ROR | MISO_WUMS | PJM_ROR | Internal | Winter | B19 | 700 | 1600 | 0 | 117.21 | 118.29 | 2 | 0
2035 | MISO_WUMS_2_PJM_ROR | MISO_WUMS | PJM_ROR | Internal | Winter | B20 | 935 | 1600 | 1507.75 | 116.29 | 118.29 | 2 | 0
2035 | NE_2_MAPP_US | NE | MAPP_US | Internal | Shoulder | B11 | 25 | 1600 | 0 | 117.11 | 117.45 | 5 | 0
2035 | NE_2_MAPP_US | NE | MAPP_US | Internal | Shoulder | B12 | 200 | 1600 | 95.63 | 109.71 | 114.71 | 5 | 0
2035 | NE_2_MAPP_US | NE | MAPP_US | Internal | Shoulder | B13 | 600 | 1600 | 1600 | 87.44 | 105.79 | 5 | 13.35
2035 | NE_2_MAPP_US | NE | MAPP_US | Internal | Shoulder | B14 | 900 | 1600 | 1600 | 1.01 | 105.77 | 5 | 99.75
2035 | NE_2_MAPP_US | NE | MAPP_US | Internal | Shoulder | B15 | 1203 | 1600 | 1600 | 1 | 42.84 | 5 | 36.84
2035 | NE_2_MAPP_US | NE | MAPP_US | Internal | Summer | B1 | 10 | 1600 | 0 | 214.95 | 207.96 | 5 | 0
2035 | NE_2_MAPP_US | NE | MAPP_US | Internal | Summer | B2 | 25 | 1600 | 0 | 205.6 | 206.66 | 5 | 0
2035 | NE_2_MAPP_US | NE | MAPP_US | Internal | Summer | B3 | 75 | 1600 | 171.85 | 197.98 | 202.98 | 5 | 0
2035 | NE_2_MAPP_US | NE | MAPP_US | Internal | Summer | B4 | 100 | 1600 | 234.84 | 167.62 | 172.62 | 5 | 0
2035 | NE_2_MAPP_US | NE | MAPP_US | Internal | Summer | B5 | 200 | 1600 | 355.87 | 146.25 | 151.25 | 5 | 0
2035 | NE_2_MAPP_US | NE | MAPP_US | Internal | Summer | B6 | 300 | 1600 | 191.65 | 134.62 | 139.62 | 5 | 0
2035 | NE_2_MAPP_US | NE | MAPP_US | Internal | Summer | B7 | 400 | 1600 | 0 | 129.58 | 133.57 | 5 | 0
2035 | NE_2_MAPP_US | NE | MAPP_US | Internal | Summer | B8 | 500 | 1600 | 69.85 | 109.15 | 114.15 | 5 | 0
2035 | NE_2_MAPP_US | NE | MAPP_US | Internal | Summer | B9 | 800 | 1600 | 446.25 | 108.05 | 113.05 | 5 | 0
2035 | NE_2_MAPP_US | NE | MAPP_US | Internal | Summer | B10 | 1262 | 1600 | 941.14 | 99.15 | 104.15 | 5 | 0
2035 | NE_2_MAPP_US | NE | MAPP_US | Internal | Winter | B16 | 25 | 1600 | 1600 | 1 | 49.84 | 5 | 43.84
2035 | NE_2_MAPP_US | NE | MAPP_US | Internal | Winter | B17 | 100 | 1600 | 1600 | 1 | 49.84 | 5 | 43.84
2035 | NE_2_MAPP_US | NE | MAPP_US | Internal | Winter | B18 | 400 | 1600 | 706.53 | 103.53 | 108.53 | 5 | 0
2035 | NE_2_MAPP_US | NE | MAPP_US | Internal | Winter | B19 | 700 | 1600 | 1600 | 1.03 | 108.53 | 5 | 102.5
2035 | NE_2_MAPP_US | NE | MAPP_US | Internal | Winter | B20 | 935 | 1600 | 1600 | 1 | 73.5 | 5 | 67.5
2035 | NE_2_MISO_W | NE | MISO_W | Internal | Shoulder | B11 | 25 | 4089 | 252.54 | 117.11 | 122.11 | 5 | 0
2035 | NE_2_MISO_W | NE | MISO_W | Internal | Shoulder | B12 | 200 | 4089 | 4007.76 | 109.71 | 114.71 | 5 | 0
2035 | NE_2_MISO_W | NE | MISO_W | Internal | Shoulder | B13 | 600 | 4089 | 4089 | 87.44 | 112.79 | 5 | 20.35
2035 | NE_2_MISO_W | NE | MISO_W | Internal | Shoulder | B14 | 900 | 4089 | 4089 | 1.01 | 112.77 | 5 | 106.75
2035 | NE_2_MISO_W | NE | MISO_W | Internal | Shoulder | B15 | 1203 | 4089 | 4089 | 1 | 42.84 | 5 | 36.84
2035 | NE_2_MISO_W | NE | MISO_W | Internal | Summer | B1 | 10 | 4089 | 0 | 214.95 | 210.6 | 5 | 0
2035 | NE_2_MISO_W | NE | MISO_W | Internal | Summer | B2 | 25 | 4089 | 2856.43 | 205.6 | 210.6 | 5 | 0
2035 | NE_2_MISO_W | NE | MISO_W | Internal | Summer | B3 | 75 | 4089 | 608.45 | 197.98 | 202.98 | 5 | 0
2035 | NE_2_MISO_W | NE | MISO_W | Internal | Summer | B4 | 100 | 4089 | 0 | 167.62 | 168.16 | 5 | 0
2035 | NE_2_MISO_W | NE | MISO_W | Internal | Summer | B5 | 200 | 4089 | 69.1 | 146.25 | 151.25 | 5 | 0
2035 | NE_2_MISO_W | NE | MISO_W | Internal | Summer | B6 | 300 | 4089 | 0 | 134.62 | 136.3 | 5 | 0
2035 | NE_2_MISO_W | NE | MISO_W | Internal | Summer | B7 | 400 | 4089 | 0 | 129.58 | 126.58 | 5 | 0
2035 | NE_2_MISO_W | NE | MISO_W | Internal | Summer | B8 | 500 | 4089 | 510.21 | 109.15 | 114.15 | 5 | 0
2035 | NE_2_MISO_W | NE | MISO_W | Internal | Summer | B9 | 800 | 4089 | 319.27 | 108.05 | 113.05 | 5 | 0
2035 | NE_2_MISO_W | NE | MISO_W | Internal | Summer | B10 | 1262 | 4089 | 4089 | 99.15 | 111.15 | 5 | 7
2035 | NE_2_MISO_W | NE | MISO_W | Internal | Winter | B16 | 25 | 4089 | 4089 | 1 | 42.84 | 5 | 36.84
2035 | NE_2_MISO_W | NE | MISO_W | Internal | Winter | B17 | 100 | 4089 | 4089 | 1 | 42.84 | 5 | 36.84
2035 | NE_2_MISO_W | NE | MISO_W | Internal | Winter | B18 | 400 | 4089 | 4089 | 103.53 | 115.53 | 5 | 7
2035 | NE_2_MISO_W | NE | MISO_W | Internal | Winter | B19 | 700 | 4089 | 4089 | 1.03 | 115.53 | 5 | 109.5
2035 | NE_2_MISO_W | NE | MISO_W | Internal | Winter | B20 | 935 | 4089 | 4089 | 1 | 70.63 | 5 | 64.63
2035 | NE_2_SPP_N | NE | SPP_N | Internal | Shoulder | B11 | 25 | 1960 | 1407.69 | 117.11 | 117.12 | 0.01 | 0
2035 | NE_2_SPP_N | NE | SPP_N | Internal | Shoulder | B12 | 200 | 1960 | 0.3 | 109.71 | 109.71 | 0.01 | 0
2035 | NE_2_SPP_N | NE | SPP_N | Internal | Shoulder | B13 | 600 | 1960 | 0.04 | 87.44 | 87.43 | 0.01 | 0
2035 | NE_2_SPP_N | NE | SPP_N | Internal | Shoulder | B14 | 900 | 1960 | 0.03 | 1.01 | 1 | 0.01 | 0
2035 | NE_2_SPP_N | NE | SPP_N | Internal | Shoulder | B15 | 1203 | 1960 | 0.04 | 1 | 1 | 0.01 | 0
2035 | NE_2_SPP_N | NE | SPP_N | Internal | Summer | B1 | 10 | 1960 | 0 | 214.95 | 1 | 0.01 | 0
2035 | NE_2_SPP_N | NE | SPP_N | Internal | Summer | B2 | 25 | 1960 | 0 | 205.6 | 193.95 | 0.01 | 0
2035 | NE_2_SPP_N | NE | SPP_N | Internal | Summer | B3 | 75 | 1960 | 0.59 | 197.98 | 197.98 | 0.01 | 0
2035 | NE_2_SPP_N | NE | SPP_N | Internal | Summer | B4 | 100 | 1960 | 0 | 167.62 | 155.12 | 0.01 | 0
2035 | NE_2_SPP_N | NE | SPP_N | Internal | Summer | B5 | 200 | 1960 | 0 | 146.25 | 140.97 | 0.01 | 0
2035 | NE_2_SPP_N | NE | SPP_N | Internal | Summer | B6 | 300 | 1960 | 0.08 | 134.62 | 134.61 | 0.01 | 0
2035 | NE_2_SPP_N | NE | SPP_N | Internal | Summer | B7 | 400 | 1960 | 1184.37 | 129.58 | 129.59 | 0.01 | 0
2035 | NE_2_SPP_N | NE | SPP_N | Internal | Summer | B8 | 500 | 1960 | 1960 | 109.15 | 112.95 | 0.01 | 3.79
2035 | NE_2_SPP_N | NE | SPP_N | Internal | Summer | B9 | 800 | 1960 | 1960 | 108.05 | 110.88 | 0.01 | 2.81
2035 | NE_2_SPP_N | NE | SPP_N | Internal | Summer | B10 | 1262 | 1960 | 0 | 99.15 | 80.7 | 0.01 | 0
2035 | NE_2_SPP_N | NE | SPP_N | Internal | Winter | B16 | 25 | 1960 | 2.02 | 1 | 1 | 0.01 | 0
2035 | NE_2_SPP_N | NE | SPP_N | Internal | Winter | B17 | 100 | 1960 | 0.51 | 1 | 1 | 0.01 | 0
2035 | NE_2_SPP_N | NE | SPP_N | Internal | Winter | B18 | 400 | 1960 | 1741.55 | 103.53 | 103.54 | 0.01 | 0
2035 | NE_2_SPP_N | NE | SPP_N | Internal | Winter | B19 | 700 | 1960 | 0.04 | 1.03 | 1.01 | 0.01 | 0
2035 | NE_2_SPP_N | NE | SPP_N | Internal | Winter | B20 | 935 | 1960 | 0.06 | 1 | 1 | 0.01 | 0
2035 | NEISO_2_NYISO_A-F | NEISO | NYISO_A-F | Internal | Shoulder | B11 | 25 | 600 | 599.99 | 109.47 | 114.86 | 3 | 2.39
2035 | NEISO_2_NYISO_A-F | NEISO | NYISO_A-F | Internal | Shoulder | B12 | 200 | 600 | 341.56 | 119.68 | 122.68 | 3 | 0
2035 | NEISO_2_NYISO_A-F | NEISO | NYISO_A-F | Internal | Shoulder | B13 | 600 | 600 | 429.83 | 109.47 | 112.47 | 3 | 0
2035 | NEISO_2_NYISO_A-F | NEISO | NYISO_A-F | Internal | Shoulder | B14 | 900 | 600 | 0 | 108.1 | 110.26 | 3 | 0
2035 | NEISO_2_NYISO_A-F | NEISO | NYISO_A-F | Internal | Shoulder | B15 | 1203 | 600 | 0 | 108.1 | 110.26 | 3 | 0
2035 | NEISO_2_NYISO_A-F | NEISO | NYISO_A-F | Internal | Summer | B1 | 10 | 600 | 0 | 151.86 | 129.7 | 3 | 0
2035 | NEISO_2_NYISO_A-F | NEISO | NYISO_A-F | Internal | Summer | B2 | 25 | 600 | 0 | 181.46 | 155.03 | 3 | 0
2035 | NEISO_2_NYISO_A-F | NEISO | NYISO_A-F | Internal | Summer | B3 | 75 | 600 | 567.8 | 151.86 | 154.86 | 3 | 0
2035 | NEISO_2_NYISO_A-F | NEISO | NYISO_A-F | Internal | Summer | B4 | 100 | 600 | 600 | 136.16 | 155.03 | 3 | 15.87
2035 | NEISO_2_NYISO_A-F | NEISO | NYISO_A-F | Internal | Summer | B5 | 200 | 600 | 600 | 123.43 | 142.71 | 3 | 16.29
2035 | NEISO_2_NYISO_A-F | NEISO | NYISO_A-F | Internal | Summer | B6 | 300 | 600 | 600 | 123.43 | 130.31 | 3 | 3.88
2035 | NEISO_2_NYISO_A-F | NEISO | NYISO_A-F | Internal | Summer | B7 | 400 | 600 | 27.02 | 123.43 | 126.43 | 3 | 0
2035 | NEISO_2_NYISO_A-F | NEISO | NYISO_A-F | Internal | Summer | B8 | 500 | 600 | 0 | 123.43 | 125.82 | 3 | 0
2035 | NEISO_2_NYISO_A-F | NEISO | NYISO_A-F | Internal | Summer | B9 | 800 | 600 | 0 | 118.09 | 115.09 | 3 | 0
2035 | NEISO_2_NYISO_A-F | NEISO | NYISO_A-F | Internal | Summer | B10 | 1262 | 600 | 0.02 | 112.11 | 115.09 | 3 | 0
2035 | NEISO_2_NYISO_A-F | NEISO | NYISO_A-F | Internal | Winter | B16 | 25 | 600 | 91.85 | 118.98 | 121.98 | 3 | 0
2035 | NEISO_2_NYISO_A-F | NEISO | NYISO_A-F | Internal | Winter | B17 | 100 | 600 | 0 | 118.98 | 118.7 | 3 | 0
2035 | NEISO_2_NYISO_A-F | NEISO | NYISO_A-F | Internal | Winter | B18 | 400 | 600 | 0 | 113.81 | 114.49 | 3 | 0
2035 | NEISO_2_NYISO_A-F | NEISO | NYISO_A-F | Internal | Winter | B19 | 700 | 600 | 52.59 | 107.3 | 110.3 | 3 | 0
2035 | NEISO_2_NYISO_A-F | NEISO | NYISO_A-F | Internal | Winter | B20 | 935 | 600 | 55.96 | 107.3 | 110.3 | 3 | 0
2035 | NEISO_2_NYISO_G-I | NEISO | NYISO_G-I | Internal | Shoulder | B11 | 25 | 600 | 600 | 109.47 | 127.82 | 3 | 15.35
2035 | NEISO_2_NYISO_G-I | NEISO | NYISO_G-I | Internal | Shoulder | B12 | 200 | 600 | 600 | 119.68 | 127.82 | 3 | 5.14
2035 | NEISO_2_NYISO_G-I | NEISO | NYISO_G-I | Internal | Shoulder | B13 | 600 | 600 | 600 | 109.47 | 119.54 | 3 | 7.07
2035 | NEISO_2_NYISO_G-I | NEISO | NYISO_G-I | Internal | Shoulder | B14 | 900 | 600 | 0.06 | 108.1 | 111.09 | 3 | 0
2035 | NEISO_2_NYISO_G-I | NEISO | NYISO_G-I | Internal | Shoulder | B15 | 1203 | 600 | 0 | 108.1 | 110.27 | 3 | 0
2035 | NEISO_2_NYISO_G-I | NEISO | NYISO_G-I | Internal | Summer | B1 | 10 | 600 | 600 | 151.86 | 204.62 | 3 | 49.76
2035 | NEISO_2_NYISO_G-I | NEISO | NYISO_G-I | Internal | Summer | B2 | 25 | 600 | 600 | 181.46 | 204.61 | 3 | 20.14
2035 | NEISO_2_NYISO_G-I | NEISO | NYISO_G-I | Internal | Summer | B3 | 75 | 600 | 600 | 151.86 | 177.61 | 3 | 22.75
2035 | NEISO_2_NYISO_G-I | NEISO | NYISO_G-I | Internal | Summer | B4 | 100 | 600 | 600 | 136.16 | 162.19 | 3 | 23.02
2035 | NEISO_2_NYISO_G-I | NEISO | NYISO_G-I | Internal | Summer | B5 | 200 | 600 | 600 | 123.43 | 145.27 | 3 | 18.85
2035 | NEISO_2_NYISO_G-I | NEISO | NYISO_G-I | Internal | Summer | B6 | 300 | 600 | 600 | 123.43 | 130.32 | 3 | 3.89
2035 | NEISO_2_NYISO_G-I | NEISO | NYISO_G-I | Internal | Summer | B7 | 400 | 600 | 599.86 | 123.43 | 126.44 | 3 | 0.01
2035 | NEISO_2_NYISO_G-I | NEISO | NYISO_G-I | Internal | Summer | B8 | 500 | 600 | 0 | 123.43 | 125.83 | 3 | 0
2035 | NEISO_2_NYISO_G-I | NEISO | NYISO_G-I | Internal | Summer | B9 | 800 | 600 | 0.06 | 118.09 | 121.08 | 3 | 0
2035 | NEISO_2_NYISO_G-I | NEISO | NYISO_G-I | Internal | Summer | B10 | 1262 | 600 | 0.04 | 112.11 | 115.1 | 3 | 0
2035 | NEISO_2_NYISO_G-I | NEISO | NYISO_G-I | Internal | Winter | B16 | 25 | 600 | 600 | 118.98 | 137.87 | 3 | 15.89
2035 | NEISO_2_NYISO_G-I | NEISO | NYISO_G-I | Internal | Winter | B17 | 100 | 600 | 600 | 118.98 | 137.87 | 3 | 15.89
2035 | NEISO_2_NYISO_G-I | NEISO | NYISO_G-I | Internal | Winter | B18 | 400 | 600 | 600 | 113.81 | 130.65 | 3 | 13.84
2035 | NEISO_2_NYISO_G-I | NEISO | NYISO_G-I | Internal | Winter | B19 | 700 | 600 | 600 | 107.3 | 118.66 | 3 | 8.36
2035 | NEISO_2_NYISO_G-I | NEISO | NYISO_G-I | Internal | Winter | B20 | 935 | 600 | 600 | 107.3 | 118.66 | 3 | 8.36
2035 | NEISO_2_NYISO_J-K | NEISO | NYISO_J-K | Internal | Shoulder | B11 | 25 | 745 | 745 | 109.47 | 127.83 | 3 | 15.36
2035 | NEISO_2_NYISO_J-K | NEISO | NYISO_J-K | Internal | Shoulder | B12 | 200 | 745 | 745 | 119.68 | 127.83 | 3 | 5.15
2035 | NEISO_2_NYISO_J-K | NEISO | NYISO_J-K | Internal | Shoulder | B13 | 600 | 745 | 745 | 109.47 | 119.55 | 3 | 7.08
2035 | NEISO_2_NYISO_J-K | NEISO | NYISO_J-K | Internal | Shoulder | B14 | 900 | 745 | 152.48 | 108.1 | 111.1 | 3 | 0
2035 | NEISO_2_NYISO_J-K | NEISO | NYISO_J-K | Internal | Shoulder | B15 | 1203 | 745 | 0 | 108.1 | 110.29 | 3 | 0
2035 | NEISO_2_NYISO_J-K | NEISO | NYISO_J-K | Internal | Summer | B1 | 10 | 745 | 745 | 151.86 | 204.63 | 3 | 49.77
2035 | NEISO_2_NYISO_J-K | NEISO | NYISO_J-K | Internal | Summer | B2 | 25 | 745 | 745 | 181.46 | 204.62 | 3 | 20.15
2035 | NEISO_2_NYISO_J-K | NEISO | NYISO_J-K | Internal | Summer | B3 | 75 | 745 | 745 | 151.86 | 177.62 | 3 | 22.77
2035 | NEISO_2_NYISO_J-K | NEISO | NYISO_J-K | Internal | Summer | B4 | 100 | 745 | 745 | 136.16 | 176.19 | 3 | 37.02
2035 | NEISO_2_NYISO_J-K | NEISO | NYISO_J-K | Internal | Summer | B5 | 200 | 745 | 745 | 123.43 | 159.27 | 3 | 32.85
2035 | NEISO_2_NYISO_J-K | NEISO | NYISO_J-K | Internal | Summer | B6 | 300 | 745 | 745 | 123.43 | 132.21 | 3 | 5.78
2035 | NEISO_2_NYISO_J-K | NEISO | NYISO_J-K | Internal | Summer | B7 | 400 | 745 | 744.93 | 123.43 | 126.45 | 3 | 0.02
2035 | NEISO_2_NYISO_J-K | NEISO | NYISO_J-K | Internal | Summer | B8 | 500 | 745 | 0 | 123.43 | 125.84 | 3 | 0
2035 | NEISO_2_NYISO_J-K | NEISO | NYISO_J-K | Internal | Summer | B9 | 800 | 745 | 35.36 | 118.09 | 121.09 | 3 | 0
2035 | NEISO_2_NYISO_J-K | NEISO | NYISO_J-K | Internal | Summer | B10 | 1262 | 745 | 455.73 | 112.11 | 115.11 | 3 | 0
2035 | NEISO_2_NYISO_J-K | NEISO | NYISO_J-K | Internal | Winter | B16 | 25 | 745 | 745 | 118.98 | 140.93 | 3 | 18.95
2035 | NEISO_2_NYISO_J-K | NEISO | NYISO_J-K | Internal | Winter | B17 | 100 | 745 | 745 | 118.98 | 140.93 | 3 | 18.95
2035 | NEISO_2_NYISO_J-K | NEISO | NYISO_J-K | Internal | Winter | B18 | 400 | 745 | 745 | 113.81 | 134.87 | 3 | 18.06
2035 | NEISO_2_NYISO_J-K | NEISO | NYISO_J-K | Internal | Winter | B19 | 700 | 745 | 745 | 107.3 | 121.26 | 3 | 10.96
2035 | NEISO_2_NYISO_J-K | NEISO | NYISO_J-K | Internal | Winter | B20 | 935 | 745 | 745 | 107.3 | 121.26 | 3 | 10.96
2035 | NonRTO_Midwest_2_MISO_IN | NonRTO_Midwest | MISO_IN | Internal | Shoulder | B11 | 25 | 4450 | 0 | 122.85 | 114.85 | 8 | 0
2035 | NonRTO_Midwest_2_MISO_IN | NonRTO_Midwest | MISO_IN | Internal | Shoulder | B12 | 200 | 4450 | 0 | 122.71 | 114.71 | 8 | 0
2035 | NonRTO_Midwest_2_MISO_IN | NonRTO_Midwest | MISO_IN | Internal | Shoulder | B13 | 600 | 4450 | 0 | 119.24 | 114.71 | 8 | 0
2035 | NonRTO_Midwest_2_MISO_IN | NonRTO_Midwest | MISO_IN | Internal | Shoulder | B14 | 900 | 4450 | 0 | 118.54 | 112.79 | 8 | 0
2035 | NonRTO_Midwest_2_MISO_IN | NonRTO_Midwest | MISO_IN | Internal | Shoulder | B15 | 1203 | 4450 | 0 | 118.54 | 110.6 | 8 | 0
2035 | NonRTO_Midwest_2_MISO_IN | NonRTO_Midwest | MISO_IN | Internal | Summer | B1 | 10 | 4450 | 0 | 201.6 | 131.68 | 8 | 0
2035 | NonRTO_Midwest_2_MISO_IN | NonRTO_Midwest | MISO_IN | Internal | Summer | B2 | 25 | 4450 | 0 | 205.94 | 197.94 | 8 | 0
2035 | NonRTO_Midwest_2_MISO_IN | NonRTO_Midwest | MISO_IN | Internal | Summer | B3 | 75 | 4450 | 0 | 171.46 | 163.46 | 8 | 0
2035 | NonRTO_Midwest_2_MISO_IN | NonRTO_Midwest | MISO_IN | Internal | Summer | B4 | 100 | 4450 | 0 | 161.58 | 153.58 | 8 | 0
2035 | NonRTO_Midwest_2_MISO_IN | NonRTO_Midwest | MISO_IN | Internal | Summer | B5 | 200 | 4450 | 0 | 141.79 | 133.79 | 8 | 0
2035 | NonRTO_Midwest_2_MISO_IN | NonRTO_Midwest | MISO_IN | Internal | Summer | B6 | 300 | 4450 | 0 | 138.3 | 130.3 | 8 | 0
2035 | NonRTO_Midwest_2_MISO_IN | NonRTO_Midwest | MISO_IN | Internal | Summer | B7 | 400 | 4450 | 0 | 120 | 113.69 | 8 | 0
2035 | NonRTO_Midwest_2_MISO_IN | NonRTO_Midwest | MISO_IN | Internal | Summer | B8 | 500 | 4450 | 0 | 117.03 | 113.4 | 8 | 0
2035 | NonRTO_Midwest_2_MISO_IN | NonRTO_Midwest | MISO_IN | Internal | Summer | B9 | 800 | 4450 | 0 | 117.03 | 113.4 | 8 | 0
2035 | NonRTO_Midwest_2_MISO_IN | NonRTO_Midwest | MISO_IN | Internal | Summer | B10 | 1262 | 4450 | 0 | 117.03 | 113.4 | 8 | 0
2035 | NonRTO_Midwest_2_MISO_IN | NonRTO_Midwest | MISO_IN | Internal | Winter | B16 | 25 | 4450 | 0 | 121.86 | 113.86 | 8 | 0
2035 | NonRTO_Midwest_2_MISO_IN | NonRTO_Midwest | MISO_IN | Internal | Winter | B17 | 100 | 4450 | 0 | 125.21 | 117.21 | 8 | 0
2035 | NonRTO_Midwest_2_MISO_IN | NonRTO_Midwest | MISO_IN | Internal | Winter | B18 | 400 | 4450 | 0 | 123.53 | 115.53 | 8 | 0
2035 | NonRTO_Midwest_2_MISO_IN | NonRTO_Midwest | MISO_IN | Internal | Winter | B19 | 700 | 4450 | 0 | 121.86 | 115.53 | 8 | 0
2035 | NonRTO_Midwest_2_MISO_IN | NonRTO_Midwest | MISO_IN | Internal | Winter | B20 | 935 | 4450 | 0 | 121.86 | 113.86 | 8 | 0
2035 | NonRTO_Midwest_2_TVA_Transmission | NonRTO_Midwest | TVA_Transmission | Internal | Shoulder | B11 | 25 | 2400 | 0.03 | 122.85 | 130.1 | 8 | 0
2035 | NonRTO_Midwest_2_TVA_Transmission | NonRTO_Midwest | TVA_Transmission | Internal | Shoulder | B12 | 200 | 2400 | 0 | 122.71 | 120.29 | 8 | 0
2035 | NonRTO_Midwest_2_TVA_Transmission | NonRTO_Midwest | TVA_Transmission | Internal | Shoulder | B13 | 600 | 2400 | 0 | 119.24 | 118.88 | 8 | 0
2035 | NonRTO_Midwest_2_TVA_Transmission | NonRTO_Midwest | TVA_Transmission | Internal | Shoulder | B14 | 900 | 2400 | 0 | 118.54 | 118.87 | 8 | 0
2035 | NonRTO_Midwest_2_TVA_Transmission | NonRTO_Midwest | TVA_Transmission | Internal | Shoulder | B15 | 1203 | 2400 | 0 | 118.54 | 118.59 | 8 | 0
2035 | NonRTO_Midwest_2_TVA_Transmission | NonRTO_Midwest | TVA_Transmission | Internal | Summer | B1 | 10 | 2400 | 2212.04 | 201.6 | 209.6 | 8 | 0
2035 | NonRTO_Midwest_2_TVA_Transmission | NonRTO_Midwest | TVA_Transmission | Internal | Summer | B2 | 25 | 2400 | 593.41 | 205.94 | 213.94 | 8 | 0
2035 | NonRTO_Midwest_2_TVA_Transmission | NonRTO_Midwest | TVA_Transmission | Internal | Summer | B3 | 75 | 2400 | 2400 | 171.46 | 201.98 | 8 | 22.52
2035 | NonRTO_Midwest_2_TVA_Transmission | NonRTO_Midwest | TVA_Transmission | Internal | Summer | B4 | 100 | 2400 | 0 | 161.58 | 164.82 | 8 | 0
2035 | NonRTO_Midwest_2_TVA_Transmission | NonRTO_Midwest | TVA_Transmission | Internal | Summer | B5 | 200 | 2400 | 0 | 141.79 | 147.8 | 8 | 0
2035 | NonRTO_Midwest_2_TVA_Transmission | NonRTO_Midwest | TVA_Transmission | Internal | Summer | B6 | 300 | 2400 | 0 | 138.3 | 137.33 | 8 | 0
2035 | NonRTO_Midwest_2_TVA_Transmission | NonRTO_Midwest | TVA_Transmission | Internal | Summer | B7 | 400 | 2400 | 639.36 | 120 | 128 | 8 | 0
2035 | NonRTO_Midwest_2_TVA_Transmission | NonRTO_Midwest | TVA_Transmission | Internal | Summer | B8 | 500 | 2400 | 0 | 117.03 | 119.45 | 8 | 0
2035 | NonRTO_Midwest_2_TVA_Transmission | NonRTO_Midwest | TVA_Transmission | Internal | Summer | B9 | 800 | 2400 | 0 | 117.03 | 118.57 | 8 | 0
2035 | NonRTO_Midwest_2_TVA_Transmission | NonRTO_Midwest | TVA_Transmission | Internal | Summer | B10 | 1262 | 2400 | 0 | 117.03 | 117.57 | 8 | 0
2035 | NonRTO_Midwest_2_TVA_Transmission | NonRTO_Midwest | TVA_Transmission | Internal | Winter | B16 | 25 | 2400 | 203.61 | 121.86 | 129.86 | 8 | 0
2035 | NonRTO_Midwest_2_TVA_Transmission | NonRTO_Midwest | TVA_Transmission | Internal | Winter | B17 | 100 | 2400 | 0 | 125.21 | 121.8 | 8 | 0
2035 | NonRTO_Midwest_2_TVA_Transmission | NonRTO_Midwest | TVA_Transmission | Internal | Winter | B18 | 400 | 2400 | 0 | 123.53 | 121.73 | 8 | 0
2035 | NonRTO_Midwest_2_TVA_Transmission | NonRTO_Midwest | TVA_Transmission | Internal | Winter | B19 | 700 | 2400 | 0 | 121.86 | 121.73 | 8 | 0
2035 | NonRTO_Midwest_2_TVA_Transmission | NonRTO_Midwest | TVA_Transmission | Internal | Winter | B20 | 935 | 2400 | 0 | 121.86 | 121.37 | 8 | 0
2035 | NYISO_A-F_2_IESO | NYISO_A-F | IESO | Internal | Shoulder | B11 | 25 | 1600 | 0 | 114.86 | 107.86 | 7 | 0
2035 | NYISO_A-F_2_IESO | NYISO_A-F | IESO | Internal | Shoulder | B12 | 200 | 1600 | 0 | 122.68 | 103.26 | 7 | 0
2035 | NYISO_A-F_2_IESO | NYISO_A-F | IESO | Internal | Shoulder | B13 | 600 | 1600 | 0 | 112.47 | 103.26 | 7 | 0
2035 | NYISO_A-F_2_IESO | NYISO_A-F | IESO | Internal | Shoulder | B14 | 900 | 1600 | 0 | 110.26 | 103.26 | 7 | 0
2035 | NYISO_A-F_2_IESO | NYISO_A-F | IESO | Internal | Shoulder | B15 | 1203 | 1600 | 0 | 110.26 | 103.26 | 7 | 0
2035 | NYISO_A-F_2_IESO | NYISO_A-F | IESO | Internal | Summer | B1 | 10 | 1600 | 0 | 129.7 | 122.7 | 7 | 0
2035 | NYISO_A-F_2_IESO | NYISO_A-F | IESO | Internal | Summer | B2 | 25 | 1600 | 0 | 155.03 | 147.44 | 7 | 0
2035 | NYISO_A-F_2_IESO | NYISO_A-F | IESO | Internal | Summer | B3 | 75 | 1600 | 0 | 154.86 | 147.44 | 7 | 0
2035 | NYISO_A-F_2_IESO | NYISO_A-F | IESO | Internal | Summer | B4 | 100 | 1600 | 0 | 155.03 | 146.59 | 7 | 0
2035 | NYISO_A-F_2_IESO | NYISO_A-F | IESO | Internal | Summer | B5 | 200 | 1600 | 0 | 142.71 | 126.8 | 7 | 0
2035 | NYISO_A-F_2_IESO | NYISO_A-F | IESO | Internal | Summer | B6 | 300 | 1600 | 0 | 130.31 | 123.31 | 7 | 0
2035 | NYISO_A-F_2_IESO | NYISO_A-F | IESO | Internal | Summer | B7 | 400 | 1600 | 0 | 126.43 | 96.68 | 7 | 0
2035 | NYISO_A-F_2_IESO | NYISO_A-F | IESO | Internal | Summer | B8 | 500 | 1600 | 0 | 125.82 | 96.67 | 7 | 0
2035 | NYISO_A-F_2_IESO | NYISO_A-F | IESO | Internal | Summer | B9 | 800 | 1600 | 0 | 115.09 | 96.67 | 7 | 0
2035 | NYISO_A-F_2_IESO | NYISO_A-F | IESO | Internal | Summer | B10 | 1262 | 1600 | 0 | 115.09 | 96.67 | 7 | 0
2035 | NYISO_A-F_2_IESO | NYISO_A-F | IESO | Internal | Winter | B16 | 25 | 1600 | 0 | 121.98 | 103.3 | 7 | 0
2035 | NYISO_A-F_2_IESO | NYISO_A-F | IESO | Internal | Winter | B17 | 100 | 1600 | 0 | 118.7 | 103.3 | 7 | 0
2035 | NYISO_A-F_2_IESO | NYISO_A-F | IESO | Internal | Winter | B18 | 400 | 1600 | 0 | 114.49 | 103.3 | 7 | 0
2035 | NYISO_A-F_2_IESO | NYISO_A-F | IESO | Internal | Winter | B19 | 700 | 1600 | 0 | 110.3 | 103.3 | 7 | 0
2035 | NYISO_A-F_2_IESO | NYISO_A-F | IESO | Internal | Winter | B20 | 935 | 1600 | 0 | 110.3 | 103.3 | 7 | 0
2035 | NYISO_A-F_2_NEISO | NYISO_A-F | NEISO | Internal | Shoulder | B11 | 25 | 600 | 0 | 114.86 | 109.47 | 3 | 0
2035 | NYISO_A-F_2_NEISO | NYISO_A-F | NEISO | Internal | Shoulder | B12 | 200 | 600 | 0 | 122.68 | 119.68 | 3 | 0
2035 | NYISO_A-F_2_NEISO | NYISO_A-F | NEISO | Internal | Shoulder | B13 | 600 | 600 | 0 | 112.47 | 109.47 | 3 | 0
2035 | NYISO_A-F_2_NEISO | NYISO_A-F | NEISO | Internal | Shoulder | B14 | 900 | 600 | 0 | 110.26 | 108.1 | 3 | 0
2035 | NYISO_A-F_2_NEISO | NYISO_A-F | NEISO | Internal | Shoulder | B15 | 1203 | 600 | 0 | 110.26 | 108.1 | 3 | 0
2035 | NYISO_A-F_2_NEISO | NYISO_A-F | NEISO | Internal | Summer | B1 | 10 | 600 | 600 | 129.7 | 151.86 | 3 | 19.16
2035 | NYISO_A-F_2_NEISO | NYISO_A-F | NEISO | Internal | Summer | B2 | 25 | 600 | 600 | 155.03 | 181.46 | 3 | 23.44
2035 | NYISO_A-F_2_NEISO | NYISO_A-F | NEISO | Internal | Summer | B3 | 75 | 600 | 0 | 154.86 | 151.86 | 3 | 0
2035 | NYISO_A-F_2_NEISO | NYISO_A-F | NEISO | Internal | Summer | B4 | 100 | 600 | 0 | 155.03 | 136.16 | 3 | 0
2035 | NYISO_A-F_2_NEISO | NYISO_A-F | NEISO | Internal | Summer | B5 | 200 | 600 | 0 | 142.71 | 123.43 | 3 | 0
2035 | NYISO_A-F_2_NEISO | NYISO_A-F | NEISO | Internal | Summer | B6 | 300 | 600 | 0 | 130.31 | 123.43 | 3 | 0
2035 | NYISO_A-F_2_NEISO | NYISO_A-F | NEISO | Internal | Summer | B7 | 400 | 600 | 0 | 126.43 | 123.43 | 3 | 0
2035 | NYISO_A-F_2_NEISO | NYISO_A-F | NEISO | Internal | Summer | B8 | 500 | 600 | 0 | 125.82 | 123.43 | 3 | 0
2035 | NYISO_A-F_2_NEISO | NYISO_A-F | NEISO | Internal | Summer | B9 | 800 | 600 | 126.5 | 115.09 | 118.09 | 3 | 0
2035 | NYISO_A-F_2_NEISO | NYISO_A-F | NEISO | Internal | Summer | B10 | 1262 | 600 | 0 | 115.09 | 112.11 | 3 | 0
2035 | NYISO_A-F_2_NEISO | NYISO_A-F | NEISO | Internal | Winter | B16 | 25 | 600 | 0 | 121.98 | 118.98 | 3 | 0
2035 | NYISO_A-F_2_NEISO | NYISO_A-F | NEISO | Internal | Winter | B17 | 100 | 600 | 0 | 118.7 | 118.98 | 3 | 0
2035 | NYISO_A-F_2_NEISO | NYISO_A-F | NEISO | Internal | Winter | B18 | 400 | 600 | 0 | 114.49 | 113.81 | 3 | 0
2035 | NYISO_A-F_2_NEISO | NYISO_A-F | NEISO | Internal | Winter | B19 | 700 | 600 | 0 | 110.3 | 107.3 | 3 | 0
2035 | NYISO_A-F_2_NEISO | NYISO_A-F | NEISO | Internal | Winter | B20 | 935 | 600 | 0 | 110.3 | 107.3 | 3 | 0
2035 | NYISO_A-F_2_NYISO_G-I | NYISO_A-F | NYISO_G-I | Internal | Shoulder | B11 | 25 | 5685 | 5685 | 114.86 | 127.82 | 0.01 | 12.94
2035 | NYISO_A-F_2_NYISO_G-I | NYISO_A-F | NYISO_G-I | Internal | Shoulder | B12 | 200 | 5685 | 5685 | 122.68 | 127.82 | 0.01 | 5.13
2035 | NYISO_A-F_2_NYISO_G-I | NYISO_A-F | NYISO_G-I | Internal | Shoulder | B13 | 600 | 5685 | 5685 | 112.47 | 119.54 | 0.01 | 7.06
2035 | NYISO_A-F_2_NYISO_G-I | NYISO_A-F | NYISO_G-I | Internal | Shoulder | B14 | 900 | 5685 | 5685 | 110.26 | 111.09 | 0.01 | 0.81
2035 | NYISO_A-F_2_NYISO_G-I | NYISO_A-F | NYISO_G-I | Internal | Shoulder | B15 | 1203 | 5685 | 4063.96 | 110.26 | 110.27 | 0.01 | 0
2035 | NYISO_A-F_2_NYISO_G-I | NYISO_A-F | NYISO_G-I | Internal | Summer | B1 | 10 | 5685 | 5685 | 129.7 | 204.62 | 0.01 | 74.91
2035 | NYISO_A-F_2_NYISO_G-I | NYISO_A-F | NYISO_G-I | Internal | Summer | B2 | 25 | 5685 | 5685 | 155.03 | 204.61 | 0.01 | 49.57
2035 | NYISO_A-F_2_NYISO_G-I | NYISO_A-F | NYISO_G-I | Internal | Summer | B3 | 75 | 5685 | 5685 | 154.86 | 177.61 | 0.01 | 22.74
2035 | NYISO_A-F_2_NYISO_G-I | NYISO_A-F | NYISO_G-I | Internal | Summer | B4 | 100 | 5685 | 5685 | 155.03 | 162.19 | 0.01 | 7.15
2035 | NYISO_A-F_2_NYISO_G-I | NYISO_A-F | NYISO_G-I | Internal | Summer | B5 | 200 | 5685 | 5685 | 142.71 | 145.27 | 0.01 | 2.55
2035 | NYISO_A-F_2_NYISO_G-I | NYISO_A-F | NYISO_G-I | Internal | Summer | B6 | 300 | 5685 | 5304.5 | 130.31 | 130.32 | 0.01 | 0
2035 | NYISO_A-F_2_NYISO_G-I | NYISO_A-F | NYISO_G-I | Internal | Summer | B7 | 400 | 5685 | 4089.74 | 126.43 | 126.44 | 0.01 | 0
2035 | NYISO_A-F_2_NYISO_G-I | NYISO_A-F | NYISO_G-I | Internal | Summer | B8 | 500 | 5685 | 4802.64 | 125.82 | 125.83 | 0.01 | 0
2035 | NYISO_A-F_2_NYISO_G-I | NYISO_A-F | NYISO_G-I | Internal | Summer | B9 | 800 | 5685 | 5685 | 115.09 | 121.08 | 0.01 | 5.98
2035 | NYISO_A-F_2_NYISO_G-I | NYISO_A-F | NYISO_G-I | Internal | Summer | B10 | 1262 | 5685 | 2687.02 | 115.09 | 115.1 | 0.01 | 0
2035 | NYISO_A-F_2_NYISO_G-I | NYISO_A-F | NYISO_G-I | Internal | Winter | B16 | 25 | 5685 | 5685 | 121.98 | 137.87 | 0.01 | 15.88
2035 | NYISO_A-F_2_NYISO_G-I | NYISO_A-F | NYISO_G-I | Internal | Winter | B17 | 100 | 5685 | 5685 | 118.7 | 137.87 | 0.01 | 19.15
2035 | NYISO_A-F_2_NYISO_G-I | NYISO_A-F | NYISO_G-I | Internal | Winter | B18 | 400 | 5685 | 5685 | 114.49 | 130.65 | 0.01 | 16.15
2035 | NYISO_A-F_2_NYISO_G-I | NYISO_A-F | NYISO_G-I | Internal | Winter | B19 | 700 | 5685 | 5685 | 110.3 | 118.66 | 0.01 | 8.35
2035 | NYISO_A-F_2_NYISO_G-I | NYISO_A-F | NYISO_G-I | Internal | Winter | B20 | 935 | 5685 | 5685 | 110.3 | 118.66 | 0.01 | 8.35
2035 | NYISO_A-F_2_PJM_ROM | NYISO_A-F | PJM_ROM | Internal | Shoulder | B11 | 25 | 1000 | 1000 | 114.86 | 130.68 | 8 | 7.82
2035 | NYISO_A-F_2_PJM_ROM | NYISO_A-F | PJM_ROM | Internal | Shoulder | B12 | 200 | 1000 | 31.35 | 122.68 | 130.68 | 8 | 0
2035 | NYISO_A-F_2_PJM_ROM | NYISO_A-F | PJM_ROM | Internal | Shoulder | B13 | 600 | 1000 | 1000 | 112.47 | 127.53 | 8 | 7.06
2035 | NYISO_A-F_2_PJM_ROM | NYISO_A-F | PJM_ROM | Internal | Shoulder | B14 | 900 | 1000 | 0 | 110.26 | 116.62 | 8 | 0
2035 | NYISO_A-F_2_PJM_ROM | NYISO_A-F | PJM_ROM | Internal | Shoulder | B15 | 1203 | 1000 | 0 | 110.26 | 114.8 | 8 | 0
2035 | NYISO_A-F_2_PJM_ROM | NYISO_A-F | PJM_ROM | Internal | Summer | B1 | 10 | 1000 | 1000 | 129.7 | 212.61 | 8 | 74.91
2035 | NYISO_A-F_2_PJM_ROM | NYISO_A-F | PJM_ROM | Internal | Summer | B2 | 25 | 1000 | 1000 | 155.03 | 212.61 | 8 | 49.58
2035 | NYISO_A-F_2_PJM_ROM | NYISO_A-F | PJM_ROM | Internal | Summer | B3 | 75 | 1000 | 1000 | 154.86 | 204.97 | 8 | 42.11
2035 | NYISO_A-F_2_PJM_ROM | NYISO_A-F | PJM_ROM | Internal | Summer | B4 | 100 | 1000 | 1000 | 155.03 | 170.18 | 8 | 7.15
2035 | NYISO_A-F_2_PJM_ROM | NYISO_A-F | PJM_ROM | Internal | Summer | B5 | 200 | 1000 | 1000 | 142.71 | 153.26 | 8 | 2.55
2035 | NYISO_A-F_2_PJM_ROM | NYISO_A-F | PJM_ROM | Internal | Summer | B6 | 300 | 1000 | 268.2 | 130.31 | 138.31 | 8 | 0
2035 | NYISO_A-F_2_PJM_ROM | NYISO_A-F | PJM_ROM | Internal | Summer | B7 | 400 | 1000 | 0 | 126.43 | 128.59 | 8 | 0
2035 | NYISO_A-F_2_PJM_ROM | NYISO_A-F | PJM_ROM | Internal | Summer | B8 | 500 | 1000 | 0 | 125.82 | 119.83 | 8 | 0
2035 | NYISO_A-F_2_PJM_ROM | NYISO_A-F | PJM_ROM | Internal | Summer | B9 | 800 | 1000 | 0 | 115.09 | 115.07 | 8 | 0
2035 | NYISO_A-F_2_PJM_ROM | NYISO_A-F | PJM_ROM | Internal | Summer | B10 | 1262 | 1000 | 0 | 115.09 | 113.15 | 8 | 0
2035 | NYISO_A-F_2_PJM_ROM | NYISO_A-F | PJM_ROM | Internal | Winter | B16 | 25 | 1000 | 1000 | 121.98 | 137.24 | 8 | 7.26
2035 | NYISO_A-F_2_PJM_ROM | NYISO_A-F | PJM_ROM | Internal | Winter | B17 | 100 | 1000 | 1000 | 118.7 | 136.75 | 8 | 10.05
2035 | NYISO_A-F_2_PJM_ROM | NYISO_A-F | PJM_ROM | Internal | Winter | B18 | 400 | 1000 | 1000 | 114.49 | 127.22 | 8 | 4.72
2035 | NYISO_A-F_2_PJM_ROM | NYISO_A-F | PJM_ROM | Internal | Winter | B19 | 700 | 1000 | 155.46 | 110.3 | 118.3 | 8 | 0
2035 | NYISO_A-F_2_PJM_ROM | NYISO_A-F | PJM_ROM | Internal | Winter | B20 | 935 | 1000 | 49.51 | 110.3 | 118.3 | 8 | 0
2035 | NYISO_G-I_2_NEISO | NYISO_G-I | NEISO | Internal | Shoulder | B11 | 25 | 600 | 0 | 127.82 | 109.47 | 3 | 0
2035 | NYISO_G-I_2_NEISO | NYISO_G-I | NEISO | Internal | Shoulder | B12 | 200 | 600 | 0 | 127.82 | 119.68 | 3 | 0
2035 | NYISO_G-I_2_NEISO | NYISO_G-I | NEISO | Internal | Shoulder | B13 | 600 | 600 | 0 | 119.54 | 109.47 | 3 | 0
2035 | NYISO_G-I_2_NEISO | NYISO_G-I | NEISO | Internal | Shoulder | B14 | 900 | 600 | 0 | 111.09 | 108.1 | 3 | 0
2035 | NYISO_G-I_2_NEISO | NYISO_G-I | NEISO | Internal | Shoulder | B15 | 1203 | 600 | 0 | 110.27 | 108.1 | 3 | 0
2035 | NYISO_G-I_2_NEISO | NYISO_G-I | NEISO | Internal | Summer | B1 | 10 | 600 | 0 | 204.62 | 151.86 | 3 | 0
2035 | NYISO_G-I_2_NEISO | NYISO_G-I | NEISO | Internal | Summer | B2 | 25 | 600 | 0 | 204.61 | 181.46 | 3 | 0
2035 | NYISO_G-I_2_NEISO | NYISO_G-I | NEISO | Internal | Summer | B3 | 75 | 600 | 0 | 177.61 | 151.86 | 3 | 0
2035 | NYISO_G-I_2_NEISO | NYISO_G-I | NEISO | Internal | Summer | B4 | 100 | 600 | 0 | 162.19 | 136.16 | 3 | 0
2035 | NYISO_G-I_2_NEISO | NYISO_G-I | NEISO | Internal | Summer | B5 | 200 | 600 | 0 | 145.27 | 123.43 | 3 | 0
2035 | NYISO_G-I_2_NEISO | NYISO_G-I | NEISO | Internal | Summer | B6 | 300 | 600 | 0 | 130.32 | 123.43 | 3 | 0
2035 | NYISO_G-I_2_NEISO | NYISO_G-I | NEISO | Internal | Summer | B7 | 400 | 600 | 0 | 126.44 | 123.43 | 3 | 0
2035 | NYISO_G-I_2_NEISO | NYISO_G-I | NEISO | Internal | Summer | B8 | 500 | 600 | 0 | 125.83 | 123.43 | 3 | 0
2035 | NYISO_G-I_2_NEISO | NYISO_G-I | NEISO | Internal | Summer | B9 | 800 | 600 | 0 | 121.08 | 118.09 | 3 | 0
2035 | NYISO_G-I_2_NEISO | NYISO_G-I | NEISO | Internal | Summer | B10 | 1262 | 600 | 0 | 115.1 | 112.11 | 3 | 0
2035 | NYISO_G-I_2_NEISO | NYISO_G-I | NEISO | Internal | Winter | B16 | 25 | 600 | 0 | 137.87 | 118.98 | 3 | 0
2035 | NYISO_G-I_2_NEISO | NYISO_G-I | NEISO | Internal | Winter | B17 | 100 | 600 | 0 | 137.87 | 118.98 | 3 | 0
2035 | NYISO_G-I_2_NEISO | NYISO_G-I | NEISO | Internal | Winter | B18 | 400 | 600 | 0 | 130.65 | 113.81 | 3 | 0
2035 | NYISO_G-I_2_NEISO | NYISO_G-I | NEISO | Internal | Winter | B19 | 700 | 600 | 0 | 118.66 | 107.3 | 3 | 0
2035 | NYISO_G-I_2_NEISO | NYISO_G-I | NEISO | Internal | Winter | B20 | 935 | 600 | 0 | 118.66 | 107.3 | 3 | 0
2035 | NYISO_G-I_2_NYISO_A-F | NYISO_G-I | NYISO_A-F | Internal | Shoulder | B11 | 25 | 3434 | 0 | 127.82 | 114.86 | 0.01 | 0
2035 | NYISO_G-I_2_NYISO_A-F | NYISO_G-I | NYISO_A-F | Internal | Shoulder | B12 | 200 | 3434 | 0 | 127.82 | 122.68 | 0.01 | 0
2035 | NYISO_G-I_2_NYISO_A-F | NYISO_G-I | NYISO_A-F | Internal | Shoulder | B13 | 600 | 3434 | 0 | 119.54 | 112.47 | 0.01 | 0
2035 | NYISO_G-I_2_NYISO_A-F | NYISO_G-I | NYISO_A-F | Internal | Shoulder | B14 | 900 | 3434 | 0 | 111.09 | 110.26 | 0.01 | 0
2035 | NYISO_G-I_2_NYISO_A-F | NYISO_G-I | NYISO_A-F | Internal | Shoulder | B15 | 1203 | 3434 | 0.02 | 110.27 | 110.26 | 0.01 | 0
2035 | NYISO_G-I_2_NYISO_A-F | NYISO_G-I | NYISO_A-F | Internal | Summer | B1 | 10 | 3434 | 0 | 204.62 | 129.7 | 0.01 | 0
2035 | NYISO_G-I_2_NYISO_A-F | NYISO_G-I | NYISO_A-F | Internal | Summer | B2 | 25 | 3434 | 0 | 204.61 | 155.03 | 0.01 | 0
2035 | NYISO_G-I_2_NYISO_A-F | NYISO_G-I | NYISO_A-F | Internal | Summer | B3 | 75 | 3434 | 0 | 177.61 | 154.86 | 0.01 | 0
2035 | NYISO_G-I_2_NYISO_A-F | NYISO_G-I | NYISO_A-F | Internal | Summer | B4 | 100 | 3434 | 0 | 162.19 | 155.03 | 0.01 | 0
2035 | NYISO_G-I_2_NYISO_A-F | NYISO_G-I | NYISO_A-F | Internal | Summer | B5 | 200 | 3434 | 0 | 145.27 | 142.71 | 0.01 | 0
2035 | NYISO_G-I_2_NYISO_A-F | NYISO_G-I | NYISO_A-F | Internal | Summer | B6 | 300 | 3434 | 0.09 | 130.32 | 130.31 | 0.01 | 0
2035 | NYISO_G-I_2_NYISO_A-F | NYISO_G-I | NYISO_A-F | Internal | Summer | B7 | 400 | 3434 | 0.07 | 126.44 | 126.43 | 0.01 | 0
2035 | NYISO_G-I_2_NYISO_A-F | NYISO_G-I | NYISO_A-F | Internal | Summer | B8 | 500 | 3434 | 0.05 | 125.83 | 125.82 | 0.01 | 0
2035 | NYISO_G-I_2_NYISO_A-F | NYISO_G-I | NYISO_A-F | Internal | Summer | B9 | 800 | 3434 | 0 | 121.08 | 115.09 | 0.01 | 0
2035 | NYISO_G-I_2_NYISO_A-F | NYISO_G-I | NYISO_A-F | Internal | Summer | B10 | 1262 | 3434 | 0.02 | 115.1 | 115.09 | 0.01 | 0
2035 | NYISO_G-I_2_NYISO_A-F | NYISO_G-I | NYISO_A-F | Internal | Winter | B16 | 25 | 3434 | 0 | 137.87 | 121.98 | 0.01 | 0
2035 | NYISO_G-I_2_NYISO_A-F | NYISO_G-I | NYISO_A-F | Internal | Winter | B17 | 100 | 3434 | 0 | 137.87 | 118.7 | 0.01 | 0
2035 | NYISO_G-I_2_NYISO_A-F | NYISO_G-I | NYISO_A-F | Internal | Winter | B18 | 400 | 3434 | 0 | 130.65 | 114.49 | 0.01 | 0
2035 | NYISO_G-I_2_NYISO_A-F | NYISO_G-I | NYISO_A-F | Internal | Winter | B19 | 700 | 3434 | 0 | 118.66 | 110.3 | 0.01 | 0
2035 | NYISO_G-I_2_NYISO_A-F | NYISO_G-I | NYISO_A-F | Internal | Winter | B20 | 935 | 3434 | 0 | 118.66 | 110.3 | 0.01 | 0
2035 | NYISO_G-I_2_NYISO_J-K | NYISO_G-I | NYISO_J-K | Internal | Shoulder | B11 | 25 | 6130 | 5516.99 | 127.82 | 127.83 | 0.01 | 0
2035 | NYISO_G-I_2_NYISO_J-K | NYISO_G-I | NYISO_J-K | Internal | Shoulder | B12 | 200 | 6130 | 5573.48 | 127.82 | 127.83 | 0.01 | 0
2035 | NYISO_G-I_2_NYISO_J-K | NYISO_G-I | NYISO_J-K | Internal | Shoulder | B13 | 600 | 6130 | 5695.78 | 119.54 | 119.55 | 0.01 | 0
2035 | NYISO_G-I_2_NYISO_J-K | NYISO_G-I | NYISO_J-K | Internal | Shoulder | B14 | 900 | 6130 | 5330.16 | 111.09 | 111.1 | 0.01 | 0
2035 | NYISO_G-I_2_NYISO_J-K | NYISO_G-I | NYISO_J-K | Internal | Shoulder | B15 | 1203 | 6130 | 3262.09 | 110.27 | 110.29 | 0.01 | 0
2035 | NYISO_G-I_2_NYISO_J-K | NYISO_G-I | NYISO_J-K | Internal | Summer | B1 | 10 | 6130 | 4348.82 | 204.62 | 204.63 | 0.01 | 0
2035 | NYISO_G-I_2_NYISO_J-K | NYISO_G-I | NYISO_J-K | Internal | Summer | B2 | 25 | 6130 | 3939.55 | 204.61 | 204.62 | 0.01 | 0
2035 | NYISO_G-I_2_NYISO_J-K | NYISO_G-I | NYISO_J-K | Internal | Summer | B3 | 75 | 6130 | 4454.17 | 177.61 | 177.62 | 0.01 | 0
2035 | NYISO_G-I_2_NYISO_J-K | NYISO_G-I | NYISO_J-K | Internal | Summer | B4 | 100 | 6130 | 6130 | 162.19 | 176.19 | 0.01 | 13.99
2035 | NYISO_G-I_2_NYISO_J-K | NYISO_G-I | NYISO_J-K | Internal | Summer | B5 | 200 | 6130 | 6130 | 145.27 | 159.27 | 0.01 | 13.99
2035 | NYISO_G-I_2_NYISO_J-K | NYISO_G-I | NYISO_J-K | Internal | Summer | B6 | 300 | 6130 | 6130 | 130.32 | 132.21 | 0.01 | 1.87
2035 | NYISO_G-I_2_NYISO_J-K | NYISO_G-I | NYISO_J-K | Internal | Summer | B7 | 400 | 6130 | 5333.31 | 126.44 | 126.45 | 0.01 | 0
2035 | NYISO_G-I_2_NYISO_J-K | NYISO_G-I | NYISO_J-K | Internal | Summer | B8 | 500 | 6130 | 5168.31 | 125.83 | 125.84 | 0.01 | 0
2035 | NYISO_G-I_2_NYISO_J-K | NYISO_G-I | NYISO_J-K | Internal | Summer | B9 | 800 | 6130 | 5768.05 | 121.08 | 121.09 | 0.01 | 0
2035 | NYISO_G-I_2_NYISO_J-K | NYISO_G-I | NYISO_J-K | Internal | Summer | B10 | 1262 | 6130 | 3320.66 | 115.1 | 115.11 | 0.01 | 0
2035 | NYISO_G-I_2_NYISO_J-K | NYISO_G-I | NYISO_J-K | Internal | Winter | B16 | 25 | 6130 | 6129.99 | 137.87 | 140.93 | 0.01 | 3.04
2035 | NYISO_G-I_2_NYISO_J-K | NYISO_G-I | NYISO_J-K | Internal | Winter | B17 | 100 | 6130 | 6130 | 137.87 | 140.93 | 0.01 | 3.04
2035 | NYISO_G-I_2_NYISO_J-K | NYISO_G-I | NYISO_J-K | Internal | Winter | B18 | 400 | 6130 | 6130 | 130.65 | 134.87 | 0.01 | 4.21
2035 | NYISO_G-I_2_NYISO_J-K | NYISO_G-I | NYISO_J-K | Internal | Winter | B19 | 700 | 6130 | 6130 | 118.66 | 121.26 | 0.01 | 2.59
2035 | NYISO_G-I_2_NYISO_J-K | NYISO_G-I | NYISO_J-K | Internal | Winter | B20 | 935 | 6130 | 6130 | 118.66 | 121.26 | 0.01 | 2.59
2035 | NYISO_G-I_2_PJM_E | NYISO_G-I | PJM_E | Internal | Shoulder | B11 | 25 | 1500 | 0 | 127.82 | 130.69 | 8 | 0
2035 | NYISO_G-I_2_PJM_E | NYISO_G-I | PJM_E | Internal | Shoulder | B12 | 200 | 1500 | 0 | 127.82 | 130.69 | 8 | 0
2035 | NYISO_G-I_2_PJM_E | NYISO_G-I | PJM_E | Internal | Shoulder | B13 | 600 | 1500 | 32.94 | 119.54 | 127.54 | 8 | 0
2035 | NYISO_G-I_2_PJM_E | NYISO_G-I | PJM_E | Internal | Shoulder | B14 | 900 | 1500 | 0 | 111.09 | 116.64 | 8 | 0
2035 | NYISO_G-I_2_PJM_E | NYISO_G-I | PJM_E | Internal | Shoulder | B15 | 1203 | 1500 | 0 | 110.27 | 114.81 | 8 | 0
2035 | NYISO_G-I_2_PJM_E | NYISO_G-I | PJM_E | Internal | Summer | B1 | 10 | 1500 | 909.64 | 204.62 | 212.62 | 8 | 0
2035 | NYISO_G-I_2_PJM_E | NYISO_G-I | PJM_E | Internal | Summer | B2 | 25 | 1500 | 1498.25 | 204.61 | 212.62 | 8 | 0.01
2035 | NYISO_G-I_2_PJM_E | NYISO_G-I | PJM_E | Internal | Summer | B3 | 75 | 1500 | 1500 | 177.61 | 204.98 | 8 | 19.37
2035 | NYISO_G-I_2_PJM_E | NYISO_G-I | PJM_E | Internal | Summer | B4 | 100 | 1500 | 150.73 | 162.19 | 170.19 | 8 | 0
2035 | NYISO_G-I_2_PJM_E | NYISO_G-I | PJM_E | Internal | Summer | B5 | 200 | 1500 | 333.53 | 145.27 | 153.27 | 8 | 0
2035 | NYISO_G-I_2_PJM_E | NYISO_G-I | PJM_E | Internal | Summer | B6 | 300 | 1500 | 190.37 | 130.32 | 138.32 | 8 | 0
2035 | NYISO_G-I_2_PJM_E | NYISO_G-I | PJM_E | Internal | Summer | B7 | 400 | 1500 | 0 | 126.44 | 128.6 | 8 | 0
2035 | NYISO_G-I_2_PJM_E | NYISO_G-I | PJM_E | Internal | Summer | B8 | 500 | 1500 | 0 | 125.83 | 119.84 | 8 | 0
2035 | NYISO_G-I_2_PJM_E | NYISO_G-I | PJM_E | Internal | Summer | B9 | 800 | 1500 | 0 | 121.08 | 115.08 | 8 | 0
2035 | NYISO_G-I_2_PJM_E | NYISO_G-I | PJM_E | Internal | Summer | B10 | 1262 | 1500 | 0 | 115.1 | 113.16 | 8 | 0
2035 | NYISO_G-I_2_PJM_E | NYISO_G-I | PJM_E | Internal | Winter | B16 | 25 | 1500 | 0 | 137.87 | 137.25 | 8 | 0
2035 | NYISO_G-I_2_PJM_E | NYISO_G-I | PJM_E | Internal | Winter | B17 | 100 | 1500 | 0 | 137.87 | 137.25 | 8 | 0
2035 | NYISO_G-I_2_PJM_E | NYISO_G-I | PJM_E | Internal | Winter | B18 | 400 | 1500 | 0 | 130.65 | 137.25 | 8 | 0
2035 | NYISO_G-I_2_PJM_E | NYISO_G-I | PJM_E | Internal | Winter | B19 | 700 | 1500 | 0 | 118.66 | 118.31 | 8 | 0
2035 | NYISO_G-I_2_PJM_E | NYISO_G-I | PJM_E | Internal | Winter | B20 | 935 | 1500 | 0 | 118.66 | 118.31 | 8 | 0
2035 | NYISO_J-K_2_NEISO | NYISO_J-K | NEISO | Internal | Shoulder | B11 | 25 | 315 | 0 | 127.83 | 109.47 | 3 | 0
2035 | NYISO_J-K_2_NEISO | NYISO_J-K | NEISO | Internal | Shoulder | B12 | 200 | 315 | 0 | 127.83 | 119.68 | 3 | 0
2035 | NYISO_J-K_2_NEISO | NYISO_J-K | NEISO | Internal | Shoulder | B13 | 600 | 315 | 0 | 119.55 | 109.47 | 3 | 0
2035 | NYISO_J-K_2_NEISO | NYISO_J-K | NEISO | Internal | Shoulder | B14 | 900 | 315 | 0 | 111.1 | 108.1 | 3 | 0
2035 | NYISO_J-K_2_NEISO | NYISO_J-K | NEISO | Internal | Shoulder | B15 | 1203 | 315 | 0 | 110.29 | 108.1 | 3 | 0
2035 | NYISO_J-K_2_NEISO | NYISO_J-K | NEISO | Internal | Summer | B1 | 10 | 315 | 0 | 204.63 | 151.86 | 3 | 0
2035 | NYISO_J-K_2_NEISO | NYISO_J-K | NEISO | Internal | Summer | B2 | 25 | 315 | 0 | 204.62 | 181.46 | 3 | 0
2035 | NYISO_J-K_2_NEISO | NYISO_J-K | NEISO | Internal | Summer | B3 | 75 | 315 | 0 | 177.62 | 151.86 | 3 | 0
2035 | NYISO_J-K_2_NEISO | NYISO_J-K | NEISO | Internal | Summer | B4 | 100 | 315 | 0 | 176.19 | 136.16 | 3 | 0
2035 | NYISO_J-K_2_NEISO | NYISO_J-K | NEISO | Internal | Summer | B5 | 200 | 315 | 0 | 159.27 | 123.43 | 3 | 0
2035 | NYISO_J-K_2_NEISO | NYISO_J-K | NEISO | Internal | Summer | B6 | 300 | 315 | 0 | 132.21 | 123.43 | 3 | 0
2035 | NYISO_J-K_2_NEISO | NYISO_J-K | NEISO | Internal | Summer | B7 | 400 | 315 | 0 | 126.45 | 123.43 | 3 | 0
2035 | NYISO_J-K_2_NEISO | NYISO_J-K | NEISO | Internal | Summer | B8 | 500 | 315 | 0 | 125.84 | 123.43 | 3 | 0
2035 | NYISO_J-K_2_NEISO | NYISO_J-K | NEISO | Internal | Summer | B9 | 800 | 315 | 0 | 121.09 | 118.09 | 3 | 0
2035 | NYISO_J-K_2_NEISO | NYISO_J-K | NEISO | Internal | Summer | B10 | 1262 | 315 | 0 | 115.11 | 112.11 | 3 | 0
2035 | NYISO_J-K_2_NEISO | NYISO_J-K | NEISO | Internal | Winter | B16 | 25 | 315 | 0 | 140.93 | 118.98 | 3 | 0
2035 | NYISO_J-K_2_NEISO | NYISO_J-K | NEISO | Internal | Winter | B17 | 100 | 315 | 0 | 140.93 | 118.98 | 3 | 0
2035 | NYISO_J-K_2_NEISO | NYISO_J-K | NEISO | Internal | Winter | B18 | 400 | 315 | 0 | 134.87 | 113.81 | 3 | 0
2035 | NYISO_J-K_2_NEISO | NYISO_J-K | NEISO | Internal | Winter | B19 | 700 | 315 | 0 | 121.26 | 107.3 | 3 | 0
2035 | NYISO_J-K_2_NEISO | NYISO_J-K | NEISO | Internal | Winter | B20 | 935 | 315 | 0 | 121.26 | 107.3 | 3 | 0
2035 | NYISO_J-K_2_NYISO_G-I | NYISO_J-K | NYISO_G-I | Internal | Shoulder | B11 | 25 | 1999 | 0.94 | 127.83 | 127.82 | 0.01 | 0
2035 | NYISO_J-K_2_NYISO_G-I | NYISO_J-K | NYISO_G-I | Internal | Shoulder | B12 | 200 | 1999 | 0.13 | 127.83 | 127.82 | 0.01 | 0
2035 | NYISO_J-K_2_NYISO_G-I | NYISO_J-K | NYISO_G-I | Internal | Shoulder | B13 | 600 | 1999 | 0.04 | 119.55 | 119.54 | 0.01 | 0
2035 | NYISO_J-K_2_NYISO_G-I | NYISO_J-K | NYISO_G-I | Internal | Shoulder | B14 | 900 | 1999 | 0.03 | 111.1 | 111.09 | 0.01 | 0
2035 | NYISO_J-K_2_NYISO_G-I | NYISO_J-K | NYISO_G-I | Internal | Shoulder | B15 | 1203 | 1999 | 0.02 | 110.29 | 110.27 | 0.01 | 0
2035 | NYISO_J-K_2_NYISO_G-I | NYISO_J-K | NYISO_G-I | Internal | Summer | B1 | 10 | 1999 | 2.37 | 204.63 | 204.62 | 0.01 | 0
2035 | NYISO_J-K_2_NYISO_G-I | NYISO_J-K | NYISO_G-I | Internal | Summer | B2 | 25 | 1999 | 1 | 204.62 | 204.61 | 0.01 | 0
2035 | NYISO_J-K_2_NYISO_G-I | NYISO_J-K | NYISO_G-I | Internal | Summer | B3 | 75 | 1999 | 0.34 | 177.62 | 177.61 | 0.01 | 0
2035 | NYISO_J-K_2_NYISO_G-I | NYISO_J-K | NYISO_G-I | Internal | Summer | B4 | 100 | 1999 | 0 | 176.19 | 162.19 | 0.01 | 0
2035 | NYISO_J-K_2_NYISO_G-I | NYISO_J-K | NYISO_G-I | Internal | Summer | B5 | 200 | 1999 | 0 | 159.27 | 145.27 | 0.01 | 0
2035 | NYISO_J-K_2_NYISO_G-I | NYISO_J-K | NYISO_G-I | Internal | Summer | B6 | 300 | 1999 | 0 | 132.21 | 130.32 | 0.01 | 0
2035 | NYISO_J-K_2_NYISO_G-I | NYISO_J-K | NYISO_G-I | Internal | Summer | B7 | 400 | 1999 | 0.07 | 126.45 | 126.44 | 0.01 | 0
2035 | NYISO_J-K_2_NYISO_G-I | NYISO_J-K | NYISO_G-I | Internal | Summer | B8 | 500 | 1999 | 0.05 | 125.84 | 125.83 | 0.01 | 0
2035 | NYISO_J-K_2_NYISO_G-I | NYISO_J-K | NYISO_G-I | Internal | Summer | B9 | 800 | 1999 | 0.03 | 121.09 | 121.08 | 0.01 | 0
2035 | NYISO_J-K_2_NYISO_G-I | NYISO_J-K | NYISO_G-I | Internal | Summer | B10 | 1262 | 1999 | 0.02 | 115.11 | 115.1 | 0.01 | 0
2035 | NYISO_J-K_2_NYISO_G-I | NYISO_J-K | NYISO_G-I | Internal | Winter | B16 | 25 | 1999 | 0 | 140.93 | 137.87 | 0.01 | 0
2035 | NYISO_J-K_2_NYISO_G-I | NYISO_J-K | NYISO_G-I | Internal | Winter | B17 | 100 | 1999 | 0 | 140.93 | 137.87 | 0.01 | 0
2035 | NYISO_J-K_2_NYISO_G-I | NYISO_J-K | NYISO_G-I | Internal | Winter | B18 | 400 | 1999 | 0 | 134.87 | 130.65 | 0.01 | 0
2035 | NYISO_J-K_2_NYISO_G-I | NYISO_J-K | NYISO_G-I | Internal | Winter | B19 | 700 | 1999 | 0 | 121.26 | 118.66 | 0.01 | 0
2035 | NYISO_J-K_2_NYISO_G-I | NYISO_J-K | NYISO_G-I | Internal | Winter | B20 | 935 | 1999 | 0 | 121.26 | 118.66 | 0.01 | 0
2035 | NYISO_J-K_2_PJM_E | NYISO_J-K | PJM_E | Internal | Shoulder | B11 | 25 | 330 | 0 | 127.83 | 130.69 | 8 | 0
2035 | NYISO_J-K_2_PJM_E | NYISO_J-K | PJM_E | Internal | Shoulder | B12 | 200 | 330 | 0 | 127.83 | 130.69 | 8 | 0
2035 | NYISO_J-K_2_PJM_E | NYISO_J-K | PJM_E | Internal | Shoulder | B13 | 600 | 330 | 0.11 | 119.55 | 127.54 | 8 | 0
2035 | NYISO_J-K_2_PJM_E | NYISO_J-K | PJM_E | Internal | Shoulder | B14 | 900 | 330 | 0 | 111.1 | 116.64 | 8 | 0
2035 | NYISO_J-K_2_PJM_E | NYISO_J-K | PJM_E | Internal | Shoulder | B15 | 1203 | 330 | 0 | 110.29 | 114.81 | 8 | 0
2035 | NYISO_J-K_2_PJM_E | NYISO_J-K | PJM_E | Internal | Summer | B1 | 10 | 330 | 4.21 | 204.63 | 212.62 | 8 | 0
2035 | NYISO_J-K_2_PJM_E | NYISO_J-K | PJM_E | Internal | Summer | B2 | 25 | 330 | 146.2 | 204.62 | 212.62 | 8 | 0
2035 | NYISO_J-K_2_PJM_E | NYISO_J-K | PJM_E | Internal | Summer | B3 | 75 | 330 | 330 | 177.62 | 204.98 | 8 | 19.35
2035 | NYISO_J-K_2_PJM_E | NYISO_J-K | PJM_E | Internal | Summer | B4 | 100 | 330 | 0 | 176.19 | 170.19 | 8 | 0
2035 | NYISO_J-K_2_PJM_E | NYISO_J-K | PJM_E | Internal | Summer | B5 | 200 | 330 | 0 | 159.27 | 153.27 | 8 | 0
2035 | NYISO_J-K_2_PJM_E | NYISO_J-K | PJM_E | Internal | Summer | B6 | 300 | 330 | 0 | 132.21 | 138.32 | 8 | 0
2035 | NYISO_J-K_2_PJM_E | NYISO_J-K | PJM_E | Internal | Summer | B7 | 400 | 330 | 0 | 126.45 | 128.6 | 8 | 0
2035 | NYISO_J-K_2_PJM_E | NYISO_J-K | PJM_E | Internal | Summer | B8 | 500 | 330 | 0 | 125.84 | 119.84 | 8 | 0
2035 | NYISO_J-K_2_PJM_E | NYISO_J-K | PJM_E | Internal | Summer | B9 | 800 | 330 | 0 | 121.09 | 115.08 | 8 | 0
2035 | NYISO_J-K_2_PJM_E | NYISO_J-K | PJM_E | Internal | Summer | B10 | 1262 | 330 | 0 | 115.11 | 113.16 | 8 | 0
2035 | NYISO_J-K_2_PJM_E | NYISO_J-K | PJM_E | Internal | Winter | B16 | 25 | 330 | 0 | 140.93 | 137.25 | 8 | 0
2035 | NYISO_J-K_2_PJM_E | NYISO_J-K | PJM_E | Internal | Winter | B17 | 100 | 330 | 0 | 140.93 | 137.25 | 8 | 0
2035 | NYISO_J-K_2_PJM_E | NYISO_J-K | PJM_E | Internal | Winter | B18 | 400 | 330 | 0 | 134.87 | 137.25 | 8 | 0
2035 | NYISO_J-K_2_PJM_E | NYISO_J-K | PJM_E | Internal | Winter | B19 | 700 | 330 | 0 | 121.26 | 118.31 | 8 | 0
2035 | NYISO_J-K_2_PJM_E | NYISO_J-K | PJM_E | Internal | Winter | B20 | 935 | 330 | 0 | 121.26 | 118.31 | 8 | 0
2035 | PJM_E_2_NYISO_G-I | PJM_E | NYISO_G-I | Internal | Shoulder | B11 | 25 | 500 | 0 | 130.69 | 127.82 | 6 | 0
2035 | PJM_E_2_NYISO_G-I | PJM_E | NYISO_G-I | Internal | Shoulder | B12 | 200 | 500 | 0 | 130.69 | 127.82 | 6 | 0
2035 | PJM_E_2_NYISO_G-I | PJM_E | NYISO_G-I | Internal | Shoulder | B13 | 600 | 500 | 0 | 127.54 | 119.54 | 6 | 0
2035 | PJM_E_2_NYISO_G-I | PJM_E | NYISO_G-I | Internal | Shoulder | B14 | 900 | 500 | 0 | 116.64 | 111.09 | 6 | 0
2035 | PJM_E_2_NYISO_G-I | PJM_E | NYISO_G-I | Internal | Shoulder | B15 | 1203 | 500 | 0 | 114.81 | 110.27 | 6 | 0
2035 | PJM_E_2_NYISO_G-I | PJM_E | NYISO_G-I | Internal | Summer | B1 | 10 | 500 | 0 | 212.62 | 204.62 | 6 | 0
2035 | PJM_E_2_NYISO_G-I | PJM_E | NYISO_G-I | Internal | Summer | B2 | 25 | 500 | 0 | 212.62 | 204.61 | 6 | 0
2035 | PJM_E_2_NYISO_G-I | PJM_E | NYISO_G-I | Internal | Summer | B3 | 75 | 500 | 0 | 204.98 | 177.61 | 6 | 0
2035 | PJM_E_2_NYISO_G-I | PJM_E | NYISO_G-I | Internal | Summer | B4 | 100 | 500 | 0 | 170.19 | 162.19 | 6 | 0
2035 | PJM_E_2_NYISO_G-I | PJM_E | NYISO_G-I | Internal | Summer | B5 | 200 | 500 | 0 | 153.27 | 145.27 | 6 | 0
2035 | PJM_E_2_NYISO_G-I | PJM_E | NYISO_G-I | Internal | Summer | B6 | 300 | 500 | 0 | 138.32 | 130.32 | 6 | 0
2035 | PJM_E_2_NYISO_G-I | PJM_E | NYISO_G-I | Internal | Summer | B7 | 400 | 500 | 0 | 128.6 | 126.44 | 6 | 0
2035 | PJM_E_2_NYISO_G-I | PJM_E | NYISO_G-I | Internal | Summer | B8 | 500 | 500 | 0.1 | 119.84 | 125.83 | 6 | 0
2035 | PJM_E_2_NYISO_G-I | PJM_E | NYISO_G-I | Internal | Summer | B9 | 800 | 500 | 29.37 | 115.08 | 121.08 | 6 | 0
2035 | PJM_E_2_NYISO_G-I | PJM_E | NYISO_G-I | Internal | Summer | B10 | 1262 | 500 | 0 | 113.16 | 115.1 | 6 | 0
2035 | PJM_E_2_NYISO_G-I | PJM_E | NYISO_G-I | Internal | Winter | B16 | 25 | 500 | 0 | 137.25 | 137.87 | 6 | 0
2035 | PJM_E_2_NYISO_G-I | PJM_E | NYISO_G-I | Internal | Winter | B17 | 100 | 500 | 0 | 137.25 | 137.87 | 6 | 0
2035 | PJM_E_2_NYISO_G-I | PJM_E | NYISO_G-I | Internal | Winter | B18 | 400 | 500 | 0 | 137.25 | 130.65 | 6 | 0
2035 | PJM_E_2_NYISO_G-I | PJM_E | NYISO_G-I | Internal | Winter | B19 | 700 | 500 | 0 | 118.31 | 118.66 | 6 | 0
2035 | PJM_E_2_NYISO_G-I | PJM_E | NYISO_G-I | Internal | Winter | B20 | 935 | 500 | 0 | 118.31 | 118.66 | 6 | 0
2035 | PJM_E_2_NYISO_J-K | PJM_E | NYISO_J-K | Internal | Shoulder | B11 | 25 | 330 | 0 | 130.69 | 127.83 | 6 | 0
2035 | PJM_E_2_NYISO_J-K | PJM_E | NYISO_J-K | Internal | Shoulder | B12 | 200 | 330 | 0 | 130.69 | 127.83 | 6 | 0
2035 | PJM_E_2_NYISO_J-K | PJM_E | NYISO_J-K | Internal | Shoulder | B13 | 600 | 330 | 0 | 127.54 | 119.55 | 6 | 0
2035 | PJM_E_2_NYISO_J-K | PJM_E | NYISO_J-K | Internal | Shoulder | B14 | 900 | 330 | 0 | 116.64 | 111.1 | 6 | 0
2035 | PJM_E_2_NYISO_J-K | PJM_E | NYISO_J-K | Internal | Shoulder | B15 | 1203 | 330 | 0 | 114.81 | 110.29 | 6 | 0
2035 | PJM_E_2_NYISO_J-K | PJM_E | NYISO_J-K | Internal | Summer | B1 | 10 | 330 | 0 | 212.62 | 204.63 | 6 | 0
2035 | PJM_E_2_NYISO_J-K | PJM_E | NYISO_J-K | Internal | Summer | B2 | 25 | 330 | 0 | 212.62 | 204.62 | 6 | 0
2035 | PJM_E_2_NYISO_J-K | PJM_E | NYISO_J-K | Internal | Summer | B3 | 75 | 330 | 0 | 204.98 | 177.62 | 6 | 0
2035 | PJM_E_2_NYISO_J-K | PJM_E | NYISO_J-K | Internal | Summer | B4 | 100 | 330 | 255.9 | 170.19 | 176.19 | 6 | 0
2035 | PJM_E_2_NYISO_J-K | PJM_E | NYISO_J-K | Internal | Summer | B5 | 200 | 330 | 206.08 | 153.27 | 159.27 | 6 | 0
2035 | PJM_E_2_NYISO_J-K | PJM_E | NYISO_J-K | Internal | Summer | B6 | 300 | 330 | 0 | 138.32 | 132.21 | 6 | 0
2035 | PJM_E_2_NYISO_J-K | PJM_E | NYISO_J-K | Internal | Summer | B7 | 400 | 330 | 0 | 128.6 | 126.45 | 6 | 0
2035 | PJM_E_2_NYISO_J-K | PJM_E | NYISO_J-K | Internal | Summer | B8 | 500 | 330 | 43.32 | 119.84 | 125.84 | 6 | 0
2035 | PJM_E_2_NYISO_J-K | PJM_E | NYISO_J-K | Internal | Summer | B9 | 800 | 330 | 329.93 | 115.08 | 121.09 | 6 | 0.01
2035 | PJM_E_2_NYISO_J-K | PJM_E | NYISO_J-K | Internal | Summer | B10 | 1262 | 330 | 0 | 113.16 | 115.11 | 6 | 0
2035 | PJM_E_2_NYISO_J-K | PJM_E | NYISO_J-K | Internal | Winter | B16 | 25 | 330 | 0.01 | 137.25 | 140.93 | 6 | 0
2035 | PJM_E_2_NYISO_J-K | PJM_E | NYISO_J-K | Internal | Winter | B17 | 100 | 330 | 0 | 137.25 | 140.93 | 6 | 0
2035 | PJM_E_2_NYISO_J-K | PJM_E | NYISO_J-K | Internal | Winter | B18 | 400 | 330 | 0 | 137.25 | 134.87 | 6 | 0
2035 | PJM_E_2_NYISO_J-K | PJM_E | NYISO_J-K | Internal | Winter | B19 | 700 | 330 | 0 | 118.31 | 121.26 | 6 | 0
2035 | PJM_E_2_NYISO_J-K | PJM_E | NYISO_J-K | Internal | Winter | B20 | 935 | 330 | 0 | 118.31 | 121.26 | 6 | 0
2035 | PJM_E_2_PJM_ROM | PJM_E | PJM_ROM | Internal | Shoulder | B11 | 25 | 8000 | 1.01 | 130.69 | 130.68 | 0.01 | 0
2035 | PJM_E_2_PJM_ROM | PJM_E | PJM_ROM | Internal | Shoulder | B12 | 200 | 8000 | 0.13 | 130.69 | 130.68 | 0.01 | 0
2035 | PJM_E_2_PJM_ROM | PJM_E | PJM_ROM | Internal | Shoulder | B13 | 600 | 8000 | 0.04 | 127.54 | 127.53 | 0.01 | 0
2035 | PJM_E_2_PJM_ROM | PJM_E | PJM_ROM | Internal | Shoulder | B14 | 900 | 8000 | 0.03 | 116.64 | 116.62 | 0.01 | 0
2035 | PJM_E_2_PJM_ROM | PJM_E | PJM_ROM | Internal | Shoulder | B15 | 1203 | 8000 | 0.02 | 114.81 | 114.8 | 0.01 | 0
2035 | PJM_E_2_PJM_ROM | PJM_E | PJM_ROM | Internal | Summer | B1 | 10 | 8000 | 2.81 | 212.62 | 212.61 | 0.01 | 0
2035 | PJM_E_2_PJM_ROM | PJM_E | PJM_ROM | Internal | Summer | B2 | 25 | 8000 | 1.09 | 212.62 | 212.61 | 0.01 | 0
2035 | PJM_E_2_PJM_ROM | PJM_E | PJM_ROM | Internal | Summer | B3 | 75 | 8000 | 0.36 | 204.98 | 204.97 | 0.01 | 0
2035 | PJM_E_2_PJM_ROM | PJM_E | PJM_ROM | Internal | Summer | B4 | 100 | 8000 | 0.25 | 170.19 | 170.18 | 0.01 | 0
2035 | PJM_E_2_PJM_ROM | PJM_E | PJM_ROM | Internal | Summer | B5 | 200 | 8000 | 0.13 | 153.27 | 153.26 | 0.01 | 0
2035 | PJM_E_2_PJM_ROM | PJM_E | PJM_ROM | Internal | Summer | B6 | 300 | 8000 | 0.09 | 138.32 | 138.31 | 0.01 | 0
2035 | PJM_E_2_PJM_ROM | PJM_E | PJM_ROM | Internal | Summer | B7 | 400 | 8000 | 0.07 | 128.6 | 128.59 | 0.01 | 0
2035 | PJM_E_2_PJM_ROM | PJM_E | PJM_ROM | Internal | Summer | B8 | 500 | 8000 | 0.05 | 119.84 | 119.83 | 0.01 | 0
2035 | PJM_E_2_PJM_ROM | PJM_E | PJM_ROM | Internal | Summer | B9 | 800 | 8000 | 0.03 | 115.08 | 115.07 | 0.01 | 0
2035 | PJM_E_2_PJM_ROM | PJM_E | PJM_ROM | Internal | Summer | B10 | 1262 | 8000 | 0.02 | 113.16 | 113.15 | 0.01 | 0
2035 | PJM_E_2_PJM_ROM | PJM_E | PJM_ROM | Internal | Winter | B16 | 25 | 8000 | 0.67 | 137.25 | 137.24 | 0.01 | 0
2035 | PJM_E_2_PJM_ROM | PJM_E | PJM_ROM | Internal | Winter | B17 | 100 | 8000 | 0.01 | 137.25 | 136.75 | 0.01 | 0
2035 | PJM_E_2_PJM_ROM | PJM_E | PJM_ROM | Internal | Winter | B18 | 400 | 8000 | 0 | 137.25 | 127.22 | 0.01 | 0
2035 | PJM_E_2_PJM_ROM | PJM_E | PJM_ROM | Internal | Winter | B19 | 700 | 8000 | 0.04 | 118.31 | 118.3 | 0.01 | 0
2035 | PJM_E_2_PJM_ROM | PJM_E | PJM_ROM | Internal | Winter | B20 | 935 | 8000 | 0.03 | 118.31 | 118.3 | 0.01 | 0
2035 | PJM_ROR_2_MISO_IN | PJM_ROR | MISO_IN | Internal | Shoulder | B11 | 25 | 1170 | 0 | 124.11 | 114.85 | 2 | 0
2035 | PJM_ROR_2_MISO_IN | PJM_ROR | MISO_IN | Internal | Shoulder | B12 | 200 | 1170 | 0 | 116.71 | 114.71 | 2 | 0
2035 | PJM_ROR_2_MISO_IN | PJM_ROR | MISO_IN | Internal | Shoulder | B13 | 600 | 1170 | 0 | 114.79 | 114.71 | 2 | 0
2035 | PJM_ROR_2_MISO_IN | PJM_ROR | MISO_IN | Internal | Shoulder | B14 | 900 | 1170 | 0 | 114.79 | 112.79 | 2 | 0
2035 | PJM_ROR_2_MISO_IN | PJM_ROR | MISO_IN | Internal | Shoulder | B15 | 1203 | 1170 | 0 | 114.79 | 110.6 | 2 | 0
2035 | PJM_ROR_2_MISO_IN | PJM_ROR | MISO_IN | Internal | Summer | B1 | 10 | 1170 | 0 | 212.6 | 131.68 | 2 | 0
2035 | PJM_ROR_2_MISO_IN | PJM_ROR | MISO_IN | Internal | Summer | B2 | 25 | 1170 | 0 | 212.6 | 197.94 | 2 | 0
2035 | PJM_ROR_2_MISO_IN | PJM_ROR | MISO_IN | Internal | Summer | B3 | 75 | 1170 | 0 | 204.98 | 163.46 | 2 | 0
2035 | PJM_ROR_2_MISO_IN | PJM_ROR | MISO_IN | Internal | Summer | B4 | 100 | 1170 | 0 | 170.16 | 153.58 | 2 | 0
2035 | PJM_ROR_2_MISO_IN | PJM_ROR | MISO_IN | Internal | Summer | B5 | 200 | 1170 | 0 | 153.25 | 133.79 | 2 | 0
2035 | PJM_ROR_2_MISO_IN | PJM_ROR | MISO_IN | Internal | Summer | B6 | 300 | 1170 | 0 | 138.3 | 130.3 | 2 | 0
2035 | PJM_ROR_2_MISO_IN | PJM_ROR | MISO_IN | Internal | Summer | B7 | 400 | 1170 | 0 | 128.58 | 113.69 | 2 | 0
2035 | PJM_ROR_2_MISO_IN | PJM_ROR | MISO_IN | Internal | Summer | B8 | 500 | 1170 | 0 | 116.15 | 113.4 | 2 | 0
2035 | PJM_ROR_2_MISO_IN | PJM_ROR | MISO_IN | Internal | Summer | B9 | 800 | 1170 | 0 | 115.05 | 113.4 | 2 | 0
2035 | PJM_ROR_2_MISO_IN | PJM_ROR | MISO_IN | Internal | Summer | B10 | 1262 | 1170 | 0 | 113.16 | 113.4 | 2 | 0
2035 | PJM_ROR_2_MISO_IN | PJM_ROR | MISO_IN | Internal | Winter | B16 | 25 | 1170 | 0 | 125.87 | 113.86 | 2 | 0
2035 | PJM_ROR_2_MISO_IN | PJM_ROR | MISO_IN | Internal | Winter | B17 | 100 | 1170 | 0 | 119.9 | 117.21 | 2 | 0
2035 | PJM_ROR_2_MISO_IN | PJM_ROR | MISO_IN | Internal | Winter | B18 | 400 | 1170 | 0 | 118.29 | 115.53 | 2 | 0
2035 | PJM_ROR_2_MISO_IN | PJM_ROR | MISO_IN | Internal | Winter | B19 | 700 | 1170 | 0 | 118.29 | 115.53 | 2 | 0
2035 | PJM_ROR_2_MISO_IN | PJM_ROR | MISO_IN | Internal | Winter | B20 | 935 | 1170 | 0 | 118.29 | 113.86 | 2 | 0
2035 | PJM_ROR_2_MISO_MI | PJM_ROR | MISO_MI | Internal | Shoulder | B11 | 25 | 1305 | 0 | 124.11 | 114.86 | 2 | 0
2035 | PJM_ROR_2_MISO_MI | PJM_ROR | MISO_MI | Internal | Shoulder | B12 | 200 | 1305 | 0 | 116.71 | 114.73 | 2 | 0
2035 | PJM_ROR_2_MISO_MI | PJM_ROR | MISO_MI | Internal | Shoulder | B13 | 600 | 1305 | 0 | 114.79 | 114.73 | 2 | 0
2035 | PJM_ROR_2_MISO_MI | PJM_ROR | MISO_MI | Internal | Shoulder | B14 | 900 | 1305 | 0 | 114.79 | 114.73 | 2 | 0
2035 | PJM_ROR_2_MISO_MI | PJM_ROR | MISO_MI | Internal | Shoulder | B15 | 1203 | 1305 | 0 | 114.79 | 112.79 | 2 | 0
2035 | PJM_ROR_2_MISO_MI | PJM_ROR | MISO_MI | Internal | Summer | B1 | 10 | 1305 | 0 | 212.6 | 163.47 | 2 | 0
2035 | PJM_ROR_2_MISO_MI | PJM_ROR | MISO_MI | Internal | Summer | B2 | 25 | 1305 | 0 | 212.6 | 197.95 | 2 | 0
2035 | PJM_ROR_2_MISO_MI | PJM_ROR | MISO_MI | Internal | Summer | B3 | 75 | 1305 | 0 | 204.98 | 163.47 | 2 | 0
2035 | PJM_ROR_2_MISO_MI | PJM_ROR | MISO_MI | Internal | Summer | B4 | 100 | 1305 | 0 | 170.16 | 153.59 | 2 | 0
2035 | PJM_ROR_2_MISO_MI | PJM_ROR | MISO_MI | Internal | Summer | B5 | 200 | 1305 | 0 | 153.25 | 133.8 | 2 | 0
2035 | PJM_ROR_2_MISO_MI | PJM_ROR | MISO_MI | Internal | Summer | B6 | 300 | 1305 | 0 | 138.3 | 130.31 | 2 | 0
2035 | PJM_ROR_2_MISO_MI | PJM_ROR | MISO_MI | Internal | Summer | B7 | 400 | 1305 | 0 | 128.58 | 113.7 | 2 | 0
2035 | PJM_ROR_2_MISO_MI | PJM_ROR | MISO_MI | Internal | Summer | B8 | 500 | 1305 | 0 | 116.15 | 113.7 | 2 | 0
2035 | PJM_ROR_2_MISO_MI | PJM_ROR | MISO_MI | Internal | Summer | B9 | 800 | 1305 | 0 | 115.05 | 113.7 | 2 | 0
2035 | PJM_ROR_2_MISO_MI | PJM_ROR | MISO_MI | Internal | Summer | B10 | 1262 | 1305 | 0 | 113.16 | 113.41 | 2 | 0
2035 | PJM_ROR_2_MISO_MI | PJM_ROR | MISO_MI | Internal | Winter | B16 | 25 | 1305 | 0 | 125.87 | 117.2 | 2 | 0
2035 | PJM_ROR_2_MISO_MI | PJM_ROR | MISO_MI | Internal | Winter | B17 | 100 | 1305 | 0 | 119.9 | 117.23 | 2 | 0
2035 | PJM_ROR_2_MISO_MI | PJM_ROR | MISO_MI | Internal | Winter | B18 | 400 | 1305 | 0 | 118.29 | 117.2 | 2 | 0
2035 | PJM_ROR_2_MISO_MI | PJM_ROR | MISO_MI | Internal | Winter | B19 | 700 | 1305 | 0 | 118.29 | 117.2 | 2 | 0
2035 | PJM_ROR_2_MISO_MI | PJM_ROR | MISO_MI | Internal | Winter | B20 | 935 | 1305 | 0 | 118.29 | 116.29 | 2 | 0
2035 | PJM_ROR_2_MISO_MO-IL | PJM_ROR | MISO_MO-IL | Internal | Shoulder | B11 | 25 | 1111 | 0 | 124.11 | 122.1 | 2 | 0
2035 | PJM_ROR_2_MISO_MO-IL | PJM_ROR | MISO_MO-IL | Internal | Shoulder | B12 | 200 | 1111 | 0 | 116.71 | 114.73 | 2 | 0
2035 | PJM_ROR_2_MISO_MO-IL | PJM_ROR | MISO_MO-IL | Internal | Shoulder | B13 | 600 | 1111 | 0 | 114.79 | 112.8 | 2 | 0
2035 | PJM_ROR_2_MISO_MO-IL | PJM_ROR | MISO_MO-IL | Internal | Shoulder | B14 | 900 | 1111 | 0 | 114.79 | 112.78 | 2 | 0
2035 | PJM_ROR_2_MISO_MO-IL | PJM_ROR | MISO_MO-IL | Internal | Shoulder | B15 | 1203 | 1111 | 0 | 114.79 | 110.59 | 2 | 0
2035 | PJM_ROR_2_MISO_MO-IL | PJM_ROR | MISO_MO-IL | Internal | Summer | B1 | 10 | 1111 | 0 | 212.6 | 201.6 | 2 | 0
2035 | PJM_ROR_2_MISO_MO-IL | PJM_ROR | MISO_MO-IL | Internal | Summer | B2 | 25 | 1111 | 0 | 212.6 | 206.95 | 2 | 0
2035 | PJM_ROR_2_MISO_MO-IL | PJM_ROR | MISO_MO-IL | Internal | Summer | B3 | 75 | 1111 | 0 | 204.98 | 202.98 | 2 | 0
2035 | PJM_ROR_2_MISO_MO-IL | PJM_ROR | MISO_MO-IL | Internal | Summer | B4 | 100 | 1111 | 0 | 170.16 | 168.12 | 2 | 0
2035 | PJM_ROR_2_MISO_MO-IL | PJM_ROR | MISO_MO-IL | Internal | Summer | B5 | 200 | 1111 | 0 | 153.25 | 145.97 | 2 | 0
2035 | PJM_ROR_2_MISO_MO-IL | PJM_ROR | MISO_MO-IL | Internal | Summer | B6 | 300 | 1111 | 0 | 138.3 | 136.3 | 2 | 0
2035 | PJM_ROR_2_MISO_MO-IL | PJM_ROR | MISO_MO-IL | Internal | Summer | B7 | 400 | 1111 | 0 | 128.58 | 126.59 | 2 | 0
2035 | PJM_ROR_2_MISO_MO-IL | PJM_ROR | MISO_MO-IL | Internal | Summer | B8 | 500 | 1111 | 0 | 116.15 | 114.16 | 2 | 0
2035 | PJM_ROR_2_MISO_MO-IL | PJM_ROR | MISO_MO-IL | Internal | Summer | B9 | 800 | 1111 | 0 | 115.05 | 113.41 | 2 | 0
2035 | PJM_ROR_2_MISO_MO-IL | PJM_ROR | MISO_MO-IL | Internal | Summer | B10 | 1262 | 1111 | 0 | 113.16 | 111.16 | 2 | 0
2035 | PJM_ROR_2_MISO_MO-IL | PJM_ROR | MISO_MO-IL | Internal | Winter | B16 | 25 | 1111 | 0 | 125.87 | 113.87 | 2 | 0
2035 | PJM_ROR_2_MISO_MO-IL | PJM_ROR | MISO_MO-IL | Internal | Winter | B17 | 100 | 1111 | 0 | 119.9 | 117.2 | 2 | 0
2035 | PJM_ROR_2_MISO_MO-IL | PJM_ROR | MISO_MO-IL | Internal | Winter | B18 | 400 | 1111 | 0 | 118.29 | 115.54 | 2 | 0
2035 | PJM_ROR_2_MISO_MO-IL | PJM_ROR | MISO_MO-IL | Internal | Winter | B19 | 700 | 1111 | 0 | 118.29 | 115.54 | 2 | 0
2035 | PJM_ROR_2_MISO_MO-IL | PJM_ROR | MISO_MO-IL | Internal | Winter | B20 | 935 | 1111 | 0 | 118.29 | 113.37 | 2 | 0
2035 | PJM_ROR_2_MISO_W | PJM_ROR | MISO_W | Internal | Shoulder | B11 | 25 | 13129 | 0 | 124.11 | 122.11 | 2 | 0
2035 | PJM_ROR_2_MISO_W | PJM_ROR | MISO_W | Internal | Shoulder | B12 | 200 | 13129 | 0 | 116.71 | 114.71 | 2 | 0
2035 | PJM_ROR_2_MISO_W | PJM_ROR | MISO_W | Internal | Shoulder | B13 | 600 | 13129 | 0 | 114.79 | 112.79 | 2 | 0
2035 | PJM_ROR_2_MISO_W | PJM_ROR | MISO_W | Internal | Shoulder | B14 | 900 | 13129 | 0 | 114.79 | 112.77 | 2 | 0
2035 | PJM_ROR_2_MISO_W | PJM_ROR | MISO_W | Internal | Shoulder | B15 | 1203 | 13129 | 0 | 114.79 | 42.84 | 2 | 0
2035 | PJM_ROR_2_MISO_W | PJM_ROR | MISO_W | Internal | Summer | B1 | 10 | 13129 | 0.02 | 212.6 | 210.6 | 2 | 0
2035 | PJM_ROR_2_MISO_W | PJM_ROR | MISO_W | Internal | Summer | B2 | 25 | 13129 | 0 | 212.6 | 210.6 | 2 | 0
2035 | PJM_ROR_2_MISO_W | PJM_ROR | MISO_W | Internal | Summer | B3 | 75 | 13129 | 0 | 204.98 | 202.98 | 2 | 0
2035 | PJM_ROR_2_MISO_W | PJM_ROR | MISO_W | Internal | Summer | B4 | 100 | 13129 | 0 | 170.16 | 168.16 | 2 | 0
2035 | PJM_ROR_2_MISO_W | PJM_ROR | MISO_W | Internal | Summer | B5 | 200 | 13129 | 0 | 153.25 | 151.25 | 2 | 0
2035 | PJM_ROR_2_MISO_W | PJM_ROR | MISO_W | Internal | Summer | B6 | 300 | 13129 | 0 | 138.3 | 136.3 | 2 | 0
2035 | PJM_ROR_2_MISO_W | PJM_ROR | MISO_W | Internal | Summer | B7 | 400 | 13129 | 0 | 128.58 | 126.58 | 2 | 0
2035 | PJM_ROR_2_MISO_W | PJM_ROR | MISO_W | Internal | Summer | B8 | 500 | 13129 | 0 | 116.15 | 114.15 | 2 | 0
2035 | PJM_ROR_2_MISO_W | PJM_ROR | MISO_W | Internal | Summer | B9 | 800 | 13129 | 0 | 115.05 | 113.05 | 2 | 0
2035 | PJM_ROR_2_MISO_W | PJM_ROR | MISO_W | Internal | Summer | B10 | 1262 | 13129 | 0 | 113.16 | 111.15 | 2 | 0
2035 | PJM_ROR_2_MISO_W | PJM_ROR | MISO_W | Internal | Winter | B16 | 25 | 13129 | 0 | 125.87 | 42.84 | 2 | 0
2035 | PJM_ROR_2_MISO_W | PJM_ROR | MISO_W | Internal | Winter | B17 | 100 | 13129 | 0 | 119.9 | 42.84 | 2 | 0
2035 | PJM_ROR_2_MISO_W | PJM_ROR | MISO_W | Internal | Winter | B18 | 400 | 13129 | 0 | 118.29 | 115.53 | 2 | 0
2035 | PJM_ROR_2_MISO_W | PJM_ROR | MISO_W | Internal | Winter | B19 | 700 | 13129 | 0 | 118.29 | 115.53 | 2 | 0
2035 | PJM_ROR_2_MISO_W | PJM_ROR | MISO_W | Internal | Winter | B20 | 935 | 13129 | 0 | 118.29 | 70.63 | 2 | 0
2035 | PJM_ROR_2_MISO_WUMS | PJM_ROR | MISO_WUMS | Internal | Shoulder | B11 | 25 | 1467 | 0 | 124.11 | 114.79 | 2 | 0
2035 | PJM_ROR_2_MISO_WUMS | PJM_ROR | MISO_WUMS | Internal | Shoulder | B12 | 200 | 1467 | 0 | 116.71 | 114.79 | 2 | 0
2035 | PJM_ROR_2_MISO_WUMS | PJM_ROR | MISO_WUMS | Internal | Shoulder | B13 | 600 | 1467 | 0 | 114.79 | 114.79 | 2 | 0
2035 | PJM_ROR_2_MISO_WUMS | PJM_ROR | MISO_WUMS | Internal | Shoulder | B14 | 900 | 1467 | 0 | 114.79 | 114.79 | 2 | 0
2035 | PJM_ROR_2_MISO_WUMS | PJM_ROR | MISO_WUMS | Internal | Shoulder | B15 | 1203 | 1467 | 0 | 114.79 | 112.79 | 2 | 0
2035 | PJM_ROR_2_MISO_WUMS | PJM_ROR | MISO_WUMS | Internal | Summer | B1 | 10 | 1467 | 0 | 212.6 | 131.46 | 2 | 0
2035 | PJM_ROR_2_MISO_WUMS | PJM_ROR | MISO_WUMS | Internal | Summer | B2 | 25 | 1467 | 0 | 212.6 | 131.46 | 2 | 0
2035 | PJM_ROR_2_MISO_WUMS | PJM_ROR | MISO_WUMS | Internal | Summer | B3 | 75 | 1467 | 0 | 204.98 | 149.31 | 2 | 0
2035 | PJM_ROR_2_MISO_WUMS | PJM_ROR | MISO_WUMS | Internal | Summer | B4 | 100 | 1467 | 0 | 170.16 | 131.46 | 2 | 0
2035 | PJM_ROR_2_MISO_WUMS | PJM_ROR | MISO_WUMS | Internal | Summer | B5 | 200 | 1467 | 0 | 153.25 | 131.46 | 2 | 0
2035 | PJM_ROR_2_MISO_WUMS | PJM_ROR | MISO_WUMS | Internal | Summer | B6 | 300 | 1467 | 0 | 138.3 | 130.32 | 2 | 0
2035 | PJM_ROR_2_MISO_WUMS | PJM_ROR | MISO_WUMS | Internal | Summer | B7 | 400 | 1467 | 0 | 128.58 | 113.69 | 2 | 0
2035 | PJM_ROR_2_MISO_WUMS | PJM_ROR | MISO_WUMS | Internal | Summer | B8 | 500 | 1467 | 0 | 116.15 | 113.22 | 2 | 0
2035 | PJM_ROR_2_MISO_WUMS | PJM_ROR | MISO_WUMS | Internal | Summer | B9 | 800 | 1467 | 0 | 115.05 | 113.22 | 2 | 0
2035 | PJM_ROR_2_MISO_WUMS | PJM_ROR | MISO_WUMS | Internal | Summer | B10 | 1262 | 1467 | 0 | 113.16 | 113.22 | 2 | 0
2035 | PJM_ROR_2_MISO_WUMS | PJM_ROR | MISO_WUMS | Internal | Winter | B16 | 25 | 1467 | 0 | 125.87 | 117.22 | 2 | 0
2035 | PJM_ROR_2_MISO_WUMS | PJM_ROR | MISO_WUMS | Internal | Winter | B17 | 100 | 1467 | 0 | 119.9 | 117.75 | 2 | 0
2035 | PJM_ROR_2_MISO_WUMS | PJM_ROR | MISO_WUMS | Internal | Winter | B18 | 400 | 1467 | 0 | 118.29 | 117.75 | 2 | 0
2035 | PJM_ROR_2_MISO_WUMS | PJM_ROR | MISO_WUMS | Internal | Winter | B19 | 700 | 1467 | 0 | 118.29 | 117.21 | 2 | 0
2035 | PJM_ROR_2_MISO_WUMS | PJM_ROR | MISO_WUMS | Internal | Winter | B20 | 935 | 1467 | 0 | 118.29 | 116.29 | 2 | 0
2035 | PJM_ROR_2_PJM_ROM | PJM_ROR | PJM_ROM | Internal | Shoulder | B11 | 25 | 8000 | 8000 | 124.11 | 130.68 | 0.01 | 6.56
2035 | PJM_ROR_2_PJM_ROM | PJM_ROR | PJM_ROM | Internal | Shoulder | B12 | 200 | 8000 | 8000 | 116.71 | 130.68 | 0.01 | 13.95
2035 | PJM_ROR_2_PJM_ROM | PJM_ROR | PJM_ROM | Internal | Shoulder | B13 | 600 | 8000 | 8000 | 114.79 | 127.53 | 0.01 | 12.73
2035 | PJM_ROR_2_PJM_ROM | PJM_ROR | PJM_ROM | Internal | Shoulder | B14 | 900 | 8000 | 8000 | 114.79 | 116.62 | 0.01 | 1.82
2035 | PJM_ROR_2_PJM_ROM | PJM_ROR | PJM_ROM | Internal | Shoulder | B15 | 1203 | 8000 | 2888.87 | 114.79 | 114.8 | 0.01 | 0
2035 | PJM_ROR_2_PJM_ROM | PJM_ROR | PJM_ROM | Internal | Summer | B1 | 10 | 8000 | 4984.45 | 212.6 | 212.61 | 0.01 | 0
2035 | PJM_ROR_2_PJM_ROM | PJM_ROR | PJM_ROM | Internal | Summer | B2 | 25 | 8000 | 2569.94 | 212.6 | 212.61 | 0.01 | 0
2035 | PJM_ROR_2_PJM_ROM | PJM_ROR | PJM_ROM | Internal | Summer | B3 | 75 | 8000 | 0.36 | 204.98 | 204.97 | 0.01 | 0
2035 | PJM_ROR_2_PJM_ROM | PJM_ROR | PJM_ROM | Internal | Summer | B4 | 100 | 8000 | 4755.61 | 170.16 | 170.18 | 0.01 | 0
2035 | PJM_ROR_2_PJM_ROM | PJM_ROR | PJM_ROM | Internal | Summer | B5 | 200 | 8000 | 2848.22 | 153.25 | 153.26 | 0.01 | 0
2035 | PJM_ROR_2_PJM_ROM | PJM_ROR | PJM_ROM | Internal | Summer | B6 | 300 | 8000 | 3570.43 | 138.3 | 138.31 | 0.01 | 0
2035 | PJM_ROR_2_PJM_ROM | PJM_ROR | PJM_ROM | Internal | Summer | B7 | 400 | 8000 | 4404.82 | 128.58 | 128.59 | 0.01 | 0
2035 | PJM_ROR_2_PJM_ROM | PJM_ROR | PJM_ROM | Internal | Summer | B8 | 500 | 8000 | 8000 | 116.15 | 119.83 | 0.01 | 3.67
2035 | PJM_ROR_2_PJM_ROM | PJM_ROR | PJM_ROM | Internal | Summer | B9 | 800 | 8000 | 4719.91 | 115.05 | 115.07 | 0.01 | 0
2035 | PJM_ROR_2_PJM_ROM | PJM_ROR | PJM_ROM | Internal | Summer | B10 | 1262 | 8000 | 0.02 | 113.16 | 113.15 | 0.01 | 0
2035 | PJM_ROR_2_PJM_ROM | PJM_ROR | PJM_ROM | Internal | Winter | B16 | 25 | 8000 | 8000 | 125.87 | 137.24 | 0.01 | 11.36
2035 | PJM_ROR_2_PJM_ROM | PJM_ROR | PJM_ROM | Internal | Winter | B17 | 100 | 8000 | 8000 | 119.9 | 136.75 | 0.01 | 16.84
2035 | PJM_ROR_2_PJM_ROM | PJM_ROR | PJM_ROM | Internal | Winter | B18 | 400 | 8000 | 8000 | 118.29 | 127.22 | 0.01 | 8.91
2035 | PJM_ROR_2_PJM_ROM | PJM_ROR | PJM_ROM | Internal | Winter | B19 | 700 | 8000 | 7680.94 | 118.29 | 118.3 | 0.01 | 0
2035 | PJM_ROR_2_PJM_ROM | PJM_ROR | PJM_ROM | Internal | Winter | B20 | 935 | 8000 | 2129.57 | 118.29 | 118.3 | 0.01 | 0
2035 | PJM_ROR_2_TVA_Transmission | PJM_ROR | TVA_Transmission | Internal | Shoulder | B11 | 25 | 2500 | 1.62 | 124.11 | 130.1 | 6 | 0
2035 | PJM_ROR_2_TVA_Transmission | PJM_ROR | TVA_Transmission | Internal | Shoulder | B12 | 200 | 2500 | 0 | 116.71 | 120.29 | 6 | 0
2035 | PJM_ROR_2_TVA_Transmission | PJM_ROR | TVA_Transmission | Internal | Shoulder | B13 | 600 | 2500 | 0 | 114.79 | 118.88 | 6 | 0
2035 | PJM_ROR_2_TVA_Transmission | PJM_ROR | TVA_Transmission | Internal | Shoulder | B14 | 900 | 2500 | 0 | 114.79 | 118.87 | 6 | 0
2035 | PJM_ROR_2_TVA_Transmission | PJM_ROR | TVA_Transmission | Internal | Shoulder | B15 | 1203 | 2500 | 0 | 114.79 | 118.59 | 6 | 0
2035 | PJM_ROR_2_TVA_Transmission | PJM_ROR | TVA_Transmission | Internal | Summer | B1 | 10 | 2500 | 0 | 212.6 | 209.6 | 6 | 0
2035 | PJM_ROR_2_TVA_Transmission | PJM_ROR | TVA_Transmission | Internal | Summer | B2 | 25 | 2500 | 0 | 212.6 | 213.94 | 6 | 0
2035 | PJM_ROR_2_TVA_Transmission | PJM_ROR | TVA_Transmission | Internal | Summer | B3 | 75 | 2500 | 0 | 204.98 | 201.98 | 6 | 0
2035 | PJM_ROR_2_TVA_Transmission | PJM_ROR | TVA_Transmission | Internal | Summer | B4 | 100 | 2500 | 0 | 170.16 | 164.82 | 6 | 0
2035 | PJM_ROR_2_TVA_Transmission | PJM_ROR | TVA_Transmission | Internal | Summer | B5 | 200 | 2500 | 0 | 153.25 | 147.8 | 6 | 0
2035 | PJM_ROR_2_TVA_Transmission | PJM_ROR | TVA_Transmission | Internal | Summer | B6 | 300 | 2500 | 0 | 138.3 | 137.33 | 6 | 0
2035 | PJM_ROR_2_TVA_Transmission | PJM_ROR | TVA_Transmission | Internal | Summer | B7 | 400 | 2500 | 0 | 128.58 | 128 | 6 | 0
2035 | PJM_ROR_2_TVA_Transmission | PJM_ROR | TVA_Transmission | Internal | Summer | B8 | 500 | 2500 | 0 | 116.15 | 119.45 | 6 | 0
2035 | PJM_ROR_2_TVA_Transmission | PJM_ROR | TVA_Transmission | Internal | Summer | B9 | 800 | 2500 | 0 | 115.05 | 118.57 | 6 | 0
2035 | PJM_ROR_2_TVA_Transmission | PJM_ROR | TVA_Transmission | Internal | Summer | B10 | 1262 | 2500 | 0 | 113.16 | 117.57 | 6 | 0
2035 | PJM_ROR_2_TVA_Transmission | PJM_ROR | TVA_Transmission | Internal | Winter | B16 | 25 | 2500 | 0.01 | 125.87 | 129.86 | 6 | 0
2035 | PJM_ROR_2_TVA_Transmission | PJM_ROR | TVA_Transmission | Internal | Winter | B17 | 100 | 2500 | 0 | 119.9 | 121.8 | 6 | 0
2035 | PJM_ROR_2_TVA_Transmission | PJM_ROR | TVA_Transmission | Internal | Winter | B18 | 400 | 2500 | 0 | 118.29 | 121.73 | 6 | 0
2035 | PJM_ROR_2_TVA_Transmission | PJM_ROR | TVA_Transmission | Internal | Winter | B19 | 700 | 2500 | 0 | 118.29 | 121.73 | 6 | 0
2035 | PJM_ROR_2_TVA_Transmission | PJM_ROR | TVA_Transmission | Internal | Winter | B20 | 935 | 2500 | 0 | 118.29 | 121.37 | 6 | 0
2035 | PJM_ROR_2_VACAR | PJM_ROR | VACAR | Internal | Shoulder | B11 | 25 | 3000 | 497.18 | 124.11 | 130.11 | 6 | 0
2035 | PJM_ROR_2_VACAR | PJM_ROR | VACAR | Internal | Shoulder | B12 | 200 | 3000 | 0 | 116.71 | 121.07 | 6 | 0
2035 | PJM_ROR_2_VACAR | PJM_ROR | VACAR | Internal | Shoulder | B13 | 600 | 3000 | 2999.99 | 114.79 | 121.07 | 6 | 0.28
2035 | PJM_ROR_2_VACAR | PJM_ROR | VACAR | Internal | Shoulder | B14 | 900 | 3000 | 3000 | 114.79 | 121.07 | 6 | 0.28
2035 | PJM_ROR_2_VACAR | PJM_ROR | VACAR | Internal | Shoulder | B15 | 1203 | 3000 | 2884.08 | 114.79 | 120.79 | 6 | 0
2035 | PJM_ROR_2_VACAR | PJM_ROR | VACAR | Internal | Summer | B1 | 10 | 3000 | 2453.28 | 212.6 | 218.6 | 6 | 0
2035 | PJM_ROR_2_VACAR | PJM_ROR | VACAR | Internal | Summer | B2 | 25 | 3000 | 2999.99 | 212.6 | 221.76 | 6 | 3.17
2035 | PJM_ROR_2_VACAR | PJM_ROR | VACAR | Internal | Summer | B3 | 75 | 3000 | 0 | 204.98 | 203.98 | 6 | 0
2035 | PJM_ROR_2_VACAR | PJM_ROR | VACAR | Internal | Summer | B4 | 100 | 3000 | 0 | 170.16 | 160.98 | 6 | 0
2035 | PJM_ROR_2_VACAR | PJM_ROR | VACAR | Internal | Summer | B5 | 200 | 3000 | 0 | 153.25 | 146.25 | 6 | 0
2035 | PJM_ROR_2_VACAR | PJM_ROR | VACAR | Internal | Summer | B6 | 300 | 3000 | 0 | 138.3 | 131.3 | 6 | 0
2035 | PJM_ROR_2_VACAR | PJM_ROR | VACAR | Internal | Summer | B7 | 400 | 3000 | 0 | 128.58 | 121.58 | 6 | 0
2035 | PJM_ROR_2_VACAR | PJM_ROR | VACAR | Internal | Summer | B8 | 500 | 3000 | 0 | 116.15 | 118.95 | 6 | 0
2035 | PJM_ROR_2_VACAR | PJM_ROR | VACAR | Internal | Summer | B9 | 800 | 3000 | 0 | 115.05 | 118.95 | 6 | 0
2035 | PJM_ROR_2_VACAR | PJM_ROR | VACAR | Internal | Summer | B10 | 1262 | 3000 | 0 | 113.16 | 118.95 | 6 | 0
2035 | PJM_ROR_2_VACAR | PJM_ROR | VACAR | Internal | Winter | B16 | 25 | 3000 | 2794.67 | 125.87 | 131.87 | 6 | 0
2035 | PJM_ROR_2_VACAR | PJM_ROR | VACAR | Internal | Winter | B17 | 100 | 3000 | 813.42 | 119.9 | 125.9 | 6 | 0
2035 | PJM_ROR_2_VACAR | PJM_ROR | VACAR | Internal | Winter | B18 | 400 | 3000 | 3000 | 118.29 | 125.9 | 6 | 1.61
2035 | PJM_ROR_2_VACAR | PJM_ROR | VACAR | Internal | Winter | B19 | 700 | 3000 | 3000 | 118.29 | 125.9 | 6 | 1.61
2035 | PJM_ROR_2_VACAR | PJM_ROR | VACAR | Internal | Winter | B20 | 935 | 3000 | 257.5 | 118.29 | 124.29 | 6 | 0
2035 | PJM_ROM_2_NYISO_A-F | PJM_ROM | NYISO_A-F | Internal | Shoulder | B11 | 25 | 2000 | 0 | 130.68 | 114.86 | 6 | 0
2035 | PJM_ROM_2_NYISO_A-F | PJM_ROM | NYISO_A-F | Internal | Shoulder | B12 | 200 | 2000 | 0 | 130.68 | 122.68 | 6 | 0
2035 | PJM_ROM_2_NYISO_A-F | PJM_ROM | NYISO_A-F | Internal | Shoulder | B13 | 600 | 2000 | 0 | 127.53 | 112.47 | 6 | 0
2035 | PJM_ROM_2_NYISO_A-F | PJM_ROM | NYISO_A-F | Internal | Shoulder | B14 | 900 | 2000 | 0 | 116.62 | 110.26 | 6 | 0
2035 | PJM_ROM_2_NYISO_A-F | PJM_ROM | NYISO_A-F | Internal | Shoulder | B15 | 1203 | 2000 | 0 | 114.8 | 110.26 | 6 | 0
2035 | PJM_ROM_2_NYISO_A-F | PJM_ROM | NYISO_A-F | Internal | Summer | B1 | 10 | 2000 | 0 | 212.61 | 129.7 | 6 | 0
2035 | PJM_ROM_2_NYISO_A-F | PJM_ROM | NYISO_A-F | Internal | Summer | B2 | 25 | 2000 | 0 | 212.61 | 155.03 | 6 | 0
2035 | PJM_ROM_2_NYISO_A-F | PJM_ROM | NYISO_A-F | Internal | Summer | B3 | 75 | 2000 | 0 | 204.97 | 154.86 | 6 | 0
2035 | PJM_ROM_2_NYISO_A-F | PJM_ROM | NYISO_A-F | Internal | Summer | B4 | 100 | 2000 | 0 | 170.18 | 155.03 | 6 | 0
2035 | PJM_ROM_2_NYISO_A-F | PJM_ROM | NYISO_A-F | Internal | Summer | B5 | 200 | 2000 | 0 | 153.26 | 142.71 | 6 | 0
2035 | PJM_ROM_2_NYISO_A-F | PJM_ROM | NYISO_A-F | Internal | Summer | B6 | 300 | 2000 | 0 | 138.31 | 130.31 | 6 | 0
2035 | PJM_ROM_2_NYISO_A-F | PJM_ROM | NYISO_A-F | Internal | Summer | B7 | 400 | 2000 | 0 | 128.59 | 126.43 | 6 | 0
2035 | PJM_ROM_2_NYISO_A-F | PJM_ROM | NYISO_A-F | Internal | Summer | B8 | 500 | 2000 | 0.1 | 119.83 | 125.82 | 6 | 0
2035 | PJM_ROM_2_NYISO_A-F | PJM_ROM | NYISO_A-F | Internal | Summer | B9 | 800 | 2000 | 0 | 115.07 | 115.09 | 6 | 0
2035 | PJM_ROM_2_NYISO_A-F | PJM_ROM | NYISO_A-F | Internal | Summer | B10 | 1262 | 2000 | 0 | 113.15 | 115.09 | 6 | 0
2035 | PJM_ROM_2_NYISO_A-F | PJM_ROM | NYISO_A-F | Internal | Winter | B16 | 25 | 2000 | 0 | 137.24 | 121.98 | 6 | 0
2035 | PJM_ROM_2_NYISO_A-F | PJM_ROM | NYISO_A-F | Internal | Winter | B17 | 100 | 2000 | 0 | 136.75 | 118.7 | 6 | 0
2035 | PJM_ROM_2_NYISO_A-F | PJM_ROM | NYISO_A-F | Internal | Winter | B18 | 400 | 2000 | 0 | 127.22 | 114.49 | 6 | 0
2035 | PJM_ROM_2_NYISO_A-F | PJM_ROM | NYISO_A-F | Internal | Winter | B19 | 700 | 2000 | 0 | 118.3 | 110.3 | 6 | 0
2035 | PJM_ROM_2_NYISO_A-F | PJM_ROM | NYISO_A-F | Internal | Winter | B20 | 935 | 2000 | 0 | 118.3 | 110.3 | 6 | 0
2035 | PJM_ROM_2_PJM_E | PJM_ROM | PJM_E | Internal | Shoulder | B11 | 25 | 8000 | 4755.5 | 130.68 | 130.69 | 0.01 | 0
2035 | PJM_ROM_2_PJM_E | PJM_ROM | PJM_E | Internal | Shoulder | B12 | 200 | 8000 | 4281.08 | 130.68 | 130.69 | 0.01 | 0
2035 | PJM_ROM_2_PJM_E | PJM_ROM | PJM_E | Internal | Shoulder | B13 | 600 | 8000 | 6291.95 | 127.53 | 127.54 | 0.01 | 0
2035 | PJM_ROM_2_PJM_E | PJM_ROM | PJM_E | Internal | Shoulder | B14 | 900 | 8000 | 5033.57 | 116.62 | 116.64 | 0.01 | 0
2035 | PJM_ROM_2_PJM_E | PJM_ROM | PJM_E | Internal | Shoulder | B15 | 1203 | 8000 | 2040 | 114.8 | 114.81 | 0.01 | 0
2035 | PJM_ROM_2_PJM_E | PJM_ROM | PJM_E | Internal | Summer | B1 | 10 | 8000 | 7743.46 | 212.61 | 212.62 | 0.01 | 0
2035 | PJM_ROM_2_PJM_E | PJM_ROM | PJM_E | Internal | Summer | B2 | 25 | 8000 | 5979.38 | 212.61 | 212.62 | 0.01 | 0
2035 | PJM_ROM_2_PJM_E | PJM_ROM | PJM_E | Internal | Summer | B3 | 75 | 8000 | 2315.87 | 204.97 | 204.98 | 0.01 | 0
2035 | PJM_ROM_2_PJM_E | PJM_ROM | PJM_E | Internal | Summer | B4 | 100 | 8000 | 7078.85 | 170.18 | 170.19 | 0.01 | 0
2035 | PJM_ROM_2_PJM_E | PJM_ROM | PJM_E | Internal | Summer | B5 | 200 | 8000 | 6007.27 | 153.26 | 153.27 | 0.01 | 0
2035 | PJM_ROM_2_PJM_E | PJM_ROM | PJM_E | Internal | Summer | B6 | 300 | 8000 | 4558.53 | 138.31 | 138.32 | 0.01 | 0
2035 | PJM_ROM_2_PJM_E | PJM_ROM | PJM_E | Internal | Summer | B7 | 400 | 8000 | 5685.64 | 128.59 | 128.6 | 0.01 | 0
2035 | PJM_ROM_2_PJM_E | PJM_ROM | PJM_E | Internal | Summer | B8 | 500 | 8000 | 7321.18 | 119.83 | 119.84 | 0.01 | 0
2035 | PJM_ROM_2_PJM_E | PJM_ROM | PJM_E | Internal | Summer | B9 | 800 | 8000 | 5750.47 | 115.07 | 115.08 | 0.01 | 0
2035 | PJM_ROM_2_PJM_E | PJM_ROM | PJM_E | Internal | Summer | B10 | 1262 | 8000 | 2397.47 | 113.15 | 113.16 | 0.01 | 0
2035 | PJM_ROM_2_PJM_E | PJM_ROM | PJM_E | Internal | Winter | B16 | 25 | 8000 | 7980.59 | 137.24 | 137.25 | 0.01 | 0
2035 | PJM_ROM_2_PJM_E | PJM_ROM | PJM_E | Internal | Winter | B17 | 100 | 8000 | 7999.99 | 136.75 | 137.25 | 0.01 | 0.49
2035 | PJM_ROM_2_PJM_E | PJM_ROM | PJM_E | Internal | Winter | B18 | 400 | 8000 | 8000 | 127.22 | 137.25 | 0.01 | 10.02
2035 | PJM_ROM_2_PJM_E | PJM_ROM | PJM_E | Internal | Winter | B19 | 700 | 8000 | 6741.04 | 118.3 | 118.31 | 0.01 | 0
2035 | PJM_ROM_2_PJM_E | PJM_ROM | PJM_E | Internal | Winter | B20 | 935 | 8000 | 3829.21 | 118.3 | 118.31 | 0.01 | 0
2035 | PJM_ROM_2_PJM_ROR | PJM_ROM | PJM_ROR | Internal | Shoulder | B11 | 25 | 8000 | 0 | 130.68 | 124.11 | 0.01 | 0
2035 | PJM_ROM_2_PJM_ROR | PJM_ROM | PJM_ROR | Internal | Shoulder | B12 | 200 | 8000 | 0 | 130.68 | 116.71 | 0.01 | 0
2035 | PJM_ROM_2_PJM_ROR | PJM_ROM | PJM_ROR | Internal | Shoulder | B13 | 600 | 8000 | 0 | 127.53 | 114.79 | 0.01 | 0
2035 | PJM_ROM_2_PJM_ROR | PJM_ROM | PJM_ROR | Internal | Shoulder | B14 | 900 | 8000 | 0 | 116.62 | 114.79 | 0.01 | 0
2035 | PJM_ROM_2_PJM_ROR | PJM_ROM | PJM_ROR | Internal | Shoulder | B15 | 1203 | 8000 | 0.02 | 114.8 | 114.79 | 0.01 | 0
2035 | PJM_ROM_2_PJM_ROR | PJM_ROM | PJM_ROR | Internal | Summer | B1 | 10 | 8000 | 2.86 | 212.61 | 212.6 | 0.01 | 0
2035 | PJM_ROM_2_PJM_ROR | PJM_ROM | PJM_ROR | Internal | Summer | B2 | 25 | 8000 | 1.26 | 212.61 | 212.6 | 0.01 | 0
2035 | PJM_ROM_2_PJM_ROR | PJM_ROM | PJM_ROR | Internal | Summer | B3 | 75 | 8000 | 1786.19 | 204.97 | 204.98 | 0.01 | 0
2035 | PJM_ROM_2_PJM_ROR | PJM_ROM | PJM_ROR | Internal | Summer | B4 | 100 | 8000 | 0.26 | 170.18 | 170.16 | 0.01 | 0
2035 | PJM_ROM_2_PJM_ROR | PJM_ROM | PJM_ROR | Internal | Summer | B5 | 200 | 8000 | 0.13 | 153.26 | 153.25 | 0.01 | 0
2035 | PJM_ROM_2_PJM_ROR | PJM_ROM | PJM_ROR | Internal | Summer | B6 | 300 | 8000 | 0.09 | 138.31 | 138.3 | 0.01 | 0
2035 | PJM_ROM_2_PJM_ROR | PJM_ROM | PJM_ROR | Internal | Summer | B7 | 400 | 8000 | 0.07 | 128.59 | 128.58 | 0.01 | 0
2035 | PJM_ROM_2_PJM_ROR | PJM_ROM | PJM_ROR | Internal | Summer | B8 | 500 | 8000 | 0 | 119.83 | 116.15 | 0.01 | 0
2035 | PJM_ROM_2_PJM_ROR | PJM_ROM | PJM_ROR | Internal | Summer | B9 | 800 | 8000 | 0.03 | 115.07 | 115.05 | 0.01 | 0
2035 | PJM_ROM_2_PJM_ROR | PJM_ROM | PJM_ROR | Internal | Summer | B10 | 1262 | 8000 | 36.52 | 113.15 | 113.16 | 0.01 | 0
2035 | PJM_ROM_2_PJM_ROR | PJM_ROM | PJM_ROR | Internal | Winter | B16 | 25 | 8000 | 0 | 137.24 | 125.87 | 0.01 | 0
2035 | PJM_ROM_2_PJM_ROR | PJM_ROM | PJM_ROR | Internal | Winter | B17 | 100 | 8000 | 0 | 136.75 | 119.9 | 0.01 | 0
2035 | PJM_ROM_2_PJM_ROR | PJM_ROM | PJM_ROR | Internal | Winter | B18 | 400 | 8000 | 0 | 127.22 | 118.29 | 0.01 | 0
2035 | PJM_ROM_2_PJM_ROR | PJM_ROM | PJM_ROR | Internal | Winter | B19 | 700 | 8000 | 0.04 | 118.3 | 118.29 | 0.01 | 0
2035 | PJM_ROM_2_PJM_ROR | PJM_ROM | PJM_ROR | Internal | Winter | B20 | 935 | 8000 | 0.03 | 118.3 | 118.29 | 0.01 | 0
2035 | SOCO_2_ENT | SOCO | ENT | Internal | Shoulder | B11 | 25 | 4300 | 0 | 137.11 | 122.21 | 10 | 0
2035 | SOCO_2_ENT | SOCO | ENT | Internal | Shoulder | B12 | 200 | 4300 | 0 | 125.39 | 117.39 | 10 | 0
2035 | SOCO_2_ENT | SOCO | ENT | Internal | Shoulder | B13 | 600 | 4300 | 0 | 119.26 | 111.26 | 10 | 0
2035 | SOCO_2_ENT | SOCO | ENT | Internal | Shoulder | B14 | 900 | 4300 | 0 | 119.26 | 111.26 | 10 | 0
2035 | SOCO_2_ENT | SOCO | ENT | Internal | Shoulder | B15 | 1203 | 4300 | 0 | 119.26 | 110.59 | 10 | 0
2035 | SOCO_2_ENT | SOCO | ENT | Internal | Summer | B1 | 10 | 4300 | 0 | 218.6 | 139.33 | 10 | 0
2035 | SOCO_2_ENT | SOCO | ENT | Internal | Summer | B2 | 25 | 4300 | 0 | 222.94 | 198.95 | 10 | 0
2035 | SOCO_2_ENT | SOCO | ENT | Internal | Summer | B3 | 75 | 4300 | 0 | 210.98 | 202.98 | 10 | 0
2035 | SOCO_2_ENT | SOCO | ENT | Internal | Summer | B4 | 100 | 4300 | 0 | 167.98 | 160.12 | 10 | 0
2035 | SOCO_2_ENT | SOCO | ENT | Internal | Summer | B5 | 200 | 4300 | 0 | 153.25 | 145.97 | 10 | 0
2035 | SOCO_2_ENT | SOCO | ENT | Internal | Summer | B6 | 300 | 4300 | 0 | 137 | 139.61 | 10 | 0
2035 | SOCO_2_ENT | SOCO | ENT | Internal | Summer | B7 | 400 | 4300 | 0 | 137 | 134.59 | 10 | 0
2035 | SOCO_2_ENT | SOCO | ENT | Internal | Summer | B8 | 500 | 4300 | 0 | 125.95 | 117.95 | 10 | 0
2035 | SOCO_2_ENT | SOCO | ENT | Internal | Summer | B9 | 800 | 4300 | 0 | 117.93 | 115.88 | 10 | 0
2035 | SOCO_2_ENT | SOCO | ENT | Internal | Summer | B10 | 1262 | 4300 | 0 | 117.93 | 109.93 | 10 | 0
2035 | SOCO_2_ENT | SOCO | ENT | Internal | Winter | B16 | 25 | 4300 | 0 | 138.87 | 120.46 | 10 | 0
2035 | SOCO_2_ENT | SOCO | ENT | Internal | Winter | B17 | 100 | 4300 | 0 | 122.22 | 114.22 | 10 | 0
2035 | SOCO_2_ENT | SOCO | ENT | Internal | Winter | B18 | 400 | 4300 | 0 | 122.22 | 114.22 | 10 | 0
2035 | SOCO_2_ENT | SOCO | ENT | Internal | Winter | B19 | 700 | 4300 | 0 | 122.22 | 114.22 | 10 | 0
2035 | SOCO_2_ENT | SOCO | ENT | Internal | Winter | B20 | 935 | 4300 | 0 | 122.22 | 113.37 | 10 | 0
2035 | SOCO_2_FRCC | SOCO | FRCC | Internal | Shoulder | B11 | 25 | 3700 | 0 | 137.11 | 143.77 | 10 | 0
2035 | SOCO_2_FRCC | SOCO | FRCC | Internal | Shoulder | B12 | 200 | 3700 | 3229.16 | 125.39 | 135.39 | 10 | 0
2035 | SOCO_2_FRCC | SOCO | FRCC | Internal | Shoulder | B13 | 600 | 3700 | 0 | 119.26 | 126.61 | 10 | 0
2035 | SOCO_2_FRCC | SOCO | FRCC | Internal | Shoulder | B14 | 900 | 3700 | 0 | 119.26 | 123.68 | 10 | 0
2035 | SOCO_2_FRCC | SOCO | FRCC | Internal | Shoulder | B15 | 1203 | 3700 | 0 | 119.26 | 123.68 | 10 | 0
2035 | SOCO_2_FRCC | SOCO | FRCC | Internal | Summer | B1 | 10 | 3700 | 0.08 | 218.6 | 227.84 | 10 | 0
2035 | SOCO_2_FRCC | SOCO | FRCC | Internal | Summer | B2 | 25 | 3700 | 0 | 222.94 | 227.84 | 10 | 0
2035 | SOCO_2_FRCC | SOCO | FRCC | Internal | Summer | B3 | 75 | 3700 | 0 | 210.98 | 202.98 | 10 | 0
2035 | SOCO_2_FRCC | SOCO | FRCC | Internal | Summer | B4 | 100 | 3700 | 0 | 167.98 | 142.71 | 10 | 0
2035 | SOCO_2_FRCC | SOCO | FRCC | Internal | Summer | B5 | 200 | 3700 | 0 | 153.25 | 142.71 | 10 | 0
2035 | SOCO_2_FRCC | SOCO | FRCC | Internal | Summer | B6 | 300 | 3700 | 0 | 137 | 142.71 | 10 | 0
2035 | SOCO_2_FRCC | SOCO | FRCC | Internal | Summer | B7 | 400 | 3700 | 0 | 137 | 142.71 | 10 | 0
2035 | SOCO_2_FRCC | SOCO | FRCC | Internal | Summer | B8 | 500 | 3700 | 804.31 | 125.95 | 135.95 | 10 | 0
2035 | SOCO_2_FRCC | SOCO | FRCC | Internal | Summer | B9 | 800 | 3700 | 0 | 117.93 | 122.78 | 10 | 0
2035 | SOCO_2_FRCC | SOCO | FRCC | Internal | Summer | B10 | 1262 | 3700 | 0 | 117.93 | 122.78 | 10 | 0
2035 | SOCO_2_FRCC | SOCO | FRCC | Internal | Winter | B16 | 25 | 3700 | 0.01 | 138.87 | 146.68 | 10 | 0
2035 | SOCO_2_FRCC | SOCO | FRCC | Internal | Winter | B17 | 100 | 3700 | 0 | 122.22 | 126.16 | 10 | 0
2035 | SOCO_2_FRCC | SOCO | FRCC | Internal | Winter | B18 | 400 | 3700 | 0 | 122.22 | 126.16 | 10 | 0
2035 | SOCO_2_FRCC | SOCO | FRCC | Internal | Winter | B19 | 700 | 3700 | 0 | 122.22 | 126.16 | 10 | 0
2035 | SOCO_2_FRCC | SOCO | FRCC | Internal | Winter | B20 | 935 | 3700 | 0 | 122.22 | 123.52 | 10 | 0
2035 | SOCO_2_TVA_Transmission | SOCO | TVA_Transmission | Internal | Shoulder | B11 | 25 | 2600 | 0 | 137.11 | 130.1 | 10 | 0
2035 | SOCO_2_TVA_Transmission | SOCO | TVA_Transmission | Internal | Shoulder | B12 | 200 | 2600 | 0 | 125.39 | 120.29 | 10 | 0
2035 | SOCO_2_TVA_Transmission | SOCO | TVA_Transmission | Internal | Shoulder | B13 | 600 | 2600 | 0 | 119.26 | 118.88 | 10 | 0
2035 | SOCO_2_TVA_Transmission | SOCO | TVA_Transmission | Internal | Shoulder | B14 | 900 | 2600 | 0 | 119.26 | 118.87 | 10 | 0
2035 | SOCO_2_TVA_Transmission | SOCO | TVA_Transmission | Internal | Shoulder | B15 | 1203 | 2600 | 0 | 119.26 | 118.59 | 10 | 0
2035 | SOCO_2_TVA_Transmission | SOCO | TVA_Transmission | Internal | Summer | B1 | 10 | 2600 | 0 | 218.6 | 209.6 | 10 | 0
2035 | SOCO_2_TVA_Transmission | SOCO | TVA_Transmission | Internal | Summer | B2 | 25 | 2600 | 0 | 222.94 | 213.94 | 10 | 0
2035 | SOCO_2_TVA_Transmission | SOCO | TVA_Transmission | Internal | Summer | B3 | 75 | 2600 | 0 | 210.98 | 201.98 | 10 | 0
2035 | SOCO_2_TVA_Transmission | SOCO | TVA_Transmission | Internal | Summer | B4 | 100 | 2600 | 0 | 167.98 | 164.82 | 10 | 0
2035 | SOCO_2_TVA_Transmission | SOCO | TVA_Transmission | Internal | Summer | B5 | 200 | 2600 | 0 | 153.25 | 147.8 | 10 | 0
2035 | SOCO_2_TVA_Transmission | SOCO | TVA_Transmission | Internal | Summer | B6 | 300 | 2600 | 0 | 137 | 137.33 | 10 | 0
2035 | SOCO_2_TVA_Transmission | SOCO | TVA_Transmission | Internal | Summer | B7 | 400 | 2600 | 0 | 137 | 128 | 10 | 0
2035 | SOCO_2_TVA_Transmission | SOCO | TVA_Transmission | Internal | Summer | B8 | 500 | 2600 | 0 | 125.95 | 119.45 | 10 | 0
2035 | SOCO_2_TVA_Transmission | SOCO | TVA_Transmission | Internal | Summer | B9 | 800 | 2600 | 0 | 117.93 | 118.57 | 10 | 0
2035 | SOCO_2_TVA_Transmission | SOCO | TVA_Transmission | Internal | Summer | B10 | 1262 | 2600 | 0 | 117.93 | 117.57 | 10 | 0
2035 | SOCO_2_TVA_Transmission | SOCO | TVA_Transmission | Internal | Winter | B16 | 25 | 2600 | 0 | 138.87 | 129.86 | 10 | 0
2035 | SOCO_2_TVA_Transmission | SOCO | TVA_Transmission | Internal | Winter | B17 | 100 | 2600 | 0 | 122.22 | 121.8 | 10 | 0
2035 | SOCO_2_TVA_Transmission | SOCO | TVA_Transmission | Internal | Winter | B18 | 400 | 2600 | 0 | 122.22 | 121.73 | 10 | 0
2035 | SOCO_2_TVA_Transmission | SOCO | TVA_Transmission | Internal | Winter | B19 | 700 | 2600 | 0 | 122.22 | 121.73 | 10 | 0
2035 | SOCO_2_TVA_Transmission | SOCO | TVA_Transmission | Internal | Winter | B20 | 935 | 2600 | 0 | 122.22 | 121.37 | 10 | 0
2035 | SOCO_2_VACAR | SOCO | VACAR | Internal | Shoulder | B11 | 25 | 2000 | 0 | 137.11 | 130.11 | 10 | 0
2035 | SOCO_2_VACAR | SOCO | VACAR | Internal | Shoulder | B12 | 200 | 2000 | 0 | 125.39 | 121.07 | 10 | 0
2035 | SOCO_2_VACAR | SOCO | VACAR | Internal | Shoulder | B13 | 600 | 2000 | 0 | 119.26 | 121.07 | 10 | 0
2035 | SOCO_2_VACAR | SOCO | VACAR | Internal | Shoulder | B14 | 900 | 2000 | 0 | 119.26 | 121.07 | 10 | 0
2035 | SOCO_2_VACAR | SOCO | VACAR | Internal | Shoulder | B15 | 1203 | 2000 | 0 | 119.26 | 120.79 | 10 | 0
2035 | SOCO_2_VACAR | SOCO | VACAR | Internal | Summer | B1 | 10 | 2000 | 0 | 218.6 | 218.6 | 10 | 0
2035 | SOCO_2_VACAR | SOCO | VACAR | Internal | Summer | B2 | 25 | 2000 | 0 | 222.94 | 221.76 | 10 | 0
2035 | SOCO_2_VACAR | SOCO | VACAR | Internal | Summer | B3 | 75 | 2000 | 0 | 210.98 | 203.98 | 10 | 0
2035 | SOCO_2_VACAR | SOCO | VACAR | Internal | Summer | B4 | 100 | 2000 | 0 | 167.98 | 160.98 | 10 | 0
2035 | SOCO_2_VACAR | SOCO | VACAR | Internal | Summer | B5 | 200 | 2000 | 0 | 153.25 | 146.25 | 10 | 0
2035 | SOCO_2_VACAR | SOCO | VACAR | Internal | Summer | B6 | 300 | 2000 | 0 | 137 | 131.3 | 10 | 0
2035 | SOCO_2_VACAR | SOCO | VACAR | Internal | Summer | B7 | 400 | 2000 | 0 | 137 | 121.58 | 10 | 0
2035 | SOCO_2_VACAR | SOCO | VACAR | Internal | Summer | B8 | 500 | 2000 | 0 | 125.95 | 118.95 | 10 | 0
2035 | SOCO_2_VACAR | SOCO | VACAR | Internal | Summer | B9 | 800 | 2000 | 0 | 117.93 | 118.95 | 10 | 0
2035 | SOCO_2_VACAR | SOCO | VACAR | Internal | Summer | B10 | 1262 | 2000 | 0 | 117.93 | 118.95 | 10 | 0
2035 | SOCO_2_VACAR | SOCO | VACAR | Internal | Winter | B16 | 25 | 2000 | 0 | 138.87 | 131.87 | 10 | 0
2035 | SOCO_2_VACAR | SOCO | VACAR | Internal | Winter | B17 | 100 | 2000 | 0 | 122.22 | 125.9 | 10 | 0
2035 | SOCO_2_VACAR | SOCO | VACAR | Internal | Winter | B18 | 400 | 2000 | 0 | 122.22 | 125.9 | 10 | 0
2035 | SOCO_2_VACAR | SOCO | VACAR | Internal | Winter | B19 | 700 | 2000 | 0 | 122.22 | 125.9 | 10 | 0
2035 | SOCO_2_VACAR | SOCO | VACAR | Internal | Winter | B20 | 935 | 2000 | 0 | 122.22 | 124.29 | 10 | 0
2035 | SPP_N_2_ENT | SPP_N | ENT | Internal | Shoulder | B11 | 25 | 15643 | 15642.58 | 117.12 | 122.21 | 5 | 0.08
2035 | SPP_N_2_ENT | SPP_N | ENT | Internal | Shoulder | B12 | 200 | 15643 | 15643 | 109.71 | 117.39 | 5 | 2.67
2035 | SPP_N_2_ENT | SPP_N | ENT | Internal | Shoulder | B13 | 600 | 15643 | 15643 | 87.43 | 111.26 | 5 | 18.83
2035 | SPP_N_2_ENT | SPP_N | ENT | Internal | Shoulder | B14 | 900 | 15643 | 15643 | 1 | 111.26 | 5 | 105.26
2035 | SPP_N_2_ENT | SPP_N | ENT | Internal | Shoulder | B15 | 1203 | 15643 | 15643 | 1 | 110.59 | 5 | 104.58
2035 | SPP_N_2_ENT | SPP_N | ENT | Internal | Summer | B1 | 10 | 15643 | 15643 | 1 | 139.33 | 5 | 133.33
2035 | SPP_N_2_ENT | SPP_N | ENT | Internal | Summer | B2 | 25 | 15643 | 9356.96 | 193.95 | 198.95 | 5 | 0
2035 | SPP_N_2_ENT | SPP_N | ENT | Internal | Summer | B3 | 75 | 15643 | 1967.55 | 197.98 | 202.98 | 5 | 0
2035 | SPP_N_2_ENT | SPP_N | ENT | Internal | Summer | B4 | 100 | 15643 | 3410.63 | 155.12 | 160.12 | 5 | 0
2035 | SPP_N_2_ENT | SPP_N | ENT | Internal | Summer | B5 | 200 | 15643 | 2938.11 | 140.97 | 145.97 | 5 | 0
2035 | SPP_N_2_ENT | SPP_N | ENT | Internal | Summer | B6 | 300 | 15643 | 5015.62 | 134.61 | 139.61 | 5 | 0
2035 | SPP_N_2_ENT | SPP_N | ENT | Internal | Summer | B7 | 400 | 15643 | 7754.14 | 129.59 | 134.59 | 5 | 0
2035 | SPP_N_2_ENT | SPP_N | ENT | Internal | Summer | B8 | 500 | 15643 | 12058.1 | 112.95 | 117.95 | 5 | 0
2035 | SPP_N_2_ENT | SPP_N | ENT | Internal | Summer | B9 | 800 | 15643 | 13192.98 | 110.88 | 115.88 | 5 | 0
2035 | SPP_N_2_ENT | SPP_N | ENT | Internal | Summer | B10 | 1262 | 15643 | 15643 | 80.7 | 109.93 | 5 | 24.23
2035 | SPP_N_2_ENT | SPP_N | ENT | Internal | Winter | B16 | 25 | 15643 | 15643 | 1 | 120.46 | 5 | 114.46
2035 | SPP_N_2_ENT | SPP_N | ENT | Internal | Winter | B17 | 100 | 15643 | 15643 | 1 | 114.22 | 5 | 108.22
2035 | SPP_N_2_ENT | SPP_N | ENT | Internal | Winter | B18 | 400 | 15643 | 15643 | 103.54 | 114.22 | 5 | 5.68
2035 | SPP_N_2_ENT | SPP_N | ENT | Internal | Winter | B19 | 700 | 15643 | 15643 | 1.01 | 114.22 | 5 | 108.2
2035 | SPP_N_2_ENT | SPP_N | ENT | Internal | Winter | B20 | 935 | 15643 | 15643 | 1 | 113.37 | 5 | 107.37
2035 | SPP_N_2_MISO_MO-IL | SPP_N | MISO_MO-IL | Internal | Shoulder | B11 | 25 | 4019 | 0.82 | 117.12 | 122.1 | 5 | 0
2035 | SPP_N_2_MISO_MO-IL | SPP_N | MISO_MO-IL | Internal | Shoulder | B12 | 200 | 4019 | 4018.72 | 109.71 | 114.73 | 5 | 0.01
2035 | SPP_N_2_MISO_MO-IL | SPP_N | MISO_MO-IL | Internal | Shoulder | B13 | 600 | 4019 | 4019 | 87.43 | 112.8 | 5 | 20.37
2035 | SPP_N_2_MISO_MO-IL | SPP_N | MISO_MO-IL | Internal | Shoulder | B14 | 900 | 4019 | 4019 | 1 | 112.78 | 5 | 106.78
2035 | SPP_N_2_MISO_MO-IL | SPP_N | MISO_MO-IL | Internal | Shoulder | B15 | 1203 | 4019 | 4019 | 1 | 110.59 | 5 | 104.58
2035 | SPP_N_2_MISO_MO-IL | SPP_N | MISO_MO-IL | Internal | Summer | B1 | 10 | 4019 | 4019 | 1 | 201.6 | 5 | 195.6
2035 | SPP_N_2_MISO_MO-IL | SPP_N | MISO_MO-IL | Internal | Summer | B2 | 25 | 4019 | 4019 | 193.95 | 206.95 | 5 | 8
2035 | SPP_N_2_MISO_MO-IL | SPP_N | MISO_MO-IL | Internal | Summer | B3 | 75 | 4019 | 2561.01 | 197.98 | 202.98 | 5 | 0
2035 | SPP_N_2_MISO_MO-IL | SPP_N | MISO_MO-IL | Internal | Summer | B4 | 100 | 4019 | 4019 | 155.12 | 168.12 | 5 | 8
2035 | SPP_N_2_MISO_MO-IL | SPP_N | MISO_MO-IL | Internal | Summer | B5 | 200 | 4019 | 3624.88 | 140.97 | 145.97 | 5 | 0
2035 | SPP_N_2_MISO_MO-IL | SPP_N | MISO_MO-IL | Internal | Summer | B6 | 300 | 4019 | 0 | 134.61 | 136.3 | 5 | 0
2035 | SPP_N_2_MISO_MO-IL | SPP_N | MISO_MO-IL | Internal | Summer | B7 | 400 | 4019 | 0 | 129.59 | 126.59 | 5 | 0
2035 | SPP_N_2_MISO_MO-IL | SPP_N | MISO_MO-IL | Internal | Summer | B8 | 500 | 4019 | 0 | 112.95 | 114.16 | 5 | 0
2035 | SPP_N_2_MISO_MO-IL | SPP_N | MISO_MO-IL | Internal | Summer | B9 | 800 | 4019 | 0 | 110.88 | 113.41 | 5 | 0
2035 | SPP_N_2_MISO_MO-IL | SPP_N | MISO_MO-IL | Internal | Summer | B10 | 1262 | 4019 | 4019 | 80.7 | 111.16 | 5 | 25.46
2035 | SPP_N_2_MISO_MO-IL | SPP_N | MISO_MO-IL | Internal | Winter | B16 | 25 | 4019 | 4019 | 1 | 113.87 | 5 | 107.87
2035 | SPP_N_2_MISO_MO-IL | SPP_N | MISO_MO-IL | Internal | Winter | B17 | 100 | 4019 | 4019 | 1 | 117.2 | 5 | 111.2
2035 | SPP_N_2_MISO_MO-IL | SPP_N | MISO_MO-IL | Internal | Winter | B18 | 400 | 4019 | 4019 | 103.54 | 115.54 | 5 | 7
2035 | SPP_N_2_MISO_MO-IL | SPP_N | MISO_MO-IL | Internal | Winter | B19 | 700 | 4019 | 4019 | 1.01 | 115.54 | 5 | 109.53
2035 | SPP_N_2_MISO_MO-IL | SPP_N | MISO_MO-IL | Internal | Winter | B20 | 935 | 4019 | 4019 | 1 | 113.37 | 5 | 107.37
2035 | SPP_N_2_MISO_W | SPP_N | MISO_W | Internal | Shoulder | B11 | 25 | 1087 | 1.66 | 117.12 | 122.11 | 5 | 0
2035 | SPP_N_2_MISO_W | SPP_N | MISO_W | Internal | Shoulder | B12 | 200 | 1087 | 235.89 | 109.71 | 114.71 | 5 | 0
2035 | SPP_N_2_MISO_W | SPP_N | MISO_W | Internal | Shoulder | B13 | 600 | 1087 | 1087 | 87.43 | 112.79 | 5 | 20.36
2035 | SPP_N_2_MISO_W | SPP_N | MISO_W | Internal | Shoulder | B14 | 900 | 1087 | 1087 | 1 | 112.77 | 5 | 106.76
2035 | SPP_N_2_MISO_W | SPP_N | MISO_W | Internal | Shoulder | B15 | 1203 | 1087 | 1087 | 1 | 42.84 | 5 | 36.84
2035 | SPP_N_2_MISO_W | SPP_N | MISO_W | Internal | Summer | B1 | 10 | 1087 | 1087 | 1 | 210.6 | 5 | 204.59
2035 | SPP_N_2_MISO_W | SPP_N | MISO_W | Internal | Summer | B2 | 25 | 1087 | 1087 | 193.95 | 210.6 | 5 | 11.65
2035 | SPP_N_2_MISO_W | SPP_N | MISO_W | Internal | Summer | B3 | 75 | 1087 | 1001.62 | 197.98 | 202.98 | 5 | 0
2035 | SPP_N_2_MISO_W | SPP_N | MISO_W | Internal | Summer | B4 | 100 | 1087 | 1087 | 155.12 | 168.16 | 5 | 8.05
2035 | SPP_N_2_MISO_W | SPP_N | MISO_W | Internal | Summer | B5 | 200 | 1087 | 1087 | 140.97 | 151.25 | 5 | 5.28
2035 | SPP_N_2_MISO_W | SPP_N | MISO_W | Internal | Summer | B6 | 300 | 1087 | 0 | 134.61 | 136.3 | 5 | 0
2035 | SPP_N_2_MISO_W | SPP_N | MISO_W | Internal | Summer | B7 | 400 | 1087 | 0 | 129.59 | 126.58 | 5 | 0
2035 | SPP_N_2_MISO_W | SPP_N | MISO_W | Internal | Summer | B8 | 500 | 1087 | 0 | 112.95 | 114.15 | 5 | 0
2035 | SPP_N_2_MISO_W | SPP_N | MISO_W | Internal | Summer | B9 | 800 | 1087 | 0 | 110.88 | 113.05 | 5 | 0
2035 | SPP_N_2_MISO_W | SPP_N | MISO_W | Internal | Summer | B10 | 1262 | 1087 | 1087 | 80.7 | 111.15 | 5 | 25.45
2035 | SPP_N_2_MISO_W | SPP_N | MISO_W | Internal | Winter | B16 | 25 | 1087 | 1087 | 1 | 42.84 | 5 | 36.84
2035 | SPP_N_2_MISO_W | SPP_N | MISO_W | Internal | Winter | B17 | 100 | 1087 | 1087 | 1 | 42.84 | 5 | 36.84
2035 | SPP_N_2_MISO_W | SPP_N | MISO_W | Internal | Winter | B18 | 400 | 1087 | 1087 | 103.54 | 115.53 | 5 | 6.99
2035 | SPP_N_2_MISO_W | SPP_N | MISO_W | Internal | Winter | B19 | 700 | 1087 | 1087 | 1.01 | 115.53 | 5 | 109.52
2035 | SPP_N_2_MISO_W | SPP_N | MISO_W | Internal | Winter | B20 | 935 | 1087 | 1087 | 1 | 70.63 | 5 | 64.63
2035 | SPP_N_2_NE | SPP_N | NE | Internal | Shoulder | B11 | 25 | 490 | 0.92 | 117.12 | 117.11 | 0.01 | 0
2035 | SPP_N_2_NE | SPP_N | NE | Internal | Shoulder | B12 | 200 | 490 | 0.23 | 109.71 | 109.71 | 0.01 | 0
2035 | SPP_N_2_NE | SPP_N | NE | Internal | Shoulder | B13 | 600 | 490 | 424.69 | 87.43 | 87.44 | 0.01 | 0
2035 | SPP_N_2_NE | SPP_N | NE | Internal | Shoulder | B14 | 900 | 490 | 210.98 | 1 | 1.01 | 0.01 | 0
2035 | SPP_N_2_NE | SPP_N | NE | Internal | Shoulder | B15 | 1203 | 490 | 0.04 | 1 | 1 | 0.01 | 0
2035 | SPP_N_2_NE | SPP_N | NE | Internal | Summer | B1 | 10 | 490 | 490 | 1 | 214.95 | 0.01 | 213.94
2035 | SPP_N_2_NE | SPP_N | NE | Internal | Summer | B2 | 25 | 490 | 490 | 193.95 | 205.6 | 0.01 | 11.63
2035 | SPP_N_2_NE | SPP_N | NE | Internal | Summer | B3 | 75 | 490 | 0.73 | 197.98 | 197.98 | 0.01 | 0
2035 | SPP_N_2_NE | SPP_N | NE | Internal | Summer | B4 | 100 | 490 | 490 | 155.12 | 167.62 | 0.01 | 12.5
2035 | SPP_N_2_NE | SPP_N | NE | Internal | Summer | B5 | 200 | 490 | 490 | 140.97 | 146.25 | 0.01 | 5.27
2035 | SPP_N_2_NE | SPP_N | NE | Internal | Summer | B6 | 300 | 490 | 342.17 | 134.61 | 134.62 | 0.01 | 0
2035 | SPP_N_2_NE | SPP_N | NE | Internal | Summer | B7 | 400 | 490 | 0.06 | 129.59 | 129.58 | 0.01 | 0
2035 | SPP_N_2_NE | SPP_N | NE | Internal | Summer | B8 | 500 | 490 | 0 | 112.95 | 109.15 | 0.01 | 0
2035 | SPP_N_2_NE | SPP_N | NE | Internal | Summer | B9 | 800 | 490 | 0 | 110.88 | 108.05 | 0.01 | 0
2035 | SPP_N_2_NE | SPP_N | NE | Internal | Summer | B10 | 1262 | 490 | 490 | 80.7 | 99.15 | 0.01 | 18.44
2035 | SPP_N_2_NE | SPP_N | NE | Internal | Winter | B16 | 25 | 490 | 1.81 | 1 | 1 | 0.01 | 0
2035 | SPP_N_2_NE | SPP_N | NE | Internal | Winter | B17 | 100 | 490 | 0.49 | 1 | 1 | 0.01 | 0
2035 | SPP_N_2_NE | SPP_N | NE | Internal | Winter | B18 | 400 | 490 | 0.06 | 103.54 | 103.53 | 0.01 | 0
2035 | SPP_N_2_NE | SPP_N | NE | Internal | Winter | B19 | 700 | 490 | 162.04 | 1.01 | 1.03 | 0.01 | 0
2035 | SPP_N_2_NE | SPP_N | NE | Internal | Winter | B20 | 935 | 490 | 0.06 | 1 | 1 | 0.01 | 0
2035 | SPP_N_2_SPP_S | SPP_N | SPP_S | Internal | Shoulder | B11 | 25 | 4236 | 4235.28 | 117.12 | 117.21 | 0.01 | 0.07
2035 | SPP_N_2_SPP_S | SPP_N | SPP_S | Internal | Shoulder | B12 | 200 | 4236 | 929.42 | 109.71 | 109.73 | 0.01 | 0
2035 | SPP_N_2_SPP_S | SPP_N | SPP_S | Internal | Shoulder | B13 | 600 | 4236 | 0.05 | 87.43 | 87.41 | 0.01 | 0
2035 | SPP_N_2_SPP_S | SPP_N | SPP_S | Internal | Shoulder | B14 | 900 | 4236 | 0.06 | 1 | 1 | 0.01 | 0
2035 | SPP_N_2_SPP_S | SPP_N | SPP_S | Internal | Shoulder | B15 | 1203 | 4236 | 0.04 | 1 | 1 | 0.01 | 0
2035 | SPP_N_2_SPP_S | SPP_N | SPP_S | Internal | Summer | B1 | 10 | 4236 | 1992.11 | 1 | 1.01 | 0.01 | 0
2035 | SPP_N_2_SPP_S | SPP_N | SPP_S | Internal | Summer | B2 | 25 | 4236 | 0.94 | 193.95 | 193.94 | 0.01 | 0
2035 | SPP_N_2_SPP_S | SPP_N | SPP_S | Internal | Summer | B3 | 75 | 4236 | 0.67 | 197.98 | 197.98 | 0.01 | 0
2035 | SPP_N_2_SPP_S | SPP_N | SPP_S | Internal | Summer | B4 | 100 | 4236 | 0.52 | 155.12 | 155.12 | 0.01 | 0
2035 | SPP_N_2_SPP_S | SPP_N | SPP_S | Internal | Summer | B5 | 200 | 4236 | 819 | 140.97 | 140.98 | 0.01 | 0
2035 | SPP_N_2_SPP_S | SPP_N | SPP_S | Internal | Summer | B6 | 300 | 4236 | 2440.06 | 134.61 | 134.62 | 0.01 | 0
2035 | SPP_N_2_SPP_S | SPP_N | SPP_S | Internal | Summer | B7 | 400 | 4236 | 4236 | 129.59 | 134.31 | 0.01 | 4.7
2035 | SPP_N_2_SPP_S | SPP_N | SPP_S | Internal | Summer | B8 | 500 | 4236 | 4236 | 112.95 | 115.63 | 0.01 | 2.67
2035 | SPP_N_2_SPP_S | SPP_N | SPP_S | Internal | Summer | B9 | 800 | 4236 | 4236 | 110.88 | 112.27 | 0.01 | 1.38
2035 | SPP_N_2_SPP_S | SPP_N | SPP_S | Internal | Summer | B10 | 1262 | 4236 | 1007.98 | 80.7 | 80.71 | 0.01 | 0
2035 | SPP_N_2_SPP_S | SPP_N | SPP_S | Internal | Winter | B16 | 25 | 4236 | 2.7 | 1 | 1 | 0.01 | 0
2035 | SPP_N_2_SPP_S | SPP_N | SPP_S | Internal | Winter | B17 | 100 | 4236 | 0.68 | 1 | 1 | 0.01 | 0
2035 | SPP_N_2_SPP_S | SPP_N | SPP_S | Internal | Winter | B18 | 400 | 4236 | 407.65 | 103.54 | 103.55 | 0.01 | 0
2035 | SPP_N_2_SPP_S | SPP_N | SPP_S | Internal | Winter | B19 | 700 | 4236 | 0.04 | 1.01 | 1 | 0.01 | 0
2035 | SPP_N_2_SPP_S | SPP_N | SPP_S | Internal | Winter | B20 | 935 | 4236 | 0.06 | 1 | 1 | 0.01 | 0
2035 | SPP_S_2_ENT | SPP_S | ENT | Internal | Shoulder | B11 | 25 | 2842 | 1558.76 | 117.21 | 122.21 | 5 | 0
2035 | SPP_S_2_ENT | SPP_S | ENT | Internal | Shoulder | B12 | 200 | 2842 | 2842 | 109.73 | 117.39 | 5 | 2.66
2035 | SPP_S_2_ENT | SPP_S | ENT | Internal | Shoulder | B13 | 600 | 2842 | 2842 | 87.41 | 111.26 | 5 | 18.84
2035 | SPP_S_2_ENT | SPP_S | ENT | Internal | Shoulder | B14 | 900 | 2842 | 2842 | 1 | 111.26 | 5 | 105.26
2035 | SPP_S_2_ENT | SPP_S | ENT | Internal | Shoulder | B15 | 1203 | 2842 | 2842 | 1 | 110.59 | 5 | 104.58
2035 | SPP_S_2_ENT | SPP_S | ENT | Internal | Summer | B1 | 10 | 2842 | 2842 | 1.01 | 139.33 | 5 | 133.32
2035 | SPP_S_2_ENT | SPP_S | ENT | Internal | Summer | B2 | 25 | 2842 | 2840.14 | 193.94 | 198.95 | 5 | 0.01
2035 | SPP_S_2_ENT | SPP_S | ENT | Internal | Summer | B3 | 75 | 2842 | 1174.48 | 197.98 | 202.98 | 5 | 0
2035 | SPP_S_2_ENT | SPP_S | ENT | Internal | Summer | B4 | 100 | 2842 | 714.88 | 155.12 | 160.12 | 5 | 0
2035 | SPP_S_2_ENT | SPP_S | ENT | Internal | Summer | B5 | 200 | 2842 | 0.26 | 140.98 | 145.97 | 5 | 0
2035 | SPP_S_2_ENT | SPP_S | ENT | Internal | Summer | B6 | 300 | 2842 | 0.17 | 134.62 | 139.61 | 5 | 0
2035 | SPP_S_2_ENT | SPP_S | ENT | Internal | Summer | B7 | 400 | 2842 | 0 | 134.31 | 134.59 | 5 | 0
2035 | SPP_S_2_ENT | SPP_S | ENT | Internal | Summer | B8 | 500 | 2842 | 0 | 115.63 | 117.95 | 5 | 0
2035 | SPP_S_2_ENT | SPP_S | ENT | Internal | Summer | B9 | 800 | 2842 | 0 | 112.27 | 115.88 | 5 | 0
2035 | SPP_S_2_ENT | SPP_S | ENT | Internal | Summer | B10 | 1262 | 2842 | 2842 | 80.71 | 109.93 | 5 | 24.22
2035 | SPP_S_2_ENT | SPP_S | ENT | Internal | Winter | B16 | 25 | 2842 | 2842 | 1 | 120.46 | 5 | 114.46
2035 | SPP_S_2_ENT | SPP_S | ENT | Internal | Winter | B17 | 100 | 2842 | 2842 | 1 | 114.22 | 5 | 108.22
2035 | SPP_S_2_ENT | SPP_S | ENT | Internal | Winter | B18 | 400 | 2842 | 2842 | 103.55 | 114.22 | 5 | 5.66
2035 | SPP_S_2_ENT | SPP_S | ENT | Internal | Winter | B19 | 700 | 2842 | 2842 | 1 | 114.22 | 5 | 108.22
2035 | SPP_S_2_ENT | SPP_S | ENT | Internal | Winter | B20 | 935 | 2842 | 2842 | 1 | 113.37 | 5 | 107.37
2035 | SPP_S_2_SPP_N | SPP_S | SPP_N | Internal | Shoulder | B11 | 25 | 876 | 0.32 | 117.21 | 117.12 | 0.01 | 0
2035 | SPP_S_2_SPP_N | SPP_S | SPP_N | Internal | Shoulder | B12 | 200 | 876 | 0.13 | 109.73 | 109.71 | 0.01 | 0
2035 | SPP_S_2_SPP_N | SPP_S | SPP_N | Internal | Shoulder | B13 | 600 | 876 | 73.29 | 87.41 | 87.43 | 0.01 | 0
2035 | SPP_S_2_SPP_N | SPP_S | SPP_N | Internal | Shoulder | B14 | 900 | 876 | 0.06 | 1 | 1 | 0.01 | 0
2035 | SPP_S_2_SPP_N | SPP_S | SPP_N | Internal | Shoulder | B15 | 1203 | 876 | 0.04 | 1 | 1 | 0.01 | 0
2035 | SPP_S_2_SPP_N | SPP_S | SPP_N | Internal | Summer | B1 | 10 | 876 | 2.31 | 1.01 | 1 | 0.01 | 0
2035 | SPP_S_2_SPP_N | SPP_S | SPP_N | Internal | Summer | B2 | 25 | 876 | 437.77 | 193.94 | 193.95 | 0.01 | 0
2035 | SPP_S_2_SPP_N | SPP_S | SPP_N | Internal | Summer | B3 | 75 | 876 | 0.66 | 197.98 | 197.98 | 0.01 | 0
2035 | SPP_S_2_SPP_N | SPP_S | SPP_N | Internal | Summer | B4 | 100 | 876 | 0.49 | 155.12 | 155.12 | 0.01 | 0
2035 | SPP_S_2_SPP_N | SPP_S | SPP_N | Internal | Summer | B5 | 200 | 876 | 0.13 | 140.98 | 140.97 | 0.01 | 0
2035 | SPP_S_2_SPP_N | SPP_S | SPP_N | Internal | Summer | B6 | 300 | 876 | 0.09 | 134.62 | 134.61 | 0.01 | 0
2035 | SPP_S_2_SPP_N | SPP_S | SPP_N | Internal | Summer | B7 | 400 | 876 | 0 | 134.31 | 129.59 | 0.01 | 0
2035 | SPP_S_2_SPP_N | SPP_S | SPP_N | Internal | Summer | B8 | 500 | 876 | 0 | 115.63 | 112.95 | 0.01 | 0
2035 | SPP_S_2_SPP_N | SPP_S | SPP_N | Internal | Summer | B9 | 800 | 876 | 0 | 112.27 | 110.88 | 0.01 | 0
2035 | SPP_S_2_SPP_N | SPP_S | SPP_N | Internal | Summer | B10 | 1262 | 876 | 0.02 | 80.71 | 80.7 | 0.01 | 0
2035 | SPP_S_2_SPP_N | SPP_S | SPP_N | Internal | Winter | B16 | 25 | 876 | 1.59 | 1 | 1 | 0.01 | 0
2035 | SPP_S_2_SPP_N | SPP_S | SPP_N | Internal | Winter | B17 | 100 | 876 | 0.43 | 1 | 1 | 0.01 | 0
2035 | SPP_S_2_SPP_N | SPP_S | SPP_N | Internal | Winter | B18 | 400 | 876 | 0.07 | 103.55 | 103.54 | 0.01 | 0
2035 | SPP_S_2_SPP_N | SPP_S | SPP_N | Internal | Winter | B19 | 700 | 876 | 687.05 | 1 | 1.01 | 0.01 | 0
2035 | SPP_S_2_SPP_N | SPP_S | SPP_N | Internal | Winter | B20 | 935 | 876 | 0.06 | 1 | 1 | 0.01 | 0
2035 | TVA_2_ENT | TVA | ENT | Internal | Shoulder | B11 | 25 | 500 | 0 | 130.11 | 122.21 | 9 | 0
2035 | TVA_2_ENT | TVA | ENT | Internal | Shoulder | B12 | 200 | 500 | 0 | 118.6 | 117.39 | 9 | 0
2035 | TVA_2_ENT | TVA | ENT | Internal | Shoulder | B13 | 600 | 500 | 0 | 118.6 | 111.26 | 9 | 0
2035 | TVA_2_ENT | TVA | ENT | Internal | Shoulder | B14 | 900 | 500 | 0 | 118.6 | 111.26 | 9 | 0
2035 | TVA_2_ENT | TVA | ENT | Internal | Shoulder | B15 | 1203 | 500 | 0 | 118.6 | 110.59 | 9 | 0
2035 | TVA_2_ENT | TVA | ENT | Internal | Summer | B1 | 10 | 500 | 0 | 209.61 | 139.33 | 9 | 0
2035 | TVA_2_ENT | TVA | ENT | Internal | Summer | B2 | 25 | 500 | 0 | 213.95 | 198.95 | 9 | 0
2035 | TVA_2_ENT | TVA | ENT | Internal | Summer | B3 | 75 | 500 | 0 | 201.99 | 202.98 | 9 | 0
2035 | TVA_2_ENT | TVA | ENT | Internal | Summer | B4 | 100 | 500 | 0 | 161.16 | 160.12 | 9 | 0
2035 | TVA_2_ENT | TVA | ENT | Internal | Summer | B5 | 200 | 500 | 0 | 144.25 | 145.97 | 9 | 0
2035 | TVA_2_ENT | TVA | ENT | Internal | Summer | B6 | 300 | 500 | 0 | 136.3 | 139.61 | 9 | 0
2035 | TVA_2_ENT | TVA | ENT | Internal | Summer | B7 | 400 | 500 | 500 | 117.33 | 134.59 | 9 | 8.26
2035 | TVA_2_ENT | TVA | ENT | Internal | Summer | B8 | 500 | 500 | 0 | 117.33 | 117.95 | 9 | 0
2035 | TVA_2_ENT | TVA | ENT | Internal | Summer | B9 | 800 | 500 | 0 | 117.33 | 115.88 | 9 | 0
2035 | TVA_2_ENT | TVA | ENT | Internal | Summer | B10 | 1262 | 500 | 0 | 117.33 | 109.93 | 9 | 0
2035 | TVA_2_ENT | TVA | ENT | Internal | Winter | B16 | 25 | 500 | 0 | 129.87 | 120.46 | 9 | 0
2035 | TVA_2_ENT | TVA | ENT | Internal | Winter | B17 | 100 | 500 | 0 | 121.38 | 114.22 | 9 | 0
2035 | TVA_2_ENT | TVA | ENT | Internal | Winter | B18 | 400 | 500 | 0 | 121.38 | 114.22 | 9 | 0
2035 | TVA_2_ENT | TVA | ENT | Internal | Winter | B19 | 700 | 500 | 0 | 121.38 | 114.22 | 9 | 0
2035 | TVA_2_ENT | TVA | ENT | Internal | Winter | B20 | 935 | 500 | 0 | 121.38 | 113.37 | 9 | 0
2035 | TVA_2_MISO_MO-IL | TVA | MISO_MO-IL | Internal | Shoulder | B11 | 25 | 50 | 0 | 130.11 | 122.1 | 9 | 0
2035 | TVA_2_MISO_MO-IL | TVA | MISO_MO-IL | Internal | Shoulder | B12 | 200 | 50 | 0 | 118.6 | 114.73 | 9 | 0
2035 | TVA_2_MISO_MO-IL | TVA | MISO_MO-IL | Internal | Shoulder | B13 | 600 | 50 | 0 | 118.6 | 112.8 | 9 | 0
2035 | TVA_2_MISO_MO-IL | TVA | MISO_MO-IL | Internal | Shoulder | B14 | 900 | 50 | 0 | 118.6 | 112.78 | 9 | 0
2035 | TVA_2_MISO_MO-IL | TVA | MISO_MO-IL | Internal | Shoulder | B15 | 1203 | 50 | 0 | 118.6 | 110.59 | 9 | 0
2035 | TVA_2_MISO_MO-IL | TVA | MISO_MO-IL | Internal | Summer | B1 | 10 | 50 | 0 | 209.61 | 201.6 | 9 | 0
2035 | TVA_2_MISO_MO-IL | TVA | MISO_MO-IL | Internal | Summer | B2 | 25 | 50 | 0 | 213.95 | 206.95 | 9 | 0
2035 | TVA_2_MISO_MO-IL | TVA | MISO_MO-IL | Internal | Summer | B3 | 75 | 50 | 0 | 201.99 | 202.98 | 9 | 0
2035 | TVA_2_MISO_MO-IL | TVA | MISO_MO-IL | Internal | Summer | B4 | 100 | 50 | 0 | 161.16 | 168.12 | 9 | 0
2035 | TVA_2_MISO_MO-IL | TVA | MISO_MO-IL | Internal | Summer | B5 | 200 | 50 | 0 | 144.25 | 145.97 | 9 | 0
2035 | TVA_2_MISO_MO-IL | TVA | MISO_MO-IL | Internal | Summer | B6 | 300 | 50 | 0 | 136.3 | 136.3 | 9 | 0
2035 | TVA_2_MISO_MO-IL | TVA | MISO_MO-IL | Internal | Summer | B7 | 400 | 50 | 49.99 | 117.33 | 126.59 | 9 | 0.26
2035 | TVA_2_MISO_MO-IL | TVA | MISO_MO-IL | Internal | Summer | B8 | 500 | 50 | 0 | 117.33 | 114.16 | 9 | 0
2035 | TVA_2_MISO_MO-IL | TVA | MISO_MO-IL | Internal | Summer | B9 | 800 | 50 | 0 | 117.33 | 113.41 | 9 | 0
2035 | TVA_2_MISO_MO-IL | TVA | MISO_MO-IL | Internal | Summer | B10 | 1262 | 50 | 0 | 117.33 | 111.16 | 9 | 0
2035 | TVA_2_MISO_MO-IL | TVA | MISO_MO-IL | Internal | Winter | B16 | 25 | 50 | 0 | 129.87 | 113.87 | 9 | 0
2035 | TVA_2_MISO_MO-IL | TVA | MISO_MO-IL | Internal | Winter | B17 | 100 | 50 | 0 | 121.38 | 117.2 | 9 | 0
2035 | TVA_2_MISO_MO-IL | TVA | MISO_MO-IL | Internal | Winter | B18 | 400 | 50 | 0 | 121.38 | 115.54 | 9 | 0
2035 | TVA_2_MISO_MO-IL | TVA | MISO_MO-IL | Internal | Winter | B19 | 700 | 50 | 0 | 121.38 | 115.54 | 9 | 0
2035 | TVA_2_MISO_MO-IL | TVA | MISO_MO-IL | Internal | Winter | B20 | 935 | 50 | 0 | 121.38 | 113.37 | 9 | 0
2035 | TVA_2_NonRTO_Midwest | TVA | NonRTO_Midwest | Internal | Shoulder | B11 | 25 | 100 | 0 | 130.11 | 122.85 | 9 | 0
2035 | TVA_2_NonRTO_Midwest | TVA | NonRTO_Midwest | Internal | Shoulder | B12 | 200 | 100 | 0 | 118.6 | 122.71 | 9 | 0
2035 | TVA_2_NonRTO_Midwest | TVA | NonRTO_Midwest | Internal | Shoulder | B13 | 600 | 100 | 0 | 118.6 | 119.24 | 9 | 0
2035 | TVA_2_NonRTO_Midwest | TVA | NonRTO_Midwest | Internal | Shoulder | B14 | 900 | 100 | 0 | 118.6 | 118.54 | 9 | 0
2035 | TVA_2_NonRTO_Midwest | TVA | NonRTO_Midwest | Internal | Shoulder | B15 | 1203 | 100 | 0 | 118.6 | 118.54 | 9 | 0
2035 | TVA_2_NonRTO_Midwest | TVA | NonRTO_Midwest | Internal | Summer | B1 | 10 | 100 | 0 | 209.61 | 201.6 | 9 | 0
2035 | TVA_2_NonRTO_Midwest | TVA | NonRTO_Midwest | Internal | Summer | B2 | 25 | 100 | 0 | 213.95 | 205.94 | 9 | 0
2035 | TVA_2_NonRTO_Midwest | TVA | NonRTO_Midwest | Internal | Summer | B3 | 75 | 100 | 0 | 201.99 | 171.46 | 9 | 0
2035 | TVA_2_NonRTO_Midwest | TVA | NonRTO_Midwest | Internal | Summer | B4 | 100 | 100 | 0 | 161.16 | 161.58 | 9 | 0
2035 | TVA_2_NonRTO_Midwest | TVA | NonRTO_Midwest | Internal | Summer | B5 | 200 | 100 | 0 | 144.25 | 141.79 | 9 | 0
2035 | TVA_2_NonRTO_Midwest | TVA | NonRTO_Midwest | Internal | Summer | B6 | 300 | 100 | 0 | 136.3 | 138.3 | 9 | 0
2035 | TVA_2_NonRTO_Midwest | TVA | NonRTO_Midwest | Internal | Summer | B7 | 400 | 100 | 0 | 117.33 | 120 | 9 | 0
2035 | TVA_2_NonRTO_Midwest | TVA | NonRTO_Midwest | Internal | Summer | B8 | 500 | 100 | 0 | 117.33 | 117.03 | 9 | 0
2035 | TVA_2_NonRTO_Midwest | TVA | NonRTO_Midwest | Internal | Summer | B9 | 800 | 100 | 0 | 117.33 | 117.03 | 9 | 0
2035 | TVA_2_NonRTO_Midwest | TVA | NonRTO_Midwest | Internal | Summer | B10 | 1262 | 100 | 0 | 117.33 | 117.03 | 9 | 0
2035 | TVA_2_NonRTO_Midwest | TVA | NonRTO_Midwest | Internal | Winter | B16 | 25 | 100 | 0 | 129.87 | 121.86 | 9 | 0
2035 | TVA_2_NonRTO_Midwest | TVA | NonRTO_Midwest | Internal | Winter | B17 | 100 | 100 | 0 | 121.38 | 125.21 | 9 | 0
2035 | TVA_2_NonRTO_Midwest | TVA | NonRTO_Midwest | Internal | Winter | B18 | 400 | 100 | 0 | 121.38 | 123.53 | 9 | 0
2035 | TVA_2_NonRTO_Midwest | TVA | NonRTO_Midwest | Internal | Winter | B19 | 700 | 100 | 0 | 121.38 | 121.86 | 9 | 0
2035 | TVA_2_NonRTO_Midwest | TVA | NonRTO_Midwest | Internal | Winter | B20 | 935 | 100 | 0 | 121.38 | 121.86 | 9 | 0
2035 | TVA_2_PJM_ROR | TVA | PJM_ROR | Internal | Shoulder | B11 | 25 | 500 | 0 | 130.11 | 124.11 | 9 | 0
2035 | TVA_2_PJM_ROR | TVA | PJM_ROR | Internal | Shoulder | B12 | 200 | 500 | 0 | 118.6 | 116.71 | 9 | 0
2035 | TVA_2_PJM_ROR | TVA | PJM_ROR | Internal | Shoulder | B13 | 600 | 500 | 0 | 118.6 | 114.79 | 9 | 0
2035 | TVA_2_PJM_ROR | TVA | PJM_ROR | Internal | Shoulder | B14 | 900 | 500 | 0 | 118.6 | 114.79 | 9 | 0
2035 | TVA_2_PJM_ROR | TVA | PJM_ROR | Internal | Shoulder | B15 | 1203 | 500 | 0 | 118.6 | 114.79 | 9 | 0
2035 | TVA_2_PJM_ROR | TVA | PJM_ROR | Internal | Summer | B1 | 10 | 500 | 0.01 | 209.61 | 212.6 | 9 | 0
2035 | TVA_2_PJM_ROR | TVA | PJM_ROR | Internal | Summer | B2 | 25 | 500 | 0 | 213.95 | 212.6 | 9 | 0
2035 | TVA_2_PJM_ROR | TVA | PJM_ROR | Internal | Summer | B3 | 75 | 500 | 0 | 201.99 | 204.98 | 9 | 0
2035 | TVA_2_PJM_ROR | TVA | PJM_ROR | Internal | Summer | B4 | 100 | 500 | 416.34 | 161.16 | 170.16 | 9 | 0
2035 | TVA_2_PJM_ROR | TVA | PJM_ROR | Internal | Summer | B5 | 200 | 500 | 367.49 | 144.25 | 153.25 | 9 | 0
2035 | TVA_2_PJM_ROR | TVA | PJM_ROR | Internal | Summer | B6 | 300 | 500 | 0 | 136.3 | 138.3 | 9 | 0
2035 | TVA_2_PJM_ROR | TVA | PJM_ROR | Internal | Summer | B7 | 400 | 500 | 500 | 117.33 | 128.58 | 9 | 2.25
2035 | TVA_2_PJM_ROR | TVA | PJM_ROR | Internal | Summer | B8 | 500 | 500 | 0 | 117.33 | 116.15 | 9 | 0
2035 | TVA_2_PJM_ROR | TVA | PJM_ROR | Internal | Summer | B9 | 800 | 500 | 0 | 117.33 | 115.05 | 9 | 0
2035 | TVA_2_PJM_ROR | TVA | PJM_ROR | Internal | Summer | B10 | 1262 | 500 | 0 | 117.33 | 113.16 | 9 | 0
2035 | TVA_2_PJM_ROR | TVA | PJM_ROR | Internal | Winter | B16 | 25 | 500 | 0 | 129.87 | 125.87 | 9 | 0
2035 | TVA_2_PJM_ROR | TVA | PJM_ROR | Internal | Winter | B17 | 100 | 500 | 0 | 121.38 | 119.9 | 9 | 0
2035 | TVA_2_PJM_ROR | TVA | PJM_ROR | Internal | Winter | B18 | 400 | 500 | 0 | 121.38 | 118.29 | 9 | 0
2035 | TVA_2_PJM_ROR | TVA | PJM_ROR | Internal | Winter | B19 | 700 | 500 | 0 | 121.38 | 118.29 | 9 | 0
2035 | TVA_2_PJM_ROR | TVA | PJM_ROR | Internal | Winter | B20 | 935 | 500 | 0 | 121.38 | 118.29 | 9 | 0
2035 | TVA_2_SOCO | TVA | SOCO | Internal | Shoulder | B11 | 25 | 500 | 0.01 | 130.11 | 137.11 | 9 | 0
2035 | TVA_2_SOCO | TVA | SOCO | Internal | Shoulder | B12 | 200 | 500 | 0 | 118.6 | 125.39 | 9 | 0
2035 | TVA_2_SOCO | TVA | SOCO | Internal | Shoulder | B13 | 600 | 500 | 0 | 118.6 | 119.26 | 9 | 0
2035 | TVA_2_SOCO | TVA | SOCO | Internal | Shoulder | B14 | 900 | 500 | 0 | 118.6 | 119.26 | 9 | 0
2035 | TVA_2_SOCO | TVA | SOCO | Internal | Shoulder | B15 | 1203 | 500 | 0 | 118.6 | 119.26 | 9 | 0
2035 | TVA_2_SOCO | TVA | SOCO | Internal | Summer | B1 | 10 | 500 | 4.74 | 209.61 | 218.6 | 9 | 0
2035 | TVA_2_SOCO | TVA | SOCO | Internal | Summer | B2 | 25 | 500 | 1.59 | 213.95 | 222.94 | 9 | 0
2035 | TVA_2_SOCO | TVA | SOCO | Internal | Summer | B3 | 75 | 500 | 0.67 | 201.99 | 210.98 | 9 | 0
2035 | TVA_2_SOCO | TVA | SOCO | Internal | Summer | B4 | 100 | 500 | 0 | 161.16 | 167.98 | 9 | 0
2035 | TVA_2_SOCO | TVA | SOCO | Internal | Summer | B5 | 200 | 500 | 461.47 | 144.25 | 153.25 | 9 | 0
2035 | TVA_2_SOCO | TVA | SOCO | Internal | Summer | B6 | 300 | 500 | 0 | 136.3 | 137 | 9 | 0
2035 | TVA_2_SOCO | TVA | SOCO | Internal | Summer | B7 | 400 | 500 | 500 | 117.33 | 137 | 9 | 10.68
2035 | TVA_2_SOCO | TVA | SOCO | Internal | Summer | B8 | 500 | 500 | 0 | 117.33 | 125.95 | 9 | 0
2035 | TVA_2_SOCO | TVA | SOCO | Internal | Summer | B9 | 800 | 500 | 0 | 117.33 | 117.93 | 9 | 0
2035 | TVA_2_SOCO | TVA | SOCO | Internal | Summer | B10 | 1262 | 500 | 0 | 117.33 | 117.93 | 9 | 0
2035 | TVA_2_SOCO | TVA | SOCO | Internal | Winter | B16 | 25 | 500 | 116.53 | 129.87 | 138.87 | 9 | 0
2035 | TVA_2_SOCO | TVA | SOCO | Internal | Winter | B17 | 100 | 500 | 0 | 121.38 | 122.22 | 9 | 0
2035 | TVA_2_SOCO | TVA | SOCO | Internal | Winter | B18 | 400 | 500 | 0 | 121.38 | 122.22 | 9 | 0
2035 | TVA_2_SOCO | TVA | SOCO | Internal | Winter | B19 | 700 | 500 | 0 | 121.38 | 122.22 | 9 | 0
2035 | TVA_2_SOCO | TVA | SOCO | Internal | Winter | B20 | 935 | 500 | 0 | 121.38 | 122.22 | 9 | 0
2035 | TVA_2_VACAR | TVA | VACAR | Internal | Shoulder | B11 | 25 | 150 | 0 | 130.11 | 130.11 | 9 | 0
2035 | TVA_2_VACAR | TVA | VACAR | Internal | Shoulder | B12 | 200 | 150 | 0 | 118.6 | 121.07 | 9 | 0
2035 | TVA_2_VACAR | TVA | VACAR | Internal | Shoulder | B13 | 600 | 150 | 0 | 118.6 | 121.07 | 9 | 0
2035 | TVA_2_VACAR | TVA | VACAR | Internal | Shoulder | B14 | 900 | 150 | 0 | 118.6 | 121.07 | 9 | 0
2035 | TVA_2_VACAR | TVA | VACAR | Internal | Shoulder | B15 | 1203 | 150 | 0 | 118.6 | 120.79 | 9 | 0
2035 | TVA_2_VACAR | TVA | VACAR | Internal | Summer | B1 | 10 | 150 | 3.91 | 209.61 | 218.6 | 9 | 0
2035 | TVA_2_VACAR | TVA | VACAR | Internal | Summer | B2 | 25 | 150 | 0.02 | 213.95 | 221.76 | 9 | 0
2035 | TVA_2_VACAR | TVA | VACAR | Internal | Summer | B3 | 75 | 150 | 0 | 201.99 | 203.98 | 9 | 0
2035 | TVA_2_VACAR | TVA | VACAR | Internal | Summer | B4 | 100 | 150 | 0 | 161.16 | 160.98 | 9 | 0
2035 | TVA_2_VACAR | TVA | VACAR | Internal | Summer | B5 | 200 | 150 | 0 | 144.25 | 146.25 | 9 | 0
2035 | TVA_2_VACAR | TVA | VACAR | Internal | Summer | B6 | 300 | 150 | 0 | 136.3 | 131.3 | 9 | 0
2035 | TVA_2_VACAR | TVA | VACAR | Internal | Summer | B7 | 400 | 150 | 0 | 117.33 | 121.58 | 9 | 0
2035 | TVA_2_VACAR | TVA | VACAR | Internal | Summer | B8 | 500 | 150 | 0 | 117.33 | 118.95 | 9 | 0
2035 | TVA_2_VACAR | TVA | VACAR | Internal | Summer | B9 | 800 | 150 | 0 | 117.33 | 118.95 | 9 | 0
2035 | TVA_2_VACAR | TVA | VACAR | Internal | Summer | B10 | 1262 | 150 | 0 | 117.33 | 118.95 | 9 | 0
2035 | TVA_2_VACAR | TVA | VACAR | Internal | Winter | B16 | 25 | 150 | 0 | 129.87 | 131.87 | 9 | 0
2035 | TVA_2_VACAR | TVA | VACAR | Internal | Winter | B17 | 100 | 150 | 0 | 121.38 | 125.9 | 9 | 0
2035 | TVA_2_VACAR | TVA | VACAR | Internal | Winter | B18 | 400 | 150 | 0 | 121.38 | 125.9 | 9 | 0
2035 | TVA_2_VACAR | TVA | VACAR | Internal | Winter | B19 | 700 | 150 | 0 | 121.38 | 125.9 | 9 | 0
2035 | TVA_2_VACAR | TVA | VACAR | Internal | Winter | B20 | 935 | 150 | 0 | 121.38 | 124.29 | 9 | 0
2035 | TVA_Transmission_2_ENT | TVA_Transmission | ENT | Internal | Shoulder | B11 | 25 | 3000 | 0 | 130.1 | 122.21 | 9 | 0
2035 | TVA_Transmission_2_ENT | TVA_Transmission | ENT | Internal | Shoulder | B12 | 200 | 3000 | 0 | 120.29 | 117.39 | 9 | 0
2035 | TVA_Transmission_2_ENT | TVA_Transmission | ENT | Internal | Shoulder | B13 | 600 | 3000 | 0 | 118.88 | 111.26 | 9 | 0
2035 | TVA_Transmission_2_ENT | TVA_Transmission | ENT | Internal | Shoulder | B14 | 900 | 3000 | 0 | 118.87 | 111.26 | 9 | 0
2035 | TVA_Transmission_2_ENT | TVA_Transmission | ENT | Internal | Shoulder | B15 | 1203 | 3000 | 0 | 118.59 | 110.59 | 9 | 0
2035 | TVA_Transmission_2_ENT | TVA_Transmission | ENT | Internal | Summer | B1 | 10 | 3000 | 0 | 209.6 | 139.33 | 9 | 0
2035 | TVA_Transmission_2_ENT | TVA_Transmission | ENT | Internal | Summer | B2 | 25 | 3000 | 0 | 213.94 | 198.95 | 9 | 0
2035 | TVA_Transmission_2_ENT | TVA_Transmission | ENT | Internal | Summer | B3 | 75 | 3000 | 0 | 201.98 | 202.98 | 9 | 0
2035 | TVA_Transmission_2_ENT | TVA_Transmission | ENT | Internal | Summer | B4 | 100 | 3000 | 0 | 164.82 | 160.12 | 9 | 0
2035 | TVA_Transmission_2_ENT | TVA_Transmission | ENT | Internal | Summer | B5 | 200 | 3000 | 0 | 147.8 | 145.97 | 9 | 0
2035 | TVA_Transmission_2_ENT | TVA_Transmission | ENT | Internal | Summer | B6 | 300 | 3000 | 0 | 137.33 | 139.61 | 9 | 0
2035 | TVA_Transmission_2_ENT | TVA_Transmission | ENT | Internal | Summer | B7 | 400 | 3000 | 0 | 128 | 134.59 | 9 | 0
2035 | TVA_Transmission_2_ENT | TVA_Transmission | ENT | Internal | Summer | B8 | 500 | 3000 | 0 | 119.45 | 117.95 | 9 | 0
2035 | TVA_Transmission_2_ENT | TVA_Transmission | ENT | Internal | Summer | B9 | 800 | 3000 | 0 | 118.57 | 115.88 | 9 | 0
2035 | TVA_Transmission_2_ENT | TVA_Transmission | ENT | Internal | Summer | B10 | 1262 | 3000 | 0 | 117.57 | 109.93 | 9 | 0
2035 | TVA_Transmission_2_ENT | TVA_Transmission | ENT | Internal | Winter | B16 | 25 | 3000 | 0 | 129.86 | 120.46 | 9 | 0
2035 | TVA_Transmission_2_ENT | TVA_Transmission | ENT | Internal | Winter | B17 | 100 | 3000 | 0 | 121.8 | 114.22 | 9 | 0
2035 | TVA_Transmission_2_ENT | TVA_Transmission | ENT | Internal | Winter | B18 | 400 | 3000 | 0 | 121.73 | 114.22 | 9 | 0
2035 | TVA_Transmission_2_ENT | TVA_Transmission | ENT | Internal | Winter | B19 | 700 | 3000 | 0 | 121.73 | 114.22 | 9 | 0
2035 | TVA_Transmission_2_ENT | TVA_Transmission | ENT | Internal | Winter | B20 | 935 | 3000 | 0 | 121.37 | 113.37 | 9 | 0
2035 | TVA_Transmission_2_MISO_MO-IL | TVA_Transmission | MISO_MO-IL | Internal | Shoulder | B11 | 25 | 4000 | 0 | 130.1 | 122.1 | 9 | 0
2035 | TVA_Transmission_2_MISO_MO-IL | TVA_Transmission | MISO_MO-IL | Internal | Shoulder | B12 | 200 | 4000 | 0 | 120.29 | 114.73 | 9 | 0
2035 | TVA_Transmission_2_MISO_MO-IL | TVA_Transmission | MISO_MO-IL | Internal | Shoulder | B13 | 600 | 4000 | 0 | 118.88 | 112.8 | 9 | 0
2035 | TVA_Transmission_2_MISO_MO-IL | TVA_Transmission | MISO_MO-IL | Internal | Shoulder | B14 | 900 | 4000 | 0 | 118.87 | 112.78 | 9 | 0
2035 | TVA_Transmission_2_MISO_MO-IL | TVA_Transmission | MISO_MO-IL | Internal | Shoulder | B15 | 1203 | 4000 | 0 | 118.59 | 110.59 | 9 | 0
2035 | TVA_Transmission_2_MISO_MO-IL | TVA_Transmission | MISO_MO-IL | Internal | Summer | B1 | 10 | 4000 | 0 | 209.6 | 201.6 | 9 | 0
2035 | TVA_Transmission_2_MISO_MO-IL | TVA_Transmission | MISO_MO-IL | Internal | Summer | B2 | 25 | 4000 | 0 | 213.94 | 206.95 | 9 | 0
2035 | TVA_Transmission_2_MISO_MO-IL | TVA_Transmission | MISO_MO-IL | Internal | Summer | B3 | 75 | 4000 | 0 | 201.98 | 202.98 | 9 | 0
2035 | TVA_Transmission_2_MISO_MO-IL | TVA_Transmission | MISO_MO-IL | Internal | Summer | B4 | 100 | 4000 | 0 | 164.82 | 168.12 | 9 | 0
2035 | TVA_Transmission_2_MISO_MO-IL | TVA_Transmission | MISO_MO-IL | Internal | Summer | B5 | 200 | 4000 | 0 | 147.8 | 145.97 | 9 | 0
2035 | TVA_Transmission_2_MISO_MO-IL | TVA_Transmission | MISO_MO-IL | Internal | Summer | B6 | 300 | 4000 | 0 | 137.33 | 136.3 | 9 | 0
2035 | TVA_Transmission_2_MISO_MO-IL | TVA_Transmission | MISO_MO-IL | Internal | Summer | B7 | 400 | 4000 | 0 | 128 | 126.59 | 9 | 0
2035 | TVA_Transmission_2_MISO_MO-IL | TVA_Transmission | MISO_MO-IL | Internal | Summer | B8 | 500 | 4000 | 0 | 119.45 | 114.16 | 9 | 0
2035 | TVA_Transmission_2_MISO_MO-IL | TVA_Transmission | MISO_MO-IL | Internal | Summer | B9 | 800 | 4000 | 0 | 118.57 | 113.41 | 9 | 0
2035 | TVA_Transmission_2_MISO_MO-IL | TVA_Transmission | MISO_MO-IL | Internal | Summer | B10 | 1262 | 4000 | 0 | 117.57 | 111.16 | 9 | 0
2035 | TVA_Transmission_2_MISO_MO-IL | TVA_Transmission | MISO_MO-IL | Internal | Winter | B16 | 25 | 4000 | 0 | 129.86 | 113.87 | 9 | 0
2035 | TVA_Transmission_2_MISO_MO-IL | TVA_Transmission | MISO_MO-IL | Internal | Winter | B17 | 100 | 4000 | 0 | 121.8 | 117.2 | 9 | 0
2035 | TVA_Transmission_2_MISO_MO-IL | TVA_Transmission | MISO_MO-IL | Internal | Winter | B18 | 400 | 4000 | 0 | 121.73 | 115.54 | 9 | 0
2035 | TVA_Transmission_2_MISO_MO-IL | TVA_Transmission | MISO_MO-IL | Internal | Winter | B19 | 700 | 4000 | 0 | 121.73 | 115.54 | 9 | 0
2035 | TVA_Transmission_2_MISO_MO-IL | TVA_Transmission | MISO_MO-IL | Internal | Winter | B20 | 935 | 4000 | 0 | 121.37 | 113.37 | 9 | 0
2035 | TVA_Transmission_2_NonRTO_Midwest | TVA_Transmission | NonRTO_Midwest | Internal | Shoulder | B11 | 25 | 700 | 0 | 130.1 | 122.85 | 9 | 0
2035 | TVA_Transmission_2_NonRTO_Midwest | TVA_Transmission | NonRTO_Midwest | Internal | Shoulder | B12 | 200 | 700 | 0 | 120.29 | 122.71 | 9 | 0
2035 | TVA_Transmission_2_NonRTO_Midwest | TVA_Transmission | NonRTO_Midwest | Internal | Shoulder | B13 | 600 | 700 | 0 | 118.88 | 119.24 | 9 | 0
2035 | TVA_Transmission_2_NonRTO_Midwest | TVA_Transmission | NonRTO_Midwest | Internal | Shoulder | B14 | 900 | 700 | 0 | 118.87 | 118.54 | 9 | 0
2035 | TVA_Transmission_2_NonRTO_Midwest | TVA_Transmission | NonRTO_Midwest | Internal | Shoulder | B15 | 1203 | 700 | 0 | 118.59 | 118.54 | 9 | 0
2035 | TVA_Transmission_2_NonRTO_Midwest | TVA_Transmission | NonRTO_Midwest | Internal | Summer | B1 | 10 | 700 | 0 | 209.6 | 201.6 | 9 | 0
2035 | TVA_Transmission_2_NonRTO_Midwest | TVA_Transmission | NonRTO_Midwest | Internal | Summer | B2 | 25 | 700 | 0 | 213.94 | 205.94 | 9 | 0
2035 | TVA_Transmission_2_NonRTO_Midwest | TVA_Transmission | NonRTO_Midwest | Internal | Summer | B3 | 75 | 700 | 0 | 201.98 | 171.46 | 9 | 0
2035 | TVA_Transmission_2_NonRTO_Midwest | TVA_Transmission | NonRTO_Midwest | Internal | Summer | B4 | 100 | 700 | 0 | 164.82 | 161.58 | 9 | 0
2035 | TVA_Transmission_2_NonRTO_Midwest | TVA_Transmission | NonRTO_Midwest | Internal | Summer | B5 | 200 | 700 | 0 | 147.8 | 141.79 | 9 | 0
2035 | TVA_Transmission_2_NonRTO_Midwest | TVA_Transmission | NonRTO_Midwest | Internal | Summer | B6 | 300 | 700 | 0 | 137.33 | 138.3 | 9 | 0
2035 | TVA_Transmission_2_NonRTO_Midwest | TVA_Transmission | NonRTO_Midwest | Internal | Summer | B7 | 400 | 700 | 0 | 128 | 120 | 9 | 0
2035 | TVA_Transmission_2_NonRTO_Midwest | TVA_Transmission | NonRTO_Midwest | Internal | Summer | B8 | 500 | 700 | 0 | 119.45 | 117.03 | 9 | 0
2035 | TVA_Transmission_2_NonRTO_Midwest | TVA_Transmission | NonRTO_Midwest | Internal | Summer | B9 | 800 | 700 | 0 | 118.57 | 117.03 | 9 | 0
2035 | TVA_Transmission_2_NonRTO_Midwest | TVA_Transmission | NonRTO_Midwest | Internal | Summer | B10 | 1262 | 700 | 0 | 117.57 | 117.03 | 9 | 0
2035 | TVA_Transmission_2_NonRTO_Midwest | TVA_Transmission | NonRTO_Midwest | Internal | Winter | B16 | 25 | 700 | 0 | 129.86 | 121.86 | 9 | 0
2035 | TVA_Transmission_2_NonRTO_Midwest | TVA_Transmission | NonRTO_Midwest | Internal | Winter | B17 | 100 | 700 | 0 | 121.8 | 125.21 | 9 | 0
2035 | TVA_Transmission_2_NonRTO_Midwest | TVA_Transmission | NonRTO_Midwest | Internal | Winter | B18 | 400 | 700 | 0 | 121.73 | 123.53 | 9 | 0
2035 | TVA_Transmission_2_NonRTO_Midwest | TVA_Transmission | NonRTO_Midwest | Internal | Winter | B19 | 700 | 700 | 0 | 121.73 | 121.86 | 9 | 0
2035 | TVA_Transmission_2_NonRTO_Midwest | TVA_Transmission | NonRTO_Midwest | Internal | Winter | B20 | 935 | 700 | 0 | 121.37 | 121.86 | 9 | 0
2035 | TVA_Transmission_2_PJM_ROR | TVA_Transmission | PJM_ROR | Internal | Shoulder | B11 | 25 | 2000 | 0 | 130.1 | 124.11 | 9 | 0
2035 | TVA_Transmission_2_PJM_ROR | TVA_Transmission | PJM_ROR | Internal | Shoulder | B12 | 200 | 2000 | 0 | 120.29 | 116.71 | 9 | 0
2035 | TVA_Transmission_2_PJM_ROR | TVA_Transmission | PJM_ROR | Internal | Shoulder | B13 | 600 | 2000 | 0 | 118.88 | 114.79 | 9 | 0
2035 | TVA_Transmission_2_PJM_ROR | TVA_Transmission | PJM_ROR | Internal | Shoulder | B14 | 900 | 2000 | 0 | 118.87 | 114.79 | 9 | 0
2035 | TVA_Transmission_2_PJM_ROR | TVA_Transmission | PJM_ROR | Internal | Shoulder | B15 | 1203 | 2000 | 0 | 118.59 | 114.79 | 9 | 0
2035 | TVA_Transmission_2_PJM_ROR | TVA_Transmission | PJM_ROR | Internal | Summer | B1 | 10 | 2000 | 0.01 | 209.6 | 212.6 | 9 | 0
2035 | TVA_Transmission_2_PJM_ROR | TVA_Transmission | PJM_ROR | Internal | Summer | B2 | 25 | 2000 | 0 | 213.94 | 212.6 | 9 | 0
2035 | TVA_Transmission_2_PJM_ROR | TVA_Transmission | PJM_ROR | Internal | Summer | B3 | 75 | 2000 | 0 | 201.98 | 204.98 | 9 | 0
2035 | TVA_Transmission_2_PJM_ROR | TVA_Transmission | PJM_ROR | Internal | Summer | B4 | 100 | 2000 | 0 | 164.82 | 170.16 | 9 | 0
2035 | TVA_Transmission_2_PJM_ROR | TVA_Transmission | PJM_ROR | Internal | Summer | B5 | 200 | 2000 | 0 | 147.8 | 153.25 | 9 | 0
2035 | TVA_Transmission_2_PJM_ROR | TVA_Transmission | PJM_ROR | Internal | Summer | B6 | 300 | 2000 | 0 | 137.33 | 138.3 | 9 | 0
2035 | TVA_Transmission_2_PJM_ROR | TVA_Transmission | PJM_ROR | Internal | Summer | B7 | 400 | 2000 | 0 | 128 | 128.58 | 9 | 0
2035 | TVA_Transmission_2_PJM_ROR | TVA_Transmission | PJM_ROR | Internal | Summer | B8 | 500 | 2000 | 0 | 119.45 | 116.15 | 9 | 0
2035 | TVA_Transmission_2_PJM_ROR | TVA_Transmission | PJM_ROR | Internal | Summer | B9 | 800 | 2000 | 0 | 118.57 | 115.05 | 9 | 0
2035 | TVA_Transmission_2_PJM_ROR | TVA_Transmission | PJM_ROR | Internal | Summer | B10 | 1262 | 2000 | 0 | 117.57 | 113.16 | 9 | 0
2035 | TVA_Transmission_2_PJM_ROR | TVA_Transmission | PJM_ROR | Internal | Winter | B16 | 25 | 2000 | 0 | 129.86 | 125.87 | 9 | 0
2035 | TVA_Transmission_2_PJM_ROR | TVA_Transmission | PJM_ROR | Internal | Winter | B17 | 100 | 2000 | 0 | 121.8 | 119.9 | 9 | 0
2035 | TVA_Transmission_2_PJM_ROR | TVA_Transmission | PJM_ROR | Internal | Winter | B18 | 400 | 2000 | 0 | 121.73 | 118.29 | 9 | 0
2035 | TVA_Transmission_2_PJM_ROR | TVA_Transmission | PJM_ROR | Internal | Winter | B19 | 700 | 2000 | 0 | 121.73 | 118.29 | 9 | 0
2035 | TVA_Transmission_2_PJM_ROR | TVA_Transmission | PJM_ROR | Internal | Winter | B20 | 935 | 2000 | 0 | 121.37 | 118.29 | 9 | 0
2035 | TVA_Transmission_2_SOCO | TVA_Transmission | SOCO | Internal | Shoulder | B11 | 25 | 3200 | 0.01 | 130.1 | 137.11 | 9 | 0
2035 | TVA_Transmission_2_SOCO | TVA_Transmission | SOCO | Internal | Shoulder | B12 | 200 | 3200 | 0 | 120.29 | 125.39 | 9 | 0
2035 | TVA_Transmission_2_SOCO | TVA_Transmission | SOCO | Internal | Shoulder | B13 | 600 | 3200 | 0 | 118.88 | 119.26 | 9 | 0
2035 | TVA_Transmission_2_SOCO | TVA_Transmission | SOCO | Internal | Shoulder | B14 | 900 | 3200 | 0 | 118.87 | 119.26 | 9 | 0
2035 | TVA_Transmission_2_SOCO | TVA_Transmission | SOCO | Internal | Shoulder | B15 | 1203 | 3200 | 0 | 118.59 | 119.26 | 9 | 0
2035 | TVA_Transmission_2_SOCO | TVA_Transmission | SOCO | Internal | Summer | B1 | 10 | 3200 | 2912.71 | 209.6 | 218.6 | 9 | 0
2035 | TVA_Transmission_2_SOCO | TVA_Transmission | SOCO | Internal | Summer | B2 | 25 | 3200 | 126.55 | 213.94 | 222.94 | 9 | 0
2035 | TVA_Transmission_2_SOCO | TVA_Transmission | SOCO | Internal | Summer | B3 | 75 | 3200 | 1874.27 | 201.98 | 210.98 | 9 | 0
2035 | TVA_Transmission_2_SOCO | TVA_Transmission | SOCO | Internal | Summer | B4 | 100 | 3200 | 0 | 164.82 | 167.98 | 9 | 0
2035 | TVA_Transmission_2_SOCO | TVA_Transmission | SOCO | Internal | Summer | B5 | 200 | 3200 | 0 | 147.8 | 153.25 | 9 | 0
2035 | TVA_Transmission_2_SOCO | TVA_Transmission | SOCO | Internal | Summer | B6 | 300 | 3200 | 0 | 137.33 | 137 | 9 | 0
2035 | TVA_Transmission_2_SOCO | TVA_Transmission | SOCO | Internal | Summer | B7 | 400 | 3200 | 639.36 | 128 | 137 | 9 | 0
2035 | TVA_Transmission_2_SOCO | TVA_Transmission | SOCO | Internal | Summer | B8 | 500 | 3200 | 0 | 119.45 | 125.95 | 9 | 0
2035 | TVA_Transmission_2_SOCO | TVA_Transmission | SOCO | Internal | Summer | B9 | 800 | 3200 | 0 | 118.57 | 117.93 | 9 | 0
2035 | TVA_Transmission_2_SOCO | TVA_Transmission | SOCO | Internal | Summer | B10 | 1262 | 3200 | 0 | 117.57 | 117.93 | 9 | 0
2035 | TVA_Transmission_2_SOCO | TVA_Transmission | SOCO | Internal | Winter | B16 | 25 | 3200 | 3198.03 | 129.86 | 138.87 | 9 | 0.01
2035 | TVA_Transmission_2_SOCO | TVA_Transmission | SOCO | Internal | Winter | B17 | 100 | 3200 | 0 | 121.8 | 122.22 | 9 | 0
2035 | TVA_Transmission_2_SOCO | TVA_Transmission | SOCO | Internal | Winter | B18 | 400 | 3200 | 0 | 121.73 | 122.22 | 9 | 0
2035 | TVA_Transmission_2_SOCO | TVA_Transmission | SOCO | Internal | Winter | B19 | 700 | 3200 | 0 | 121.73 | 122.22 | 9 | 0
2035 | TVA_Transmission_2_SOCO | TVA_Transmission | SOCO | Internal | Winter | B20 | 935 | 3200 | 0 | 121.37 | 122.22 | 9 | 0
2035 | TVA_Transmission_2_TVA | TVA_Transmission | TVA | Internal | Shoulder | B11 | 25 | 99999 | 2109.53 | 130.1 | 130.11 | 0.01 | 0
2035 | TVA_Transmission_2_TVA | TVA_Transmission | TVA | Internal | Shoulder | B12 | 200 | 99999 | 0 | 120.29 | 118.6 | 0.01 | 0
2035 | TVA_Transmission_2_TVA | TVA_Transmission | TVA | Internal | Shoulder | B13 | 600 | 99999 | 0 | 118.88 | 118.6 | 0.01 | 0
2035 | TVA_Transmission_2_TVA | TVA_Transmission | TVA | Internal | Shoulder | B14 | 900 | 99999 | 0 | 118.87 | 118.6 | 0.01 | 0
2035 | TVA_Transmission_2_TVA | TVA_Transmission | TVA | Internal | Shoulder | B15 | 1203 | 99999 | 4053.75 | 118.59 | 118.6 | 0.01 | 0
2035 | TVA_Transmission_2_TVA | TVA_Transmission | TVA | Internal | Summer | B1 | 10 | 99999 | 3610.28 | 209.6 | 209.61 | 0.01 | 0
2035 | TVA_Transmission_2_TVA | TVA_Transmission | TVA | Internal | Summer | B2 | 25 | 99999 | 2566.86 | 213.94 | 213.95 | 0.01 | 0
2035 | TVA_Transmission_2_TVA | TVA_Transmission | TVA | Internal | Summer | B3 | 75 | 99999 | 525.73 | 201.98 | 201.99 | 0.01 | 0
2035 | TVA_Transmission_2_TVA | TVA_Transmission | TVA | Internal | Summer | B4 | 100 | 99999 | 0 | 164.82 | 161.16 | 0.01 | 0
2035 | TVA_Transmission_2_TVA | TVA_Transmission | TVA | Internal | Summer | B5 | 200 | 99999 | 0 | 147.8 | 144.25 | 0.01 | 0
2035 | TVA_Transmission_2_TVA | TVA_Transmission | TVA | Internal | Summer | B6 | 300 | 99999 | 0 | 137.33 | 136.3 | 0.01 | 0
2035 | TVA_Transmission_2_TVA | TVA_Transmission | TVA | Internal | Summer | B7 | 400 | 99999 | 0 | 128 | 117.33 | 0.01 | 0
2035 | TVA_Transmission_2_TVA | TVA_Transmission | TVA | Internal | Summer | B8 | 500 | 99999 | 0 | 119.45 | 117.33 | 0.01 | 0
2035 | TVA_Transmission_2_TVA | TVA_Transmission | TVA | Internal | Summer | B9 | 800 | 99999 | 0 | 118.57 | 117.33 | 0.01 | 0
2035 | TVA_Transmission_2_TVA | TVA_Transmission | TVA | Internal | Summer | B10 | 1262 | 99999 | 0 | 117.57 | 117.33 | 0.01 | 0
2035 | TVA_Transmission_2_TVA | TVA_Transmission | TVA | Internal | Winter | B16 | 25 | 99999 | 3105.57 | 129.86 | 129.87 | 0.01 | 0
2035 | TVA_Transmission_2_TVA | TVA_Transmission | TVA | Internal | Winter | B17 | 100 | 99999 | 0.02 | 121.8 | 121.38 | 0.01 | 0
2035 | TVA_Transmission_2_TVA | TVA_Transmission | TVA | Internal | Winter | B18 | 400 | 99999 | 0 | 121.73 | 121.38 | 0.01 | 0
2035 | TVA_Transmission_2_TVA | TVA_Transmission | TVA | Internal | Winter | B19 | 700 | 99999 | 0 | 121.73 | 121.38 | 0.01 | 0
2035 | TVA_Transmission_2_TVA | TVA_Transmission | TVA | Internal | Winter | B20 | 935 | 99999 | 4521.26 | 121.37 | 121.38 | 0.01 | 0
2035 | TVA_Transmission_2_VACAR | TVA_Transmission | VACAR | Internal | Shoulder | B11 | 25 | 900 | 0 | 130.1 | 130.11 | 9 | 0
2035 | TVA_Transmission_2_VACAR | TVA_Transmission | VACAR | Internal | Shoulder | B12 | 200 | 900 | 0 | 120.29 | 121.07 | 9 | 0
2035 | TVA_Transmission_2_VACAR | TVA_Transmission | VACAR | Internal | Shoulder | B13 | 600 | 900 | 0 | 118.88 | 121.07 | 9 | 0
2035 | TVA_Transmission_2_VACAR | TVA_Transmission | VACAR | Internal | Shoulder | B14 | 900 | 900 | 0 | 118.87 | 121.07 | 9 | 0
2035 | TVA_Transmission_2_VACAR | TVA_Transmission | VACAR | Internal | Shoulder | B15 | 1203 | 900 | 0 | 118.59 | 120.79 | 9 | 0
2035 | TVA_Transmission_2_VACAR | TVA_Transmission | VACAR | Internal | Summer | B1 | 10 | 900 | 315.69 | 209.6 | 218.6 | 9 | 0
2035 | TVA_Transmission_2_VACAR | TVA_Transmission | VACAR | Internal | Summer | B2 | 25 | 900 | 0.02 | 213.94 | 221.76 | 9 | 0
2035 | TVA_Transmission_2_VACAR | TVA_Transmission | VACAR | Internal | Summer | B3 | 75 | 900 | 0 | 201.98 | 203.98 | 9 | 0
2035 | TVA_Transmission_2_VACAR | TVA_Transmission | VACAR | Internal | Summer | B4 | 100 | 900 | 0 | 164.82 | 160.98 | 9 | 0
2035 | TVA_Transmission_2_VACAR | TVA_Transmission | VACAR | Internal | Summer | B5 | 200 | 900 | 0 | 147.8 | 146.25 | 9 | 0
2035 | TVA_Transmission_2_VACAR | TVA_Transmission | VACAR | Internal | Summer | B6 | 300 | 900 | 0 | 137.33 | 131.3 | 9 | 0
2035 | TVA_Transmission_2_VACAR | TVA_Transmission | VACAR | Internal | Summer | B7 | 400 | 900 | 0 | 128 | 121.58 | 9 | 0
2035 | TVA_Transmission_2_VACAR | TVA_Transmission | VACAR | Internal | Summer | B8 | 500 | 900 | 0 | 119.45 | 118.95 | 9 | 0
2035 | TVA_Transmission_2_VACAR | TVA_Transmission | VACAR | Internal | Summer | B9 | 800 | 900 | 0 | 118.57 | 118.95 | 9 | 0
2035 | TVA_Transmission_2_VACAR | TVA_Transmission | VACAR | Internal | Summer | B10 | 1262 | 900 | 0 | 117.57 | 118.95 | 9 | 0
2035 | TVA_Transmission_2_VACAR | TVA_Transmission | VACAR | Internal | Winter | B16 | 25 | 900 | 0 | 129.86 | 131.87 | 9 | 0
2035 | TVA_Transmission_2_VACAR | TVA_Transmission | VACAR | Internal | Winter | B17 | 100 | 900 | 0 | 121.8 | 125.9 | 9 | 0
2035 | TVA_Transmission_2_VACAR | TVA_Transmission | VACAR | Internal | Winter | B18 | 400 | 900 | 0 | 121.73 | 125.9 | 9 | 0
2035 | TVA_Transmission_2_VACAR | TVA_Transmission | VACAR | Internal | Winter | B19 | 700 | 900 | 0 | 121.73 | 125.9 | 9 | 0
2035 | TVA_Transmission_2_VACAR | TVA_Transmission | VACAR | Internal | Winter | B20 | 935 | 900 | 0 | 121.37 | 124.29 | 9 | 0
2035 | VACAR_2_PJM_ROR | VACAR | PJM_ROR | Internal | Shoulder | B11 | 25 | 2000 | 0 | 130.11 | 124.11 | 7 | 0
2035 | VACAR_2_PJM_ROR | VACAR | PJM_ROR | Internal | Shoulder | B12 | 200 | 2000 | 0 | 121.07 | 116.71 | 7 | 0
2035 | VACAR_2_PJM_ROR | VACAR | PJM_ROR | Internal | Shoulder | B13 | 600 | 2000 | 0 | 121.07 | 114.79 | 7 | 0
2035 | VACAR_2_PJM_ROR | VACAR | PJM_ROR | Internal | Shoulder | B14 | 900 | 2000 | 0 | 121.07 | 114.79 | 7 | 0
2035 | VACAR_2_PJM_ROR | VACAR | PJM_ROR | Internal | Shoulder | B15 | 1203 | 2000 | 0 | 120.79 | 114.79 | 7 | 0
2035 | VACAR_2_PJM_ROR | VACAR | PJM_ROR | Internal | Summer | B1 | 10 | 2000 | 0 | 218.6 | 212.6 | 7 | 0
2035 | VACAR_2_PJM_ROR | VACAR | PJM_ROR | Internal | Summer | B2 | 25 | 2000 | 0 | 221.76 | 212.6 | 7 | 0
2035 | VACAR_2_PJM_ROR | VACAR | PJM_ROR | Internal | Summer | B3 | 75 | 2000 | 0 | 203.98 | 204.98 | 7 | 0
2035 | VACAR_2_PJM_ROR | VACAR | PJM_ROR | Internal | Summer | B4 | 100 | 2000 | 2000 | 160.98 | 170.16 | 7 | 2.19
2035 | VACAR_2_PJM_ROR | VACAR | PJM_ROR | Internal | Summer | B5 | 200 | 2000 | 46.94 | 146.25 | 153.25 | 7 | 0
2035 | VACAR_2_PJM_ROR | VACAR | PJM_ROR | Internal | Summer | B6 | 300 | 2000 | 1664.41 | 131.3 | 138.3 | 7 | 0
2035 | VACAR_2_PJM_ROR | VACAR | PJM_ROR | Internal | Summer | B7 | 400 | 2000 | 1754.92 | 121.58 | 128.58 | 7 | 0
2035 | VACAR_2_PJM_ROR | VACAR | PJM_ROR | Internal | Summer | B8 | 500 | 2000 | 0 | 118.95 | 116.15 | 7 | 0
2035 | VACAR_2_PJM_ROR | VACAR | PJM_ROR | Internal | Summer | B9 | 800 | 2000 | 0 | 118.95 | 115.05 | 7 | 0
2035 | VACAR_2_PJM_ROR | VACAR | PJM_ROR | Internal | Summer | B10 | 1262 | 2000 | 0 | 118.95 | 113.16 | 7 | 0
2035 | VACAR_2_PJM_ROR | VACAR | PJM_ROR | Internal | Winter | B16 | 25 | 2000 | 0 | 131.87 | 125.87 | 7 | 0
2035 | VACAR_2_PJM_ROR | VACAR | PJM_ROR | Internal | Winter | B17 | 100 | 2000 | 0 | 125.9 | 119.9 | 7 | 0
2035 | VACAR_2_PJM_ROR | VACAR | PJM_ROR | Internal | Winter | B18 | 400 | 2000 | 0 | 125.9 | 118.29 | 7 | 0
2035 | VACAR_2_PJM_ROR | VACAR | PJM_ROR | Internal | Winter | B19 | 700 | 2000 | 0 | 125.9 | 118.29 | 7 | 0
2035 | VACAR_2_PJM_ROR | VACAR | PJM_ROR | Internal | Winter | B20 | 935 | 2000 | 0 | 124.29 | 118.29 | 7 | 0
2035 | VACAR_2_SOCO | VACAR | SOCO | Internal | Shoulder | B11 | 25 | 3000 | 2121.17 | 130.11 | 137.11 | 7 | 0
2035 | VACAR_2_SOCO | VACAR | SOCO | Internal | Shoulder | B12 | 200 | 3000 | 0 | 121.07 | 125.39 | 7 | 0
2035 | VACAR_2_SOCO | VACAR | SOCO | Internal | Shoulder | B13 | 600 | 3000 | 0 | 121.07 | 119.26 | 7 | 0
2035 | VACAR_2_SOCO | VACAR | SOCO | Internal | Shoulder | B14 | 900 | 3000 | 0 | 121.07 | 119.26 | 7 | 0
2035 | VACAR_2_SOCO | VACAR | SOCO | Internal | Shoulder | B15 | 1203 | 3000 | 0 | 120.79 | 119.26 | 7 | 0
2035 | VACAR_2_SOCO | VACAR | SOCO | Internal | Summer | B1 | 10 | 3000 | 0 | 218.6 | 218.6 | 7 | 0
2035 | VACAR_2_SOCO | VACAR | SOCO | Internal | Summer | B2 | 25 | 3000 | 0 | 221.76 | 222.94 | 7 | 0
2035 | VACAR_2_SOCO | VACAR | SOCO | Internal | Summer | B3 | 75 | 3000 | 745.61 | 203.98 | 210.98 | 7 | 0
2035 | VACAR_2_SOCO | VACAR | SOCO | Internal | Summer | B4 | 100 | 3000 | 1469.27 | 160.98 | 167.98 | 7 | 0
2035 | VACAR_2_SOCO | VACAR | SOCO | Internal | Summer | B5 | 200 | 3000 | 391.02 | 146.25 | 153.25 | 7 | 0
2035 | VACAR_2_SOCO | VACAR | SOCO | Internal | Summer | B6 | 300 | 3000 | 0 | 131.3 | 137 | 7 | 0
2035 | VACAR_2_SOCO | VACAR | SOCO | Internal | Summer | B7 | 400 | 3000 | 3000 | 121.58 | 137 | 7 | 8.42
2035 | VACAR_2_SOCO | VACAR | SOCO | Internal | Summer | B8 | 500 | 3000 | 1589.85 | 118.95 | 125.95 | 7 | 0
2035 | VACAR_2_SOCO | VACAR | SOCO | Internal | Summer | B9 | 800 | 3000 | 0 | 118.95 | 117.93 | 7 | 0
2035 | VACAR_2_SOCO | VACAR | SOCO | Internal | Summer | B10 | 1262 | 3000 | 0 | 118.95 | 117.93 | 7 | 0
2035 | VACAR_2_SOCO | VACAR | SOCO | Internal | Winter | B16 | 25 | 3000 | 186.89 | 131.87 | 138.87 | 7 | 0
2035 | VACAR_2_SOCO | VACAR | SOCO | Internal | Winter | B17 | 100 | 3000 | 0 | 125.9 | 122.22 | 7 | 0
2035 | VACAR_2_SOCO | VACAR | SOCO | Internal | Winter | B18 | 400 | 3000 | 0 | 125.9 | 122.22 | 7 | 0
2035 | VACAR_2_SOCO | VACAR | SOCO | Internal | Winter | B19 | 700 | 3000 | 0 | 125.9 | 122.22 | 7 | 0
2035 | VACAR_2_SOCO | VACAR | SOCO | Internal | Winter | B20 | 935 | 3000 | 0 | 124.29 | 122.22 | 7 | 0
2035 | VACAR_2_TVA_Transmission | VACAR | TVA_Transmission | Internal | Shoulder | B11 | 25 | 900 | 0 | 130.11 | 130.1 | 7 | 0
2035 | VACAR_2_TVA_Transmission | VACAR | TVA_Transmission | Internal | Shoulder | B12 | 200 | 900 | 0 | 121.07 | 120.29 | 7 | 0
2035 | VACAR_2_TVA_Transmission | VACAR | TVA_Transmission | Internal | Shoulder | B13 | 600 | 900 | 0 | 121.07 | 118.88 | 7 | 0
2035 | VACAR_2_TVA_Transmission | VACAR | TVA_Transmission | Internal | Shoulder | B14 | 900 | 900 | 0 | 121.07 | 118.87 | 7 | 0
2035 | VACAR_2_TVA_Transmission | VACAR | TVA_Transmission | Internal | Shoulder | B15 | 1203 | 900 | 0 | 120.79 | 118.59 | 7 | 0
2035 | VACAR_2_TVA_Transmission | VACAR | TVA_Transmission | Internal | Summer | B1 | 10 | 900 | 0 | 218.6 | 209.6 | 7 | 0
2035 | VACAR_2_TVA_Transmission | VACAR | TVA_Transmission | Internal | Summer | B2 | 25 | 900 | 0 | 221.76 | 213.94 | 7 | 0
2035 | VACAR_2_TVA_Transmission | VACAR | TVA_Transmission | Internal | Summer | B3 | 75 | 900 | 0 | 203.98 | 201.98 | 7 | 0
2035 | VACAR_2_TVA_Transmission | VACAR | TVA_Transmission | Internal | Summer | B4 | 100 | 900 | 0 | 160.98 | 164.82 | 7 | 0
2035 | VACAR_2_TVA_Transmission | VACAR | TVA_Transmission | Internal | Summer | B5 | 200 | 900 | 0 | 146.25 | 147.8 | 7 | 0
2035 | VACAR_2_TVA_Transmission | VACAR | TVA_Transmission | Internal | Summer | B6 | 300 | 900 | 0 | 131.3 | 137.33 | 7 | 0
2035 | VACAR_2_TVA_Transmission | VACAR | TVA_Transmission | Internal | Summer | B7 | 400 | 900 | 0 | 121.58 | 128 | 7 | 0
2035 | VACAR_2_TVA_Transmission | VACAR | TVA_Transmission | Internal | Summer | B8 | 500 | 900 | 0 | 118.95 | 119.45 | 7 | 0
2035 | VACAR_2_TVA_Transmission | VACAR | TVA_Transmission | Internal | Summer | B9 | 800 | 900 | 0 | 118.95 | 118.57 | 7 | 0
2035 | VACAR_2_TVA_Transmission | VACAR | TVA_Transmission | Internal | Summer | B10 | 1262 | 900 | 0 | 118.95 | 117.57 | 7 | 0
2035 | VACAR_2_TVA_Transmission | VACAR | TVA_Transmission | Internal | Winter | B16 | 25 | 900 | 0 | 131.87 | 129.86 | 7 | 0
2035 | VACAR_2_TVA_Transmission | VACAR | TVA_Transmission | Internal | Winter | B17 | 100 | 900 | 0 | 125.9 | 121.8 | 7 | 0
2035 | VACAR_2_TVA_Transmission | VACAR | TVA_Transmission | Internal | Winter | B18 | 400 | 900 | 0 | 125.9 | 121.73 | 7 | 0
2035 | VACAR_2_TVA_Transmission | VACAR | TVA_Transmission | Internal | Winter | B19 | 700 | 900 | 0 | 125.9 | 121.73 | 7 | 0
2035 | VACAR_2_TVA_Transmission | VACAR | TVA_Transmission | Internal | Winter | B20 | 935 | 900 | 0 | 124.29 | 121.37 | 7 | 0
2040 | ENT_2_MISO_MO-IL | ENT | MISO_MO-IL | Internal | Shoulder | B11 | 25 | 2260 | 0 | 161.44 | 159.42 | 8 | 0
2040 | ENT_2_MISO_MO-IL | ENT | MISO_MO-IL | Internal | Shoulder | B12 | 200 | 2260 | 0 | 150.72 | 150.71 | 8 | 0
2040 | ENT_2_MISO_MO-IL | ENT | MISO_MO-IL | Internal | Shoulder | B13 | 600 | 2260 | 0 | 149.8 | 149.8 | 8 | 0
2040 | ENT_2_MISO_MO-IL | ENT | MISO_MO-IL | Internal | Shoulder | B14 | 900 | 2260 | 175.48 | 137.33 | 145.33 | 8 | 0
2040 | ENT_2_MISO_MO-IL | ENT | MISO_MO-IL | Internal | Shoulder | B15 | 1203 | 2260 | 0 | 73.5 | 78.35 | 8 | 0
2040 | ENT_2_MISO_MO-IL | ENT | MISO_MO-IL | Internal | Summer | B1 | 10 | 2260 | 2260 | 180.56 | 279.8 | 8 | 91.23
2040 | ENT_2_MISO_MO-IL | ENT | MISO_MO-IL | Internal | Summer | B2 | 25 | 2260 | 1992.32 | 264.8 | 272.8 | 8 | 0
2040 | ENT_2_MISO_MO-IL | ENT | MISO_MO-IL | Internal | Summer | B3 | 75 | 2260 | 0 | 268.92 | 268.92 | 8 | 0
2040 | ENT_2_MISO_MO-IL | ENT | MISO_MO-IL | Internal | Summer | B4 | 100 | 2260 | 0 | 197.08 | 197.08 | 8 | 0
2040 | ENT_2_MISO_MO-IL | ENT | MISO_MO-IL | Internal | Summer | B5 | 200 | 2260 | 0 | 188.36 | 188.36 | 8 | 0
2040 | ENT_2_MISO_MO-IL | ENT | MISO_MO-IL | Internal | Summer | B6 | 300 | 2260 | 0 | 180.56 | 178.86 | 8 | 0
2040 | ENT_2_MISO_MO-IL | ENT | MISO_MO-IL | Internal | Summer | B7 | 400 | 2260 | 0 | 169.97 | 161.97 | 8 | 0
2040 | ENT_2_MISO_MO-IL | ENT | MISO_MO-IL | Internal | Summer | B8 | 500 | 2260 | 0 | 154.98 | 152.3 | 8 | 0
2040 | ENT_2_MISO_MO-IL | ENT | MISO_MO-IL | Internal | Summer | B9 | 800 | 2260 | 0 | 154.98 | 152.19 | 8 | 0
2040 | ENT_2_MISO_MO-IL | ENT | MISO_MO-IL | Internal | Summer | B10 | 1262 | 2260 | 2260 | 117.33 | 130.54 | 8 | 5.21
2040 | ENT_2_MISO_MO-IL | ENT | MISO_MO-IL | Internal | Winter | B16 | 25 | 2260 | 0 | 158.51 | 150.51 | 8 | 0
2040 | ENT_2_MISO_MO-IL | ENT | MISO_MO-IL | Internal | Winter | B17 | 100 | 2260 | 0 | 152.78 | 152.78 | 8 | 0
2040 | ENT_2_MISO_MO-IL | ENT | MISO_MO-IL | Internal | Winter | B18 | 400 | 2260 | 0 | 146.54 | 153.54 | 8 | 0
2040 | ENT_2_MISO_MO-IL | ENT | MISO_MO-IL | Internal | Winter | B19 | 700 | 2260 | 1973.34 | 144.78 | 152.78 | 8 | 0
2040 | ENT_2_MISO_MO-IL | ENT | MISO_MO-IL | Internal | Winter | B20 | 935 | 2260 | 0 | 73.5 | 74.97 | 8 | 0
2040 | ENT_2_SOCO | ENT | SOCO | Internal | Shoulder | B11 | 25 | 3900 | 3900 | 161.44 | 176.43 | 8 | 6.99
2040 | ENT_2_SOCO | ENT | SOCO | Internal | Shoulder | B12 | 200 | 3900 | 2651.23 | 150.72 | 158.72 | 8 | 0
2040 | ENT_2_SOCO | ENT | SOCO | Internal | Shoulder | B13 | 600 | 3900 | 3900 | 149.8 | 158.72 | 8 | 0.93
2040 | ENT_2_SOCO | ENT | SOCO | Internal | Shoulder | B14 | 900 | 3900 | 3900 | 137.33 | 158.72 | 8 | 13.39
2040 | ENT_2_SOCO | ENT | SOCO | Internal | Shoulder | B15 | 1203 | 3900 | 3900 | 73.5 | 144.15 | 8 | 62.66
2040 | ENT_2_SOCO | ENT | SOCO | Internal | Summer | B1 | 10 | 3900 | 3900 | 180.56 | 296.81 | 8 | 108.25
2040 | ENT_2_SOCO | ENT | SOCO | Internal | Summer | B2 | 25 | 3900 | 3900 | 264.8 | 289.8 | 8 | 17
2040 | ENT_2_SOCO | ENT | SOCO | Internal | Summer | B3 | 75 | 3900 | 1822.19 | 268.92 | 276.92 | 8 | 0
2040 | ENT_2_SOCO | ENT | SOCO | Internal | Summer | B4 | 100 | 3900 | 0 | 197.08 | 196.76 | 8 | 0
2040 | ENT_2_SOCO | ENT | SOCO | Internal | Summer | B5 | 200 | 3900 | 0 | 188.36 | 190.38 | 8 | 0
2040 | ENT_2_SOCO | ENT | SOCO | Internal | Summer | B6 | 300 | 3900 | 0 | 180.56 | 178.98 | 8 | 0
2040 | ENT_2_SOCO | ENT | SOCO | Internal | Summer | B7 | 400 | 3900 | 0 | 169.97 | 172.96 | 8 | 0
2040 | ENT_2_SOCO | ENT | SOCO | Internal | Summer | B8 | 500 | 3900 | 0 | 154.98 | 157.34 | 8 | 0
2040 | ENT_2_SOCO | ENT | SOCO | Internal | Summer | B9 | 800 | 3900 | 0 | 154.98 | 157.34 | 8 | 0
2040 | ENT_2_SOCO | ENT | SOCO | Internal | Summer | B10 | 1262 | 3900 | 3900 | 117.33 | 130.54 | 8 | 5.21
2040 | ENT_2_SOCO | ENT | SOCO | Internal | Winter | B16 | 25 | 3900 | 3900 | 158.51 | 175.51 | 8 | 9
2040 | ENT_2_SOCO | ENT | SOCO | Internal | Winter | B17 | 100 | 3900 | 3899.99 | 152.78 | 161.97 | 8 | 1.19
2040 | ENT_2_SOCO | ENT | SOCO | Internal | Winter | B18 | 400 | 3900 | 3900 | 146.54 | 161.97 | 8 | 7.43
2040 | ENT_2_SOCO | ENT | SOCO | Internal | Winter | B19 | 700 | 3900 | 3900 | 144.78 | 161.97 | 8 | 9.19
2040 | ENT_2_SOCO | ENT | SOCO | Internal | Winter | B20 | 935 | 3900 | 3900 | 73.5 | 140.63 | 8 | 59.13
2040 | ENT_2_SPP_N | ENT | SPP_N | Internal | Shoulder | B11 | 25 | 15143 | 0 | 161.44 | 156.44 | 8 | 0
2040 | ENT_2_SPP_N | ENT | SPP_N | Internal | Shoulder | B12 | 200 | 15143 | 0 | 150.72 | 145.71 | 8 | 0
2040 | ENT_2_SPP_N | ENT | SPP_N | Internal | Shoulder | B13 | 600 | 15143 | 0 | 149.8 | 114.4 | 8 | 0
2040 | ENT_2_SPP_N | ENT | SPP_N | Internal | Shoulder | B14 | 900 | 15143 | 0 | 137.33 | 34.56 | 8 | 0
2040 | ENT_2_SPP_N | ENT | SPP_N | Internal | Shoulder | B15 | 1203 | 15143 | 0 | 73.5 | 34.56 | 8 | 0
2040 | ENT_2_SPP_N | ENT | SPP_N | Internal | Summer | B1 | 10 | 15143 | 0 | 180.56 | 34.56 | 8 | 0
2040 | ENT_2_SPP_N | ENT | SPP_N | Internal | Summer | B2 | 25 | 15143 | 0 | 264.8 | 259.8 | 8 | 0
2040 | ENT_2_SPP_N | ENT | SPP_N | Internal | Summer | B3 | 75 | 15143 | 0 | 268.92 | 263.92 | 8 | 0
2040 | ENT_2_SPP_N | ENT | SPP_N | Internal | Summer | B4 | 100 | 15143 | 0 | 197.08 | 192.08 | 8 | 0
2040 | ENT_2_SPP_N | ENT | SPP_N | Internal | Summer | B5 | 200 | 15143 | 0 | 188.36 | 183.36 | 8 | 0
2040 | ENT_2_SPP_N | ENT | SPP_N | Internal | Summer | B6 | 300 | 15143 | 0 | 180.56 | 175.56 | 8 | 0
2040 | ENT_2_SPP_N | ENT | SPP_N | Internal | Summer | B7 | 400 | 15143 | 0 | 169.97 | 164.97 | 8 | 0
2040 | ENT_2_SPP_N | ENT | SPP_N | Internal | Summer | B8 | 500 | 15143 | 0 | 154.98 | 149.98 | 8 | 0
2040 | ENT_2_SPP_N | ENT | SPP_N | Internal | Summer | B9 | 800 | 15143 | 0 | 154.98 | 149.98 | 8 | 0
2040 | ENT_2_SPP_N | ENT | SPP_N | Internal | Summer | B10 | 1262 | 15143 | 0 | 117.33 | 80.27 | 8 | 0
2040 | ENT_2_SPP_N | ENT | SPP_N | Internal | Winter | B16 | 25 | 15143 | 0 | 158.51 | 34.56 | 8 | 0
2040 | ENT_2_SPP_N | ENT | SPP_N | Internal | Winter | B17 | 100 | 15143 | 0 | 152.78 | 34.56 | 8 | 0
2040 | ENT_2_SPP_N | ENT | SPP_N | Internal | Winter | B18 | 400 | 15143 | 0 | 146.54 | 141.54 | 8 | 0
2040 | ENT_2_SPP_N | ENT | SPP_N | Internal | Winter | B19 | 700 | 15143 | 0 | 144.78 | 44.27 | 8 | 0
2040 | ENT_2_SPP_N | ENT | SPP_N | Internal | Winter | B20 | 935 | 15143 | 0 | 73.5 | 34.56 | 8 | 0
2040 | ENT_2_SPP_S | ENT | SPP_S | Internal | Shoulder | B11 | 25 | 3292 | 0 | 161.44 | 156.45 | 8 | 0
2040 | ENT_2_SPP_S | ENT | SPP_S | Internal | Shoulder | B12 | 200 | 3292 | 0 | 150.72 | 145.72 | 8 | 0
2040 | ENT_2_SPP_S | ENT | SPP_S | Internal | Shoulder | B13 | 600 | 3292 | 0 | 149.8 | 114.39 | 8 | 0
2040 | ENT_2_SPP_S | ENT | SPP_S | Internal | Shoulder | B14 | 900 | 3292 | 0 | 137.33 | 34.56 | 8 | 0
2040 | ENT_2_SPP_S | ENT | SPP_S | Internal | Shoulder | B15 | 1203 | 3292 | 0 | 73.5 | 34.56 | 8 | 0
2040 | ENT_2_SPP_S | ENT | SPP_S | Internal | Summer | B1 | 10 | 3292 | 0 | 180.56 | 34.57 | 8 | 0
2040 | ENT_2_SPP_S | ENT | SPP_S | Internal | Summer | B2 | 25 | 3292 | 0 | 264.8 | 259.8 | 8 | 0
2040 | ENT_2_SPP_S | ENT | SPP_S | Internal | Summer | B3 | 75 | 3292 | 0 | 268.92 | 263.93 | 8 | 0
2040 | ENT_2_SPP_S | ENT | SPP_S | Internal | Summer | B4 | 100 | 3292 | 0 | 197.08 | 192.1 | 8 | 0
2040 | ENT_2_SPP_S | ENT | SPP_S | Internal | Summer | B5 | 200 | 3292 | 0 | 188.36 | 183.38 | 8 | 0
2040 | ENT_2_SPP_S | ENT | SPP_S | Internal | Summer | B6 | 300 | 3292 | 0 | 180.56 | 180.71 | 8 | 0
2040 | ENT_2_SPP_S | ENT | SPP_S | Internal | Summer | B7 | 400 | 3292 | 2553.36 | 169.97 | 177.97 | 8 | 0
2040 | ENT_2_SPP_S | ENT | SPP_S | Internal | Summer | B8 | 500 | 3292 | 0 | 154.98 | 154.74 | 8 | 0
2040 | ENT_2_SPP_S | ENT | SPP_S | Internal | Summer | B9 | 800 | 3292 | 0 | 154.98 | 154.74 | 8 | 0
2040 | ENT_2_SPP_S | ENT | SPP_S | Internal | Summer | B10 | 1262 | 3292 | 0 | 117.33 | 80.28 | 8 | 0
2040 | ENT_2_SPP_S | ENT | SPP_S | Internal | Winter | B16 | 25 | 3292 | 0 | 158.51 | 34.56 | 8 | 0
2040 | ENT_2_SPP_S | ENT | SPP_S | Internal | Winter | B17 | 100 | 3292 | 0 | 152.78 | 34.56 | 8 | 0
2040 | ENT_2_SPP_S | ENT | SPP_S | Internal | Winter | B18 | 400 | 3292 | 0 | 146.54 | 141.54 | 8 | 0
2040 | ENT_2_SPP_S | ENT | SPP_S | Internal | Winter | B19 | 700 | 3292 | 0 | 144.78 | 34.56 | 8 | 0
2040 | ENT_2_SPP_S | ENT | SPP_S | Internal | Winter | B20 | 935 | 3292 | 0 | 73.5 | 34.56 | 8 | 0
2040 | ENT_2_TVA_Transmission | ENT | TVA_Transmission | Internal | Shoulder | B11 | 25 | 2100 | 0.02 | 161.44 | 167.42 | 8 | 0
2040 | ENT_2_TVA_Transmission | ENT | TVA_Transmission | Internal | Shoulder | B12 | 200 | 2100 | 0 | 150.72 | 158.08 | 8 | 0
2040 | ENT_2_TVA_Transmission | ENT | TVA_Transmission | Internal | Shoulder | B13 | 600 | 2100 | 779.26 | 149.8 | 157.8 | 8 | 0
2040 | ENT_2_TVA_Transmission | ENT | TVA_Transmission | Internal | Shoulder | B14 | 900 | 2100 | 2100 | 137.33 | 157.8 | 8 | 12.47
2040 | ENT_2_TVA_Transmission | ENT | TVA_Transmission | Internal | Shoulder | B15 | 1203 | 2100 | 2100 | 73.5 | 151.88 | 8 | 70.38
2040 | ENT_2_TVA_Transmission | ENT | TVA_Transmission | Internal | Summer | B1 | 10 | 2100 | 2100 | 180.56 | 287.8 | 8 | 99.23
2040 | ENT_2_TVA_Transmission | ENT | TVA_Transmission | Internal | Summer | B2 | 25 | 2100 | 2100 | 264.8 | 280.8 | 8 | 8
2040 | ENT_2_TVA_Transmission | ENT | TVA_Transmission | Internal | Summer | B3 | 75 | 2100 | 0 | 268.92 | 267.92 | 8 | 0
2040 | ENT_2_TVA_Transmission | ENT | TVA_Transmission | Internal | Summer | B4 | 100 | 2100 | 0 | 197.08 | 192.5 | 8 | 0
2040 | ENT_2_TVA_Transmission | ENT | TVA_Transmission | Internal | Summer | B5 | 200 | 2100 | 0 | 188.36 | 182.32 | 8 | 0
2040 | ENT_2_TVA_Transmission | ENT | TVA_Transmission | Internal | Summer | B6 | 300 | 2100 | 0 | 180.56 | 171.56 | 8 | 0
2040 | ENT_2_TVA_Transmission | ENT | TVA_Transmission | Internal | Summer | B7 | 400 | 2100 | 0 | 169.97 | 163.96 | 8 | 0
2040 | ENT_2_TVA_Transmission | ENT | TVA_Transmission | Internal | Summer | B8 | 500 | 2100 | 0 | 154.98 | 157.16 | 8 | 0
2040 | ENT_2_TVA_Transmission | ENT | TVA_Transmission | Internal | Summer | B9 | 800 | 2100 | 0 | 154.98 | 157.16 | 8 | 0
2040 | ENT_2_TVA_Transmission | ENT | TVA_Transmission | Internal | Summer | B10 | 1262 | 2100 | 2100 | 117.33 | 138.54 | 8 | 13.21
2040 | ENT_2_TVA_Transmission | ENT | TVA_Transmission | Internal | Winter | B16 | 25 | 2100 | 50.5 | 158.51 | 166.51 | 8 | 0
2040 | ENT_2_TVA_Transmission | ENT | TVA_Transmission | Internal | Winter | B17 | 100 | 2100 | 1752.24 | 152.78 | 160.78 | 8 | 0
2040 | ENT_2_TVA_Transmission | ENT | TVA_Transmission | Internal | Winter | B18 | 400 | 2100 | 2100 | 146.54 | 160.78 | 8 | 6.24
2040 | ENT_2_TVA_Transmission | ENT | TVA_Transmission | Internal | Winter | B19 | 700 | 2100 | 2100 | 144.78 | 160.78 | 8 | 8
2040 | ENT_2_TVA_Transmission | ENT | TVA_Transmission | Internal | Winter | B20 | 935 | 2100 | 2100 | 73.5 | 148.3 | 8 | 66.81
2040 | FRCC_2_SOCO | FRCC | SOCO | Internal | Shoulder | B11 | 25 | 900 | 0 | 189.95 | 176.43 | 8 | 0
2040 | FRCC_2_SOCO | FRCC | SOCO | Internal | Shoulder | B12 | 200 | 900 | 0 | 164.24 | 158.72 | 8 | 0
2040 | FRCC_2_SOCO | FRCC | SOCO | Internal | Shoulder | B13 | 600 | 900 | 0 | 162.96 | 158.72 | 8 | 0
2040 | FRCC_2_SOCO | FRCC | SOCO | Internal | Shoulder | B14 | 900 | 900 | 0 | 162.96 | 158.72 | 8 | 0
2040 | FRCC_2_SOCO | FRCC | SOCO | Internal | Shoulder | B15 | 1203 | 900 | 873.66 | 136.15 | 144.15 | 8 | 0
2040 | FRCC_2_SOCO | FRCC | SOCO | Internal | Summer | B1 | 10 | 900 | 0 | 299.8 | 296.81 | 8 | 0
2040 | FRCC_2_SOCO | FRCC | SOCO | Internal | Summer | B2 | 25 | 900 | 0 | 299.8 | 289.8 | 8 | 0
2040 | FRCC_2_SOCO | FRCC | SOCO | Internal | Summer | B3 | 75 | 900 | 900 | 213.1 | 276.92 | 8 | 55.82
2040 | FRCC_2_SOCO | FRCC | SOCO | Internal | Summer | B4 | 100 | 900 | 899.84 | 188.71 | 196.76 | 8 | 0.05
2040 | FRCC_2_SOCO | FRCC | SOCO | Internal | Summer | B5 | 200 | 900 | 0 | 188.71 | 190.38 | 8 | 0
2040 | FRCC_2_SOCO | FRCC | SOCO | Internal | Summer | B6 | 300 | 900 | 0 | 188.71 | 178.98 | 8 | 0
2040 | FRCC_2_SOCO | FRCC | SOCO | Internal | Summer | B7 | 400 | 900 | 0 | 182.96 | 172.96 | 8 | 0
2040 | FRCC_2_SOCO | FRCC | SOCO | Internal | Summer | B8 | 500 | 900 | 0 | 161.9 | 157.34 | 8 | 0
2040 | FRCC_2_SOCO | FRCC | SOCO | Internal | Summer | B9 | 800 | 900 | 0 | 161.9 | 157.34 | 8 | 0
2040 | FRCC_2_SOCO | FRCC | SOCO | Internal | Summer | B10 | 1262 | 900 | 900 | 116.33 | 130.54 | 8 | 6.21
2040 | FRCC_2_SOCO | FRCC | SOCO | Internal | Winter | B16 | 25 | 900 | 0 | 193.12 | 175.51 | 8 | 0
2040 | FRCC_2_SOCO | FRCC | SOCO | Internal | Winter | B17 | 100 | 900 | 0 | 165.65 | 161.97 | 8 | 0
2040 | FRCC_2_SOCO | FRCC | SOCO | Internal | Winter | B18 | 400 | 900 | 0 | 165.65 | 161.97 | 8 | 0
2040 | FRCC_2_SOCO | FRCC | SOCO | Internal | Winter | B19 | 700 | 900 | 0 | 165.65 | 161.97 | 8 | 0
2040 | FRCC_2_SOCO | FRCC | SOCO | Internal | Winter | B20 | 935 | 900 | 0 | 133.99 | 140.63 | 8 | 0
2040 | HQ_NEISO_2_NEISO | HQ_NEISO | NEISO | Internal | Shoulder | B11 | 25 | 99999 | 3112.4 | 83.73 | 83.74 | 0.01 | 0
2040 | HQ_NEISO_2_NEISO | HQ_NEISO | NEISO | Internal | Shoulder | B12 | 200 | 99999 | 3110.56 | 114.01 | 114.03 | 0.01 | 0
2040 | HQ_NEISO_2_NEISO | HQ_NEISO | NEISO | Internal | Shoulder | B13 | 600 | 99999 | 3102.97 | 114.01 | 114.03 | 0.01 | 0
2040 | HQ_NEISO_2_NEISO | HQ_NEISO | NEISO | Internal | Shoulder | B14 | 900 | 99999 | 3089.58 | 83.73 | 83.74 | 0.01 | 0
2040 | HQ_NEISO_2_NEISO | HQ_NEISO | NEISO | Internal | Shoulder | B15 | 1203 | 99999 | 1276.23 | 83.73 | 83.74 | 0.01 | 0
2040 | HQ_NEISO_2_NEISO | HQ_NEISO | NEISO | Internal | Summer | B1 | 10 | 99999 | 3220.1 | 183.14 | 183.15 | 0.01 | 0
2040 | HQ_NEISO_2_NEISO | HQ_NEISO | NEISO | Internal | Summer | B2 | 25 | 99999 | 3207.34 | 193.42 | 193.43 | 0.01 | 0
2040 | HQ_NEISO_2_NEISO | HQ_NEISO | NEISO | Internal | Summer | B3 | 75 | 99999 | 3181.93 | 184.89 | 184.9 | 0.01 | 0
2040 | HQ_NEISO_2_NEISO | HQ_NEISO | NEISO | Internal | Summer | B4 | 100 | 99999 | 3160.08 | 165.93 | 165.94 | 0.01 | 0
2040 | HQ_NEISO_2_NEISO | HQ_NEISO | NEISO | Internal | Summer | B5 | 200 | 99999 | 3148.19 | 165.93 | 165.94 | 0.01 | 0
2040 | HQ_NEISO_2_NEISO | HQ_NEISO | NEISO | Internal | Summer | B6 | 300 | 99999 | 3134.79 | 165.93 | 165.94 | 0.01 | 0
2040 | HQ_NEISO_2_NEISO | HQ_NEISO | NEISO | Internal | Summer | B7 | 400 | 99999 | 3119.43 | 165.93 | 165.94 | 0.01 | 0
2040 | HQ_NEISO_2_NEISO | HQ_NEISO | NEISO | Internal | Summer | B8 | 500 | 99999 | 3107.36 | 165.93 | 165.94 | 0.01 | 0
2040 | HQ_NEISO_2_NEISO | HQ_NEISO | NEISO | Internal | Summer | B9 | 800 | 99999 | 3092.57 | 142.54 | 142.55 | 0.01 | 0
2040 | HQ_NEISO_2_NEISO | HQ_NEISO | NEISO | Internal | Summer | B10 | 1262 | 99999 | 933.4 | 142.53 | 142.54 | 0.01 | 0
2040 | HQ_NEISO_2_NEISO | HQ_NEISO | NEISO | Internal | Winter | B16 | 25 | 99999 | 3139.14 | 84.9 | 84.91 | 0.01 | 0
2040 | HQ_NEISO_2_NEISO | HQ_NEISO | NEISO | Internal | Winter | B17 | 100 | 99999 | 3128.47 | 115.58 | 115.59 | 0.01 | 0
2040 | HQ_NEISO_2_NEISO | HQ_NEISO | NEISO | Internal | Winter | B18 | 400 | 99999 | 3120.26 | 115.58 | 115.59 | 0.01 | 0
2040 | HQ_NEISO_2_NEISO | HQ_NEISO | NEISO | Internal | Winter | B19 | 700 | 99999 | 3104.89 | 84.9 | 84.91 | 0.01 | 0
2040 | HQ_NEISO_2_NEISO | HQ_NEISO | NEISO | Internal | Winter | B20 | 935 | 99999 | 1382.08 | 84.9 | 84.91 | 0.01 | 0
2040 | HQ_NY_2_NYISO_A-F | HQ_NY | NYISO_A-F | Internal | Shoulder | B11 | 25 | 99999 | 2812.36 | 165.66 | 165.67 | 0.01 | 0
2040 | HQ_NY_2_NYISO_A-F | HQ_NY | NYISO_A-F | Internal | Shoulder | B12 | 200 | 99999 | 2847.78 | 165.66 | 165.67 | 0.01 | 0
2040 | HQ_NY_2_NYISO_A-F | HQ_NY | NYISO_A-F | Internal | Shoulder | B13 | 600 | 99999 | 2781.93 | 149.76 | 149.77 | 0.01 | 0
2040 | HQ_NY_2_NYISO_A-F | HQ_NY | NYISO_A-F | Internal | Shoulder | B14 | 900 | 99999 | 2673.22 | 146.6 | 146.61 | 0.01 | 0
2040 | HQ_NY_2_NYISO_A-F | HQ_NY | NYISO_A-F | Internal | Shoulder | B15 | 1203 | 99999 | 1582.79 | 146.6 | 146.61 | 0.01 | 0
2040 | HQ_NY_2_NYISO_A-F | HQ_NY | NYISO_A-F | Internal | Summer | B1 | 10 | 99999 | 3500.1 | 186.14 | 186.15 | 0.01 | 0
2040 | HQ_NY_2_NYISO_A-F | HQ_NY | NYISO_A-F | Internal | Summer | B2 | 25 | 99999 | 3406.71 | 196.42 | 196.43 | 0.01 | 0
2040 | HQ_NY_2_NYISO_A-F | HQ_NY | NYISO_A-F | Internal | Summer | B3 | 75 | 99999 | 3266.7 | 199.73 | 199.74 | 0.01 | 0
2040 | HQ_NY_2_NYISO_A-F | HQ_NY | NYISO_A-F | Internal | Summer | B4 | 100 | 99999 | 3116.37 | 191.1 | 191.11 | 0.01 | 0
2040 | HQ_NY_2_NYISO_A-F | HQ_NY | NYISO_A-F | Internal | Summer | B5 | 200 | 99999 | 3025.59 | 182.38 | 182.39 | 0.01 | 0
2040 | HQ_NY_2_NYISO_A-F | HQ_NY | NYISO_A-F | Internal | Summer | B6 | 300 | 99999 | 2934.96 | 170.98 | 170.99 | 0.01 | 0
2040 | HQ_NY_2_NYISO_A-F | HQ_NY | NYISO_A-F | Internal | Summer | B7 | 400 | 99999 | 2830.84 | 168.66 | 168.67 | 0.01 | 0
2040 | HQ_NY_2_NYISO_A-F | HQ_NY | NYISO_A-F | Internal | Summer | B8 | 500 | 99999 | 2760.34 | 158.06 | 158.07 | 0.01 | 0
2040 | HQ_NY_2_NYISO_A-F | HQ_NY | NYISO_A-F | Internal | Summer | B9 | 800 | 99999 | 2664.8 | 145.53 | 145.54 | 0.01 | 0
2040 | HQ_NY_2_NYISO_A-F | HQ_NY | NYISO_A-F | Internal | Summer | B10 | 1262 | 99999 | 1436.41 | 145.53 | 145.54 | 0.01 | 0
2040 | HQ_NY_2_NYISO_A-F | HQ_NY | NYISO_A-F | Internal | Winter | B16 | 25 | 99999 | 3058.96 | 172.53 | 172.55 | 0.01 | 0
2040 | HQ_NY_2_NYISO_A-F | HQ_NY | NYISO_A-F | Internal | Winter | B17 | 100 | 99999 | 3001.19 | 169.82 | 169.84 | 0.01 | 0
2040 | HQ_NY_2_NYISO_A-F | HQ_NY | NYISO_A-F | Internal | Winter | B18 | 400 | 99999 | 2934.78 | 149.78 | 149.79 | 0.01 | 0
2040 | HQ_NY_2_NYISO_A-F | HQ_NY | NYISO_A-F | Internal | Winter | B19 | 700 | 99999 | 2819.15 | 146.95 | 146.96 | 0.01 | 0
2040 | HQ_NY_2_NYISO_A-F | HQ_NY | NYISO_A-F | Internal | Winter | B20 | 935 | 99999 | 1763.05 | 146.68 | 146.7 | 0.01 | 0
2040 | HQ_IESO_2_IESO | HQ_IESO | IESO | Internal | Shoulder | B11 | 25 | 99999 | 400.08 | 158.66 | 158.67 | 0.01 | 0
2040 | HQ_IESO_2_IESO | HQ_IESO | IESO | Internal | Shoulder | B12 | 200 | 99999 | 400.08 | 146.94 | 146.95 | 0.01 | 0
2040 | HQ_IESO_2_IESO | HQ_IESO | IESO | Internal | Shoulder | B13 | 600 | 99999 | 400.08 | 142.76 | 142.77 | 0.01 | 0
2040 | HQ_IESO_2_IESO | HQ_IESO | IESO | Internal | Shoulder | B14 | 900 | 99999 | 400.08 | 139.6 | 139.61 | 0.01 | 0
2040 | HQ_IESO_2_IESO | HQ_IESO | IESO | Internal | Shoulder | B15 | 1203 | 99999 | 75.56 | 139.6 | 139.61 | 0.01 | 0
2040 | HQ_IESO_2_IESO | HQ_IESO | IESO | Internal | Summer | B1 | 10 | 99999 | 400.1 | 179.14 | 179.15 | 0.01 | 0
2040 | HQ_IESO_2_IESO | HQ_IESO | IESO | Internal | Summer | B2 | 25 | 99999 | 400.1 | 189.42 | 189.43 | 0.01 | 0
2040 | HQ_IESO_2_IESO | HQ_IESO | IESO | Internal | Summer | B3 | 75 | 99999 | 400.1 | 192.73 | 192.74 | 0.01 | 0
2040 | HQ_IESO_2_IESO | HQ_IESO | IESO | Internal | Summer | B4 | 100 | 99999 | 400.1 | 184.1 | 184.11 | 0.01 | 0
2040 | HQ_IESO_2_IESO | HQ_IESO | IESO | Internal | Summer | B5 | 200 | 99999 | 400.1 | 170.28 | 170.29 | 0.01 | 0
2040 | HQ_IESO_2_IESO | HQ_IESO | IESO | Internal | Summer | B6 | 300 | 99999 | 400.1 | 160.76 | 160.77 | 0.01 | 0
2040 | HQ_IESO_2_IESO | HQ_IESO | IESO | Internal | Summer | B7 | 400 | 99999 | 400.1 | 145.76 | 145.77 | 0.01 | 0
2040 | HQ_IESO_2_IESO | HQ_IESO | IESO | Internal | Summer | B8 | 500 | 99999 | 400.1 | 145.29 | 145.3 | 0.01 | 0
2040 | HQ_IESO_2_IESO | HQ_IESO | IESO | Internal | Summer | B9 | 800 | 99999 | 400.1 | 138.53 | 138.54 | 0.01 | 0
2040 | HQ_IESO_2_IESO | HQ_IESO | IESO | Internal | Summer | B10 | 1262 | 99999 | 12.14 | 138.53 | 138.54 | 0.01 | 0
2040 | HQ_IESO_2_IESO | HQ_IESO | IESO | Internal | Winter | B16 | 25 | 99999 | 400.08 | 148.78 | 148.79 | 0.01 | 0
2040 | HQ_IESO_2_IESO | HQ_IESO | IESO | Internal | Winter | B17 | 100 | 99999 | 400.08 | 149.71 | 149.72 | 0.01 | 0
2040 | HQ_IESO_2_IESO | HQ_IESO | IESO | Internal | Winter | B18 | 400 | 99999 | 400.08 | 142.78 | 142.79 | 0.01 | 0
2040 | HQ_IESO_2_IESO | HQ_IESO | IESO | Internal | Winter | B19 | 700 | 99999 | 400.08 | 139.95 | 139.96 | 0.01 | 0
2040 | HQ_IESO_2_IESO | HQ_IESO | IESO | Internal | Winter | B20 | 935 | 99999 | 92.06 | 139.68 | 139.7 | 0.01 | 0
2040 | IESO_2_MAPP_CA | IESO | MAPP_CA | Internal | Shoulder | B11 | 25 | 262 | 0 | 158.67 | 161.42 | 7 | 0
2040 | IESO_2_MAPP_CA | IESO | MAPP_CA | Internal | Shoulder | B12 | 200 | 262 | 0 | 146.95 | 151.81 | 7 | 0
2040 | IESO_2_MAPP_CA | IESO | MAPP_CA | Internal | Shoulder | B13 | 600 | 262 | 205.25 | 142.77 | 149.77 | 7 | 0
2040 | IESO_2_MAPP_CA | IESO | MAPP_CA | Internal | Shoulder | B14 | 900 | 262 | 9.89 | 139.61 | 146.61 | 7 | 0
2040 | IESO_2_MAPP_CA | IESO | MAPP_CA | Internal | Shoulder | B15 | 1203 | 262 | 162.39 | 139.61 | 146.61 | 7 | 0
2040 | IESO_2_MAPP_CA | IESO | MAPP_CA | Internal | Summer | B1 | 10 | 262 | 0 | 179.15 | 172.02 | 7 | 0
2040 | IESO_2_MAPP_CA | IESO | MAPP_CA | Internal | Summer | B2 | 25 | 262 | 0 | 189.43 | 181.43 | 7 | 0
2040 | IESO_2_MAPP_CA | IESO | MAPP_CA | Internal | Summer | B3 | 75 | 262 | 0 | 192.74 | 184.74 | 7 | 0
2040 | IESO_2_MAPP_CA | IESO | MAPP_CA | Internal | Summer | B4 | 100 | 262 | 0 | 184.11 | 183.1 | 7 | 0
2040 | IESO_2_MAPP_CA | IESO | MAPP_CA | Internal | Summer | B5 | 200 | 262 | 0 | 170.29 | 174.38 | 7 | 0
2040 | IESO_2_MAPP_CA | IESO | MAPP_CA | Internal | Summer | B6 | 300 | 262 | 262 | 160.77 | 172.02 | 7 | 4.25
2040 | IESO_2_MAPP_CA | IESO | MAPP_CA | Internal | Summer | B7 | 400 | 262 | 262 | 145.77 | 161.95 | 7 | 9.18
2040 | IESO_2_MAPP_CA | IESO | MAPP_CA | Internal | Summer | B8 | 500 | 262 | 0 | 145.3 | 150.04 | 7 | 0
2040 | IESO_2_MAPP_CA | IESO | MAPP_CA | Internal | Summer | B9 | 800 | 262 | 262 | 138.54 | 150.04 | 7 | 4.5
2040 | IESO_2_MAPP_CA | IESO | MAPP_CA | Internal | Summer | B10 | 1262 | 262 | 262 | 138.54 | 150.04 | 7 | 4.5
2040 | IESO_2_MAPP_CA | IESO | MAPP_CA | Internal | Winter | B16 | 25 | 262 | 0.01 | 148.79 | 153.54 | 7 | 0
2040 | IESO_2_MAPP_CA | IESO | MAPP_CA | Internal | Winter | B17 | 100 | 262 | 0 | 149.72 | 153.54 | 7 | 0
2040 | IESO_2_MAPP_CA | IESO | MAPP_CA | Internal | Winter | B18 | 400 | 262 | 262 | 142.79 | 153.54 | 7 | 3.75
2040 | IESO_2_MAPP_CA | IESO | MAPP_CA | Internal | Winter | B19 | 700 | 262 | 262 | 139.96 | 153.54 | 7 | 6.58
2040 | IESO_2_MAPP_CA | IESO | MAPP_CA | Internal | Winter | B20 | 935 | 262 | 262 | 139.7 | 153.54 | 7 | 6.85
2040 | IESO_2_MISO_MI | IESO | MISO_MI | Internal | Shoulder | B11 | 25 | 2591 | 0 | 158.67 | 153.95 | 7 | 0
2040 | IESO_2_MISO_MI | IESO | MISO_MI | Internal | Shoulder | B12 | 200 | 2591 | 1024.32 | 146.95 | 153.95 | 7 | 0
2040 | IESO_2_MISO_MI | IESO | MISO_MI | Internal | Shoulder | B13 | 600 | 2591 | 2591 | 142.77 | 151.83 | 7 | 2.05
2040 | IESO_2_MISO_MI | IESO | MISO_MI | Internal | Shoulder | B14 | 900 | 2591 | 2591 | 139.61 | 147.89 | 7 | 1.28
2040 | IESO_2_MISO_MI | IESO | MISO_MI | Internal | Shoulder | B15 | 1203 | 2591 | 0 | 139.61 | 137.63 | 7 | 0
2040 | IESO_2_MISO_MI | IESO | MISO_MI | Internal | Summer | B1 | 10 | 2591 | 2293.38 | 179.15 | 186.15 | 7 | 0
2040 | IESO_2_MISO_MI | IESO | MISO_MI | Internal | Summer | B2 | 25 | 2591 | 681.82 | 189.43 | 196.43 | 7 | 0
2040 | IESO_2_MISO_MI | IESO | MISO_MI | Internal | Summer | B3 | 75 | 2591 | 0 | 192.74 | 194.04 | 7 | 0
2040 | IESO_2_MISO_MI | IESO | MISO_MI | Internal | Summer | B4 | 100 | 2591 | 0 | 184.11 | 177.97 | 7 | 0
2040 | IESO_2_MISO_MI | IESO | MISO_MI | Internal | Summer | B5 | 200 | 2591 | 323.12 | 170.29 | 177.29 | 7 | 0
2040 | IESO_2_MISO_MI | IESO | MISO_MI | Internal | Summer | B6 | 300 | 2591 | 0 | 160.77 | 152.77 | 7 | 0
2040 | IESO_2_MISO_MI | IESO | MISO_MI | Internal | Summer | B7 | 400 | 2591 | 431.67 | 145.77 | 152.77 | 7 | 0
2040 | IESO_2_MISO_MI | IESO | MISO_MI | Internal | Summer | B8 | 500 | 2591 | 1852.19 | 145.3 | 152.3 | 7 | 0
2040 | IESO_2_MISO_MI | IESO | MISO_MI | Internal | Summer | B9 | 800 | 2591 | 2591 | 138.54 | 152.19 | 7 | 6.65
2040 | IESO_2_MISO_MI | IESO | MISO_MI | Internal | Summer | B10 | 1262 | 2591 | 2082.99 | 138.54 | 145.54 | 7 | 0
2040 | IESO_2_MISO_MI | IESO | MISO_MI | Internal | Winter | B16 | 25 | 2591 | 1821.31 | 148.79 | 155.79 | 7 | 0
2040 | IESO_2_MISO_MI | IESO | MISO_MI | Internal | Winter | B17 | 100 | 2591 | 2013.14 | 149.72 | 156.72 | 7 | 0
2040 | IESO_2_MISO_MI | IESO | MISO_MI | Internal | Winter | B18 | 400 | 2591 | 2591 | 142.79 | 155.78 | 7 | 5.99
2040 | IESO_2_MISO_MI | IESO | MISO_MI | Internal | Winter | B19 | 700 | 2591 | 2591 | 139.96 | 152.78 | 7 | 5.82
2040 | IESO_2_MISO_MI | IESO | MISO_MI | Internal | Winter | B20 | 935 | 2591 | 0 | 139.7 | 132.9 | 7 | 0
2040 | IESO_2_MISO_W | IESO | MISO_W | Internal | Shoulder | B11 | 25 | 207 | 0 | 158.67 | 161.43 | 7 | 0
2040 | IESO_2_MISO_W | IESO | MISO_W | Internal | Shoulder | B12 | 200 | 207 | 0 | 146.95 | 151.83 | 7 | 0
2040 | IESO_2_MISO_W | IESO | MISO_W | Internal | Shoulder | B13 | 600 | 207 | 206.9 | 142.77 | 149.79 | 7 | 0.01
2040 | IESO_2_MISO_W | IESO | MISO_W | Internal | Shoulder | B14 | 900 | 207 | 0 | 139.61 | 145.32 | 7 | 0
2040 | IESO_2_MISO_W | IESO | MISO_W | Internal | Shoulder | B15 | 1203 | 207 | 0 | 139.61 | 65.89 | 7 | 0
2040 | IESO_2_MISO_W | IESO | MISO_W | Internal | Summer | B1 | 10 | 207 | 207 | 179.15 | 283.01 | 7 | 96.87
2040 | IESO_2_MISO_W | IESO | MISO_W | Internal | Summer | B2 | 25 | 207 | 207 | 189.43 | 283.01 | 7 | 86.58
2040 | IESO_2_MISO_W | IESO | MISO_W | Internal | Summer | B3 | 75 | 207 | 207 | 192.74 | 268.92 | 7 | 69.17
2040 | IESO_2_MISO_W | IESO | MISO_W | Internal | Summer | B4 | 100 | 207 | 207 | 184.11 | 197.1 | 7 | 5.99
2040 | IESO_2_MISO_W | IESO | MISO_W | Internal | Summer | B5 | 200 | 207 | 207 | 170.29 | 188.38 | 7 | 11.08
2040 | IESO_2_MISO_W | IESO | MISO_W | Internal | Summer | B6 | 300 | 207 | 207 | 160.77 | 180.32 | 7 | 12.56
2040 | IESO_2_MISO_W | IESO | MISO_W | Internal | Summer | B7 | 400 | 207 | 207 | 145.77 | 161.96 | 7 | 9.19
2040 | IESO_2_MISO_W | IESO | MISO_W | Internal | Summer | B8 | 500 | 207 | 0 | 145.3 | 150.06 | 7 | 0
2040 | IESO_2_MISO_W | IESO | MISO_W | Internal | Summer | B9 | 800 | 207 | 207 | 138.54 | 150.06 | 7 | 4.51
2040 | IESO_2_MISO_W | IESO | MISO_W | Internal | Summer | B10 | 1262 | 207 | 0 | 138.54 | 92.28 | 7 | 0
2040 | IESO_2_MISO_W | IESO | MISO_W | Internal | Winter | B16 | 25 | 207 | 0 | 148.79 | 61.14 | 7 | 0
2040 | IESO_2_MISO_W | IESO | MISO_W | Internal | Winter | B17 | 100 | 207 | 0 | 149.72 | 66.5 | 7 | 0
2040 | IESO_2_MISO_W | IESO | MISO_W | Internal | Winter | B18 | 400 | 207 | 207 | 142.79 | 153.53 | 7 | 3.73
2040 | IESO_2_MISO_W | IESO | MISO_W | Internal | Winter | B19 | 700 | 207 | 207 | 139.96 | 152.79 | 7 | 5.83
2040 | IESO_2_MISO_W | IESO | MISO_W | Internal | Winter | B20 | 935 | 207 | 0 | 139.7 | 74.96 | 7 | 0
2040 | IESO_2_NYISO_A-F | IESO | NYISO_A-F | Internal | Shoulder | B11 | 25 | 1725 | 1363.1 | 158.67 | 165.67 | 7 | 0
2040 | IESO_2_NYISO_A-F | IESO | NYISO_A-F | Internal | Shoulder | B12 | 200 | 1725 | 1725 | 146.95 | 165.67 | 7 | 11.73
2040 | IESO_2_NYISO_A-F | IESO | NYISO_A-F | Internal | Shoulder | B13 | 600 | 1725 | 193.29 | 142.77 | 149.77 | 7 | 0
2040 | IESO_2_NYISO_A-F | IESO | NYISO_A-F | Internal | Shoulder | B14 | 900 | 1725 | 343.23 | 139.61 | 146.61 | 7 | 0
2040 | IESO_2_NYISO_A-F | IESO | NYISO_A-F | Internal | Shoulder | B15 | 1203 | 1725 | 781.37 | 139.61 | 146.61 | 7 | 0
2040 | IESO_2_NYISO_A-F | IESO | NYISO_A-F | Internal | Summer | B1 | 10 | 1725 | 970.87 | 179.15 | 186.15 | 7 | 0
2040 | IESO_2_NYISO_A-F | IESO | NYISO_A-F | Internal | Summer | B2 | 25 | 1725 | 947.8 | 189.43 | 196.43 | 7 | 0
2040 | IESO_2_NYISO_A-F | IESO | NYISO_A-F | Internal | Summer | B3 | 75 | 1725 | 702.8 | 192.74 | 199.74 | 7 | 0
2040 | IESO_2_NYISO_A-F | IESO | NYISO_A-F | Internal | Summer | B4 | 100 | 1725 | 1204.49 | 184.11 | 191.11 | 7 | 0
2040 | IESO_2_NYISO_A-F | IESO | NYISO_A-F | Internal | Summer | B5 | 200 | 1725 | 1725 | 170.29 | 182.39 | 7 | 5.09
2040 | IESO_2_NYISO_A-F | IESO | NYISO_A-F | Internal | Summer | B6 | 300 | 1725 | 1725 | 160.77 | 170.99 | 7 | 3.23
2040 | IESO_2_NYISO_A-F | IESO | NYISO_A-F | Internal | Summer | B7 | 400 | 1725 | 1725 | 145.77 | 168.67 | 7 | 15.91
2040 | IESO_2_NYISO_A-F | IESO | NYISO_A-F | Internal | Summer | B8 | 500 | 1725 | 1725 | 145.3 | 158.07 | 7 | 5.76
2040 | IESO_2_NYISO_A-F | IESO | NYISO_A-F | Internal | Summer | B9 | 800 | 1725 | 479.99 | 138.54 | 145.54 | 7 | 0
2040 | IESO_2_NYISO_A-F | IESO | NYISO_A-F | Internal | Summer | B10 | 1262 | 1725 | 2.78 | 138.54 | 145.54 | 7 | 0
2040 | IESO_2_NYISO_A-F | IESO | NYISO_A-F | Internal | Winter | B16 | 25 | 1725 | 1725 | 148.79 | 172.55 | 7 | 16.75
2040 | IESO_2_NYISO_A-F | IESO | NYISO_A-F | Internal | Winter | B17 | 100 | 1725 | 1725 | 149.72 | 169.84 | 7 | 13.11
2040 | IESO_2_NYISO_A-F | IESO | NYISO_A-F | Internal | Winter | B18 | 400 | 1725 | 1553.15 | 142.79 | 149.79 | 7 | 0
2040 | IESO_2_NYISO_A-F | IESO | NYISO_A-F | Internal | Winter | B19 | 700 | 1725 | 846.33 | 139.96 | 146.96 | 7 | 0
2040 | IESO_2_NYISO_A-F | IESO | NYISO_A-F | Internal | Winter | B20 | 935 | 1725 | 1100.32 | 139.7 | 146.7 | 7 | 0
2040 | MAPP_CA_2_IESO | MAPP_CA | IESO | Internal | Shoulder | B11 | 25 | 330 | 0 | 161.42 | 158.67 | 8 | 0
2040 | MAPP_CA_2_IESO | MAPP_CA | IESO | Internal | Shoulder | B12 | 200 | 330 | 0 | 151.81 | 146.95 | 8 | 0
2040 | MAPP_CA_2_IESO | MAPP_CA | IESO | Internal | Shoulder | B13 | 600 | 330 | 0 | 149.77 | 142.77 | 8 | 0
2040 | MAPP_CA_2_IESO | MAPP_CA | IESO | Internal | Shoulder | B14 | 900 | 330 | 0 | 146.61 | 139.61 | 8 | 0
2040 | MAPP_CA_2_IESO | MAPP_CA | IESO | Internal | Shoulder | B15 | 1203 | 330 | 0 | 146.61 | 139.61 | 8 | 0
2040 | MAPP_CA_2_IESO | MAPP_CA | IESO | Internal | Summer | B1 | 10 | 330 | 0.08 | 172.02 | 179.15 | 8 | 0
2040 | MAPP_CA_2_IESO | MAPP_CA | IESO | Internal | Summer | B2 | 25 | 330 | 217.78 | 181.43 | 189.43 | 8 | 0
2040 | MAPP_CA_2_IESO | MAPP_CA | IESO | Internal | Summer | B3 | 75 | 330 | 49.44 | 184.74 | 192.74 | 8 | 0
2040 | MAPP_CA_2_IESO | MAPP_CA | IESO | Internal | Summer | B4 | 100 | 330 | 0 | 183.1 | 184.11 | 8 | 0
2040 | MAPP_CA_2_IESO | MAPP_CA | IESO | Internal | Summer | B5 | 200 | 330 | 0 | 174.38 | 170.29 | 8 | 0
2040 | MAPP_CA_2_IESO | MAPP_CA | IESO | Internal | Summer | B6 | 300 | 330 | 0 | 172.02 | 160.77 | 8 | 0
2040 | MAPP_CA_2_IESO | MAPP_CA | IESO | Internal | Summer | B7 | 400 | 330 | 0 | 161.95 | 145.77 | 8 | 0
2040 | MAPP_CA_2_IESO | MAPP_CA | IESO | Internal | Summer | B8 | 500 | 330 | 0 | 150.04 | 145.3 | 8 | 0
2040 | MAPP_CA_2_IESO | MAPP_CA | IESO | Internal | Summer | B9 | 800 | 330 | 0 | 150.04 | 138.54 | 8 | 0
2040 | MAPP_CA_2_IESO | MAPP_CA | IESO | Internal | Summer | B10 | 1262 | 330 | 0 | 150.04 | 138.54 | 8 | 0
2040 | MAPP_CA_2_IESO | MAPP_CA | IESO | Internal | Winter | B16 | 25 | 330 | 0 | 153.54 | 148.79 | 8 | 0
2040 | MAPP_CA_2_IESO | MAPP_CA | IESO | Internal | Winter | B17 | 100 | 330 | 0 | 153.54 | 149.72 | 8 | 0
2040 | MAPP_CA_2_IESO | MAPP_CA | IESO | Internal | Winter | B18 | 400 | 330 | 0 | 153.54 | 142.79 | 8 | 0
2040 | MAPP_CA_2_IESO | MAPP_CA | IESO | Internal | Winter | B19 | 700 | 330 | 0 | 153.54 | 139.96 | 8 | 0
2040 | MAPP_CA_2_IESO | MAPP_CA | IESO | Internal | Winter | B20 | 935 | 330 | 0 | 153.54 | 139.7 | 8 | 0
2040 | MAPP_CA_2_MAPP_US | MAPP_CA | MAPP_US | Internal | Shoulder | B11 | 25 | 372 | 0 | 161.42 | 154.43 | 7 | 0
2040 | MAPP_CA_2_MAPP_US | MAPP_CA | MAPP_US | Internal | Shoulder | B12 | 200 | 372 | 0 | 151.81 | 144.83 | 7 | 0
2040 | MAPP_CA_2_MAPP_US | MAPP_CA | MAPP_US | Internal | Shoulder | B13 | 600 | 372 | 0 | 149.77 | 138.38 | 7 | 0
2040 | MAPP_CA_2_MAPP_US | MAPP_CA | MAPP_US | Internal | Shoulder | B14 | 900 | 372 | 0 | 146.61 | 138.32 | 7 | 0
2040 | MAPP_CA_2_MAPP_US | MAPP_CA | MAPP_US | Internal | Shoulder | B15 | 1203 | 372 | 0 | 146.61 | 72.89 | 7 | 0
2040 | MAPP_CA_2_MAPP_US | MAPP_CA | MAPP_US | Internal | Summer | B1 | 10 | 372 | 372 | 172.02 | 276.01 | 7 | 96.99
2040 | MAPP_CA_2_MAPP_US | MAPP_CA | MAPP_US | Internal | Summer | B2 | 25 | 372 | 372 | 181.43 | 276.01 | 7 | 87.58
2040 | MAPP_CA_2_MAPP_US | MAPP_CA | MAPP_US | Internal | Summer | B3 | 75 | 372 | 372 | 184.74 | 261.92 | 7 | 70.17
2040 | MAPP_CA_2_MAPP_US | MAPP_CA | MAPP_US | Internal | Summer | B4 | 100 | 372 | 327.75 | 183.1 | 190.1 | 7 | 0
2040 | MAPP_CA_2_MAPP_US | MAPP_CA | MAPP_US | Internal | Summer | B5 | 200 | 372 | 234.57 | 174.38 | 181.38 | 7 | 0
2040 | MAPP_CA_2_MAPP_US | MAPP_CA | MAPP_US | Internal | Summer | B6 | 300 | 372 | 0 | 172.02 | 173.32 | 7 | 0
2040 | MAPP_CA_2_MAPP_US | MAPP_CA | MAPP_US | Internal | Summer | B7 | 400 | 372 | 0 | 161.95 | 154.96 | 7 | 0
2040 | MAPP_CA_2_MAPP_US | MAPP_CA | MAPP_US | Internal | Summer | B8 | 500 | 372 | 0 | 150.04 | 143.06 | 7 | 0
2040 | MAPP_CA_2_MAPP_US | MAPP_CA | MAPP_US | Internal | Summer | B9 | 800 | 372 | 0 | 150.04 | 143.06 | 7 | 0
2040 | MAPP_CA_2_MAPP_US | MAPP_CA | MAPP_US | Internal | Summer | B10 | 1262 | 372 | 0 | 150.04 | 85.28 | 7 | 0
2040 | MAPP_CA_2_MAPP_US | MAPP_CA | MAPP_US | Internal | Winter | B16 | 25 | 372 | 0 | 153.54 | 68.14 | 7 | 0
2040 | MAPP_CA_2_MAPP_US | MAPP_CA | MAPP_US | Internal | Winter | B17 | 100 | 372 | 0 | 153.54 | 73.5 | 7 | 0
2040 | MAPP_CA_2_MAPP_US | MAPP_CA | MAPP_US | Internal | Winter | B18 | 400 | 372 | 0 | 153.54 | 146.53 | 7 | 0
2040 | MAPP_CA_2_MAPP_US | MAPP_CA | MAPP_US | Internal | Winter | B19 | 700 | 372 | 0 | 153.54 | 145.79 | 7 | 0
2040 | MAPP_CA_2_MAPP_US | MAPP_CA | MAPP_US | Internal | Winter | B20 | 935 | 372 | 0 | 153.54 | 73.5 | 7 | 0
2040 | MAPP_CA_2_MISO_W | MAPP_CA | MISO_W | Internal | Shoulder | B11 | 25 | 1970 | 1541.4 | 161.42 | 161.43 | 0.01 | 0
2040 | MAPP_CA_2_MISO_W | MAPP_CA | MISO_W | Internal | Shoulder | B12 | 200 | 1970 | 825.08 | 151.81 | 151.83 | 0.01 | 0
2040 | MAPP_CA_2_MISO_W | MAPP_CA | MISO_W | Internal | Shoulder | B13 | 600 | 1970 | 1234.18 | 149.77 | 149.79 | 0.01 | 0
2040 | MAPP_CA_2_MISO_W | MAPP_CA | MISO_W | Internal | Shoulder | B14 | 900 | 1970 | 0 | 146.61 | 145.32 | 0.01 | 0
2040 | MAPP_CA_2_MISO_W | MAPP_CA | MISO_W | Internal | Shoulder | B15 | 1203 | 1970 | 0 | 146.61 | 65.89 | 0.01 | 0
2040 | MAPP_CA_2_MISO_W | MAPP_CA | MISO_W | Internal | Summer | B1 | 10 | 1970 | 1970 | 172.02 | 283.01 | 0.01 | 110.98
2040 | MAPP_CA_2_MISO_W | MAPP_CA | MISO_W | Internal | Summer | B2 | 25 | 1970 | 1970 | 181.43 | 283.01 | 0.01 | 101.57
2040 | MAPP_CA_2_MISO_W | MAPP_CA | MISO_W | Internal | Summer | B3 | 75 | 1970 | 1970 | 184.74 | 268.92 | 0.01 | 84.16
2040 | MAPP_CA_2_MISO_W | MAPP_CA | MISO_W | Internal | Summer | B4 | 100 | 1970 | 1970 | 183.1 | 197.1 | 0.01 | 13.99
2040 | MAPP_CA_2_MISO_W | MAPP_CA | MISO_W | Internal | Summer | B5 | 200 | 1970 | 1970 | 174.38 | 188.38 | 0.01 | 13.99
2040 | MAPP_CA_2_MISO_W | MAPP_CA | MISO_W | Internal | Summer | B6 | 300 | 1970 | 1970 | 172.02 | 180.32 | 0.01 | 8.29
2040 | MAPP_CA_2_MISO_W | MAPP_CA | MISO_W | Internal | Summer | B7 | 400 | 1970 | 1702.96 | 161.95 | 161.96 | 0.01 | 0
2040 | MAPP_CA_2_MISO_W | MAPP_CA | MISO_W | Internal | Summer | B8 | 500 | 1970 | 1299.3 | 150.04 | 150.06 | 0.01 | 0
2040 | MAPP_CA_2_MISO_W | MAPP_CA | MISO_W | Internal | Summer | B9 | 800 | 1970 | 65.96 | 150.04 | 150.06 | 0.01 | 0
2040 | MAPP_CA_2_MISO_W | MAPP_CA | MISO_W | Internal | Summer | B10 | 1262 | 1970 | 0 | 150.04 | 92.28 | 0.01 | 0
2040 | MAPP_CA_2_MISO_W | MAPP_CA | MISO_W | Internal | Winter | B16 | 25 | 1970 | 0 | 153.54 | 61.14 | 0.01 | 0
2040 | MAPP_CA_2_MISO_W | MAPP_CA | MISO_W | Internal | Winter | B17 | 100 | 1970 | 0 | 153.54 | 66.5 | 0.01 | 0
2040 | MAPP_CA_2_MISO_W | MAPP_CA | MISO_W | Internal | Winter | B18 | 400 | 1970 | 0.1 | 153.54 | 153.53 | 0.01 | 0
2040 | MAPP_CA_2_MISO_W | MAPP_CA | MISO_W | Internal | Winter | B19 | 700 | 1970 | 0 | 153.54 | 152.79 | 0.01 | 0
2040 | MAPP_CA_2_MISO_W | MAPP_CA | MISO_W | Internal | Winter | B20 | 935 | 1970 | 0 | 153.54 | 74.96 | 0.01 | 0
2040 | MAPP_US_2_MAPP_CA | MAPP_US | MAPP_CA | Internal | Shoulder | B11 | 25 | 165 | 2.1 | 154.43 | 161.42 | 7 | 0
2040 | MAPP_US_2_MAPP_CA | MAPP_US | MAPP_CA | Internal | Shoulder | B12 | 200 | 165 | 0.3 | 144.83 | 151.81 | 7 | 0
2040 | MAPP_US_2_MAPP_CA | MAPP_US | MAPP_CA | Internal | Shoulder | B13 | 600 | 165 | 165 | 138.38 | 149.77 | 7 | 4.39
2040 | MAPP_US_2_MAPP_CA | MAPP_US | MAPP_CA | Internal | Shoulder | B14 | 900 | 165 | 165 | 138.32 | 146.61 | 7 | 1.29
2040 | MAPP_US_2_MAPP_CA | MAPP_US | MAPP_CA | Internal | Shoulder | B15 | 1203 | 165 | 165 | 72.89 | 146.61 | 7 | 66.72
2040 | MAPP_US_2_MAPP_CA | MAPP_US | MAPP_CA | Internal | Summer | B1 | 10 | 165 | 0 | 276.01 | 172.02 | 7 | 0
2040 | MAPP_US_2_MAPP_CA | MAPP_US | MAPP_CA | Internal | Summer | B2 | 25 | 165 | 0 | 276.01 | 181.43 | 7 | 0
2040 | MAPP_US_2_MAPP_CA | MAPP_US | MAPP_CA | Internal | Summer | B3 | 75 | 165 | 0 | 261.92 | 184.74 | 7 | 0
2040 | MAPP_US_2_MAPP_CA | MAPP_US | MAPP_CA | Internal | Summer | B4 | 100 | 165 | 0 | 190.1 | 183.1 | 7 | 0
2040 | MAPP_US_2_MAPP_CA | MAPP_US | MAPP_CA | Internal | Summer | B5 | 200 | 165 | 0 | 181.38 | 174.38 | 7 | 0
2040 | MAPP_US_2_MAPP_CA | MAPP_US | MAPP_CA | Internal | Summer | B6 | 300 | 165 | 0 | 173.32 | 172.02 | 7 | 0
2040 | MAPP_US_2_MAPP_CA | MAPP_US | MAPP_CA | Internal | Summer | B7 | 400 | 165 | 0.15 | 154.96 | 161.95 | 7 | 0
2040 | MAPP_US_2_MAPP_CA | MAPP_US | MAPP_CA | Internal | Summer | B8 | 500 | 165 | 0.13 | 143.06 | 150.04 | 7 | 0
2040 | MAPP_US_2_MAPP_CA | MAPP_US | MAPP_CA | Internal | Summer | B9 | 800 | 165 | 0.08 | 143.06 | 150.04 | 7 | 0
2040 | MAPP_US_2_MAPP_CA | MAPP_US | MAPP_CA | Internal | Summer | B10 | 1262 | 165 | 165 | 85.28 | 150.04 | 7 | 57.76
2040 | MAPP_US_2_MAPP_CA | MAPP_US | MAPP_CA | Internal | Winter | B16 | 25 | 165 | 165 | 68.14 | 153.54 | 7 | 78.4
2040 | MAPP_US_2_MAPP_CA | MAPP_US | MAPP_CA | Internal | Winter | B17 | 100 | 165 | 165 | 73.5 | 153.54 | 7 | 73.04
2040 | MAPP_US_2_MAPP_CA | MAPP_US | MAPP_CA | Internal | Winter | B18 | 400 | 165 | 164.82 | 146.53 | 153.54 | 7 | 0.01
2040 | MAPP_US_2_MAPP_CA | MAPP_US | MAPP_CA | Internal | Winter | B19 | 700 | 165 | 165 | 145.79 | 153.54 | 7 | 0.75
2040 | MAPP_US_2_MAPP_CA | MAPP_US | MAPP_CA | Internal | Winter | B20 | 935 | 165 | 165 | 73.5 | 153.54 | 7 | 73.04
2040 | MAPP_US_2_MISO_W | MAPP_US | MISO_W | Internal | Shoulder | B11 | 25 | 2635 | 1410.21 | 154.43 | 161.43 | 7 | 0
2040 | MAPP_US_2_MISO_W | MAPP_US | MISO_W | Internal | Shoulder | B12 | 200 | 2635 | 1445.46 | 144.83 | 151.83 | 7 | 0
2040 | MAPP_US_2_MISO_W | MAPP_US | MISO_W | Internal | Shoulder | B13 | 600 | 2635 | 2635 | 138.38 | 149.79 | 7 | 4.4
2040 | MAPP_US_2_MISO_W | MAPP_US | MISO_W | Internal | Shoulder | B14 | 900 | 2635 | 1891.77 | 138.32 | 145.32 | 7 | 0
2040 | MAPP_US_2_MISO_W | MAPP_US | MISO_W | Internal | Shoulder | B15 | 1203 | 2635 | 0 | 72.89 | 65.89 | 7 | 0
2040 | MAPP_US_2_MISO_W | MAPP_US | MISO_W | Internal | Summer | B1 | 10 | 2635 | 678 | 276.01 | 283.01 | 7 | 0
2040 | MAPP_US_2_MISO_W | MAPP_US | MISO_W | Internal | Summer | B2 | 25 | 2635 | 1345.28 | 276.01 | 283.01 | 7 | 0
2040 | MAPP_US_2_MISO_W | MAPP_US | MISO_W | Internal | Summer | B3 | 75 | 2635 | 1269.62 | 261.92 | 268.92 | 7 | 0
2040 | MAPP_US_2_MISO_W | MAPP_US | MISO_W | Internal | Summer | B4 | 100 | 2635 | 535.03 | 190.1 | 197.1 | 7 | 0
2040 | MAPP_US_2_MISO_W | MAPP_US | MISO_W | Internal | Summer | B5 | 200 | 2635 | 855.08 | 181.38 | 188.38 | 7 | 0
2040 | MAPP_US_2_MISO_W | MAPP_US | MISO_W | Internal | Summer | B6 | 300 | 2635 | 871.51 | 173.32 | 180.32 | 7 | 0
2040 | MAPP_US_2_MISO_W | MAPP_US | MISO_W | Internal | Summer | B7 | 400 | 2635 | 313.77 | 154.96 | 161.96 | 7 | 0
2040 | MAPP_US_2_MISO_W | MAPP_US | MISO_W | Internal | Summer | B8 | 500 | 2635 | 1439.16 | 143.06 | 150.06 | 7 | 0
2040 | MAPP_US_2_MISO_W | MAPP_US | MISO_W | Internal | Summer | B9 | 800 | 2635 | 971.37 | 143.06 | 150.06 | 7 | 0
2040 | MAPP_US_2_MISO_W | MAPP_US | MISO_W | Internal | Summer | B10 | 1262 | 2635 | 1364.84 | 85.28 | 92.28 | 7 | 0
2040 | MAPP_US_2_MISO_W | MAPP_US | MISO_W | Internal | Winter | B16 | 25 | 2635 | 0 | 68.14 | 61.14 | 7 | 0
2040 | MAPP_US_2_MISO_W | MAPP_US | MISO_W | Internal | Winter | B17 | 100 | 2635 | 0 | 73.5 | 66.5 | 7 | 0
2040 | MAPP_US_2_MISO_W | MAPP_US | MISO_W | Internal | Winter | B18 | 400 | 2635 | 609.68 | 146.53 | 153.53 | 7 | 0
2040 | MAPP_US_2_MISO_W | MAPP_US | MISO_W | Internal | Winter | B19 | 700 | 2635 | 764.39 | 145.79 | 152.79 | 7 | 0
2040 | MAPP_US_2_MISO_W | MAPP_US | MISO_W | Internal | Winter | B20 | 935 | 2635 | 0 | 73.5 | 74.96 | 7 | 0
2040 | MAPP_US_2_NE | MAPP_US | NE | Internal | Shoulder | B11 | 25 | 2000 | 0 | 154.43 | 156.43 | 7 | 0
2040 | MAPP_US_2_NE | MAPP_US | NE | Internal | Shoulder | B12 | 200 | 2000 | 0 | 144.83 | 145.72 | 7 | 0
2040 | MAPP_US_2_NE | MAPP_US | NE | Internal | Shoulder | B13 | 600 | 2000 | 0 | 138.38 | 133.38 | 7 | 0
2040 | MAPP_US_2_NE | MAPP_US | NE | Internal | Shoulder | B14 | 900 | 2000 | 0 | 138.32 | 97.13 | 7 | 0
2040 | MAPP_US_2_NE | MAPP_US | NE | Internal | Shoulder | B15 | 1203 | 2000 | 0 | 72.89 | 34.56 | 7 | 0
2040 | MAPP_US_2_NE | MAPP_US | NE | Internal | Summer | B1 | 10 | 2000 | 301.54 | 276.01 | 283.01 | 7 | 0
2040 | MAPP_US_2_NE | MAPP_US | NE | Internal | Summer | B2 | 25 | 2000 | 0 | 276.01 | 278.01 | 7 | 0
2040 | MAPP_US_2_NE | MAPP_US | NE | Internal | Summer | B3 | 75 | 2000 | 0 | 261.92 | 263.92 | 7 | 0
2040 | MAPP_US_2_NE | MAPP_US | NE | Internal | Summer | B4 | 100 | 2000 | 443.27 | 190.1 | 197.1 | 7 | 0
2040 | MAPP_US_2_NE | MAPP_US | NE | Internal | Summer | B5 | 200 | 2000 | 149.08 | 181.38 | 188.38 | 7 | 0
2040 | MAPP_US_2_NE | MAPP_US | NE | Internal | Summer | B6 | 300 | 2000 | 0 | 173.32 | 175.58 | 7 | 0
2040 | MAPP_US_2_NE | MAPP_US | NE | Internal | Summer | B7 | 400 | 2000 | 1017.3 | 154.96 | 161.96 | 7 | 0
2040 | MAPP_US_2_NE | MAPP_US | NE | Internal | Summer | B8 | 500 | 2000 | 0 | 143.06 | 145.06 | 7 | 0
2040 | MAPP_US_2_NE | MAPP_US | NE | Internal | Summer | B9 | 800 | 2000 | 0 | 143.06 | 145.06 | 7 | 0
2040 | MAPP_US_2_NE | MAPP_US | NE | Internal | Summer | B10 | 1262 | 2000 | 0 | 85.28 | 80.28 | 7 | 0
2040 | MAPP_US_2_NE | MAPP_US | NE | Internal | Winter | B16 | 25 | 2000 | 0 | 68.14 | 34.56 | 7 | 0
2040 | MAPP_US_2_NE | MAPP_US | NE | Internal | Winter | B17 | 100 | 2000 | 0 | 73.5 | 34.56 | 7 | 0
2040 | MAPP_US_2_NE | MAPP_US | NE | Internal | Winter | B18 | 400 | 2000 | 0 | 146.53 | 141.53 | 7 | 0
2040 | MAPP_US_2_NE | MAPP_US | NE | Internal | Winter | B19 | 700 | 2000 | 0 | 145.79 | 80.76 | 7 | 0
2040 | MAPP_US_2_NE | MAPP_US | NE | Internal | Winter | B20 | 935 | 2000 | 0 | 73.5 | 34.56 | 7 | 0
2040 | MARITIMES_2_NEISO | MARITIMES | NEISO | Internal | Shoulder | B11 | 25 | 99999 | 1720.66 | 83.73 | 83.74 | 0.01 | 0
2040 | MARITIMES_2_NEISO | MARITIMES | NEISO | Internal | Shoulder | B12 | 200 | 99999 | 1717.54 | 114.01 | 114.03 | 0.01 | 0
2040 | MARITIMES_2_NEISO | MARITIMES | NEISO | Internal | Shoulder | B13 | 600 | 99999 | 1704.88 | 114.01 | 114.03 | 0.01 | 0
2040 | MARITIMES_2_NEISO | MARITIMES | NEISO | Internal | Shoulder | B14 | 900 | 99999 | 1682.64 | 83.73 | 83.74 | 0.01 | 0
2040 | MARITIMES_2_NEISO | MARITIMES | NEISO | Internal | Shoulder | B15 | 1203 | 99999 | 648.08 | 83.73 | 83.74 | 0.01 | 0
2040 | MARITIMES_2_NEISO | MARITIMES | NEISO | Internal | Summer | B1 | 10 | 99999 | 1900.1 | 183.14 | 183.15 | 0.01 | 0
2040 | MARITIMES_2_NEISO | MARITIMES | NEISO | Internal | Summer | B2 | 25 | 99999 | 1878.84 | 193.42 | 193.43 | 0.01 | 0
2040 | MARITIMES_2_NEISO | MARITIMES | NEISO | Internal | Summer | B3 | 75 | 99999 | 1836.48 | 184.89 | 184.9 | 0.01 | 0
2040 | MARITIMES_2_NEISO | MARITIMES | NEISO | Internal | Summer | B4 | 100 | 99999 | 1800.07 | 165.93 | 165.94 | 0.01 | 0
2040 | MARITIMES_2_NEISO | MARITIMES | NEISO | Internal | Summer | B5 | 200 | 99999 | 1780.26 | 165.93 | 165.94 | 0.01 | 0
2040 | MARITIMES_2_NEISO | MARITIMES | NEISO | Internal | Summer | B6 | 300 | 99999 | 1757.92 | 165.93 | 165.94 | 0.01 | 0
2040 | MARITIMES_2_NEISO | MARITIMES | NEISO | Internal | Summer | B7 | 400 | 99999 | 1732.32 | 165.93 | 165.94 | 0.01 | 0
2040 | MARITIMES_2_NEISO | MARITIMES | NEISO | Internal | Summer | B8 | 500 | 99999 | 1712.2 | 165.93 | 165.94 | 0.01 | 0
2040 | MARITIMES_2_NEISO | MARITIMES | NEISO | Internal | Summer | B9 | 800 | 99999 | 1687.55 | 142.54 | 142.55 | 0.01 | 0
2040 | MARITIMES_2_NEISO | MARITIMES | NEISO | Internal | Summer | B10 | 1262 | 99999 | 465.16 | 142.53 | 142.54 | 0.01 | 0
2040 | MARITIMES_2_NEISO | MARITIMES | NEISO | Internal | Winter | B16 | 25 | 99999 | 1765.24 | 84.9 | 84.91 | 0.01 | 0
2040 | MARITIMES_2_NEISO | MARITIMES | NEISO | Internal | Winter | B17 | 100 | 99999 | 1747.41 | 115.58 | 115.59 | 0.01 | 0
2040 | MARITIMES_2_NEISO | MARITIMES | NEISO | Internal | Winter | B18 | 400 | 99999 | 1733.72 | 115.58 | 115.59 | 0.01 | 0
2040 | MARITIMES_2_NEISO | MARITIMES | NEISO | Internal | Winter | B19 | 700 | 99999 | 1708.15 | 84.9 | 84.91 | 0.01 | 0
2040 | MARITIMES_2_NEISO | MARITIMES | NEISO | Internal | Winter | B20 | 935 | 99999 | 723.44 | 84.9 | 84.91 | 0.01 | 0
2040 | MISO_IN_2_MISO_MI | MISO_IN | MISO_MI | Internal | Shoulder | B11 | 25 | 5768 | 5767.47 | 153.88 | 153.95 | 0.01 | 0.05
2040 | MISO_IN_2_MISO_MI | MISO_IN | MISO_MI | Internal | Shoulder | B12 | 200 | 5768 | 5768 | 150.7 | 153.95 | 0.01 | 3.24
2040 | MISO_IN_2_MISO_MI | MISO_IN | MISO_MI | Internal | Shoulder | B13 | 600 | 5768 | 5768 | 149.79 | 151.83 | 0.01 | 2.03
2040 | MISO_IN_2_MISO_MI | MISO_IN | MISO_MI | Internal | Shoulder | B14 | 900 | 5768 | 5768 | 145.32 | 147.89 | 0.01 | 2.56
2040 | MISO_IN_2_MISO_MI | MISO_IN | MISO_MI | Internal | Shoulder | B15 | 1203 | 5768 | 5768 | 129.04 | 137.63 | 0.01 | 8.58
2040 | MISO_IN_2_MISO_MI | MISO_IN | MISO_MI | Internal | Summer | B1 | 10 | 5768 | 5768 | 152.29 | 186.15 | 0.01 | 33.85
2040 | MISO_IN_2_MISO_MI | MISO_IN | MISO_MI | Internal | Summer | B2 | 25 | 5768 | 5344.56 | 196.42 | 196.43 | 0.01 | 0
2040 | MISO_IN_2_MISO_MI | MISO_IN | MISO_MI | Internal | Summer | B3 | 75 | 5768 | 5756.99 | 194.02 | 194.04 | 0.01 | 0
2040 | MISO_IN_2_MISO_MI | MISO_IN | MISO_MI | Internal | Summer | B4 | 100 | 5768 | 5767.99 | 177.41 | 177.97 | 0.01 | 0.55
2040 | MISO_IN_2_MISO_MI | MISO_IN | MISO_MI | Internal | Summer | B5 | 200 | 5768 | 5768 | 166.32 | 177.29 | 0.01 | 10.96
2040 | MISO_IN_2_MISO_MI | MISO_IN | MISO_MI | Internal | Summer | B6 | 300 | 5768 | 5767.99 | 152.29 | 152.77 | 0.01 | 0.46
2040 | MISO_IN_2_MISO_MI | MISO_IN | MISO_MI | Internal | Summer | B7 | 400 | 5768 | 5768 | 152.29 | 152.77 | 0.01 | 0.46
2040 | MISO_IN_2_MISO_MI | MISO_IN | MISO_MI | Internal | Summer | B8 | 500 | 5768 | 5092.78 | 152.29 | 152.3 | 0.01 | 0
2040 | MISO_IN_2_MISO_MI | MISO_IN | MISO_MI | Internal | Summer | B9 | 800 | 5768 | 4153.46 | 152.18 | 152.19 | 0.01 | 0
2040 | MISO_IN_2_MISO_MI | MISO_IN | MISO_MI | Internal | Summer | B10 | 1262 | 5768 | 3690.95 | 145.53 | 145.54 | 0.01 | 0
2040 | MISO_IN_2_MISO_MI | MISO_IN | MISO_MI | Internal | Winter | B16 | 25 | 5768 | 5767.99 | 150.5 | 155.79 | 0.01 | 5.29
2040 | MISO_IN_2_MISO_MI | MISO_IN | MISO_MI | Internal | Winter | B17 | 100 | 5768 | 5768 | 153.53 | 156.72 | 0.01 | 3.18
2040 | MISO_IN_2_MISO_MI | MISO_IN | MISO_MI | Internal | Winter | B18 | 400 | 5768 | 5768 | 153.53 | 155.78 | 0.01 | 2.24
2040 | MISO_IN_2_MISO_MI | MISO_IN | MISO_MI | Internal | Winter | B19 | 700 | 5768 | 5189.25 | 152.77 | 152.78 | 0.01 | 0
2040 | MISO_IN_2_MISO_MI | MISO_IN | MISO_MI | Internal | Winter | B20 | 935 | 5768 | 5768 | 74.99 | 132.9 | 0.01 | 57.9
2040 | MISO_IN_2_MISO_MO-IL | MISO_IN | MISO_MO-IL | Internal | Shoulder | B11 | 25 | 5000 | 4999.99 | 153.88 | 159.42 | 0.01 | 5.52
2040 | MISO_IN_2_MISO_MO-IL | MISO_IN | MISO_MO-IL | Internal | Shoulder | B12 | 200 | 5000 | 2527.42 | 150.7 | 150.71 | 0.01 | 0
2040 | MISO_IN_2_MISO_MO-IL | MISO_IN | MISO_MO-IL | Internal | Shoulder | B13 | 600 | 5000 | 1624.02 | 149.79 | 149.8 | 0.01 | 0
2040 | MISO_IN_2_MISO_MO-IL | MISO_IN | MISO_MO-IL | Internal | Shoulder | B14 | 900 | 5000 | 258.43 | 145.32 | 145.33 | 0.01 | 0
2040 | MISO_IN_2_MISO_MO-IL | MISO_IN | MISO_MO-IL | Internal | Shoulder | B15 | 1203 | 5000 | 0 | 129.04 | 78.35 | 0.01 | 0
2040 | MISO_IN_2_MISO_MO-IL | MISO_IN | MISO_MO-IL | Internal | Summer | B1 | 10 | 5000 | 5000 | 152.29 | 279.8 | 0.01 | 127.5
2040 | MISO_IN_2_MISO_MO-IL | MISO_IN | MISO_MO-IL | Internal | Summer | B2 | 25 | 5000 | 5000 | 196.42 | 272.8 | 0.01 | 76.37
2040 | MISO_IN_2_MISO_MO-IL | MISO_IN | MISO_MO-IL | Internal | Summer | B3 | 75 | 5000 | 5000 | 194.02 | 268.92 | 0.01 | 74.88
2040 | MISO_IN_2_MISO_MO-IL | MISO_IN | MISO_MO-IL | Internal | Summer | B4 | 100 | 5000 | 5000 | 177.41 | 197.08 | 0.01 | 19.67
2040 | MISO_IN_2_MISO_MO-IL | MISO_IN | MISO_MO-IL | Internal | Summer | B5 | 200 | 5000 | 5000 | 166.32 | 188.36 | 0.01 | 22.03
2040 | MISO_IN_2_MISO_MO-IL | MISO_IN | MISO_MO-IL | Internal | Summer | B6 | 300 | 5000 | 5000 | 152.29 | 178.86 | 0.01 | 26.56
2040 | MISO_IN_2_MISO_MO-IL | MISO_IN | MISO_MO-IL | Internal | Summer | B7 | 400 | 5000 | 5000 | 152.29 | 161.97 | 0.01 | 9.67
2040 | MISO_IN_2_MISO_MO-IL | MISO_IN | MISO_MO-IL | Internal | Summer | B8 | 500 | 5000 | 2595.55 | 152.29 | 152.3 | 0.01 | 0
2040 | MISO_IN_2_MISO_MO-IL | MISO_IN | MISO_MO-IL | Internal | Summer | B9 | 800 | 5000 | 1070.79 | 152.18 | 152.19 | 0.01 | 0
2040 | MISO_IN_2_MISO_MO-IL | MISO_IN | MISO_MO-IL | Internal | Summer | B10 | 1262 | 5000 | 0 | 145.53 | 130.54 | 0.01 | 0
2040 | MISO_IN_2_MISO_MO-IL | MISO_IN | MISO_MO-IL | Internal | Winter | B16 | 25 | 5000 | 1968.4 | 150.5 | 150.51 | 0.01 | 0
2040 | MISO_IN_2_MISO_MO-IL | MISO_IN | MISO_MO-IL | Internal | Winter | B17 | 100 | 5000 | 0.01 | 153.53 | 152.78 | 0.01 | 0
2040 | MISO_IN_2_MISO_MO-IL | MISO_IN | MISO_MO-IL | Internal | Winter | B18 | 400 | 5000 | 502.52 | 153.53 | 153.54 | 0.01 | 0
2040 | MISO_IN_2_MISO_MO-IL | MISO_IN | MISO_MO-IL | Internal | Winter | B19 | 700 | 5000 | 2668.22 | 152.77 | 152.78 | 0.01 | 0
2040 | MISO_IN_2_MISO_MO-IL | MISO_IN | MISO_MO-IL | Internal | Winter | B20 | 935 | 5000 | 0.04 | 74.99 | 74.97 | 0.01 | 0
2040 | MISO_IN_2_NonRTO_Midwest | MISO_IN | NonRTO_Midwest | Internal | Shoulder | B11 | 25 | 4800 | 330.1 | 153.88 | 161.88 | 8 | 0
2040 | MISO_IN_2_NonRTO_Midwest | MISO_IN | NonRTO_Midwest | Internal | Shoulder | B12 | 200 | 4800 | 0 | 150.7 | 157.66 | 8 | 0
2040 | MISO_IN_2_NonRTO_Midwest | MISO_IN | NonRTO_Midwest | Internal | Shoulder | B13 | 600 | 4800 | 0.01 | 149.79 | 157.66 | 8 | 0
2040 | MISO_IN_2_NonRTO_Midwest | MISO_IN | NonRTO_Midwest | Internal | Shoulder | B14 | 900 | 4800 | 2465.47 | 145.32 | 153.32 | 8 | 0
2040 | MISO_IN_2_NonRTO_Midwest | MISO_IN | NonRTO_Midwest | Internal | Shoulder | B15 | 1203 | 4800 | 4800 | 129.04 | 143.88 | 8 | 6.83
2040 | MISO_IN_2_NonRTO_Midwest | MISO_IN | NonRTO_Midwest | Internal | Summer | B1 | 10 | 4800 | 4269.69 | 152.29 | 160.29 | 8 | 0
2040 | MISO_IN_2_NonRTO_Midwest | MISO_IN | NonRTO_Midwest | Internal | Summer | B2 | 25 | 4800 | 3995.03 | 196.42 | 204.42 | 8 | 0
2040 | MISO_IN_2_NonRTO_Midwest | MISO_IN | NonRTO_Midwest | Internal | Summer | B3 | 75 | 4800 | 3282.89 | 194.02 | 202.02 | 8 | 0
2040 | MISO_IN_2_NonRTO_Midwest | MISO_IN | NonRTO_Midwest | Internal | Summer | B4 | 100 | 4800 | 290.69 | 177.41 | 185.41 | 8 | 0
2040 | MISO_IN_2_NonRTO_Midwest | MISO_IN | NonRTO_Midwest | Internal | Summer | B5 | 200 | 4800 | 1306.49 | 166.32 | 174.32 | 8 | 0
2040 | MISO_IN_2_NonRTO_Midwest | MISO_IN | NonRTO_Midwest | Internal | Summer | B6 | 300 | 4800 | 1556.65 | 152.29 | 160.29 | 8 | 0
2040 | MISO_IN_2_NonRTO_Midwest | MISO_IN | NonRTO_Midwest | Internal | Summer | B7 | 400 | 4800 | 0 | 152.29 | 156.1 | 8 | 0
2040 | MISO_IN_2_NonRTO_Midwest | MISO_IN | NonRTO_Midwest | Internal | Summer | B8 | 500 | 4800 | 0 | 152.29 | 156.1 | 8 | 0
2040 | MISO_IN_2_NonRTO_Midwest | MISO_IN | NonRTO_Midwest | Internal | Summer | B9 | 800 | 4800 | 0 | 152.18 | 156.1 | 8 | 0
2040 | MISO_IN_2_NonRTO_Midwest | MISO_IN | NonRTO_Midwest | Internal | Summer | B10 | 1262 | 4800 | 1381.32 | 145.53 | 153.53 | 8 | 0
2040 | MISO_IN_2_NonRTO_Midwest | MISO_IN | NonRTO_Midwest | Internal | Winter | B16 | 25 | 4800 | 4799.99 | 150.5 | 161.53 | 8 | 3.03
2040 | MISO_IN_2_NonRTO_Midwest | MISO_IN | NonRTO_Midwest | Internal | Winter | B17 | 100 | 4800 | 1900.44 | 153.53 | 161.53 | 8 | 0
2040 | MISO_IN_2_NonRTO_Midwest | MISO_IN | NonRTO_Midwest | Internal | Winter | B18 | 400 | 4800 | 2480.05 | 153.53 | 161.53 | 8 | 0
2040 | MISO_IN_2_NonRTO_Midwest | MISO_IN | NonRTO_Midwest | Internal | Winter | B19 | 700 | 4800 | 1531.82 | 152.77 | 160.77 | 8 | 0
2040 | MISO_IN_2_NonRTO_Midwest | MISO_IN | NonRTO_Midwest | Internal | Winter | B20 | 935 | 4800 | 4800 | 74.99 | 140.3 | 8 | 57.32
2040 | MISO_IN_2_PJM_ROR | MISO_IN | PJM_ROR | Internal | Shoulder | B11 | 25 | 1253 | 1253 | 153.88 | 163.43 | 2 | 7.54
2040 | MISO_IN_2_PJM_ROR | MISO_IN | PJM_ROR | Internal | Shoulder | B12 | 200 | 1253 | 1253 | 150.7 | 153.83 | 2 | 1.12
2040 | MISO_IN_2_PJM_ROR | MISO_IN | PJM_ROR | Internal | Shoulder | B13 | 600 | 1253 | 1253 | 149.79 | 153.83 | 2 | 2.04
2040 | MISO_IN_2_PJM_ROR | MISO_IN | PJM_ROR | Internal | Shoulder | B14 | 900 | 1253 | 1253 | 145.32 | 153.83 | 2 | 6.51
2040 | MISO_IN_2_PJM_ROR | MISO_IN | PJM_ROR | Internal | Shoulder | B15 | 1203 | 1253 | 1253 | 129.04 | 153.83 | 2 | 22.78
2040 | MISO_IN_2_PJM_ROR | MISO_IN | PJM_ROR | Internal | Summer | B1 | 10 | 1253 | 1253 | 152.29 | 285.01 | 2 | 130.72
2040 | MISO_IN_2_PJM_ROR | MISO_IN | PJM_ROR | Internal | Summer | B2 | 25 | 1253 | 1253 | 196.42 | 285.01 | 2 | 86.6
2040 | MISO_IN_2_PJM_ROR | MISO_IN | PJM_ROR | Internal | Summer | B3 | 75 | 1253 | 1253 | 194.02 | 266.92 | 2 | 70.89
2040 | MISO_IN_2_PJM_ROR | MISO_IN | PJM_ROR | Internal | Summer | B4 | 100 | 1253 | 1253 | 177.41 | 199.1 | 2 | 19.69
2040 | MISO_IN_2_PJM_ROR | MISO_IN | PJM_ROR | Internal | Summer | B5 | 200 | 1253 | 1253 | 166.32 | 190.38 | 2 | 22.05
2040 | MISO_IN_2_PJM_ROR | MISO_IN | PJM_ROR | Internal | Summer | B6 | 300 | 1253 | 1253 | 152.29 | 178.98 | 2 | 24.69
2040 | MISO_IN_2_PJM_ROR | MISO_IN | PJM_ROR | Internal | Summer | B7 | 400 | 1253 | 1253 | 152.29 | 163.96 | 2 | 9.67
2040 | MISO_IN_2_PJM_ROR | MISO_IN | PJM_ROR | Internal | Summer | B8 | 500 | 1253 | 0 | 152.29 | 152.06 | 2 | 0
2040 | MISO_IN_2_PJM_ROR | MISO_IN | PJM_ROR | Internal | Summer | B9 | 800 | 1253 | 0 | 152.18 | 152.06 | 2 | 0
2040 | MISO_IN_2_PJM_ROR | MISO_IN | PJM_ROR | Internal | Summer | B10 | 1262 | 1253 | 1252.95 | 145.53 | 147.54 | 2 | 0.01
2040 | MISO_IN_2_PJM_ROR | MISO_IN | PJM_ROR | Internal | Winter | B16 | 25 | 1253 | 1252.99 | 150.5 | 157.78 | 2 | 5.29
2040 | MISO_IN_2_PJM_ROR | MISO_IN | PJM_ROR | Internal | Winter | B17 | 100 | 1253 | 1253 | 153.53 | 157.78 | 2 | 2.25
2040 | MISO_IN_2_PJM_ROR | MISO_IN | PJM_ROR | Internal | Winter | B18 | 400 | 1253 | 1253 | 153.53 | 157.78 | 2 | 2.25
2040 | MISO_IN_2_PJM_ROR | MISO_IN | PJM_ROR | Internal | Winter | B19 | 700 | 1253 | 1252.99 | 152.77 | 154.95 | 2 | 0.18
2040 | MISO_IN_2_PJM_ROR | MISO_IN | PJM_ROR | Internal | Winter | B20 | 935 | 1253 | 1253 | 74.99 | 151.28 | 2 | 74.3
2040 | MISO_MI_2_IESO | MISO_MI | IESO | Internal | Shoulder | B11 | 25 | 2331 | 0 | 153.95 | 158.67 | 8 | 0
2040 | MISO_MI_2_IESO | MISO_MI | IESO | Internal | Shoulder | B12 | 200 | 2331 | 0 | 153.95 | 146.95 | 8 | 0
2040 | MISO_MI_2_IESO | MISO_MI | IESO | Internal | Shoulder | B13 | 600 | 2331 | 0 | 151.83 | 142.77 | 8 | 0
2040 | MISO_MI_2_IESO | MISO_MI | IESO | Internal | Shoulder | B14 | 900 | 2331 | 0 | 147.89 | 139.61 | 8 | 0
2040 | MISO_MI_2_IESO | MISO_MI | IESO | Internal | Shoulder | B15 | 1203 | 2331 | 0 | 137.63 | 139.61 | 8 | 0
2040 | MISO_MI_2_IESO | MISO_MI | IESO | Internal | Summer | B1 | 10 | 2331 | 0 | 186.15 | 179.15 | 8 | 0
2040 | MISO_MI_2_IESO | MISO_MI | IESO | Internal | Summer | B2 | 25 | 2331 | 0 | 196.43 | 189.43 | 8 | 0
2040 | MISO_MI_2_IESO | MISO_MI | IESO | Internal | Summer | B3 | 75 | 2331 | 0 | 194.04 | 192.74 | 8 | 0
2040 | MISO_MI_2_IESO | MISO_MI | IESO | Internal | Summer | B4 | 100 | 2331 | 0 | 177.97 | 184.11 | 8 | 0
2040 | MISO_MI_2_IESO | MISO_MI | IESO | Internal | Summer | B5 | 200 | 2331 | 0 | 177.29 | 170.29 | 8 | 0
2040 | MISO_MI_2_IESO | MISO_MI | IESO | Internal | Summer | B6 | 300 | 2331 | 682.26 | 152.77 | 160.77 | 8 | 0
2040 | MISO_MI_2_IESO | MISO_MI | IESO | Internal | Summer | B7 | 400 | 2331 | 0 | 152.77 | 145.77 | 8 | 0
2040 | MISO_MI_2_IESO | MISO_MI | IESO | Internal | Summer | B8 | 500 | 2331 | 0 | 152.3 | 145.3 | 8 | 0
2040 | MISO_MI_2_IESO | MISO_MI | IESO | Internal | Summer | B9 | 800 | 2331 | 0 | 152.19 | 138.54 | 8 | 0
2040 | MISO_MI_2_IESO | MISO_MI | IESO | Internal | Summer | B10 | 1262 | 2331 | 0 | 145.54 | 138.54 | 8 | 0
2040 | MISO_MI_2_IESO | MISO_MI | IESO | Internal | Winter | B16 | 25 | 2331 | 0 | 155.79 | 148.79 | 8 | 0
2040 | MISO_MI_2_IESO | MISO_MI | IESO | Internal | Winter | B17 | 100 | 2331 | 0 | 156.72 | 149.72 | 8 | 0
2040 | MISO_MI_2_IESO | MISO_MI | IESO | Internal | Winter | B18 | 400 | 2331 | 0 | 155.78 | 142.79 | 8 | 0
2040 | MISO_MI_2_IESO | MISO_MI | IESO | Internal | Winter | B19 | 700 | 2331 | 0 | 152.78 | 139.96 | 8 | 0
2040 | MISO_MI_2_IESO | MISO_MI | IESO | Internal | Winter | B20 | 935 | 2331 | 0 | 132.9 | 139.7 | 8 | 0
2040 | MISO_MI_2_MISO_IN | MISO_MI | MISO_IN | Internal | Shoulder | B11 | 25 | 2813 | 0.37 | 153.95 | 153.88 | 0.01 | 0
2040 | MISO_MI_2_MISO_IN | MISO_MI | MISO_IN | Internal | Shoulder | B12 | 200 | 2813 | 0 | 153.95 | 150.7 | 0.01 | 0
2040 | MISO_MI_2_MISO_IN | MISO_MI | MISO_IN | Internal | Shoulder | B13 | 600 | 2813 | 0 | 151.83 | 149.79 | 0.01 | 0
2040 | MISO_MI_2_MISO_IN | MISO_MI | MISO_IN | Internal | Shoulder | B14 | 900 | 2813 | 0 | 147.89 | 145.32 | 0.01 | 0
2040 | MISO_MI_2_MISO_IN | MISO_MI | MISO_IN | Internal | Shoulder | B15 | 1203 | 2813 | 0 | 137.63 | 129.04 | 0.01 | 0
2040 | MISO_MI_2_MISO_IN | MISO_MI | MISO_IN | Internal | Summer | B1 | 10 | 2813 | 0 | 186.15 | 152.29 | 0.01 | 0
2040 | MISO_MI_2_MISO_IN | MISO_MI | MISO_IN | Internal | Summer | B2 | 25 | 2813 | 1.16 | 196.43 | 196.42 | 0.01 | 0
2040 | MISO_MI_2_MISO_IN | MISO_MI | MISO_IN | Internal | Summer | B3 | 75 | 2813 | 0.33 | 194.04 | 194.02 | 0.01 | 0
2040 | MISO_MI_2_MISO_IN | MISO_MI | MISO_IN | Internal | Summer | B4 | 100 | 2813 | 0.01 | 177.97 | 177.41 | 0.01 | 0
2040 | MISO_MI_2_MISO_IN | MISO_MI | MISO_IN | Internal | Summer | B5 | 200 | 2813 | 0 | 177.29 | 166.32 | 0.01 | 0
2040 | MISO_MI_2_MISO_IN | MISO_MI | MISO_IN | Internal | Summer | B6 | 300 | 2813 | 0 | 152.77 | 152.29 | 0.01 | 0
2040 | MISO_MI_2_MISO_IN | MISO_MI | MISO_IN | Internal | Summer | B7 | 400 | 2813 | 0 | 152.77 | 152.29 | 0.01 | 0
2040 | MISO_MI_2_MISO_IN | MISO_MI | MISO_IN | Internal | Summer | B8 | 500 | 2813 | 0.07 | 152.3 | 152.29 | 0.01 | 0
2040 | MISO_MI_2_MISO_IN | MISO_MI | MISO_IN | Internal | Summer | B9 | 800 | 2813 | 0.04 | 152.19 | 152.18 | 0.01 | 0
2040 | MISO_MI_2_MISO_IN | MISO_MI | MISO_IN | Internal | Summer | B10 | 1262 | 2813 | 0.03 | 145.54 | 145.53 | 0.01 | 0
2040 | MISO_MI_2_MISO_IN | MISO_MI | MISO_IN | Internal | Winter | B16 | 25 | 2813 | 0 | 155.79 | 150.5 | 0.01 | 0
2040 | MISO_MI_2_MISO_IN | MISO_MI | MISO_IN | Internal | Winter | B17 | 100 | 2813 | 0 | 156.72 | 153.53 | 0.01 | 0
2040 | MISO_MI_2_MISO_IN | MISO_MI | MISO_IN | Internal | Winter | B18 | 400 | 2813 | 0 | 155.78 | 153.53 | 0.01 | 0
2040 | MISO_MI_2_MISO_IN | MISO_MI | MISO_IN | Internal | Winter | B19 | 700 | 2813 | 0.05 | 152.78 | 152.77 | 0.01 | 0
2040 | MISO_MI_2_MISO_IN | MISO_MI | MISO_IN | Internal | Winter | B20 | 935 | 2813 | 0 | 132.9 | 74.99 | 0.01 | 0
2040 | MISO_MI_2_MISO_WUMS | MISO_MI | MISO_WUMS | Internal | Shoulder | B11 | 25 | 805 | 804.36 | 153.95 | 154.01 | 0.01 | 0.05
2040 | MISO_MI_2_MISO_WUMS | MISO_MI | MISO_WUMS | Internal | Shoulder | B12 | 200 | 805 | 804.91 | 153.95 | 154.01 | 0.01 | 0.05
2040 | MISO_MI_2_MISO_WUMS | MISO_MI | MISO_WUMS | Internal | Shoulder | B13 | 600 | 805 | 805 | 151.83 | 154.01 | 0.01 | 2.17
2040 | MISO_MI_2_MISO_WUMS | MISO_MI | MISO_WUMS | Internal | Shoulder | B14 | 900 | 805 | 805 | 147.89 | 151.83 | 0.01 | 3.92
2040 | MISO_MI_2_MISO_WUMS | MISO_MI | MISO_WUMS | Internal | Shoulder | B15 | 1203 | 805 | 0.03 | 137.63 | 137.62 | 0.01 | 0
2040 | MISO_MI_2_MISO_WUMS | MISO_MI | MISO_WUMS | Internal | Summer | B1 | 10 | 805 | 0 | 186.15 | 152.21 | 0.01 | 0
2040 | MISO_MI_2_MISO_WUMS | MISO_MI | MISO_WUMS | Internal | Summer | B2 | 25 | 805 | 0 | 196.43 | 177.31 | 0.01 | 0
2040 | MISO_MI_2_MISO_WUMS | MISO_MI | MISO_WUMS | Internal | Summer | B3 | 75 | 805 | 0.42 | 194.04 | 194.02 | 0.01 | 0
2040 | MISO_MI_2_MISO_WUMS | MISO_MI | MISO_WUMS | Internal | Summer | B4 | 100 | 805 | 0.16 | 177.97 | 177.93 | 0.01 | 0
2040 | MISO_MI_2_MISO_WUMS | MISO_MI | MISO_WUMS | Internal | Summer | B5 | 200 | 805 | 50.51 | 177.29 | 177.31 | 0.01 | 0
2040 | MISO_MI_2_MISO_WUMS | MISO_MI | MISO_WUMS | Internal | Summer | B6 | 300 | 805 | 0.12 | 152.77 | 152.76 | 0.01 | 0
2040 | MISO_MI_2_MISO_WUMS | MISO_MI | MISO_WUMS | Internal | Summer | B7 | 400 | 805 | 0 | 152.77 | 152.21 | 0.01 | 0
2040 | MISO_MI_2_MISO_WUMS | MISO_MI | MISO_WUMS | Internal | Summer | B8 | 500 | 805 | 0.01 | 152.3 | 152.21 | 0.01 | 0
2040 | MISO_MI_2_MISO_WUMS | MISO_MI | MISO_WUMS | Internal | Summer | B9 | 800 | 805 | 429.04 | 152.19 | 152.21 | 0.01 | 0
2040 | MISO_MI_2_MISO_WUMS | MISO_MI | MISO_WUMS | Internal | Summer | B10 | 1262 | 805 | 0.06 | 145.54 | 145.54 | 0.01 | 0
2040 | MISO_MI_2_MISO_WUMS | MISO_MI | MISO_WUMS | Internal | Winter | B16 | 25 | 805 | 1.21 | 155.79 | 155.78 | 0.01 | 0
2040 | MISO_MI_2_MISO_WUMS | MISO_MI | MISO_WUMS | Internal | Winter | B17 | 100 | 805 | 804.96 | 156.72 | 156.95 | 0.01 | 0.21
2040 | MISO_MI_2_MISO_WUMS | MISO_MI | MISO_WUMS | Internal | Winter | B18 | 400 | 805 | 805 | 155.78 | 157.35 | 0.01 | 1.55
2040 | MISO_MI_2_MISO_WUMS | MISO_MI | MISO_WUMS | Internal | Winter | B19 | 700 | 805 | 805 | 152.78 | 156.95 | 0.01 | 4.16
2040 | MISO_MI_2_MISO_WUMS | MISO_MI | MISO_WUMS | Internal | Winter | B20 | 935 | 805 | 528.95 | 132.9 | 132.91 | 0.01 | 0
2040 | MISO_MI_2_PJM_ROR | MISO_MI | PJM_ROR | Internal | Shoulder | B11 | 25 | 1424 | 1424 | 153.95 | 163.43 | 2 | 7.48
2040 | MISO_MI_2_PJM_ROR | MISO_MI | PJM_ROR | Internal | Shoulder | B12 | 200 | 1424 | 0 | 153.95 | 153.83 | 2 | 0
2040 | MISO_MI_2_PJM_ROR | MISO_MI | PJM_ROR | Internal | Shoulder | B13 | 600 | 1424 | 62.44 | 151.83 | 153.83 | 2 | 0
2040 | MISO_MI_2_PJM_ROR | MISO_MI | PJM_ROR | Internal | Shoulder | B14 | 900 | 1424 | 1424 | 147.89 | 153.83 | 2 | 3.93
2040 | MISO_MI_2_PJM_ROR | MISO_MI | PJM_ROR | Internal | Shoulder | B15 | 1203 | 1424 | 1424 | 137.63 | 153.83 | 2 | 14.19
2040 | MISO_MI_2_PJM_ROR | MISO_MI | PJM_ROR | Internal | Summer | B1 | 10 | 1424 | 1424 | 186.15 | 285.01 | 2 | 96.87
2040 | MISO_MI_2_PJM_ROR | MISO_MI | PJM_ROR | Internal | Summer | B2 | 25 | 1424 | 1424 | 196.43 | 285.01 | 2 | 86.58
2040 | MISO_MI_2_PJM_ROR | MISO_MI | PJM_ROR | Internal | Summer | B3 | 75 | 1424 | 1424 | 194.04 | 266.92 | 2 | 70.88
2040 | MISO_MI_2_PJM_ROR | MISO_MI | PJM_ROR | Internal | Summer | B4 | 100 | 1424 | 1424 | 177.97 | 199.1 | 2 | 19.13
2040 | MISO_MI_2_PJM_ROR | MISO_MI | PJM_ROR | Internal | Summer | B5 | 200 | 1424 | 1424 | 177.29 | 190.38 | 2 | 11.08
2040 | MISO_MI_2_PJM_ROR | MISO_MI | PJM_ROR | Internal | Summer | B6 | 300 | 1424 | 1424 | 152.77 | 178.98 | 2 | 24.21
2040 | MISO_MI_2_PJM_ROR | MISO_MI | PJM_ROR | Internal | Summer | B7 | 400 | 1424 | 1424 | 152.77 | 163.96 | 2 | 9.19
2040 | MISO_MI_2_PJM_ROR | MISO_MI | PJM_ROR | Internal | Summer | B8 | 500 | 1424 | 0 | 152.3 | 152.06 | 2 | 0
2040 | MISO_MI_2_PJM_ROR | MISO_MI | PJM_ROR | Internal | Summer | B9 | 800 | 1424 | 0 | 152.19 | 152.06 | 2 | 0
2040 | MISO_MI_2_PJM_ROR | MISO_MI | PJM_ROR | Internal | Summer | B10 | 1262 | 1424 | 701.16 | 145.54 | 147.54 | 2 | 0
2040 | MISO_MI_2_PJM_ROR | MISO_MI | PJM_ROR | Internal | Winter | B16 | 25 | 1424 | 2.15 | 155.79 | 157.78 | 2 | 0
2040 | MISO_MI_2_PJM_ROR | MISO_MI | PJM_ROR | Internal | Winter | B17 | 100 | 1424 | 0 | 156.72 | 157.78 | 2 | 0
2040 | MISO_MI_2_PJM_ROR | MISO_MI | PJM_ROR | Internal | Winter | B18 | 400 | 1424 | 875.33 | 155.78 | 157.78 | 2 | 0
2040 | MISO_MI_2_PJM_ROR | MISO_MI | PJM_ROR | Internal | Winter | B19 | 700 | 1424 | 1423.99 | 152.78 | 154.95 | 2 | 0.17
2040 | MISO_MI_2_PJM_ROR | MISO_MI | PJM_ROR | Internal | Winter | B20 | 935 | 1424 | 1424 | 132.9 | 151.28 | 2 | 16.38
2040 | MISO_MO-IL_2_ENT | MISO_MO-IL | ENT | Internal | Shoulder | B11 | 25 | 2540 | 0 | 159.42 | 161.44 | 8 | 0
2040 | MISO_MO-IL_2_ENT | MISO_MO-IL | ENT | Internal | Shoulder | B12 | 200 | 2540 | 0 | 150.71 | 150.72 | 8 | 0
2040 | MISO_MO-IL_2_ENT | MISO_MO-IL | ENT | Internal | Shoulder | B13 | 600 | 2540 | 0 | 149.8 | 149.8 | 8 | 0
2040 | MISO_MO-IL_2_ENT | MISO_MO-IL | ENT | Internal | Shoulder | B14 | 900 | 2540 | 0 | 145.33 | 137.33 | 8 | 0
2040 | MISO_MO-IL_2_ENT | MISO_MO-IL | ENT | Internal | Shoulder | B15 | 1203 | 2540 | 0 | 78.35 | 73.5 | 8 | 0
2040 | MISO_MO-IL_2_ENT | MISO_MO-IL | ENT | Internal | Summer | B1 | 10 | 2540 | 0 | 279.8 | 180.56 | 8 | 0
2040 | MISO_MO-IL_2_ENT | MISO_MO-IL | ENT | Internal | Summer | B2 | 25 | 2540 | 0 | 272.8 | 264.8 | 8 | 0
2040 | MISO_MO-IL_2_ENT | MISO_MO-IL | ENT | Internal | Summer | B3 | 75 | 2540 | 0 | 268.92 | 268.92 | 8 | 0
2040 | MISO_MO-IL_2_ENT | MISO_MO-IL | ENT | Internal | Summer | B4 | 100 | 2540 | 0 | 197.08 | 197.08 | 8 | 0
2040 | MISO_MO-IL_2_ENT | MISO_MO-IL | ENT | Internal | Summer | B5 | 200 | 2540 | 0 | 188.36 | 188.36 | 8 | 0
2040 | MISO_MO-IL_2_ENT | MISO_MO-IL | ENT | Internal | Summer | B6 | 300 | 2540 | 0 | 178.86 | 180.56 | 8 | 0
2040 | MISO_MO-IL_2_ENT | MISO_MO-IL | ENT | Internal | Summer | B7 | 400 | 2540 | 2509.85 | 161.97 | 169.97 | 8 | 0
2040 | MISO_MO-IL_2_ENT | MISO_MO-IL | ENT | Internal | Summer | B8 | 500 | 2540 | 0 | 152.3 | 154.98 | 8 | 0
2040 | MISO_MO-IL_2_ENT | MISO_MO-IL | ENT | Internal | Summer | B9 | 800 | 2540 | 0 | 152.19 | 154.98 | 8 | 0
2040 | MISO_MO-IL_2_ENT | MISO_MO-IL | ENT | Internal | Summer | B10 | 1262 | 2540 | 0 | 130.54 | 117.33 | 8 | 0
2040 | MISO_MO-IL_2_ENT | MISO_MO-IL | ENT | Internal | Winter | B16 | 25 | 2540 | 150.31 | 150.51 | 158.51 | 8 | 0
2040 | MISO_MO-IL_2_ENT | MISO_MO-IL | ENT | Internal | Winter | B17 | 100 | 2540 | 0 | 152.78 | 152.78 | 8 | 0
2040 | MISO_MO-IL_2_ENT | MISO_MO-IL | ENT | Internal | Winter | B18 | 400 | 2540 | 0 | 153.54 | 146.54 | 8 | 0
2040 | MISO_MO-IL_2_ENT | MISO_MO-IL | ENT | Internal | Winter | B19 | 700 | 2540 | 0 | 152.78 | 144.78 | 8 | 0
2040 | MISO_MO-IL_2_ENT | MISO_MO-IL | ENT | Internal | Winter | B20 | 935 | 2540 | 0 | 74.97 | 73.5 | 8 | 0
2040 | MISO_MO-IL_2_MISO_IN | MISO_MO-IL | MISO_IN | Internal | Shoulder | B11 | 25 | 2100 | 0 | 159.42 | 153.88 | 0.01 | 0
2040 | MISO_MO-IL_2_MISO_IN | MISO_MO-IL | MISO_IN | Internal | Shoulder | B12 | 200 | 2100 | 0.17 | 150.71 | 150.7 | 0.01 | 0
2040 | MISO_MO-IL_2_MISO_IN | MISO_MO-IL | MISO_IN | Internal | Shoulder | B13 | 600 | 2100 | 0.06 | 149.8 | 149.79 | 0.01 | 0
2040 | MISO_MO-IL_2_MISO_IN | MISO_MO-IL | MISO_IN | Internal | Shoulder | B14 | 900 | 2100 | 0.04 | 145.33 | 145.32 | 0.01 | 0
2040 | MISO_MO-IL_2_MISO_IN | MISO_MO-IL | MISO_IN | Internal | Shoulder | B15 | 1203 | 2100 | 2100 | 78.35 | 129.04 | 0.01 | 50.68
2040 | MISO_MO-IL_2_MISO_IN | MISO_MO-IL | MISO_IN | Internal | Summer | B1 | 10 | 2100 | 0 | 279.8 | 152.29 | 0.01 | 0
2040 | MISO_MO-IL_2_MISO_IN | MISO_MO-IL | MISO_IN | Internal | Summer | B2 | 25 | 2100 | 0 | 272.8 | 196.42 | 0.01 | 0
2040 | MISO_MO-IL_2_MISO_IN | MISO_MO-IL | MISO_IN | Internal | Summer | B3 | 75 | 2100 | 0 | 268.92 | 194.02 | 0.01 | 0
2040 | MISO_MO-IL_2_MISO_IN | MISO_MO-IL | MISO_IN | Internal | Summer | B4 | 100 | 2100 | 0 | 197.08 | 177.41 | 0.01 | 0
2040 | MISO_MO-IL_2_MISO_IN | MISO_MO-IL | MISO_IN | Internal | Summer | B5 | 200 | 2100 | 0 | 188.36 | 166.32 | 0.01 | 0
2040 | MISO_MO-IL_2_MISO_IN | MISO_MO-IL | MISO_IN | Internal | Summer | B6 | 300 | 2100 | 0 | 178.86 | 152.29 | 0.01 | 0
2040 | MISO_MO-IL_2_MISO_IN | MISO_MO-IL | MISO_IN | Internal | Summer | B7 | 400 | 2100 | 0 | 161.97 | 152.29 | 0.01 | 0
2040 | MISO_MO-IL_2_MISO_IN | MISO_MO-IL | MISO_IN | Internal | Summer | B8 | 500 | 2100 | 0.07 | 152.3 | 152.29 | 0.01 | 0
2040 | MISO_MO-IL_2_MISO_IN | MISO_MO-IL | MISO_IN | Internal | Summer | B9 | 800 | 2100 | 0.04 | 152.19 | 152.18 | 0.01 | 0
2040 | MISO_MO-IL_2_MISO_IN | MISO_MO-IL | MISO_IN | Internal | Summer | B10 | 1262 | 2100 | 2100 | 130.54 | 145.53 | 0.01 | 14.98
2040 | MISO_MO-IL_2_MISO_IN | MISO_MO-IL | MISO_IN | Internal | Winter | B16 | 25 | 2100 | 1.27 | 150.51 | 150.5 | 0.01 | 0
2040 | MISO_MO-IL_2_MISO_IN | MISO_MO-IL | MISO_IN | Internal | Winter | B17 | 100 | 2100 | 2099.99 | 152.78 | 153.53 | 0.01 | 0.74
2040 | MISO_MO-IL_2_MISO_IN | MISO_MO-IL | MISO_IN | Internal | Winter | B18 | 400 | 2100 | 0.09 | 153.54 | 153.53 | 0.01 | 0
2040 | MISO_MO-IL_2_MISO_IN | MISO_MO-IL | MISO_IN | Internal | Winter | B19 | 700 | 2100 | 0.05 | 152.78 | 152.77 | 0.01 | 0
2040 | MISO_MO-IL_2_MISO_IN | MISO_MO-IL | MISO_IN | Internal | Winter | B20 | 935 | 2100 | 838.73 | 74.97 | 74.99 | 0.01 | 0
2040 | MISO_MO-IL_2_MISO_W | MISO_MO-IL | MISO_W | Internal | Shoulder | B11 | 25 | 1082 | 1081.98 | 159.42 | 161.43 | 0.01 | 2
2040 | MISO_MO-IL_2_MISO_W | MISO_MO-IL | MISO_W | Internal | Shoulder | B12 | 200 | 1082 | 1082 | 150.71 | 151.83 | 0.01 | 1.1
2040 | MISO_MO-IL_2_MISO_W | MISO_MO-IL | MISO_W | Internal | Shoulder | B13 | 600 | 1082 | 0.06 | 149.8 | 149.79 | 0.01 | 0
2040 | MISO_MO-IL_2_MISO_W | MISO_MO-IL | MISO_W | Internal | Shoulder | B14 | 900 | 1082 | 0.04 | 145.33 | 145.32 | 0.01 | 0
2040 | MISO_MO-IL_2_MISO_W | MISO_MO-IL | MISO_W | Internal | Shoulder | B15 | 1203 | 1082 | 0 | 78.35 | 65.89 | 0.01 | 0
2040 | MISO_MO-IL_2_MISO_W | MISO_MO-IL | MISO_W | Internal | Summer | B1 | 10 | 1082 | 1081.98 | 279.8 | 283.01 | 0.01 | 3.2
2040 | MISO_MO-IL_2_MISO_W | MISO_MO-IL | MISO_W | Internal | Summer | B2 | 25 | 1082 | 1082 | 272.8 | 283.01 | 0.01 | 10.2
2040 | MISO_MO-IL_2_MISO_W | MISO_MO-IL | MISO_W | Internal | Summer | B3 | 75 | 1082 | 0.83 | 268.92 | 268.92 | 0.01 | 0
2040 | MISO_MO-IL_2_MISO_W | MISO_MO-IL | MISO_W | Internal | Summer | B4 | 100 | 1082 | 570.61 | 197.08 | 197.1 | 0.01 | 0
2040 | MISO_MO-IL_2_MISO_W | MISO_MO-IL | MISO_W | Internal | Summer | B5 | 200 | 1082 | 232.49 | 188.36 | 188.38 | 0.01 | 0
2040 | MISO_MO-IL_2_MISO_W | MISO_MO-IL | MISO_W | Internal | Summer | B6 | 300 | 1082 | 1082 | 178.86 | 180.32 | 0.01 | 1.45
2040 | MISO_MO-IL_2_MISO_W | MISO_MO-IL | MISO_W | Internal | Summer | B7 | 400 | 1082 | 0.08 | 161.97 | 161.96 | 0.01 | 0
2040 | MISO_MO-IL_2_MISO_W | MISO_MO-IL | MISO_W | Internal | Summer | B8 | 500 | 1082 | 0 | 152.3 | 150.06 | 0.01 | 0
2040 | MISO_MO-IL_2_MISO_W | MISO_MO-IL | MISO_W | Internal | Summer | B9 | 800 | 1082 | 0 | 152.19 | 150.06 | 0.01 | 0
2040 | MISO_MO-IL_2_MISO_W | MISO_MO-IL | MISO_W | Internal | Summer | B10 | 1262 | 1082 | 0 | 130.54 | 92.28 | 0.01 | 0
2040 | MISO_MO-IL_2_MISO_W | MISO_MO-IL | MISO_W | Internal | Winter | B16 | 25 | 1082 | 0 | 150.51 | 61.14 | 0.01 | 0
2040 | MISO_MO-IL_2_MISO_W | MISO_MO-IL | MISO_W | Internal | Winter | B17 | 100 | 1082 | 0 | 152.78 | 66.5 | 0.01 | 0
2040 | MISO_MO-IL_2_MISO_W | MISO_MO-IL | MISO_W | Internal | Winter | B18 | 400 | 1082 | 0.09 | 153.54 | 153.53 | 0.01 | 0
2040 | MISO_MO-IL_2_MISO_W | MISO_MO-IL | MISO_W | Internal | Winter | B19 | 700 | 1082 | 711.01 | 152.78 | 152.79 | 0.01 | 0
2040 | MISO_MO-IL_2_MISO_W | MISO_MO-IL | MISO_W | Internal | Winter | B20 | 935 | 1082 | 0.04 | 74.97 | 74.96 | 0.01 | 0
2040 | MISO_MO-IL_2_PJM_ROR | MISO_MO-IL | PJM_ROR | Internal | Shoulder | B11 | 25 | 1212 | 1211.98 | 159.42 | 163.43 | 2 | 2.01
2040 | MISO_MO-IL_2_PJM_ROR | MISO_MO-IL | PJM_ROR | Internal | Shoulder | B12 | 200 | 1212 | 1212 | 150.71 | 153.83 | 2 | 1.11
2040 | MISO_MO-IL_2_PJM_ROR | MISO_MO-IL | PJM_ROR | Internal | Shoulder | B13 | 600 | 1212 | 1212 | 149.8 | 153.83 | 2 | 2.03
2040 | MISO_MO-IL_2_PJM_ROR | MISO_MO-IL | PJM_ROR | Internal | Shoulder | B14 | 900 | 1212 | 1212 | 145.33 | 153.83 | 2 | 6.49
2040 | MISO_MO-IL_2_PJM_ROR | MISO_MO-IL | PJM_ROR | Internal | Shoulder | B15 | 1203 | 1212 | 1212 | 78.35 | 153.83 | 2 | 73.47
2040 | MISO_MO-IL_2_PJM_ROR | MISO_MO-IL | PJM_ROR | Internal | Summer | B1 | 10 | 1212 | 1211.98 | 279.8 | 285.01 | 2 | 3.21
2040 | MISO_MO-IL_2_PJM_ROR | MISO_MO-IL | PJM_ROR | Internal | Summer | B2 | 25 | 1212 | 1212 | 272.8 | 285.01 | 2 | 10.21
2040 | MISO_MO-IL_2_PJM_ROR | MISO_MO-IL | PJM_ROR | Internal | Summer | B3 | 75 | 1212 | 0 | 268.92 | 266.92 | 2 | 0
2040 | MISO_MO-IL_2_PJM_ROR | MISO_MO-IL | PJM_ROR | Internal | Summer | B4 | 100 | 1212 | 1211.36 | 197.08 | 199.1 | 2 | 0.01
2040 | MISO_MO-IL_2_PJM_ROR | MISO_MO-IL | PJM_ROR | Internal | Summer | B5 | 200 | 1212 | 1211.66 | 188.36 | 190.38 | 2 | 0.01
2040 | MISO_MO-IL_2_PJM_ROR | MISO_MO-IL | PJM_ROR | Internal | Summer | B6 | 300 | 1212 | 0 | 178.86 | 178.98 | 2 | 0
2040 | MISO_MO-IL_2_PJM_ROR | MISO_MO-IL | PJM_ROR | Internal | Summer | B7 | 400 | 1212 | 0.17 | 161.97 | 163.96 | 2 | 0
2040 | MISO_MO-IL_2_PJM_ROR | MISO_MO-IL | PJM_ROR | Internal | Summer | B8 | 500 | 1212 | 0 | 152.3 | 152.06 | 2 | 0
2040 | MISO_MO-IL_2_PJM_ROR | MISO_MO-IL | PJM_ROR | Internal | Summer | B9 | 800 | 1212 | 0 | 152.19 | 152.06 | 2 | 0
2040 | MISO_MO-IL_2_PJM_ROR | MISO_MO-IL | PJM_ROR | Internal | Summer | B10 | 1262 | 1212 | 1212 | 130.54 | 147.54 | 2 | 15
2040 | MISO_MO-IL_2_PJM_ROR | MISO_MO-IL | PJM_ROR | Internal | Winter | B16 | 25 | 1212 | 1211.99 | 150.51 | 157.78 | 2 | 5.27
2040 | MISO_MO-IL_2_PJM_ROR | MISO_MO-IL | PJM_ROR | Internal | Winter | B17 | 100 | 1212 | 1212 | 152.78 | 157.78 | 2 | 3
2040 | MISO_MO-IL_2_PJM_ROR | MISO_MO-IL | PJM_ROR | Internal | Winter | B18 | 400 | 1212 | 1212 | 153.54 | 157.78 | 2 | 2.24
2040 | MISO_MO-IL_2_PJM_ROR | MISO_MO-IL | PJM_ROR | Internal | Winter | B19 | 700 | 1212 | 1211.99 | 152.78 | 154.95 | 2 | 0.17
2040 | MISO_MO-IL_2_PJM_ROR | MISO_MO-IL | PJM_ROR | Internal | Winter | B20 | 935 | 1212 | 1212 | 74.97 | 151.28 | 2 | 74.31
2040 | MISO_MO-IL_2_SPP_N | MISO_MO-IL | SPP_N | Internal | Shoulder | B11 | 25 | 4019 | 0 | 159.42 | 156.44 | 8 | 0
2040 | MISO_MO-IL_2_SPP_N | MISO_MO-IL | SPP_N | Internal | Shoulder | B12 | 200 | 4019 | 0 | 150.71 | 145.71 | 8 | 0
2040 | MISO_MO-IL_2_SPP_N | MISO_MO-IL | SPP_N | Internal | Shoulder | B13 | 600 | 4019 | 0 | 149.8 | 114.4 | 8 | 0
2040 | MISO_MO-IL_2_SPP_N | MISO_MO-IL | SPP_N | Internal | Shoulder | B14 | 900 | 4019 | 0 | 145.33 | 34.56 | 8 | 0
2040 | MISO_MO-IL_2_SPP_N | MISO_MO-IL | SPP_N | Internal | Shoulder | B15 | 1203 | 4019 | 0 | 78.35 | 34.56 | 8 | 0
2040 | MISO_MO-IL_2_SPP_N | MISO_MO-IL | SPP_N | Internal | Summer | B1 | 10 | 4019 | 0 | 279.8 | 34.56 | 8 | 0
2040 | MISO_MO-IL_2_SPP_N | MISO_MO-IL | SPP_N | Internal | Summer | B2 | 25 | 4019 | 0 | 272.8 | 259.8 | 8 | 0
2040 | MISO_MO-IL_2_SPP_N | MISO_MO-IL | SPP_N | Internal | Summer | B3 | 75 | 4019 | 0 | 268.92 | 263.92 | 8 | 0
2040 | MISO_MO-IL_2_SPP_N | MISO_MO-IL | SPP_N | Internal | Summer | B4 | 100 | 4019 | 0 | 197.08 | 192.08 | 8 | 0
2040 | MISO_MO-IL_2_SPP_N | MISO_MO-IL | SPP_N | Internal | Summer | B5 | 200 | 4019 | 0 | 188.36 | 183.36 | 8 | 0
2040 | MISO_MO-IL_2_SPP_N | MISO_MO-IL | SPP_N | Internal | Summer | B6 | 300 | 4019 | 0 | 178.86 | 175.56 | 8 | 0
2040 | MISO_MO-IL_2_SPP_N | MISO_MO-IL | SPP_N | Internal | Summer | B7 | 400 | 4019 | 0 | 161.97 | 164.97 | 8 | 0
2040 | MISO_MO-IL_2_SPP_N | MISO_MO-IL | SPP_N | Internal | Summer | B8 | 500 | 4019 | 0 | 152.3 | 149.98 | 8 | 0
2040 | MISO_MO-IL_2_SPP_N | MISO_MO-IL | SPP_N | Internal | Summer | B9 | 800 | 4019 | 0 | 152.19 | 149.98 | 8 | 0
2040 | MISO_MO-IL_2_SPP_N | MISO_MO-IL | SPP_N | Internal | Summer | B10 | 1262 | 4019 | 0 | 130.54 | 80.27 | 8 | 0
2040 | MISO_MO-IL_2_SPP_N | MISO_MO-IL | SPP_N | Internal | Winter | B16 | 25 | 4019 | 0 | 150.51 | 34.56 | 8 | 0
2040 | MISO_MO-IL_2_SPP_N | MISO_MO-IL | SPP_N | Internal | Winter | B17 | 100 | 4019 | 0 | 152.78 | 34.56 | 8 | 0
2040 | MISO_MO-IL_2_SPP_N | MISO_MO-IL | SPP_N | Internal | Winter | B18 | 400 | 4019 | 0 | 153.54 | 141.54 | 8 | 0
2040 | MISO_MO-IL_2_SPP_N | MISO_MO-IL | SPP_N | Internal | Winter | B19 | 700 | 4019 | 0 | 152.78 | 44.27 | 8 | 0
2040 | MISO_MO-IL_2_SPP_N | MISO_MO-IL | SPP_N | Internal | Winter | B20 | 935 | 4019 | 0 | 74.97 | 34.56 | 8 | 0
2040 | MISO_MO-IL_2_TVA_Transmission | MISO_MO-IL | TVA_Transmission | Internal | Shoulder | B11 | 25 | 4000 | 3560.42 | 159.42 | 167.42 | 8 | 0
2040 | MISO_MO-IL_2_TVA_Transmission | MISO_MO-IL | TVA_Transmission | Internal | Shoulder | B12 | 200 | 4000 | 0 | 150.71 | 158.08 | 8 | 0
2040 | MISO_MO-IL_2_TVA_Transmission | MISO_MO-IL | TVA_Transmission | Internal | Shoulder | B13 | 600 | 4000 | 3943.99 | 149.8 | 157.8 | 8 | 0
2040 | MISO_MO-IL_2_TVA_Transmission | MISO_MO-IL | TVA_Transmission | Internal | Shoulder | B14 | 900 | 4000 | 4000 | 145.33 | 157.8 | 8 | 4.47
2040 | MISO_MO-IL_2_TVA_Transmission | MISO_MO-IL | TVA_Transmission | Internal | Shoulder | B15 | 1203 | 4000 | 4000 | 78.35 | 151.88 | 8 | 65.52
2040 | MISO_MO-IL_2_TVA_Transmission | MISO_MO-IL | TVA_Transmission | Internal | Summer | B1 | 10 | 4000 | 2912.38 | 279.8 | 287.8 | 8 | 0
2040 | MISO_MO-IL_2_TVA_Transmission | MISO_MO-IL | TVA_Transmission | Internal | Summer | B2 | 25 | 4000 | 1849.35 | 272.8 | 280.8 | 8 | 0
2040 | MISO_MO-IL_2_TVA_Transmission | MISO_MO-IL | TVA_Transmission | Internal | Summer | B3 | 75 | 4000 | 0 | 268.92 | 267.92 | 8 | 0
2040 | MISO_MO-IL_2_TVA_Transmission | MISO_MO-IL | TVA_Transmission | Internal | Summer | B4 | 100 | 4000 | 0 | 197.08 | 192.5 | 8 | 0
2040 | MISO_MO-IL_2_TVA_Transmission | MISO_MO-IL | TVA_Transmission | Internal | Summer | B5 | 200 | 4000 | 0 | 188.36 | 182.32 | 8 | 0
2040 | MISO_MO-IL_2_TVA_Transmission | MISO_MO-IL | TVA_Transmission | Internal | Summer | B6 | 300 | 4000 | 0 | 178.86 | 171.56 | 8 | 0
2040 | MISO_MO-IL_2_TVA_Transmission | MISO_MO-IL | TVA_Transmission | Internal | Summer | B7 | 400 | 4000 | 0 | 161.97 | 163.96 | 8 | 0
2040 | MISO_MO-IL_2_TVA_Transmission | MISO_MO-IL | TVA_Transmission | Internal | Summer | B8 | 500 | 4000 | 0 | 152.3 | 157.16 | 8 | 0
2040 | MISO_MO-IL_2_TVA_Transmission | MISO_MO-IL | TVA_Transmission | Internal | Summer | B9 | 800 | 4000 | 0 | 152.19 | 157.16 | 8 | 0
2040 | MISO_MO-IL_2_TVA_Transmission | MISO_MO-IL | TVA_Transmission | Internal | Summer | B10 | 1262 | 4000 | 3884.86 | 130.54 | 138.54 | 8 | 0
2040 | MISO_MO-IL_2_TVA_Transmission | MISO_MO-IL | TVA_Transmission | Internal | Winter | B16 | 25 | 4000 | 4000 | 150.51 | 166.51 | 8 | 8
2040 | MISO_MO-IL_2_TVA_Transmission | MISO_MO-IL | TVA_Transmission | Internal | Winter | B17 | 100 | 4000 | 213.91 | 152.78 | 160.78 | 8 | 0
2040 | MISO_MO-IL_2_TVA_Transmission | MISO_MO-IL | TVA_Transmission | Internal | Winter | B18 | 400 | 4000 | 0 | 153.54 | 160.78 | 8 | 0
2040 | MISO_MO-IL_2_TVA_Transmission | MISO_MO-IL | TVA_Transmission | Internal | Winter | B19 | 700 | 4000 | 3680.6 | 152.78 | 160.78 | 8 | 0
2040 | MISO_MO-IL_2_TVA_Transmission | MISO_MO-IL | TVA_Transmission | Internal | Winter | B20 | 935 | 4000 | 4000 | 74.97 | 148.3 | 8 | 65.33
2040 | MISO_W_2_IESO | MISO_W | IESO | Internal | Shoulder | B11 | 25 | 157 | 0 | 161.43 | 158.67 | 8 | 0
2040 | MISO_W_2_IESO | MISO_W | IESO | Internal | Shoulder | B12 | 200 | 157 | 0 | 151.83 | 146.95 | 8 | 0
2040 | MISO_W_2_IESO | MISO_W | IESO | Internal | Shoulder | B13 | 600 | 157 | 0 | 149.79 | 142.77 | 8 | 0
2040 | MISO_W_2_IESO | MISO_W | IESO | Internal | Shoulder | B14 | 900 | 157 | 0 | 145.32 | 139.61 | 8 | 0
2040 | MISO_W_2_IESO | MISO_W | IESO | Internal | Shoulder | B15 | 1203 | 157 | 157 | 65.89 | 139.61 | 8 | 65.72
2040 | MISO_W_2_IESO | MISO_W | IESO | Internal | Summer | B1 | 10 | 157 | 0 | 283.01 | 179.15 | 8 | 0
2040 | MISO_W_2_IESO | MISO_W | IESO | Internal | Summer | B2 | 25 | 157 | 0 | 283.01 | 189.43 | 8 | 0
2040 | MISO_W_2_IESO | MISO_W | IESO | Internal | Summer | B3 | 75 | 157 | 0 | 268.92 | 192.74 | 8 | 0
2040 | MISO_W_2_IESO | MISO_W | IESO | Internal | Summer | B4 | 100 | 157 | 0 | 197.1 | 184.11 | 8 | 0
2040 | MISO_W_2_IESO | MISO_W | IESO | Internal | Summer | B5 | 200 | 157 | 0 | 188.38 | 170.29 | 8 | 0
2040 | MISO_W_2_IESO | MISO_W | IESO | Internal | Summer | B6 | 300 | 157 | 0 | 180.32 | 160.77 | 8 | 0
2040 | MISO_W_2_IESO | MISO_W | IESO | Internal | Summer | B7 | 400 | 157 | 0 | 161.96 | 145.77 | 8 | 0
2040 | MISO_W_2_IESO | MISO_W | IESO | Internal | Summer | B8 | 500 | 157 | 0 | 150.06 | 145.3 | 8 | 0
2040 | MISO_W_2_IESO | MISO_W | IESO | Internal | Summer | B9 | 800 | 157 | 0 | 150.06 | 138.54 | 8 | 0
2040 | MISO_W_2_IESO | MISO_W | IESO | Internal | Summer | B10 | 1262 | 157 | 157 | 92.28 | 138.54 | 8 | 38.26
2040 | MISO_W_2_IESO | MISO_W | IESO | Internal | Winter | B16 | 25 | 157 | 157 | 61.14 | 148.79 | 8 | 79.65
2040 | MISO_W_2_IESO | MISO_W | IESO | Internal | Winter | B17 | 100 | 157 | 157 | 66.5 | 149.72 | 8 | 75.23
2040 | MISO_W_2_IESO | MISO_W | IESO | Internal | Winter | B18 | 400 | 157 | 0 | 153.53 | 142.79 | 8 | 0
2040 | MISO_W_2_IESO | MISO_W | IESO | Internal | Winter | B19 | 700 | 157 | 0 | 152.79 | 139.96 | 8 | 0
2040 | MISO_W_2_IESO | MISO_W | IESO | Internal | Winter | B20 | 935 | 157 | 157 | 74.96 | 139.7 | 8 | 56.73
2040 | MISO_W_2_MAPP_CA | MISO_W | MAPP_CA | Internal | Shoulder | B11 | 25 | 700 | 1.15 | 161.43 | 161.42 | 0.01 | 0
2040 | MISO_W_2_MAPP_CA | MISO_W | MAPP_CA | Internal | Shoulder | B12 | 200 | 700 | 0.16 | 151.83 | 151.81 | 0.01 | 0
2040 | MISO_W_2_MAPP_CA | MISO_W | MAPP_CA | Internal | Shoulder | B13 | 600 | 700 | 0.06 | 149.79 | 149.77 | 0.01 | 0
2040 | MISO_W_2_MAPP_CA | MISO_W | MAPP_CA | Internal | Shoulder | B14 | 900 | 700 | 700 | 145.32 | 146.61 | 0.01 | 1.28
2040 | MISO_W_2_MAPP_CA | MISO_W | MAPP_CA | Internal | Shoulder | B15 | 1203 | 700 | 700 | 65.89 | 146.61 | 0.01 | 80.71
2040 | MISO_W_2_MAPP_CA | MISO_W | MAPP_CA | Internal | Summer | B1 | 10 | 700 | 0 | 283.01 | 172.02 | 0.01 | 0
2040 | MISO_W_2_MAPP_CA | MISO_W | MAPP_CA | Internal | Summer | B2 | 25 | 700 | 0 | 283.01 | 181.43 | 0.01 | 0
2040 | MISO_W_2_MAPP_CA | MISO_W | MAPP_CA | Internal | Summer | B3 | 75 | 700 | 0 | 268.92 | 184.74 | 0.01 | 0
2040 | MISO_W_2_MAPP_CA | MISO_W | MAPP_CA | Internal | Summer | B4 | 100 | 700 | 0 | 197.1 | 183.1 | 0.01 | 0
2040 | MISO_W_2_MAPP_CA | MISO_W | MAPP_CA | Internal | Summer | B5 | 200 | 700 | 0 | 188.38 | 174.38 | 0.01 | 0
2040 | MISO_W_2_MAPP_CA | MISO_W | MAPP_CA | Internal | Summer | B6 | 300 | 700 | 0 | 180.32 | 172.02 | 0.01 | 0
2040 | MISO_W_2_MAPP_CA | MISO_W | MAPP_CA | Internal | Summer | B7 | 400 | 700 | 0.08 | 161.96 | 161.95 | 0.01 | 0
2040 | MISO_W_2_MAPP_CA | MISO_W | MAPP_CA | Internal | Summer | B8 | 500 | 700 | 0.07 | 150.06 | 150.04 | 0.01 | 0
2040 | MISO_W_2_MAPP_CA | MISO_W | MAPP_CA | Internal | Summer | B9 | 800 | 700 | 0.04 | 150.06 | 150.04 | 0.01 | 0
2040 | MISO_W_2_MAPP_CA | MISO_W | MAPP_CA | Internal | Summer | B10 | 1262 | 700 | 700 | 92.28 | 150.04 | 0.01 | 57.75
2040 | MISO_W_2_MAPP_CA | MISO_W | MAPP_CA | Internal | Winter | B16 | 25 | 700 | 700 | 61.14 | 153.54 | 0.01 | 92.38
2040 | MISO_W_2_MAPP_CA | MISO_W | MAPP_CA | Internal | Winter | B17 | 100 | 700 | 700 | 66.5 | 153.54 | 0.01 | 87.03
2040 | MISO_W_2_MAPP_CA | MISO_W | MAPP_CA | Internal | Winter | B18 | 400 | 700 | 523.92 | 153.53 | 153.54 | 0.01 | 0
2040 | MISO_W_2_MAPP_CA | MISO_W | MAPP_CA | Internal | Winter | B19 | 700 | 700 | 700 | 152.79 | 153.54 | 0.01 | 0.74
2040 | MISO_W_2_MAPP_CA | MISO_W | MAPP_CA | Internal | Winter | B20 | 935 | 700 | 700 | 74.96 | 153.54 | 0.01 | 78.57
2040 | MISO_W_2_MAPP_US | MISO_W | MAPP_US | Internal | Shoulder | B11 | 25 | 2300 | 0 | 161.43 | 154.43 | 7 | 0
2040 | MISO_W_2_MAPP_US | MISO_W | MAPP_US | Internal | Shoulder | B12 | 200 | 2300 | 0 | 151.83 | 144.83 | 7 | 0
2040 | MISO_W_2_MAPP_US | MISO_W | MAPP_US | Internal | Shoulder | B13 | 600 | 2300 | 0 | 149.79 | 138.38 | 7 | 0
2040 | MISO_W_2_MAPP_US | MISO_W | MAPP_US | Internal | Shoulder | B14 | 900 | 2300 | 0 | 145.32 | 138.32 | 7 | 0
2040 | MISO_W_2_MAPP_US | MISO_W | MAPP_US | Internal | Shoulder | B15 | 1203 | 2300 | 172.34 | 65.89 | 72.89 | 7 | 0
2040 | MISO_W_2_MAPP_US | MISO_W | MAPP_US | Internal | Summer | B1 | 10 | 2300 | 0 | 283.01 | 276.01 | 7 | 0
2040 | MISO_W_2_MAPP_US | MISO_W | MAPP_US | Internal | Summer | B2 | 25 | 2300 | 0 | 283.01 | 276.01 | 7 | 0
2040 | MISO_W_2_MAPP_US | MISO_W | MAPP_US | Internal | Summer | B3 | 75 | 2300 | 0 | 268.92 | 261.92 | 7 | 0
2040 | MISO_W_2_MAPP_US | MISO_W | MAPP_US | Internal | Summer | B4 | 100 | 2300 | 0 | 197.1 | 190.1 | 7 | 0
2040 | MISO_W_2_MAPP_US | MISO_W | MAPP_US | Internal | Summer | B5 | 200 | 2300 | 0 | 188.38 | 181.38 | 7 | 0
2040 | MISO_W_2_MAPP_US | MISO_W | MAPP_US | Internal | Summer | B6 | 300 | 2300 | 0 | 180.32 | 173.32 | 7 | 0
2040 | MISO_W_2_MAPP_US | MISO_W | MAPP_US | Internal | Summer | B7 | 400 | 2300 | 0 | 161.96 | 154.96 | 7 | 0
2040 | MISO_W_2_MAPP_US | MISO_W | MAPP_US | Internal | Summer | B8 | 500 | 2300 | 0 | 150.06 | 143.06 | 7 | 0
2040 | MISO_W_2_MAPP_US | MISO_W | MAPP_US | Internal | Summer | B9 | 800 | 2300 | 0 | 150.06 | 143.06 | 7 | 0
2040 | MISO_W_2_MAPP_US | MISO_W | MAPP_US | Internal | Summer | B10 | 1262 | 2300 | 0 | 92.28 | 85.28 | 7 | 0
2040 | MISO_W_2_MAPP_US | MISO_W | MAPP_US | Internal | Winter | B16 | 25 | 2300 | 1169.48 | 61.14 | 68.14 | 7 | 0
2040 | MISO_W_2_MAPP_US | MISO_W | MAPP_US | Internal | Winter | B17 | 100 | 2300 | 755.48 | 66.5 | 73.5 | 7 | 0
2040 | MISO_W_2_MAPP_US | MISO_W | MAPP_US | Internal | Winter | B18 | 400 | 2300 | 0 | 153.53 | 146.53 | 7 | 0
2040 | MISO_W_2_MAPP_US | MISO_W | MAPP_US | Internal | Winter | B19 | 700 | 2300 | 0 | 152.79 | 145.79 | 7 | 0
2040 | MISO_W_2_MAPP_US | MISO_W | MAPP_US | Internal | Winter | B20 | 935 | 2300 | 0 | 74.96 | 73.5 | 7 | 0
2040 | MISO_W_2_MISO_MO-IL | MISO_W | MISO_MO-IL | Internal | Shoulder | B11 | 25 | 3922 | 0.02 | 161.43 | 159.42 | 0.01 | 0
2040 | MISO_W_2_MISO_MO-IL | MISO_W | MISO_MO-IL | Internal | Shoulder | B12 | 200 | 3922 | 0 | 151.83 | 150.71 | 0.01 | 0
2040 | MISO_W_2_MISO_MO-IL | MISO_W | MISO_MO-IL | Internal | Shoulder | B13 | 600 | 3922 | 2208.99 | 149.79 | 149.8 | 0.01 | 0
2040 | MISO_W_2_MISO_MO-IL | MISO_W | MISO_MO-IL | Internal | Shoulder | B14 | 900 | 3922 | 3049.71 | 145.32 | 145.33 | 0.01 | 0
2040 | MISO_W_2_MISO_MO-IL | MISO_W | MISO_MO-IL | Internal | Shoulder | B15 | 1203 | 3922 | 3922 | 65.89 | 78.35 | 0.01 | 12.45
2040 | MISO_W_2_MISO_MO-IL | MISO_W | MISO_MO-IL | Internal | Summer | B1 | 10 | 3922 | 0.02 | 283.01 | 279.8 | 0.01 | 0
2040 | MISO_W_2_MISO_MO-IL | MISO_W | MISO_MO-IL | Internal | Summer | B2 | 25 | 3922 | 0 | 283.01 | 272.8 | 0.01 | 0
2040 | MISO_W_2_MISO_MO-IL | MISO_W | MISO_MO-IL | Internal | Summer | B3 | 75 | 3922 | 0.87 | 268.92 | 268.92 | 0.01 | 0
2040 | MISO_W_2_MISO_MO-IL | MISO_W | MISO_MO-IL | Internal | Summer | B4 | 100 | 3922 | 0.32 | 197.1 | 197.08 | 0.01 | 0
2040 | MISO_W_2_MISO_MO-IL | MISO_W | MISO_MO-IL | Internal | Summer | B5 | 200 | 3922 | 0.16 | 188.38 | 188.36 | 0.01 | 0
2040 | MISO_W_2_MISO_MO-IL | MISO_W | MISO_MO-IL | Internal | Summer | B6 | 300 | 3922 | 0 | 180.32 | 178.86 | 0.01 | 0
2040 | MISO_W_2_MISO_MO-IL | MISO_W | MISO_MO-IL | Internal | Summer | B7 | 400 | 3922 | 820.64 | 161.96 | 161.97 | 0.01 | 0
2040 | MISO_W_2_MISO_MO-IL | MISO_W | MISO_MO-IL | Internal | Summer | B8 | 500 | 3922 | 3922 | 150.06 | 152.3 | 0.01 | 2.24
2040 | MISO_W_2_MISO_MO-IL | MISO_W | MISO_MO-IL | Internal | Summer | B9 | 800 | 3922 | 3922 | 150.06 | 152.19 | 0.01 | 2.13
2040 | MISO_W_2_MISO_MO-IL | MISO_W | MISO_MO-IL | Internal | Summer | B10 | 1262 | 3922 | 3922 | 92.28 | 130.54 | 0.01 | 38.25
2040 | MISO_W_2_MISO_MO-IL | MISO_W | MISO_MO-IL | Internal | Winter | B16 | 25 | 3922 | 3922 | 61.14 | 150.51 | 0.01 | 89.35
2040 | MISO_W_2_MISO_MO-IL | MISO_W | MISO_MO-IL | Internal | Winter | B17 | 100 | 3922 | 3922 | 66.5 | 152.78 | 0.01 | 86.27
2040 | MISO_W_2_MISO_MO-IL | MISO_W | MISO_MO-IL | Internal | Winter | B18 | 400 | 3922 | 456.77 | 153.53 | 153.54 | 0.01 | 0
2040 | MISO_W_2_MISO_MO-IL | MISO_W | MISO_MO-IL | Internal | Winter | B19 | 700 | 3922 | 0.05 | 152.79 | 152.78 | 0.01 | 0
2040 | MISO_W_2_MISO_MO-IL | MISO_W | MISO_MO-IL | Internal | Winter | B20 | 935 | 3922 | 3644.8 | 74.96 | 74.97 | 0.01 | 0
2040 | MISO_W_2_MISO_WUMS | MISO_W | MISO_WUMS | Internal | Shoulder | B11 | 25 | 1667 | 0 | 161.43 | 154.01 | 0.01 | 0
2040 | MISO_W_2_MISO_WUMS | MISO_W | MISO_WUMS | Internal | Shoulder | B12 | 200 | 1667 | 1667 | 151.83 | 154.01 | 0.01 | 2.17
2040 | MISO_W_2_MISO_WUMS | MISO_W | MISO_WUMS | Internal | Shoulder | B13 | 600 | 1667 | 1667 | 149.79 | 154.01 | 0.01 | 4.21
2040 | MISO_W_2_MISO_WUMS | MISO_W | MISO_WUMS | Internal | Shoulder | B14 | 900 | 1667 | 1667 | 145.32 | 151.83 | 0.01 | 6.49
2040 | MISO_W_2_MISO_WUMS | MISO_W | MISO_WUMS | Internal | Shoulder | B15 | 1203 | 1667 | 1667 | 65.89 | 137.62 | 0.01 | 71.72
2040 | MISO_W_2_MISO_WUMS | MISO_W | MISO_WUMS | Internal | Summer | B1 | 10 | 1667 | 0 | 283.01 | 152.21 | 0.01 | 0
2040 | MISO_W_2_MISO_WUMS | MISO_W | MISO_WUMS | Internal | Summer | B2 | 25 | 1667 | 0 | 283.01 | 177.31 | 0.01 | 0
2040 | MISO_W_2_MISO_WUMS | MISO_W | MISO_WUMS | Internal | Summer | B3 | 75 | 1667 | 0 | 268.92 | 194.02 | 0.01 | 0
2040 | MISO_W_2_MISO_WUMS | MISO_W | MISO_WUMS | Internal | Summer | B4 | 100 | 1667 | 0 | 197.1 | 177.93 | 0.01 | 0
2040 | MISO_W_2_MISO_WUMS | MISO_W | MISO_WUMS | Internal | Summer | B5 | 200 | 1667 | 0 | 188.38 | 177.31 | 0.01 | 0
2040 | MISO_W_2_MISO_WUMS | MISO_W | MISO_WUMS | Internal | Summer | B6 | 300 | 1667 | 0 | 180.32 | 152.76 | 0.01 | 0
2040 | MISO_W_2_MISO_WUMS | MISO_W | MISO_WUMS | Internal | Summer | B7 | 400 | 1667 | 0 | 161.96 | 152.21 | 0.01 | 0
2040 | MISO_W_2_MISO_WUMS | MISO_W | MISO_WUMS | Internal | Summer | B8 | 500 | 1667 | 1667 | 150.06 | 152.21 | 0.01 | 2.14
2040 | MISO_W_2_MISO_WUMS | MISO_W | MISO_WUMS | Internal | Summer | B9 | 800 | 1667 | 1667 | 150.06 | 152.21 | 0.01 | 2.14
2040 | MISO_W_2_MISO_WUMS | MISO_W | MISO_WUMS | Internal | Summer | B10 | 1262 | 1667 | 1667 | 92.28 | 145.54 | 0.01 | 53.25
2040 | MISO_W_2_MISO_WUMS | MISO_W | MISO_WUMS | Internal | Winter | B16 | 25 | 1667 | 1667 | 61.14 | 155.78 | 0.01 | 94.63
2040 | MISO_W_2_MISO_WUMS | MISO_W | MISO_WUMS | Internal | Winter | B17 | 100 | 1667 | 1667 | 66.5 | 156.95 | 0.01 | 90.44
2040 | MISO_W_2_MISO_WUMS | MISO_W | MISO_WUMS | Internal | Winter | B18 | 400 | 1667 | 1667 | 153.53 | 157.35 | 0.01 | 3.8
2040 | MISO_W_2_MISO_WUMS | MISO_W | MISO_WUMS | Internal | Winter | B19 | 700 | 1667 | 1667 | 152.79 | 156.95 | 0.01 | 4.14
2040 | MISO_W_2_MISO_WUMS | MISO_W | MISO_WUMS | Internal | Winter | B20 | 935 | 1667 | 1667 | 74.96 | 132.91 | 0.01 | 57.94
2040 | MISO_W_2_NE | MISO_W | NE | Internal | Shoulder | B11 | 25 | 5289 | 0 | 161.43 | 156.43 | 7 | 0
2040 | MISO_W_2_NE | MISO_W | NE | Internal | Shoulder | B12 | 200 | 5289 | 0 | 151.83 | 145.72 | 7 | 0
2040 | MISO_W_2_NE | MISO_W | NE | Internal | Shoulder | B13 | 600 | 5289 | 0 | 149.79 | 133.38 | 7 | 0
2040 | MISO_W_2_NE | MISO_W | NE | Internal | Shoulder | B14 | 900 | 5289 | 0 | 145.32 | 97.13 | 7 | 0
2040 | MISO_W_2_NE | MISO_W | NE | Internal | Shoulder | B15 | 1203 | 5289 | 0 | 65.89 | 34.56 | 7 | 0
2040 | MISO_W_2_NE | MISO_W | NE | Internal | Summer | B1 | 10 | 5289 | 0.01 | 283.01 | 283.01 | 7 | 0
2040 | MISO_W_2_NE | MISO_W | NE | Internal | Summer | B2 | 25 | 5289 | 0 | 283.01 | 278.01 | 7 | 0
2040 | MISO_W_2_NE | MISO_W | NE | Internal | Summer | B3 | 75 | 5289 | 0 | 268.92 | 263.92 | 7 | 0
2040 | MISO_W_2_NE | MISO_W | NE | Internal | Summer | B4 | 100 | 5289 | 0 | 197.1 | 197.1 | 7 | 0
2040 | MISO_W_2_NE | MISO_W | NE | Internal | Summer | B5 | 200 | 5289 | 0 | 188.38 | 188.38 | 7 | 0
2040 | MISO_W_2_NE | MISO_W | NE | Internal | Summer | B6 | 300 | 5289 | 0 | 180.32 | 175.58 | 7 | 0
2040 | MISO_W_2_NE | MISO_W | NE | Internal | Summer | B7 | 400 | 5289 | 0 | 161.96 | 161.96 | 7 | 0
2040 | MISO_W_2_NE | MISO_W | NE | Internal | Summer | B8 | 500 | 5289 | 0 | 150.06 | 145.06 | 7 | 0
2040 | MISO_W_2_NE | MISO_W | NE | Internal | Summer | B9 | 800 | 5289 | 0 | 150.06 | 145.06 | 7 | 0
2040 | MISO_W_2_NE | MISO_W | NE | Internal | Summer | B10 | 1262 | 5289 | 0 | 92.28 | 80.28 | 7 | 0
2040 | MISO_W_2_NE | MISO_W | NE | Internal | Winter | B16 | 25 | 5289 | 0 | 61.14 | 34.56 | 7 | 0
2040 | MISO_W_2_NE | MISO_W | NE | Internal | Winter | B17 | 100 | 5289 | 0 | 66.5 | 34.56 | 7 | 0
2040 | MISO_W_2_NE | MISO_W | NE | Internal | Winter | B18 | 400 | 5289 | 0 | 153.53 | 141.53 | 7 | 0
2040 | MISO_W_2_NE | MISO_W | NE | Internal | Winter | B19 | 700 | 5289 | 0 | 152.79 | 80.76 | 7 | 0
2040 | MISO_W_2_NE | MISO_W | NE | Internal | Winter | B20 | 935 | 5289 | 0 | 74.96 | 34.56 | 7 | 0
2040 | MISO_W_2_PJM_ROR | MISO_W | PJM_ROR | Internal | Shoulder | B11 | 25 | 13193 | 4671.45 | 161.43 | 163.43 | 2 | 0
2040 | MISO_W_2_PJM_ROR | MISO_W | PJM_ROR | Internal | Shoulder | B12 | 200 | 13193 | 13161.42 | 151.83 | 153.83 | 2 | 0
2040 | MISO_W_2_PJM_ROR | MISO_W | PJM_ROR | Internal | Shoulder | B13 | 600 | 13193 | 13193 | 149.79 | 153.83 | 2 | 2.04
2040 | MISO_W_2_PJM_ROR | MISO_W | PJM_ROR | Internal | Shoulder | B14 | 900 | 13193 | 13193 | 145.32 | 153.83 | 2 | 6.51
2040 | MISO_W_2_PJM_ROR | MISO_W | PJM_ROR | Internal | Shoulder | B15 | 1203 | 13193 | 13193 | 65.89 | 153.83 | 2 | 85.93
2040 | MISO_W_2_PJM_ROR | MISO_W | PJM_ROR | Internal | Summer | B1 | 10 | 13193 | 235.39 | 283.01 | 285.01 | 2 | 0
2040 | MISO_W_2_PJM_ROR | MISO_W | PJM_ROR | Internal | Summer | B2 | 25 | 13193 | 8383.79 | 283.01 | 285.01 | 2 | 0
2040 | MISO_W_2_PJM_ROR | MISO_W | PJM_ROR | Internal | Summer | B3 | 75 | 13193 | 0 | 268.92 | 266.92 | 2 | 0
2040 | MISO_W_2_PJM_ROR | MISO_W | PJM_ROR | Internal | Summer | B4 | 100 | 13193 | 503.92 | 197.1 | 199.1 | 2 | 0
2040 | MISO_W_2_PJM_ROR | MISO_W | PJM_ROR | Internal | Summer | B5 | 200 | 13193 | 277.79 | 188.38 | 190.38 | 2 | 0
2040 | MISO_W_2_PJM_ROR | MISO_W | PJM_ROR | Internal | Summer | B6 | 300 | 13193 | 0 | 180.32 | 178.98 | 2 | 0
2040 | MISO_W_2_PJM_ROR | MISO_W | PJM_ROR | Internal | Summer | B7 | 400 | 13193 | 2081.96 | 161.96 | 163.96 | 2 | 0
2040 | MISO_W_2_PJM_ROR | MISO_W | PJM_ROR | Internal | Summer | B8 | 500 | 13193 | 2533.86 | 150.06 | 152.06 | 2 | 0
2040 | MISO_W_2_PJM_ROR | MISO_W | PJM_ROR | Internal | Summer | B9 | 800 | 13193 | 2968.55 | 150.06 | 152.06 | 2 | 0
2040 | MISO_W_2_PJM_ROR | MISO_W | PJM_ROR | Internal | Summer | B10 | 1262 | 13193 | 13193 | 92.28 | 147.54 | 2 | 53.26
2040 | MISO_W_2_PJM_ROR | MISO_W | PJM_ROR | Internal | Winter | B16 | 25 | 13193 | 13193 | 61.14 | 157.78 | 2 | 94.64
2040 | MISO_W_2_PJM_ROR | MISO_W | PJM_ROR | Internal | Winter | B17 | 100 | 13193 | 13193 | 66.5 | 157.78 | 2 | 89.29
2040 | MISO_W_2_PJM_ROR | MISO_W | PJM_ROR | Internal | Winter | B18 | 400 | 13193 | 13193 | 153.53 | 157.78 | 2 | 2.25
2040 | MISO_W_2_PJM_ROR | MISO_W | PJM_ROR | Internal | Winter | B19 | 700 | 13193 | 13192.99 | 152.79 | 154.95 | 2 | 0.16
2040 | MISO_W_2_PJM_ROR | MISO_W | PJM_ROR | Internal | Winter | B20 | 935 | 13193 | 13193 | 74.96 | 151.28 | 2 | 74.32
2040 | MISO_W_2_SPP_N | MISO_W | SPP_N | Internal | Shoulder | B11 | 25 | 3537 | 0 | 161.43 | 156.44 | 7 | 0
2040 | MISO_W_2_SPP_N | MISO_W | SPP_N | Internal | Shoulder | B12 | 200 | 3537 | 0 | 151.83 | 145.71 | 7 | 0
2040 | MISO_W_2_SPP_N | MISO_W | SPP_N | Internal | Shoulder | B13 | 600 | 3537 | 0 | 149.79 | 114.4 | 7 | 0
2040 | MISO_W_2_SPP_N | MISO_W | SPP_N | Internal | Shoulder | B14 | 900 | 3537 | 0 | 145.32 | 34.56 | 7 | 0
2040 | MISO_W_2_SPP_N | MISO_W | SPP_N | Internal | Shoulder | B15 | 1203 | 3537 | 0 | 65.89 | 34.56 | 7 | 0
2040 | MISO_W_2_SPP_N | MISO_W | SPP_N | Internal | Summer | B1 | 10 | 3537 | 0 | 283.01 | 34.56 | 7 | 0
2040 | MISO_W_2_SPP_N | MISO_W | SPP_N | Internal | Summer | B2 | 25 | 3537 | 0 | 283.01 | 259.8 | 7 | 0
2040 | MISO_W_2_SPP_N | MISO_W | SPP_N | Internal | Summer | B3 | 75 | 3537 | 0 | 268.92 | 263.92 | 7 | 0
2040 | MISO_W_2_SPP_N | MISO_W | SPP_N | Internal | Summer | B4 | 100 | 3537 | 0 | 197.1 | 192.08 | 7 | 0
2040 | MISO_W_2_SPP_N | MISO_W | SPP_N | Internal | Summer | B5 | 200 | 3537 | 0 | 188.38 | 183.36 | 7 | 0
2040 | MISO_W_2_SPP_N | MISO_W | SPP_N | Internal | Summer | B6 | 300 | 3537 | 0 | 180.32 | 175.56 | 7 | 0
2040 | MISO_W_2_SPP_N | MISO_W | SPP_N | Internal | Summer | B7 | 400 | 3537 | 0 | 161.96 | 164.97 | 7 | 0
2040 | MISO_W_2_SPP_N | MISO_W | SPP_N | Internal | Summer | B8 | 500 | 3537 | 0 | 150.06 | 149.98 | 7 | 0
2040 | MISO_W_2_SPP_N | MISO_W | SPP_N | Internal | Summer | B9 | 800 | 3537 | 0 | 150.06 | 149.98 | 7 | 0
2040 | MISO_W_2_SPP_N | MISO_W | SPP_N | Internal | Summer | B10 | 1262 | 3537 | 0 | 92.28 | 80.27 | 7 | 0
2040 | MISO_W_2_SPP_N | MISO_W | SPP_N | Internal | Winter | B16 | 25 | 3537 | 0 | 61.14 | 34.56 | 7 | 0
2040 | MISO_W_2_SPP_N | MISO_W | SPP_N | Internal | Winter | B17 | 100 | 3537 | 0 | 66.5 | 34.56 | 7 | 0
2040 | MISO_W_2_SPP_N | MISO_W | SPP_N | Internal | Winter | B18 | 400 | 3537 | 0 | 153.53 | 141.54 | 7 | 0
2040 | MISO_W_2_SPP_N | MISO_W | SPP_N | Internal | Winter | B19 | 700 | 3537 | 0 | 152.79 | 44.27 | 7 | 0
2040 | MISO_W_2_SPP_N | MISO_W | SPP_N | Internal | Winter | B20 | 935 | 3537 | 0 | 74.96 | 34.56 | 7 | 0
2040 | MISO_WUMS_2_MISO_MI | MISO_WUMS | MISO_MI | Internal | Shoulder | B11 | 25 | 787 | 0.43 | 154.01 | 153.95 | 0.01 | 0
2040 | MISO_WUMS_2_MISO_MI | MISO_WUMS | MISO_MI | Internal | Shoulder | B12 | 200 | 787 | 0.06 | 154.01 | 153.95 | 0.01 | 0
2040 | MISO_WUMS_2_MISO_MI | MISO_WUMS | MISO_MI | Internal | Shoulder | B13 | 600 | 787 | 0 | 154.01 | 151.83 | 0.01 | 0
2040 | MISO_WUMS_2_MISO_MI | MISO_WUMS | MISO_MI | Internal | Shoulder | B14 | 900 | 787 | 0 | 151.83 | 147.89 | 0.01 | 0
2040 | MISO_WUMS_2_MISO_MI | MISO_WUMS | MISO_MI | Internal | Shoulder | B15 | 1203 | 787 | 127.34 | 137.62 | 137.63 | 0.01 | 0
2040 | MISO_WUMS_2_MISO_MI | MISO_WUMS | MISO_MI | Internal | Summer | B1 | 10 | 787 | 787 | 152.21 | 186.15 | 0.01 | 33.93
2040 | MISO_WUMS_2_MISO_MI | MISO_WUMS | MISO_MI | Internal | Summer | B2 | 25 | 787 | 787 | 177.31 | 196.43 | 0.01 | 19.11
2040 | MISO_WUMS_2_MISO_MI | MISO_WUMS | MISO_MI | Internal | Summer | B3 | 75 | 787 | 365.34 | 194.02 | 194.04 | 0.01 | 0
2040 | MISO_WUMS_2_MISO_MI | MISO_WUMS | MISO_MI | Internal | Summer | B4 | 100 | 787 | 786.73 | 177.93 | 177.97 | 0.01 | 0.02
2040 | MISO_WUMS_2_MISO_MI | MISO_WUMS | MISO_MI | Internal | Summer | B5 | 200 | 787 | 0.18 | 177.31 | 177.29 | 0.01 | 0
2040 | MISO_WUMS_2_MISO_MI | MISO_WUMS | MISO_MI | Internal | Summer | B6 | 300 | 787 | 39.67 | 152.76 | 152.77 | 0.01 | 0
2040 | MISO_WUMS_2_MISO_MI | MISO_WUMS | MISO_MI | Internal | Summer | B7 | 400 | 787 | 787 | 152.21 | 152.77 | 0.01 | 0.55
2040 | MISO_WUMS_2_MISO_MI | MISO_WUMS | MISO_MI | Internal | Summer | B8 | 500 | 787 | 786.98 | 152.21 | 152.3 | 0.01 | 0.09
2040 | MISO_WUMS_2_MISO_MI | MISO_WUMS | MISO_MI | Internal | Summer | B9 | 800 | 787 | 0.04 | 152.21 | 152.19 | 0.01 | 0
2040 | MISO_WUMS_2_MISO_MI | MISO_WUMS | MISO_MI | Internal | Summer | B10 | 1262 | 787 | 0.05 | 145.54 | 145.54 | 0.01 | 0
2040 | MISO_WUMS_2_MISO_MI | MISO_WUMS | MISO_MI | Internal | Winter | B16 | 25 | 787 | 360.9 | 155.78 | 155.79 | 0.01 | 0
2040 | MISO_WUMS_2_MISO_MI | MISO_WUMS | MISO_MI | Internal | Winter | B17 | 100 | 787 | 0.03 | 156.95 | 156.72 | 0.01 | 0
2040 | MISO_WUMS_2_MISO_MI | MISO_WUMS | MISO_MI | Internal | Winter | B18 | 400 | 787 | 0 | 157.35 | 155.78 | 0.01 | 0
2040 | MISO_WUMS_2_MISO_MI | MISO_WUMS | MISO_MI | Internal | Winter | B19 | 700 | 787 | 0 | 156.95 | 152.78 | 0.01 | 0
2040 | MISO_WUMS_2_MISO_MI | MISO_WUMS | MISO_MI | Internal | Winter | B20 | 935 | 787 | 0.04 | 132.91 | 132.9 | 0.01 | 0
2040 | MISO_WUMS_2_MISO_W | MISO_WUMS | MISO_W | Internal | Shoulder | B11 | 25 | 1175 | 1175 | 154.01 | 161.43 | 0.01 | 7.41
2040 | MISO_WUMS_2_MISO_W | MISO_WUMS | MISO_W | Internal | Shoulder | B12 | 200 | 1175 | 0 | 154.01 | 151.83 | 0.01 | 0
2040 | MISO_WUMS_2_MISO_W | MISO_WUMS | MISO_W | Internal | Shoulder | B13 | 600 | 1175 | 0 | 154.01 | 149.79 | 0.01 | 0
2040 | MISO_WUMS_2_MISO_W | MISO_WUMS | MISO_W | Internal | Shoulder | B14 | 900 | 1175 | 0 | 151.83 | 145.32 | 0.01 | 0
2040 | MISO_WUMS_2_MISO_W | MISO_WUMS | MISO_W | Internal | Shoulder | B15 | 1203 | 1175 | 0 | 137.62 | 65.89 | 0.01 | 0
2040 | MISO_WUMS_2_MISO_W | MISO_WUMS | MISO_W | Internal | Summer | B1 | 10 | 1175 | 1175 | 152.21 | 283.01 | 0.01 | 130.8
2040 | MISO_WUMS_2_MISO_W | MISO_WUMS | MISO_W | Internal | Summer | B2 | 25 | 1175 | 1175 | 177.31 | 283.01 | 0.01 | 105.7
2040 | MISO_WUMS_2_MISO_W | MISO_WUMS | MISO_W | Internal | Summer | B3 | 75 | 1175 | 1175 | 194.02 | 268.92 | 0.01 | 74.88
2040 | MISO_WUMS_2_MISO_W | MISO_WUMS | MISO_W | Internal | Summer | B4 | 100 | 1175 | 1175 | 177.93 | 197.1 | 0.01 | 19.15
2040 | MISO_WUMS_2_MISO_W | MISO_WUMS | MISO_W | Internal | Summer | B5 | 200 | 1175 | 1175 | 177.31 | 188.38 | 0.01 | 11.06
2040 | MISO_WUMS_2_MISO_W | MISO_WUMS | MISO_W | Internal | Summer | B6 | 300 | 1175 | 1175 | 152.76 | 180.32 | 0.01 | 27.56
2040 | MISO_WUMS_2_MISO_W | MISO_WUMS | MISO_W | Internal | Summer | B7 | 400 | 1175 | 1175 | 152.21 | 161.96 | 0.01 | 9.74
2040 | MISO_WUMS_2_MISO_W | MISO_WUMS | MISO_W | Internal | Summer | B8 | 500 | 1175 | 0 | 152.21 | 150.06 | 0.01 | 0
2040 | MISO_WUMS_2_MISO_W | MISO_WUMS | MISO_W | Internal | Summer | B9 | 800 | 1175 | 0 | 152.21 | 150.06 | 0.01 | 0
2040 | MISO_WUMS_2_MISO_W | MISO_WUMS | MISO_W | Internal | Summer | B10 | 1262 | 1175 | 0 | 145.54 | 92.28 | 0.01 | 0
2040 | MISO_WUMS_2_MISO_W | MISO_WUMS | MISO_W | Internal | Winter | B16 | 25 | 1175 | 0 | 155.78 | 61.14 | 0.01 | 0
2040 | MISO_WUMS_2_MISO_W | MISO_WUMS | MISO_W | Internal | Winter | B17 | 100 | 1175 | 0 | 156.95 | 66.5 | 0.01 | 0
2040 | MISO_WUMS_2_MISO_W | MISO_WUMS | MISO_W | Internal | Winter | B18 | 400 | 1175 | 0 | 157.35 | 153.53 | 0.01 | 0
2040 | MISO_WUMS_2_MISO_W | MISO_WUMS | MISO_W | Internal | Winter | B19 | 700 | 1175 | 0 | 156.95 | 152.79 | 0.01 | 0
2040 | MISO_WUMS_2_MISO_W | MISO_WUMS | MISO_W | Internal | Winter | B20 | 935 | 1175 | 0 | 132.91 | 74.96 | 0.01 | 0
2040 | MISO_WUMS_2_PJM_ROR | MISO_WUMS | PJM_ROR | Internal | Shoulder | B11 | 25 | 1600 | 1600 | 154.01 | 163.43 | 2 | 7.42
2040 | MISO_WUMS_2_PJM_ROR | MISO_WUMS | PJM_ROR | Internal | Shoulder | B12 | 200 | 1600 | 0 | 154.01 | 153.83 | 2 | 0
2040 | MISO_WUMS_2_PJM_ROR | MISO_WUMS | PJM_ROR | Internal | Shoulder | B13 | 600 | 1600 | 0 | 154.01 | 153.83 | 2 | 0
2040 | MISO_WUMS_2_PJM_ROR | MISO_WUMS | PJM_ROR | Internal | Shoulder | B14 | 900 | 1600 | 545.92 | 151.83 | 153.83 | 2 | 0
2040 | MISO_WUMS_2_PJM_ROR | MISO_WUMS | PJM_ROR | Internal | Shoulder | B15 | 1203 | 1600 | 1600 | 137.62 | 153.83 | 2 | 14.2
2040 | MISO_WUMS_2_PJM_ROR | MISO_WUMS | PJM_ROR | Internal | Summer | B1 | 10 | 1600 | 1600 | 152.21 | 285.01 | 2 | 130.81
2040 | MISO_WUMS_2_PJM_ROR | MISO_WUMS | PJM_ROR | Internal | Summer | B2 | 25 | 1600 | 1600 | 177.31 | 285.01 | 2 | 105.71
2040 | MISO_WUMS_2_PJM_ROR | MISO_WUMS | PJM_ROR | Internal | Summer | B3 | 75 | 1600 | 1600 | 194.02 | 266.92 | 2 | 70.89
2040 | MISO_WUMS_2_PJM_ROR | MISO_WUMS | PJM_ROR | Internal | Summer | B4 | 100 | 1600 | 1600 | 177.93 | 199.1 | 2 | 19.16
2040 | MISO_WUMS_2_PJM_ROR | MISO_WUMS | PJM_ROR | Internal | Summer | B5 | 200 | 1600 | 1600 | 177.31 | 190.38 | 2 | 11.07
2040 | MISO_WUMS_2_PJM_ROR | MISO_WUMS | PJM_ROR | Internal | Summer | B6 | 300 | 1600 | 1600 | 152.76 | 178.98 | 2 | 24.23
2040 | MISO_WUMS_2_PJM_ROR | MISO_WUMS | PJM_ROR | Internal | Summer | B7 | 400 | 1600 | 1600 | 152.21 | 163.96 | 2 | 9.75
2040 | MISO_WUMS_2_PJM_ROR | MISO_WUMS | PJM_ROR | Internal | Summer | B8 | 500 | 1600 | 0 | 152.21 | 152.06 | 2 | 0
2040 | MISO_WUMS_2_PJM_ROR | MISO_WUMS | PJM_ROR | Internal | Summer | B9 | 800 | 1600 | 0 | 152.21 | 152.06 | 2 | 0
2040 | MISO_WUMS_2_PJM_ROR | MISO_WUMS | PJM_ROR | Internal | Summer | B10 | 1262 | 1600 | 157.04 | 145.54 | 147.54 | 2 | 0
2040 | MISO_WUMS_2_PJM_ROR | MISO_WUMS | PJM_ROR | Internal | Winter | B16 | 25 | 1600 | 362.84 | 155.78 | 157.78 | 2 | 0
2040 | MISO_WUMS_2_PJM_ROR | MISO_WUMS | PJM_ROR | Internal | Winter | B17 | 100 | 1600 | 0 | 156.95 | 157.78 | 2 | 0
2040 | MISO_WUMS_2_PJM_ROR | MISO_WUMS | PJM_ROR | Internal | Winter | B18 | 400 | 1600 | 0 | 157.35 | 157.78 | 2 | 0
2040 | MISO_WUMS_2_PJM_ROR | MISO_WUMS | PJM_ROR | Internal | Winter | B19 | 700 | 1600 | 0 | 156.95 | 154.95 | 2 | 0
2040 | MISO_WUMS_2_PJM_ROR | MISO_WUMS | PJM_ROR | Internal | Winter | B20 | 935 | 1600 | 1600 | 132.91 | 151.28 | 2 | 16.37
2040 | NE_2_MAPP_US | NE | MAPP_US | Internal | Shoulder | B11 | 25 | 1600 | 0 | 156.43 | 154.43 | 5 | 0
2040 | NE_2_MAPP_US | NE | MAPP_US | Internal | Shoulder | B12 | 200 | 1600 | 0 | 145.72 | 144.83 | 5 | 0
2040 | NE_2_MAPP_US | NE | MAPP_US | Internal | Shoulder | B13 | 600 | 1600 | 1214.78 | 133.38 | 138.38 | 5 | 0
2040 | NE_2_MAPP_US | NE | MAPP_US | Internal | Shoulder | B14 | 900 | 1600 | 1600 | 97.13 | 138.32 | 5 | 36.18
2040 | NE_2_MAPP_US | NE | MAPP_US | Internal | Shoulder | B15 | 1203 | 1600 | 1600 | 34.56 | 72.89 | 5 | 33.33
2040 | NE_2_MAPP_US | NE | MAPP_US | Internal | Summer | B1 | 10 | 1600 | 0 | 283.01 | 276.01 | 5 | 0
2040 | NE_2_MAPP_US | NE | MAPP_US | Internal | Summer | B2 | 25 | 1600 | 0 | 278.01 | 276.01 | 5 | 0
2040 | NE_2_MAPP_US | NE | MAPP_US | Internal | Summer | B3 | 75 | 1600 | 0 | 263.92 | 261.92 | 5 | 0
2040 | NE_2_MAPP_US | NE | MAPP_US | Internal | Summer | B4 | 100 | 1600 | 0 | 197.1 | 190.1 | 5 | 0
2040 | NE_2_MAPP_US | NE | MAPP_US | Internal | Summer | B5 | 200 | 1600 | 0 | 188.38 | 181.38 | 5 | 0
2040 | NE_2_MAPP_US | NE | MAPP_US | Internal | Summer | B6 | 300 | 1600 | 0 | 175.58 | 173.32 | 5 | 0
2040 | NE_2_MAPP_US | NE | MAPP_US | Internal | Summer | B7 | 400 | 1600 | 0 | 161.96 | 154.96 | 5 | 0
2040 | NE_2_MAPP_US | NE | MAPP_US | Internal | Summer | B8 | 500 | 1600 | 0 | 145.06 | 143.06 | 5 | 0
2040 | NE_2_MAPP_US | NE | MAPP_US | Internal | Summer | B9 | 800 | 1600 | 0 | 145.06 | 143.06 | 5 | 0
2040 | NE_2_MAPP_US | NE | MAPP_US | Internal | Summer | B10 | 1262 | 1600 | 417.13 | 80.28 | 85.28 | 5 | 0
2040 | NE_2_MAPP_US | NE | MAPP_US | Internal | Winter | B16 | 25 | 1600 | 1600 | 34.56 | 68.14 | 5 | 28.59
2040 | NE_2_MAPP_US | NE | MAPP_US | Internal | Winter | B17 | 100 | 1600 | 1600 | 34.56 | 73.5 | 5 | 33.94
2040 | NE_2_MAPP_US | NE | MAPP_US | Internal | Winter | B18 | 400 | 1600 | 472.61 | 141.53 | 146.53 | 5 | 0
2040 | NE_2_MAPP_US | NE | MAPP_US | Internal | Winter | B19 | 700 | 1600 | 1600 | 80.76 | 145.79 | 5 | 60.03
2040 | NE_2_MAPP_US | NE | MAPP_US | Internal | Winter | B20 | 935 | 1600 | 1600 | 34.56 | 73.5 | 5 | 33.94
2040 | NE_2_MISO_W | NE | MISO_W | Internal | Shoulder | B11 | 25 | 4089 | 305.62 | 156.43 | 161.43 | 5 | 0
2040 | NE_2_MISO_W | NE | MISO_W | Internal | Shoulder | B12 | 200 | 4089 | 4089 | 145.72 | 151.83 | 5 | 1.1
2040 | NE_2_MISO_W | NE | MISO_W | Internal | Shoulder | B13 | 600 | 4089 | 4089 | 133.38 | 149.79 | 5 | 11.4
2040 | NE_2_MISO_W | NE | MISO_W | Internal | Shoulder | B14 | 900 | 4089 | 4089 | 97.13 | 145.32 | 5 | 43.18
2040 | NE_2_MISO_W | NE | MISO_W | Internal | Shoulder | B15 | 1203 | 4089 | 4089 | 34.56 | 65.89 | 5 | 26.33
2040 | NE_2_MISO_W | NE | MISO_W | Internal | Summer | B1 | 10 | 4089 | 0.02 | 283.01 | 283.01 | 5 | 0
2040 | NE_2_MISO_W | NE | MISO_W | Internal | Summer | B2 | 25 | 4089 | 2331.01 | 278.01 | 283.01 | 5 | 0
2040 | NE_2_MISO_W | NE | MISO_W | Internal | Summer | B3 | 75 | 4089 | 199.09 | 263.92 | 268.92 | 5 | 0
2040 | NE_2_MISO_W | NE | MISO_W | Internal | Summer | B4 | 100 | 4089 | 0 | 197.1 | 197.1 | 5 | 0
2040 | NE_2_MISO_W | NE | MISO_W | Internal | Summer | B5 | 200 | 4089 | 0 | 188.38 | 188.38 | 5 | 0
2040 | NE_2_MISO_W | NE | MISO_W | Internal | Summer | B6 | 300 | 4089 | 0.01 | 175.58 | 180.32 | 5 | 0
2040 | NE_2_MISO_W | NE | MISO_W | Internal | Summer | B7 | 400 | 4089 | 0 | 161.96 | 161.96 | 5 | 0
2040 | NE_2_MISO_W | NE | MISO_W | Internal | Summer | B8 | 500 | 4089 | 73.94 | 145.06 | 150.06 | 5 | 0
2040 | NE_2_MISO_W | NE | MISO_W | Internal | Summer | B9 | 800 | 4089 | 373.37 | 145.06 | 150.06 | 5 | 0
2040 | NE_2_MISO_W | NE | MISO_W | Internal | Summer | B10 | 1262 | 4089 | 4089 | 80.28 | 92.28 | 5 | 7
2040 | NE_2_MISO_W | NE | MISO_W | Internal | Winter | B16 | 25 | 4089 | 4089 | 34.56 | 61.14 | 5 | 21.59
2040 | NE_2_MISO_W | NE | MISO_W | Internal | Winter | B17 | 100 | 4089 | 4089 | 34.56 | 66.5 | 5 | 26.94
2040 | NE_2_MISO_W | NE | MISO_W | Internal | Winter | B18 | 400 | 4089 | 4089 | 141.53 | 153.53 | 5 | 7
2040 | NE_2_MISO_W | NE | MISO_W | Internal | Winter | B19 | 700 | 4089 | 4089 | 80.76 | 152.79 | 5 | 67.03
2040 | NE_2_MISO_W | NE | MISO_W | Internal | Winter | B20 | 935 | 4089 | 4089 | 34.56 | 74.96 | 5 | 35.4
2040 | NE_2_SPP_N | NE | SPP_N | Internal | Shoulder | B11 | 25 | 1960 | 850.42 | 156.43 | 156.44 | 0.01 | 0
2040 | NE_2_SPP_N | NE | SPP_N | Internal | Shoulder | B12 | 200 | 1960 | 0.16 | 145.72 | 145.71 | 0.01 | 0
2040 | NE_2_SPP_N | NE | SPP_N | Internal | Shoulder | B13 | 600 | 1960 | 0 | 133.38 | 114.4 | 0.01 | 0
2040 | NE_2_SPP_N | NE | SPP_N | Internal | Shoulder | B14 | 900 | 1960 | 0 | 97.13 | 34.56 | 0.01 | 0
2040 | NE_2_SPP_N | NE | SPP_N | Internal | Shoulder | B15 | 1203 | 1960 | 0.06 | 34.56 | 34.56 | 0.01 | 0
2040 | NE_2_SPP_N | NE | SPP_N | Internal | Summer | B1 | 10 | 1960 | 0 | 283.01 | 34.56 | 0.01 | 0
2040 | NE_2_SPP_N | NE | SPP_N | Internal | Summer | B2 | 25 | 1960 | 0 | 278.01 | 259.8 | 0.01 | 0
2040 | NE_2_SPP_N | NE | SPP_N | Internal | Summer | B3 | 75 | 1960 | 0.79 | 263.92 | 263.92 | 0.01 | 0
2040 | NE_2_SPP_N | NE | SPP_N | Internal | Summer | B4 | 100 | 1960 | 0 | 197.1 | 192.08 | 0.01 | 0
2040 | NE_2_SPP_N | NE | SPP_N | Internal | Summer | B5 | 200 | 1960 | 0 | 188.38 | 183.36 | 0.01 | 0
2040 | NE_2_SPP_N | NE | SPP_N | Internal | Summer | B6 | 300 | 1960 | 0.12 | 175.58 | 175.56 | 0.01 | 0
2040 | NE_2_SPP_N | NE | SPP_N | Internal | Summer | B7 | 400 | 1960 | 1960 | 161.96 | 164.97 | 0.01 | 3
2040 | NE_2_SPP_N | NE | SPP_N | Internal | Summer | B8 | 500 | 1960 | 1960 | 145.06 | 149.98 | 0.01 | 4.91
2040 | NE_2_SPP_N | NE | SPP_N | Internal | Summer | B9 | 800 | 1960 | 1960 | 145.06 | 149.98 | 0.01 | 4.91
2040 | NE_2_SPP_N | NE | SPP_N | Internal | Summer | B10 | 1262 | 1960 | 0.03 | 80.28 | 80.27 | 0.01 | 0
2040 | NE_2_SPP_N | NE | SPP_N | Internal | Winter | B16 | 25 | 1960 | 2.54 | 34.56 | 34.56 | 0.01 | 0
2040 | NE_2_SPP_N | NE | SPP_N | Internal | Winter | B17 | 100 | 1960 | 0.63 | 34.56 | 34.56 | 0.01 | 0
2040 | NE_2_SPP_N | NE | SPP_N | Internal | Winter | B18 | 400 | 1960 | 1637.05 | 141.53 | 141.54 | 0.01 | 0
2040 | NE_2_SPP_N | NE | SPP_N | Internal | Winter | B19 | 700 | 1960 | 0 | 80.76 | 44.27 | 0.01 | 0
2040 | NE_2_SPP_N | NE | SPP_N | Internal | Winter | B20 | 935 | 1960 | 0.07 | 34.56 | 34.56 | 0.01 | 0
2040 | NEISO_2_NYISO_A-F | NEISO | NYISO_A-F | Internal | Shoulder | B11 | 25 | 600 | 600 | 83.74 | 165.67 | 3 | 78.94
2040 | NEISO_2_NYISO_A-F | NEISO | NYISO_A-F | Internal | Shoulder | B12 | 200 | 600 | 600 | 114.03 | 165.67 | 3 | 48.65
2040 | NEISO_2_NYISO_A-F | NEISO | NYISO_A-F | Internal | Shoulder | B13 | 600 | 600 | 600 | 114.03 | 149.77 | 3 | 32.75
2040 | NEISO_2_NYISO_A-F | NEISO | NYISO_A-F | Internal | Shoulder | B14 | 900 | 600 | 600 | 83.74 | 146.61 | 3 | 59.87
2040 | NEISO_2_NYISO_A-F | NEISO | NYISO_A-F | Internal | Shoulder | B15 | 1203 | 600 | 600 | 83.74 | 146.61 | 3 | 59.87
2040 | NEISO_2_NYISO_A-F | NEISO | NYISO_A-F | Internal | Summer | B1 | 10 | 600 | 37.58 | 183.15 | 186.15 | 3 | 0
2040 | NEISO_2_NYISO_A-F | NEISO | NYISO_A-F | Internal | Summer | B2 | 25 | 600 | 27.83 | 193.43 | 196.43 | 3 | 0
2040 | NEISO_2_NYISO_A-F | NEISO | NYISO_A-F | Internal | Summer | B3 | 75 | 600 | 600 | 184.9 | 199.74 | 3 | 11.84
2040 | NEISO_2_NYISO_A-F | NEISO | NYISO_A-F | Internal | Summer | B4 | 100 | 600 | 600 | 165.94 | 191.11 | 3 | 22.16
2040 | NEISO_2_NYISO_A-F | NEISO | NYISO_A-F | Internal | Summer | B5 | 200 | 600 | 600 | 165.94 | 182.39 | 3 | 13.45
2040 | NEISO_2_NYISO_A-F | NEISO | NYISO_A-F | Internal | Summer | B6 | 300 | 600 | 600 | 165.94 | 170.99 | 3 | 2.05
2040 | NEISO_2_NYISO_A-F | NEISO | NYISO_A-F | Internal | Summer | B7 | 400 | 600 | 0 | 165.94 | 168.67 | 3 | 0
2040 | NEISO_2_NYISO_A-F | NEISO | NYISO_A-F | Internal | Summer | B8 | 500 | 600 | 0 | 165.94 | 158.07 | 3 | 0
2040 | NEISO_2_NYISO_A-F | NEISO | NYISO_A-F | Internal | Summer | B9 | 800 | 600 | 0.08 | 142.55 | 145.54 | 3 | 0
2040 | NEISO_2_NYISO_A-F | NEISO | NYISO_A-F | Internal | Summer | B10 | 1262 | 600 | 130.61 | 142.54 | 145.54 | 3 | 0
2040 | NEISO_2_NYISO_A-F | NEISO | NYISO_A-F | Internal | Winter | B16 | 25 | 600 | 600 | 84.91 | 172.55 | 3 | 84.63
2040 | NEISO_2_NYISO_A-F | NEISO | NYISO_A-F | Internal | Winter | B17 | 100 | 600 | 600 | 115.59 | 169.84 | 3 | 51.25
2040 | NEISO_2_NYISO_A-F | NEISO | NYISO_A-F | Internal | Winter | B18 | 400 | 600 | 600 | 115.59 | 149.79 | 3 | 31.2
2040 | NEISO_2_NYISO_A-F | NEISO | NYISO_A-F | Internal | Winter | B19 | 700 | 600 | 600 | 84.91 | 146.96 | 3 | 59.05
2040 | NEISO_2_NYISO_A-F | NEISO | NYISO_A-F | Internal | Winter | B20 | 935 | 600 | 600 | 84.91 | 146.7 | 3 | 58.78
2040 | NEISO_2_NYISO_G-I | NEISO | NYISO_G-I | Internal | Shoulder | B11 | 25 | 600 | 600 | 83.74 | 165.69 | 3 | 78.95
2040 | NEISO_2_NYISO_G-I | NEISO | NYISO_G-I | Internal | Shoulder | B12 | 200 | 600 | 600 | 114.03 | 165.69 | 3 | 48.66
2040 | NEISO_2_NYISO_G-I | NEISO | NYISO_G-I | Internal | Shoulder | B13 | 600 | 600 | 600 | 114.03 | 149.79 | 3 | 32.76
2040 | NEISO_2_NYISO_G-I | NEISO | NYISO_G-I | Internal | Shoulder | B14 | 900 | 600 | 600 | 83.74 | 146.63 | 3 | 59.89
2040 | NEISO_2_NYISO_G-I | NEISO | NYISO_G-I | Internal | Shoulder | B15 | 1203 | 600 | 600 | 83.74 | 146.63 | 3 | 59.89
2040 | NEISO_2_NYISO_G-I | NEISO | NYISO_G-I | Internal | Summer | B1 | 10 | 600 | 600 | 183.15 | 277.02 | 3 | 90.87
2040 | NEISO_2_NYISO_G-I | NEISO | NYISO_G-I | Internal | Summer | B2 | 25 | 600 | 600 | 193.43 | 239.1 | 3 | 42.67
2040 | NEISO_2_NYISO_G-I | NEISO | NYISO_G-I | Internal | Summer | B3 | 75 | 600 | 600 | 184.9 | 199.75 | 3 | 11.85
2040 | NEISO_2_NYISO_G-I | NEISO | NYISO_G-I | Internal | Summer | B4 | 100 | 600 | 600 | 165.94 | 191.12 | 3 | 22.18
2040 | NEISO_2_NYISO_G-I | NEISO | NYISO_G-I | Internal | Summer | B5 | 200 | 600 | 600 | 165.94 | 182.4 | 3 | 13.46
2040 | NEISO_2_NYISO_G-I | NEISO | NYISO_G-I | Internal | Summer | B6 | 300 | 600 | 600 | 165.94 | 171.01 | 3 | 2.06
2040 | NEISO_2_NYISO_G-I | NEISO | NYISO_G-I | Internal | Summer | B7 | 400 | 600 | 0 | 165.94 | 168.69 | 3 | 0
2040 | NEISO_2_NYISO_G-I | NEISO | NYISO_G-I | Internal | Summer | B8 | 500 | 600 | 0 | 165.94 | 158.08 | 3 | 0
2040 | NEISO_2_NYISO_G-I | NEISO | NYISO_G-I | Internal | Summer | B9 | 800 | 600 | 141.5 | 142.55 | 145.55 | 3 | 0
2040 | NEISO_2_NYISO_G-I | NEISO | NYISO_G-I | Internal | Summer | B10 | 1262 | 600 | 500.26 | 142.54 | 145.54 | 3 | 0
2040 | NEISO_2_NYISO_G-I | NEISO | NYISO_G-I | Internal | Winter | B16 | 25 | 600 | 600 | 84.91 | 172.56 | 3 | 84.65
2040 | NEISO_2_NYISO_G-I | NEISO | NYISO_G-I | Internal | Winter | B17 | 100 | 600 | 600 | 115.59 | 172.07 | 3 | 53.48
2040 | NEISO_2_NYISO_G-I | NEISO | NYISO_G-I | Internal | Winter | B18 | 400 | 600 | 600 | 115.59 | 149.81 | 3 | 31.21
2040 | NEISO_2_NYISO_G-I | NEISO | NYISO_G-I | Internal | Winter | B19 | 700 | 600 | 600 | 84.91 | 146.97 | 3 | 59.06
2040 | NEISO_2_NYISO_G-I | NEISO | NYISO_G-I | Internal | Winter | B20 | 935 | 600 | 600 | 84.91 | 146.71 | 3 | 58.79
2040 | NEISO_2_NYISO_J-K | NEISO | NYISO_J-K | Internal | Shoulder | B11 | 25 | 745 | 745 | 83.74 | 170.76 | 3 | 84.02
2040 | NEISO_2_NYISO_J-K | NEISO | NYISO_J-K | Internal | Shoulder | B12 | 200 | 745 | 745 | 114.03 | 170.76 | 3 | 53.73
2040 | NEISO_2_NYISO_J-K | NEISO | NYISO_J-K | Internal | Shoulder | B13 | 600 | 745 | 745 | 114.03 | 158.2 | 3 | 41.17
2040 | NEISO_2_NYISO_J-K | NEISO | NYISO_J-K | Internal | Shoulder | B14 | 900 | 745 | 745 | 83.74 | 146.64 | 3 | 59.9
2040 | NEISO_2_NYISO_J-K | NEISO | NYISO_J-K | Internal | Shoulder | B15 | 1203 | 745 | 745 | 83.74 | 146.64 | 3 | 59.9
2040 | NEISO_2_NYISO_J-K | NEISO | NYISO_J-K | Internal | Summer | B1 | 10 | 745 | 745 | 183.15 | 277.04 | 3 | 90.89
2040 | NEISO_2_NYISO_J-K | NEISO | NYISO_J-K | Internal | Summer | B2 | 25 | 745 | 745 | 193.43 | 239.11 | 3 | 42.68
2040 | NEISO_2_NYISO_J-K | NEISO | NYISO_J-K | Internal | Summer | B3 | 75 | 745 | 745 | 184.9 | 239.11 | 3 | 51.21
2040 | NEISO_2_NYISO_J-K | NEISO | NYISO_J-K | Internal | Summer | B4 | 100 | 745 | 745 | 165.94 | 235.08 | 3 | 66.14
2040 | NEISO_2_NYISO_J-K | NEISO | NYISO_J-K | Internal | Summer | B5 | 200 | 745 | 745 | 165.94 | 235.08 | 3 | 66.14
2040 | NEISO_2_NYISO_J-K | NEISO | NYISO_J-K | Internal | Summer | B6 | 300 | 745 | 745 | 165.94 | 177.75 | 3 | 8.81
2040 | NEISO_2_NYISO_J-K | NEISO | NYISO_J-K | Internal | Summer | B7 | 400 | 745 | 437.24 | 165.94 | 168.94 | 3 | 0
2040 | NEISO_2_NYISO_J-K | NEISO | NYISO_J-K | Internal | Summer | B8 | 500 | 745 | 0 | 165.94 | 166.74 | 3 | 0
2040 | NEISO_2_NYISO_J-K | NEISO | NYISO_J-K | Internal | Summer | B9 | 800 | 745 | 744.92 | 142.55 | 145.56 | 3 | 0.01
2040 | NEISO_2_NYISO_J-K | NEISO | NYISO_J-K | Internal | Summer | B10 | 1262 | 745 | 744.95 | 142.54 | 145.55 | 3 | 0.01
2040 | NEISO_2_NYISO_J-K | NEISO | NYISO_J-K | Internal | Winter | B16 | 25 | 745 | 745 | 84.91 | 184.74 | 3 | 96.83
2040 | NEISO_2_NYISO_J-K | NEISO | NYISO_J-K | Internal | Winter | B17 | 100 | 745 | 745 | 115.59 | 184.74 | 3 | 66.15
2040 | NEISO_2_NYISO_J-K | NEISO | NYISO_J-K | Internal | Winter | B18 | 400 | 745 | 745 | 115.59 | 173.14 | 3 | 54.55
2040 | NEISO_2_NYISO_J-K | NEISO | NYISO_J-K | Internal | Winter | B19 | 700 | 745 | 745 | 84.91 | 158.53 | 3 | 70.62
2040 | NEISO_2_NYISO_J-K | NEISO | NYISO_J-K | Internal | Winter | B20 | 935 | 745 | 745 | 84.91 | 158.53 | 3 | 70.62
2040 | NonRTO_Midwest_2_MISO_IN | NonRTO_Midwest | MISO_IN | Internal | Shoulder | B11 | 25 | 4450 | 0 | 161.88 | 153.88 | 8 | 0
2040 | NonRTO_Midwest_2_MISO_IN | NonRTO_Midwest | MISO_IN | Internal | Shoulder | B12 | 200 | 4450 | 0 | 157.66 | 150.7 | 8 | 0
2040 | NonRTO_Midwest_2_MISO_IN | NonRTO_Midwest | MISO_IN | Internal | Shoulder | B13 | 600 | 4450 | 0 | 157.66 | 149.79 | 8 | 0
2040 | NonRTO_Midwest_2_MISO_IN | NonRTO_Midwest | MISO_IN | Internal | Shoulder | B14 | 900 | 4450 | 0 | 153.32 | 145.32 | 8 | 0
2040 | NonRTO_Midwest_2_MISO_IN | NonRTO_Midwest | MISO_IN | Internal | Shoulder | B15 | 1203 | 4450 | 0 | 143.88 | 129.04 | 8 | 0
2040 | NonRTO_Midwest_2_MISO_IN | NonRTO_Midwest | MISO_IN | Internal | Summer | B1 | 10 | 4450 | 0 | 160.29 | 152.29 | 8 | 0
2040 | NonRTO_Midwest_2_MISO_IN | NonRTO_Midwest | MISO_IN | Internal | Summer | B2 | 25 | 4450 | 0 | 204.42 | 196.42 | 8 | 0
2040 | NonRTO_Midwest_2_MISO_IN | NonRTO_Midwest | MISO_IN | Internal | Summer | B3 | 75 | 4450 | 0 | 202.02 | 194.02 | 8 | 0
2040 | NonRTO_Midwest_2_MISO_IN | NonRTO_Midwest | MISO_IN | Internal | Summer | B4 | 100 | 4450 | 0 | 185.41 | 177.41 | 8 | 0
2040 | NonRTO_Midwest_2_MISO_IN | NonRTO_Midwest | MISO_IN | Internal | Summer | B5 | 200 | 4450 | 0 | 174.32 | 166.32 | 8 | 0
2040 | NonRTO_Midwest_2_MISO_IN | NonRTO_Midwest | MISO_IN | Internal | Summer | B6 | 300 | 4450 | 0 | 160.29 | 152.29 | 8 | 0
2040 | NonRTO_Midwest_2_MISO_IN | NonRTO_Midwest | MISO_IN | Internal | Summer | B7 | 400 | 4450 | 0 | 156.1 | 152.29 | 8 | 0
2040 | NonRTO_Midwest_2_MISO_IN | NonRTO_Midwest | MISO_IN | Internal | Summer | B8 | 500 | 4450 | 0 | 156.1 | 152.29 | 8 | 0
2040 | NonRTO_Midwest_2_MISO_IN | NonRTO_Midwest | MISO_IN | Internal | Summer | B9 | 800 | 4450 | 0 | 156.1 | 152.18 | 8 | 0
2040 | NonRTO_Midwest_2_MISO_IN | NonRTO_Midwest | MISO_IN | Internal | Summer | B10 | 1262 | 4450 | 0 | 153.53 | 145.53 | 8 | 0
2040 | NonRTO_Midwest_2_MISO_IN | NonRTO_Midwest | MISO_IN | Internal | Winter | B16 | 25 | 4450 | 0 | 161.53 | 150.5 | 8 | 0
2040 | NonRTO_Midwest_2_MISO_IN | NonRTO_Midwest | MISO_IN | Internal | Winter | B17 | 100 | 4450 | 0 | 161.53 | 153.53 | 8 | 0
2040 | NonRTO_Midwest_2_MISO_IN | NonRTO_Midwest | MISO_IN | Internal | Winter | B18 | 400 | 4450 | 0 | 161.53 | 153.53 | 8 | 0
2040 | NonRTO_Midwest_2_MISO_IN | NonRTO_Midwest | MISO_IN | Internal | Winter | B19 | 700 | 4450 | 0 | 160.77 | 152.77 | 8 | 0
2040 | NonRTO_Midwest_2_MISO_IN | NonRTO_Midwest | MISO_IN | Internal | Winter | B20 | 935 | 4450 | 0 | 140.3 | 74.99 | 8 | 0
2040 | NonRTO_Midwest_2_TVA_Transmission | NonRTO_Midwest | TVA_Transmission | Internal | Shoulder | B11 | 25 | 2400 | 0.01 | 161.88 | 167.42 | 8 | 0
2040 | NonRTO_Midwest_2_TVA_Transmission | NonRTO_Midwest | TVA_Transmission | Internal | Shoulder | B12 | 200 | 2400 | 0 | 157.66 | 158.08 | 8 | 0
2040 | NonRTO_Midwest_2_TVA_Transmission | NonRTO_Midwest | TVA_Transmission | Internal | Shoulder | B13 | 600 | 2400 | 0 | 157.66 | 157.8 | 8 | 0
2040 | NonRTO_Midwest_2_TVA_Transmission | NonRTO_Midwest | TVA_Transmission | Internal | Shoulder | B14 | 900 | 2400 | 0 | 153.32 | 157.8 | 8 | 0
2040 | NonRTO_Midwest_2_TVA_Transmission | NonRTO_Midwest | TVA_Transmission | Internal | Shoulder | B15 | 1203 | 2400 | 1400.5 | 143.88 | 151.88 | 8 | 0
2040 | NonRTO_Midwest_2_TVA_Transmission | NonRTO_Midwest | TVA_Transmission | Internal | Summer | B1 | 10 | 2400 | 2400 | 160.29 | 287.8 | 8 | 119.51
2040 | NonRTO_Midwest_2_TVA_Transmission | NonRTO_Midwest | TVA_Transmission | Internal | Summer | B2 | 25 | 2400 | 2400 | 204.42 | 280.8 | 8 | 68.38
2040 | NonRTO_Midwest_2_TVA_Transmission | NonRTO_Midwest | TVA_Transmission | Internal | Summer | B3 | 75 | 2400 | 2400 | 202.02 | 267.92 | 8 | 57.89
2040 | NonRTO_Midwest_2_TVA_Transmission | NonRTO_Midwest | TVA_Transmission | Internal | Summer | B4 | 100 | 2400 | 0.01 | 185.41 | 192.5 | 8 | 0
2040 | NonRTO_Midwest_2_TVA_Transmission | NonRTO_Midwest | TVA_Transmission | Internal | Summer | B5 | 200 | 2400 | 1463.61 | 174.32 | 182.32 | 8 | 0
2040 | NonRTO_Midwest_2_TVA_Transmission | NonRTO_Midwest | TVA_Transmission | Internal | Summer | B6 | 300 | 2400 | 2400 | 160.29 | 171.56 | 8 | 3.27
2040 | NonRTO_Midwest_2_TVA_Transmission | NonRTO_Midwest | TVA_Transmission | Internal | Summer | B7 | 400 | 2400 | 0.01 | 156.1 | 163.96 | 8 | 0
2040 | NonRTO_Midwest_2_TVA_Transmission | NonRTO_Midwest | TVA_Transmission | Internal | Summer | B8 | 500 | 2400 | 0 | 156.1 | 157.16 | 8 | 0
2040 | NonRTO_Midwest_2_TVA_Transmission | NonRTO_Midwest | TVA_Transmission | Internal | Summer | B9 | 800 | 2400 | 0 | 156.1 | 157.16 | 8 | 0
2040 | NonRTO_Midwest_2_TVA_Transmission | NonRTO_Midwest | TVA_Transmission | Internal | Summer | B10 | 1262 | 2400 | 0 | 153.53 | 138.54 | 8 | 0
2040 | NonRTO_Midwest_2_TVA_Transmission | NonRTO_Midwest | TVA_Transmission | Internal | Winter | B16 | 25 | 2400 | 0.01 | 161.53 | 166.51 | 8 | 0
2040 | NonRTO_Midwest_2_TVA_Transmission | NonRTO_Midwest | TVA_Transmission | Internal | Winter | B17 | 100 | 2400 | 0 | 161.53 | 160.78 | 8 | 0
2040 | NonRTO_Midwest_2_TVA_Transmission | NonRTO_Midwest | TVA_Transmission | Internal | Winter | B18 | 400 | 2400 | 0 | 161.53 | 160.78 | 8 | 0
2040 | NonRTO_Midwest_2_TVA_Transmission | NonRTO_Midwest | TVA_Transmission | Internal | Winter | B19 | 700 | 2400 | 0 | 160.77 | 160.78 | 8 | 0
2040 | NonRTO_Midwest_2_TVA_Transmission | NonRTO_Midwest | TVA_Transmission | Internal | Winter | B20 | 935 | 2400 | 2049.61 | 140.3 | 148.3 | 8 | 0
2040 | NYISO_A-F_2_IESO | NYISO_A-F | IESO | Internal | Shoulder | B11 | 25 | 1600 | 0 | 165.67 | 158.67 | 7 | 0
2040 | NYISO_A-F_2_IESO | NYISO_A-F | IESO | Internal | Shoulder | B12 | 200 | 1600 | 0 | 165.67 | 146.95 | 7 | 0
2040 | NYISO_A-F_2_IESO | NYISO_A-F | IESO | Internal | Shoulder | B13 | 600 | 1600 | 0 | 149.77 | 142.77 | 7 | 0
2040 | NYISO_A-F_2_IESO | NYISO_A-F | IESO | Internal | Shoulder | B14 | 900 | 1600 | 0 | 146.61 | 139.61 | 7 | 0
2040 | NYISO_A-F_2_IESO | NYISO_A-F | IESO | Internal | Shoulder | B15 | 1203 | 1600 | 0 | 146.61 | 139.61 | 7 | 0
2040 | NYISO_A-F_2_IESO | NYISO_A-F | IESO | Internal | Summer | B1 | 10 | 1600 | 0 | 186.15 | 179.15 | 7 | 0
2040 | NYISO_A-F_2_IESO | NYISO_A-F | IESO | Internal | Summer | B2 | 25 | 1600 | 0 | 196.43 | 189.43 | 7 | 0
2040 | NYISO_A-F_2_IESO | NYISO_A-F | IESO | Internal | Summer | B3 | 75 | 1600 | 0 | 199.74 | 192.74 | 7 | 0
2040 | NYISO_A-F_2_IESO | NYISO_A-F | IESO | Internal | Summer | B4 | 100 | 1600 | 0 | 191.11 | 184.11 | 7 | 0
2040 | NYISO_A-F_2_IESO | NYISO_A-F | IESO | Internal | Summer | B5 | 200 | 1600 | 0 | 182.39 | 170.29 | 7 | 0
2040 | NYISO_A-F_2_IESO | NYISO_A-F | IESO | Internal | Summer | B6 | 300 | 1600 | 0 | 170.99 | 160.77 | 7 | 0
2040 | NYISO_A-F_2_IESO | NYISO_A-F | IESO | Internal | Summer | B7 | 400 | 1600 | 0 | 168.67 | 145.77 | 7 | 0
2040 | NYISO_A-F_2_IESO | NYISO_A-F | IESO | Internal | Summer | B8 | 500 | 1600 | 0 | 158.07 | 145.3 | 7 | 0
2040 | NYISO_A-F_2_IESO | NYISO_A-F | IESO | Internal | Summer | B9 | 800 | 1600 | 0 | 145.54 | 138.54 | 7 | 0
2040 | NYISO_A-F_2_IESO | NYISO_A-F | IESO | Internal | Summer | B10 | 1262 | 1600 | 0 | 145.54 | 138.54 | 7 | 0
2040 | NYISO_A-F_2_IESO | NYISO_A-F | IESO | Internal | Winter | B16 | 25 | 1600 | 0 | 172.55 | 148.79 | 7 | 0
2040 | NYISO_A-F_2_IESO | NYISO_A-F | IESO | Internal | Winter | B17 | 100 | 1600 | 0 | 169.84 | 149.72 | 7 | 0
2040 | NYISO_A-F_2_IESO | NYISO_A-F | IESO | Internal | Winter | B18 | 400 | 1600 | 0 | 149.79 | 142.79 | 7 | 0
2040 | NYISO_A-F_2_IESO | NYISO_A-F | IESO | Internal | Winter | B19 | 700 | 1600 | 0 | 146.96 | 139.96 | 7 | 0
2040 | NYISO_A-F_2_IESO | NYISO_A-F | IESO | Internal | Winter | B20 | 935 | 1600 | 0 | 146.7 | 139.7 | 7 | 0
2040 | NYISO_A-F_2_NEISO | NYISO_A-F | NEISO | Internal | Shoulder | B11 | 25 | 600 | 0 | 165.67 | 83.74 | 3 | 0
2040 | NYISO_A-F_2_NEISO | NYISO_A-F | NEISO | Internal | Shoulder | B12 | 200 | 600 | 0 | 165.67 | 114.03 | 3 | 0
2040 | NYISO_A-F_2_NEISO | NYISO_A-F | NEISO | Internal | Shoulder | B13 | 600 | 600 | 0 | 149.77 | 114.03 | 3 | 0
2040 | NYISO_A-F_2_NEISO | NYISO_A-F | NEISO | Internal | Shoulder | B14 | 900 | 600 | 0 | 146.61 | 83.74 | 3 | 0
2040 | NYISO_A-F_2_NEISO | NYISO_A-F | NEISO | Internal | Shoulder | B15 | 1203 | 600 | 0 | 146.61 | 83.74 | 3 | 0
2040 | NYISO_A-F_2_NEISO | NYISO_A-F | NEISO | Internal | Summer | B1 | 10 | 600 | 0.01 | 186.15 | 183.15 | 3 | 0
2040 | NYISO_A-F_2_NEISO | NYISO_A-F | NEISO | Internal | Summer | B2 | 25 | 600 | 0 | 196.43 | 193.43 | 3 | 0
2040 | NYISO_A-F_2_NEISO | NYISO_A-F | NEISO | Internal | Summer | B3 | 75 | 600 | 0 | 199.74 | 184.9 | 3 | 0
2040 | NYISO_A-F_2_NEISO | NYISO_A-F | NEISO | Internal | Summer | B4 | 100 | 600 | 0 | 191.11 | 165.94 | 3 | 0
2040 | NYISO_A-F_2_NEISO | NYISO_A-F | NEISO | Internal | Summer | B5 | 200 | 600 | 0 | 182.39 | 165.94 | 3 | 0
2040 | NYISO_A-F_2_NEISO | NYISO_A-F | NEISO | Internal | Summer | B6 | 300 | 600 | 0 | 170.99 | 165.94 | 3 | 0
2040 | NYISO_A-F_2_NEISO | NYISO_A-F | NEISO | Internal | Summer | B7 | 400 | 600 | 0 | 168.67 | 165.94 | 3 | 0
2040 | NYISO_A-F_2_NEISO | NYISO_A-F | NEISO | Internal | Summer | B8 | 500 | 600 | 600 | 158.07 | 165.94 | 3 | 4.88
2040 | NYISO_A-F_2_NEISO | NYISO_A-F | NEISO | Internal | Summer | B9 | 800 | 600 | 0 | 145.54 | 142.55 | 3 | 0
2040 | NYISO_A-F_2_NEISO | NYISO_A-F | NEISO | Internal | Summer | B10 | 1262 | 600 | 0 | 145.54 | 142.54 | 3 | 0
2040 | NYISO_A-F_2_NEISO | NYISO_A-F | NEISO | Internal | Winter | B16 | 25 | 600 | 0 | 172.55 | 84.91 | 3 | 0
2040 | NYISO_A-F_2_NEISO | NYISO_A-F | NEISO | Internal | Winter | B17 | 100 | 600 | 0 | 169.84 | 115.59 | 3 | 0
2040 | NYISO_A-F_2_NEISO | NYISO_A-F | NEISO | Internal | Winter | B18 | 400 | 600 | 0 | 149.79 | 115.59 | 3 | 0
2040 | NYISO_A-F_2_NEISO | NYISO_A-F | NEISO | Internal | Winter | B19 | 700 | 600 | 0 | 146.96 | 84.91 | 3 | 0
2040 | NYISO_A-F_2_NEISO | NYISO_A-F | NEISO | Internal | Winter | B20 | 935 | 600 | 0 | 146.7 | 84.91 | 3 | 0
2040 | NYISO_A-F_2_NYISO_G-I | NYISO_A-F | NYISO_G-I | Internal | Shoulder | B11 | 25 | 5685 | 5419.48 | 165.67 | 165.69 | 0.01 | 0
2040 | NYISO_A-F_2_NYISO_G-I | NYISO_A-F | NYISO_G-I | Internal | Shoulder | B12 | 200 | 5685 | 5242.86 | 165.67 | 165.69 | 0.01 | 0
2040 | NYISO_A-F_2_NYISO_G-I | NYISO_A-F | NYISO_G-I | Internal | Shoulder | B13 | 600 | 5685 | 4876.79 | 149.77 | 149.79 | 0.01 | 0
2040 | NYISO_A-F_2_NYISO_G-I | NYISO_A-F | NYISO_G-I | Internal | Shoulder | B14 | 900 | 5685 | 4924.58 | 146.61 | 146.63 | 0.01 | 0
2040 | NYISO_A-F_2_NYISO_G-I | NYISO_A-F | NYISO_G-I | Internal | Shoulder | B15 | 1203 | 5685 | 3593.8 | 146.61 | 146.63 | 0.01 | 0
2040 | NYISO_A-F_2_NYISO_G-I | NYISO_A-F | NYISO_G-I | Internal | Summer | B1 | 10 | 5685 | 5685 | 186.15 | 277.02 | 0.01 | 90.87
2040 | NYISO_A-F_2_NYISO_G-I | NYISO_A-F | NYISO_G-I | Internal | Summer | B2 | 25 | 5685 | 5685 | 196.43 | 239.1 | 0.01 | 42.65
2040 | NYISO_A-F_2_NYISO_G-I | NYISO_A-F | NYISO_G-I | Internal | Summer | B3 | 75 | 5685 | 5479.03 | 199.74 | 199.75 | 0.01 | 0
2040 | NYISO_A-F_2_NYISO_G-I | NYISO_A-F | NYISO_G-I | Internal | Summer | B4 | 100 | 5685 | 4774.47 | 191.11 | 191.12 | 0.01 | 0
2040 | NYISO_A-F_2_NYISO_G-I | NYISO_A-F | NYISO_G-I | Internal | Summer | B5 | 200 | 5685 | 4587.64 | 182.39 | 182.4 | 0.01 | 0
2040 | NYISO_A-F_2_NYISO_G-I | NYISO_A-F | NYISO_G-I | Internal | Summer | B6 | 300 | 5685 | 3752.41 | 170.99 | 171.01 | 0.01 | 0
2040 | NYISO_A-F_2_NYISO_G-I | NYISO_A-F | NYISO_G-I | Internal | Summer | B7 | 400 | 5685 | 3570.31 | 168.67 | 168.69 | 0.01 | 0
2040 | NYISO_A-F_2_NYISO_G-I | NYISO_A-F | NYISO_G-I | Internal | Summer | B8 | 500 | 5685 | 4736.69 | 158.07 | 158.08 | 0.01 | 0
2040 | NYISO_A-F_2_NYISO_G-I | NYISO_A-F | NYISO_G-I | Internal | Summer | B9 | 800 | 5685 | 3526.44 | 145.54 | 145.55 | 0.01 | 0
2040 | NYISO_A-F_2_NYISO_G-I | NYISO_A-F | NYISO_G-I | Internal | Summer | B10 | 1262 | 5685 | 0.06 | 145.54 | 145.54 | 0.01 | 0
2040 | NYISO_A-F_2_NYISO_G-I | NYISO_A-F | NYISO_G-I | Internal | Winter | B16 | 25 | 5685 | 5634.63 | 172.55 | 172.56 | 0.01 | 0
2040 | NYISO_A-F_2_NYISO_G-I | NYISO_A-F | NYISO_G-I | Internal | Winter | B17 | 100 | 5685 | 5685 | 169.84 | 172.07 | 0.01 | 2.22
2040 | NYISO_A-F_2_NYISO_G-I | NYISO_A-F | NYISO_G-I | Internal | Winter | B18 | 400 | 5685 | 5575.72 | 149.79 | 149.81 | 0.01 | 0
2040 | NYISO_A-F_2_NYISO_G-I | NYISO_A-F | NYISO_G-I | Internal | Winter | B19 | 700 | 5685 | 5497.12 | 146.96 | 146.97 | 0.01 | 0
2040 | NYISO_A-F_2_NYISO_G-I | NYISO_A-F | NYISO_G-I | Internal | Winter | B20 | 935 | 5685 | 4509.31 | 146.7 | 146.71 | 0.01 | 0
2040 | NYISO_A-F_2_PJM_ROM | NYISO_A-F | PJM_ROM | Internal | Shoulder | B11 | 25 | 1000 | 632.36 | 165.67 | 173.67 | 8 | 0
2040 | NYISO_A-F_2_PJM_ROM | NYISO_A-F | PJM_ROM | Internal | Shoulder | B12 | 200 | 1000 | 264.12 | 165.67 | 173.67 | 8 | 0
2040 | NYISO_A-F_2_PJM_ROM | NYISO_A-F | PJM_ROM | Internal | Shoulder | B13 | 600 | 1000 | 0 | 149.77 | 153.84 | 8 | 0
2040 | NYISO_A-F_2_PJM_ROM | NYISO_A-F | PJM_ROM | Internal | Shoulder | B14 | 900 | 1000 | 0 | 146.61 | 153.84 | 8 | 0
2040 | NYISO_A-F_2_PJM_ROM | NYISO_A-F | PJM_ROM | Internal | Shoulder | B15 | 1203 | 1000 | 0 | 146.61 | 153.84 | 8 | 0
2040 | NYISO_A-F_2_PJM_ROM | NYISO_A-F | PJM_ROM | Internal | Summer | B1 | 10 | 1000 | 1000 | 186.15 | 285.03 | 8 | 90.88
2040 | NYISO_A-F_2_PJM_ROM | NYISO_A-F | PJM_ROM | Internal | Summer | B2 | 25 | 1000 | 1000 | 196.43 | 285.02 | 8 | 80.6
2040 | NYISO_A-F_2_PJM_ROM | NYISO_A-F | PJM_ROM | Internal | Summer | B3 | 75 | 1000 | 1000 | 199.74 | 266.9 | 8 | 59.16
2040 | NYISO_A-F_2_PJM_ROM | NYISO_A-F | PJM_ROM | Internal | Summer | B4 | 100 | 1000 | 719.65 | 191.11 | 199.11 | 8 | 0
2040 | NYISO_A-F_2_PJM_ROM | NYISO_A-F | PJM_ROM | Internal | Summer | B5 | 200 | 1000 | 726.52 | 182.39 | 190.39 | 8 | 0
2040 | NYISO_A-F_2_PJM_ROM | NYISO_A-F | PJM_ROM | Internal | Summer | B6 | 300 | 1000 | 392.05 | 170.99 | 178.99 | 8 | 0
2040 | NYISO_A-F_2_PJM_ROM | NYISO_A-F | PJM_ROM | Internal | Summer | B7 | 400 | 1000 | 0 | 168.67 | 163.97 | 8 | 0
2040 | NYISO_A-F_2_PJM_ROM | NYISO_A-F | PJM_ROM | Internal | Summer | B8 | 500 | 1000 | 0 | 158.07 | 152.07 | 8 | 0
2040 | NYISO_A-F_2_PJM_ROM | NYISO_A-F | PJM_ROM | Internal | Summer | B9 | 800 | 1000 | 0 | 145.54 | 152.07 | 8 | 0
2040 | NYISO_A-F_2_PJM_ROM | NYISO_A-F | PJM_ROM | Internal | Summer | B10 | 1262 | 1000 | 0 | 145.54 | 147.53 | 8 | 0
2040 | NYISO_A-F_2_PJM_ROM | NYISO_A-F | PJM_ROM | Internal | Winter | B16 | 25 | 1000 | 941.73 | 172.55 | 180.55 | 8 | 0
2040 | NYISO_A-F_2_PJM_ROM | NYISO_A-F | PJM_ROM | Internal | Winter | B17 | 100 | 1000 | 1000 | 169.84 | 180.06 | 8 | 2.22
2040 | NYISO_A-F_2_PJM_ROM | NYISO_A-F | PJM_ROM | Internal | Winter | B18 | 400 | 1000 | 810.35 | 149.79 | 157.79 | 8 | 0
2040 | NYISO_A-F_2_PJM_ROM | NYISO_A-F | PJM_ROM | Internal | Winter | B19 | 700 | 1000 | 738.66 | 146.96 | 154.96 | 8 | 0
2040 | NYISO_A-F_2_PJM_ROM | NYISO_A-F | PJM_ROM | Internal | Winter | B20 | 935 | 1000 | 0 | 146.7 | 151.31 | 8 | 0
2040 | NYISO_G-I_2_NEISO | NYISO_G-I | NEISO | Internal | Shoulder | B11 | 25 | 600 | 0 | 165.69 | 83.74 | 3 | 0
2040 | NYISO_G-I_2_NEISO | NYISO_G-I | NEISO | Internal | Shoulder | B12 | 200 | 600 | 0 | 165.69 | 114.03 | 3 | 0
2040 | NYISO_G-I_2_NEISO | NYISO_G-I | NEISO | Internal | Shoulder | B13 | 600 | 600 | 0 | 149.79 | 114.03 | 3 | 0
2040 | NYISO_G-I_2_NEISO | NYISO_G-I | NEISO | Internal | Shoulder | B14 | 900 | 600 | 0 | 146.63 | 83.74 | 3 | 0
2040 | NYISO_G-I_2_NEISO | NYISO_G-I | NEISO | Internal | Shoulder | B15 | 1203 | 600 | 0 | 146.63 | 83.74 | 3 | 0
2040 | NYISO_G-I_2_NEISO | NYISO_G-I | NEISO | Internal | Summer | B1 | 10 | 600 | 0 | 277.02 | 183.15 | 3 | 0
2040 | NYISO_G-I_2_NEISO | NYISO_G-I | NEISO | Internal | Summer | B2 | 25 | 600 | 0 | 239.1 | 193.43 | 3 | 0
2040 | NYISO_G-I_2_NEISO | NYISO_G-I | NEISO | Internal | Summer | B3 | 75 | 600 | 0 | 199.75 | 184.9 | 3 | 0
2040 | NYISO_G-I_2_NEISO | NYISO_G-I | NEISO | Internal | Summer | B4 | 100 | 600 | 0 | 191.12 | 165.94 | 3 | 0
2040 | NYISO_G-I_2_NEISO | NYISO_G-I | NEISO | Internal | Summer | B5 | 200 | 600 | 0 | 182.4 | 165.94 | 3 | 0
2040 | NYISO_G-I_2_NEISO | NYISO_G-I | NEISO | Internal | Summer | B6 | 300 | 600 | 0 | 171.01 | 165.94 | 3 | 0
2040 | NYISO_G-I_2_NEISO | NYISO_G-I | NEISO | Internal | Summer | B7 | 400 | 600 | 0 | 168.69 | 165.94 | 3 | 0
2040 | NYISO_G-I_2_NEISO | NYISO_G-I | NEISO | Internal | Summer | B8 | 500 | 600 | 600 | 158.08 | 165.94 | 3 | 4.86
2040 | NYISO_G-I_2_NEISO | NYISO_G-I | NEISO | Internal | Summer | B9 | 800 | 600 | 0 | 145.55 | 142.55 | 3 | 0
2040 | NYISO_G-I_2_NEISO | NYISO_G-I | NEISO | Internal | Summer | B10 | 1262 | 600 | 0 | 145.54 | 142.54 | 3 | 0
2040 | NYISO_G-I_2_NEISO | NYISO_G-I | NEISO | Internal | Winter | B16 | 25 | 600 | 0 | 172.56 | 84.91 | 3 | 0
2040 | NYISO_G-I_2_NEISO | NYISO_G-I | NEISO | Internal | Winter | B17 | 100 | 600 | 0 | 172.07 | 115.59 | 3 | 0
2040 | NYISO_G-I_2_NEISO | NYISO_G-I | NEISO | Internal | Winter | B18 | 400 | 600 | 0 | 149.81 | 115.59 | 3 | 0
2040 | NYISO_G-I_2_NEISO | NYISO_G-I | NEISO | Internal | Winter | B19 | 700 | 600 | 0 | 146.97 | 84.91 | 3 | 0
2040 | NYISO_G-I_2_NEISO | NYISO_G-I | NEISO | Internal | Winter | B20 | 935 | 600 | 0 | 146.71 | 84.91 | 3 | 0
2040 | NYISO_G-I_2_NYISO_A-F | NYISO_G-I | NYISO_A-F | Internal | Shoulder | B11 | 25 | 3434 | 1.15 | 165.69 | 165.67 | 0.01 | 0
2040 | NYISO_G-I_2_NYISO_A-F | NYISO_G-I | NYISO_A-F | Internal | Shoulder | B12 | 200 | 3434 | 0.16 | 165.69 | 165.67 | 0.01 | 0
2040 | NYISO_G-I_2_NYISO_A-F | NYISO_G-I | NYISO_A-F | Internal | Shoulder | B13 | 600 | 3434 | 0.06 | 149.79 | 149.77 | 0.01 | 0
2040 | NYISO_G-I_2_NYISO_A-F | NYISO_G-I | NYISO_A-F | Internal | Shoulder | B14 | 900 | 3434 | 0.04 | 146.63 | 146.61 | 0.01 | 0
2040 | NYISO_G-I_2_NYISO_A-F | NYISO_G-I | NYISO_A-F | Internal | Shoulder | B15 | 1203 | 3434 | 0.03 | 146.63 | 146.61 | 0.01 | 0
2040 | NYISO_G-I_2_NYISO_A-F | NYISO_G-I | NYISO_A-F | Internal | Summer | B1 | 10 | 3434 | 0 | 277.02 | 186.15 | 0.01 | 0
2040 | NYISO_G-I_2_NYISO_A-F | NYISO_G-I | NYISO_A-F | Internal | Summer | B2 | 25 | 3434 | 0 | 239.1 | 196.43 | 0.01 | 0
2040 | NYISO_G-I_2_NYISO_A-F | NYISO_G-I | NYISO_A-F | Internal | Summer | B3 | 75 | 3434 | 0.59 | 199.75 | 199.74 | 0.01 | 0
2040 | NYISO_G-I_2_NYISO_A-F | NYISO_G-I | NYISO_A-F | Internal | Summer | B4 | 100 | 3434 | 0.33 | 191.12 | 191.11 | 0.01 | 0
2040 | NYISO_G-I_2_NYISO_A-F | NYISO_G-I | NYISO_A-F | Internal | Summer | B5 | 200 | 3434 | 0.17 | 182.4 | 182.39 | 0.01 | 0
2040 | NYISO_G-I_2_NYISO_A-F | NYISO_G-I | NYISO_A-F | Internal | Summer | B6 | 300 | 3434 | 0.11 | 171.01 | 170.99 | 0.01 | 0
2040 | NYISO_G-I_2_NYISO_A-F | NYISO_G-I | NYISO_A-F | Internal | Summer | B7 | 400 | 3434 | 0.08 | 168.69 | 168.67 | 0.01 | 0
2040 | NYISO_G-I_2_NYISO_A-F | NYISO_G-I | NYISO_A-F | Internal | Summer | B8 | 500 | 3434 | 0.07 | 158.08 | 158.07 | 0.01 | 0
2040 | NYISO_G-I_2_NYISO_A-F | NYISO_G-I | NYISO_A-F | Internal | Summer | B9 | 800 | 3434 | 0.04 | 145.55 | 145.54 | 0.01 | 0
2040 | NYISO_G-I_2_NYISO_A-F | NYISO_G-I | NYISO_A-F | Internal | Summer | B10 | 1262 | 3434 | 0.05 | 145.54 | 145.54 | 0.01 | 0
2040 | NYISO_G-I_2_NYISO_A-F | NYISO_G-I | NYISO_A-F | Internal | Winter | B16 | 25 | 3434 | 0.99 | 172.56 | 172.55 | 0.01 | 0
2040 | NYISO_G-I_2_NYISO_A-F | NYISO_G-I | NYISO_A-F | Internal | Winter | B17 | 100 | 3434 | 0 | 172.07 | 169.84 | 0.01 | 0
2040 | NYISO_G-I_2_NYISO_A-F | NYISO_G-I | NYISO_A-F | Internal | Winter | B18 | 400 | 3434 | 0.08 | 149.81 | 149.79 | 0.01 | 0
2040 | NYISO_G-I_2_NYISO_A-F | NYISO_G-I | NYISO_A-F | Internal | Winter | B19 | 700 | 3434 | 0.05 | 146.97 | 146.96 | 0.01 | 0
2040 | NYISO_G-I_2_NYISO_A-F | NYISO_G-I | NYISO_A-F | Internal | Winter | B20 | 935 | 3434 | 0.04 | 146.71 | 146.7 | 0.01 | 0
2040 | NYISO_G-I_2_NYISO_J-K | NYISO_G-I | NYISO_J-K | Internal | Shoulder | B11 | 25 | 6130 | 6129.99 | 165.69 | 170.76 | 0.01 | 5.06
2040 | NYISO_G-I_2_NYISO_J-K | NYISO_G-I | NYISO_J-K | Internal | Shoulder | B12 | 200 | 6130 | 6130 | 165.69 | 170.76 | 0.01 | 5.06
2040 | NYISO_G-I_2_NYISO_J-K | NYISO_G-I | NYISO_J-K | Internal | Shoulder | B13 | 600 | 6130 | 6130 | 149.79 | 158.2 | 0.01 | 8.4
2040 | NYISO_G-I_2_NYISO_J-K | NYISO_G-I | NYISO_J-K | Internal | Shoulder | B14 | 900 | 6130 | 5116.45 | 146.63 | 146.64 | 0.01 | 0
2040 | NYISO_G-I_2_NYISO_J-K | NYISO_G-I | NYISO_J-K | Internal | Shoulder | B15 | 1203 | 6130 | 4384.15 | 146.63 | 146.64 | 0.01 | 0
2040 | NYISO_G-I_2_NYISO_J-K | NYISO_G-I | NYISO_J-K | Internal | Summer | B1 | 10 | 6130 | 5589.73 | 277.02 | 277.04 | 0.01 | 0
2040 | NYISO_G-I_2_NYISO_J-K | NYISO_G-I | NYISO_J-K | Internal | Summer | B2 | 25 | 6130 | 5778.95 | 239.1 | 239.11 | 0.01 | 0
2040 | NYISO_G-I_2_NYISO_J-K | NYISO_G-I | NYISO_J-K | Internal | Summer | B3 | 75 | 6130 | 6130 | 199.75 | 239.11 | 0.01 | 39.34
2040 | NYISO_G-I_2_NYISO_J-K | NYISO_G-I | NYISO_J-K | Internal | Summer | B4 | 100 | 6130 | 6130 | 191.12 | 235.08 | 0.01 | 43.95
2040 | NYISO_G-I_2_NYISO_J-K | NYISO_G-I | NYISO_J-K | Internal | Summer | B5 | 200 | 6130 | 6130 | 182.4 | 235.08 | 0.01 | 52.67
2040 | NYISO_G-I_2_NYISO_J-K | NYISO_G-I | NYISO_J-K | Internal | Summer | B6 | 300 | 6130 | 6130 | 171.01 | 177.75 | 0.01 | 6.74
2040 | NYISO_G-I_2_NYISO_J-K | NYISO_G-I | NYISO_J-K | Internal | Summer | B7 | 400 | 6130 | 6129.99 | 168.69 | 168.94 | 0.01 | 0.25
2040 | NYISO_G-I_2_NYISO_J-K | NYISO_G-I | NYISO_J-K | Internal | Summer | B8 | 500 | 6130 | 6130 | 158.08 | 166.74 | 0.01 | 8.65
2040 | NYISO_G-I_2_NYISO_J-K | NYISO_G-I | NYISO_J-K | Internal | Summer | B9 | 800 | 6130 | 5719.07 | 145.55 | 145.56 | 0.01 | 0
2040 | NYISO_G-I_2_NYISO_J-K | NYISO_G-I | NYISO_J-K | Internal | Summer | B10 | 1262 | 6130 | 3176.88 | 145.54 | 145.55 | 0.01 | 0
2040 | NYISO_G-I_2_NYISO_J-K | NYISO_G-I | NYISO_J-K | Internal | Winter | B16 | 25 | 6130 | 6130 | 172.56 | 184.74 | 0.01 | 12.17
2040 | NYISO_G-I_2_NYISO_J-K | NYISO_G-I | NYISO_J-K | Internal | Winter | B17 | 100 | 6130 | 6130 | 172.07 | 184.74 | 0.01 | 12.66
2040 | NYISO_G-I_2_NYISO_J-K | NYISO_G-I | NYISO_J-K | Internal | Winter | B18 | 400 | 6130 | 6130 | 149.81 | 173.14 | 0.01 | 23.33
2040 | NYISO_G-I_2_NYISO_J-K | NYISO_G-I | NYISO_J-K | Internal | Winter | B19 | 700 | 6130 | 6130 | 146.97 | 158.53 | 0.01 | 11.55
2040 | NYISO_G-I_2_NYISO_J-K | NYISO_G-I | NYISO_J-K | Internal | Winter | B20 | 935 | 6130 | 6130 | 146.71 | 158.53 | 0.01 | 11.81
2040 | NYISO_G-I_2_PJM_E | NYISO_G-I | PJM_E | Internal | Shoulder | B11 | 25 | 1500 | 309.49 | 165.69 | 173.69 | 8 | 0
2040 | NYISO_G-I_2_PJM_E | NYISO_G-I | PJM_E | Internal | Shoulder | B12 | 200 | 1500 | 198.19 | 165.69 | 173.69 | 8 | 0
2040 | NYISO_G-I_2_PJM_E | NYISO_G-I | PJM_E | Internal | Shoulder | B13 | 600 | 1500 | 0 | 149.79 | 153.85 | 8 | 0
2040 | NYISO_G-I_2_PJM_E | NYISO_G-I | PJM_E | Internal | Shoulder | B14 | 900 | 1500 | 0 | 146.63 | 153.85 | 8 | 0
2040 | NYISO_G-I_2_PJM_E | NYISO_G-I | PJM_E | Internal | Shoulder | B15 | 1203 | 1500 | 0 | 146.63 | 153.85 | 8 | 0
2040 | NYISO_G-I_2_PJM_E | NYISO_G-I | PJM_E | Internal | Summer | B1 | 10 | 1500 | 1495.51 | 277.02 | 285.04 | 8 | 0.01
2040 | NYISO_G-I_2_PJM_E | NYISO_G-I | PJM_E | Internal | Summer | B2 | 25 | 1500 | 1500 | 239.1 | 285.04 | 8 | 37.94
2040 | NYISO_G-I_2_PJM_E | NYISO_G-I | PJM_E | Internal | Summer | B3 | 75 | 1500 | 1500 | 199.75 | 266.92 | 8 | 59.16
2040 | NYISO_G-I_2_PJM_E | NYISO_G-I | PJM_E | Internal | Summer | B4 | 100 | 1500 | 1149.4 | 191.12 | 199.12 | 8 | 0
2040 | NYISO_G-I_2_PJM_E | NYISO_G-I | PJM_E | Internal | Summer | B5 | 200 | 1500 | 1141.2 | 182.4 | 190.4 | 8 | 0
2040 | NYISO_G-I_2_PJM_E | NYISO_G-I | PJM_E | Internal | Summer | B6 | 300 | 1500 | 580.63 | 171.01 | 179.01 | 8 | 0
2040 | NYISO_G-I_2_PJM_E | NYISO_G-I | PJM_E | Internal | Summer | B7 | 400 | 1500 | 0 | 168.69 | 170.9 | 8 | 0
2040 | NYISO_G-I_2_PJM_E | NYISO_G-I | PJM_E | Internal | Summer | B8 | 500 | 1500 | 0 | 158.08 | 152.08 | 8 | 0
2040 | NYISO_G-I_2_PJM_E | NYISO_G-I | PJM_E | Internal | Summer | B9 | 800 | 1500 | 0 | 145.55 | 152.08 | 8 | 0
2040 | NYISO_G-I_2_PJM_E | NYISO_G-I | PJM_E | Internal | Summer | B10 | 1262 | 1500 | 0 | 145.54 | 147.54 | 8 | 0
2040 | NYISO_G-I_2_PJM_E | NYISO_G-I | PJM_E | Internal | Winter | B16 | 25 | 1500 | 945.2 | 172.56 | 180.56 | 8 | 0
2040 | NYISO_G-I_2_PJM_E | NYISO_G-I | PJM_E | Internal | Winter | B17 | 100 | 1500 | 1168.96 | 172.07 | 180.07 | 8 | 0
2040 | NYISO_G-I_2_PJM_E | NYISO_G-I | PJM_E | Internal | Winter | B18 | 400 | 1500 | 242.36 | 149.81 | 157.81 | 8 | 0
2040 | NYISO_G-I_2_PJM_E | NYISO_G-I | PJM_E | Internal | Winter | B19 | 700 | 1500 | 402.65 | 146.97 | 154.97 | 8 | 0
2040 | NYISO_G-I_2_PJM_E | NYISO_G-I | PJM_E | Internal | Winter | B20 | 935 | 1500 | 0 | 146.71 | 151.32 | 8 | 0
2040 | NYISO_J-K_2_NEISO | NYISO_J-K | NEISO | Internal | Shoulder | B11 | 25 | 315 | 0 | 170.76 | 83.74 | 3 | 0
2040 | NYISO_J-K_2_NEISO | NYISO_J-K | NEISO | Internal | Shoulder | B12 | 200 | 315 | 0 | 170.76 | 114.03 | 3 | 0
2040 | NYISO_J-K_2_NEISO | NYISO_J-K | NEISO | Internal | Shoulder | B13 | 600 | 315 | 0 | 158.2 | 114.03 | 3 | 0
2040 | NYISO_J-K_2_NEISO | NYISO_J-K | NEISO | Internal | Shoulder | B14 | 900 | 315 | 0 | 146.64 | 83.74 | 3 | 0
2040 | NYISO_J-K_2_NEISO | NYISO_J-K | NEISO | Internal | Shoulder | B15 | 1203 | 315 | 0 | 146.64 | 83.74 | 3 | 0
2040 | NYISO_J-K_2_NEISO | NYISO_J-K | NEISO | Internal | Summer | B1 | 10 | 315 | 0 | 277.04 | 183.15 | 3 | 0
2040 | NYISO_J-K_2_NEISO | NYISO_J-K | NEISO | Internal | Summer | B2 | 25 | 315 | 0 | 239.11 | 193.43 | 3 | 0
2040 | NYISO_J-K_2_NEISO | NYISO_J-K | NEISO | Internal | Summer | B3 | 75 | 315 | 0 | 239.11 | 184.9 | 3 | 0
2040 | NYISO_J-K_2_NEISO | NYISO_J-K | NEISO | Internal | Summer | B4 | 100 | 315 | 0 | 235.08 | 165.94 | 3 | 0
2040 | NYISO_J-K_2_NEISO | NYISO_J-K | NEISO | Internal | Summer | B5 | 200 | 315 | 0 | 235.08 | 165.94 | 3 | 0
2040 | NYISO_J-K_2_NEISO | NYISO_J-K | NEISO | Internal | Summer | B6 | 300 | 315 | 0 | 177.75 | 165.94 | 3 | 0
2040 | NYISO_J-K_2_NEISO | NYISO_J-K | NEISO | Internal | Summer | B7 | 400 | 315 | 0 | 168.94 | 165.94 | 3 | 0
2040 | NYISO_J-K_2_NEISO | NYISO_J-K | NEISO | Internal | Summer | B8 | 500 | 315 | 0 | 166.74 | 165.94 | 3 | 0
2040 | NYISO_J-K_2_NEISO | NYISO_J-K | NEISO | Internal | Summer | B9 | 800 | 315 | 0 | 145.56 | 142.55 | 3 | 0
2040 | NYISO_J-K_2_NEISO | NYISO_J-K | NEISO | Internal | Summer | B10 | 1262 | 315 | 0 | 145.55 | 142.54 | 3 | 0
2040 | NYISO_J-K_2_NEISO | NYISO_J-K | NEISO | Internal | Winter | B16 | 25 | 315 | 0 | 184.74 | 84.91 | 3 | 0
2040 | NYISO_J-K_2_NEISO | NYISO_J-K | NEISO | Internal | Winter | B17 | 100 | 315 | 0 | 184.74 | 115.59 | 3 | 0
2040 | NYISO_J-K_2_NEISO | NYISO_J-K | NEISO | Internal | Winter | B18 | 400 | 315 | 0 | 173.14 | 115.59 | 3 | 0
2040 | NYISO_J-K_2_NEISO | NYISO_J-K | NEISO | Internal | Winter | B19 | 700 | 315 | 0 | 158.53 | 84.91 | 3 | 0
2040 | NYISO_J-K_2_NEISO | NYISO_J-K | NEISO | Internal | Winter | B20 | 935 | 315 | 0 | 158.53 | 84.91 | 3 | 0
2040 | NYISO_J-K_2_NYISO_G-I | NYISO_J-K | NYISO_G-I | Internal | Shoulder | B11 | 25 | 1999 | 0 | 170.76 | 165.69 | 0.01 | 0
2040 | NYISO_J-K_2_NYISO_G-I | NYISO_J-K | NYISO_G-I | Internal | Shoulder | B12 | 200 | 1999 | 0 | 170.76 | 165.69 | 0.01 | 0
2040 | NYISO_J-K_2_NYISO_G-I | NYISO_J-K | NYISO_G-I | Internal | Shoulder | B13 | 600 | 1999 | 0 | 158.2 | 149.79 | 0.01 | 0
2040 | NYISO_J-K_2_NYISO_G-I | NYISO_J-K | NYISO_G-I | Internal | Shoulder | B14 | 900 | 1999 | 0.04 | 146.64 | 146.63 | 0.01 | 0
2040 | NYISO_J-K_2_NYISO_G-I | NYISO_J-K | NYISO_G-I | Internal | Shoulder | B15 | 1203 | 1999 | 0.03 | 146.64 | 146.63 | 0.01 | 0
2040 | NYISO_J-K_2_NYISO_G-I | NYISO_J-K | NYISO_G-I | Internal | Summer | B1 | 10 | 1999 | 2.83 | 277.04 | 277.02 | 0.01 | 0
2040 | NYISO_J-K_2_NYISO_G-I | NYISO_J-K | NYISO_G-I | Internal | Summer | B2 | 25 | 1999 | 1.15 | 239.11 | 239.1 | 0.01 | 0
2040 | NYISO_J-K_2_NYISO_G-I | NYISO_J-K | NYISO_G-I | Internal | Summer | B3 | 75 | 1999 | 0 | 239.11 | 199.75 | 0.01 | 0
2040 | NYISO_J-K_2_NYISO_G-I | NYISO_J-K | NYISO_G-I | Internal | Summer | B4 | 100 | 1999 | 0 | 235.08 | 191.12 | 0.01 | 0
2040 | NYISO_J-K_2_NYISO_G-I | NYISO_J-K | NYISO_G-I | Internal | Summer | B5 | 200 | 1999 | 0 | 235.08 | 182.4 | 0.01 | 0
2040 | NYISO_J-K_2_NYISO_G-I | NYISO_J-K | NYISO_G-I | Internal | Summer | B6 | 300 | 1999 | 0 | 177.75 | 171.01 | 0.01 | 0
2040 | NYISO_J-K_2_NYISO_G-I | NYISO_J-K | NYISO_G-I | Internal | Summer | B7 | 400 | 1999 | 0 | 168.94 | 168.69 | 0.01 | 0
2040 | NYISO_J-K_2_NYISO_G-I | NYISO_J-K | NYISO_G-I | Internal | Summer | B8 | 500 | 1999 | 0 | 166.74 | 158.08 | 0.01 | 0
2040 | NYISO_J-K_2_NYISO_G-I | NYISO_J-K | NYISO_G-I | Internal | Summer | B9 | 800 | 1999 | 0.04 | 145.56 | 145.55 | 0.01 | 0
2040 | NYISO_J-K_2_NYISO_G-I | NYISO_J-K | NYISO_G-I | Internal | Summer | B10 | 1262 | 1999 | 0.03 | 145.55 | 145.54 | 0.01 | 0
2040 | NYISO_J-K_2_NYISO_G-I | NYISO_J-K | NYISO_G-I | Internal | Winter | B16 | 25 | 1999 | 0 | 184.74 | 172.56 | 0.01 | 0
2040 | NYISO_J-K_2_NYISO_G-I | NYISO_J-K | NYISO_G-I | Internal | Winter | B17 | 100 | 1999 | 0 | 184.74 | 172.07 | 0.01 | 0
2040 | NYISO_J-K_2_NYISO_G-I | NYISO_J-K | NYISO_G-I | Internal | Winter | B18 | 400 | 1999 | 0 | 173.14 | 149.81 | 0.01 | 0
2040 | NYISO_J-K_2_NYISO_G-I | NYISO_J-K | NYISO_G-I | Internal | Winter | B19 | 700 | 1999 | 0 | 158.53 | 146.97 | 0.01 | 0
2040 | NYISO_J-K_2_NYISO_G-I | NYISO_J-K | NYISO_G-I | Internal | Winter | B20 | 935 | 1999 | 0 | 158.53 | 146.71 | 0.01 | 0
2040 | NYISO_J-K_2_PJM_E | NYISO_J-K | PJM_E | Internal | Shoulder | B11 | 25 | 330 | 0 | 170.76 | 173.69 | 8 | 0
2040 | NYISO_J-K_2_PJM_E | NYISO_J-K | PJM_E | Internal | Shoulder | B12 | 200 | 330 | 0 | 170.76 | 173.69 | 8 | 0
2040 | NYISO_J-K_2_PJM_E | NYISO_J-K | PJM_E | Internal | Shoulder | B13 | 600 | 330 | 0 | 158.2 | 153.85 | 8 | 0
2040 | NYISO_J-K_2_PJM_E | NYISO_J-K | PJM_E | Internal | Shoulder | B14 | 900 | 330 | 0 | 146.64 | 153.85 | 8 | 0
2040 | NYISO_J-K_2_PJM_E | NYISO_J-K | PJM_E | Internal | Shoulder | B15 | 1203 | 330 | 0 | 146.64 | 153.85 | 8 | 0
2040 | NYISO_J-K_2_PJM_E | NYISO_J-K | PJM_E | Internal | Summer | B1 | 10 | 330 | 211.93 | 277.04 | 285.04 | 8 | 0
2040 | NYISO_J-K_2_PJM_E | NYISO_J-K | PJM_E | Internal | Summer | B2 | 25 | 330 | 330 | 239.11 | 285.04 | 8 | 37.93
2040 | NYISO_J-K_2_PJM_E | NYISO_J-K | PJM_E | Internal | Summer | B3 | 75 | 330 | 330 | 239.11 | 266.92 | 8 | 19.81
2040 | NYISO_J-K_2_PJM_E | NYISO_J-K | PJM_E | Internal | Summer | B4 | 100 | 330 | 0 | 235.08 | 199.12 | 8 | 0
2040 | NYISO_J-K_2_PJM_E | NYISO_J-K | PJM_E | Internal | Summer | B5 | 200 | 330 | 0 | 235.08 | 190.4 | 8 | 0
2040 | NYISO_J-K_2_PJM_E | NYISO_J-K | PJM_E | Internal | Summer | B6 | 300 | 330 | 0 | 177.75 | 179.01 | 8 | 0
2040 | NYISO_J-K_2_PJM_E | NYISO_J-K | PJM_E | Internal | Summer | B7 | 400 | 330 | 0 | 168.94 | 170.9 | 8 | 0
2040 | NYISO_J-K_2_PJM_E | NYISO_J-K | PJM_E | Internal | Summer | B8 | 500 | 330 | 0 | 166.74 | 152.08 | 8 | 0
2040 | NYISO_J-K_2_PJM_E | NYISO_J-K | PJM_E | Internal | Summer | B9 | 800 | 330 | 0 | 145.56 | 152.08 | 8 | 0
2040 | NYISO_J-K_2_PJM_E | NYISO_J-K | PJM_E | Internal | Summer | B10 | 1262 | 330 | 0 | 145.55 | 147.54 | 8 | 0
2040 | NYISO_J-K_2_PJM_E | NYISO_J-K | PJM_E | Internal | Winter | B16 | 25 | 330 | 0 | 184.74 | 180.56 | 8 | 0
2040 | NYISO_J-K_2_PJM_E | NYISO_J-K | PJM_E | Internal | Winter | B17 | 100 | 330 | 0 | 184.74 | 180.07 | 8 | 0
2040 | NYISO_J-K_2_PJM_E | NYISO_J-K | PJM_E | Internal | Winter | B18 | 400 | 330 | 0 | 173.14 | 157.81 | 8 | 0
2040 | NYISO_J-K_2_PJM_E | NYISO_J-K | PJM_E | Internal | Winter | B19 | 700 | 330 | 0 | 158.53 | 154.97 | 8 | 0
2040 | NYISO_J-K_2_PJM_E | NYISO_J-K | PJM_E | Internal | Winter | B20 | 935 | 330 | 0 | 158.53 | 151.32 | 8 | 0
2040 | PJM_E_2_NYISO_G-I | PJM_E | NYISO_G-I | Internal | Shoulder | B11 | 25 | 500 | 0 | 173.69 | 165.69 | 6 | 0
2040 | PJM_E_2_NYISO_G-I | PJM_E | NYISO_G-I | Internal | Shoulder | B12 | 200 | 500 | 0 | 173.69 | 165.69 | 6 | 0
2040 | PJM_E_2_NYISO_G-I | PJM_E | NYISO_G-I | Internal | Shoulder | B13 | 600 | 500 | 0 | 153.85 | 149.79 | 6 | 0
2040 | PJM_E_2_NYISO_G-I | PJM_E | NYISO_G-I | Internal | Shoulder | B14 | 900 | 500 | 0 | 153.85 | 146.63 | 6 | 0
2040 | PJM_E_2_NYISO_G-I | PJM_E | NYISO_G-I | Internal | Shoulder | B15 | 1203 | 500 | 0 | 153.85 | 146.63 | 6 | 0
2040 | PJM_E_2_NYISO_G-I | PJM_E | NYISO_G-I | Internal | Summer | B1 | 10 | 500 | 0 | 285.04 | 277.02 | 6 | 0
2040 | PJM_E_2_NYISO_G-I | PJM_E | NYISO_G-I | Internal | Summer | B2 | 25 | 500 | 0 | 285.04 | 239.1 | 6 | 0
2040 | PJM_E_2_NYISO_G-I | PJM_E | NYISO_G-I | Internal | Summer | B3 | 75 | 500 | 0 | 266.92 | 199.75 | 6 | 0
2040 | PJM_E_2_NYISO_G-I | PJM_E | NYISO_G-I | Internal | Summer | B4 | 100 | 500 | 0 | 199.12 | 191.12 | 6 | 0
2040 | PJM_E_2_NYISO_G-I | PJM_E | NYISO_G-I | Internal | Summer | B5 | 200 | 500 | 0 | 190.4 | 182.4 | 6 | 0
2040 | PJM_E_2_NYISO_G-I | PJM_E | NYISO_G-I | Internal | Summer | B6 | 300 | 500 | 0 | 179.01 | 171.01 | 6 | 0
2040 | PJM_E_2_NYISO_G-I | PJM_E | NYISO_G-I | Internal | Summer | B7 | 400 | 500 | 0 | 170.9 | 168.69 | 6 | 0
2040 | PJM_E_2_NYISO_G-I | PJM_E | NYISO_G-I | Internal | Summer | B8 | 500 | 500 | 242.87 | 152.08 | 158.08 | 6 | 0
2040 | PJM_E_2_NYISO_G-I | PJM_E | NYISO_G-I | Internal | Summer | B9 | 800 | 500 | 0 | 152.08 | 145.55 | 6 | 0
2040 | PJM_E_2_NYISO_G-I | PJM_E | NYISO_G-I | Internal | Summer | B10 | 1262 | 500 | 0 | 147.54 | 145.54 | 6 | 0
2040 | PJM_E_2_NYISO_G-I | PJM_E | NYISO_G-I | Internal | Winter | B16 | 25 | 500 | 0 | 180.56 | 172.56 | 6 | 0
2040 | PJM_E_2_NYISO_G-I | PJM_E | NYISO_G-I | Internal | Winter | B17 | 100 | 500 | 0 | 180.07 | 172.07 | 6 | 0
2040 | PJM_E_2_NYISO_G-I | PJM_E | NYISO_G-I | Internal | Winter | B18 | 400 | 500 | 0 | 157.81 | 149.81 | 6 | 0
2040 | PJM_E_2_NYISO_G-I | PJM_E | NYISO_G-I | Internal | Winter | B19 | 700 | 500 | 0 | 154.97 | 146.97 | 6 | 0
2040 | PJM_E_2_NYISO_G-I | PJM_E | NYISO_G-I | Internal | Winter | B20 | 935 | 500 | 0 | 151.32 | 146.71 | 6 | 0
2040 | PJM_E_2_NYISO_J-K | PJM_E | NYISO_J-K | Internal | Shoulder | B11 | 25 | 330 | 0 | 173.69 | 170.76 | 6 | 0
2040 | PJM_E_2_NYISO_J-K | PJM_E | NYISO_J-K | Internal | Shoulder | B12 | 200 | 330 | 0 | 173.69 | 170.76 | 6 | 0
2040 | PJM_E_2_NYISO_J-K | PJM_E | NYISO_J-K | Internal | Shoulder | B13 | 600 | 330 | 0 | 153.85 | 158.2 | 6 | 0
2040 | PJM_E_2_NYISO_J-K | PJM_E | NYISO_J-K | Internal | Shoulder | B14 | 900 | 330 | 0 | 153.85 | 146.64 | 6 | 0
2040 | PJM_E_2_NYISO_J-K | PJM_E | NYISO_J-K | Internal | Shoulder | B15 | 1203 | 330 | 0 | 153.85 | 146.64 | 6 | 0
2040 | PJM_E_2_NYISO_J-K | PJM_E | NYISO_J-K | Internal | Summer | B1 | 10 | 330 | 0 | 285.04 | 277.04 | 6 | 0
2040 | PJM_E_2_NYISO_J-K | PJM_E | NYISO_J-K | Internal | Summer | B2 | 25 | 330 | 0 | 285.04 | 239.11 | 6 | 0
2040 | PJM_E_2_NYISO_J-K | PJM_E | NYISO_J-K | Internal | Summer | B3 | 75 | 330 | 0 | 266.92 | 239.11 | 6 | 0
2040 | PJM_E_2_NYISO_J-K | PJM_E | NYISO_J-K | Internal | Summer | B4 | 100 | 330 | 330 | 199.12 | 235.08 | 6 | 29.96
2040 | PJM_E_2_NYISO_J-K | PJM_E | NYISO_J-K | Internal | Summer | B5 | 200 | 330 | 330 | 190.4 | 235.08 | 6 | 38.68
2040 | PJM_E_2_NYISO_J-K | PJM_E | NYISO_J-K | Internal | Summer | B6 | 300 | 330 | 0 | 179.01 | 177.75 | 6 | 0
2040 | PJM_E_2_NYISO_J-K | PJM_E | NYISO_J-K | Internal | Summer | B7 | 400 | 330 | 0 | 170.9 | 168.94 | 6 | 0
2040 | PJM_E_2_NYISO_J-K | PJM_E | NYISO_J-K | Internal | Summer | B8 | 500 | 330 | 330 | 152.08 | 166.74 | 6 | 8.67
2040 | PJM_E_2_NYISO_J-K | PJM_E | NYISO_J-K | Internal | Summer | B9 | 800 | 330 | 0 | 152.08 | 145.56 | 6 | 0
2040 | PJM_E_2_NYISO_J-K | PJM_E | NYISO_J-K | Internal | Summer | B10 | 1262 | 330 | 0 | 147.54 | 145.55 | 6 | 0
2040 | PJM_E_2_NYISO_J-K | PJM_E | NYISO_J-K | Internal | Winter | B16 | 25 | 330 | 0.02 | 180.56 | 184.74 | 6 | 0
2040 | PJM_E_2_NYISO_J-K | PJM_E | NYISO_J-K | Internal | Winter | B17 | 100 | 330 | 0 | 180.07 | 184.74 | 6 | 0
2040 | PJM_E_2_NYISO_J-K | PJM_E | NYISO_J-K | Internal | Winter | B18 | 400 | 330 | 330 | 157.81 | 173.14 | 6 | 9.34
2040 | PJM_E_2_NYISO_J-K | PJM_E | NYISO_J-K | Internal | Winter | B19 | 700 | 330 | 0 | 154.97 | 158.53 | 6 | 0
2040 | PJM_E_2_NYISO_J-K | PJM_E | NYISO_J-K | Internal | Winter | B20 | 935 | 330 | 330 | 151.32 | 158.53 | 6 | 1.21
2040 | PJM_E_2_PJM_ROM | PJM_E | PJM_ROM | Internal | Shoulder | B11 | 25 | 8000 | 1.28 | 173.69 | 173.67 | 0.01 | 0
2040 | PJM_E_2_PJM_ROM | PJM_E | PJM_ROM | Internal | Shoulder | B12 | 200 | 8000 | 0.17 | 173.69 | 173.67 | 0.01 | 0
2040 | PJM_E_2_PJM_ROM | PJM_E | PJM_ROM | Internal | Shoulder | B13 | 600 | 8000 | 0.06 | 153.85 | 153.84 | 0.01 | 0
2040 | PJM_E_2_PJM_ROM | PJM_E | PJM_ROM | Internal | Shoulder | B14 | 900 | 8000 | 0.04 | 153.85 | 153.84 | 0.01 | 0
2040 | PJM_E_2_PJM_ROM | PJM_E | PJM_ROM | Internal | Shoulder | B15 | 1203 | 8000 | 0.03 | 153.85 | 153.84 | 0.01 | 0
2040 | PJM_E_2_PJM_ROM | PJM_E | PJM_ROM | Internal | Summer | B1 | 10 | 8000 | 3.96 | 285.04 | 285.03 | 0.01 | 0
2040 | PJM_E_2_PJM_ROM | PJM_E | PJM_ROM | Internal | Summer | B2 | 25 | 8000 | 1.31 | 285.04 | 285.02 | 0.01 | 0
2040 | PJM_E_2_PJM_ROM | PJM_E | PJM_ROM | Internal | Summer | B3 | 75 | 8000 | 0.45 | 266.92 | 266.9 | 0.01 | 0
2040 | PJM_E_2_PJM_ROM | PJM_E | PJM_ROM | Internal | Summer | B4 | 100 | 8000 | 0.32 | 199.12 | 199.11 | 0.01 | 0
2040 | PJM_E_2_PJM_ROM | PJM_E | PJM_ROM | Internal | Summer | B5 | 200 | 8000 | 0.17 | 190.4 | 190.39 | 0.01 | 0
2040 | PJM_E_2_PJM_ROM | PJM_E | PJM_ROM | Internal | Summer | B6 | 300 | 8000 | 0.11 | 179.01 | 178.99 | 0.01 | 0
2040 | PJM_E_2_PJM_ROM | PJM_E | PJM_ROM | Internal | Summer | B7 | 400 | 8000 | 0 | 170.9 | 163.97 | 0.01 | 0
2040 | PJM_E_2_PJM_ROM | PJM_E | PJM_ROM | Internal | Summer | B8 | 500 | 8000 | 0.07 | 152.08 | 152.07 | 0.01 | 0
2040 | PJM_E_2_PJM_ROM | PJM_E | PJM_ROM | Internal | Summer | B9 | 800 | 8000 | 0.04 | 152.08 | 152.07 | 0.01 | 0
2040 | PJM_E_2_PJM_ROM | PJM_E | PJM_ROM | Internal | Summer | B10 | 1262 | 8000 | 0.03 | 147.54 | 147.53 | 0.01 | 0
2040 | PJM_E_2_PJM_ROM | PJM_E | PJM_ROM | Internal | Winter | B16 | 25 | 8000 | 1.12 | 180.56 | 180.55 | 0.01 | 0
2040 | PJM_E_2_PJM_ROM | PJM_E | PJM_ROM | Internal | Winter | B17 | 100 | 8000 | 0.32 | 180.07 | 180.06 | 0.01 | 0
2040 | PJM_E_2_PJM_ROM | PJM_E | PJM_ROM | Internal | Winter | B18 | 400 | 8000 | 0.08 | 157.81 | 157.79 | 0.01 | 0
2040 | PJM_E_2_PJM_ROM | PJM_E | PJM_ROM | Internal | Winter | B19 | 700 | 8000 | 0.05 | 154.97 | 154.96 | 0.01 | 0
2040 | PJM_E_2_PJM_ROM | PJM_E | PJM_ROM | Internal | Winter | B20 | 935 | 8000 | 0.04 | 151.32 | 151.31 | 0.01 | 0
2040 | PJM_ROR_2_MISO_IN | PJM_ROR | MISO_IN | Internal | Shoulder | B11 | 25 | 1170 | 0 | 163.43 | 153.88 | 2 | 0
2040 | PJM_ROR_2_MISO_IN | PJM_ROR | MISO_IN | Internal | Shoulder | B12 | 200 | 1170 | 0 | 153.83 | 150.7 | 2 | 0
2040 | PJM_ROR_2_MISO_IN | PJM_ROR | MISO_IN | Internal | Shoulder | B13 | 600 | 1170 | 0 | 153.83 | 149.79 | 2 | 0
2040 | PJM_ROR_2_MISO_IN | PJM_ROR | MISO_IN | Internal | Shoulder | B14 | 900 | 1170 | 0 | 153.83 | 145.32 | 2 | 0
2040 | PJM_ROR_2_MISO_IN | PJM_ROR | MISO_IN | Internal | Shoulder | B15 | 1203 | 1170 | 0 | 153.83 | 129.04 | 2 | 0
2040 | PJM_ROR_2_MISO_IN | PJM_ROR | MISO_IN | Internal | Summer | B1 | 10 | 1170 | 0 | 285.01 | 152.29 | 2 | 0
2040 | PJM_ROR_2_MISO_IN | PJM_ROR | MISO_IN | Internal | Summer | B2 | 25 | 1170 | 0 | 285.01 | 196.42 | 2 | 0
2040 | PJM_ROR_2_MISO_IN | PJM_ROR | MISO_IN | Internal | Summer | B3 | 75 | 1170 | 0 | 266.92 | 194.02 | 2 | 0
2040 | PJM_ROR_2_MISO_IN | PJM_ROR | MISO_IN | Internal | Summer | B4 | 100 | 1170 | 0 | 199.1 | 177.41 | 2 | 0
2040 | PJM_ROR_2_MISO_IN | PJM_ROR | MISO_IN | Internal | Summer | B5 | 200 | 1170 | 0 | 190.38 | 166.32 | 2 | 0
2040 | PJM_ROR_2_MISO_IN | PJM_ROR | MISO_IN | Internal | Summer | B6 | 300 | 1170 | 0 | 178.98 | 152.29 | 2 | 0
2040 | PJM_ROR_2_MISO_IN | PJM_ROR | MISO_IN | Internal | Summer | B7 | 400 | 1170 | 0 | 163.96 | 152.29 | 2 | 0
2040 | PJM_ROR_2_MISO_IN | PJM_ROR | MISO_IN | Internal | Summer | B8 | 500 | 1170 | 0 | 152.06 | 152.29 | 2 | 0
2040 | PJM_ROR_2_MISO_IN | PJM_ROR | MISO_IN | Internal | Summer | B9 | 800 | 1170 | 0 | 152.06 | 152.18 | 2 | 0
2040 | PJM_ROR_2_MISO_IN | PJM_ROR | MISO_IN | Internal | Summer | B10 | 1262 | 1170 | 0 | 147.54 | 145.53 | 2 | 0
2040 | PJM_ROR_2_MISO_IN | PJM_ROR | MISO_IN | Internal | Winter | B16 | 25 | 1170 | 0 | 157.78 | 150.5 | 2 | 0
2040 | PJM_ROR_2_MISO_IN | PJM_ROR | MISO_IN | Internal | Winter | B17 | 100 | 1170 | 0 | 157.78 | 153.53 | 2 | 0
2040 | PJM_ROR_2_MISO_IN | PJM_ROR | MISO_IN | Internal | Winter | B18 | 400 | 1170 | 0 | 157.78 | 153.53 | 2 | 0
2040 | PJM_ROR_2_MISO_IN | PJM_ROR | MISO_IN | Internal | Winter | B19 | 700 | 1170 | 0 | 154.95 | 152.77 | 2 | 0
2040 | PJM_ROR_2_MISO_IN | PJM_ROR | MISO_IN | Internal | Winter | B20 | 935 | 1170 | 0 | 151.28 | 74.99 | 2 | 0
2040 | PJM_ROR_2_MISO_MI | PJM_ROR | MISO_MI | Internal | Shoulder | B11 | 25 | 1305 | 0 | 163.43 | 153.95 | 2 | 0
2040 | PJM_ROR_2_MISO_MI | PJM_ROR | MISO_MI | Internal | Shoulder | B12 | 200 | 1305 | 0 | 153.83 | 153.95 | 2 | 0
2040 | PJM_ROR_2_MISO_MI | PJM_ROR | MISO_MI | Internal | Shoulder | B13 | 600 | 1305 | 0 | 153.83 | 151.83 | 2 | 0
2040 | PJM_ROR_2_MISO_MI | PJM_ROR | MISO_MI | Internal | Shoulder | B14 | 900 | 1305 | 0 | 153.83 | 147.89 | 2 | 0
2040 | PJM_ROR_2_MISO_MI | PJM_ROR | MISO_MI | Internal | Shoulder | B15 | 1203 | 1305 | 0 | 153.83 | 137.63 | 2 | 0
2040 | PJM_ROR_2_MISO_MI | PJM_ROR | MISO_MI | Internal | Summer | B1 | 10 | 1305 | 0 | 285.01 | 186.15 | 2 | 0
2040 | PJM_ROR_2_MISO_MI | PJM_ROR | MISO_MI | Internal | Summer | B2 | 25 | 1305 | 0 | 285.01 | 196.43 | 2 | 0
2040 | PJM_ROR_2_MISO_MI | PJM_ROR | MISO_MI | Internal | Summer | B3 | 75 | 1305 | 0 | 266.92 | 194.04 | 2 | 0
2040 | PJM_ROR_2_MISO_MI | PJM_ROR | MISO_MI | Internal | Summer | B4 | 100 | 1305 | 0 | 199.1 | 177.97 | 2 | 0
2040 | PJM_ROR_2_MISO_MI | PJM_ROR | MISO_MI | Internal | Summer | B5 | 200 | 1305 | 0 | 190.38 | 177.29 | 2 | 0
2040 | PJM_ROR_2_MISO_MI | PJM_ROR | MISO_MI | Internal | Summer | B6 | 300 | 1305 | 0 | 178.98 | 152.77 | 2 | 0
2040 | PJM_ROR_2_MISO_MI | PJM_ROR | MISO_MI | Internal | Summer | B7 | 400 | 1305 | 0 | 163.96 | 152.77 | 2 | 0
2040 | PJM_ROR_2_MISO_MI | PJM_ROR | MISO_MI | Internal | Summer | B8 | 500 | 1305 | 0 | 152.06 | 152.3 | 2 | 0
2040 | PJM_ROR_2_MISO_MI | PJM_ROR | MISO_MI | Internal | Summer | B9 | 800 | 1305 | 0 | 152.06 | 152.19 | 2 | 0
2040 | PJM_ROR_2_MISO_MI | PJM_ROR | MISO_MI | Internal | Summer | B10 | 1262 | 1305 | 0 | 147.54 | 145.54 | 2 | 0
2040 | PJM_ROR_2_MISO_MI | PJM_ROR | MISO_MI | Internal | Winter | B16 | 25 | 1305 | 0 | 157.78 | 155.79 | 2 | 0
2040 | PJM_ROR_2_MISO_MI | PJM_ROR | MISO_MI | Internal | Winter | B17 | 100 | 1305 | 0 | 157.78 | 156.72 | 2 | 0
2040 | PJM_ROR_2_MISO_MI | PJM_ROR | MISO_MI | Internal | Winter | B18 | 400 | 1305 | 0 | 157.78 | 155.78 | 2 | 0
2040 | PJM_ROR_2_MISO_MI | PJM_ROR | MISO_MI | Internal | Winter | B19 | 700 | 1305 | 0 | 154.95 | 152.78 | 2 | 0
2040 | PJM_ROR_2_MISO_MI | PJM_ROR | MISO_MI | Internal | Winter | B20 | 935 | 1305 | 0 | 151.28 | 132.9 | 2 | 0
2040 | PJM_ROR_2_MISO_MO-IL | PJM_ROR | MISO_MO-IL | Internal | Shoulder | B11 | 25 | 1111 | 0 | 163.43 | 159.42 | 2 | 0
2040 | PJM_ROR_2_MISO_MO-IL | PJM_ROR | MISO_MO-IL | Internal | Shoulder | B12 | 200 | 1111 | 0 | 153.83 | 150.71 | 2 | 0
2040 | PJM_ROR_2_MISO_MO-IL | PJM_ROR | MISO_MO-IL | Internal | Shoulder | B13 | 600 | 1111 | 0 | 153.83 | 149.8 | 2 | 0
2040 | PJM_ROR_2_MISO_MO-IL | PJM_ROR | MISO_MO-IL | Internal | Shoulder | B14 | 900 | 1111 | 0 | 153.83 | 145.33 | 2 | 0
2040 | PJM_ROR_2_MISO_MO-IL | PJM_ROR | MISO_MO-IL | Internal | Shoulder | B15 | 1203 | 1111 | 0 | 153.83 | 78.35 | 2 | 0
2040 | PJM_ROR_2_MISO_MO-IL | PJM_ROR | MISO_MO-IL | Internal | Summer | B1 | 10 | 1111 | 0.01 | 285.01 | 279.8 | 2 | 0
2040 | PJM_ROR_2_MISO_MO-IL | PJM_ROR | MISO_MO-IL | Internal | Summer | B2 | 25 | 1111 | 0 | 285.01 | 272.8 | 2 | 0
2040 | PJM_ROR_2_MISO_MO-IL | PJM_ROR | MISO_MO-IL | Internal | Summer | B3 | 75 | 1111 | 472.92 | 266.92 | 268.92 | 2 | 0
2040 | PJM_ROR_2_MISO_MO-IL | PJM_ROR | MISO_MO-IL | Internal | Summer | B4 | 100 | 1111 | 0 | 199.1 | 197.08 | 2 | 0
2040 | PJM_ROR_2_MISO_MO-IL | PJM_ROR | MISO_MO-IL | Internal | Summer | B5 | 200 | 1111 | 0 | 190.38 | 188.36 | 2 | 0
2040 | PJM_ROR_2_MISO_MO-IL | PJM_ROR | MISO_MO-IL | Internal | Summer | B6 | 300 | 1111 | 0 | 178.98 | 178.86 | 2 | 0
2040 | PJM_ROR_2_MISO_MO-IL | PJM_ROR | MISO_MO-IL | Internal | Summer | B7 | 400 | 1111 | 0 | 163.96 | 161.97 | 2 | 0
2040 | PJM_ROR_2_MISO_MO-IL | PJM_ROR | MISO_MO-IL | Internal | Summer | B8 | 500 | 1111 | 0 | 152.06 | 152.3 | 2 | 0
2040 | PJM_ROR_2_MISO_MO-IL | PJM_ROR | MISO_MO-IL | Internal | Summer | B9 | 800 | 1111 | 0 | 152.06 | 152.19 | 2 | 0
2040 | PJM_ROR_2_MISO_MO-IL | PJM_ROR | MISO_MO-IL | Internal | Summer | B10 | 1262 | 1111 | 0 | 147.54 | 130.54 | 2 | 0
2040 | PJM_ROR_2_MISO_MO-IL | PJM_ROR | MISO_MO-IL | Internal | Winter | B16 | 25 | 1111 | 0 | 157.78 | 150.51 | 2 | 0
2040 | PJM_ROR_2_MISO_MO-IL | PJM_ROR | MISO_MO-IL | Internal | Winter | B17 | 100 | 1111 | 0 | 157.78 | 152.78 | 2 | 0
2040 | PJM_ROR_2_MISO_MO-IL | PJM_ROR | MISO_MO-IL | Internal | Winter | B18 | 400 | 1111 | 0 | 157.78 | 153.54 | 2 | 0
2040 | PJM_ROR_2_MISO_MO-IL | PJM_ROR | MISO_MO-IL | Internal | Winter | B19 | 700 | 1111 | 0 | 154.95 | 152.78 | 2 | 0
2040 | PJM_ROR_2_MISO_MO-IL | PJM_ROR | MISO_MO-IL | Internal | Winter | B20 | 935 | 1111 | 0 | 151.28 | 74.97 | 2 | 0
2040 | PJM_ROR_2_MISO_W | PJM_ROR | MISO_W | Internal | Shoulder | B11 | 25 | 13129 | 0 | 163.43 | 161.43 | 2 | 0
2040 | PJM_ROR_2_MISO_W | PJM_ROR | MISO_W | Internal | Shoulder | B12 | 200 | 13129 | 0 | 153.83 | 151.83 | 2 | 0
2040 | PJM_ROR_2_MISO_W | PJM_ROR | MISO_W | Internal | Shoulder | B13 | 600 | 13129 | 0 | 153.83 | 149.79 | 2 | 0
2040 | PJM_ROR_2_MISO_W | PJM_ROR | MISO_W | Internal | Shoulder | B14 | 900 | 13129 | 0 | 153.83 | 145.32 | 2 | 0
2040 | PJM_ROR_2_MISO_W | PJM_ROR | MISO_W | Internal | Shoulder | B15 | 1203 | 13129 | 0 | 153.83 | 65.89 | 2 | 0
2040 | PJM_ROR_2_MISO_W | PJM_ROR | MISO_W | Internal | Summer | B1 | 10 | 13129 | 0.02 | 285.01 | 283.01 | 2 | 0
2040 | PJM_ROR_2_MISO_W | PJM_ROR | MISO_W | Internal | Summer | B2 | 25 | 13129 | 0 | 285.01 | 283.01 | 2 | 0
2040 | PJM_ROR_2_MISO_W | PJM_ROR | MISO_W | Internal | Summer | B3 | 75 | 13129 | 1321.07 | 266.92 | 268.92 | 2 | 0
2040 | PJM_ROR_2_MISO_W | PJM_ROR | MISO_W | Internal | Summer | B4 | 100 | 13129 | 0 | 199.1 | 197.1 | 2 | 0
2040 | PJM_ROR_2_MISO_W | PJM_ROR | MISO_W | Internal | Summer | B5 | 200 | 13129 | 0 | 190.38 | 188.38 | 2 | 0
2040 | PJM_ROR_2_MISO_W | PJM_ROR | MISO_W | Internal | Summer | B6 | 300 | 13129 | 0 | 178.98 | 180.32 | 2 | 0
2040 | PJM_ROR_2_MISO_W | PJM_ROR | MISO_W | Internal | Summer | B7 | 400 | 13129 | 0 | 163.96 | 161.96 | 2 | 0
2040 | PJM_ROR_2_MISO_W | PJM_ROR | MISO_W | Internal | Summer | B8 | 500 | 13129 | 0 | 152.06 | 150.06 | 2 | 0
2040 | PJM_ROR_2_MISO_W | PJM_ROR | MISO_W | Internal | Summer | B9 | 800 | 13129 | 0 | 152.06 | 150.06 | 2 | 0
2040 | PJM_ROR_2_MISO_W | PJM_ROR | MISO_W | Internal | Summer | B10 | 1262 | 13129 | 0 | 147.54 | 92.28 | 2 | 0
2040 | PJM_ROR_2_MISO_W | PJM_ROR | MISO_W | Internal | Winter | B16 | 25 | 13129 | 0 | 157.78 | 61.14 | 2 | 0
2040 | PJM_ROR_2_MISO_W | PJM_ROR | MISO_W | Internal | Winter | B17 | 100 | 13129 | 0 | 157.78 | 66.5 | 2 | 0
2040 | PJM_ROR_2_MISO_W | PJM_ROR | MISO_W | Internal | Winter | B18 | 400 | 13129 | 0 | 157.78 | 153.53 | 2 | 0
2040 | PJM_ROR_2_MISO_W | PJM_ROR | MISO_W | Internal | Winter | B19 | 700 | 13129 | 0 | 154.95 | 152.79 | 2 | 0
2040 | PJM_ROR_2_MISO_W | PJM_ROR | MISO_W | Internal | Winter | B20 | 935 | 13129 | 0 | 151.28 | 74.96 | 2 | 0
2040 | PJM_ROR_2_MISO_WUMS | PJM_ROR | MISO_WUMS | Internal | Shoulder | B11 | 25 | 1467 | 0 | 163.43 | 154.01 | 2 | 0
2040 | PJM_ROR_2_MISO_WUMS | PJM_ROR | MISO_WUMS | Internal | Shoulder | B12 | 200 | 1467 | 0 | 153.83 | 154.01 | 2 | 0
2040 | PJM_ROR_2_MISO_WUMS | PJM_ROR | MISO_WUMS | Internal | Shoulder | B13 | 600 | 1467 | 0 | 153.83 | 154.01 | 2 | 0
2040 | PJM_ROR_2_MISO_WUMS | PJM_ROR | MISO_WUMS | Internal | Shoulder | B14 | 900 | 1467 | 0 | 153.83 | 151.83 | 2 | 0
2040 | PJM_ROR_2_MISO_WUMS | PJM_ROR | MISO_WUMS | Internal | Shoulder | B15 | 1203 | 1467 | 0 | 153.83 | 137.62 | 2 | 0
2040 | PJM_ROR_2_MISO_WUMS | PJM_ROR | MISO_WUMS | Internal | Summer | B1 | 10 | 1467 | 0 | 285.01 | 152.21 | 2 | 0
2040 | PJM_ROR_2_MISO_WUMS | PJM_ROR | MISO_WUMS | Internal | Summer | B2 | 25 | 1467 | 0 | 285.01 | 177.31 | 2 | 0
2040 | PJM_ROR_2_MISO_WUMS | PJM_ROR | MISO_WUMS | Internal | Summer | B3 | 75 | 1467 | 0 | 266.92 | 194.02 | 2 | 0
2040 | PJM_ROR_2_MISO_WUMS | PJM_ROR | MISO_WUMS | Internal | Summer | B4 | 100 | 1467 | 0 | 199.1 | 177.93 | 2 | 0
2040 | PJM_ROR_2_MISO_WUMS | PJM_ROR | MISO_WUMS | Internal | Summer | B5 | 200 | 1467 | 0 | 190.38 | 177.31 | 2 | 0
2040 | PJM_ROR_2_MISO_WUMS | PJM_ROR | MISO_WUMS | Internal | Summer | B6 | 300 | 1467 | 0 | 178.98 | 152.76 | 2 | 0
2040 | PJM_ROR_2_MISO_WUMS | PJM_ROR | MISO_WUMS | Internal | Summer | B7 | 400 | 1467 | 0 | 163.96 | 152.21 | 2 | 0
2040 | PJM_ROR_2_MISO_WUMS | PJM_ROR | MISO_WUMS | Internal | Summer | B8 | 500 | 1467 | 0 | 152.06 | 152.21 | 2 | 0
2040 | PJM_ROR_2_MISO_WUMS | PJM_ROR | MISO_WUMS | Internal | Summer | B9 | 800 | 1467 | 0 | 152.06 | 152.21 | 2 | 0
2040 | PJM_ROR_2_MISO_WUMS | PJM_ROR | MISO_WUMS | Internal | Summer | B10 | 1262 | 1467 | 0 | 147.54 | 145.54 | 2 | 0
2040 | PJM_ROR_2_MISO_WUMS | PJM_ROR | MISO_WUMS | Internal | Winter | B16 | 25 | 1467 | 0 | 157.78 | 155.78 | 2 | 0
2040 | PJM_ROR_2_MISO_WUMS | PJM_ROR | MISO_WUMS | Internal | Winter | B17 | 100 | 1467 | 0 | 157.78 | 156.95 | 2 | 0
2040 | PJM_ROR_2_MISO_WUMS | PJM_ROR | MISO_WUMS | Internal | Winter | B18 | 400 | 1467 | 0 | 157.78 | 157.35 | 2 | 0
2040 | PJM_ROR_2_MISO_WUMS | PJM_ROR | MISO_WUMS | Internal | Winter | B19 | 700 | 1467 | 51.28 | 154.95 | 156.95 | 2 | 0
2040 | PJM_ROR_2_MISO_WUMS | PJM_ROR | MISO_WUMS | Internal | Winter | B20 | 935 | 1467 | 0 | 151.28 | 132.91 | 2 | 0
2040 | PJM_ROR_2_PJM_ROM | PJM_ROR | PJM_ROM | Internal | Shoulder | B11 | 25 | 8000 | 8000 | 163.43 | 173.67 | 0.01 | 10.24
2040 | PJM_ROR_2_PJM_ROM | PJM_ROR | PJM_ROM | Internal | Shoulder | B12 | 200 | 8000 | 8000 | 153.83 | 173.67 | 0.01 | 19.84
2040 | PJM_ROR_2_PJM_ROM | PJM_ROR | PJM_ROM | Internal | Shoulder | B13 | 600 | 8000 | 7989.12 | 153.83 | 153.84 | 0.01 | 0
2040 | PJM_ROR_2_PJM_ROM | PJM_ROR | PJM_ROM | Internal | Shoulder | B14 | 900 | 8000 | 6215.75 | 153.83 | 153.84 | 0.01 | 0
2040 | PJM_ROR_2_PJM_ROM | PJM_ROR | PJM_ROM | Internal | Shoulder | B15 | 1203 | 8000 | 652.67 | 153.83 | 153.84 | 0.01 | 0
2040 | PJM_ROR_2_PJM_ROM | PJM_ROR | PJM_ROM | Internal | Summer | B1 | 10 | 8000 | 4907.03 | 285.01 | 285.03 | 0.01 | 0
2040 | PJM_ROR_2_PJM_ROM | PJM_ROR | PJM_ROM | Internal | Summer | B2 | 25 | 8000 | 2949.43 | 285.01 | 285.02 | 0.01 | 0
2040 | PJM_ROR_2_PJM_ROM | PJM_ROR | PJM_ROM | Internal | Summer | B3 | 75 | 8000 | 0.45 | 266.92 | 266.9 | 0.01 | 0
2040 | PJM_ROR_2_PJM_ROM | PJM_ROR | PJM_ROM | Internal | Summer | B4 | 100 | 8000 | 4314.06 | 199.1 | 199.11 | 0.01 | 0
2040 | PJM_ROR_2_PJM_ROM | PJM_ROR | PJM_ROM | Internal | Summer | B5 | 200 | 8000 | 4137.82 | 190.38 | 190.39 | 0.01 | 0
2040 | PJM_ROR_2_PJM_ROM | PJM_ROR | PJM_ROM | Internal | Summer | B6 | 300 | 8000 | 4718.79 | 178.98 | 178.99 | 0.01 | 0
2040 | PJM_ROR_2_PJM_ROM | PJM_ROR | PJM_ROM | Internal | Summer | B7 | 400 | 8000 | 7899.11 | 163.96 | 163.97 | 0.01 | 0
2040 | PJM_ROR_2_PJM_ROM | PJM_ROR | PJM_ROM | Internal | Summer | B8 | 500 | 8000 | 7116.59 | 152.06 | 152.07 | 0.01 | 0
2040 | PJM_ROR_2_PJM_ROM | PJM_ROR | PJM_ROM | Internal | Summer | B9 | 800 | 8000 | 1652.56 | 152.06 | 152.07 | 0.01 | 0
2040 | PJM_ROR_2_PJM_ROM | PJM_ROR | PJM_ROM | Internal | Summer | B10 | 1262 | 8000 | 0.03 | 147.54 | 147.53 | 0.01 | 0
2040 | PJM_ROR_2_PJM_ROM | PJM_ROR | PJM_ROM | Internal | Winter | B16 | 25 | 8000 | 8000 | 157.78 | 180.55 | 0.01 | 22.75
2040 | PJM_ROR_2_PJM_ROM | PJM_ROR | PJM_ROM | Internal | Winter | B17 | 100 | 8000 | 8000 | 157.78 | 180.06 | 0.01 | 22.27
2040 | PJM_ROR_2_PJM_ROM | PJM_ROR | PJM_ROM | Internal | Winter | B18 | 400 | 8000 | 7131.63 | 157.78 | 157.79 | 0.01 | 0
2040 | PJM_ROR_2_PJM_ROM | PJM_ROR | PJM_ROM | Internal | Winter | B19 | 700 | 8000 | 4690.85 | 154.95 | 154.96 | 0.01 | 0
2040 | PJM_ROR_2_PJM_ROM | PJM_ROR | PJM_ROM | Internal | Winter | B20 | 935 | 8000 | 7999.86 | 151.28 | 151.31 | 0.01 | 0.01
2040 | PJM_ROR_2_TVA_Transmission | PJM_ROR | TVA_Transmission | Internal | Shoulder | B11 | 25 | 2500 | 0.02 | 163.43 | 167.42 | 6 | 0
2040 | PJM_ROR_2_TVA_Transmission | PJM_ROR | TVA_Transmission | Internal | Shoulder | B12 | 200 | 2500 | 0 | 153.83 | 158.08 | 6 | 0
2040 | PJM_ROR_2_TVA_Transmission | PJM_ROR | TVA_Transmission | Internal | Shoulder | B13 | 600 | 2500 | 0 | 153.83 | 157.8 | 6 | 0
2040 | PJM_ROR_2_TVA_Transmission | PJM_ROR | TVA_Transmission | Internal | Shoulder | B14 | 900 | 2500 | 0 | 153.83 | 157.8 | 6 | 0
2040 | PJM_ROR_2_TVA_Transmission | PJM_ROR | TVA_Transmission | Internal | Shoulder | B15 | 1203 | 2500 | 0 | 153.83 | 151.88 | 6 | 0
2040 | PJM_ROR_2_TVA_Transmission | PJM_ROR | TVA_Transmission | Internal | Summer | B1 | 10 | 2500 | 0.02 | 285.01 | 287.8 | 6 | 0
2040 | PJM_ROR_2_TVA_Transmission | PJM_ROR | TVA_Transmission | Internal | Summer | B2 | 25 | 2500 | 0 | 285.01 | 280.8 | 6 | 0
2040 | PJM_ROR_2_TVA_Transmission | PJM_ROR | TVA_Transmission | Internal | Summer | B3 | 75 | 2500 | 0 | 266.92 | 267.92 | 6 | 0
2040 | PJM_ROR_2_TVA_Transmission | PJM_ROR | TVA_Transmission | Internal | Summer | B4 | 100 | 2500 | 0 | 199.1 | 192.5 | 6 | 0
2040 | PJM_ROR_2_TVA_Transmission | PJM_ROR | TVA_Transmission | Internal | Summer | B5 | 200 | 2500 | 0 | 190.38 | 182.32 | 6 | 0
2040 | PJM_ROR_2_TVA_Transmission | PJM_ROR | TVA_Transmission | Internal | Summer | B6 | 300 | 2500 | 0 | 178.98 | 171.56 | 6 | 0
2040 | PJM_ROR_2_TVA_Transmission | PJM_ROR | TVA_Transmission | Internal | Summer | B7 | 400 | 2500 | 0 | 163.96 | 163.96 | 6 | 0
2040 | PJM_ROR_2_TVA_Transmission | PJM_ROR | TVA_Transmission | Internal | Summer | B8 | 500 | 2500 | 0 | 152.06 | 157.16 | 6 | 0
2040 | PJM_ROR_2_TVA_Transmission | PJM_ROR | TVA_Transmission | Internal | Summer | B9 | 800 | 2500 | 0 | 152.06 | 157.16 | 6 | 0
2040 | PJM_ROR_2_TVA_Transmission | PJM_ROR | TVA_Transmission | Internal | Summer | B10 | 1262 | 2500 | 0 | 147.54 | 138.54 | 6 | 0
2040 | PJM_ROR_2_TVA_Transmission | PJM_ROR | TVA_Transmission | Internal | Winter | B16 | 25 | 2500 | 2499.99 | 157.78 | 166.51 | 6 | 2.72
2040 | PJM_ROR_2_TVA_Transmission | PJM_ROR | TVA_Transmission | Internal | Winter | B17 | 100 | 2500 | 0 | 157.78 | 160.78 | 6 | 0
2040 | PJM_ROR_2_TVA_Transmission | PJM_ROR | TVA_Transmission | Internal | Winter | B18 | 400 | 2500 | 0 | 157.78 | 160.78 | 6 | 0
2040 | PJM_ROR_2_TVA_Transmission | PJM_ROR | TVA_Transmission | Internal | Winter | B19 | 700 | 2500 | 0 | 154.95 | 160.78 | 6 | 0
2040 | PJM_ROR_2_TVA_Transmission | PJM_ROR | TVA_Transmission | Internal | Winter | B20 | 935 | 2500 | 0 | 151.28 | 148.3 | 6 | 0
2040 | PJM_ROR_2_VACAR | PJM_ROR | VACAR | Internal | Shoulder | B11 | 25 | 3000 | 1755.96 | 163.43 | 169.43 | 6 | 0
2040 | PJM_ROR_2_VACAR | PJM_ROR | VACAR | Internal | Shoulder | B12 | 200 | 3000 | 0 | 153.83 | 159.21 | 6 | 0
2040 | PJM_ROR_2_VACAR | PJM_ROR | VACAR | Internal | Shoulder | B13 | 600 | 3000 | 0 | 153.83 | 159.21 | 6 | 0
2040 | PJM_ROR_2_VACAR | PJM_ROR | VACAR | Internal | Shoulder | B14 | 900 | 3000 | 0 | 153.83 | 159.21 | 6 | 0
2040 | PJM_ROR_2_VACAR | PJM_ROR | VACAR | Internal | Shoulder | B15 | 1203 | 3000 | 0 | 153.83 | 147.91 | 6 | 0
2040 | PJM_ROR_2_VACAR | PJM_ROR | VACAR | Internal | Summer | B1 | 10 | 3000 | 2999.92 | 285.01 | 291.98 | 6 | 0.97
2040 | PJM_ROR_2_VACAR | PJM_ROR | VACAR | Internal | Summer | B2 | 25 | 3000 | 2999.97 | 285.01 | 291.98 | 6 | 0.97
2040 | PJM_ROR_2_VACAR | PJM_ROR | VACAR | Internal | Summer | B3 | 75 | 3000 | 0 | 266.92 | 269.92 | 6 | 0
2040 | PJM_ROR_2_VACAR | PJM_ROR | VACAR | Internal | Summer | B4 | 100 | 3000 | 0 | 199.1 | 189.76 | 6 | 0
2040 | PJM_ROR_2_VACAR | PJM_ROR | VACAR | Internal | Summer | B5 | 200 | 3000 | 0 | 190.38 | 183.38 | 6 | 0
2040 | PJM_ROR_2_VACAR | PJM_ROR | VACAR | Internal | Summer | B6 | 300 | 3000 | 0 | 178.98 | 171.98 | 6 | 0
2040 | PJM_ROR_2_VACAR | PJM_ROR | VACAR | Internal | Summer | B7 | 400 | 3000 | 0 | 163.96 | 156.96 | 6 | 0
2040 | PJM_ROR_2_VACAR | PJM_ROR | VACAR | Internal | Summer | B8 | 500 | 3000 | 0 | 152.06 | 156.96 | 6 | 0
2040 | PJM_ROR_2_VACAR | PJM_ROR | VACAR | Internal | Summer | B9 | 800 | 3000 | 0 | 152.06 | 156.96 | 6 | 0
2040 | PJM_ROR_2_VACAR | PJM_ROR | VACAR | Internal | Summer | B10 | 1262 | 3000 | 0 | 147.54 | 140.54 | 6 | 0
2040 | PJM_ROR_2_VACAR | PJM_ROR | VACAR | Internal | Winter | B16 | 25 | 3000 | 2999.99 | 157.78 | 168.51 | 6 | 4.72
2040 | PJM_ROR_2_VACAR | PJM_ROR | VACAR | Internal | Winter | B17 | 100 | 3000 | 2999.99 | 157.78 | 164.55 | 6 | 0.77
2040 | PJM_ROR_2_VACAR | PJM_ROR | VACAR | Internal | Winter | B18 | 400 | 3000 | 3000 | 157.78 | 164.55 | 6 | 0.77
2040 | PJM_ROR_2_VACAR | PJM_ROR | VACAR | Internal | Winter | B19 | 700 | 3000 | 2656.81 | 154.95 | 160.95 | 6 | 0
2040 | PJM_ROR_2_VACAR | PJM_ROR | VACAR | Internal | Winter | B20 | 935 | 3000 | 0 | 151.28 | 144.28 | 6 | 0
2040 | PJM_ROM_2_NYISO_A-F | PJM_ROM | NYISO_A-F | Internal | Shoulder | B11 | 25 | 2000 | 0 | 173.67 | 165.67 | 6 | 0
2040 | PJM_ROM_2_NYISO_A-F | PJM_ROM | NYISO_A-F | Internal | Shoulder | B12 | 200 | 2000 | 0 | 173.67 | 165.67 | 6 | 0
2040 | PJM_ROM_2_NYISO_A-F | PJM_ROM | NYISO_A-F | Internal | Shoulder | B13 | 600 | 2000 | 0 | 153.84 | 149.77 | 6 | 0
2040 | PJM_ROM_2_NYISO_A-F | PJM_ROM | NYISO_A-F | Internal | Shoulder | B14 | 900 | 2000 | 0 | 153.84 | 146.61 | 6 | 0
2040 | PJM_ROM_2_NYISO_A-F | PJM_ROM | NYISO_A-F | Internal | Shoulder | B15 | 1203 | 2000 | 0 | 153.84 | 146.61 | 6 | 0
2040 | PJM_ROM_2_NYISO_A-F | PJM_ROM | NYISO_A-F | Internal | Summer | B1 | 10 | 2000 | 0 | 285.03 | 186.15 | 6 | 0
2040 | PJM_ROM_2_NYISO_A-F | PJM_ROM | NYISO_A-F | Internal | Summer | B2 | 25 | 2000 | 0 | 285.02 | 196.43 | 6 | 0
2040 | PJM_ROM_2_NYISO_A-F | PJM_ROM | NYISO_A-F | Internal | Summer | B3 | 75 | 2000 | 0 | 266.9 | 199.74 | 6 | 0
2040 | PJM_ROM_2_NYISO_A-F | PJM_ROM | NYISO_A-F | Internal | Summer | B4 | 100 | 2000 | 0 | 199.11 | 191.11 | 6 | 0
2040 | PJM_ROM_2_NYISO_A-F | PJM_ROM | NYISO_A-F | Internal | Summer | B5 | 200 | 2000 | 0 | 190.39 | 182.39 | 6 | 0
2040 | PJM_ROM_2_NYISO_A-F | PJM_ROM | NYISO_A-F | Internal | Summer | B6 | 300 | 2000 | 0 | 178.99 | 170.99 | 6 | 0
2040 | PJM_ROM_2_NYISO_A-F | PJM_ROM | NYISO_A-F | Internal | Summer | B7 | 400 | 2000 | 0 | 163.97 | 168.67 | 6 | 0
2040 | PJM_ROM_2_NYISO_A-F | PJM_ROM | NYISO_A-F | Internal | Summer | B8 | 500 | 2000 | 1004.63 | 152.07 | 158.07 | 6 | 0
2040 | PJM_ROM_2_NYISO_A-F | PJM_ROM | NYISO_A-F | Internal | Summer | B9 | 800 | 2000 | 0 | 152.07 | 145.54 | 6 | 0
2040 | PJM_ROM_2_NYISO_A-F | PJM_ROM | NYISO_A-F | Internal | Summer | B10 | 1262 | 2000 | 0 | 147.53 | 145.54 | 6 | 0
2040 | PJM_ROM_2_NYISO_A-F | PJM_ROM | NYISO_A-F | Internal | Winter | B16 | 25 | 2000 | 0 | 180.55 | 172.55 | 6 | 0
2040 | PJM_ROM_2_NYISO_A-F | PJM_ROM | NYISO_A-F | Internal | Winter | B17 | 100 | 2000 | 0 | 180.06 | 169.84 | 6 | 0
2040 | PJM_ROM_2_NYISO_A-F | PJM_ROM | NYISO_A-F | Internal | Winter | B18 | 400 | 2000 | 0 | 157.79 | 149.79 | 6 | 0
2040 | PJM_ROM_2_NYISO_A-F | PJM_ROM | NYISO_A-F | Internal | Winter | B19 | 700 | 2000 | 0 | 154.96 | 146.96 | 6 | 0
2040 | PJM_ROM_2_NYISO_A-F | PJM_ROM | NYISO_A-F | Internal | Winter | B20 | 935 | 2000 | 0 | 151.31 | 146.7 | 6 | 0
2040 | PJM_ROM_2_PJM_E | PJM_ROM | PJM_E | Internal | Shoulder | B11 | 25 | 8000 | 4478.88 | 173.67 | 173.69 | 0.01 | 0
2040 | PJM_ROM_2_PJM_E | PJM_ROM | PJM_E | Internal | Shoulder | B12 | 200 | 8000 | 4644.06 | 173.67 | 173.69 | 0.01 | 0
2040 | PJM_ROM_2_PJM_E | PJM_ROM | PJM_E | Internal | Shoulder | B13 | 600 | 8000 | 5603.57 | 153.84 | 153.85 | 0.01 | 0
2040 | PJM_ROM_2_PJM_E | PJM_ROM | PJM_E | Internal | Shoulder | B14 | 900 | 8000 | 4387.77 | 153.84 | 153.85 | 0.01 | 0
2040 | PJM_ROM_2_PJM_E | PJM_ROM | PJM_E | Internal | Shoulder | B15 | 1203 | 8000 | 1162.86 | 153.84 | 153.85 | 0.01 | 0
2040 | PJM_ROM_2_PJM_E | PJM_ROM | PJM_E | Internal | Summer | B1 | 10 | 8000 | 7377.12 | 285.03 | 285.04 | 0.01 | 0
2040 | PJM_ROM_2_PJM_E | PJM_ROM | PJM_E | Internal | Summer | B2 | 25 | 8000 | 6128.74 | 285.02 | 285.04 | 0.01 | 0
2040 | PJM_ROM_2_PJM_E | PJM_ROM | PJM_E | Internal | Summer | B3 | 75 | 8000 | 2369.56 | 266.9 | 266.92 | 0.01 | 0
2040 | PJM_ROM_2_PJM_E | PJM_ROM | PJM_E | Internal | Summer | B4 | 100 | 8000 | 6465.28 | 199.11 | 199.12 | 0.01 | 0
2040 | PJM_ROM_2_PJM_E | PJM_ROM | PJM_E | Internal | Summer | B5 | 200 | 8000 | 5481.6 | 190.39 | 190.4 | 0.01 | 0
2040 | PJM_ROM_2_PJM_E | PJM_ROM | PJM_E | Internal | Summer | B6 | 300 | 8000 | 6137.93 | 178.99 | 179.01 | 0.01 | 0
2040 | PJM_ROM_2_PJM_E | PJM_ROM | PJM_E | Internal | Summer | B7 | 400 | 8000 | 8000 | 163.97 | 170.9 | 0.01 | 6.92
2040 | PJM_ROM_2_PJM_E | PJM_ROM | PJM_E | Internal | Summer | B8 | 500 | 8000 | 7088.55 | 152.07 | 152.08 | 0.01 | 0
2040 | PJM_ROM_2_PJM_E | PJM_ROM | PJM_E | Internal | Summer | B9 | 800 | 8000 | 4425.12 | 152.07 | 152.08 | 0.01 | 0
2040 | PJM_ROM_2_PJM_E | PJM_ROM | PJM_E | Internal | Summer | B10 | 1262 | 8000 | 1092.26 | 147.53 | 147.54 | 0.01 | 0
2040 | PJM_ROM_2_PJM_E | PJM_ROM | PJM_E | Internal | Winter | B16 | 25 | 8000 | 7694.11 | 180.55 | 180.56 | 0.01 | 0
2040 | PJM_ROM_2_PJM_E | PJM_ROM | PJM_E | Internal | Winter | B17 | 100 | 8000 | 7028.83 | 180.06 | 180.07 | 0.01 | 0
2040 | PJM_ROM_2_PJM_E | PJM_ROM | PJM_E | Internal | Winter | B18 | 400 | 8000 | 7292.23 | 157.79 | 157.81 | 0.01 | 0
2040 | PJM_ROM_2_PJM_E | PJM_ROM | PJM_E | Internal | Winter | B19 | 700 | 8000 | 5959.16 | 154.96 | 154.97 | 0.01 | 0
2040 | PJM_ROM_2_PJM_E | PJM_ROM | PJM_E | Internal | Winter | B20 | 935 | 8000 | 7389 | 151.31 | 151.32 | 0.01 | 0
2040 | PJM_ROM_2_PJM_ROR | PJM_ROM | PJM_ROR | Internal | Shoulder | B11 | 25 | 8000 | 0 | 173.67 | 163.43 | 0.01 | 0
2040 | PJM_ROM_2_PJM_ROR | PJM_ROM | PJM_ROR | Internal | Shoulder | B12 | 200 | 8000 | 0 | 173.67 | 153.83 | 0.01 | 0
2040 | PJM_ROM_2_PJM_ROR | PJM_ROM | PJM_ROR | Internal | Shoulder | B13 | 600 | 8000 | 0.05 | 153.84 | 153.83 | 0.01 | 0
2040 | PJM_ROM_2_PJM_ROR | PJM_ROM | PJM_ROR | Internal | Shoulder | B14 | 900 | 8000 | 0.04 | 153.84 | 153.83 | 0.01 | 0
2040 | PJM_ROM_2_PJM_ROR | PJM_ROM | PJM_ROR | Internal | Shoulder | B15 | 1203 | 8000 | 0.03 | 153.84 | 153.83 | 0.01 | 0
2040 | PJM_ROM_2_PJM_ROR | PJM_ROM | PJM_ROR | Internal | Summer | B1 | 10 | 8000 | 3.82 | 285.03 | 285.01 | 0.01 | 0
2040 | PJM_ROM_2_PJM_ROR | PJM_ROM | PJM_ROR | Internal | Summer | B2 | 25 | 8000 | 1.56 | 285.02 | 285.01 | 0.01 | 0
2040 | PJM_ROM_2_PJM_ROR | PJM_ROM | PJM_ROR | Internal | Summer | B3 | 75 | 8000 | 1693.86 | 266.9 | 266.92 | 0.01 | 0
2040 | PJM_ROM_2_PJM_ROR | PJM_ROM | PJM_ROR | Internal | Summer | B4 | 100 | 8000 | 0.33 | 199.11 | 199.1 | 0.01 | 0
2040 | PJM_ROM_2_PJM_ROR | PJM_ROM | PJM_ROR | Internal | Summer | B5 | 200 | 8000 | 0.17 | 190.39 | 190.38 | 0.01 | 0
2040 | PJM_ROM_2_PJM_ROR | PJM_ROM | PJM_ROR | Internal | Summer | B6 | 300 | 8000 | 0.11 | 178.99 | 178.98 | 0.01 | 0
2040 | PJM_ROM_2_PJM_ROR | PJM_ROM | PJM_ROR | Internal | Summer | B7 | 400 | 8000 | 0.08 | 163.97 | 163.96 | 0.01 | 0
2040 | PJM_ROM_2_PJM_ROR | PJM_ROM | PJM_ROR | Internal | Summer | B8 | 500 | 8000 | 0.07 | 152.07 | 152.06 | 0.01 | 0
2040 | PJM_ROM_2_PJM_ROR | PJM_ROM | PJM_ROR | Internal | Summer | B9 | 800 | 8000 | 0.04 | 152.07 | 152.06 | 0.01 | 0
2040 | PJM_ROM_2_PJM_ROR | PJM_ROM | PJM_ROR | Internal | Summer | B10 | 1262 | 8000 | 2904.93 | 147.53 | 147.54 | 0.01 | 0
2040 | PJM_ROM_2_PJM_ROR | PJM_ROM | PJM_ROR | Internal | Winter | B16 | 25 | 8000 | 0 | 180.55 | 157.78 | 0.01 | 0
2040 | PJM_ROM_2_PJM_ROR | PJM_ROM | PJM_ROR | Internal | Winter | B17 | 100 | 8000 | 0 | 180.06 | 157.78 | 0.01 | 0
2040 | PJM_ROM_2_PJM_ROR | PJM_ROM | PJM_ROR | Internal | Winter | B18 | 400 | 8000 | 0.08 | 157.79 | 157.78 | 0.01 | 0
2040 | PJM_ROM_2_PJM_ROR | PJM_ROM | PJM_ROR | Internal | Winter | B19 | 700 | 8000 | 0.05 | 154.96 | 154.95 | 0.01 | 0
2040 | PJM_ROM_2_PJM_ROR | PJM_ROM | PJM_ROR | Internal | Winter | B20 | 935 | 8000 | 0.03 | 151.31 | 151.28 | 0.01 | 0
2040 | SOCO_2_ENT | SOCO | ENT | Internal | Shoulder | B11 | 25 | 4300 | 0 | 176.43 | 161.44 | 10 | 0
2040 | SOCO_2_ENT | SOCO | ENT | Internal | Shoulder | B12 | 200 | 4300 | 0 | 158.72 | 150.72 | 10 | 0
2040 | SOCO_2_ENT | SOCO | ENT | Internal | Shoulder | B13 | 600 | 4300 | 0 | 158.72 | 149.8 | 10 | 0
2040 | SOCO_2_ENT | SOCO | ENT | Internal | Shoulder | B14 | 900 | 4300 | 0 | 158.72 | 137.33 | 10 | 0
2040 | SOCO_2_ENT | SOCO | ENT | Internal | Shoulder | B15 | 1203 | 4300 | 0 | 144.15 | 73.5 | 10 | 0
2040 | SOCO_2_ENT | SOCO | ENT | Internal | Summer | B1 | 10 | 4300 | 0 | 296.81 | 180.56 | 10 | 0
2040 | SOCO_2_ENT | SOCO | ENT | Internal | Summer | B2 | 25 | 4300 | 0 | 289.8 | 264.8 | 10 | 0
2040 | SOCO_2_ENT | SOCO | ENT | Internal | Summer | B3 | 75 | 4300 | 0 | 276.92 | 268.92 | 10 | 0
2040 | SOCO_2_ENT | SOCO | ENT | Internal | Summer | B4 | 100 | 4300 | 0 | 196.76 | 197.08 | 10 | 0
2040 | SOCO_2_ENT | SOCO | ENT | Internal | Summer | B5 | 200 | 4300 | 0 | 190.38 | 188.36 | 10 | 0
2040 | SOCO_2_ENT | SOCO | ENT | Internal | Summer | B6 | 300 | 4300 | 0 | 178.98 | 180.56 | 10 | 0
2040 | SOCO_2_ENT | SOCO | ENT | Internal | Summer | B7 | 400 | 4300 | 0 | 172.96 | 169.97 | 10 | 0
2040 | SOCO_2_ENT | SOCO | ENT | Internal | Summer | B8 | 500 | 4300 | 0 | 157.34 | 154.98 | 10 | 0
2040 | SOCO_2_ENT | SOCO | ENT | Internal | Summer | B9 | 800 | 4300 | 0 | 157.34 | 154.98 | 10 | 0
2040 | SOCO_2_ENT | SOCO | ENT | Internal | Summer | B10 | 1262 | 4300 | 0 | 130.54 | 117.33 | 10 | 0
2040 | SOCO_2_ENT | SOCO | ENT | Internal | Winter | B16 | 25 | 4300 | 0 | 175.51 | 158.51 | 10 | 0
2040 | SOCO_2_ENT | SOCO | ENT | Internal | Winter | B17 | 100 | 4300 | 0 | 161.97 | 152.78 | 10 | 0
2040 | SOCO_2_ENT | SOCO | ENT | Internal | Winter | B18 | 400 | 4300 | 0 | 161.97 | 146.54 | 10 | 0
2040 | SOCO_2_ENT | SOCO | ENT | Internal | Winter | B19 | 700 | 4300 | 0 | 161.97 | 144.78 | 10 | 0
2040 | SOCO_2_ENT | SOCO | ENT | Internal | Winter | B20 | 935 | 4300 | 0 | 140.63 | 73.5 | 10 | 0
2040 | SOCO_2_FRCC | SOCO | FRCC | Internal | Shoulder | B11 | 25 | 3700 | 3699.99 | 176.43 | 189.95 | 10 | 3.53
2040 | SOCO_2_FRCC | SOCO | FRCC | Internal | Shoulder | B12 | 200 | 3700 | 0 | 158.72 | 164.24 | 10 | 0
2040 | SOCO_2_FRCC | SOCO | FRCC | Internal | Shoulder | B13 | 600 | 3700 | 0 | 158.72 | 162.96 | 10 | 0
2040 | SOCO_2_FRCC | SOCO | FRCC | Internal | Shoulder | B14 | 900 | 3700 | 0 | 158.72 | 162.96 | 10 | 0
2040 | SOCO_2_FRCC | SOCO | FRCC | Internal | Shoulder | B15 | 1203 | 3700 | 0 | 144.15 | 136.15 | 10 | 0
2040 | SOCO_2_FRCC | SOCO | FRCC | Internal | Summer | B1 | 10 | 3700 | 0.01 | 296.81 | 299.8 | 10 | 0
2040 | SOCO_2_FRCC | SOCO | FRCC | Internal | Summer | B2 | 25 | 3700 | 363.22 | 289.8 | 299.8 | 10 | 0
2040 | SOCO_2_FRCC | SOCO | FRCC | Internal | Summer | B3 | 75 | 3700 | 0 | 276.92 | 213.1 | 10 | 0
2040 | SOCO_2_FRCC | SOCO | FRCC | Internal | Summer | B4 | 100 | 3700 | 0 | 196.76 | 188.71 | 10 | 0
2040 | SOCO_2_FRCC | SOCO | FRCC | Internal | Summer | B5 | 200 | 3700 | 0 | 190.38 | 188.71 | 10 | 0
2040 | SOCO_2_FRCC | SOCO | FRCC | Internal | Summer | B6 | 300 | 3700 | 0 | 178.98 | 188.71 | 10 | 0
2040 | SOCO_2_FRCC | SOCO | FRCC | Internal | Summer | B7 | 400 | 3700 | 1781.47 | 172.96 | 182.96 | 10 | 0
2040 | SOCO_2_FRCC | SOCO | FRCC | Internal | Summer | B8 | 500 | 3700 | 0 | 157.34 | 161.9 | 10 | 0
2040 | SOCO_2_FRCC | SOCO | FRCC | Internal | Summer | B9 | 800 | 3700 | 0 | 157.34 | 161.9 | 10 | 0
2040 | SOCO_2_FRCC | SOCO | FRCC | Internal | Summer | B10 | 1262 | 3700 | 0 | 130.54 | 116.33 | 10 | 0
2040 | SOCO_2_FRCC | SOCO | FRCC | Internal | Winter | B16 | 25 | 3700 | 3700 | 175.51 | 193.12 | 10 | 7.61
2040 | SOCO_2_FRCC | SOCO | FRCC | Internal | Winter | B17 | 100 | 3700 | 0 | 161.97 | 165.65 | 10 | 0
2040 | SOCO_2_FRCC | SOCO | FRCC | Internal | Winter | B18 | 400 | 3700 | 0 | 161.97 | 165.65 | 10 | 0
2040 | SOCO_2_FRCC | SOCO | FRCC | Internal | Winter | B19 | 700 | 3700 | 0 | 161.97 | 165.65 | 10 | 0
2040 | SOCO_2_FRCC | SOCO | FRCC | Internal | Winter | B20 | 935 | 3700 | 0 | 140.63 | 133.99 | 10 | 0
2040 | SOCO_2_TVA_Transmission | SOCO | TVA_Transmission | Internal | Shoulder | B11 | 25 | 2600 | 0 | 176.43 | 167.42 | 10 | 0
2040 | SOCO_2_TVA_Transmission | SOCO | TVA_Transmission | Internal | Shoulder | B12 | 200 | 2600 | 0 | 158.72 | 158.08 | 10 | 0
2040 | SOCO_2_TVA_Transmission | SOCO | TVA_Transmission | Internal | Shoulder | B13 | 600 | 2600 | 0 | 158.72 | 157.8 | 10 | 0
2040 | SOCO_2_TVA_Transmission | SOCO | TVA_Transmission | Internal | Shoulder | B14 | 900 | 2600 | 0 | 158.72 | 157.8 | 10 | 0
2040 | SOCO_2_TVA_Transmission | SOCO | TVA_Transmission | Internal | Shoulder | B15 | 1203 | 2600 | 0 | 144.15 | 151.88 | 10 | 0
2040 | SOCO_2_TVA_Transmission | SOCO | TVA_Transmission | Internal | Summer | B1 | 10 | 2600 | 0 | 296.81 | 287.8 | 10 | 0
2040 | SOCO_2_TVA_Transmission | SOCO | TVA_Transmission | Internal | Summer | B2 | 25 | 2600 | 0 | 289.8 | 280.8 | 10 | 0
2040 | SOCO_2_TVA_Transmission | SOCO | TVA_Transmission | Internal | Summer | B3 | 75 | 2600 | 0 | 276.92 | 267.92 | 10 | 0
2040 | SOCO_2_TVA_Transmission | SOCO | TVA_Transmission | Internal | Summer | B4 | 100 | 2600 | 0 | 196.76 | 192.5 | 10 | 0
2040 | SOCO_2_TVA_Transmission | SOCO | TVA_Transmission | Internal | Summer | B5 | 200 | 2600 | 0 | 190.38 | 182.32 | 10 | 0
2040 | SOCO_2_TVA_Transmission | SOCO | TVA_Transmission | Internal | Summer | B6 | 300 | 2600 | 0 | 178.98 | 171.56 | 10 | 0
2040 | SOCO_2_TVA_Transmission | SOCO | TVA_Transmission | Internal | Summer | B7 | 400 | 2600 | 0 | 172.96 | 163.96 | 10 | 0
2040 | SOCO_2_TVA_Transmission | SOCO | TVA_Transmission | Internal | Summer | B8 | 500 | 2600 | 0 | 157.34 | 157.16 | 10 | 0
2040 | SOCO_2_TVA_Transmission | SOCO | TVA_Transmission | Internal | Summer | B9 | 800 | 2600 | 0 | 157.34 | 157.16 | 10 | 0
2040 | SOCO_2_TVA_Transmission | SOCO | TVA_Transmission | Internal | Summer | B10 | 1262 | 2600 | 0 | 130.54 | 138.54 | 10 | 0
2040 | SOCO_2_TVA_Transmission | SOCO | TVA_Transmission | Internal | Winter | B16 | 25 | 2600 | 0 | 175.51 | 166.51 | 10 | 0
2040 | SOCO_2_TVA_Transmission | SOCO | TVA_Transmission | Internal | Winter | B17 | 100 | 2600 | 0 | 161.97 | 160.78 | 10 | 0
2040 | SOCO_2_TVA_Transmission | SOCO | TVA_Transmission | Internal | Winter | B18 | 400 | 2600 | 0 | 161.97 | 160.78 | 10 | 0
2040 | SOCO_2_TVA_Transmission | SOCO | TVA_Transmission | Internal | Winter | B19 | 700 | 2600 | 0 | 161.97 | 160.78 | 10 | 0
2040 | SOCO_2_TVA_Transmission | SOCO | TVA_Transmission | Internal | Winter | B20 | 935 | 2600 | 0 | 140.63 | 148.3 | 10 | 0
2040 | SOCO_2_VACAR | SOCO | VACAR | Internal | Shoulder | B11 | 25 | 2000 | 0 | 176.43 | 169.43 | 10 | 0
2040 | SOCO_2_VACAR | SOCO | VACAR | Internal | Shoulder | B12 | 200 | 2000 | 0 | 158.72 | 159.21 | 10 | 0
2040 | SOCO_2_VACAR | SOCO | VACAR | Internal | Shoulder | B13 | 600 | 2000 | 0 | 158.72 | 159.21 | 10 | 0
2040 | SOCO_2_VACAR | SOCO | VACAR | Internal | Shoulder | B14 | 900 | 2000 | 0 | 158.72 | 159.21 | 10 | 0
2040 | SOCO_2_VACAR | SOCO | VACAR | Internal | Shoulder | B15 | 1203 | 2000 | 0 | 144.15 | 147.91 | 10 | 0
2040 | SOCO_2_VACAR | SOCO | VACAR | Internal | Summer | B1 | 10 | 2000 | 0 | 296.81 | 291.98 | 10 | 0
2040 | SOCO_2_VACAR | SOCO | VACAR | Internal | Summer | B2 | 25 | 2000 | 0 | 289.8 | 291.98 | 10 | 0
2040 | SOCO_2_VACAR | SOCO | VACAR | Internal | Summer | B3 | 75 | 2000 | 0 | 276.92 | 269.92 | 10 | 0
2040 | SOCO_2_VACAR | SOCO | VACAR | Internal | Summer | B4 | 100 | 2000 | 0 | 196.76 | 189.76 | 10 | 0
2040 | SOCO_2_VACAR | SOCO | VACAR | Internal | Summer | B5 | 200 | 2000 | 0 | 190.38 | 183.38 | 10 | 0
2040 | SOCO_2_VACAR | SOCO | VACAR | Internal | Summer | B6 | 300 | 2000 | 0 | 178.98 | 171.98 | 10 | 0
2040 | SOCO_2_VACAR | SOCO | VACAR | Internal | Summer | B7 | 400 | 2000 | 0 | 172.96 | 156.96 | 10 | 0
2040 | SOCO_2_VACAR | SOCO | VACAR | Internal | Summer | B8 | 500 | 2000 | 0 | 157.34 | 156.96 | 10 | 0
2040 | SOCO_2_VACAR | SOCO | VACAR | Internal | Summer | B9 | 800 | 2000 | 0 | 157.34 | 156.96 | 10 | 0
2040 | SOCO_2_VACAR | SOCO | VACAR | Internal | Summer | B10 | 1262 | 2000 | 886.65 | 130.54 | 140.54 | 10 | 0
2040 | SOCO_2_VACAR | SOCO | VACAR | Internal | Winter | B16 | 25 | 2000 | 0 | 175.51 | 168.51 | 10 | 0
2040 | SOCO_2_VACAR | SOCO | VACAR | Internal | Winter | B17 | 100 | 2000 | 0 | 161.97 | 164.55 | 10 | 0
2040 | SOCO_2_VACAR | SOCO | VACAR | Internal | Winter | B18 | 400 | 2000 | 0 | 161.97 | 164.55 | 10 | 0
2040 | SOCO_2_VACAR | SOCO | VACAR | Internal | Winter | B19 | 700 | 2000 | 0 | 161.97 | 160.95 | 10 | 0
2040 | SOCO_2_VACAR | SOCO | VACAR | Internal | Winter | B20 | 935 | 2000 | 0 | 140.63 | 144.28 | 10 | 0
2040 | SPP_N_2_ENT | SPP_N | ENT | Internal | Shoulder | B11 | 25 | 15643 | 14492.15 | 156.44 | 161.44 | 5 | 0
2040 | SPP_N_2_ENT | SPP_N | ENT | Internal | Shoulder | B12 | 200 | 15643 | 15642.68 | 145.71 | 150.72 | 5 | 0.01
2040 | SPP_N_2_ENT | SPP_N | ENT | Internal | Shoulder | B13 | 600 | 15643 | 15643 | 114.4 | 149.8 | 5 | 30.39
2040 | SPP_N_2_ENT | SPP_N | ENT | Internal | Shoulder | B14 | 900 | 15643 | 15643 | 34.56 | 137.33 | 5 | 97.77
2040 | SPP_N_2_ENT | SPP_N | ENT | Internal | Shoulder | B15 | 1203 | 15643 | 15643 | 34.56 | 73.5 | 5 | 33.94
2040 | SPP_N_2_ENT | SPP_N | ENT | Internal | Summer | B1 | 10 | 15643 | 15643 | 34.56 | 180.56 | 5 | 141
2040 | SPP_N_2_ENT | SPP_N | ENT | Internal | Summer | B2 | 25 | 15643 | 7599.25 | 259.8 | 264.8 | 5 | 0
2040 | SPP_N_2_ENT | SPP_N | ENT | Internal | Summer | B3 | 75 | 15643 | 1537.13 | 263.92 | 268.92 | 5 | 0
2040 | SPP_N_2_ENT | SPP_N | ENT | Internal | Summer | B4 | 100 | 15643 | 470.83 | 192.08 | 197.08 | 5 | 0
2040 | SPP_N_2_ENT | SPP_N | ENT | Internal | Summer | B5 | 200 | 15643 | 556.56 | 183.36 | 188.36 | 5 | 0
2040 | SPP_N_2_ENT | SPP_N | ENT | Internal | Summer | B6 | 300 | 15643 | 3080.27 | 175.56 | 180.56 | 5 | 0
2040 | SPP_N_2_ENT | SPP_N | ENT | Internal | Summer | B7 | 400 | 15643 | 8240.5 | 164.97 | 169.97 | 5 | 0
2040 | SPP_N_2_ENT | SPP_N | ENT | Internal | Summer | B8 | 500 | 15643 | 11160.04 | 149.98 | 154.98 | 5 | 0
2040 | SPP_N_2_ENT | SPP_N | ENT | Internal | Summer | B9 | 800 | 15643 | 12449.24 | 149.98 | 154.98 | 5 | 0
2040 | SPP_N_2_ENT | SPP_N | ENT | Internal | Summer | B10 | 1262 | 15643 | 15643 | 80.27 | 117.33 | 5 | 32.06
2040 | SPP_N_2_ENT | SPP_N | ENT | Internal | Winter | B16 | 25 | 15643 | 15643 | 34.56 | 158.51 | 5 | 118.95
2040 | SPP_N_2_ENT | SPP_N | ENT | Internal | Winter | B17 | 100 | 15643 | 15643 | 34.56 | 152.78 | 5 | 113.22
2040 | SPP_N_2_ENT | SPP_N | ENT | Internal | Winter | B18 | 400 | 15643 | 15325.47 | 141.54 | 146.54 | 5 | 0
2040 | SPP_N_2_ENT | SPP_N | ENT | Internal | Winter | B19 | 700 | 15643 | 15643 | 44.27 | 144.78 | 5 | 95.51
2040 | SPP_N_2_ENT | SPP_N | ENT | Internal | Winter | B20 | 935 | 15643 | 15643 | 34.56 | 73.5 | 5 | 33.94
2040 | SPP_N_2_MISO_MO-IL | SPP_N | MISO_MO-IL | Internal | Shoulder | B11 | 25 | 4019 | 0.02 | 156.44 | 159.42 | 5 | 0
2040 | SPP_N_2_MISO_MO-IL | SPP_N | MISO_MO-IL | Internal | Shoulder | B12 | 200 | 4019 | 2674.56 | 145.71 | 150.71 | 5 | 0
2040 | SPP_N_2_MISO_MO-IL | SPP_N | MISO_MO-IL | Internal | Shoulder | B13 | 600 | 4019 | 4019 | 114.4 | 149.8 | 5 | 30.39
2040 | SPP_N_2_MISO_MO-IL | SPP_N | MISO_MO-IL | Internal | Shoulder | B14 | 900 | 4019 | 4019 | 34.56 | 145.33 | 5 | 105.77
2040 | SPP_N_2_MISO_MO-IL | SPP_N | MISO_MO-IL | Internal | Shoulder | B15 | 1203 | 4019 | 4019 | 34.56 | 78.35 | 5 | 38.79
2040 | SPP_N_2_MISO_MO-IL | SPP_N | MISO_MO-IL | Internal | Summer | B1 | 10 | 4019 | 4019 | 34.56 | 279.8 | 5 | 240.24
2040 | SPP_N_2_MISO_MO-IL | SPP_N | MISO_MO-IL | Internal | Summer | B2 | 25 | 4019 | 4019 | 259.8 | 272.8 | 5 | 8
2040 | SPP_N_2_MISO_MO-IL | SPP_N | MISO_MO-IL | Internal | Summer | B3 | 75 | 4019 | 1012.44 | 263.92 | 268.92 | 5 | 0
2040 | SPP_N_2_MISO_MO-IL | SPP_N | MISO_MO-IL | Internal | Summer | B4 | 100 | 4019 | 2758.98 | 192.08 | 197.08 | 5 | 0
2040 | SPP_N_2_MISO_MO-IL | SPP_N | MISO_MO-IL | Internal | Summer | B5 | 200 | 4019 | 1798.95 | 183.36 | 188.36 | 5 | 0
2040 | SPP_N_2_MISO_MO-IL | SPP_N | MISO_MO-IL | Internal | Summer | B6 | 300 | 4019 | 0 | 175.56 | 178.86 | 5 | 0
2040 | SPP_N_2_MISO_MO-IL | SPP_N | MISO_MO-IL | Internal | Summer | B7 | 400 | 4019 | 0 | 164.97 | 161.97 | 5 | 0
2040 | SPP_N_2_MISO_MO-IL | SPP_N | MISO_MO-IL | Internal | Summer | B8 | 500 | 4019 | 0 | 149.98 | 152.3 | 5 | 0
2040 | SPP_N_2_MISO_MO-IL | SPP_N | MISO_MO-IL | Internal | Summer | B9 | 800 | 4019 | 0 | 149.98 | 152.19 | 5 | 0
2040 | SPP_N_2_MISO_MO-IL | SPP_N | MISO_MO-IL | Internal | Summer | B10 | 1262 | 4019 | 4019 | 80.27 | 130.54 | 5 | 45.27
2040 | SPP_N_2_MISO_MO-IL | SPP_N | MISO_MO-IL | Internal | Winter | B16 | 25 | 4019 | 4019 | 34.56 | 150.51 | 5 | 110.95
2040 | SPP_N_2_MISO_MO-IL | SPP_N | MISO_MO-IL | Internal | Winter | B17 | 100 | 4019 | 4019 | 34.56 | 152.78 | 5 | 113.22
2040 | SPP_N_2_MISO_MO-IL | SPP_N | MISO_MO-IL | Internal | Winter | B18 | 400 | 4019 | 4019 | 141.54 | 153.54 | 5 | 7
2040 | SPP_N_2_MISO_MO-IL | SPP_N | MISO_MO-IL | Internal | Winter | B19 | 700 | 4019 | 4019 | 44.27 | 152.78 | 5 | 103.51
2040 | SPP_N_2_MISO_MO-IL | SPP_N | MISO_MO-IL | Internal | Winter | B20 | 935 | 4019 | 4019 | 34.56 | 74.97 | 5 | 35.42
2040 | SPP_N_2_MISO_W | SPP_N | MISO_W | Internal | Shoulder | B11 | 25 | 1087 | 2.13 | 156.44 | 161.43 | 5 | 0
2040 | SPP_N_2_MISO_W | SPP_N | MISO_W | Internal | Shoulder | B12 | 200 | 1087 | 1087 | 145.71 | 151.83 | 5 | 1.11
2040 | SPP_N_2_MISO_W | SPP_N | MISO_W | Internal | Shoulder | B13 | 600 | 1087 | 1087 | 114.4 | 149.79 | 5 | 30.38
2040 | SPP_N_2_MISO_W | SPP_N | MISO_W | Internal | Shoulder | B14 | 900 | 1087 | 1087 | 34.56 | 145.32 | 5 | 105.76
2040 | SPP_N_2_MISO_W | SPP_N | MISO_W | Internal | Shoulder | B15 | 1203 | 1087 | 1087 | 34.56 | 65.89 | 5 | 26.33
2040 | SPP_N_2_MISO_W | SPP_N | MISO_W | Internal | Summer | B1 | 10 | 1087 | 1087 | 34.56 | 283.01 | 5 | 243.45
2040 | SPP_N_2_MISO_W | SPP_N | MISO_W | Internal | Summer | B2 | 25 | 1087 | 1087 | 259.8 | 283.01 | 5 | 18.21
2040 | SPP_N_2_MISO_W | SPP_N | MISO_W | Internal | Summer | B3 | 75 | 1087 | 422.07 | 263.92 | 268.92 | 5 | 0
2040 | SPP_N_2_MISO_W | SPP_N | MISO_W | Internal | Summer | B4 | 100 | 1087 | 1086.38 | 192.08 | 197.1 | 5 | 0.01
2040 | SPP_N_2_MISO_W | SPP_N | MISO_W | Internal | Summer | B5 | 200 | 1087 | 1086.67 | 183.36 | 188.38 | 5 | 0.01
2040 | SPP_N_2_MISO_W | SPP_N | MISO_W | Internal | Summer | B6 | 300 | 1087 | 0.01 | 175.56 | 180.32 | 5 | 0
2040 | SPP_N_2_MISO_W | SPP_N | MISO_W | Internal | Summer | B7 | 400 | 1087 | 0 | 164.97 | 161.96 | 5 | 0
2040 | SPP_N_2_MISO_W | SPP_N | MISO_W | Internal | Summer | B8 | 500 | 1087 | 0 | 149.98 | 150.06 | 5 | 0
2040 | SPP_N_2_MISO_W | SPP_N | MISO_W | Internal | Summer | B9 | 800 | 1087 | 0 | 149.98 | 150.06 | 5 | 0
2040 | SPP_N_2_MISO_W | SPP_N | MISO_W | Internal | Summer | B10 | 1262 | 1087 | 1087 | 80.27 | 92.28 | 5 | 7.01
2040 | SPP_N_2_MISO_W | SPP_N | MISO_W | Internal | Winter | B16 | 25 | 1087 | 1087 | 34.56 | 61.14 | 5 | 21.59
2040 | SPP_N_2_MISO_W | SPP_N | MISO_W | Internal | Winter | B17 | 100 | 1087 | 1087 | 34.56 | 66.5 | 5 | 26.94
2040 | SPP_N_2_MISO_W | SPP_N | MISO_W | Internal | Winter | B18 | 400 | 1087 | 1087 | 141.54 | 153.53 | 5 | 6.99
2040 | SPP_N_2_MISO_W | SPP_N | MISO_W | Internal | Winter | B19 | 700 | 1087 | 1087 | 44.27 | 152.79 | 5 | 103.52
2040 | SPP_N_2_MISO_W | SPP_N | MISO_W | Internal | Winter | B20 | 935 | 1087 | 1087 | 34.56 | 74.96 | 5 | 35.4
2040 | SPP_N_2_NE | SPP_N | NE | Internal | Shoulder | B11 | 25 | 490 | 1.18 | 156.44 | 156.43 | 0.01 | 0
2040 | SPP_N_2_NE | SPP_N | NE | Internal | Shoulder | B12 | 200 | 490 | 139.92 | 145.71 | 145.72 | 0.01 | 0
2040 | SPP_N_2_NE | SPP_N | NE | Internal | Shoulder | B13 | 600 | 490 | 490 | 114.4 | 133.38 | 0.01 | 18.97
2040 | SPP_N_2_NE | SPP_N | NE | Internal | Shoulder | B14 | 900 | 490 | 490 | 34.56 | 97.13 | 0.01 | 62.56
2040 | SPP_N_2_NE | SPP_N | NE | Internal | Shoulder | B15 | 1203 | 490 | 0.06 | 34.56 | 34.56 | 0.01 | 0
2040 | SPP_N_2_NE | SPP_N | NE | Internal | Summer | B1 | 10 | 490 | 490 | 34.56 | 283.01 | 0.01 | 248.44
2040 | SPP_N_2_NE | SPP_N | NE | Internal | Summer | B2 | 25 | 490 | 490 | 259.8 | 278.01 | 0.01 | 18.2
2040 | SPP_N_2_NE | SPP_N | NE | Internal | Summer | B3 | 75 | 490 | 0.86 | 263.92 | 263.92 | 0.01 | 0
2040 | SPP_N_2_NE | SPP_N | NE | Internal | Summer | B4 | 100 | 490 | 490 | 192.08 | 197.1 | 0.01 | 5
2040 | SPP_N_2_NE | SPP_N | NE | Internal | Summer | B5 | 200 | 490 | 490 | 183.36 | 188.38 | 0.01 | 5
2040 | SPP_N_2_NE | SPP_N | NE | Internal | Summer | B6 | 300 | 490 | 55 | 175.56 | 175.58 | 0.01 | 0
2040 | SPP_N_2_NE | SPP_N | NE | Internal | Summer | B7 | 400 | 490 | 0 | 164.97 | 161.96 | 0.01 | 0
2040 | SPP_N_2_NE | SPP_N | NE | Internal | Summer | B8 | 500 | 490 | 0 | 149.98 | 145.06 | 0.01 | 0
2040 | SPP_N_2_NE | SPP_N | NE | Internal | Summer | B9 | 800 | 490 | 0 | 149.98 | 145.06 | 0.01 | 0
2040 | SPP_N_2_NE | SPP_N | NE | Internal | Summer | B10 | 1262 | 490 | 323.11 | 80.27 | 80.28 | 0.01 | 0
2040 | SPP_N_2_NE | SPP_N | NE | Internal | Winter | B16 | 25 | 490 | 2.29 | 34.56 | 34.56 | 0.01 | 0
2040 | SPP_N_2_NE | SPP_N | NE | Internal | Winter | B17 | 100 | 490 | 0.62 | 34.56 | 34.56 | 0.01 | 0
2040 | SPP_N_2_NE | SPP_N | NE | Internal | Winter | B18 | 400 | 490 | 0.08 | 141.54 | 141.53 | 0.01 | 0
2040 | SPP_N_2_NE | SPP_N | NE | Internal | Winter | B19 | 700 | 490 | 490 | 44.27 | 80.76 | 0.01 | 36.48
2040 | SPP_N_2_NE | SPP_N | NE | Internal | Winter | B20 | 935 | 490 | 0.07 | 34.56 | 34.56 | 0.01 | 0
2040 | SPP_N_2_SPP_S | SPP_N | SPP_S | Internal | Shoulder | B11 | 25 | 4236 | 3839.39 | 156.44 | 156.45 | 0.01 | 0
2040 | SPP_N_2_SPP_S | SPP_N | SPP_S | Internal | Shoulder | B12 | 200 | 4236 | 618.52 | 145.71 | 145.72 | 0.01 | 0
2040 | SPP_N_2_SPP_S | SPP_N | SPP_S | Internal | Shoulder | B13 | 600 | 4236 | 0.06 | 114.4 | 114.39 | 0.01 | 0
2040 | SPP_N_2_SPP_S | SPP_N | SPP_S | Internal | Shoulder | B14 | 900 | 4236 | 0.08 | 34.56 | 34.56 | 0.01 | 0
2040 | SPP_N_2_SPP_S | SPP_N | SPP_S | Internal | Shoulder | B15 | 1203 | 4236 | 0.06 | 34.56 | 34.56 | 0.01 | 0
2040 | SPP_N_2_SPP_S | SPP_N | SPP_S | Internal | Summer | B1 | 10 | 4236 | 1734.57 | 34.56 | 34.57 | 0.01 | 0
2040 | SPP_N_2_SPP_S | SPP_N | SPP_S | Internal | Summer | B2 | 25 | 4236 | 2.28 | 259.8 | 259.8 | 0.01 | 0
2040 | SPP_N_2_SPP_S | SPP_N | SPP_S | Internal | Summer | B3 | 75 | 4236 | 978.25 | 263.92 | 263.93 | 0.01 | 0
2040 | SPP_N_2_SPP_S | SPP_N | SPP_S | Internal | Summer | B4 | 100 | 4236 | 2535.22 | 192.08 | 192.1 | 0.01 | 0
2040 | SPP_N_2_SPP_S | SPP_N | SPP_S | Internal | Summer | B5 | 200 | 4236 | 2534.28 | 183.36 | 183.38 | 0.01 | 0
2040 | SPP_N_2_SPP_S | SPP_N | SPP_S | Internal | Summer | B6 | 300 | 4236 | 4236 | 175.56 | 180.71 | 0.01 | 5.13
2040 | SPP_N_2_SPP_S | SPP_N | SPP_S | Internal | Summer | B7 | 400 | 4236 | 4236 | 164.97 | 177.97 | 0.01 | 12.99
2040 | SPP_N_2_SPP_S | SPP_N | SPP_S | Internal | Summer | B8 | 500 | 4236 | 4236 | 149.98 | 154.74 | 0.01 | 4.75
2040 | SPP_N_2_SPP_S | SPP_N | SPP_S | Internal | Summer | B9 | 800 | 4236 | 4236 | 149.98 | 154.74 | 0.01 | 4.75
2040 | SPP_N_2_SPP_S | SPP_N | SPP_S | Internal | Summer | B10 | 1262 | 4236 | 690.33 | 80.27 | 80.28 | 0.01 | 0
2040 | SPP_N_2_SPP_S | SPP_N | SPP_S | Internal | Winter | B16 | 25 | 4236 | 3.23 | 34.56 | 34.56 | 0.01 | 0
2040 | SPP_N_2_SPP_S | SPP_N | SPP_S | Internal | Winter | B17 | 100 | 4236 | 0.83 | 34.56 | 34.56 | 0.01 | 0
2040 | SPP_N_2_SPP_S | SPP_N | SPP_S | Internal | Winter | B18 | 400 | 4236 | 0.17 | 141.54 | 141.54 | 0.01 | 0
2040 | SPP_N_2_SPP_S | SPP_N | SPP_S | Internal | Winter | B19 | 700 | 4236 | 0 | 44.27 | 34.56 | 0.01 | 0
2040 | SPP_N_2_SPP_S | SPP_N | SPP_S | Internal | Winter | B20 | 935 | 4236 | 0.07 | 34.56 | 34.56 | 0.01 | 0
2040 | SPP_S_2_ENT | SPP_S | ENT | Internal | Shoulder | B11 | 25 | 2842 | 2.2 | 156.45 | 161.44 | 5 | 0
2040 | SPP_S_2_ENT | SPP_S | ENT | Internal | Shoulder | B12 | 200 | 2842 | 2641.43 | 145.72 | 150.72 | 5 | 0
2040 | SPP_S_2_ENT | SPP_S | ENT | Internal | Shoulder | B13 | 600 | 2842 | 2842 | 114.39 | 149.8 | 5 | 30.41
2040 | SPP_S_2_ENT | SPP_S | ENT | Internal | Shoulder | B14 | 900 | 2842 | 2842 | 34.56 | 137.33 | 5 | 97.77
2040 | SPP_S_2_ENT | SPP_S | ENT | Internal | Shoulder | B15 | 1203 | 2842 | 2842 | 34.56 | 73.5 | 5 | 33.94
2040 | SPP_S_2_ENT | SPP_S | ENT | Internal | Summer | B1 | 10 | 2842 | 2842 | 34.57 | 180.56 | 5 | 140.99
2040 | SPP_S_2_ENT | SPP_S | ENT | Internal | Summer | B2 | 25 | 2842 | 2541.58 | 259.8 | 264.8 | 5 | 0
2040 | SPP_S_2_ENT | SPP_S | ENT | Internal | Summer | B3 | 75 | 2842 | 0.84 | 263.93 | 268.92 | 5 | 0
2040 | SPP_S_2_ENT | SPP_S | ENT | Internal | Summer | B4 | 100 | 2842 | 0.6 | 192.1 | 197.08 | 5 | 0
2040 | SPP_S_2_ENT | SPP_S | ENT | Internal | Summer | B5 | 200 | 2842 | 0.31 | 183.38 | 188.36 | 5 | 0
2040 | SPP_S_2_ENT | SPP_S | ENT | Internal | Summer | B6 | 300 | 2842 | 0 | 180.71 | 180.56 | 5 | 0
2040 | SPP_S_2_ENT | SPP_S | ENT | Internal | Summer | B7 | 400 | 2842 | 0 | 177.97 | 169.97 | 5 | 0
2040 | SPP_S_2_ENT | SPP_S | ENT | Internal | Summer | B8 | 500 | 2842 | 0 | 154.74 | 154.98 | 5 | 0
2040 | SPP_S_2_ENT | SPP_S | ENT | Internal | Summer | B9 | 800 | 2842 | 0 | 154.74 | 154.98 | 5 | 0
2040 | SPP_S_2_ENT | SPP_S | ENT | Internal | Summer | B10 | 1262 | 2842 | 2842 | 80.28 | 117.33 | 5 | 32.05
2040 | SPP_S_2_ENT | SPP_S | ENT | Internal | Winter | B16 | 25 | 2842 | 2842 | 34.56 | 158.51 | 5 | 118.95
2040 | SPP_S_2_ENT | SPP_S | ENT | Internal | Winter | B17 | 100 | 2842 | 2842 | 34.56 | 152.78 | 5 | 113.22
2040 | SPP_S_2_ENT | SPP_S | ENT | Internal | Winter | B18 | 400 | 2842 | 2517.1 | 141.54 | 146.54 | 5 | 0
2040 | SPP_S_2_ENT | SPP_S | ENT | Internal | Winter | B19 | 700 | 2842 | 2842 | 34.56 | 144.78 | 5 | 105.22
2040 | SPP_S_2_ENT | SPP_S | ENT | Internal | Winter | B20 | 935 | 2842 | 2842 | 34.56 | 73.5 | 5 | 33.94
2040 | SPP_S_2_SPP_N | SPP_S | SPP_N | Internal | Shoulder | B11 | 25 | 876 | 1.12 | 156.45 | 156.44 | 0.01 | 0
2040 | SPP_S_2_SPP_N | SPP_S | SPP_N | Internal | Shoulder | B12 | 200 | 876 | 0.17 | 145.72 | 145.71 | 0.01 | 0
2040 | SPP_S_2_SPP_N | SPP_S | SPP_N | Internal | Shoulder | B13 | 600 | 876 | 271.1 | 114.39 | 114.4 | 0.01 | 0
2040 | SPP_S_2_SPP_N | SPP_S | SPP_N | Internal | Shoulder | B14 | 900 | 876 | 0.07 | 34.56 | 34.56 | 0.01 | 0
2040 | SPP_S_2_SPP_N | SPP_S | SPP_N | Internal | Shoulder | B15 | 1203 | 876 | 0.06 | 34.56 | 34.56 | 0.01 | 0
2040 | SPP_S_2_SPP_N | SPP_S | SPP_N | Internal | Summer | B1 | 10 | 876 | 2.92 | 34.57 | 34.56 | 0.01 | 0
2040 | SPP_S_2_SPP_N | SPP_S | SPP_N | Internal | Summer | B2 | 25 | 876 | 2.59 | 259.8 | 259.8 | 0.01 | 0
2040 | SPP_S_2_SPP_N | SPP_S | SPP_N | Internal | Summer | B3 | 75 | 876 | 0.43 | 263.93 | 263.92 | 0.01 | 0
2040 | SPP_S_2_SPP_N | SPP_S | SPP_N | Internal | Summer | B4 | 100 | 876 | 0.32 | 192.1 | 192.08 | 0.01 | 0
2040 | SPP_S_2_SPP_N | SPP_S | SPP_N | Internal | Summer | B5 | 200 | 876 | 0.16 | 183.38 | 183.36 | 0.01 | 0
2040 | SPP_S_2_SPP_N | SPP_S | SPP_N | Internal | Summer | B6 | 300 | 876 | 0 | 180.71 | 175.56 | 0.01 | 0
2040 | SPP_S_2_SPP_N | SPP_S | SPP_N | Internal | Summer | B7 | 400 | 876 | 0 | 177.97 | 164.97 | 0.01 | 0
2040 | SPP_S_2_SPP_N | SPP_S | SPP_N | Internal | Summer | B8 | 500 | 876 | 0 | 154.74 | 149.98 | 0.01 | 0
2040 | SPP_S_2_SPP_N | SPP_S | SPP_N | Internal | Summer | B9 | 800 | 876 | 0 | 154.74 | 149.98 | 0.01 | 0
2040 | SPP_S_2_SPP_N | SPP_S | SPP_N | Internal | Summer | B10 | 1262 | 876 | 0.03 | 80.28 | 80.27 | 0.01 | 0
2040 | SPP_S_2_SPP_N | SPP_S | SPP_N | Internal | Winter | B16 | 25 | 876 | 2.04 | 34.56 | 34.56 | 0.01 | 0
2040 | SPP_S_2_SPP_N | SPP_S | SPP_N | Internal | Winter | B17 | 100 | 876 | 0.55 | 34.56 | 34.56 | 0.01 | 0
2040 | SPP_S_2_SPP_N | SPP_S | SPP_N | Internal | Winter | B18 | 400 | 876 | 0.16 | 141.54 | 141.54 | 0.01 | 0
2040 | SPP_S_2_SPP_N | SPP_S | SPP_N | Internal | Winter | B19 | 700 | 876 | 876 | 34.56 | 44.27 | 0.01 | 9.7
2040 | SPP_S_2_SPP_N | SPP_S | SPP_N | Internal | Winter | B20 | 935 | 876 | 0.07 | 34.56 | 34.56 | 0.01 | 0
2040 | TVA_2_ENT | TVA | ENT | Internal | Shoulder | B11 | 25 | 500 | 0 | 167.43 | 161.44 | 9 | 0
2040 | TVA_2_ENT | TVA | ENT | Internal | Shoulder | B12 | 200 | 500 | 0 | 157.81 | 150.72 | 9 | 0
2040 | TVA_2_ENT | TVA | ENT | Internal | Shoulder | B13 | 600 | 500 | 0 | 157.81 | 149.8 | 9 | 0
2040 | TVA_2_ENT | TVA | ENT | Internal | Shoulder | B14 | 900 | 500 | 0 | 157.81 | 137.33 | 9 | 0
2040 | TVA_2_ENT | TVA | ENT | Internal | Shoulder | B15 | 1203 | 500 | 0 | 151.89 | 73.5 | 9 | 0
2040 | TVA_2_ENT | TVA | ENT | Internal | Summer | B1 | 10 | 500 | 0 | 287.81 | 180.56 | 9 | 0
2040 | TVA_2_ENT | TVA | ENT | Internal | Summer | B2 | 25 | 500 | 0 | 280.81 | 264.8 | 9 | 0
2040 | TVA_2_ENT | TVA | ENT | Internal | Summer | B3 | 75 | 500 | 0 | 267.93 | 268.92 | 9 | 0
2040 | TVA_2_ENT | TVA | ENT | Internal | Summer | B4 | 100 | 500 | 0 | 190.44 | 197.08 | 9 | 0
2040 | TVA_2_ENT | TVA | ENT | Internal | Summer | B5 | 200 | 500 | 0 | 182.33 | 188.36 | 9 | 0
2040 | TVA_2_ENT | TVA | ENT | Internal | Summer | B6 | 300 | 500 | 0.25 | 171.58 | 180.56 | 9 | 0
2040 | TVA_2_ENT | TVA | ENT | Internal | Summer | B7 | 400 | 500 | 500 | 156.48 | 169.97 | 9 | 4.49
2040 | TVA_2_ENT | TVA | ENT | Internal | Summer | B8 | 500 | 500 | 0 | 156.48 | 154.98 | 9 | 0
2040 | TVA_2_ENT | TVA | ENT | Internal | Summer | B9 | 800 | 500 | 0 | 156.48 | 154.98 | 9 | 0
2040 | TVA_2_ENT | TVA | ENT | Internal | Summer | B10 | 1262 | 500 | 0 | 138.55 | 117.33 | 9 | 0
2040 | TVA_2_ENT | TVA | ENT | Internal | Winter | B16 | 25 | 500 | 0 | 166.52 | 158.51 | 9 | 0
2040 | TVA_2_ENT | TVA | ENT | Internal | Winter | B17 | 100 | 500 | 0 | 160.79 | 152.78 | 9 | 0
2040 | TVA_2_ENT | TVA | ENT | Internal | Winter | B18 | 400 | 500 | 0 | 160.79 | 146.54 | 9 | 0
2040 | TVA_2_ENT | TVA | ENT | Internal | Winter | B19 | 700 | 500 | 0 | 160.79 | 144.78 | 9 | 0
2040 | TVA_2_ENT | TVA | ENT | Internal | Winter | B20 | 935 | 500 | 0 | 148.32 | 73.5 | 9 | 0
2040 | TVA_2_MISO_MO-IL | TVA | MISO_MO-IL | Internal | Shoulder | B11 | 25 | 50 | 0 | 167.43 | 159.42 | 9 | 0
2040 | TVA_2_MISO_MO-IL | TVA | MISO_MO-IL | Internal | Shoulder | B12 | 200 | 50 | 0 | 157.81 | 150.71 | 9 | 0
2040 | TVA_2_MISO_MO-IL | TVA | MISO_MO-IL | Internal | Shoulder | B13 | 600 | 50 | 0 | 157.81 | 149.8 | 9 | 0
2040 | TVA_2_MISO_MO-IL | TVA | MISO_MO-IL | Internal | Shoulder | B14 | 900 | 50 | 0 | 157.81 | 145.33 | 9 | 0
2040 | TVA_2_MISO_MO-IL | TVA | MISO_MO-IL | Internal | Shoulder | B15 | 1203 | 50 | 0 | 151.89 | 78.35 | 9 | 0
2040 | TVA_2_MISO_MO-IL | TVA | MISO_MO-IL | Internal | Summer | B1 | 10 | 50 | 0 | 287.81 | 279.8 | 9 | 0
2040 | TVA_2_MISO_MO-IL | TVA | MISO_MO-IL | Internal | Summer | B2 | 25 | 50 | 0 | 280.81 | 272.8 | 9 | 0
2040 | TVA_2_MISO_MO-IL | TVA | MISO_MO-IL | Internal | Summer | B3 | 75 | 50 | 0 | 267.93 | 268.92 | 9 | 0
2040 | TVA_2_MISO_MO-IL | TVA | MISO_MO-IL | Internal | Summer | B4 | 100 | 50 | 0 | 190.44 | 197.08 | 9 | 0
2040 | TVA_2_MISO_MO-IL | TVA | MISO_MO-IL | Internal | Summer | B5 | 200 | 50 | 0 | 182.33 | 188.36 | 9 | 0
2040 | TVA_2_MISO_MO-IL | TVA | MISO_MO-IL | Internal | Summer | B6 | 300 | 50 | 0 | 171.58 | 178.86 | 9 | 0
2040 | TVA_2_MISO_MO-IL | TVA | MISO_MO-IL | Internal | Summer | B7 | 400 | 50 | 0 | 156.48 | 161.97 | 9 | 0
2040 | TVA_2_MISO_MO-IL | TVA | MISO_MO-IL | Internal | Summer | B8 | 500 | 50 | 0 | 156.48 | 152.3 | 9 | 0
2040 | TVA_2_MISO_MO-IL | TVA | MISO_MO-IL | Internal | Summer | B9 | 800 | 50 | 0 | 156.48 | 152.19 | 9 | 0
2040 | TVA_2_MISO_MO-IL | TVA | MISO_MO-IL | Internal | Summer | B10 | 1262 | 50 | 0 | 138.55 | 130.54 | 9 | 0
2040 | TVA_2_MISO_MO-IL | TVA | MISO_MO-IL | Internal | Winter | B16 | 25 | 50 | 0 | 166.52 | 150.51 | 9 | 0
2040 | TVA_2_MISO_MO-IL | TVA | MISO_MO-IL | Internal | Winter | B17 | 100 | 50 | 0 | 160.79 | 152.78 | 9 | 0
2040 | TVA_2_MISO_MO-IL | TVA | MISO_MO-IL | Internal | Winter | B18 | 400 | 50 | 0 | 160.79 | 153.54 | 9 | 0
2040 | TVA_2_MISO_MO-IL | TVA | MISO_MO-IL | Internal | Winter | B19 | 700 | 50 | 0 | 160.79 | 152.78 | 9 | 0
2040 | TVA_2_MISO_MO-IL | TVA | MISO_MO-IL | Internal | Winter | B20 | 935 | 50 | 0 | 148.32 | 74.97 | 9 | 0
2040 | TVA_2_NonRTO_Midwest | TVA | NonRTO_Midwest | Internal | Shoulder | B11 | 25 | 100 | 0 | 167.43 | 161.88 | 9 | 0
2040 | TVA_2_NonRTO_Midwest | TVA | NonRTO_Midwest | Internal | Shoulder | B12 | 200 | 100 | 0 | 157.81 | 157.66 | 9 | 0
2040 | TVA_2_NonRTO_Midwest | TVA | NonRTO_Midwest | Internal | Shoulder | B13 | 600 | 100 | 0 | 157.81 | 157.66 | 9 | 0
2040 | TVA_2_NonRTO_Midwest | TVA | NonRTO_Midwest | Internal | Shoulder | B14 | 900 | 100 | 0 | 157.81 | 153.32 | 9 | 0
2040 | TVA_2_NonRTO_Midwest | TVA | NonRTO_Midwest | Internal | Shoulder | B15 | 1203 | 100 | 0 | 151.89 | 143.88 | 9 | 0
2040 | TVA_2_NonRTO_Midwest | TVA | NonRTO_Midwest | Internal | Summer | B1 | 10 | 100 | 0 | 287.81 | 160.29 | 9 | 0
2040 | TVA_2_NonRTO_Midwest | TVA | NonRTO_Midwest | Internal | Summer | B2 | 25 | 100 | 0 | 280.81 | 204.42 | 9 | 0
2040 | TVA_2_NonRTO_Midwest | TVA | NonRTO_Midwest | Internal | Summer | B3 | 75 | 100 | 0 | 267.93 | 202.02 | 9 | 0
2040 | TVA_2_NonRTO_Midwest | TVA | NonRTO_Midwest | Internal | Summer | B4 | 100 | 100 | 0 | 190.44 | 185.41 | 9 | 0
2040 | TVA_2_NonRTO_Midwest | TVA | NonRTO_Midwest | Internal | Summer | B5 | 200 | 100 | 0 | 182.33 | 174.32 | 9 | 0
2040 | TVA_2_NonRTO_Midwest | TVA | NonRTO_Midwest | Internal | Summer | B6 | 300 | 100 | 0 | 171.58 | 160.29 | 9 | 0
2040 | TVA_2_NonRTO_Midwest | TVA | NonRTO_Midwest | Internal | Summer | B7 | 400 | 100 | 0 | 156.48 | 156.1 | 9 | 0
2040 | TVA_2_NonRTO_Midwest | TVA | NonRTO_Midwest | Internal | Summer | B8 | 500 | 100 | 0 | 156.48 | 156.1 | 9 | 0
2040 | TVA_2_NonRTO_Midwest | TVA | NonRTO_Midwest | Internal | Summer | B9 | 800 | 100 | 0 | 156.48 | 156.1 | 9 | 0
2040 | TVA_2_NonRTO_Midwest | TVA | NonRTO_Midwest | Internal | Summer | B10 | 1262 | 100 | 100 | 138.55 | 153.53 | 9 | 5.98
2040 | TVA_2_NonRTO_Midwest | TVA | NonRTO_Midwest | Internal | Winter | B16 | 25 | 100 | 0 | 166.52 | 161.53 | 9 | 0
2040 | TVA_2_NonRTO_Midwest | TVA | NonRTO_Midwest | Internal | Winter | B17 | 100 | 100 | 0 | 160.79 | 161.53 | 9 | 0
2040 | TVA_2_NonRTO_Midwest | TVA | NonRTO_Midwest | Internal | Winter | B18 | 400 | 100 | 0 | 160.79 | 161.53 | 9 | 0
2040 | TVA_2_NonRTO_Midwest | TVA | NonRTO_Midwest | Internal | Winter | B19 | 700 | 100 | 0 | 160.79 | 160.77 | 9 | 0
2040 | TVA_2_NonRTO_Midwest | TVA | NonRTO_Midwest | Internal | Winter | B20 | 935 | 100 | 0 | 148.32 | 140.3 | 9 | 0
2040 | TVA_2_PJM_ROR | TVA | PJM_ROR | Internal | Shoulder | B11 | 25 | 500 | 0 | 167.43 | 163.43 | 9 | 0
2040 | TVA_2_PJM_ROR | TVA | PJM_ROR | Internal | Shoulder | B12 | 200 | 500 | 0 | 157.81 | 153.83 | 9 | 0
2040 | TVA_2_PJM_ROR | TVA | PJM_ROR | Internal | Shoulder | B13 | 600 | 500 | 0 | 157.81 | 153.83 | 9 | 0
2040 | TVA_2_PJM_ROR | TVA | PJM_ROR | Internal | Shoulder | B14 | 900 | 500 | 0 | 157.81 | 153.83 | 9 | 0
2040 | TVA_2_PJM_ROR | TVA | PJM_ROR | Internal | Shoulder | B15 | 1203 | 500 | 0 | 151.89 | 153.83 | 9 | 0
2040 | TVA_2_PJM_ROR | TVA | PJM_ROR | Internal | Summer | B1 | 10 | 500 | 0 | 287.81 | 285.01 | 9 | 0
2040 | TVA_2_PJM_ROR | TVA | PJM_ROR | Internal | Summer | B2 | 25 | 500 | 0 | 280.81 | 285.01 | 9 | 0
2040 | TVA_2_PJM_ROR | TVA | PJM_ROR | Internal | Summer | B3 | 75 | 500 | 0 | 267.93 | 266.92 | 9 | 0
2040 | TVA_2_PJM_ROR | TVA | PJM_ROR | Internal | Summer | B4 | 100 | 500 | 0.02 | 190.44 | 199.1 | 9 | 0
2040 | TVA_2_PJM_ROR | TVA | PJM_ROR | Internal | Summer | B5 | 200 | 500 | 0 | 182.33 | 190.38 | 9 | 0
2040 | TVA_2_PJM_ROR | TVA | PJM_ROR | Internal | Summer | B6 | 300 | 500 | 0 | 171.58 | 178.98 | 9 | 0
2040 | TVA_2_PJM_ROR | TVA | PJM_ROR | Internal | Summer | B7 | 400 | 500 | 0 | 156.48 | 163.96 | 9 | 0
2040 | TVA_2_PJM_ROR | TVA | PJM_ROR | Internal | Summer | B8 | 500 | 500 | 0 | 156.48 | 152.06 | 9 | 0
2040 | TVA_2_PJM_ROR | TVA | PJM_ROR | Internal | Summer | B9 | 800 | 500 | 0 | 156.48 | 152.06 | 9 | 0
2040 | TVA_2_PJM_ROR | TVA | PJM_ROR | Internal | Summer | B10 | 1262 | 500 | 0.06 | 138.55 | 147.54 | 9 | 0
2040 | TVA_2_PJM_ROR | TVA | PJM_ROR | Internal | Winter | B16 | 25 | 500 | 0 | 166.52 | 157.78 | 9 | 0
2040 | TVA_2_PJM_ROR | TVA | PJM_ROR | Internal | Winter | B17 | 100 | 500 | 0 | 160.79 | 157.78 | 9 | 0
2040 | TVA_2_PJM_ROR | TVA | PJM_ROR | Internal | Winter | B18 | 400 | 500 | 0 | 160.79 | 157.78 | 9 | 0
2040 | TVA_2_PJM_ROR | TVA | PJM_ROR | Internal | Winter | B19 | 700 | 500 | 0 | 160.79 | 154.95 | 9 | 0
2040 | TVA_2_PJM_ROR | TVA | PJM_ROR | Internal | Winter | B20 | 935 | 500 | 0 | 148.32 | 151.28 | 9 | 0
2040 | TVA_2_SOCO | TVA | SOCO | Internal | Shoulder | B11 | 25 | 500 | 366.14 | 167.43 | 176.43 | 9 | 0
2040 | TVA_2_SOCO | TVA | SOCO | Internal | Shoulder | B12 | 200 | 500 | 0 | 157.81 | 158.72 | 9 | 0
2040 | TVA_2_SOCO | TVA | SOCO | Internal | Shoulder | B13 | 600 | 500 | 0 | 157.81 | 158.72 | 9 | 0
2040 | TVA_2_SOCO | TVA | SOCO | Internal | Shoulder | B14 | 900 | 500 | 0 | 157.81 | 158.72 | 9 | 0
2040 | TVA_2_SOCO | TVA | SOCO | Internal | Shoulder | B15 | 1203 | 500 | 0 | 151.89 | 144.15 | 9 | 0
2040 | TVA_2_SOCO | TVA | SOCO | Internal | Summer | B1 | 10 | 500 | 434.44 | 287.81 | 296.81 | 9 | 0
2040 | TVA_2_SOCO | TVA | SOCO | Internal | Summer | B2 | 25 | 500 | 2.4 | 280.81 | 289.8 | 9 | 0
2040 | TVA_2_SOCO | TVA | SOCO | Internal | Summer | B3 | 75 | 500 | 0.84 | 267.93 | 276.92 | 9 | 0
2040 | TVA_2_SOCO | TVA | SOCO | Internal | Summer | B4 | 100 | 500 | 0 | 190.44 | 196.76 | 9 | 0
2040 | TVA_2_SOCO | TVA | SOCO | Internal | Summer | B5 | 200 | 500 | 0 | 182.33 | 190.38 | 9 | 0
2040 | TVA_2_SOCO | TVA | SOCO | Internal | Summer | B6 | 300 | 500 | 0 | 171.58 | 178.98 | 9 | 0
2040 | TVA_2_SOCO | TVA | SOCO | Internal | Summer | B7 | 400 | 500 | 500 | 156.48 | 172.96 | 9 | 7.48
2040 | TVA_2_SOCO | TVA | SOCO | Internal | Summer | B8 | 500 | 500 | 0 | 156.48 | 157.34 | 9 | 0
2040 | TVA_2_SOCO | TVA | SOCO | Internal | Summer | B9 | 800 | 500 | 0 | 156.48 | 157.34 | 9 | 0
2040 | TVA_2_SOCO | TVA | SOCO | Internal | Summer | B10 | 1262 | 500 | 0 | 138.55 | 130.54 | 9 | 0
2040 | TVA_2_SOCO | TVA | SOCO | Internal | Winter | B16 | 25 | 500 | 2.23 | 166.52 | 175.51 | 9 | 0
2040 | TVA_2_SOCO | TVA | SOCO | Internal | Winter | B17 | 100 | 500 | 0 | 160.79 | 161.97 | 9 | 0
2040 | TVA_2_SOCO | TVA | SOCO | Internal | Winter | B18 | 400 | 500 | 0 | 160.79 | 161.97 | 9 | 0
2040 | TVA_2_SOCO | TVA | SOCO | Internal | Winter | B19 | 700 | 500 | 0 | 160.79 | 161.97 | 9 | 0
2040 | TVA_2_SOCO | TVA | SOCO | Internal | Winter | B20 | 935 | 500 | 0 | 148.32 | 140.63 | 9 | 0
2040 | TVA_2_VACAR | TVA | VACAR | Internal | Shoulder | B11 | 25 | 150 | 0 | 167.43 | 169.43 | 9 | 0
2040 | TVA_2_VACAR | TVA | VACAR | Internal | Shoulder | B12 | 200 | 150 | 0 | 157.81 | 159.21 | 9 | 0
2040 | TVA_2_VACAR | TVA | VACAR | Internal | Shoulder | B13 | 600 | 150 | 0 | 157.81 | 159.21 | 9 | 0
2040 | TVA_2_VACAR | TVA | VACAR | Internal | Shoulder | B14 | 900 | 150 | 0 | 157.81 | 159.21 | 9 | 0
2040 | TVA_2_VACAR | TVA | VACAR | Internal | Shoulder | B15 | 1203 | 150 | 0 | 151.89 | 147.91 | 9 | 0
2040 | TVA_2_VACAR | TVA | VACAR | Internal | Summer | B1 | 10 | 150 | 0.02 | 287.81 | 291.98 | 9 | 0
2040 | TVA_2_VACAR | TVA | VACAR | Internal | Summer | B2 | 25 | 150 | 149.99 | 280.81 | 291.98 | 9 | 2.17
2040 | TVA_2_VACAR | TVA | VACAR | Internal | Summer | B3 | 75 | 150 | 0 | 267.93 | 269.92 | 9 | 0
2040 | TVA_2_VACAR | TVA | VACAR | Internal | Summer | B4 | 100 | 150 | 0 | 190.44 | 189.76 | 9 | 0
2040 | TVA_2_VACAR | TVA | VACAR | Internal | Summer | B5 | 200 | 150 | 0 | 182.33 | 183.38 | 9 | 0
2040 | TVA_2_VACAR | TVA | VACAR | Internal | Summer | B6 | 300 | 150 | 0 | 171.58 | 171.98 | 9 | 0
2040 | TVA_2_VACAR | TVA | VACAR | Internal | Summer | B7 | 400 | 150 | 0 | 156.48 | 156.96 | 9 | 0
2040 | TVA_2_VACAR | TVA | VACAR | Internal | Summer | B8 | 500 | 150 | 0 | 156.48 | 156.96 | 9 | 0
2040 | TVA_2_VACAR | TVA | VACAR | Internal | Summer | B9 | 800 | 150 | 0 | 156.48 | 156.96 | 9 | 0
2040 | TVA_2_VACAR | TVA | VACAR | Internal | Summer | B10 | 1262 | 150 | 0 | 138.55 | 140.54 | 9 | 0
2040 | TVA_2_VACAR | TVA | VACAR | Internal | Winter | B16 | 25 | 150 | 0 | 166.52 | 168.51 | 9 | 0
2040 | TVA_2_VACAR | TVA | VACAR | Internal | Winter | B17 | 100 | 150 | 0 | 160.79 | 164.55 | 9 | 0
2040 | TVA_2_VACAR | TVA | VACAR | Internal | Winter | B18 | 400 | 150 | 0 | 160.79 | 164.55 | 9 | 0
2040 | TVA_2_VACAR | TVA | VACAR | Internal | Winter | B19 | 700 | 150 | 0 | 160.79 | 160.95 | 9 | 0
2040 | TVA_2_VACAR | TVA | VACAR | Internal | Winter | B20 | 935 | 150 | 0 | 148.32 | 144.28 | 9 | 0
2040 | TVA_Transmission_2_ENT | TVA_Transmission | ENT | Internal | Shoulder | B11 | 25 | 3000 | 0 | 167.42 | 161.44 | 9 | 0
2040 | TVA_Transmission_2_ENT | TVA_Transmission | ENT | Internal | Shoulder | B12 | 200 | 3000 | 0 | 158.08 | 150.72 | 9 | 0
2040 | TVA_Transmission_2_ENT | TVA_Transmission | ENT | Internal | Shoulder | B13 | 600 | 3000 | 0 | 157.8 | 149.8 | 9 | 0
2040 | TVA_Transmission_2_ENT | TVA_Transmission | ENT | Internal | Shoulder | B14 | 900 | 3000 | 0 | 157.8 | 137.33 | 9 | 0
2040 | TVA_Transmission_2_ENT | TVA_Transmission | ENT | Internal | Shoulder | B15 | 1203 | 3000 | 0 | 151.88 | 73.5 | 9 | 0
2040 | TVA_Transmission_2_ENT | TVA_Transmission | ENT | Internal | Summer | B1 | 10 | 3000 | 0 | 287.8 | 180.56 | 9 | 0
2040 | TVA_Transmission_2_ENT | TVA_Transmission | ENT | Internal | Summer | B2 | 25 | 3000 | 0 | 280.8 | 264.8 | 9 | 0
2040 | TVA_Transmission_2_ENT | TVA_Transmission | ENT | Internal | Summer | B3 | 75 | 3000 | 0 | 267.92 | 268.92 | 9 | 0
2040 | TVA_Transmission_2_ENT | TVA_Transmission | ENT | Internal | Summer | B4 | 100 | 3000 | 0 | 192.5 | 197.08 | 9 | 0
2040 | TVA_Transmission_2_ENT | TVA_Transmission | ENT | Internal | Summer | B5 | 200 | 3000 | 0 | 182.32 | 188.36 | 9 | 0
2040 | TVA_Transmission_2_ENT | TVA_Transmission | ENT | Internal | Summer | B6 | 300 | 3000 | 2360.62 | 171.56 | 180.56 | 9 | 0
2040 | TVA_Transmission_2_ENT | TVA_Transmission | ENT | Internal | Summer | B7 | 400 | 3000 | 0 | 163.96 | 169.97 | 9 | 0
2040 | TVA_Transmission_2_ENT | TVA_Transmission | ENT | Internal | Summer | B8 | 500 | 3000 | 0 | 157.16 | 154.98 | 9 | 0
2040 | TVA_Transmission_2_ENT | TVA_Transmission | ENT | Internal | Summer | B9 | 800 | 3000 | 0 | 157.16 | 154.98 | 9 | 0
2040 | TVA_Transmission_2_ENT | TVA_Transmission | ENT | Internal | Summer | B10 | 1262 | 3000 | 0 | 138.54 | 117.33 | 9 | 0
2040 | TVA_Transmission_2_ENT | TVA_Transmission | ENT | Internal | Winter | B16 | 25 | 3000 | 0 | 166.51 | 158.51 | 9 | 0
2040 | TVA_Transmission_2_ENT | TVA_Transmission | ENT | Internal | Winter | B17 | 100 | 3000 | 0 | 160.78 | 152.78 | 9 | 0
2040 | TVA_Transmission_2_ENT | TVA_Transmission | ENT | Internal | Winter | B18 | 400 | 3000 | 0 | 160.78 | 146.54 | 9 | 0
2040 | TVA_Transmission_2_ENT | TVA_Transmission | ENT | Internal | Winter | B19 | 700 | 3000 | 0 | 160.78 | 144.78 | 9 | 0
2040 | TVA_Transmission_2_ENT | TVA_Transmission | ENT | Internal | Winter | B20 | 935 | 3000 | 0 | 148.3 | 73.5 | 9 | 0
2040 | TVA_Transmission_2_MISO_MO-IL | TVA_Transmission | MISO_MO-IL | Internal | Shoulder | B11 | 25 | 4000 | 0 | 167.42 | 159.42 | 9 | 0
2040 | TVA_Transmission_2_MISO_MO-IL | TVA_Transmission | MISO_MO-IL | Internal | Shoulder | B12 | 200 | 4000 | 0 | 158.08 | 150.71 | 9 | 0
2040 | TVA_Transmission_2_MISO_MO-IL | TVA_Transmission | MISO_MO-IL | Internal | Shoulder | B13 | 600 | 4000 | 0 | 157.8 | 149.8 | 9 | 0
2040 | TVA_Transmission_2_MISO_MO-IL | TVA_Transmission | MISO_MO-IL | Internal | Shoulder | B14 | 900 | 4000 | 0 | 157.8 | 145.33 | 9 | 0
2040 | TVA_Transmission_2_MISO_MO-IL | TVA_Transmission | MISO_MO-IL | Internal | Shoulder | B15 | 1203 | 4000 | 0 | 151.88 | 78.35 | 9 | 0
2040 | TVA_Transmission_2_MISO_MO-IL | TVA_Transmission | MISO_MO-IL | Internal | Summer | B1 | 10 | 4000 | 0 | 287.8 | 279.8 | 9 | 0
2040 | TVA_Transmission_2_MISO_MO-IL | TVA_Transmission | MISO_MO-IL | Internal | Summer | B2 | 25 | 4000 | 0 | 280.8 | 272.8 | 9 | 0
2040 | TVA_Transmission_2_MISO_MO-IL | TVA_Transmission | MISO_MO-IL | Internal | Summer | B3 | 75 | 4000 | 0 | 267.92 | 268.92 | 9 | 0
2040 | TVA_Transmission_2_MISO_MO-IL | TVA_Transmission | MISO_MO-IL | Internal | Summer | B4 | 100 | 4000 | 0 | 192.5 | 197.08 | 9 | 0
2040 | TVA_Transmission_2_MISO_MO-IL | TVA_Transmission | MISO_MO-IL | Internal | Summer | B5 | 200 | 4000 | 0 | 182.32 | 188.36 | 9 | 0
2040 | TVA_Transmission_2_MISO_MO-IL | TVA_Transmission | MISO_MO-IL | Internal | Summer | B6 | 300 | 4000 | 0 | 171.56 | 178.86 | 9 | 0
2040 | TVA_Transmission_2_MISO_MO-IL | TVA_Transmission | MISO_MO-IL | Internal | Summer | B7 | 400 | 4000 | 0 | 163.96 | 161.97 | 9 | 0
2040 | TVA_Transmission_2_MISO_MO-IL | TVA_Transmission | MISO_MO-IL | Internal | Summer | B8 | 500 | 4000 | 0 | 157.16 | 152.3 | 9 | 0
2040 | TVA_Transmission_2_MISO_MO-IL | TVA_Transmission | MISO_MO-IL | Internal | Summer | B9 | 800 | 4000 | 0 | 157.16 | 152.19 | 9 | 0
2040 | TVA_Transmission_2_MISO_MO-IL | TVA_Transmission | MISO_MO-IL | Internal | Summer | B10 | 1262 | 4000 | 0 | 138.54 | 130.54 | 9 | 0
2040 | TVA_Transmission_2_MISO_MO-IL | TVA_Transmission | MISO_MO-IL | Internal | Winter | B16 | 25 | 4000 | 0 | 166.51 | 150.51 | 9 | 0
2040 | TVA_Transmission_2_MISO_MO-IL | TVA_Transmission | MISO_MO-IL | Internal | Winter | B17 | 100 | 4000 | 0 | 160.78 | 152.78 | 9 | 0
2040 | TVA_Transmission_2_MISO_MO-IL | TVA_Transmission | MISO_MO-IL | Internal | Winter | B18 | 400 | 4000 | 0 | 160.78 | 153.54 | 9 | 0
2040 | TVA_Transmission_2_MISO_MO-IL | TVA_Transmission | MISO_MO-IL | Internal | Winter | B19 | 700 | 4000 | 0 | 160.78 | 152.78 | 9 | 0
2040 | TVA_Transmission_2_MISO_MO-IL | TVA_Transmission | MISO_MO-IL | Internal | Winter | B20 | 935 | 4000 | 0 | 148.3 | 74.97 | 9 | 0
2040 | TVA_Transmission_2_NonRTO_Midwest | TVA_Transmission | NonRTO_Midwest | Internal | Shoulder | B11 | 25 | 700 | 0 | 167.42 | 161.88 | 9 | 0
2040 | TVA_Transmission_2_NonRTO_Midwest | TVA_Transmission | NonRTO_Midwest | Internal | Shoulder | B12 | 200 | 700 | 0 | 158.08 | 157.66 | 9 | 0
2040 | TVA_Transmission_2_NonRTO_Midwest | TVA_Transmission | NonRTO_Midwest | Internal | Shoulder | B13 | 600 | 700 | 0 | 157.8 | 157.66 | 9 | 0
2040 | TVA_Transmission_2_NonRTO_Midwest | TVA_Transmission | NonRTO_Midwest | Internal | Shoulder | B14 | 900 | 700 | 0 | 157.8 | 153.32 | 9 | 0
2040 | TVA_Transmission_2_NonRTO_Midwest | TVA_Transmission | NonRTO_Midwest | Internal | Shoulder | B15 | 1203 | 700 | 0 | 151.88 | 143.88 | 9 | 0
2040 | TVA_Transmission_2_NonRTO_Midwest | TVA_Transmission | NonRTO_Midwest | Internal | Summer | B1 | 10 | 700 | 0 | 287.8 | 160.29 | 9 | 0
2040 | TVA_Transmission_2_NonRTO_Midwest | TVA_Transmission | NonRTO_Midwest | Internal | Summer | B2 | 25 | 700 | 0 | 280.8 | 204.42 | 9 | 0
2040 | TVA_Transmission_2_NonRTO_Midwest | TVA_Transmission | NonRTO_Midwest | Internal | Summer | B3 | 75 | 700 | 0 | 267.92 | 202.02 | 9 | 0
2040 | TVA_Transmission_2_NonRTO_Midwest | TVA_Transmission | NonRTO_Midwest | Internal | Summer | B4 | 100 | 700 | 0 | 192.5 | 185.41 | 9 | 0
2040 | TVA_Transmission_2_NonRTO_Midwest | TVA_Transmission | NonRTO_Midwest | Internal | Summer | B5 | 200 | 700 | 0 | 182.32 | 174.32 | 9 | 0
2040 | TVA_Transmission_2_NonRTO_Midwest | TVA_Transmission | NonRTO_Midwest | Internal | Summer | B6 | 300 | 700 | 0 | 171.56 | 160.29 | 9 | 0
2040 | TVA_Transmission_2_NonRTO_Midwest | TVA_Transmission | NonRTO_Midwest | Internal | Summer | B7 | 400 | 700 | 0 | 163.96 | 156.1 | 9 | 0
2040 | TVA_Transmission_2_NonRTO_Midwest | TVA_Transmission | NonRTO_Midwest | Internal | Summer | B8 | 500 | 700 | 0 | 157.16 | 156.1 | 9 | 0
2040 | TVA_Transmission_2_NonRTO_Midwest | TVA_Transmission | NonRTO_Midwest | Internal | Summer | B9 | 800 | 700 | 0 | 157.16 | 156.1 | 9 | 0
2040 | TVA_Transmission_2_NonRTO_Midwest | TVA_Transmission | NonRTO_Midwest | Internal | Summer | B10 | 1262 | 700 | 700 | 138.54 | 153.53 | 9 | 5.99
2040 | TVA_Transmission_2_NonRTO_Midwest | TVA_Transmission | NonRTO_Midwest | Internal | Winter | B16 | 25 | 700 | 0 | 166.51 | 161.53 | 9 | 0
2040 | TVA_Transmission_2_NonRTO_Midwest | TVA_Transmission | NonRTO_Midwest | Internal | Winter | B17 | 100 | 700 | 0 | 160.78 | 161.53 | 9 | 0
2040 | TVA_Transmission_2_NonRTO_Midwest | TVA_Transmission | NonRTO_Midwest | Internal | Winter | B18 | 400 | 700 | 0 | 160.78 | 161.53 | 9 | 0
2040 | TVA_Transmission_2_NonRTO_Midwest | TVA_Transmission | NonRTO_Midwest | Internal | Winter | B19 | 700 | 700 | 0 | 160.78 | 160.77 | 9 | 0
2040 | TVA_Transmission_2_NonRTO_Midwest | TVA_Transmission | NonRTO_Midwest | Internal | Winter | B20 | 935 | 700 | 0 | 148.3 | 140.3 | 9 | 0
2040 | TVA_Transmission_2_PJM_ROR | TVA_Transmission | PJM_ROR | Internal | Shoulder | B11 | 25 | 2000 | 0 | 167.42 | 163.43 | 9 | 0
2040 | TVA_Transmission_2_PJM_ROR | TVA_Transmission | PJM_ROR | Internal | Shoulder | B12 | 200 | 2000 | 0 | 158.08 | 153.83 | 9 | 0
2040 | TVA_Transmission_2_PJM_ROR | TVA_Transmission | PJM_ROR | Internal | Shoulder | B13 | 600 | 2000 | 0 | 157.8 | 153.83 | 9 | 0
2040 | TVA_Transmission_2_PJM_ROR | TVA_Transmission | PJM_ROR | Internal | Shoulder | B14 | 900 | 2000 | 0 | 157.8 | 153.83 | 9 | 0
2040 | TVA_Transmission_2_PJM_ROR | TVA_Transmission | PJM_ROR | Internal | Shoulder | B15 | 1203 | 2000 | 0 | 151.88 | 153.83 | 9 | 0
2040 | TVA_Transmission_2_PJM_ROR | TVA_Transmission | PJM_ROR | Internal | Summer | B1 | 10 | 2000 | 0 | 287.8 | 285.01 | 9 | 0
2040 | TVA_Transmission_2_PJM_ROR | TVA_Transmission | PJM_ROR | Internal | Summer | B2 | 25 | 2000 | 0 | 280.8 | 285.01 | 9 | 0
2040 | TVA_Transmission_2_PJM_ROR | TVA_Transmission | PJM_ROR | Internal | Summer | B3 | 75 | 2000 | 0 | 267.92 | 266.92 | 9 | 0
2040 | TVA_Transmission_2_PJM_ROR | TVA_Transmission | PJM_ROR | Internal | Summer | B4 | 100 | 2000 | 0 | 192.5 | 199.1 | 9 | 0
2040 | TVA_Transmission_2_PJM_ROR | TVA_Transmission | PJM_ROR | Internal | Summer | B5 | 200 | 2000 | 0 | 182.32 | 190.38 | 9 | 0
2040 | TVA_Transmission_2_PJM_ROR | TVA_Transmission | PJM_ROR | Internal | Summer | B6 | 300 | 2000 | 0 | 171.56 | 178.98 | 9 | 0
2040 | TVA_Transmission_2_PJM_ROR | TVA_Transmission | PJM_ROR | Internal | Summer | B7 | 400 | 2000 | 0 | 163.96 | 163.96 | 9 | 0
2040 | TVA_Transmission_2_PJM_ROR | TVA_Transmission | PJM_ROR | Internal | Summer | B8 | 500 | 2000 | 0 | 157.16 | 152.06 | 9 | 0
2040 | TVA_Transmission_2_PJM_ROR | TVA_Transmission | PJM_ROR | Internal | Summer | B9 | 800 | 2000 | 0 | 157.16 | 152.06 | 9 | 0
2040 | TVA_Transmission_2_PJM_ROR | TVA_Transmission | PJM_ROR | Internal | Summer | B10 | 1262 | 2000 | 577.16 | 138.54 | 147.54 | 9 | 0
2040 | TVA_Transmission_2_PJM_ROR | TVA_Transmission | PJM_ROR | Internal | Winter | B16 | 25 | 2000 | 0 | 166.51 | 157.78 | 9 | 0
2040 | TVA_Transmission_2_PJM_ROR | TVA_Transmission | PJM_ROR | Internal | Winter | B17 | 100 | 2000 | 0 | 160.78 | 157.78 | 9 | 0
2040 | TVA_Transmission_2_PJM_ROR | TVA_Transmission | PJM_ROR | Internal | Winter | B18 | 400 | 2000 | 0 | 160.78 | 157.78 | 9 | 0
2040 | TVA_Transmission_2_PJM_ROR | TVA_Transmission | PJM_ROR | Internal | Winter | B19 | 700 | 2000 | 0 | 160.78 | 154.95 | 9 | 0
2040 | TVA_Transmission_2_PJM_ROR | TVA_Transmission | PJM_ROR | Internal | Winter | B20 | 935 | 2000 | 0 | 148.3 | 151.28 | 9 | 0
2040 | TVA_Transmission_2_SOCO | TVA_Transmission | SOCO | Internal | Shoulder | B11 | 25 | 3200 | 3197.94 | 167.42 | 176.43 | 9 | 0.01
2040 | TVA_Transmission_2_SOCO | TVA_Transmission | SOCO | Internal | Shoulder | B12 | 200 | 3200 | 0 | 158.08 | 158.72 | 9 | 0
2040 | TVA_Transmission_2_SOCO | TVA_Transmission | SOCO | Internal | Shoulder | B13 | 600 | 3200 | 0 | 157.8 | 158.72 | 9 | 0
2040 | TVA_Transmission_2_SOCO | TVA_Transmission | SOCO | Internal | Shoulder | B14 | 900 | 3200 | 0 | 157.8 | 158.72 | 9 | 0
2040 | TVA_Transmission_2_SOCO | TVA_Transmission | SOCO | Internal | Shoulder | B15 | 1203 | 3200 | 0 | 151.88 | 144.15 | 9 | 0
2040 | TVA_Transmission_2_SOCO | TVA_Transmission | SOCO | Internal | Summer | B1 | 10 | 3200 | 3195.34 | 287.8 | 296.81 | 9 | 0.01
2040 | TVA_Transmission_2_SOCO | TVA_Transmission | SOCO | Internal | Summer | B2 | 25 | 3200 | 2601.55 | 280.8 | 289.8 | 9 | 0
2040 | TVA_Transmission_2_SOCO | TVA_Transmission | SOCO | Internal | Summer | B3 | 75 | 3200 | 1843.58 | 267.92 | 276.92 | 9 | 0
2040 | TVA_Transmission_2_SOCO | TVA_Transmission | SOCO | Internal | Summer | B4 | 100 | 3200 | 0 | 192.5 | 196.76 | 9 | 0
2040 | TVA_Transmission_2_SOCO | TVA_Transmission | SOCO | Internal | Summer | B5 | 200 | 3200 | 0 | 182.32 | 190.38 | 9 | 0
2040 | TVA_Transmission_2_SOCO | TVA_Transmission | SOCO | Internal | Summer | B6 | 300 | 3200 | 0 | 171.56 | 178.98 | 9 | 0
2040 | TVA_Transmission_2_SOCO | TVA_Transmission | SOCO | Internal | Summer | B7 | 400 | 3200 | 467.12 | 163.96 | 172.96 | 9 | 0
2040 | TVA_Transmission_2_SOCO | TVA_Transmission | SOCO | Internal | Summer | B8 | 500 | 3200 | 0 | 157.16 | 157.34 | 9 | 0
2040 | TVA_Transmission_2_SOCO | TVA_Transmission | SOCO | Internal | Summer | B9 | 800 | 3200 | 0 | 157.16 | 157.34 | 9 | 0
2040 | TVA_Transmission_2_SOCO | TVA_Transmission | SOCO | Internal | Summer | B10 | 1262 | 3200 | 0 | 138.54 | 130.54 | 9 | 0
2040 | TVA_Transmission_2_SOCO | TVA_Transmission | SOCO | Internal | Winter | B16 | 25 | 3200 | 652.58 | 166.51 | 175.51 | 9 | 0
2040 | TVA_Transmission_2_SOCO | TVA_Transmission | SOCO | Internal | Winter | B17 | 100 | 3200 | 0 | 160.78 | 161.97 | 9 | 0
2040 | TVA_Transmission_2_SOCO | TVA_Transmission | SOCO | Internal | Winter | B18 | 400 | 3200 | 0 | 160.78 | 161.97 | 9 | 0
2040 | TVA_Transmission_2_SOCO | TVA_Transmission | SOCO | Internal | Winter | B19 | 700 | 3200 | 0 | 160.78 | 161.97 | 9 | 0
2040 | TVA_Transmission_2_SOCO | TVA_Transmission | SOCO | Internal | Winter | B20 | 935 | 3200 | 0 | 148.3 | 140.63 | 9 | 0
2040 | TVA_Transmission_2_TVA | TVA_Transmission | TVA | Internal | Shoulder | B11 | 25 | 99999 | 362.51 | 167.42 | 167.43 | 0.01 | 0
2040 | TVA_Transmission_2_TVA | TVA_Transmission | TVA | Internal | Shoulder | B12 | 200 | 99999 | 0.02 | 158.08 | 157.81 | 0.01 | 0
2040 | TVA_Transmission_2_TVA | TVA_Transmission | TVA | Internal | Shoulder | B13 | 600 | 99999 | 4723.26 | 157.8 | 157.81 | 0.01 | 0
2040 | TVA_Transmission_2_TVA | TVA_Transmission | TVA | Internal | Shoulder | B14 | 900 | 99999 | 6100 | 157.8 | 157.81 | 0.01 | 0
2040 | TVA_Transmission_2_TVA | TVA_Transmission | TVA | Internal | Shoulder | B15 | 1203 | 99999 | 7500.5 | 151.88 | 151.89 | 0.01 | 0
2040 | TVA_Transmission_2_TVA | TVA_Transmission | TVA | Internal | Summer | B1 | 10 | 99999 | 4217.04 | 287.8 | 287.81 | 0.01 | 0
2040 | TVA_Transmission_2_TVA | TVA_Transmission | TVA | Internal | Summer | B2 | 25 | 99999 | 2847.8 | 280.8 | 280.81 | 0.01 | 0
2040 | TVA_Transmission_2_TVA | TVA_Transmission | TVA | Internal | Summer | B3 | 75 | 99999 | 556.42 | 267.92 | 267.93 | 0.01 | 0
2040 | TVA_Transmission_2_TVA | TVA_Transmission | TVA | Internal | Summer | B4 | 100 | 99999 | 0 | 192.5 | 190.44 | 0.01 | 0
2040 | TVA_Transmission_2_TVA | TVA_Transmission | TVA | Internal | Summer | B5 | 200 | 99999 | 1463.6 | 182.32 | 182.33 | 0.01 | 0
2040 | TVA_Transmission_2_TVA | TVA_Transmission | TVA | Internal | Summer | B6 | 300 | 99999 | 39.37 | 171.56 | 171.58 | 0.01 | 0
2040 | TVA_Transmission_2_TVA | TVA_Transmission | TVA | Internal | Summer | B7 | 400 | 99999 | 0 | 163.96 | 156.48 | 0.01 | 0
2040 | TVA_Transmission_2_TVA | TVA_Transmission | TVA | Internal | Summer | B8 | 500 | 99999 | 0 | 157.16 | 156.48 | 0.01 | 0
2040 | TVA_Transmission_2_TVA | TVA_Transmission | TVA | Internal | Summer | B9 | 800 | 99999 | 0 | 157.16 | 156.48 | 0.01 | 0
2040 | TVA_Transmission_2_TVA | TVA_Transmission | TVA | Internal | Summer | B10 | 1262 | 99999 | 4707.69 | 138.54 | 138.55 | 0.01 | 0
2040 | TVA_Transmission_2_TVA | TVA_Transmission | TVA | Internal | Winter | B16 | 25 | 99999 | 5897.91 | 166.51 | 166.52 | 0.01 | 0
2040 | TVA_Transmission_2_TVA | TVA_Transmission | TVA | Internal | Winter | B17 | 100 | 99999 | 1966.15 | 160.78 | 160.79 | 0.01 | 0
2040 | TVA_Transmission_2_TVA | TVA_Transmission | TVA | Internal | Winter | B18 | 400 | 99999 | 2100 | 160.78 | 160.79 | 0.01 | 0
2040 | TVA_Transmission_2_TVA | TVA_Transmission | TVA | Internal | Winter | B19 | 700 | 99999 | 5780.6 | 160.78 | 160.79 | 0.01 | 0
2040 | TVA_Transmission_2_TVA | TVA_Transmission | TVA | Internal | Winter | B20 | 935 | 99999 | 8149.61 | 148.3 | 148.32 | 0.01 | 0
2040 | TVA_Transmission_2_VACAR | TVA_Transmission | VACAR | Internal | Shoulder | B11 | 25 | 900 | 0 | 167.42 | 169.43 | 9 | 0
2040 | TVA_Transmission_2_VACAR | TVA_Transmission | VACAR | Internal | Shoulder | B12 | 200 | 900 | 0 | 158.08 | 159.21 | 9 | 0
2040 | TVA_Transmission_2_VACAR | TVA_Transmission | VACAR | Internal | Shoulder | B13 | 600 | 900 | 0 | 157.8 | 159.21 | 9 | 0
2040 | TVA_Transmission_2_VACAR | TVA_Transmission | VACAR | Internal | Shoulder | B14 | 900 | 900 | 0 | 157.8 | 159.21 | 9 | 0
2040 | TVA_Transmission_2_VACAR | TVA_Transmission | VACAR | Internal | Shoulder | B15 | 1203 | 900 | 0 | 151.88 | 147.91 | 9 | 0
2040 | TVA_Transmission_2_VACAR | TVA_Transmission | VACAR | Internal | Summer | B1 | 10 | 900 | 0.02 | 287.8 | 291.98 | 9 | 0
2040 | TVA_Transmission_2_VACAR | TVA_Transmission | VACAR | Internal | Summer | B2 | 25 | 900 | 899.99 | 280.8 | 291.98 | 9 | 2.18
2040 | TVA_Transmission_2_VACAR | TVA_Transmission | VACAR | Internal | Summer | B3 | 75 | 900 | 0 | 267.92 | 269.92 | 9 | 0
2040 | TVA_Transmission_2_VACAR | TVA_Transmission | VACAR | Internal | Summer | B4 | 100 | 900 | 0 | 192.5 | 189.76 | 9 | 0
2040 | TVA_Transmission_2_VACAR | TVA_Transmission | VACAR | Internal | Summer | B5 | 200 | 900 | 0 | 182.32 | 183.38 | 9 | 0
2040 | TVA_Transmission_2_VACAR | TVA_Transmission | VACAR | Internal | Summer | B6 | 300 | 900 | 0 | 171.56 | 171.98 | 9 | 0
2040 | TVA_Transmission_2_VACAR | TVA_Transmission | VACAR | Internal | Summer | B7 | 400 | 900 | 0 | 163.96 | 156.96 | 9 | 0
2040 | TVA_Transmission_2_VACAR | TVA_Transmission | VACAR | Internal | Summer | B8 | 500 | 900 | 0 | 157.16 | 156.96 | 9 | 0
2040 | TVA_Transmission_2_VACAR | TVA_Transmission | VACAR | Internal | Summer | B9 | 800 | 900 | 0 | 157.16 | 156.96 | 9 | 0
2040 | TVA_Transmission_2_VACAR | TVA_Transmission | VACAR | Internal | Summer | B10 | 1262 | 900 | 0 | 138.54 | 140.54 | 9 | 0
2040 | TVA_Transmission_2_VACAR | TVA_Transmission | VACAR | Internal | Winter | B16 | 25 | 900 | 0 | 166.51 | 168.51 | 9 | 0
2040 | TVA_Transmission_2_VACAR | TVA_Transmission | VACAR | Internal | Winter | B17 | 100 | 900 | 0 | 160.78 | 164.55 | 9 | 0
2040 | TVA_Transmission_2_VACAR | TVA_Transmission | VACAR | Internal | Winter | B18 | 400 | 900 | 0 | 160.78 | 164.55 | 9 | 0
2040 | TVA_Transmission_2_VACAR | TVA_Transmission | VACAR | Internal | Winter | B19 | 700 | 900 | 0 | 160.78 | 160.95 | 9 | 0
2040 | TVA_Transmission_2_VACAR | TVA_Transmission | VACAR | Internal | Winter | B20 | 935 | 900 | 0 | 148.3 | 144.28 | 9 | 0
2040 | VACAR_2_PJM_ROR | VACAR | PJM_ROR | Internal | Shoulder | B11 | 25 | 2000 | 0 | 169.43 | 163.43 | 7 | 0
2040 | VACAR_2_PJM_ROR | VACAR | PJM_ROR | Internal | Shoulder | B12 | 200 | 2000 | 0 | 159.21 | 153.83 | 7 | 0
2040 | VACAR_2_PJM_ROR | VACAR | PJM_ROR | Internal | Shoulder | B13 | 600 | 2000 | 0 | 159.21 | 153.83 | 7 | 0
2040 | VACAR_2_PJM_ROR | VACAR | PJM_ROR | Internal | Shoulder | B14 | 900 | 2000 | 0 | 159.21 | 153.83 | 7 | 0
2040 | VACAR_2_PJM_ROR | VACAR | PJM_ROR | Internal | Shoulder | B15 | 1203 | 2000 | 0 | 147.91 | 153.83 | 7 | 0
2040 | VACAR_2_PJM_ROR | VACAR | PJM_ROR | Internal | Summer | B1 | 10 | 2000 | 0 | 291.98 | 285.01 | 7 | 0
2040 | VACAR_2_PJM_ROR | VACAR | PJM_ROR | Internal | Summer | B2 | 25 | 2000 | 0 | 291.98 | 285.01 | 7 | 0
2040 | VACAR_2_PJM_ROR | VACAR | PJM_ROR | Internal | Summer | B3 | 75 | 2000 | 0 | 269.92 | 266.92 | 7 | 0
2040 | VACAR_2_PJM_ROR | VACAR | PJM_ROR | Internal | Summer | B4 | 100 | 2000 | 1999.98 | 189.76 | 199.1 | 7 | 2.33
2040 | VACAR_2_PJM_ROR | VACAR | PJM_ROR | Internal | Summer | B5 | 200 | 2000 | 496 | 183.38 | 190.38 | 7 | 0
2040 | VACAR_2_PJM_ROR | VACAR | PJM_ROR | Internal | Summer | B6 | 300 | 2000 | 280.67 | 171.98 | 178.98 | 7 | 0
2040 | VACAR_2_PJM_ROR | VACAR | PJM_ROR | Internal | Summer | B7 | 400 | 2000 | 961.81 | 156.96 | 163.96 | 7 | 0
2040 | VACAR_2_PJM_ROR | VACAR | PJM_ROR | Internal | Summer | B8 | 500 | 2000 | 0 | 156.96 | 152.06 | 7 | 0
2040 | VACAR_2_PJM_ROR | VACAR | PJM_ROR | Internal | Summer | B9 | 800 | 2000 | 0 | 156.96 | 152.06 | 7 | 0
2040 | VACAR_2_PJM_ROR | VACAR | PJM_ROR | Internal | Summer | B10 | 1262 | 2000 | 58.99 | 140.54 | 147.54 | 7 | 0
2040 | VACAR_2_PJM_ROR | VACAR | PJM_ROR | Internal | Winter | B16 | 25 | 2000 | 0 | 168.51 | 157.78 | 7 | 0
2040 | VACAR_2_PJM_ROR | VACAR | PJM_ROR | Internal | Winter | B17 | 100 | 2000 | 0 | 164.55 | 157.78 | 7 | 0
2040 | VACAR_2_PJM_ROR | VACAR | PJM_ROR | Internal | Winter | B18 | 400 | 2000 | 0 | 164.55 | 157.78 | 7 | 0
2040 | VACAR_2_PJM_ROR | VACAR | PJM_ROR | Internal | Winter | B19 | 700 | 2000 | 0 | 160.95 | 154.95 | 7 | 0
2040 | VACAR_2_PJM_ROR | VACAR | PJM_ROR | Internal | Winter | B20 | 935 | 2000 | 1513.18 | 144.28 | 151.28 | 7 | 0
2040 | VACAR_2_SOCO | VACAR | SOCO | Internal | Shoulder | B11 | 25 | 3000 | 2536.83 | 169.43 | 176.43 | 7 | 0
2040 | VACAR_2_SOCO | VACAR | SOCO | Internal | Shoulder | B12 | 200 | 3000 | 0 | 159.21 | 158.72 | 7 | 0
2040 | VACAR_2_SOCO | VACAR | SOCO | Internal | Shoulder | B13 | 600 | 3000 | 0 | 159.21 | 158.72 | 7 | 0
2040 | VACAR_2_SOCO | VACAR | SOCO | Internal | Shoulder | B14 | 900 | 3000 | 0 | 159.21 | 158.72 | 7 | 0
2040 | VACAR_2_SOCO | VACAR | SOCO | Internal | Shoulder | B15 | 1203 | 3000 | 0 | 147.91 | 144.15 | 7 | 0
2040 | VACAR_2_SOCO | VACAR | SOCO | Internal | Summer | B1 | 10 | 3000 | 0.04 | 291.98 | 296.81 | 7 | 0
2040 | VACAR_2_SOCO | VACAR | SOCO | Internal | Summer | B2 | 25 | 3000 | 0 | 291.98 | 289.8 | 7 | 0
2040 | VACAR_2_SOCO | VACAR | SOCO | Internal | Summer | B3 | 75 | 3000 | 400.58 | 269.92 | 276.92 | 7 | 0
2040 | VACAR_2_SOCO | VACAR | SOCO | Internal | Summer | B4 | 100 | 3000 | 2134.74 | 189.76 | 196.76 | 7 | 0
2040 | VACAR_2_SOCO | VACAR | SOCO | Internal | Summer | B5 | 200 | 3000 | 606.42 | 183.38 | 190.38 | 7 | 0
2040 | VACAR_2_SOCO | VACAR | SOCO | Internal | Summer | B6 | 300 | 3000 | 2478.44 | 171.98 | 178.98 | 7 | 0
2040 | VACAR_2_SOCO | VACAR | SOCO | Internal | Summer | B7 | 400 | 3000 | 3000 | 156.96 | 172.96 | 7 | 9
2040 | VACAR_2_SOCO | VACAR | SOCO | Internal | Summer | B8 | 500 | 3000 | 0 | 156.96 | 157.34 | 7 | 0
2040 | VACAR_2_SOCO | VACAR | SOCO | Internal | Summer | B9 | 800 | 3000 | 0 | 156.96 | 157.34 | 7 | 0
2040 | VACAR_2_SOCO | VACAR | SOCO | Internal | Summer | B10 | 1262 | 3000 | 0 | 140.54 | 130.54 | 7 | 0
2040 | VACAR_2_SOCO | VACAR | SOCO | Internal | Winter | B16 | 25 | 3000 | 1059.5 | 168.51 | 175.51 | 7 | 0
2040 | VACAR_2_SOCO | VACAR | SOCO | Internal | Winter | B17 | 100 | 3000 | 0 | 164.55 | 161.97 | 7 | 0
2040 | VACAR_2_SOCO | VACAR | SOCO | Internal | Winter | B18 | 400 | 3000 | 0 | 164.55 | 161.97 | 7 | 0
2040 | VACAR_2_SOCO | VACAR | SOCO | Internal | Winter | B19 | 700 | 3000 | 0 | 160.95 | 161.97 | 7 | 0
2040 | VACAR_2_SOCO | VACAR | SOCO | Internal | Winter | B20 | 935 | 3000 | 0 | 144.28 | 140.63 | 7 | 0
2040 | VACAR_2_TVA_Transmission | VACAR | TVA_Transmission | Internal | Shoulder | B11 | 25 | 900 | 0 | 169.43 | 167.42 | 7 | 0
2040 | VACAR_2_TVA_Transmission | VACAR | TVA_Transmission | Internal | Shoulder | B12 | 200 | 900 | 0 | 159.21 | 158.08 | 7 | 0
2040 | VACAR_2_TVA_Transmission | VACAR | TVA_Transmission | Internal | Shoulder | B13 | 600 | 900 | 0 | 159.21 | 157.8 | 7 | 0
2040 | VACAR_2_TVA_Transmission | VACAR | TVA_Transmission | Internal | Shoulder | B14 | 900 | 900 | 0 | 159.21 | 157.8 | 7 | 0
2040 | VACAR_2_TVA_Transmission | VACAR | TVA_Transmission | Internal | Shoulder | B15 | 1203 | 900 | 0 | 147.91 | 151.88 | 7 | 0
2040 | VACAR_2_TVA_Transmission | VACAR | TVA_Transmission | Internal | Summer | B1 | 10 | 900 | 0 | 291.98 | 287.8 | 7 | 0
2040 | VACAR_2_TVA_Transmission | VACAR | TVA_Transmission | Internal | Summer | B2 | 25 | 900 | 0 | 291.98 | 280.8 | 7 | 0
2040 | VACAR_2_TVA_Transmission | VACAR | TVA_Transmission | Internal | Summer | B3 | 75 | 900 | 0 | 269.92 | 267.92 | 7 | 0
2040 | VACAR_2_TVA_Transmission | VACAR | TVA_Transmission | Internal | Summer | B4 | 100 | 900 | 0 | 189.76 | 192.5 | 7 | 0
2040 | VACAR_2_TVA_Transmission | VACAR | TVA_Transmission | Internal | Summer | B5 | 200 | 900 | 0 | 183.38 | 182.32 | 7 | 0
2040 | VACAR_2_TVA_Transmission | VACAR | TVA_Transmission | Internal | Summer | B6 | 300 | 900 | 0 | 171.98 | 171.56 | 7 | 0
2040 | VACAR_2_TVA_Transmission | VACAR | TVA_Transmission | Internal | Summer | B7 | 400 | 900 | 467.1 | 156.96 | 163.96 | 7 | 0
2040 | VACAR_2_TVA_Transmission | VACAR | TVA_Transmission | Internal | Summer | B8 | 500 | 900 | 0 | 156.96 | 157.16 | 7 | 0
2040 | VACAR_2_TVA_Transmission | VACAR | TVA_Transmission | Internal | Summer | B9 | 800 | 900 | 0 | 156.96 | 157.16 | 7 | 0
2040 | VACAR_2_TVA_Transmission | VACAR | TVA_Transmission | Internal | Summer | B10 | 1262 | 900 | 0 | 140.54 | 138.54 | 7 | 0
2040 | VACAR_2_TVA_Transmission | VACAR | TVA_Transmission | Internal | Winter | B16 | 25 | 900 | 0 | 168.51 | 166.51 | 7 | 0
2040 | VACAR_2_TVA_Transmission | VACAR | TVA_Transmission | Internal | Winter | B17 | 100 | 900 | 0 | 164.55 | 160.78 | 7 | 0
2040 | VACAR_2_TVA_Transmission | VACAR | TVA_Transmission | Internal | Winter | B18 | 400 | 900 | 0 | 164.55 | 160.78 | 7 | 0
2040 | VACAR_2_TVA_Transmission | VACAR | TVA_Transmission | Internal | Winter | B19 | 700 | 900 | 0 | 160.95 | 160.78 | 7 | 0
2040 | VACAR_2_TVA_Transmission | VACAR | TVA_Transmission | Internal | Winter | B20 | 935 | 900 | 0 | 144.28 | 148.3 | 7 | 0
2015 | AZ_NM_SNV_Coal_2_SPP_S | AZ_NM_SNV_Coal | SPP_S | External | Shoulder | B11 | 25 | 400 | 400 | 59 | 83.06 | 8.17 | 15.9
2015 | AZ_NM_SNV_Coal_2_SPP_S | AZ_NM_SNV_Coal | SPP_S | External | Shoulder | B12 | 200 | 400 | 189.51 | 57.86 | 66.03 | 8.17 | 0
2015 | AZ_NM_SNV_Coal_2_SPP_S | AZ_NM_SNV_Coal | SPP_S | External | Shoulder | B13 | 600 | 400 | 0 | 57.72 | 62.04 | 8.17 | 0
2015 | AZ_NM_SNV_Coal_2_SPP_S | AZ_NM_SNV_Coal | SPP_S | External | Shoulder | B14 | 900 | 400 | 0 | 57.72 | 60.04 | 8.17 | 0
2015 | AZ_NM_SNV_Coal_2_SPP_S | AZ_NM_SNV_Coal | SPP_S | External | Shoulder | B15 | 1203 | 400 | 0 | 57.72 | 57.4 | 8.17 | 0
2015 | AZ_NM_SNV_Coal_2_SPP_S | AZ_NM_SNV_Coal | SPP_S | External | Summer | B1 | 10 | 400 | 0 | 87.1 | 86.47 | 8.17 | 0
2015 | AZ_NM_SNV_Coal_2_SPP_S | AZ_NM_SNV_Coal | SPP_S | External | Summer | B2 | 25 | 400 | 399.96 | 76.43 | 84.87 | 8.17 | 0.27
2015 | AZ_NM_SNV_Coal_2_SPP_S | AZ_NM_SNV_Coal | SPP_S | External | Summer | B3 | 75 | 400 | 400 | 75.62 | 84.87 | 8.17 | 1.08
2015 | AZ_NM_SNV_Coal_2_SPP_S | AZ_NM_SNV_Coal | SPP_S | External | Summer | B4 | 100 | 400 | 400 | 75.62 | 84.79 | 8.17 | 1.01
2015 | AZ_NM_SNV_Coal_2_SPP_S | AZ_NM_SNV_Coal | SPP_S | External | Summer | B5 | 200 | 400 | 0 | 75.62 | 81.88 | 8.17 | 0
2015 | AZ_NM_SNV_Coal_2_SPP_S | AZ_NM_SNV_Coal | SPP_S | External | Summer | B6 | 300 | 400 | 288.52 | 65.86 | 74.03 | 8.17 | 0
2015 | AZ_NM_SNV_Coal_2_SPP_S | AZ_NM_SNV_Coal | SPP_S | External | Summer | B7 | 400 | 400 | 0 | 59.95 | 64.2 | 8.17 | 0
2015 | AZ_NM_SNV_Coal_2_SPP_S | AZ_NM_SNV_Coal | SPP_S | External | Summer | B8 | 500 | 400 | 0 | 59 | 60.85 | 8.17 | 0
2015 | AZ_NM_SNV_Coal_2_SPP_S | AZ_NM_SNV_Coal | SPP_S | External | Summer | B9 | 800 | 400 | 0 | 57.84 | 58.71 | 8.17 | 0
2015 | AZ_NM_SNV_Coal_2_SPP_S | AZ_NM_SNV_Coal | SPP_S | External | Summer | B10 | 1262 | 400 | 0 | 56.31 | 56.13 | 8.17 | 0
2015 | AZ_NM_SNV_Coal_2_SPP_S | AZ_NM_SNV_Coal | SPP_S | External | Winter | B16 | 25 | 400 | 400 | 62.14 | 81.98 | 8.17 | 11.67
2015 | AZ_NM_SNV_Coal_2_SPP_S | AZ_NM_SNV_Coal | SPP_S | External | Winter | B17 | 100 | 400 | 0 | 60.36 | 64.73 | 8.17 | 0
2015 | AZ_NM_SNV_Coal_2_SPP_S | AZ_NM_SNV_Coal | SPP_S | External | Winter | B18 | 400 | 400 | 0 | 60.36 | 62.64 | 8.17 | 0
2015 | AZ_NM_SNV_Coal_2_SPP_S | AZ_NM_SNV_Coal | SPP_S | External | Winter | B19 | 700 | 400 | 0 | 60.36 | 59.87 | 8.17 | 0
2015 | AZ_NM_SNV_Coal_2_SPP_S | AZ_NM_SNV_Coal | SPP_S | External | Winter | B20 | 935 | 400 | 0 | 60.36 | 59.87 | 8.17 | 0
2015 | ERCOT_2_SPP_S | ERCOT | SPP_S | External | Shoulder | B11 | 25 | 800 | 0 | 84 | 83.06 | 8 | 0
2015 | ERCOT_2_SPP_S | ERCOT | SPP_S | External | Shoulder | B12 | 200 | 800 | 800 | 57.25 | 66.03 | 8 | 0.78
2015 | ERCOT_2_SPP_S | ERCOT | SPP_S | External | Shoulder | B13 | 600 | 800 | 0 | 57.25 | 62.04 | 8 | 0
2015 | ERCOT_2_SPP_S | ERCOT | SPP_S | External | Shoulder | B14 | 900 | 800 | 0 | 57.25 | 60.04 | 8 | 0
2015 | ERCOT_2_SPP_S | ERCOT | SPP_S | External | Shoulder | B15 | 1203 | 800 | 0 | 57.25 | 57.4 | 8 | 0
2015 | ERCOT_2_SPP_S | ERCOT | SPP_S | External | Summer | B1 | 10 | 800 | 0 | 82.44 | 86.47 | 8 | 0
2015 | ERCOT_2_SPP_S | ERCOT | SPP_S | External | Summer | B2 | 25 | 800 | 0 | 82.44 | 84.87 | 8 | 0
2015 | ERCOT_2_SPP_S | ERCOT | SPP_S | External | Summer | B3 | 75 | 800 | 0 | 82.44 | 84.87 | 8 | 0
2015 | ERCOT_2_SPP_S | ERCOT | SPP_S | External | Summer | B4 | 100 | 800 | 0 | 82.44 | 84.79 | 8 | 0
2015 | ERCOT_2_SPP_S | ERCOT | SPP_S | External | Summer | B5 | 200 | 800 | 0 | 82.44 | 81.88 | 8 | 0
2015 | ERCOT_2_SPP_S | ERCOT | SPP_S | External | Summer | B6 | 300 | 800 | 800 | 61.33 | 74.03 | 8 | 4.7
2015 | ERCOT_2_SPP_S | ERCOT | SPP_S | External | Summer | B7 | 400 | 800 | 370.68 | 56.2 | 64.2 | 8 | 0
2015 | ERCOT_2_SPP_S | ERCOT | SPP_S | External | Summer | B8 | 500 | 800 | 0 | 56.2 | 60.85 | 8 | 0
2015 | ERCOT_2_SPP_S | ERCOT | SPP_S | External | Summer | B9 | 800 | 800 | 0 | 56.2 | 58.71 | 8 | 0
2015 | ERCOT_2_SPP_S | ERCOT | SPP_S | External | Summer | B10 | 1262 | 800 | 0 | 56.2 | 56.13 | 8 | 0
2015 | ERCOT_2_SPP_S | ERCOT | SPP_S | External | Winter | B16 | 25 | 800 | 800 | 64.89 | 81.98 | 8 | 9.09
2015 | ERCOT_2_SPP_S | ERCOT | SPP_S | External | Winter | B17 | 100 | 800 | 0 | 59.45 | 64.73 | 8 | 0
2015 | ERCOT_2_SPP_S | ERCOT | SPP_S | External | Winter | B18 | 400 | 800 | 0 | 59.45 | 62.64 | 8 | 0
2015 | ERCOT_2_SPP_S | ERCOT | SPP_S | External | Winter | B19 | 700 | 800 | 0 | 59.45 | 59.87 | 8 | 0
2015 | ERCOT_2_SPP_S | ERCOT | SPP_S | External | Winter | B20 | 935 | 800 | 0 | 59.07 | 59.87 | 8 | 0
2015 | MAPP_US_2_RMPA | MAPP_US | RMPA | External | Shoulder | B11 | 25 | 200 | 0 | 77.65 | 67.16 | 8 | 0
2015 | MAPP_US_2_RMPA | MAPP_US | RMPA | External | Shoulder | B12 | 200 | 200 | 0 | 59.03 | 64.07 | 8 | 0
2015 | MAPP_US_2_RMPA | MAPP_US | RMPA | External | Shoulder | B13 | 600 | 200 | 0 | 55.45 | 60.8 | 8 | 0
2015 | MAPP_US_2_RMPA | MAPP_US | RMPA | External | Shoulder | B14 | 900 | 200 | 0 | 55.45 | 60.8 | 8 | 0
2015 | MAPP_US_2_RMPA | MAPP_US | RMPA | External | Shoulder | B15 | 1203 | 200 | 0 | 55.45 | 60.8 | 8 | 0
2015 | MAPP_US_2_RMPA | MAPP_US | RMPA | External | Summer | B1 | 10 | 200 | 0.01 | 84.47 | 90.16 | 8 | 0
2015 | MAPP_US_2_RMPA | MAPP_US | RMPA | External | Summer | B2 | 25 | 200 | 0 | 84.38 | 84.6 | 8 | 0
2015 | MAPP_US_2_RMPA | MAPP_US | RMPA | External | Summer | B3 | 75 | 200 | 0 | 84.38 | 83.79 | 8 | 0
2015 | MAPP_US_2_RMPA | MAPP_US | RMPA | External | Summer | B4 | 100 | 200 | 0 | 82.73 | 81.73 | 8 | 0
2015 | MAPP_US_2_RMPA | MAPP_US | RMPA | External | Summer | B5 | 200 | 200 | 0 | 77.24 | 76.24 | 8 | 0
2015 | MAPP_US_2_RMPA | MAPP_US | RMPA | External | Summer | B6 | 300 | 200 | 0 | 67 | 66 | 8 | 0
2015 | MAPP_US_2_RMPA | MAPP_US | RMPA | External | Summer | B7 | 400 | 200 | 0 | 54.05 | 59.27 | 8 | 0
2015 | MAPP_US_2_RMPA | MAPP_US | RMPA | External | Summer | B8 | 500 | 200 | 0 | 52.68 | 59.27 | 8 | 0
2015 | MAPP_US_2_RMPA | MAPP_US | RMPA | External | Summer | B9 | 800 | 200 | 0 | 52.68 | 59.27 | 8 | 0
2015 | MAPP_US_2_RMPA | MAPP_US | RMPA | External | Summer | B10 | 1262 | 200 | 0 | 52.68 | 59.27 | 8 | 0
2015 | MAPP_US_2_RMPA | MAPP_US | RMPA | External | Winter | B16 | 25 | 200 | 0.02 | 67.97 | 75.57 | 8 | 0
2015 | MAPP_US_2_RMPA | MAPP_US | RMPA | External | Winter | B17 | 100 | 200 | 152.16 | 58.74 | 66.74 | 8 | 0
2015 | MAPP_US_2_RMPA | MAPP_US | RMPA | External | Winter | B18 | 400 | 200 | 0 | 58.09 | 63.71 | 8 | 0
2015 | MAPP_US_2_RMPA | MAPP_US | RMPA | External | Winter | B19 | 700 | 200 | 0 | 58.09 | 63.71 | 8 | 0
2015 | MAPP_US_2_RMPA | MAPP_US | RMPA | External | Winter | B20 | 935 | 200 | 0 | 58.09 | 63.71 | 8 | 0
2015 | NE_2_RMPA | NE | RMPA | External | Shoulder | B11 | 25 | 310 | 0 | 84.65 | 67.16 | 5 | 0
2015 | NE_2_RMPA | NE | RMPA | External | Shoulder | B12 | 200 | 310 | 0 | 66.03 | 64.07 | 5 | 0
2015 | NE_2_RMPA | NE | RMPA | External | Shoulder | B13 | 600 | 310 | 0 | 62.04 | 60.8 | 5 | 0
2015 | NE_2_RMPA | NE | RMPA | External | Shoulder | B14 | 900 | 310 | 0 | 60.04 | 60.8 | 5 | 0
2015 | NE_2_RMPA | NE | RMPA | External | Shoulder | B15 | 1203 | 310 | 0 | 57.38 | 60.8 | 5 | 0
2015 | NE_2_RMPA | NE | RMPA | External | Summer | B1 | 10 | 310 | 0 | 91.47 | 90.16 | 5 | 0
2015 | NE_2_RMPA | NE | RMPA | External | Summer | B2 | 25 | 310 | 0 | 91.38 | 84.6 | 5 | 0
2015 | NE_2_RMPA | NE | RMPA | External | Summer | B3 | 75 | 310 | 0 | 91.38 | 83.79 | 5 | 0
2015 | NE_2_RMPA | NE | RMPA | External | Summer | B4 | 100 | 310 | 0 | 89.73 | 81.73 | 5 | 0
2015 | NE_2_RMPA | NE | RMPA | External | Summer | B5 | 200 | 310 | 0 | 84.24 | 76.24 | 5 | 0
2015 | NE_2_RMPA | NE | RMPA | External | Summer | B6 | 300 | 310 | 0 | 74 | 66 | 5 | 0
2015 | NE_2_RMPA | NE | RMPA | External | Summer | B7 | 400 | 310 | 0 | 61.05 | 59.27 | 5 | 0
2015 | NE_2_RMPA | NE | RMPA | External | Summer | B8 | 500 | 310 | 0 | 59.68 | 59.27 | 5 | 0
2015 | NE_2_RMPA | NE | RMPA | External | Summer | B9 | 800 | 310 | 0 | 58.69 | 59.27 | 5 | 0
2015 | NE_2_RMPA | NE | RMPA | External | Summer | B10 | 1262 | 310 | 0 | 56.1 | 59.27 | 5 | 0
2015 | NE_2_RMPA | NE | RMPA | External | Winter | B16 | 25 | 310 | 0 | 74.97 | 75.57 | 5 | 0
2015 | NE_2_RMPA | NE | RMPA | External | Winter | B17 | 100 | 310 | 0 | 64.7 | 66.74 | 5 | 0
2015 | NE_2_RMPA | NE | RMPA | External | Winter | B18 | 400 | 310 | 0 | 62.61 | 63.71 | 5 | 0
2015 | NE_2_RMPA | NE | RMPA | External | Winter | B19 | 700 | 310 | 0 | 59.85 | 63.71 | 5 | 0
2015 | NE_2_RMPA | NE | RMPA | External | Winter | B20 | 935 | 310 | 0 | 59.85 | 63.71 | 5 | 0
2015 | NWPP_Coal_2_MAPP_US | NWPP_Coal | MAPP_US | External | Shoulder | B11 | 25 | 150 | 150 | 58.99 | 77.65 | 8 | 10.67
2015 | NWPP_Coal_2_MAPP_US | NWPP_Coal | MAPP_US | External | Shoulder | B12 | 200 | 150 | 0 | 58.99 | 59.03 | 8 | 0
2015 | NWPP_Coal_2_MAPP_US | NWPP_Coal | MAPP_US | External | Shoulder | B13 | 600 | 150 | 0 | 58.99 | 55.45 | 8 | 0
2015 | NWPP_Coal_2_MAPP_US | NWPP_Coal | MAPP_US | External | Shoulder | B14 | 900 | 150 | 0 | 58.99 | 55.45 | 8 | 0
2015 | NWPP_Coal_2_MAPP_US | NWPP_Coal | MAPP_US | External | Shoulder | B15 | 1203 | 150 | 0 | 58.99 | 55.45 | 8 | 0
2015 | NWPP_Coal_2_MAPP_US | NWPP_Coal | MAPP_US | External | Summer | B1 | 10 | 150 | 150 | 58.99 | 84.47 | 8 | 17.48
2015 | NWPP_Coal_2_MAPP_US | NWPP_Coal | MAPP_US | External | Summer | B2 | 25 | 150 | 150 | 58.99 | 84.38 | 8 | 17.39
2015 | NWPP_Coal_2_MAPP_US | NWPP_Coal | MAPP_US | External | Summer | B3 | 75 | 150 | 150 | 58.99 | 84.38 | 8 | 17.39
2015 | NWPP_Coal_2_MAPP_US | NWPP_Coal | MAPP_US | External | Summer | B4 | 100 | 150 | 150 | 58.99 | 82.73 | 8 | 15.75
2015 | NWPP_Coal_2_MAPP_US | NWPP_Coal | MAPP_US | External | Summer | B5 | 200 | 150 | 150 | 58.99 | 77.24 | 8 | 10.25
2015 | NWPP_Coal_2_MAPP_US | NWPP_Coal | MAPP_US | External | Summer | B6 | 300 | 150 | 149.93 | 58.99 | 67 | 8 | 0.02
2015 | NWPP_Coal_2_MAPP_US | NWPP_Coal | MAPP_US | External | Summer | B7 | 400 | 150 | 0 | 58.99 | 54.05 | 8 | 0
2015 | NWPP_Coal_2_MAPP_US | NWPP_Coal | MAPP_US | External | Summer | B8 | 500 | 150 | 0 | 58.99 | 52.68 | 8 | 0
2015 | NWPP_Coal_2_MAPP_US | NWPP_Coal | MAPP_US | External | Summer | B9 | 800 | 150 | 0 | 58.99 | 52.68 | 8 | 0
2015 | NWPP_Coal_2_MAPP_US | NWPP_Coal | MAPP_US | External | Summer | B10 | 1262 | 150 | 0 | 58.99 | 52.68 | 8 | 0
2015 | NWPP_Coal_2_MAPP_US | NWPP_Coal | MAPP_US | External | Winter | B16 | 25 | 150 | 0 | 62.13 | 67.97 | 8 | 0
2015 | NWPP_Coal_2_MAPP_US | NWPP_Coal | MAPP_US | External | Winter | B17 | 100 | 150 | 0 | 62.13 | 58.74 | 8 | 0
2015 | NWPP_Coal_2_MAPP_US | NWPP_Coal | MAPP_US | External | Winter | B18 | 400 | 150 | 0 | 62.13 | 58.09 | 8 | 0
2015 | NWPP_Coal_2_MAPP_US | NWPP_Coal | MAPP_US | External | Winter | B19 | 700 | 150 | 0 | 62.13 | 58.09 | 8 | 0
2015 | NWPP_Coal_2_MAPP_US | NWPP_Coal | MAPP_US | External | Winter | B20 | 935 | 150 | 0 | 62.13 | 58.09 | 8 | 0
2015 | RMPA_2_MAPP_US | RMPA | MAPP_US | External | Shoulder | B11 | 25 | 200 | 200 | 67.16 | 77.65 | 8 | 2.49
2015 | RMPA_2_MAPP_US | RMPA | MAPP_US | External | Shoulder | B12 | 200 | 200 | 0 | 64.07 | 59.03 | 8 | 0
2015 | RMPA_2_MAPP_US | RMPA | MAPP_US | External | Shoulder | B13 | 600 | 200 | 0 | 60.8 | 55.45 | 8 | 0
2015 | RMPA_2_MAPP_US | RMPA | MAPP_US | External | Shoulder | B14 | 900 | 200 | 0 | 60.8 | 55.45 | 8 | 0
2015 | RMPA_2_MAPP_US | RMPA | MAPP_US | External | Shoulder | B15 | 1203 | 200 | 0 | 60.8 | 55.45 | 8 | 0
2015 | RMPA_2_MAPP_US | RMPA | MAPP_US | External | Summer | B1 | 10 | 200 | 0 | 90.16 | 84.47 | 8 | 0
2015 | RMPA_2_MAPP_US | RMPA | MAPP_US | External | Summer | B2 | 25 | 200 | 0 | 84.6 | 84.38 | 8 | 0
2015 | RMPA_2_MAPP_US | RMPA | MAPP_US | External | Summer | B3 | 75 | 200 | 0 | 83.79 | 84.38 | 8 | 0
2015 | RMPA_2_MAPP_US | RMPA | MAPP_US | External | Summer | B4 | 100 | 200 | 0 | 81.73 | 82.73 | 8 | 0
2015 | RMPA_2_MAPP_US | RMPA | MAPP_US | External | Summer | B5 | 200 | 200 | 0 | 76.24 | 77.24 | 8 | 0
2015 | RMPA_2_MAPP_US | RMPA | MAPP_US | External | Summer | B6 | 300 | 200 | 0 | 66 | 67 | 8 | 0
2015 | RMPA_2_MAPP_US | RMPA | MAPP_US | External | Summer | B7 | 400 | 200 | 0 | 59.27 | 54.05 | 8 | 0
2015 | RMPA_2_MAPP_US | RMPA | MAPP_US | External | Summer | B8 | 500 | 200 | 0 | 59.27 | 52.68 | 8 | 0
2015 | RMPA_2_MAPP_US | RMPA | MAPP_US | External | Summer | B9 | 800 | 200 | 0 | 59.27 | 52.68 | 8 | 0
2015 | RMPA_2_MAPP_US | RMPA | MAPP_US | External | Summer | B10 | 1262 | 200 | 0 | 59.27 | 52.68 | 8 | 0
2015 | RMPA_2_MAPP_US | RMPA | MAPP_US | External | Winter | B16 | 25 | 200 | 0 | 75.57 | 67.97 | 8 | 0
2015 | RMPA_2_MAPP_US | RMPA | MAPP_US | External | Winter | B17 | 100 | 200 | 0 | 66.74 | 58.74 | 8 | 0
2015 | RMPA_2_MAPP_US | RMPA | MAPP_US | External | Winter | B18 | 400 | 200 | 0 | 63.71 | 58.09 | 8 | 0
2015 | RMPA_2_MAPP_US | RMPA | MAPP_US | External | Winter | B19 | 700 | 200 | 0 | 63.71 | 58.09 | 8 | 0
2015 | RMPA_2_MAPP_US | RMPA | MAPP_US | External | Winter | B20 | 935 | 200 | 0 | 63.71 | 58.09 | 8 | 0
2015 | RMPA_2_NE | RMPA | NE | External | Shoulder | B11 | 25 | 310 | 310 | 67.16 | 84.65 | 8 | 9.49
2015 | RMPA_2_NE | RMPA | NE | External | Shoulder | B12 | 200 | 310 | 0 | 64.07 | 66.03 | 8 | 0
2015 | RMPA_2_NE | RMPA | NE | External | Shoulder | B13 | 600 | 310 | 0 | 60.8 | 62.04 | 8 | 0
2015 | RMPA_2_NE | RMPA | NE | External | Shoulder | B14 | 900 | 310 | 0 | 60.8 | 60.04 | 8 | 0
2015 | RMPA_2_NE | RMPA | NE | External | Shoulder | B15 | 1203 | 310 | 0 | 60.8 | 57.38 | 8 | 0
2015 | RMPA_2_NE | RMPA | NE | External | Summer | B1 | 10 | 310 | 0 | 90.16 | 91.47 | 8 | 0
2015 | RMPA_2_NE | RMPA | NE | External | Summer | B2 | 25 | 310 | 0 | 84.6 | 91.38 | 8 | 0
2015 | RMPA_2_NE | RMPA | NE | External | Summer | B3 | 75 | 310 | 0 | 83.79 | 91.38 | 8 | 0
2015 | RMPA_2_NE | RMPA | NE | External | Summer | B4 | 100 | 310 | 194.71 | 81.73 | 89.73 | 8 | 0
2015 | RMPA_2_NE | RMPA | NE | External | Summer | B5 | 200 | 310 | 209.9 | 76.24 | 84.24 | 8 | 0
2015 | RMPA_2_NE | RMPA | NE | External | Summer | B6 | 300 | 310 | 29.59 | 66 | 74 | 8 | 0
2015 | RMPA_2_NE | RMPA | NE | External | Summer | B7 | 400 | 310 | 0 | 59.27 | 61.05 | 8 | 0
2015 | RMPA_2_NE | RMPA | NE | External | Summer | B8 | 500 | 310 | 0 | 59.27 | 59.68 | 8 | 0
2015 | RMPA_2_NE | RMPA | NE | External | Summer | B9 | 800 | 310 | 0 | 59.27 | 58.69 | 8 | 0
2015 | RMPA_2_NE | RMPA | NE | External | Summer | B10 | 1262 | 310 | 0 | 59.27 | 56.1 | 8 | 0
2015 | RMPA_2_NE | RMPA | NE | External | Winter | B16 | 25 | 310 | 0 | 75.57 | 74.97 | 8 | 0
2015 | RMPA_2_NE | RMPA | NE | External | Winter | B17 | 100 | 310 | 0 | 66.74 | 64.7 | 8 | 0
2015 | RMPA_2_NE | RMPA | NE | External | Winter | B18 | 400 | 310 | 0 | 63.71 | 62.61 | 8 | 0
2015 | RMPA_2_NE | RMPA | NE | External | Winter | B19 | 700 | 310 | 0 | 63.71 | 59.85 | 8 | 0
2015 | RMPA_2_NE | RMPA | NE | External | Winter | B20 | 935 | 310 | 0 | 63.71 | 59.85 | 8 | 0
2015 | RMPA_2_SPP_N | RMPA | SPP_N | External | Shoulder | B11 | 25 | 210 | 210 | 67.16 | 84.66 | 8 | 9.5
2015 | RMPA_2_SPP_N | RMPA | SPP_N | External | Shoulder | B12 | 200 | 210 | 0 | 64.07 | 66.04 | 8 | 0
2015 | RMPA_2_SPP_N | RMPA | SPP_N | External | Shoulder | B13 | 600 | 210 | 0 | 60.8 | 62.05 | 8 | 0
2015 | RMPA_2_SPP_N | RMPA | SPP_N | External | Shoulder | B14 | 900 | 210 | 0 | 60.8 | 60.05 | 8 | 0
2015 | RMPA_2_SPP_N | RMPA | SPP_N | External | Shoulder | B15 | 1203 | 210 | 0 | 60.8 | 57.39 | 8 | 0
2015 | RMPA_2_SPP_N | RMPA | SPP_N | External | Summer | B1 | 10 | 210 | 0 | 90.16 | 92.6 | 8 | 0
2015 | RMPA_2_SPP_N | RMPA | SPP_N | External | Summer | B2 | 25 | 210 | 93.23 | 84.6 | 92.6 | 8 | 0
2015 | RMPA_2_SPP_N | RMPA | SPP_N | External | Summer | B3 | 75 | 210 | 210 | 83.79 | 92.6 | 8 | 0.81
2015 | RMPA_2_SPP_N | RMPA | SPP_N | External | Summer | B4 | 100 | 210 | 210 | 81.73 | 91.79 | 8 | 2.06
2015 | RMPA_2_SPP_N | RMPA | SPP_N | External | Summer | B5 | 200 | 210 | 209.91 | 76.24 | 84.25 | 8 | 0.01
2015 | RMPA_2_SPP_N | RMPA | SPP_N | External | Summer | B6 | 300 | 210 | 209.93 | 66 | 74.02 | 8 | 0.01
2015 | RMPA_2_SPP_N | RMPA | SPP_N | External | Summer | B7 | 400 | 210 | 0 | 59.27 | 64.19 | 8 | 0
2015 | RMPA_2_SPP_N | RMPA | SPP_N | External | Summer | B8 | 500 | 210 | 0 | 59.27 | 60.84 | 8 | 0
2015 | RMPA_2_SPP_N | RMPA | SPP_N | External | Summer | B9 | 800 | 210 | 0 | 59.27 | 58.7 | 8 | 0
2015 | RMPA_2_SPP_N | RMPA | SPP_N | External | Summer | B10 | 1262 | 210 | 0 | 59.27 | 56.11 | 8 | 0
2015 | RMPA_2_SPP_N | RMPA | SPP_N | External | Winter | B16 | 25 | 210 | 0 | 75.57 | 81.97 | 8 | 0
2015 | RMPA_2_SPP_N | RMPA | SPP_N | External | Winter | B17 | 100 | 210 | 0 | 66.74 | 64.71 | 8 | 0
2015 | RMPA_2_SPP_N | RMPA | SPP_N | External | Winter | B18 | 400 | 210 | 0 | 63.71 | 62.63 | 8 | 0
2015 | RMPA_2_SPP_N | RMPA | SPP_N | External | Winter | B19 | 700 | 210 | 0 | 63.71 | 59.86 | 8 | 0
2015 | RMPA_2_SPP_N | RMPA | SPP_N | External | Winter | B20 | 935 | 210 | 0 | 63.71 | 59.86 | 8 | 0
2015 | SPP_N_2_RMPA | SPP_N | RMPA | External | Shoulder | B11 | 25 | 210 | 0 | 84.66 | 67.16 | 5 | 0
2015 | SPP_N_2_RMPA | SPP_N | RMPA | External | Shoulder | B12 | 200 | 210 | 0 | 66.04 | 64.07 | 5 | 0
2015 | SPP_N_2_RMPA | SPP_N | RMPA | External | Shoulder | B13 | 600 | 210 | 0 | 62.05 | 60.8 | 5 | 0
2015 | SPP_N_2_RMPA | SPP_N | RMPA | External | Shoulder | B14 | 900 | 210 | 0 | 60.05 | 60.8 | 5 | 0
2015 | SPP_N_2_RMPA | SPP_N | RMPA | External | Shoulder | B15 | 1203 | 210 | 0 | 57.39 | 60.8 | 5 | 0
2015 | SPP_N_2_RMPA | SPP_N | RMPA | External | Summer | B1 | 10 | 210 | 0 | 92.6 | 90.16 | 5 | 0
2015 | SPP_N_2_RMPA | SPP_N | RMPA | External | Summer | B2 | 25 | 210 | 0 | 92.6 | 84.6 | 5 | 0
2015 | SPP_N_2_RMPA | SPP_N | RMPA | External | Summer | B3 | 75 | 210 | 0 | 92.6 | 83.79 | 5 | 0
2015 | SPP_N_2_RMPA | SPP_N | RMPA | External | Summer | B4 | 100 | 210 | 0 | 91.79 | 81.73 | 5 | 0
2015 | SPP_N_2_RMPA | SPP_N | RMPA | External | Summer | B5 | 200 | 210 | 0 | 84.25 | 76.24 | 5 | 0
2015 | SPP_N_2_RMPA | SPP_N | RMPA | External | Summer | B6 | 300 | 210 | 0 | 74.02 | 66 | 5 | 0
2015 | SPP_N_2_RMPA | SPP_N | RMPA | External | Summer | B7 | 400 | 210 | 0 | 64.19 | 59.27 | 5 | 0
2015 | SPP_N_2_RMPA | SPP_N | RMPA | External | Summer | B8 | 500 | 210 | 0 | 60.84 | 59.27 | 5 | 0
2015 | SPP_N_2_RMPA | SPP_N | RMPA | External | Summer | B9 | 800 | 210 | 0 | 58.7 | 59.27 | 5 | 0
2015 | SPP_N_2_RMPA | SPP_N | RMPA | External | Summer | B10 | 1262 | 210 | 0 | 56.11 | 59.27 | 5 | 0
2015 | SPP_N_2_RMPA | SPP_N | RMPA | External | Winter | B16 | 25 | 210 | 0 | 81.97 | 75.57 | 5 | 0
2015 | SPP_N_2_RMPA | SPP_N | RMPA | External | Winter | B17 | 100 | 210 | 0 | 64.71 | 66.74 | 5 | 0
2015 | SPP_N_2_RMPA | SPP_N | RMPA | External | Winter | B18 | 400 | 210 | 0 | 62.63 | 63.71 | 5 | 0
2015 | SPP_N_2_RMPA | SPP_N | RMPA | External | Winter | B19 | 700 | 210 | 0 | 59.86 | 63.71 | 5 | 0
2015 | SPP_N_2_RMPA | SPP_N | RMPA | External | Winter | B20 | 935 | 210 | 0 | 59.86 | 63.71 | 5 | 0
2015 | SPP_S_2_ERCOT | SPP_S | ERCOT | External | Shoulder | B11 | 25 | 800 | 0 | 83.06 | 84 | 5 | 0
2015 | SPP_S_2_ERCOT | SPP_S | ERCOT | External | Shoulder | B12 | 200 | 800 | 0 | 66.03 | 57.25 | 5 | 0
2015 | SPP_S_2_ERCOT | SPP_S | ERCOT | External | Shoulder | B13 | 600 | 800 | 0 | 62.04 | 57.25 | 5 | 0
2015 | SPP_S_2_ERCOT | SPP_S | ERCOT | External | Shoulder | B14 | 900 | 800 | 0 | 60.04 | 57.25 | 5 | 0
2015 | SPP_S_2_ERCOT | SPP_S | ERCOT | External | Shoulder | B15 | 1203 | 800 | 0 | 57.4 | 57.25 | 5 | 0
2015 | SPP_S_2_ERCOT | SPP_S | ERCOT | External | Summer | B1 | 10 | 800 | 0 | 86.47 | 82.44 | 5 | 0
2015 | SPP_S_2_ERCOT | SPP_S | ERCOT | External | Summer | B2 | 25 | 800 | 0 | 84.87 | 82.44 | 5 | 0
2015 | SPP_S_2_ERCOT | SPP_S | ERCOT | External | Summer | B3 | 75 | 800 | 0 | 84.87 | 82.44 | 5 | 0
2015 | SPP_S_2_ERCOT | SPP_S | ERCOT | External | Summer | B4 | 100 | 800 | 0 | 84.79 | 82.44 | 5 | 0
2015 | SPP_S_2_ERCOT | SPP_S | ERCOT | External | Summer | B5 | 200 | 800 | 0 | 81.88 | 82.44 | 5 | 0
2015 | SPP_S_2_ERCOT | SPP_S | ERCOT | External | Summer | B6 | 300 | 800 | 0 | 74.03 | 61.33 | 5 | 0
2015 | SPP_S_2_ERCOT | SPP_S | ERCOT | External | Summer | B7 | 400 | 800 | 0 | 64.2 | 56.2 | 5 | 0
2015 | SPP_S_2_ERCOT | SPP_S | ERCOT | External | Summer | B8 | 500 | 800 | 0 | 60.85 | 56.2 | 5 | 0
2015 | SPP_S_2_ERCOT | SPP_S | ERCOT | External | Summer | B9 | 800 | 800 | 0 | 58.71 | 56.2 | 5 | 0
2015 | SPP_S_2_ERCOT | SPP_S | ERCOT | External | Summer | B10 | 1262 | 800 | 0 | 56.13 | 56.2 | 5 | 0
2015 | SPP_S_2_ERCOT | SPP_S | ERCOT | External | Winter | B16 | 25 | 800 | 0 | 81.98 | 64.89 | 5 | 0
2015 | SPP_S_2_ERCOT | SPP_S | ERCOT | External | Winter | B17 | 100 | 800 | 0 | 64.73 | 59.45 | 5 | 0
2015 | SPP_S_2_ERCOT | SPP_S | ERCOT | External | Winter | B18 | 400 | 800 | 0 | 62.64 | 59.45 | 5 | 0
2015 | SPP_S_2_ERCOT | SPP_S | ERCOT | External | Winter | B19 | 700 | 800 | 0 | 59.87 | 59.45 | 5 | 0
2015 | SPP_S_2_ERCOT | SPP_S | ERCOT | External | Winter | B20 | 935 | 800 | 0 | 59.87 | 59.07 | 5 | 0
2020 | AZ_NM_SNV_Coal_2_SPP_S | AZ_NM_SNV_Coal | SPP_S | External | Shoulder | B11 | 25 | 400 | 0 | 66.85 | 67.84 | 8.17 | 0
2020 | AZ_NM_SNV_Coal_2_SPP_S | AZ_NM_SNV_Coal | SPP_S | External | Shoulder | B12 | 200 | 400 | 0 | 66.85 | 61.32 | 8.17 | 0
2020 | AZ_NM_SNV_Coal_2_SPP_S | AZ_NM_SNV_Coal | SPP_S | External | Shoulder | B13 | 600 | 400 | 0 | 66.85 | 60.52 | 8.17 | 0
2020 | AZ_NM_SNV_Coal_2_SPP_S | AZ_NM_SNV_Coal | SPP_S | External | Shoulder | B14 | 900 | 400 | 0 | 66.85 | 56.99 | 8.17 | 0
2020 | AZ_NM_SNV_Coal_2_SPP_S | AZ_NM_SNV_Coal | SPP_S | External | Shoulder | B15 | 1203 | 400 | 0 | 62.94 | 50.2 | 8.17 | 0
2020 | AZ_NM_SNV_Coal_2_SPP_S | AZ_NM_SNV_Coal | SPP_S | External | Summer | B1 | 10 | 400 | 0 | 89.19 | 64.09 | 8.17 | 0
2020 | AZ_NM_SNV_Coal_2_SPP_S | AZ_NM_SNV_Coal | SPP_S | External | Summer | B2 | 25 | 400 | 0 | 89.19 | 92.88 | 8.17 | 0
2020 | AZ_NM_SNV_Coal_2_SPP_S | AZ_NM_SNV_Coal | SPP_S | External | Summer | B3 | 75 | 400 | 0 | 89.19 | 96.92 | 8.17 | 0
2020 | AZ_NM_SNV_Coal_2_SPP_S | AZ_NM_SNV_Coal | SPP_S | External | Summer | B4 | 100 | 400 | 0.02 | 84.85 | 92.88 | 8.17 | 0
2020 | AZ_NM_SNV_Coal_2_SPP_S | AZ_NM_SNV_Coal | SPP_S | External | Summer | B5 | 200 | 400 | 400 | 76.09 | 87.49 | 8.17 | 3.24
2020 | AZ_NM_SNV_Coal_2_SPP_S | AZ_NM_SNV_Coal | SPP_S | External | Summer | B6 | 300 | 400 | 0 | 71.05 | 68.79 | 8.17 | 0
2020 | AZ_NM_SNV_Coal_2_SPP_S | AZ_NM_SNV_Coal | SPP_S | External | Summer | B7 | 400 | 400 | 0 | 68.1 | 64.83 | 8.17 | 0
2020 | AZ_NM_SNV_Coal_2_SPP_S | AZ_NM_SNV_Coal | SPP_S | External | Summer | B8 | 500 | 400 | 0 | 65.35 | 63.95 | 8.17 | 0
2020 | AZ_NM_SNV_Coal_2_SPP_S | AZ_NM_SNV_Coal | SPP_S | External | Summer | B9 | 800 | 400 | 0 | 65.23 | 63.84 | 8.17 | 0
2020 | AZ_NM_SNV_Coal_2_SPP_S | AZ_NM_SNV_Coal | SPP_S | External | Summer | B10 | 1262 | 400 | 0 | 65.23 | 55.8 | 8.17 | 0
2020 | AZ_NM_SNV_Coal_2_SPP_S | AZ_NM_SNV_Coal | SPP_S | External | Winter | B16 | 25 | 400 | 0 | 69.88 | 66.75 | 8.17 | 0
2020 | AZ_NM_SNV_Coal_2_SPP_S | AZ_NM_SNV_Coal | SPP_S | External | Winter | B17 | 100 | 400 | 0 | 69.88 | 63.12 | 8.17 | 0
2020 | AZ_NM_SNV_Coal_2_SPP_S | AZ_NM_SNV_Coal | SPP_S | External | Winter | B18 | 400 | 400 | 0 | 68.72 | 62.22 | 8.17 | 0
2020 | AZ_NM_SNV_Coal_2_SPP_S | AZ_NM_SNV_Coal | SPP_S | External | Winter | B19 | 700 | 400 | 0 | 68.72 | 59.61 | 8.17 | 0
2020 | AZ_NM_SNV_Coal_2_SPP_S | AZ_NM_SNV_Coal | SPP_S | External | Winter | B20 | 935 | 400 | 0 | 66.49 | 55.87 | 8.17 | 0
2020 | ERCOT_2_SPP_S | ERCOT | SPP_S | External | Shoulder | B11 | 25 | 800 | 0 | 95.94 | 67.84 | 8 | 0
2020 | ERCOT_2_SPP_S | ERCOT | SPP_S | External | Shoulder | B12 | 200 | 800 | 0 | 65.28 | 61.32 | 8 | 0
2020 | ERCOT_2_SPP_S | ERCOT | SPP_S | External | Shoulder | B13 | 600 | 800 | 0 | 65.28 | 60.52 | 8 | 0
2020 | ERCOT_2_SPP_S | ERCOT | SPP_S | External | Shoulder | B14 | 900 | 800 | 0 | 65.28 | 56.99 | 8 | 0
2020 | ERCOT_2_SPP_S | ERCOT | SPP_S | External | Shoulder | B15 | 1203 | 800 | 0 | 63.7 | 50.2 | 8 | 0
2020 | ERCOT_2_SPP_S | ERCOT | SPP_S | External | Summer | B1 | 10 | 800 | 0 | 108.25 | 64.09 | 8 | 0
2020 | ERCOT_2_SPP_S | ERCOT | SPP_S | External | Summer | B2 | 25 | 800 | 0 | 97.88 | 92.88 | 8 | 0
2020 | ERCOT_2_SPP_S | ERCOT | SPP_S | External | Summer | B3 | 75 | 800 | 0 | 94.24 | 96.92 | 8 | 0
2020 | ERCOT_2_SPP_S | ERCOT | SPP_S | External | Summer | B4 | 100 | 800 | 0 | 94.24 | 92.88 | 8 | 0
2020 | ERCOT_2_SPP_S | ERCOT | SPP_S | External | Summer | B5 | 200 | 800 | 0 | 94.24 | 87.49 | 8 | 0
2020 | ERCOT_2_SPP_S | ERCOT | SPP_S | External | Summer | B6 | 300 | 800 | 0 | 73.79 | 68.79 | 8 | 0
2020 | ERCOT_2_SPP_S | ERCOT | SPP_S | External | Summer | B7 | 400 | 800 | 0 | 69.91 | 64.83 | 8 | 0
2020 | ERCOT_2_SPP_S | ERCOT | SPP_S | External | Summer | B8 | 500 | 800 | 0 | 64.14 | 63.95 | 8 | 0
2020 | ERCOT_2_SPP_S | ERCOT | SPP_S | External | Summer | B9 | 800 | 800 | 0 | 64.14 | 63.84 | 8 | 0
2020 | ERCOT_2_SPP_S | ERCOT | SPP_S | External | Summer | B10 | 1262 | 800 | 0 | 64.14 | 55.8 | 8 | 0
2020 | ERCOT_2_SPP_S | ERCOT | SPP_S | External | Winter | B16 | 25 | 800 | 0 | 73.98 | 66.75 | 8 | 0
2020 | ERCOT_2_SPP_S | ERCOT | SPP_S | External | Winter | B17 | 100 | 800 | 0 | 67.74 | 63.12 | 8 | 0
2020 | ERCOT_2_SPP_S | ERCOT | SPP_S | External | Winter | B18 | 400 | 800 | 0 | 67.74 | 62.22 | 8 | 0
2020 | ERCOT_2_SPP_S | ERCOT | SPP_S | External | Winter | B19 | 700 | 800 | 0 | 67.74 | 59.61 | 8 | 0
2020 | ERCOT_2_SPP_S | ERCOT | SPP_S | External | Winter | B20 | 935 | 800 | 0 | 65.83 | 55.87 | 8 | 0
2020 | MAPP_US_2_RMPA | MAPP_US | RMPA | External | Shoulder | B11 | 25 | 200 | 0 | 65.85 | 70.35 | 8 | 0
2020 | MAPP_US_2_RMPA | MAPP_US | RMPA | External | Shoulder | B12 | 200 | 200 | 0 | 59.31 | 66.31 | 8 | 0
2020 | MAPP_US_2_RMPA | MAPP_US | RMPA | External | Shoulder | B13 | 600 | 200 | 0 | 57.52 | 64.52 | 8 | 0
2020 | MAPP_US_2_RMPA | MAPP_US | RMPA | External | Shoulder | B14 | 900 | 200 | 0 | 57.52 | 64.27 | 8 | 0
2020 | MAPP_US_2_RMPA | MAPP_US | RMPA | External | Shoulder | B15 | 1203 | 200 | 0 | 57.21 | 62.94 | 8 | 0
2020 | MAPP_US_2_RMPA | MAPP_US | RMPA | External | Summer | B1 | 10 | 200 | 0 | 97.77 | 97.35 | 8 | 0
2020 | MAPP_US_2_RMPA | MAPP_US | RMPA | External | Summer | B2 | 25 | 200 | 0 | 94.89 | 88.89 | 8 | 0
2020 | MAPP_US_2_RMPA | MAPP_US | RMPA | External | Summer | B3 | 75 | 200 | 0 | 96.15 | 90.15 | 8 | 0
2020 | MAPP_US_2_RMPA | MAPP_US | RMPA | External | Summer | B4 | 100 | 200 | 0 | 90.56 | 84.86 | 8 | 0
2020 | MAPP_US_2_RMPA | MAPP_US | RMPA | External | Summer | B5 | 200 | 200 | 0 | 82.71 | 74.71 | 8 | 0
2020 | MAPP_US_2_RMPA | MAPP_US | RMPA | External | Summer | B6 | 300 | 200 | 0 | 66.76 | 68.58 | 8 | 0
2020 | MAPP_US_2_RMPA | MAPP_US | RMPA | External | Summer | B7 | 400 | 200 | 200 | 60.25 | 68.58 | 8 | 0.33
2020 | MAPP_US_2_RMPA | MAPP_US | RMPA | External | Summer | B8 | 500 | 200 | 200 | 56.03 | 67.71 | 8 | 3.67
2020 | MAPP_US_2_RMPA | MAPP_US | RMPA | External | Summer | B9 | 800 | 200 | 0 | 56.03 | 63.03 | 8 | 0
2020 | MAPP_US_2_RMPA | MAPP_US | RMPA | External | Summer | B10 | 1262 | 200 | 0 | 55.45 | 62.08 | 8 | 0
2020 | MAPP_US_2_RMPA | MAPP_US | RMPA | External | Winter | B16 | 25 | 200 | 199.99 | 64.52 | 73.69 | 8 | 1.18
2020 | MAPP_US_2_RMPA | MAPP_US | RMPA | External | Winter | B17 | 100 | 200 | 199.99 | 65.32 | 73.69 | 8 | 0.37
2020 | MAPP_US_2_RMPA | MAPP_US | RMPA | External | Winter | B18 | 400 | 200 | 0 | 61.67 | 66.62 | 8 | 0
2020 | MAPP_US_2_RMPA | MAPP_US | RMPA | External | Winter | B19 | 700 | 200 | 0 | 61.67 | 66.62 | 8 | 0
2020 | MAPP_US_2_RMPA | MAPP_US | RMPA | External | Winter | B20 | 935 | 200 | 0 | 58.12 | 61.03 | 8 | 0
2020 | NE_2_RMPA | NE | RMPA | External | Shoulder | B11 | 25 | 310 | 0 | 67.85 | 70.35 | 5 | 0
2020 | NE_2_RMPA | NE | RMPA | External | Shoulder | B12 | 200 | 310 | 262.7 | 61.31 | 66.31 | 5 | 0
2020 | NE_2_RMPA | NE | RMPA | External | Shoulder | B13 | 600 | 310 | 116.45 | 59.52 | 64.52 | 5 | 0
2020 | NE_2_RMPA | NE | RMPA | External | Shoulder | B14 | 900 | 310 | 310 | 57.09 | 64.27 | 5 | 2.18
2020 | NE_2_RMPA | NE | RMPA | External | Shoulder | B15 | 1203 | 310 | 310 | 52.99 | 62.94 | 5 | 4.95
2020 | NE_2_RMPA | NE | RMPA | External | Summer | B1 | 10 | 310 | 0 | 99.77 | 97.35 | 5 | 0
2020 | NE_2_RMPA | NE | RMPA | External | Summer | B2 | 25 | 310 | 0 | 96.89 | 88.89 | 5 | 0
2020 | NE_2_RMPA | NE | RMPA | External | Summer | B3 | 75 | 310 | 0 | 98.15 | 90.15 | 5 | 0
2020 | NE_2_RMPA | NE | RMPA | External | Summer | B4 | 100 | 310 | 0 | 92.86 | 84.86 | 5 | 0
2020 | NE_2_RMPA | NE | RMPA | External | Summer | B5 | 200 | 310 | 0 | 87.47 | 74.71 | 5 | 0
2020 | NE_2_RMPA | NE | RMPA | External | Summer | B6 | 300 | 310 | 0 | 68.76 | 68.58 | 5 | 0
2020 | NE_2_RMPA | NE | RMPA | External | Summer | B7 | 400 | 310 | 310 | 62.25 | 68.58 | 5 | 1.33
2020 | NE_2_RMPA | NE | RMPA | External | Summer | B8 | 500 | 310 | 310 | 58.03 | 67.71 | 5 | 4.67
2020 | NE_2_RMPA | NE | RMPA | External | Summer | B9 | 800 | 310 | 180.19 | 58.03 | 63.03 | 5 | 0
2020 | NE_2_RMPA | NE | RMPA | External | Summer | B10 | 1262 | 310 | 310 | 55.77 | 62.08 | 5 | 1.31
2020 | NE_2_RMPA | NE | RMPA | External | Winter | B16 | 25 | 310 | 310 | 59.52 | 73.69 | 5 | 9.18
2020 | NE_2_RMPA | NE | RMPA | External | Winter | B17 | 100 | 310 | 310 | 60.32 | 73.69 | 5 | 8.37
2020 | NE_2_RMPA | NE | RMPA | External | Winter | B18 | 400 | 310 | 310 | 59.59 | 66.62 | 5 | 2.03
2020 | NE_2_RMPA | NE | RMPA | External | Winter | B19 | 700 | 310 | 310 | 59.59 | 66.62 | 5 | 2.03
2020 | NE_2_RMPA | NE | RMPA | External | Winter | B20 | 935 | 310 | 310 | 53.12 | 61.03 | 5 | 2.91
2020 | NWPP_Coal_2_MAPP_US | NWPP_Coal | MAPP_US | External | Shoulder | B11 | 25 | 150 | 0 | 71.11 | 65.85 | 8 | 0
2020 | NWPP_Coal_2_MAPP_US | NWPP_Coal | MAPP_US | External | Shoulder | B12 | 200 | 150 | 0 | 71.11 | 59.31 | 8 | 0
2020 | NWPP_Coal_2_MAPP_US | NWPP_Coal | MAPP_US | External | Shoulder | B13 | 600 | 150 | 0 | 71.11 | 57.52 | 8 | 0
2020 | NWPP_Coal_2_MAPP_US | NWPP_Coal | MAPP_US | External | Shoulder | B14 | 900 | 150 | 0 | 71.11 | 57.52 | 8 | 0
2020 | NWPP_Coal_2_MAPP_US | NWPP_Coal | MAPP_US | External | Shoulder | B15 | 1203 | 150 | 0 | 71.11 | 57.21 | 8 | 0
2020 | NWPP_Coal_2_MAPP_US | NWPP_Coal | MAPP_US | External | Summer | B1 | 10 | 150 | 150 | 81.02 | 97.77 | 8 | 8.75
2020 | NWPP_Coal_2_MAPP_US | NWPP_Coal | MAPP_US | External | Summer | B2 | 25 | 150 | 150 | 77.46 | 94.89 | 8 | 9.43
2020 | NWPP_Coal_2_MAPP_US | NWPP_Coal | MAPP_US | External | Summer | B3 | 75 | 150 | 150 | 71.04 | 96.15 | 8 | 17.11
2020 | NWPP_Coal_2_MAPP_US | NWPP_Coal | MAPP_US | External | Summer | B4 | 100 | 150 | 150 | 71.04 | 90.56 | 8 | 11.52
2020 | NWPP_Coal_2_MAPP_US | NWPP_Coal | MAPP_US | External | Summer | B5 | 200 | 150 | 150 | 71.04 | 82.71 | 8 | 3.67
2020 | NWPP_Coal_2_MAPP_US | NWPP_Coal | MAPP_US | External | Summer | B6 | 300 | 150 | 0 | 71.04 | 66.76 | 8 | 0
2020 | NWPP_Coal_2_MAPP_US | NWPP_Coal | MAPP_US | External | Summer | B7 | 400 | 150 | 0 | 71.04 | 60.25 | 8 | 0
2020 | NWPP_Coal_2_MAPP_US | NWPP_Coal | MAPP_US | External | Summer | B8 | 500 | 150 | 0 | 71.04 | 56.03 | 8 | 0
2020 | NWPP_Coal_2_MAPP_US | NWPP_Coal | MAPP_US | External | Summer | B9 | 800 | 150 | 0 | 71.04 | 56.03 | 8 | 0
2020 | NWPP_Coal_2_MAPP_US | NWPP_Coal | MAPP_US | External | Summer | B10 | 1262 | 150 | 0 | 71.04 | 55.45 | 8 | 0
2020 | NWPP_Coal_2_MAPP_US | NWPP_Coal | MAPP_US | External | Winter | B16 | 25 | 150 | 0 | 74.78 | 64.52 | 8 | 0
2020 | NWPP_Coal_2_MAPP_US | NWPP_Coal | MAPP_US | External | Winter | B17 | 100 | 150 | 0 | 74.78 | 65.32 | 8 | 0
2020 | NWPP_Coal_2_MAPP_US | NWPP_Coal | MAPP_US | External | Winter | B18 | 400 | 150 | 0 | 74.78 | 61.67 | 8 | 0
2020 | NWPP_Coal_2_MAPP_US | NWPP_Coal | MAPP_US | External | Winter | B19 | 700 | 150 | 0 | 74.78 | 61.67 | 8 | 0
2020 | NWPP_Coal_2_MAPP_US | NWPP_Coal | MAPP_US | External | Winter | B20 | 935 | 150 | 0 | 74.78 | 58.12 | 8 | 0
2020 | RMPA_2_MAPP_US | RMPA | MAPP_US | External | Shoulder | B11 | 25 | 200 | 0 | 70.35 | 65.85 | 8 | 0
2020 | RMPA_2_MAPP_US | RMPA | MAPP_US | External | Shoulder | B12 | 200 | 200 | 0 | 66.31 | 59.31 | 8 | 0
2020 | RMPA_2_MAPP_US | RMPA | MAPP_US | External | Shoulder | B13 | 600 | 200 | 0 | 64.52 | 57.52 | 8 | 0
2020 | RMPA_2_MAPP_US | RMPA | MAPP_US | External | Shoulder | B14 | 900 | 200 | 0 | 64.27 | 57.52 | 8 | 0
2020 | RMPA_2_MAPP_US | RMPA | MAPP_US | External | Shoulder | B15 | 1203 | 200 | 0 | 62.94 | 57.21 | 8 | 0
2020 | RMPA_2_MAPP_US | RMPA | MAPP_US | External | Summer | B1 | 10 | 200 | 0 | 97.35 | 97.77 | 8 | 0
2020 | RMPA_2_MAPP_US | RMPA | MAPP_US | External | Summer | B2 | 25 | 200 | 0 | 88.89 | 94.89 | 8 | 0
2020 | RMPA_2_MAPP_US | RMPA | MAPP_US | External | Summer | B3 | 75 | 200 | 0 | 90.15 | 96.15 | 8 | 0
2020 | RMPA_2_MAPP_US | RMPA | MAPP_US | External | Summer | B4 | 100 | 200 | 0 | 84.86 | 90.56 | 8 | 0
2020 | RMPA_2_MAPP_US | RMPA | MAPP_US | External | Summer | B5 | 200 | 200 | 23.65 | 74.71 | 82.71 | 8 | 0
2020 | RMPA_2_MAPP_US | RMPA | MAPP_US | External | Summer | B6 | 300 | 200 | 0 | 68.58 | 66.76 | 8 | 0
2020 | RMPA_2_MAPP_US | RMPA | MAPP_US | External | Summer | B7 | 400 | 200 | 0 | 68.58 | 60.25 | 8 | 0
2020 | RMPA_2_MAPP_US | RMPA | MAPP_US | External | Summer | B8 | 500 | 200 | 0 | 67.71 | 56.03 | 8 | 0
2020 | RMPA_2_MAPP_US | RMPA | MAPP_US | External | Summer | B9 | 800 | 200 | 0 | 63.03 | 56.03 | 8 | 0
2020 | RMPA_2_MAPP_US | RMPA | MAPP_US | External | Summer | B10 | 1262 | 200 | 0 | 62.08 | 55.45 | 8 | 0
2020 | RMPA_2_MAPP_US | RMPA | MAPP_US | External | Winter | B16 | 25 | 200 | 0 | 73.69 | 64.52 | 8 | 0
2020 | RMPA_2_MAPP_US | RMPA | MAPP_US | External | Winter | B17 | 100 | 200 | 0 | 73.69 | 65.32 | 8 | 0
2020 | RMPA_2_MAPP_US | RMPA | MAPP_US | External | Winter | B18 | 400 | 200 | 0 | 66.62 | 61.67 | 8 | 0
2020 | RMPA_2_MAPP_US | RMPA | MAPP_US | External | Winter | B19 | 700 | 200 | 0 | 66.62 | 61.67 | 8 | 0
2020 | RMPA_2_MAPP_US | RMPA | MAPP_US | External | Winter | B20 | 935 | 200 | 0 | 61.03 | 58.12 | 8 | 0
2020 | RMPA_2_NE | RMPA | NE | External | Shoulder | B11 | 25 | 310 | 0 | 70.35 | 67.85 | 8 | 0
2020 | RMPA_2_NE | RMPA | NE | External | Shoulder | B12 | 200 | 310 | 0 | 66.31 | 61.31 | 8 | 0
2020 | RMPA_2_NE | RMPA | NE | External | Shoulder | B13 | 600 | 310 | 0 | 64.52 | 59.52 | 8 | 0
2020 | RMPA_2_NE | RMPA | NE | External | Shoulder | B14 | 900 | 310 | 0 | 64.27 | 57.09 | 8 | 0
2020 | RMPA_2_NE | RMPA | NE | External | Shoulder | B15 | 1203 | 310 | 0 | 62.94 | 52.99 | 8 | 0
2020 | RMPA_2_NE | RMPA | NE | External | Summer | B1 | 10 | 310 | 0 | 97.35 | 99.77 | 8 | 0
2020 | RMPA_2_NE | RMPA | NE | External | Summer | B2 | 25 | 310 | 270.63 | 88.89 | 96.89 | 8 | 0
2020 | RMPA_2_NE | RMPA | NE | External | Summer | B3 | 75 | 310 | 59.57 | 90.15 | 98.15 | 8 | 0
2020 | RMPA_2_NE | RMPA | NE | External | Summer | B4 | 100 | 310 | 220.75 | 84.86 | 92.86 | 8 | 0
2020 | RMPA_2_NE | RMPA | NE | External | Summer | B5 | 200 | 310 | 310 | 74.71 | 87.47 | 8 | 4.76
2020 | RMPA_2_NE | RMPA | NE | External | Summer | B6 | 300 | 310 | 0 | 68.58 | 68.76 | 8 | 0
2020 | RMPA_2_NE | RMPA | NE | External | Summer | B7 | 400 | 310 | 0 | 68.58 | 62.25 | 8 | 0
2020 | RMPA_2_NE | RMPA | NE | External | Summer | B8 | 500 | 310 | 0 | 67.71 | 58.03 | 8 | 0
2020 | RMPA_2_NE | RMPA | NE | External | Summer | B9 | 800 | 310 | 0 | 63.03 | 58.03 | 8 | 0
2020 | RMPA_2_NE | RMPA | NE | External | Summer | B10 | 1262 | 310 | 0 | 62.08 | 55.77 | 8 | 0
2020 | RMPA_2_NE | RMPA | NE | External | Winter | B16 | 25 | 310 | 0 | 73.69 | 59.52 | 8 | 0
2020 | RMPA_2_NE | RMPA | NE | External | Winter | B17 | 100 | 310 | 0 | 73.69 | 60.32 | 8 | 0
2020 | RMPA_2_NE | RMPA | NE | External | Winter | B18 | 400 | 310 | 0 | 66.62 | 59.59 | 8 | 0
2020 | RMPA_2_NE | RMPA | NE | External | Winter | B19 | 700 | 310 | 0 | 66.62 | 59.59 | 8 | 0
2020 | RMPA_2_NE | RMPA | NE | External | Winter | B20 | 935 | 310 | 0 | 61.03 | 53.12 | 8 | 0
2020 | RMPA_2_SPP_N | RMPA | SPP_N | External | Shoulder | B11 | 25 | 210 | 0 | 70.35 | 67.84 | 8 | 0
2020 | RMPA_2_SPP_N | RMPA | SPP_N | External | Shoulder | B12 | 200 | 210 | 0 | 66.31 | 61.31 | 8 | 0
2020 | RMPA_2_SPP_N | RMPA | SPP_N | External | Shoulder | B13 | 600 | 210 | 0 | 64.52 | 60.51 | 8 | 0
2020 | RMPA_2_SPP_N | RMPA | SPP_N | External | Shoulder | B14 | 900 | 210 | 0 | 64.27 | 57.1 | 8 | 0
2020 | RMPA_2_SPP_N | RMPA | SPP_N | External | Shoulder | B15 | 1203 | 210 | 0 | 62.94 | 53.01 | 8 | 0
2020 | RMPA_2_SPP_N | RMPA | SPP_N | External | Summer | B1 | 10 | 210 | 0 | 97.35 | 95.77 | 8 | 0
2020 | RMPA_2_SPP_N | RMPA | SPP_N | External | Summer | B2 | 25 | 210 | 57.27 | 88.89 | 96.89 | 8 | 0
2020 | RMPA_2_SPP_N | RMPA | SPP_N | External | Summer | B3 | 75 | 210 | 209.68 | 90.15 | 98.16 | 8 | 0.01
2020 | RMPA_2_SPP_N | RMPA | SPP_N | External | Summer | B4 | 100 | 210 | 209.78 | 84.86 | 92.88 | 8 | 0.01
2020 | RMPA_2_SPP_N | RMPA | SPP_N | External | Summer | B5 | 200 | 210 | 210 | 74.71 | 87.48 | 8 | 4.77
2020 | RMPA_2_SPP_N | RMPA | SPP_N | External | Summer | B6 | 300 | 210 | 0 | 68.58 | 68.77 | 8 | 0
2020 | RMPA_2_SPP_N | RMPA | SPP_N | External | Summer | B7 | 400 | 210 | 0 | 68.58 | 64.82 | 8 | 0
2020 | RMPA_2_SPP_N | RMPA | SPP_N | External | Summer | B8 | 500 | 210 | 0 | 67.71 | 62.71 | 8 | 0
2020 | RMPA_2_SPP_N | RMPA | SPP_N | External | Summer | B9 | 800 | 210 | 0 | 63.03 | 61.28 | 8 | 0
2020 | RMPA_2_SPP_N | RMPA | SPP_N | External | Summer | B10 | 1262 | 210 | 0 | 62.08 | 55.78 | 8 | 0
2020 | RMPA_2_SPP_N | RMPA | SPP_N | External | Winter | B16 | 25 | 210 | 0 | 73.69 | 66.74 | 8 | 0
2020 | RMPA_2_SPP_N | RMPA | SPP_N | External | Winter | B17 | 100 | 210 | 0 | 73.69 | 63.12 | 8 | 0
2020 | RMPA_2_SPP_N | RMPA | SPP_N | External | Winter | B18 | 400 | 210 | 0 | 66.62 | 62.21 | 8 | 0
2020 | RMPA_2_SPP_N | RMPA | SPP_N | External | Winter | B19 | 700 | 210 | 0 | 66.62 | 59.6 | 8 | 0
2020 | RMPA_2_SPP_N | RMPA | SPP_N | External | Winter | B20 | 935 | 210 | 0 | 61.03 | 55.87 | 8 | 0
2020 | SPP_N_2_RMPA | SPP_N | RMPA | External | Shoulder | B11 | 25 | 210 | 0 | 67.84 | 70.35 | 5 | 0
2020 | SPP_N_2_RMPA | SPP_N | RMPA | External | Shoulder | B12 | 200 | 210 | 52.11 | 61.31 | 66.31 | 5 | 0
2020 | SPP_N_2_RMPA | SPP_N | RMPA | External | Shoulder | B13 | 600 | 210 | 0 | 60.51 | 64.52 | 5 | 0
2020 | SPP_N_2_RMPA | SPP_N | RMPA | External | Shoulder | B14 | 900 | 210 | 210 | 57.1 | 64.27 | 5 | 2.17
2020 | SPP_N_2_RMPA | SPP_N | RMPA | External | Shoulder | B15 | 1203 | 210 | 210 | 53.01 | 62.94 | 5 | 4.94
2020 | SPP_N_2_RMPA | SPP_N | RMPA | External | Summer | B1 | 10 | 210 | 0 | 95.77 | 97.35 | 5 | 0
2020 | SPP_N_2_RMPA | SPP_N | RMPA | External | Summer | B2 | 25 | 210 | 0 | 96.89 | 88.89 | 5 | 0
2020 | SPP_N_2_RMPA | SPP_N | RMPA | External | Summer | B3 | 75 | 210 | 0 | 98.16 | 90.15 | 5 | 0
2020 | SPP_N_2_RMPA | SPP_N | RMPA | External | Summer | B4 | 100 | 210 | 0 | 92.88 | 84.86 | 5 | 0
2020 | SPP_N_2_RMPA | SPP_N | RMPA | External | Summer | B5 | 200 | 210 | 0 | 87.48 | 74.71 | 5 | 0
2020 | SPP_N_2_RMPA | SPP_N | RMPA | External | Summer | B6 | 300 | 210 | 0 | 68.77 | 68.58 | 5 | 0
2020 | SPP_N_2_RMPA | SPP_N | RMPA | External | Summer | B7 | 400 | 210 | 0 | 64.82 | 68.58 | 5 | 0
2020 | SPP_N_2_RMPA | SPP_N | RMPA | External | Summer | B8 | 500 | 210 | 164.76 | 62.71 | 67.71 | 5 | 0
2020 | SPP_N_2_RMPA | SPP_N | RMPA | External | Summer | B9 | 800 | 210 | 0 | 61.28 | 63.03 | 5 | 0
2020 | SPP_N_2_RMPA | SPP_N | RMPA | External | Summer | B10 | 1262 | 210 | 210 | 55.78 | 62.08 | 5 | 1.3
2020 | SPP_N_2_RMPA | SPP_N | RMPA | External | Winter | B16 | 25 | 210 | 209.99 | 66.74 | 73.69 | 5 | 1.95
2020 | SPP_N_2_RMPA | SPP_N | RMPA | External | Winter | B17 | 100 | 210 | 210 | 63.12 | 73.69 | 5 | 5.57
2020 | SPP_N_2_RMPA | SPP_N | RMPA | External | Winter | B18 | 400 | 210 | 0 | 62.21 | 66.62 | 5 | 0
2020 | SPP_N_2_RMPA | SPP_N | RMPA | External | Winter | B19 | 700 | 210 | 210 | 59.6 | 66.62 | 5 | 2.02
2020 | SPP_N_2_RMPA | SPP_N | RMPA | External | Winter | B20 | 935 | 210 | 210 | 55.87 | 61.03 | 5 | 0.16
2020 | SPP_S_2_ERCOT | SPP_S | ERCOT | External | Shoulder | B11 | 25 | 800 | 800 | 67.84 | 95.94 | 5 | 23.1
2020 | SPP_S_2_ERCOT | SPP_S | ERCOT | External | Shoulder | B12 | 200 | 800 | 0 | 61.32 | 65.28 | 5 | 0
2020 | SPP_S_2_ERCOT | SPP_S | ERCOT | External | Shoulder | B13 | 600 | 800 | 0 | 60.52 | 65.28 | 5 | 0
2020 | SPP_S_2_ERCOT | SPP_S | ERCOT | External | Shoulder | B14 | 900 | 800 | 800 | 56.99 | 65.28 | 5 | 3.29
2020 | SPP_S_2_ERCOT | SPP_S | ERCOT | External | Shoulder | B15 | 1203 | 800 | 800 | 50.2 | 63.7 | 5 | 8.5
2020 | SPP_S_2_ERCOT | SPP_S | ERCOT | External | Summer | B1 | 10 | 800 | 800 | 64.09 | 108.25 | 5 | 39.15
2020 | SPP_S_2_ERCOT | SPP_S | ERCOT | External | Summer | B2 | 25 | 800 | 155.77 | 92.88 | 97.88 | 5 | 0
2020 | SPP_S_2_ERCOT | SPP_S | ERCOT | External | Summer | B3 | 75 | 800 | 0 | 96.92 | 94.24 | 5 | 0
2020 | SPP_S_2_ERCOT | SPP_S | ERCOT | External | Summer | B4 | 100 | 800 | 0 | 92.88 | 94.24 | 5 | 0
2020 | SPP_S_2_ERCOT | SPP_S | ERCOT | External | Summer | B5 | 200 | 800 | 800 | 87.49 | 94.24 | 5 | 1.75
2020 | SPP_S_2_ERCOT | SPP_S | ERCOT | External | Summer | B6 | 300 | 800 | 109.67 | 68.79 | 73.79 | 5 | 0
2020 | SPP_S_2_ERCOT | SPP_S | ERCOT | External | Summer | B7 | 400 | 800 | 799.99 | 64.83 | 69.91 | 5 | 0.08
2020 | SPP_S_2_ERCOT | SPP_S | ERCOT | External | Summer | B8 | 500 | 800 | 0 | 63.95 | 64.14 | 5 | 0
2020 | SPP_S_2_ERCOT | SPP_S | ERCOT | External | Summer | B9 | 800 | 800 | 0 | 63.84 | 64.14 | 5 | 0
2020 | SPP_S_2_ERCOT | SPP_S | ERCOT | External | Summer | B10 | 1262 | 800 | 800 | 55.8 | 64.14 | 5 | 3.34
2020 | SPP_S_2_ERCOT | SPP_S | ERCOT | External | Winter | B16 | 25 | 800 | 799.99 | 66.75 | 73.98 | 5 | 2.22
2020 | SPP_S_2_ERCOT | SPP_S | ERCOT | External | Winter | B17 | 100 | 800 | 0 | 63.12 | 67.74 | 5 | 0
2020 | SPP_S_2_ERCOT | SPP_S | ERCOT | External | Winter | B18 | 400 | 800 | 800 | 62.22 | 67.74 | 5 | 0.52
2020 | SPP_S_2_ERCOT | SPP_S | ERCOT | External | Winter | B19 | 700 | 800 | 800 | 59.61 | 67.74 | 5 | 3.13
2020 | SPP_S_2_ERCOT | SPP_S | ERCOT | External | Winter | B20 | 935 | 800 | 800 | 55.87 | 65.83 | 5 | 4.96
2025 | AZ_NM_SNV_Coal_2_SPP_S | AZ_NM_SNV_Coal | SPP_S | External | Shoulder | B11 | 25 | 400 | 0 | 73.16 | 72.5 | 8.17 | 0
2025 | AZ_NM_SNV_Coal_2_SPP_S | AZ_NM_SNV_Coal | SPP_S | External | Shoulder | B12 | 200 | 400 | 0 | 72.49 | 65.7 | 8.17 | 0
2025 | AZ_NM_SNV_Coal_2_SPP_S | AZ_NM_SNV_Coal | SPP_S | External | Shoulder | B13 | 600 | 400 | 0 | 72.49 | 63.67 | 8.17 | 0
2025 | AZ_NM_SNV_Coal_2_SPP_S | AZ_NM_SNV_Coal | SPP_S | External | Shoulder | B14 | 900 | 400 | 0 | 72.49 | 56.53 | 8.17 | 0
2025 | AZ_NM_SNV_Coal_2_SPP_S | AZ_NM_SNV_Coal | SPP_S | External | Shoulder | B15 | 1203 | 400 | 0 | 67.85 | 0.01 | 8.17 | 0
2025 | AZ_NM_SNV_Coal_2_SPP_S | AZ_NM_SNV_Coal | SPP_S | External | Summer | B1 | 10 | 400 | 0 | 101.64 | 69.11 | 8.17 | 0
2025 | AZ_NM_SNV_Coal_2_SPP_S | AZ_NM_SNV_Coal | SPP_S | External | Summer | B2 | 25 | 400 | 0 | 97.41 | 101.07 | 8.17 | 0
2025 | AZ_NM_SNV_Coal_2_SPP_S | AZ_NM_SNV_Coal | SPP_S | External | Summer | B3 | 75 | 400 | 0 | 97.41 | 101.08 | 8.17 | 0
2025 | AZ_NM_SNV_Coal_2_SPP_S | AZ_NM_SNV_Coal | SPP_S | External | Summer | B4 | 100 | 400 | 0 | 93.51 | 98.6 | 8.17 | 0
2025 | AZ_NM_SNV_Coal_2_SPP_S | AZ_NM_SNV_Coal | SPP_S | External | Summer | B5 | 200 | 400 | 0.01 | 82.63 | 90.64 | 8.17 | 0
2025 | AZ_NM_SNV_Coal_2_SPP_S | AZ_NM_SNV_Coal | SPP_S | External | Summer | B6 | 300 | 400 | 0 | 82.63 | 77.65 | 8.17 | 0
2025 | AZ_NM_SNV_Coal_2_SPP_S | AZ_NM_SNV_Coal | SPP_S | External | Summer | B7 | 400 | 400 | 0 | 75.3 | 74.7 | 8.17 | 0
2025 | AZ_NM_SNV_Coal_2_SPP_S | AZ_NM_SNV_Coal | SPP_S | External | Summer | B8 | 500 | 400 | 0 | 74.45 | 69.11 | 8.17 | 0
2025 | AZ_NM_SNV_Coal_2_SPP_S | AZ_NM_SNV_Coal | SPP_S | External | Summer | B9 | 800 | 400 | 0 | 71.12 | 68.95 | 8.17 | 0
2025 | AZ_NM_SNV_Coal_2_SPP_S | AZ_NM_SNV_Coal | SPP_S | External | Summer | B10 | 1262 | 400 | 0 | 70.69 | 55.31 | 8.17 | 0
2025 | AZ_NM_SNV_Coal_2_SPP_S | AZ_NM_SNV_Coal | SPP_S | External | Winter | B16 | 25 | 400 | 0 | 75.85 | 63.96 | 8.17 | 0
2025 | AZ_NM_SNV_Coal_2_SPP_S | AZ_NM_SNV_Coal | SPP_S | External | Winter | B17 | 100 | 400 | 0 | 75.85 | 63.96 | 8.17 | 0
2025 | AZ_NM_SNV_Coal_2_SPP_S | AZ_NM_SNV_Coal | SPP_S | External | Winter | B18 | 400 | 400 | 0 | 75.85 | 63.96 | 8.17 | 0
2025 | AZ_NM_SNV_Coal_2_SPP_S | AZ_NM_SNV_Coal | SPP_S | External | Winter | B19 | 700 | 400 | 0 | 75.85 | 62.52 | 8.17 | 0
2025 | AZ_NM_SNV_Coal_2_SPP_S | AZ_NM_SNV_Coal | SPP_S | External | Winter | B20 | 935 | 400 | 0 | 70.29 | 55.83 | 8.17 | 0
2025 | ERCOT_2_SPP_S | ERCOT | SPP_S | External | Shoulder | B11 | 25 | 800 | 0 | 78.95 | 72.5 | 8 | 0
2025 | ERCOT_2_SPP_S | ERCOT | SPP_S | External | Shoulder | B12 | 200 | 800 | 0 | 70.42 | 65.7 | 8 | 0
2025 | ERCOT_2_SPP_S | ERCOT | SPP_S | External | Shoulder | B13 | 600 | 800 | 0 | 70.42 | 63.67 | 8 | 0
2025 | ERCOT_2_SPP_S | ERCOT | SPP_S | External | Shoulder | B14 | 900 | 800 | 0 | 70.42 | 56.53 | 8 | 0
2025 | ERCOT_2_SPP_S | ERCOT | SPP_S | External | Shoulder | B15 | 1203 | 800 | 0 | 61.3 | 0.01 | 8 | 0
2025 | ERCOT_2_SPP_S | ERCOT | SPP_S | External | Summer | B1 | 10 | 800 | 0 | 101.72 | 69.11 | 8 | 0
2025 | ERCOT_2_SPP_S | ERCOT | SPP_S | External | Summer | B2 | 25 | 800 | 0 | 101.72 | 101.07 | 8 | 0
2025 | ERCOT_2_SPP_S | ERCOT | SPP_S | External | Summer | B3 | 75 | 800 | 0 | 101.72 | 101.08 | 8 | 0
2025 | ERCOT_2_SPP_S | ERCOT | SPP_S | External | Summer | B4 | 100 | 800 | 0 | 101.72 | 98.6 | 8 | 0
2025 | ERCOT_2_SPP_S | ERCOT | SPP_S | External | Summer | B5 | 200 | 800 | 0 | 101.72 | 90.64 | 8 | 0
2025 | ERCOT_2_SPP_S | ERCOT | SPP_S | External | Summer | B6 | 300 | 800 | 0 | 81.97 | 77.65 | 8 | 0
2025 | ERCOT_2_SPP_S | ERCOT | SPP_S | External | Summer | B7 | 400 | 800 | 0 | 75.53 | 74.7 | 8 | 0
2025 | ERCOT_2_SPP_S | ERCOT | SPP_S | External | Summer | B8 | 500 | 800 | 0 | 69.16 | 69.11 | 8 | 0
2025 | ERCOT_2_SPP_S | ERCOT | SPP_S | External | Summer | B9 | 800 | 800 | 0 | 69.16 | 68.95 | 8 | 0
2025 | ERCOT_2_SPP_S | ERCOT | SPP_S | External | Summer | B10 | 1262 | 800 | 0 | 60.23 | 55.31 | 8 | 0
2025 | ERCOT_2_SPP_S | ERCOT | SPP_S | External | Winter | B16 | 25 | 800 | 0 | 76.87 | 63.96 | 8 | 0
2025 | ERCOT_2_SPP_S | ERCOT | SPP_S | External | Winter | B17 | 100 | 800 | 0 | 73.13 | 63.96 | 8 | 0
2025 | ERCOT_2_SPP_S | ERCOT | SPP_S | External | Winter | B18 | 400 | 800 | 0 | 73.13 | 63.96 | 8 | 0
2025 | ERCOT_2_SPP_S | ERCOT | SPP_S | External | Winter | B19 | 700 | 800 | 0 | 73.13 | 62.52 | 8 | 0
2025 | ERCOT_2_SPP_S | ERCOT | SPP_S | External | Winter | B20 | 935 | 800 | 0 | 63.61 | 55.83 | 8 | 0
2025 | MAPP_US_2_RMPA | MAPP_US | RMPA | External | Shoulder | B11 | 25 | 200 | 0 | 70.49 | 76.45 | 8 | 0
2025 | MAPP_US_2_RMPA | MAPP_US | RMPA | External | Shoulder | B12 | 200 | 200 | 200 | 63.68 | 76.45 | 8 | 4.77
2025 | MAPP_US_2_RMPA | MAPP_US | RMPA | External | Shoulder | B13 | 600 | 200 | 200 | 61.67 | 76.45 | 8 | 6.78
2025 | MAPP_US_2_RMPA | MAPP_US | RMPA | External | Shoulder | B14 | 900 | 200 | 200 | 61.54 | 76.45 | 8 | 6.91
2025 | MAPP_US_2_RMPA | MAPP_US | RMPA | External | Shoulder | B15 | 1203 | 200 | 200 | 7.4 | 74.95 | 8 | 59.55
2025 | MAPP_US_2_RMPA | MAPP_US | RMPA | External | Summer | B1 | 10 | 200 | 0 | 100.27 | 101.64 | 8 | 0
2025 | MAPP_US_2_RMPA | MAPP_US | RMPA | External | Summer | B2 | 25 | 200 | 0 | 100.27 | 98.56 | 8 | 0
2025 | MAPP_US_2_RMPA | MAPP_US | RMPA | External | Summer | B3 | 75 | 200 | 0 | 99.07 | 94.65 | 8 | 0
2025 | MAPP_US_2_RMPA | MAPP_US | RMPA | External | Summer | B4 | 100 | 200 | 0 | 91.58 | 90.58 | 8 | 0
2025 | MAPP_US_2_RMPA | MAPP_US | RMPA | External | Summer | B5 | 200 | 200 | 0 | 83.61 | 84.58 | 8 | 0
2025 | MAPP_US_2_RMPA | MAPP_US | RMPA | External | Summer | B6 | 300 | 200 | 0 | 79.49 | 82.64 | 8 | 0
2025 | MAPP_US_2_RMPA | MAPP_US | RMPA | External | Summer | B7 | 400 | 200 | 0 | 72.68 | 79.68 | 8 | 0
2025 | MAPP_US_2_RMPA | MAPP_US | RMPA | External | Summer | B8 | 500 | 200 | 199.99 | 66.4 | 74.45 | 8 | 0.05
2025 | MAPP_US_2_RMPA | MAPP_US | RMPA | External | Summer | B9 | 800 | 200 | 199.99 | 66.4 | 74.45 | 8 | 0.05
2025 | MAPP_US_2_RMPA | MAPP_US | RMPA | External | Summer | B10 | 1262 | 200 | 200 | 57.5 | 74.45 | 8 | 8.95
2025 | MAPP_US_2_RMPA | MAPP_US | RMPA | External | Winter | B16 | 25 | 200 | 200 | 16.68 | 83.28 | 8 | 58.6
2025 | MAPP_US_2_RMPA | MAPP_US | RMPA | External | Winter | B17 | 100 | 200 | 200 | 63.81 | 80.18 | 8 | 8.37
2025 | MAPP_US_2_RMPA | MAPP_US | RMPA | External | Winter | B18 | 400 | 200 | 200 | 67.49 | 80.18 | 8 | 4.69
2025 | MAPP_US_2_RMPA | MAPP_US | RMPA | External | Winter | B19 | 700 | 200 | 200 | 67.49 | 80.18 | 8 | 4.69
2025 | MAPP_US_2_RMPA | MAPP_US | RMPA | External | Winter | B20 | 935 | 200 | 200 | 56.75 | 77.02 | 8 | 12.27
2025 | NE_2_RMPA | NE | RMPA | External | Shoulder | B11 | 25 | 310 | 0.02 | 72.49 | 76.45 | 5 | 0
2025 | NE_2_RMPA | NE | RMPA | External | Shoulder | B12 | 200 | 310 | 310 | 65.68 | 76.45 | 5 | 5.77
2025 | NE_2_RMPA | NE | RMPA | External | Shoulder | B13 | 600 | 310 | 310 | 63.65 | 76.45 | 5 | 7.79
2025 | NE_2_RMPA | NE | RMPA | External | Shoulder | B14 | 900 | 310 | 310 | 56.54 | 76.45 | 5 | 14.91
2025 | NE_2_RMPA | NE | RMPA | External | Shoulder | B15 | 1203 | 310 | 310 | 2.4 | 74.95 | 5 | 67.55
2025 | NE_2_RMPA | NE | RMPA | External | Summer | B1 | 10 | 310 | 0 | 102.27 | 101.64 | 5 | 0
2025 | NE_2_RMPA | NE | RMPA | External | Summer | B2 | 25 | 310 | 0 | 102.27 | 98.56 | 5 | 0
2025 | NE_2_RMPA | NE | RMPA | External | Summer | B3 | 75 | 310 | 0 | 101.07 | 94.65 | 5 | 0
2025 | NE_2_RMPA | NE | RMPA | External | Summer | B4 | 100 | 310 | 0 | 98.58 | 90.58 | 5 | 0
2025 | NE_2_RMPA | NE | RMPA | External | Summer | B5 | 200 | 310 | 0 | 90.61 | 84.58 | 5 | 0
2025 | NE_2_RMPA | NE | RMPA | External | Summer | B6 | 300 | 310 | 309.9 | 77.63 | 82.64 | 5 | 0.01
2025 | NE_2_RMPA | NE | RMPA | External | Summer | B7 | 400 | 310 | 55.48 | 74.68 | 79.68 | 5 | 0
2025 | NE_2_RMPA | NE | RMPA | External | Summer | B8 | 500 | 310 | 310 | 66.61 | 74.45 | 5 | 2.84
2025 | NE_2_RMPA | NE | RMPA | External | Summer | B9 | 800 | 310 | 310 | 61.4 | 74.45 | 5 | 8.05
2025 | NE_2_RMPA | NE | RMPA | External | Summer | B10 | 1262 | 310 | 310 | 52.5 | 74.45 | 5 | 16.95
2025 | NE_2_RMPA | NE | RMPA | External | Winter | B16 | 25 | 310 | 310 | 11.68 | 83.28 | 5 | 66.6
2025 | NE_2_RMPA | NE | RMPA | External | Winter | B17 | 100 | 310 | 310 | 51.95 | 80.18 | 5 | 23.24
2025 | NE_2_RMPA | NE | RMPA | External | Winter | B18 | 400 | 310 | 310 | 62.49 | 80.18 | 5 | 12.69
2025 | NE_2_RMPA | NE | RMPA | External | Winter | B19 | 700 | 310 | 310 | 62.49 | 80.18 | 5 | 12.69
2025 | NE_2_RMPA | NE | RMPA | External | Winter | B20 | 935 | 310 | 310 | 51.75 | 77.02 | 5 | 20.27
2025 | NWPP_Coal_2_MAPP_US | NWPP_Coal | MAPP_US | External | Shoulder | B11 | 25 | 150 | 0 | 83.11 | 70.49 | 8 | 0
2025 | NWPP_Coal_2_MAPP_US | NWPP_Coal | MAPP_US | External | Shoulder | B12 | 200 | 150 | 0 | 83.11 | 63.68 | 8 | 0
2025 | NWPP_Coal_2_MAPP_US | NWPP_Coal | MAPP_US | External | Shoulder | B13 | 600 | 150 | 0 | 83.11 | 61.67 | 8 | 0
2025 | NWPP_Coal_2_MAPP_US | NWPP_Coal | MAPP_US | External | Shoulder | B14 | 900 | 150 | 0 | 83.11 | 61.54 | 8 | 0
2025 | NWPP_Coal_2_MAPP_US | NWPP_Coal | MAPP_US | External | Shoulder | B15 | 1203 | 150 | 0 | 83.11 | 7.4 | 8 | 0
2025 | NWPP_Coal_2_MAPP_US | NWPP_Coal | MAPP_US | External | Summer | B1 | 10 | 150 | 0.03 | 93.48 | 100.27 | 8 | 0
2025 | NWPP_Coal_2_MAPP_US | NWPP_Coal | MAPP_US | External | Summer | B2 | 25 | 150 | 149.99 | 90.39 | 100.27 | 8 | 1.88
2025 | NWPP_Coal_2_MAPP_US | NWPP_Coal | MAPP_US | External | Summer | B3 | 75 | 150 | 150 | 86.49 | 99.07 | 8 | 4.58
2025 | NWPP_Coal_2_MAPP_US | NWPP_Coal | MAPP_US | External | Summer | B4 | 100 | 150 | 150 | 82.62 | 91.58 | 8 | 0.96
2025 | NWPP_Coal_2_MAPP_US | NWPP_Coal | MAPP_US | External | Summer | B5 | 200 | 150 | 0 | 82.62 | 83.61 | 8 | 0
2025 | NWPP_Coal_2_MAPP_US | NWPP_Coal | MAPP_US | External | Summer | B6 | 300 | 150 | 0 | 82.62 | 79.49 | 8 | 0
2025 | NWPP_Coal_2_MAPP_US | NWPP_Coal | MAPP_US | External | Summer | B7 | 400 | 150 | 0 | 82.62 | 72.68 | 8 | 0
2025 | NWPP_Coal_2_MAPP_US | NWPP_Coal | MAPP_US | External | Summer | B8 | 500 | 150 | 0 | 82.62 | 66.4 | 8 | 0
2025 | NWPP_Coal_2_MAPP_US | NWPP_Coal | MAPP_US | External | Summer | B9 | 800 | 150 | 0 | 82.62 | 66.4 | 8 | 0
2025 | NWPP_Coal_2_MAPP_US | NWPP_Coal | MAPP_US | External | Summer | B10 | 1262 | 150 | 0 | 82.62 | 57.5 | 8 | 0
2025 | NWPP_Coal_2_MAPP_US | NWPP_Coal | MAPP_US | External | Winter | B16 | 25 | 150 | 0 | 86.61 | 16.68 | 8 | 0
2025 | NWPP_Coal_2_MAPP_US | NWPP_Coal | MAPP_US | External | Winter | B17 | 100 | 150 | 0 | 86.61 | 63.81 | 8 | 0
2025 | NWPP_Coal_2_MAPP_US | NWPP_Coal | MAPP_US | External | Winter | B18 | 400 | 150 | 0 | 86.61 | 67.49 | 8 | 0
2025 | NWPP_Coal_2_MAPP_US | NWPP_Coal | MAPP_US | External | Winter | B19 | 700 | 150 | 0 | 86.61 | 67.49 | 8 | 0
2025 | NWPP_Coal_2_MAPP_US | NWPP_Coal | MAPP_US | External | Winter | B20 | 935 | 150 | 0 | 86.61 | 56.75 | 8 | 0
2025 | RMPA_2_MAPP_US | RMPA | MAPP_US | External | Shoulder | B11 | 25 | 200 | 0 | 76.45 | 70.49 | 8 | 0
2025 | RMPA_2_MAPP_US | RMPA | MAPP_US | External | Shoulder | B12 | 200 | 200 | 0 | 76.45 | 63.68 | 8 | 0
2025 | RMPA_2_MAPP_US | RMPA | MAPP_US | External | Shoulder | B13 | 600 | 200 | 0 | 76.45 | 61.67 | 8 | 0
2025 | RMPA_2_MAPP_US | RMPA | MAPP_US | External | Shoulder | B14 | 900 | 200 | 0 | 76.45 | 61.54 | 8 | 0
2025 | RMPA_2_MAPP_US | RMPA | MAPP_US | External | Shoulder | B15 | 1203 | 200 | 0 | 74.95 | 7.4 | 8 | 0
2025 | RMPA_2_MAPP_US | RMPA | MAPP_US | External | Summer | B1 | 10 | 200 | 0 | 101.64 | 100.27 | 8 | 0
2025 | RMPA_2_MAPP_US | RMPA | MAPP_US | External | Summer | B2 | 25 | 200 | 0 | 98.56 | 100.27 | 8 | 0
2025 | RMPA_2_MAPP_US | RMPA | MAPP_US | External | Summer | B3 | 75 | 200 | 0 | 94.65 | 99.07 | 8 | 0
2025 | RMPA_2_MAPP_US | RMPA | MAPP_US | External | Summer | B4 | 100 | 200 | 0 | 90.58 | 91.58 | 8 | 0
2025 | RMPA_2_MAPP_US | RMPA | MAPP_US | External | Summer | B5 | 200 | 200 | 0 | 84.58 | 83.61 | 8 | 0
2025 | RMPA_2_MAPP_US | RMPA | MAPP_US | External | Summer | B6 | 300 | 200 | 0 | 82.64 | 79.49 | 8 | 0
2025 | RMPA_2_MAPP_US | RMPA | MAPP_US | External | Summer | B7 | 400 | 200 | 0 | 79.68 | 72.68 | 8 | 0
2025 | RMPA_2_MAPP_US | RMPA | MAPP_US | External | Summer | B8 | 500 | 200 | 0 | 74.45 | 66.4 | 8 | 0
2025 | RMPA_2_MAPP_US | RMPA | MAPP_US | External | Summer | B9 | 800 | 200 | 0 | 74.45 | 66.4 | 8 | 0
2025 | RMPA_2_MAPP_US | RMPA | MAPP_US | External | Summer | B10 | 1262 | 200 | 0 | 74.45 | 57.5 | 8 | 0
2025 | RMPA_2_MAPP_US | RMPA | MAPP_US | External | Winter | B16 | 25 | 200 | 0 | 83.28 | 16.68 | 8 | 0
2025 | RMPA_2_MAPP_US | RMPA | MAPP_US | External | Winter | B17 | 100 | 200 | 0 | 80.18 | 63.81 | 8 | 0
2025 | RMPA_2_MAPP_US | RMPA | MAPP_US | External | Winter | B18 | 400 | 200 | 0 | 80.18 | 67.49 | 8 | 0
2025 | RMPA_2_MAPP_US | RMPA | MAPP_US | External | Winter | B19 | 700 | 200 | 0 | 80.18 | 67.49 | 8 | 0
2025 | RMPA_2_MAPP_US | RMPA | MAPP_US | External | Winter | B20 | 935 | 200 | 0 | 77.02 | 56.75 | 8 | 0
2025 | RMPA_2_NE | RMPA | NE | External | Shoulder | B11 | 25 | 310 | 0 | 76.45 | 72.49 | 8 | 0
2025 | RMPA_2_NE | RMPA | NE | External | Shoulder | B12 | 200 | 310 | 0 | 76.45 | 65.68 | 8 | 0
2025 | RMPA_2_NE | RMPA | NE | External | Shoulder | B13 | 600 | 310 | 0 | 76.45 | 63.65 | 8 | 0
2025 | RMPA_2_NE | RMPA | NE | External | Shoulder | B14 | 900 | 310 | 0 | 76.45 | 56.54 | 8 | 0
2025 | RMPA_2_NE | RMPA | NE | External | Shoulder | B15 | 1203 | 310 | 0 | 74.95 | 2.4 | 8 | 0
2025 | RMPA_2_NE | RMPA | NE | External | Summer | B1 | 10 | 310 | 0 | 101.64 | 102.27 | 8 | 0
2025 | RMPA_2_NE | RMPA | NE | External | Summer | B2 | 25 | 310 | 0 | 98.56 | 102.27 | 8 | 0
2025 | RMPA_2_NE | RMPA | NE | External | Summer | B3 | 75 | 310 | 0 | 94.65 | 101.07 | 8 | 0
2025 | RMPA_2_NE | RMPA | NE | External | Summer | B4 | 100 | 310 | 142.03 | 90.58 | 98.58 | 8 | 0
2025 | RMPA_2_NE | RMPA | NE | External | Summer | B5 | 200 | 310 | 0 | 84.58 | 90.61 | 8 | 0
2025 | RMPA_2_NE | RMPA | NE | External | Summer | B6 | 300 | 310 | 0 | 82.64 | 77.63 | 8 | 0
2025 | RMPA_2_NE | RMPA | NE | External | Summer | B7 | 400 | 310 | 0 | 79.68 | 74.68 | 8 | 0
2025 | RMPA_2_NE | RMPA | NE | External | Summer | B8 | 500 | 310 | 0 | 74.45 | 66.61 | 8 | 0
2025 | RMPA_2_NE | RMPA | NE | External | Summer | B9 | 800 | 310 | 0 | 74.45 | 61.4 | 8 | 0
2025 | RMPA_2_NE | RMPA | NE | External | Summer | B10 | 1262 | 310 | 0 | 74.45 | 52.5 | 8 | 0
2025 | RMPA_2_NE | RMPA | NE | External | Winter | B16 | 25 | 310 | 0 | 83.28 | 11.68 | 8 | 0
2025 | RMPA_2_NE | RMPA | NE | External | Winter | B17 | 100 | 310 | 0 | 80.18 | 51.95 | 8 | 0
2025 | RMPA_2_NE | RMPA | NE | External | Winter | B18 | 400 | 310 | 0 | 80.18 | 62.49 | 8 | 0
2025 | RMPA_2_NE | RMPA | NE | External | Winter | B19 | 700 | 310 | 0 | 80.18 | 62.49 | 8 | 0
2025 | RMPA_2_NE | RMPA | NE | External | Winter | B20 | 935 | 310 | 0 | 77.02 | 51.75 | 8 | 0
2025 | RMPA_2_SPP_N | RMPA | SPP_N | External | Shoulder | B11 | 25 | 210 | 0 | 76.45 | 72.49 | 8 | 0
2025 | RMPA_2_SPP_N | RMPA | SPP_N | External | Shoulder | B12 | 200 | 210 | 0 | 76.45 | 65.69 | 8 | 0
2025 | RMPA_2_SPP_N | RMPA | SPP_N | External | Shoulder | B13 | 600 | 210 | 0 | 76.45 | 63.67 | 8 | 0
2025 | RMPA_2_SPP_N | RMPA | SPP_N | External | Shoulder | B14 | 900 | 210 | 0 | 76.45 | 56.53 | 8 | 0
2025 | RMPA_2_SPP_N | RMPA | SPP_N | External | Shoulder | B15 | 1203 | 210 | 0 | 74.95 | 2.39 | 8 | 0
2025 | RMPA_2_SPP_N | RMPA | SPP_N | External | Summer | B1 | 10 | 210 | 0 | 101.64 | 69.11 | 8 | 0
2025 | RMPA_2_SPP_N | RMPA | SPP_N | External | Summer | B2 | 25 | 210 | 0 | 98.56 | 101.08 | 8 | 0
2025 | RMPA_2_SPP_N | RMPA | SPP_N | External | Summer | B3 | 75 | 210 | 0 | 94.65 | 101.08 | 8 | 0
2025 | RMPA_2_SPP_N | RMPA | SPP_N | External | Summer | B4 | 100 | 210 | 209.71 | 90.58 | 98.59 | 8 | 0.01
2025 | RMPA_2_SPP_N | RMPA | SPP_N | External | Summer | B5 | 200 | 210 | 0 | 84.58 | 90.62 | 8 | 0
2025 | RMPA_2_SPP_N | RMPA | SPP_N | External | Summer | B6 | 300 | 210 | 0 | 82.64 | 77.64 | 8 | 0
2025 | RMPA_2_SPP_N | RMPA | SPP_N | External | Summer | B7 | 400 | 210 | 0 | 79.68 | 74.69 | 8 | 0
2025 | RMPA_2_SPP_N | RMPA | SPP_N | External | Summer | B8 | 500 | 210 | 0 | 74.45 | 66.63 | 8 | 0
2025 | RMPA_2_SPP_N | RMPA | SPP_N | External | Summer | B9 | 800 | 210 | 0 | 74.45 | 64.24 | 8 | 0
2025 | RMPA_2_SPP_N | RMPA | SPP_N | External | Summer | B10 | 1262 | 210 | 0 | 74.45 | 55.3 | 8 | 0
2025 | RMPA_2_SPP_N | RMPA | SPP_N | External | Winter | B16 | 25 | 210 | 0 | 83.28 | 63.95 | 8 | 0
2025 | RMPA_2_SPP_N | RMPA | SPP_N | External | Winter | B17 | 100 | 210 | 0 | 80.18 | 63.95 | 8 | 0
2025 | RMPA_2_SPP_N | RMPA | SPP_N | External | Winter | B18 | 400 | 210 | 0 | 80.18 | 63.95 | 8 | 0
2025 | RMPA_2_SPP_N | RMPA | SPP_N | External | Winter | B19 | 700 | 210 | 0 | 80.18 | 62.5 | 8 | 0
2025 | RMPA_2_SPP_N | RMPA | SPP_N | External | Winter | B20 | 935 | 210 | 0 | 77.02 | 55.82 | 8 | 0
2025 | SPP_N_2_RMPA | SPP_N | RMPA | External | Shoulder | B11 | 25 | 210 | 0.02 | 72.49 | 76.45 | 5 | 0
2025 | SPP_N_2_RMPA | SPP_N | RMPA | External | Shoulder | B12 | 200 | 210 | 210 | 65.69 | 76.45 | 5 | 5.76
2025 | SPP_N_2_RMPA | SPP_N | RMPA | External | Shoulder | B13 | 600 | 210 | 210 | 63.67 | 76.45 | 5 | 7.78
2025 | SPP_N_2_RMPA | SPP_N | RMPA | External | Shoulder | B14 | 900 | 210 | 210 | 56.53 | 76.45 | 5 | 14.92
2025 | SPP_N_2_RMPA | SPP_N | RMPA | External | Shoulder | B15 | 1203 | 210 | 210 | 2.39 | 74.95 | 5 | 67.56
2025 | SPP_N_2_RMPA | SPP_N | RMPA | External | Summer | B1 | 10 | 210 | 210 | 69.11 | 101.64 | 5 | 27.54
2025 | SPP_N_2_RMPA | SPP_N | RMPA | External | Summer | B2 | 25 | 210 | 0 | 101.08 | 98.56 | 5 | 0
2025 | SPP_N_2_RMPA | SPP_N | RMPA | External | Summer | B3 | 75 | 210 | 0 | 101.08 | 94.65 | 5 | 0
2025 | SPP_N_2_RMPA | SPP_N | RMPA | External | Summer | B4 | 100 | 210 | 0 | 98.59 | 90.58 | 5 | 0
2025 | SPP_N_2_RMPA | SPP_N | RMPA | External | Summer | B5 | 200 | 210 | 0 | 90.62 | 84.58 | 5 | 0
2025 | SPP_N_2_RMPA | SPP_N | RMPA | External | Summer | B6 | 300 | 210 | 125.24 | 77.64 | 82.64 | 5 | 0
2025 | SPP_N_2_RMPA | SPP_N | RMPA | External | Summer | B7 | 400 | 210 | 0.09 | 74.69 | 79.68 | 5 | 0
2025 | SPP_N_2_RMPA | SPP_N | RMPA | External | Summer | B8 | 500 | 210 | 210 | 66.63 | 74.45 | 5 | 2.82
2025 | SPP_N_2_RMPA | SPP_N | RMPA | External | Summer | B9 | 800 | 210 | 210 | 64.24 | 74.45 | 5 | 5.22
2025 | SPP_N_2_RMPA | SPP_N | RMPA | External | Summer | B10 | 1262 | 210 | 210 | 55.3 | 74.45 | 5 | 14.16
2025 | SPP_N_2_RMPA | SPP_N | RMPA | External | Winter | B16 | 25 | 210 | 210 | 63.95 | 83.28 | 5 | 14.33
2025 | SPP_N_2_RMPA | SPP_N | RMPA | External | Winter | B17 | 100 | 210 | 210 | 63.95 | 80.18 | 5 | 11.24
2025 | SPP_N_2_RMPA | SPP_N | RMPA | External | Winter | B18 | 400 | 210 | 210 | 63.95 | 80.18 | 5 | 11.24
2025 | SPP_N_2_RMPA | SPP_N | RMPA | External | Winter | B19 | 700 | 210 | 210 | 62.5 | 80.18 | 5 | 12.68
2025 | SPP_N_2_RMPA | SPP_N | RMPA | External | Winter | B20 | 935 | 210 | 210 | 55.82 | 77.02 | 5 | 16.2
2025 | SPP_S_2_ERCOT | SPP_S | ERCOT | External | Shoulder | B11 | 25 | 800 | 799.99 | 72.5 | 78.95 | 5 | 1.45
2025 | SPP_S_2_ERCOT | SPP_S | ERCOT | External | Shoulder | B12 | 200 | 800 | 0 | 65.7 | 70.42 | 5 | 0
2025 | SPP_S_2_ERCOT | SPP_S | ERCOT | External | Shoulder | B13 | 600 | 800 | 800 | 63.67 | 70.42 | 5 | 1.75
2025 | SPP_S_2_ERCOT | SPP_S | ERCOT | External | Shoulder | B14 | 900 | 800 | 800 | 56.53 | 70.42 | 5 | 8.88
2025 | SPP_S_2_ERCOT | SPP_S | ERCOT | External | Shoulder | B15 | 1203 | 800 | 800 | 0.01 | 61.3 | 5 | 56.29
2025 | SPP_S_2_ERCOT | SPP_S | ERCOT | External | Summer | B1 | 10 | 800 | 800 | 69.11 | 101.72 | 5 | 27.61
2025 | SPP_S_2_ERCOT | SPP_S | ERCOT | External | Summer | B2 | 25 | 800 | 0 | 101.07 | 101.72 | 5 | 0
2025 | SPP_S_2_ERCOT | SPP_S | ERCOT | External | Summer | B3 | 75 | 800 | 0 | 101.08 | 101.72 | 5 | 0
2025 | SPP_S_2_ERCOT | SPP_S | ERCOT | External | Summer | B4 | 100 | 800 | 0 | 98.6 | 101.72 | 5 | 0
2025 | SPP_S_2_ERCOT | SPP_S | ERCOT | External | Summer | B5 | 200 | 800 | 800 | 90.64 | 101.72 | 5 | 6.08
2025 | SPP_S_2_ERCOT | SPP_S | ERCOT | External | Summer | B6 | 300 | 800 | 0 | 77.65 | 81.97 | 5 | 0
2025 | SPP_S_2_ERCOT | SPP_S | ERCOT | External | Summer | B7 | 400 | 800 | 0 | 74.7 | 75.53 | 5 | 0
2025 | SPP_S_2_ERCOT | SPP_S | ERCOT | External | Summer | B8 | 500 | 800 | 0 | 69.11 | 69.16 | 5 | 0
2025 | SPP_S_2_ERCOT | SPP_S | ERCOT | External | Summer | B9 | 800 | 800 | 0 | 68.95 | 69.16 | 5 | 0
2025 | SPP_S_2_ERCOT | SPP_S | ERCOT | External | Summer | B10 | 1262 | 800 | 0 | 55.31 | 60.23 | 5 | 0
2025 | SPP_S_2_ERCOT | SPP_S | ERCOT | External | Winter | B16 | 25 | 800 | 800 | 63.96 | 76.87 | 5 | 7.91
2025 | SPP_S_2_ERCOT | SPP_S | ERCOT | External | Winter | B17 | 100 | 800 | 800 | 63.96 | 73.13 | 5 | 4.17
2025 | SPP_S_2_ERCOT | SPP_S | ERCOT | External | Winter | B18 | 400 | 800 | 800 | 63.96 | 73.13 | 5 | 4.17
2025 | SPP_S_2_ERCOT | SPP_S | ERCOT | External | Winter | B19 | 700 | 800 | 800 | 62.52 | 73.13 | 5 | 5.62
2025 | SPP_S_2_ERCOT | SPP_S | ERCOT | External | Winter | B20 | 935 | 800 | 800 | 55.83 | 63.61 | 5 | 2.77
2030 | AZ_NM_SNV_Coal_2_SPP_S | AZ_NM_SNV_Coal | SPP_S | External | Shoulder | B11 | 25 | 400 | 0 | 92.7 | 90.17 | 8.17 | 0
2030 | AZ_NM_SNV_Coal_2_SPP_S | AZ_NM_SNV_Coal | SPP_S | External | Shoulder | B12 | 200 | 400 | 0 | 87.11 | 75.89 | 8.17 | 0
2030 | AZ_NM_SNV_Coal_2_SPP_S | AZ_NM_SNV_Coal | SPP_S | External | Shoulder | B13 | 600 | 400 | 0 | 87.11 | 73.28 | 8.17 | 0
2030 | AZ_NM_SNV_Coal_2_SPP_S | AZ_NM_SNV_Coal | SPP_S | External | Shoulder | B14 | 900 | 400 | 0 | 87.11 | 18.28 | 8.17 | 0
2030 | AZ_NM_SNV_Coal_2_SPP_S | AZ_NM_SNV_Coal | SPP_S | External | Shoulder | B15 | 1203 | 400 | 0 | 80.25 | 0.01 | 8.17 | 0
2030 | AZ_NM_SNV_Coal_2_SPP_S | AZ_NM_SNV_Coal | SPP_S | External | Summer | B1 | 10 | 400 | 0 | 134.86 | 88.49 | 8.17 | 0
2030 | AZ_NM_SNV_Coal_2_SPP_S | AZ_NM_SNV_Coal | SPP_S | External | Summer | B2 | 25 | 400 | 0 | 126.72 | 128.95 | 8.17 | 0
2030 | AZ_NM_SNV_Coal_2_SPP_S | AZ_NM_SNV_Coal | SPP_S | External | Summer | B3 | 75 | 400 | 0.04 | 126.72 | 134.73 | 8.17 | 0
2030 | AZ_NM_SNV_Coal_2_SPP_S | AZ_NM_SNV_Coal | SPP_S | External | Summer | B4 | 100 | 400 | 400 | 119.05 | 128.95 | 8.17 | 1.73
2030 | AZ_NM_SNV_Coal_2_SPP_S | AZ_NM_SNV_Coal | SPP_S | External | Summer | B5 | 200 | 400 | 400 | 105.08 | 124.96 | 8.17 | 11.72
2030 | AZ_NM_SNV_Coal_2_SPP_S | AZ_NM_SNV_Coal | SPP_S | External | Summer | B6 | 300 | 400 | 0 | 96.92 | 101.55 | 8.17 | 0
2030 | AZ_NM_SNV_Coal_2_SPP_S | AZ_NM_SNV_Coal | SPP_S | External | Summer | B7 | 400 | 400 | 0 | 93.46 | 92.84 | 8.17 | 0
2030 | AZ_NM_SNV_Coal_2_SPP_S | AZ_NM_SNV_Coal | SPP_S | External | Summer | B8 | 500 | 400 | 0 | 90.73 | 88.49 | 8.17 | 0
2030 | AZ_NM_SNV_Coal_2_SPP_S | AZ_NM_SNV_Coal | SPP_S | External | Summer | B9 | 800 | 400 | 0 | 90.73 | 77.89 | 8.17 | 0
2030 | AZ_NM_SNV_Coal_2_SPP_S | AZ_NM_SNV_Coal | SPP_S | External | Summer | B10 | 1262 | 400 | 0 | 90.73 | 71.91 | 8.17 | 0
2030 | AZ_NM_SNV_Coal_2_SPP_S | AZ_NM_SNV_Coal | SPP_S | External | Winter | B16 | 25 | 400 | 0 | 96.45 | 75.96 | 8.17 | 0
2030 | AZ_NM_SNV_Coal_2_SPP_S | AZ_NM_SNV_Coal | SPP_S | External | Winter | B17 | 100 | 400 | 0 | 90.6 | 75.96 | 8.17 | 0
2030 | AZ_NM_SNV_Coal_2_SPP_S | AZ_NM_SNV_Coal | SPP_S | External | Winter | B18 | 400 | 400 | 0 | 90.6 | 75.97 | 8.17 | 0
2030 | AZ_NM_SNV_Coal_2_SPP_S | AZ_NM_SNV_Coal | SPP_S | External | Winter | B19 | 700 | 400 | 0 | 90.49 | 75.96 | 8.17 | 0
2030 | AZ_NM_SNV_Coal_2_SPP_S | AZ_NM_SNV_Coal | SPP_S | External | Winter | B20 | 935 | 400 | 0 | 83.44 | 11.05 | 8.17 | 0
2030 | ERCOT_2_SPP_S | ERCOT | SPP_S | External | Shoulder | B11 | 25 | 800 | 0 | 98.43 | 90.17 | 8 | 0
2030 | ERCOT_2_SPP_S | ERCOT | SPP_S | External | Shoulder | B12 | 200 | 800 | 0 | 90.07 | 75.89 | 8 | 0
2030 | ERCOT_2_SPP_S | ERCOT | SPP_S | External | Shoulder | B13 | 600 | 800 | 0 | 90.07 | 73.28 | 8 | 0
2030 | ERCOT_2_SPP_S | ERCOT | SPP_S | External | Shoulder | B14 | 900 | 800 | 0 | 89.8 | 18.28 | 8 | 0
2030 | ERCOT_2_SPP_S | ERCOT | SPP_S | External | Shoulder | B15 | 1203 | 800 | 0 | 78.02 | 0.01 | 8 | 0
2030 | ERCOT_2_SPP_S | ERCOT | SPP_S | External | Summer | B1 | 10 | 800 | 0 | 147.98 | 88.49 | 8 | 0
2030 | ERCOT_2_SPP_S | ERCOT | SPP_S | External | Summer | B2 | 25 | 800 | 0 | 133.95 | 128.95 | 8 | 0
2030 | ERCOT_2_SPP_S | ERCOT | SPP_S | External | Summer | B3 | 75 | 800 | 0 | 130.77 | 134.73 | 8 | 0
2030 | ERCOT_2_SPP_S | ERCOT | SPP_S | External | Summer | B4 | 100 | 800 | 0 | 130.77 | 128.95 | 8 | 0
2030 | ERCOT_2_SPP_S | ERCOT | SPP_S | External | Summer | B5 | 200 | 800 | 0 | 130.77 | 124.96 | 8 | 0
2030 | ERCOT_2_SPP_S | ERCOT | SPP_S | External | Summer | B6 | 300 | 800 | 0 | 96.92 | 101.55 | 8 | 0
2030 | ERCOT_2_SPP_S | ERCOT | SPP_S | External | Summer | B7 | 400 | 800 | 0 | 88.9 | 92.84 | 8 | 0
2030 | ERCOT_2_SPP_S | ERCOT | SPP_S | External | Summer | B8 | 500 | 800 | 0 | 88.69 | 88.49 | 8 | 0
2030 | ERCOT_2_SPP_S | ERCOT | SPP_S | External | Summer | B9 | 800 | 800 | 0 | 88.69 | 77.89 | 8 | 0
2030 | ERCOT_2_SPP_S | ERCOT | SPP_S | External | Summer | B10 | 1262 | 800 | 0 | 76.84 | 71.91 | 8 | 0
2030 | ERCOT_2_SPP_S | ERCOT | SPP_S | External | Winter | B16 | 25 | 800 | 0 | 93.04 | 75.96 | 8 | 0
2030 | ERCOT_2_SPP_S | ERCOT | SPP_S | External | Winter | B17 | 100 | 800 | 0 | 93.04 | 75.96 | 8 | 0
2030 | ERCOT_2_SPP_S | ERCOT | SPP_S | External | Winter | B18 | 400 | 800 | 0 | 93.04 | 75.97 | 8 | 0
2030 | ERCOT_2_SPP_S | ERCOT | SPP_S | External | Winter | B19 | 700 | 800 | 0 | 93.04 | 75.96 | 8 | 0
2030 | ERCOT_2_SPP_S | ERCOT | SPP_S | External | Winter | B20 | 935 | 800 | 0 | 80.54 | 11.05 | 8 | 0
2030 | MAPP_US_2_RMPA | MAPP_US | RMPA | External | Shoulder | B11 | 25 | 200 | 200 | 82.68 | 94.75 | 8 | 4.07
2030 | MAPP_US_2_RMPA | MAPP_US | RMPA | External | Shoulder | B12 | 200 | 200 | 200 | 80.86 | 95.28 | 8 | 6.41
2030 | MAPP_US_2_RMPA | MAPP_US | RMPA | External | Shoulder | B13 | 600 | 200 | 200 | 77.07 | 94.75 | 8 | 9.67
2030 | MAPP_US_2_RMPA | MAPP_US | RMPA | External | Shoulder | B14 | 900 | 200 | 200 | 68.69 | 94.75 | 8 | 18.06
2030 | MAPP_US_2_RMPA | MAPP_US | RMPA | External | Shoulder | B15 | 1203 | 200 | 200 | 5.01 | 84.59 | 8 | 71.58
2030 | MAPP_US_2_RMPA | MAPP_US | RMPA | External | Summer | B1 | 10 | 200 | 0.01 | 138.39 | 142.54 | 8 | 0
2030 | MAPP_US_2_RMPA | MAPP_US | RMPA | External | Summer | B2 | 25 | 200 | 0 | 138.39 | 142.54 | 8 | 0
2030 | MAPP_US_2_RMPA | MAPP_US | RMPA | External | Summer | B3 | 75 | 200 | 0 | 138.68 | 142.54 | 8 | 0
2030 | MAPP_US_2_RMPA | MAPP_US | RMPA | External | Summer | B4 | 100 | 200 | 0 | 133.92 | 133.93 | 8 | 0
2030 | MAPP_US_2_RMPA | MAPP_US | RMPA | External | Summer | B5 | 200 | 200 | 0 | 129.52 | 129.94 | 8 | 0
2030 | MAPP_US_2_RMPA | MAPP_US | RMPA | External | Summer | B6 | 300 | 200 | 0 | 106.52 | 105.09 | 8 | 0
2030 | MAPP_US_2_RMPA | MAPP_US | RMPA | External | Summer | B7 | 400 | 200 | 0 | 90.84 | 97.84 | 8 | 0
2030 | MAPP_US_2_RMPA | MAPP_US | RMPA | External | Summer | B8 | 500 | 200 | 177.4 | 87.67 | 95.67 | 8 | 0
2030 | MAPP_US_2_RMPA | MAPP_US | RMPA | External | Summer | B9 | 800 | 200 | 200 | 82.34 | 95.67 | 8 | 5.33
2030 | MAPP_US_2_RMPA | MAPP_US | RMPA | External | Summer | B10 | 1262 | 200 | 200 | 72.87 | 95.67 | 8 | 14.81
2030 | MAPP_US_2_RMPA | MAPP_US | RMPA | External | Winter | B16 | 25 | 200 | 200 | 52.3 | 104.84 | 8 | 44.54
2030 | MAPP_US_2_RMPA | MAPP_US | RMPA | External | Winter | B17 | 100 | 200 | 200 | 74.81 | 102.01 | 8 | 19.19
2030 | MAPP_US_2_RMPA | MAPP_US | RMPA | External | Winter | B18 | 400 | 200 | 200 | 79.8 | 101.49 | 8 | 13.68
2030 | MAPP_US_2_RMPA | MAPP_US | RMPA | External | Winter | B19 | 700 | 200 | 200 | 79.8 | 101.49 | 8 | 13.68
2030 | MAPP_US_2_RMPA | MAPP_US | RMPA | External | Winter | B20 | 935 | 200 | 200 | 16.03 | 83.91 | 8 | 59.88
2030 | NE_2_RMPA | NE | RMPA | External | Shoulder | B11 | 25 | 310 | 310 | 80.55 | 94.75 | 5 | 9.2
2030 | NE_2_RMPA | NE | RMPA | External | Shoulder | B12 | 200 | 310 | 310 | 75.86 | 95.28 | 5 | 14.41
2030 | NE_2_RMPA | NE | RMPA | External | Shoulder | B13 | 600 | 310 | 310 | 72.07 | 94.75 | 5 | 17.67
2030 | NE_2_RMPA | NE | RMPA | External | Shoulder | B14 | 900 | 310 | 310 | 18.51 | 94.75 | 5 | 71.23
2030 | NE_2_RMPA | NE | RMPA | External | Shoulder | B15 | 1203 | 310 | 310 | 0.01 | 84.59 | 5 | 79.58
2030 | NE_2_RMPA | NE | RMPA | External | Summer | B1 | 10 | 310 | 309.99 | 133.39 | 142.54 | 5 | 4.15
2030 | NE_2_RMPA | NE | RMPA | External | Summer | B2 | 25 | 310 | 310 | 133.39 | 142.54 | 5 | 4.15
2030 | NE_2_RMPA | NE | RMPA | External | Summer | B3 | 75 | 310 | 310 | 134.71 | 142.54 | 5 | 2.83
2030 | NE_2_RMPA | NE | RMPA | External | Summer | B4 | 100 | 310 | 309.61 | 128.92 | 133.93 | 5 | 0.01
2030 | NE_2_RMPA | NE | RMPA | External | Summer | B5 | 200 | 310 | 72.62 | 124.94 | 129.94 | 5 | 0
2030 | NE_2_RMPA | NE | RMPA | External | Summer | B6 | 300 | 310 | 0 | 101.52 | 105.09 | 5 | 0
2030 | NE_2_RMPA | NE | RMPA | External | Summer | B7 | 400 | 310 | 174.15 | 92.84 | 97.84 | 5 | 0
2030 | NE_2_RMPA | NE | RMPA | External | Summer | B8 | 500 | 310 | 310 | 83.21 | 95.67 | 5 | 7.46
2030 | NE_2_RMPA | NE | RMPA | External | Summer | B9 | 800 | 310 | 310 | 77.34 | 95.67 | 5 | 13.33
2030 | NE_2_RMPA | NE | RMPA | External | Summer | B10 | 1262 | 310 | 310 | 67.87 | 95.67 | 5 | 22.81
2030 | NE_2_RMPA | NE | RMPA | External | Winter | B16 | 25 | 310 | 310 | 0.19 | 104.84 | 5 | 99.65
2030 | NE_2_RMPA | NE | RMPA | External | Winter | B17 | 100 | 310 | 310 | 38.17 | 102.01 | 5 | 58.84
2030 | NE_2_RMPA | NE | RMPA | External | Winter | B18 | 400 | 310 | 310 | 74.8 | 101.49 | 5 | 21.68
2030 | NE_2_RMPA | NE | RMPA | External | Winter | B19 | 700 | 310 | 310 | 74.8 | 101.49 | 5 | 21.68
2030 | NE_2_RMPA | NE | RMPA | External | Winter | B20 | 935 | 310 | 310 | 11.03 | 83.91 | 5 | 67.88
2030 | NWPP_Coal_2_MAPP_US | NWPP_Coal | MAPP_US | External | Shoulder | B11 | 25 | 150 | 0 | 92.75 | 82.68 | 8 | 0
2030 | NWPP_Coal_2_MAPP_US | NWPP_Coal | MAPP_US | External | Shoulder | B12 | 200 | 150 | 0 | 92.75 | 80.86 | 8 | 0
2030 | NWPP_Coal_2_MAPP_US | NWPP_Coal | MAPP_US | External | Shoulder | B13 | 600 | 150 | 0 | 92.75 | 77.07 | 8 | 0
2030 | NWPP_Coal_2_MAPP_US | NWPP_Coal | MAPP_US | External | Shoulder | B14 | 900 | 150 | 0 | 92.75 | 68.69 | 8 | 0
2030 | NWPP_Coal_2_MAPP_US | NWPP_Coal | MAPP_US | External | Shoulder | B15 | 1203 | 150 | 0 | 92.75 | 5.01 | 8 | 0
2030 | NWPP_Coal_2_MAPP_US | NWPP_Coal | MAPP_US | External | Summer | B1 | 10 | 150 | 149.99 | 126.7 | 138.39 | 8 | 3.69
2030 | NWPP_Coal_2_MAPP_US | NWPP_Coal | MAPP_US | External | Summer | B2 | 25 | 150 | 150 | 119.02 | 138.39 | 8 | 11.36
2030 | NWPP_Coal_2_MAPP_US | NWPP_Coal | MAPP_US | External | Summer | B3 | 75 | 150 | 150 | 96.91 | 138.68 | 8 | 33.77
2030 | NWPP_Coal_2_MAPP_US | NWPP_Coal | MAPP_US | External | Summer | B4 | 100 | 150 | 150 | 96.91 | 133.92 | 8 | 29.01
2030 | NWPP_Coal_2_MAPP_US | NWPP_Coal | MAPP_US | External | Summer | B5 | 200 | 150 | 150 | 96.91 | 129.52 | 8 | 24.61
2030 | NWPP_Coal_2_MAPP_US | NWPP_Coal | MAPP_US | External | Summer | B6 | 300 | 150 | 150 | 96.91 | 106.52 | 8 | 1.61
2030 | NWPP_Coal_2_MAPP_US | NWPP_Coal | MAPP_US | External | Summer | B7 | 400 | 150 | 0 | 96.91 | 90.84 | 8 | 0
2030 | NWPP_Coal_2_MAPP_US | NWPP_Coal | MAPP_US | External | Summer | B8 | 500 | 150 | 0 | 96.91 | 87.67 | 8 | 0
2030 | NWPP_Coal_2_MAPP_US | NWPP_Coal | MAPP_US | External | Summer | B9 | 800 | 150 | 0 | 96.91 | 82.34 | 8 | 0
2030 | NWPP_Coal_2_MAPP_US | NWPP_Coal | MAPP_US | External | Summer | B10 | 1262 | 150 | 0 | 96.91 | 72.87 | 8 | 0
2030 | NWPP_Coal_2_MAPP_US | NWPP_Coal | MAPP_US | External | Winter | B16 | 25 | 150 | 0 | 96.68 | 52.3 | 8 | 0
2030 | NWPP_Coal_2_MAPP_US | NWPP_Coal | MAPP_US | External | Winter | B17 | 100 | 150 | 0 | 96.68 | 74.81 | 8 | 0
2030 | NWPP_Coal_2_MAPP_US | NWPP_Coal | MAPP_US | External | Winter | B18 | 400 | 150 | 0 | 96.68 | 79.8 | 8 | 0
2030 | NWPP_Coal_2_MAPP_US | NWPP_Coal | MAPP_US | External | Winter | B19 | 700 | 150 | 0 | 96.68 | 79.8 | 8 | 0
2030 | NWPP_Coal_2_MAPP_US | NWPP_Coal | MAPP_US | External | Winter | B20 | 935 | 150 | 0 | 96.68 | 16.03 | 8 | 0
2030 | RMPA_2_MAPP_US | RMPA | MAPP_US | External | Shoulder | B11 | 25 | 200 | 0 | 94.75 | 82.68 | 8 | 0
2030 | RMPA_2_MAPP_US | RMPA | MAPP_US | External | Shoulder | B12 | 200 | 200 | 0 | 95.28 | 80.86 | 8 | 0
2030 | RMPA_2_MAPP_US | RMPA | MAPP_US | External | Shoulder | B13 | 600 | 200 | 0 | 94.75 | 77.07 | 8 | 0
2030 | RMPA_2_MAPP_US | RMPA | MAPP_US | External | Shoulder | B14 | 900 | 200 | 0 | 94.75 | 68.69 | 8 | 0
2030 | RMPA_2_MAPP_US | RMPA | MAPP_US | External | Shoulder | B15 | 1203 | 200 | 0 | 84.59 | 5.01 | 8 | 0
2030 | RMPA_2_MAPP_US | RMPA | MAPP_US | External | Summer | B1 | 10 | 200 | 0 | 142.54 | 138.39 | 8 | 0
2030 | RMPA_2_MAPP_US | RMPA | MAPP_US | External | Summer | B2 | 25 | 200 | 0 | 142.54 | 138.39 | 8 | 0
2030 | RMPA_2_MAPP_US | RMPA | MAPP_US | External | Summer | B3 | 75 | 200 | 0 | 142.54 | 138.68 | 8 | 0
2030 | RMPA_2_MAPP_US | RMPA | MAPP_US | External | Summer | B4 | 100 | 200 | 0 | 133.93 | 133.92 | 8 | 0
2030 | RMPA_2_MAPP_US | RMPA | MAPP_US | External | Summer | B5 | 200 | 200 | 0 | 129.94 | 129.52 | 8 | 0
2030 | RMPA_2_MAPP_US | RMPA | MAPP_US | External | Summer | B6 | 300 | 200 | 0 | 105.09 | 106.52 | 8 | 0
2030 | RMPA_2_MAPP_US | RMPA | MAPP_US | External | Summer | B7 | 400 | 200 | 0 | 97.84 | 90.84 | 8 | 0
2030 | RMPA_2_MAPP_US | RMPA | MAPP_US | External | Summer | B8 | 500 | 200 | 0 | 95.67 | 87.67 | 8 | 0
2030 | RMPA_2_MAPP_US | RMPA | MAPP_US | External | Summer | B9 | 800 | 200 | 0 | 95.67 | 82.34 | 8 | 0
2030 | RMPA_2_MAPP_US | RMPA | MAPP_US | External | Summer | B10 | 1262 | 200 | 0 | 95.67 | 72.87 | 8 | 0
2030 | RMPA_2_MAPP_US | RMPA | MAPP_US | External | Winter | B16 | 25 | 200 | 0 | 104.84 | 52.3 | 8 | 0
2030 | RMPA_2_MAPP_US | RMPA | MAPP_US | External | Winter | B17 | 100 | 200 | 0 | 102.01 | 74.81 | 8 | 0
2030 | RMPA_2_MAPP_US | RMPA | MAPP_US | External | Winter | B18 | 400 | 200 | 0 | 101.49 | 79.8 | 8 | 0
2030 | RMPA_2_MAPP_US | RMPA | MAPP_US | External | Winter | B19 | 700 | 200 | 0 | 101.49 | 79.8 | 8 | 0
2030 | RMPA_2_MAPP_US | RMPA | MAPP_US | External | Winter | B20 | 935 | 200 | 0 | 83.91 | 16.03 | 8 | 0
2030 | RMPA_2_NE | RMPA | NE | External | Shoulder | B11 | 25 | 310 | 0 | 94.75 | 80.55 | 8 | 0
2030 | RMPA_2_NE | RMPA | NE | External | Shoulder | B12 | 200 | 310 | 0 | 95.28 | 75.86 | 8 | 0
2030 | RMPA_2_NE | RMPA | NE | External | Shoulder | B13 | 600 | 310 | 0 | 94.75 | 72.07 | 8 | 0
2030 | RMPA_2_NE | RMPA | NE | External | Shoulder | B14 | 900 | 310 | 0 | 94.75 | 18.51 | 8 | 0
2030 | RMPA_2_NE | RMPA | NE | External | Shoulder | B15 | 1203 | 310 | 0 | 84.59 | 0.01 | 8 | 0
2030 | RMPA_2_NE | RMPA | NE | External | Summer | B1 | 10 | 310 | 0 | 142.54 | 133.39 | 8 | 0
2030 | RMPA_2_NE | RMPA | NE | External | Summer | B2 | 25 | 310 | 0 | 142.54 | 133.39 | 8 | 0
2030 | RMPA_2_NE | RMPA | NE | External | Summer | B3 | 75 | 310 | 0 | 142.54 | 134.71 | 8 | 0
2030 | RMPA_2_NE | RMPA | NE | External | Summer | B4 | 100 | 310 | 0 | 133.93 | 128.92 | 8 | 0
2030 | RMPA_2_NE | RMPA | NE | External | Summer | B5 | 200 | 310 | 0 | 129.94 | 124.94 | 8 | 0
2030 | RMPA_2_NE | RMPA | NE | External | Summer | B6 | 300 | 310 | 0 | 105.09 | 101.52 | 8 | 0
2030 | RMPA_2_NE | RMPA | NE | External | Summer | B7 | 400 | 310 | 0 | 97.84 | 92.84 | 8 | 0
2030 | RMPA_2_NE | RMPA | NE | External | Summer | B8 | 500 | 310 | 0 | 95.67 | 83.21 | 8 | 0
2030 | RMPA_2_NE | RMPA | NE | External | Summer | B9 | 800 | 310 | 0 | 95.67 | 77.34 | 8 | 0
2030 | RMPA_2_NE | RMPA | NE | External | Summer | B10 | 1262 | 310 | 0 | 95.67 | 67.87 | 8 | 0
2030 | RMPA_2_NE | RMPA | NE | External | Winter | B16 | 25 | 310 | 0 | 104.84 | 0.19 | 8 | 0
2030 | RMPA_2_NE | RMPA | NE | External | Winter | B17 | 100 | 310 | 0 | 102.01 | 38.17 | 8 | 0
2030 | RMPA_2_NE | RMPA | NE | External | Winter | B18 | 400 | 310 | 0 | 101.49 | 74.8 | 8 | 0
2030 | RMPA_2_NE | RMPA | NE | External | Winter | B19 | 700 | 310 | 0 | 101.49 | 74.8 | 8 | 0
2030 | RMPA_2_NE | RMPA | NE | External | Winter | B20 | 935 | 310 | 0 | 83.91 | 11.03 | 8 | 0
2030 | RMPA_2_SPP_N | RMPA | SPP_N | External | Shoulder | B11 | 25 | 210 | 0 | 94.75 | 85.37 | 8 | 0
2030 | RMPA_2_SPP_N | RMPA | SPP_N | External | Shoulder | B12 | 200 | 210 | 0 | 95.28 | 75.87 | 8 | 0
2030 | RMPA_2_SPP_N | RMPA | SPP_N | External | Shoulder | B13 | 600 | 210 | 0 | 94.75 | 73.27 | 8 | 0
2030 | RMPA_2_SPP_N | RMPA | SPP_N | External | Shoulder | B14 | 900 | 210 | 0 | 94.75 | 18.53 | 8 | 0
2030 | RMPA_2_SPP_N | RMPA | SPP_N | External | Shoulder | B15 | 1203 | 210 | 0 | 84.59 | 0.01 | 8 | 0
2030 | RMPA_2_SPP_N | RMPA | SPP_N | External | Summer | B1 | 10 | 210 | 0 | 142.54 | 88.48 | 8 | 0
2030 | RMPA_2_SPP_N | RMPA | SPP_N | External | Summer | B2 | 25 | 210 | 0 | 142.54 | 133.39 | 8 | 0
2030 | RMPA_2_SPP_N | RMPA | SPP_N | External | Summer | B3 | 75 | 210 | 0 | 142.54 | 134.73 | 8 | 0
2030 | RMPA_2_SPP_N | RMPA | SPP_N | External | Summer | B4 | 100 | 210 | 0 | 133.93 | 128.93 | 8 | 0
2030 | RMPA_2_SPP_N | RMPA | SPP_N | External | Summer | B5 | 200 | 210 | 0 | 129.94 | 124.95 | 8 | 0
2030 | RMPA_2_SPP_N | RMPA | SPP_N | External | Summer | B6 | 300 | 210 | 0 | 105.09 | 101.53 | 8 | 0
2030 | RMPA_2_SPP_N | RMPA | SPP_N | External | Summer | B7 | 400 | 210 | 0 | 97.84 | 92.83 | 8 | 0
2030 | RMPA_2_SPP_N | RMPA | SPP_N | External | Summer | B8 | 500 | 210 | 0 | 95.67 | 83.77 | 8 | 0
2030 | RMPA_2_SPP_N | RMPA | SPP_N | External | Summer | B9 | 800 | 210 | 0 | 95.67 | 77.88 | 8 | 0
2030 | RMPA_2_SPP_N | RMPA | SPP_N | External | Summer | B10 | 1262 | 210 | 0 | 95.67 | 71.9 | 8 | 0
2030 | RMPA_2_SPP_N | RMPA | SPP_N | External | Winter | B16 | 25 | 210 | 0 | 104.84 | 73.6 | 8 | 0
2030 | RMPA_2_SPP_N | RMPA | SPP_N | External | Winter | B17 | 100 | 210 | 0 | 102.01 | 74.81 | 8 | 0
2030 | RMPA_2_SPP_N | RMPA | SPP_N | External | Winter | B18 | 400 | 210 | 0 | 101.49 | 75.96 | 8 | 0
2030 | RMPA_2_SPP_N | RMPA | SPP_N | External | Winter | B19 | 700 | 210 | 0 | 101.49 | 75.94 | 8 | 0
2030 | RMPA_2_SPP_N | RMPA | SPP_N | External | Winter | B20 | 935 | 210 | 0 | 83.91 | 11.04 | 8 | 0
2030 | SPP_N_2_RMPA | SPP_N | RMPA | External | Shoulder | B11 | 25 | 210 | 210 | 85.37 | 94.75 | 5 | 4.38
2030 | SPP_N_2_RMPA | SPP_N | RMPA | External | Shoulder | B12 | 200 | 210 | 210 | 75.87 | 95.28 | 5 | 14.4
2030 | SPP_N_2_RMPA | SPP_N | RMPA | External | Shoulder | B13 | 600 | 210 | 210 | 73.27 | 94.75 | 5 | 16.48
2030 | SPP_N_2_RMPA | SPP_N | RMPA | External | Shoulder | B14 | 900 | 210 | 210 | 18.53 | 94.75 | 5 | 71.22
2030 | SPP_N_2_RMPA | SPP_N | RMPA | External | Shoulder | B15 | 1203 | 210 | 210 | 0.01 | 84.59 | 5 | 79.58
2030 | SPP_N_2_RMPA | SPP_N | RMPA | External | Summer | B1 | 10 | 210 | 210 | 88.48 | 142.54 | 5 | 49.06
2030 | SPP_N_2_RMPA | SPP_N | RMPA | External | Summer | B2 | 25 | 210 | 210 | 133.39 | 142.54 | 5 | 4.15
2030 | SPP_N_2_RMPA | SPP_N | RMPA | External | Summer | B3 | 75 | 210 | 210 | 134.73 | 142.54 | 5 | 2.81
2030 | SPP_N_2_RMPA | SPP_N | RMPA | External | Summer | B4 | 100 | 210 | 92.96 | 128.93 | 133.93 | 5 | 0
2030 | SPP_N_2_RMPA | SPP_N | RMPA | External | Summer | B5 | 200 | 210 | 0.18 | 124.95 | 129.94 | 5 | 0
2030 | SPP_N_2_RMPA | SPP_N | RMPA | External | Summer | B6 | 300 | 210 | 0 | 101.53 | 105.09 | 5 | 0
2030 | SPP_N_2_RMPA | SPP_N | RMPA | External | Summer | B7 | 400 | 210 | 209.89 | 92.83 | 97.84 | 5 | 0.01
2030 | SPP_N_2_RMPA | SPP_N | RMPA | External | Summer | B8 | 500 | 210 | 210 | 83.77 | 95.67 | 5 | 6.9
2030 | SPP_N_2_RMPA | SPP_N | RMPA | External | Summer | B9 | 800 | 210 | 210 | 77.88 | 95.67 | 5 | 12.8
2030 | SPP_N_2_RMPA | SPP_N | RMPA | External | Summer | B10 | 1262 | 210 | 210 | 71.9 | 95.67 | 5 | 18.77
2030 | SPP_N_2_RMPA | SPP_N | RMPA | External | Winter | B16 | 25 | 210 | 210 | 73.6 | 104.84 | 5 | 26.24
2030 | SPP_N_2_RMPA | SPP_N | RMPA | External | Winter | B17 | 100 | 210 | 210 | 74.81 | 102.01 | 5 | 22.19
2030 | SPP_N_2_RMPA | SPP_N | RMPA | External | Winter | B18 | 400 | 210 | 210 | 75.96 | 101.49 | 5 | 20.53
2030 | SPP_N_2_RMPA | SPP_N | RMPA | External | Winter | B19 | 700 | 210 | 210 | 75.94 | 101.49 | 5 | 20.54
2030 | SPP_N_2_RMPA | SPP_N | RMPA | External | Winter | B20 | 935 | 210 | 210 | 11.04 | 83.91 | 5 | 67.87
2030 | SPP_S_2_ERCOT | SPP_S | ERCOT | External | Shoulder | B11 | 25 | 800 | 799.99 | 90.17 | 98.43 | 5 | 3.26
2030 | SPP_S_2_ERCOT | SPP_S | ERCOT | External | Shoulder | B12 | 200 | 800 | 800 | 75.89 | 90.07 | 5 | 9.19
2030 | SPP_S_2_ERCOT | SPP_S | ERCOT | External | Shoulder | B13 | 600 | 800 | 800 | 73.28 | 90.07 | 5 | 11.79
2030 | SPP_S_2_ERCOT | SPP_S | ERCOT | External | Shoulder | B14 | 900 | 800 | 800 | 18.28 | 89.8 | 5 | 66.52
2030 | SPP_S_2_ERCOT | SPP_S | ERCOT | External | Shoulder | B15 | 1203 | 800 | 800 | 0.01 | 78.02 | 5 | 73.01
2030 | SPP_S_2_ERCOT | SPP_S | ERCOT | External | Summer | B1 | 10 | 800 | 800 | 88.49 | 147.98 | 5 | 54.5
2030 | SPP_S_2_ERCOT | SPP_S | ERCOT | External | Summer | B2 | 25 | 800 | 472.8 | 128.95 | 133.95 | 5 | 0
2030 | SPP_S_2_ERCOT | SPP_S | ERCOT | External | Summer | B3 | 75 | 800 | 0 | 134.73 | 130.77 | 5 | 0
2030 | SPP_S_2_ERCOT | SPP_S | ERCOT | External | Summer | B4 | 100 | 800 | 0 | 128.95 | 130.77 | 5 | 0
2030 | SPP_S_2_ERCOT | SPP_S | ERCOT | External | Summer | B5 | 200 | 800 | 800 | 124.96 | 130.77 | 5 | 0.81
2030 | SPP_S_2_ERCOT | SPP_S | ERCOT | External | Summer | B6 | 300 | 800 | 0 | 101.55 | 96.92 | 5 | 0
2030 | SPP_S_2_ERCOT | SPP_S | ERCOT | External | Summer | B7 | 400 | 800 | 0 | 92.84 | 88.9 | 5 | 0
2030 | SPP_S_2_ERCOT | SPP_S | ERCOT | External | Summer | B8 | 500 | 800 | 0 | 88.49 | 88.69 | 5 | 0
2030 | SPP_S_2_ERCOT | SPP_S | ERCOT | External | Summer | B9 | 800 | 800 | 800 | 77.89 | 88.69 | 5 | 5.8
2030 | SPP_S_2_ERCOT | SPP_S | ERCOT | External | Summer | B10 | 1262 | 800 | 0 | 71.91 | 76.84 | 5 | 0
2030 | SPP_S_2_ERCOT | SPP_S | ERCOT | External | Winter | B16 | 25 | 800 | 800 | 75.96 | 93.04 | 5 | 12.08
2030 | SPP_S_2_ERCOT | SPP_S | ERCOT | External | Winter | B17 | 100 | 800 | 800 | 75.96 | 93.04 | 5 | 12.08
2030 | SPP_S_2_ERCOT | SPP_S | ERCOT | External | Winter | B18 | 400 | 800 | 800 | 75.97 | 93.04 | 5 | 12.07
2030 | SPP_S_2_ERCOT | SPP_S | ERCOT | External | Winter | B19 | 700 | 800 | 800 | 75.96 | 93.04 | 5 | 12.08
2030 | SPP_S_2_ERCOT | SPP_S | ERCOT | External | Winter | B20 | 935 | 800 | 800 | 11.05 | 80.54 | 5 | 64.49
2035 | AZ_NM_SNV_Coal_2_SPP_S | AZ_NM_SNV_Coal | SPP_S | External | Shoulder | B11 | 25 | 400 | 0 | 127.91 | 117.21 | 8.17 | 0
2035 | AZ_NM_SNV_Coal_2_SPP_S | AZ_NM_SNV_Coal | SPP_S | External | Shoulder | B12 | 200 | 400 | 0 | 121.11 | 109.73 | 8.17 | 0
2035 | AZ_NM_SNV_Coal_2_SPP_S | AZ_NM_SNV_Coal | SPP_S | External | Shoulder | B13 | 600 | 400 | 0 | 119.16 | 87.41 | 8.17 | 0
2035 | AZ_NM_SNV_Coal_2_SPP_S | AZ_NM_SNV_Coal | SPP_S | External | Shoulder | B14 | 900 | 400 | 0 | 119.16 | 1 | 8.17 | 0
2035 | AZ_NM_SNV_Coal_2_SPP_S | AZ_NM_SNV_Coal | SPP_S | External | Shoulder | B15 | 1203 | 400 | 0 | 119.16 | 1 | 8.17 | 0
2035 | AZ_NM_SNV_Coal_2_SPP_S | AZ_NM_SNV_Coal | SPP_S | External | Summer | B1 | 10 | 400 | 0 | 201.79 | 1.01 | 8.17 | 0
2035 | AZ_NM_SNV_Coal_2_SPP_S | AZ_NM_SNV_Coal | SPP_S | External | Summer | B2 | 25 | 400 | 0 | 191.04 | 193.94 | 8.17 | 0
2035 | AZ_NM_SNV_Coal_2_SPP_S | AZ_NM_SNV_Coal | SPP_S | External | Summer | B3 | 75 | 400 | 400 | 165.35 | 197.98 | 8.17 | 24.46
2035 | AZ_NM_SNV_Coal_2_SPP_S | AZ_NM_SNV_Coal | SPP_S | External | Summer | B4 | 100 | 400 | 400 | 144.68 | 155.12 | 8.17 | 2.27
2035 | AZ_NM_SNV_Coal_2_SPP_S | AZ_NM_SNV_Coal | SPP_S | External | Summer | B5 | 200 | 400 | 0 | 136.54 | 140.98 | 8.17 | 0
2035 | AZ_NM_SNV_Coal_2_SPP_S | AZ_NM_SNV_Coal | SPP_S | External | Summer | B6 | 300 | 400 | 0 | 136.53 | 134.62 | 8.17 | 0
2035 | AZ_NM_SNV_Coal_2_SPP_S | AZ_NM_SNV_Coal | SPP_S | External | Summer | B7 | 400 | 400 | 0 | 136.32 | 134.31 | 8.17 | 0
2035 | AZ_NM_SNV_Coal_2_SPP_S | AZ_NM_SNV_Coal | SPP_S | External | Summer | B8 | 500 | 400 | 0 | 136.32 | 115.63 | 8.17 | 0
2035 | AZ_NM_SNV_Coal_2_SPP_S | AZ_NM_SNV_Coal | SPP_S | External | Summer | B9 | 800 | 400 | 0 | 136.32 | 112.27 | 8.17 | 0
2035 | AZ_NM_SNV_Coal_2_SPP_S | AZ_NM_SNV_Coal | SPP_S | External | Summer | B10 | 1262 | 400 | 0 | 125.92 | 80.71 | 8.17 | 0
2035 | AZ_NM_SNV_Coal_2_SPP_S | AZ_NM_SNV_Coal | SPP_S | External | Winter | B16 | 25 | 400 | 0 | 133.81 | 1 | 8.17 | 0
2035 | AZ_NM_SNV_Coal_2_SPP_S | AZ_NM_SNV_Coal | SPP_S | External | Winter | B17 | 100 | 400 | 0 | 122.84 | 1 | 8.17 | 0
2035 | AZ_NM_SNV_Coal_2_SPP_S | AZ_NM_SNV_Coal | SPP_S | External | Winter | B18 | 400 | 400 | 0 | 122.84 | 103.55 | 8.17 | 0
2035 | AZ_NM_SNV_Coal_2_SPP_S | AZ_NM_SNV_Coal | SPP_S | External | Winter | B19 | 700 | 400 | 0 | 122.84 | 1 | 8.17 | 0
2035 | AZ_NM_SNV_Coal_2_SPP_S | AZ_NM_SNV_Coal | SPP_S | External | Winter | B20 | 935 | 400 | 0 | 117.3 | 1 | 8.17 | 0
2035 | ERCOT_2_SPP_S | ERCOT | SPP_S | External | Shoulder | B11 | 25 | 800 | 0 | 136.08 | 117.21 | 8 | 0
2035 | ERCOT_2_SPP_S | ERCOT | SPP_S | External | Shoulder | B12 | 200 | 800 | 0 | 136.08 | 109.73 | 8 | 0
2035 | ERCOT_2_SPP_S | ERCOT | SPP_S | External | Shoulder | B13 | 600 | 800 | 0 | 117.14 | 87.41 | 8 | 0
2035 | ERCOT_2_SPP_S | ERCOT | SPP_S | External | Shoulder | B14 | 900 | 800 | 0 | 117.14 | 1 | 8 | 0
2035 | ERCOT_2_SPP_S | ERCOT | SPP_S | External | Shoulder | B15 | 1203 | 800 | 0 | 117.14 | 1 | 8 | 0
2035 | ERCOT_2_SPP_S | ERCOT | SPP_S | External | Summer | B1 | 10 | 800 | 0 | 222.14 | 1.01 | 8 | 0
2035 | ERCOT_2_SPP_S | ERCOT | SPP_S | External | Summer | B2 | 25 | 800 | 0 | 198.94 | 193.94 | 8 | 0
2035 | ERCOT_2_SPP_S | ERCOT | SPP_S | External | Summer | B3 | 75 | 800 | 0 | 198.94 | 197.98 | 8 | 0
2035 | ERCOT_2_SPP_S | ERCOT | SPP_S | External | Summer | B4 | 100 | 800 | 683.95 | 147.12 | 155.12 | 8 | 0
2035 | ERCOT_2_SPP_S | ERCOT | SPP_S | External | Summer | B5 | 200 | 800 | 0 | 134.52 | 140.98 | 8 | 0
2035 | ERCOT_2_SPP_S | ERCOT | SPP_S | External | Summer | B6 | 300 | 800 | 0 | 134.52 | 134.62 | 8 | 0
2035 | ERCOT_2_SPP_S | ERCOT | SPP_S | External | Summer | B7 | 400 | 800 | 0 | 134.52 | 134.31 | 8 | 0
2035 | ERCOT_2_SPP_S | ERCOT | SPP_S | External | Summer | B8 | 500 | 800 | 0 | 134.52 | 115.63 | 8 | 0
2035 | ERCOT_2_SPP_S | ERCOT | SPP_S | External | Summer | B9 | 800 | 800 | 0 | 115.82 | 112.27 | 8 | 0
2035 | ERCOT_2_SPP_S | ERCOT | SPP_S | External | Summer | B10 | 1262 | 800 | 0 | 115.82 | 80.71 | 8 | 0
2035 | ERCOT_2_SPP_S | ERCOT | SPP_S | External | Winter | B16 | 25 | 800 | 0 | 139.35 | 1 | 8 | 0
2035 | ERCOT_2_SPP_S | ERCOT | SPP_S | External | Winter | B17 | 100 | 800 | 0 | 139.35 | 1 | 8 | 0
2035 | ERCOT_2_SPP_S | ERCOT | SPP_S | External | Winter | B18 | 400 | 800 | 0 | 119.92 | 103.55 | 8 | 0
2035 | ERCOT_2_SPP_S | ERCOT | SPP_S | External | Winter | B19 | 700 | 800 | 0 | 119.92 | 1 | 8 | 0
2035 | ERCOT_2_SPP_S | ERCOT | SPP_S | External | Winter | B20 | 935 | 800 | 0 | 119.92 | 1 | 8 | 0
2035 | MAPP_US_2_RMPA | MAPP_US | RMPA | External | Shoulder | B11 | 25 | 200 | 0 | 117.45 | 119.75 | 8 | 0
2035 | MAPP_US_2_RMPA | MAPP_US | RMPA | External | Shoulder | B12 | 200 | 200 | 0 | 114.71 | 119.75 | 8 | 0
2035 | MAPP_US_2_RMPA | MAPP_US | RMPA | External | Shoulder | B13 | 600 | 200 | 200 | 105.79 | 119.75 | 8 | 5.96
2035 | MAPP_US_2_RMPA | MAPP_US | RMPA | External | Shoulder | B14 | 900 | 200 | 200 | 105.77 | 119.75 | 8 | 5.98
2035 | MAPP_US_2_RMPA | MAPP_US | RMPA | External | Shoulder | B15 | 1203 | 200 | 200 | 42.84 | 119.75 | 8 | 68.91
2035 | MAPP_US_2_RMPA | MAPP_US | RMPA | External | Summer | B1 | 10 | 200 | 0.01 | 207.96 | 209.95 | 8 | 0
2035 | MAPP_US_2_RMPA | MAPP_US | RMPA | External | Summer | B2 | 25 | 200 | 0 | 206.66 | 197.6 | 8 | 0
2035 | MAPP_US_2_RMPA | MAPP_US | RMPA | External | Summer | B3 | 75 | 200 | 0 | 202.98 | 173.52 | 8 | 0
2035 | MAPP_US_2_RMPA | MAPP_US | RMPA | External | Summer | B4 | 100 | 200 | 0 | 172.62 | 147.12 | 8 | 0
2035 | MAPP_US_2_RMPA | MAPP_US | RMPA | External | Summer | B5 | 200 | 200 | 0 | 151.25 | 143.92 | 8 | 0
2035 | MAPP_US_2_RMPA | MAPP_US | RMPA | External | Summer | B6 | 300 | 200 | 0 | 139.62 | 143.92 | 8 | 0
2035 | MAPP_US_2_RMPA | MAPP_US | RMPA | External | Summer | B7 | 400 | 200 | 0 | 133.57 | 134.58 | 8 | 0
2035 | MAPP_US_2_RMPA | MAPP_US | RMPA | External | Summer | B8 | 500 | 200 | 200 | 114.15 | 128.15 | 8 | 6
2035 | MAPP_US_2_RMPA | MAPP_US | RMPA | External | Summer | B9 | 800 | 200 | 0 | 113.05 | 117.76 | 8 | 0
2035 | MAPP_US_2_RMPA | MAPP_US | RMPA | External | Summer | B10 | 1262 | 200 | 200 | 104.15 | 117.76 | 8 | 5.61
2035 | MAPP_US_2_RMPA | MAPP_US | RMPA | External | Winter | B16 | 25 | 200 | 200 | 49.84 | 125.65 | 8 | 67.81
2035 | MAPP_US_2_RMPA | MAPP_US | RMPA | External | Winter | B17 | 100 | 200 | 200 | 49.84 | 123.49 | 8 | 65.65
2035 | MAPP_US_2_RMPA | MAPP_US | RMPA | External | Winter | B18 | 400 | 200 | 200 | 108.53 | 123.49 | 8 | 6.96
2035 | MAPP_US_2_RMPA | MAPP_US | RMPA | External | Winter | B19 | 700 | 200 | 200 | 108.53 | 123.49 | 8 | 6.96
2035 | MAPP_US_2_RMPA | MAPP_US | RMPA | External | Winter | B20 | 935 | 200 | 200 | 73.5 | 117.3 | 8 | 35.81
2035 | NE_2_RMPA | NE | RMPA | External | Shoulder | B11 | 25 | 310 | 0.01 | 117.11 | 119.75 | 5 | 0
2035 | NE_2_RMPA | NE | RMPA | External | Shoulder | B12 | 200 | 310 | 310 | 109.71 | 119.75 | 5 | 5.03
2035 | NE_2_RMPA | NE | RMPA | External | Shoulder | B13 | 600 | 310 | 310 | 87.44 | 119.75 | 5 | 27.31
2035 | NE_2_RMPA | NE | RMPA | External | Shoulder | B14 | 900 | 310 | 310 | 1.01 | 119.75 | 5 | 113.74
2035 | NE_2_RMPA | NE | RMPA | External | Shoulder | B15 | 1203 | 310 | 310 | 1 | 119.75 | 5 | 113.75
2035 | NE_2_RMPA | NE | RMPA | External | Summer | B1 | 10 | 310 | 0 | 214.95 | 209.95 | 5 | 0
2035 | NE_2_RMPA | NE | RMPA | External | Summer | B2 | 25 | 310 | 0 | 205.6 | 197.6 | 5 | 0
2035 | NE_2_RMPA | NE | RMPA | External | Summer | B3 | 75 | 310 | 0 | 197.98 | 173.52 | 5 | 0
2035 | NE_2_RMPA | NE | RMPA | External | Summer | B4 | 100 | 310 | 0 | 167.62 | 147.12 | 5 | 0
2035 | NE_2_RMPA | NE | RMPA | External | Summer | B5 | 200 | 310 | 0 | 146.25 | 143.92 | 5 | 0
2035 | NE_2_RMPA | NE | RMPA | External | Summer | B6 | 300 | 310 | 310 | 134.62 | 143.92 | 5 | 4.3
2035 | NE_2_RMPA | NE | RMPA | External | Summer | B7 | 400 | 310 | 260.25 | 129.58 | 134.58 | 5 | 0
2035 | NE_2_RMPA | NE | RMPA | External | Summer | B8 | 500 | 310 | 310 | 109.15 | 128.15 | 5 | 14
2035 | NE_2_RMPA | NE | RMPA | External | Summer | B9 | 800 | 310 | 310 | 108.05 | 117.76 | 5 | 4.7
2035 | NE_2_RMPA | NE | RMPA | External | Summer | B10 | 1262 | 310 | 310 | 99.15 | 117.76 | 5 | 13.61
2035 | NE_2_RMPA | NE | RMPA | External | Winter | B16 | 25 | 310 | 310 | 1 | 125.65 | 5 | 119.65
2035 | NE_2_RMPA | NE | RMPA | External | Winter | B17 | 100 | 310 | 310 | 1 | 123.49 | 5 | 117.49
2035 | NE_2_RMPA | NE | RMPA | External | Winter | B18 | 400 | 310 | 310 | 103.53 | 123.49 | 5 | 14.96
2035 | NE_2_RMPA | NE | RMPA | External | Winter | B19 | 700 | 310 | 310 | 1.03 | 123.49 | 5 | 117.47
2035 | NE_2_RMPA | NE | RMPA | External | Winter | B20 | 935 | 310 | 310 | 1 | 117.3 | 5 | 111.3
2035 | NWPP_Coal_2_MAPP_US | NWPP_Coal | MAPP_US | External | Shoulder | B11 | 25 | 150 | 0 | 121.1 | 117.45 | 8 | 0
2035 | NWPP_Coal_2_MAPP_US | NWPP_Coal | MAPP_US | External | Shoulder | B12 | 200 | 150 | 0 | 121.1 | 114.71 | 8 | 0
2035 | NWPP_Coal_2_MAPP_US | NWPP_Coal | MAPP_US | External | Shoulder | B13 | 600 | 150 | 0 | 121.1 | 105.79 | 8 | 0
2035 | NWPP_Coal_2_MAPP_US | NWPP_Coal | MAPP_US | External | Shoulder | B14 | 900 | 150 | 0 | 121.1 | 105.77 | 8 | 0
2035 | NWPP_Coal_2_MAPP_US | NWPP_Coal | MAPP_US | External | Shoulder | B15 | 1203 | 150 | 0 | 121.1 | 42.84 | 8 | 0
2035 | NWPP_Coal_2_MAPP_US | NWPP_Coal | MAPP_US | External | Summer | B1 | 10 | 150 | 149.99 | 193.62 | 207.96 | 8 | 6.33
2035 | NWPP_Coal_2_MAPP_US | NWPP_Coal | MAPP_US | External | Summer | B2 | 25 | 150 | 150 | 182.88 | 206.66 | 8 | 15.79
2035 | NWPP_Coal_2_MAPP_US | NWPP_Coal | MAPP_US | External | Summer | B3 | 75 | 150 | 150 | 136.68 | 202.98 | 8 | 58.3
2035 | NWPP_Coal_2_MAPP_US | NWPP_Coal | MAPP_US | External | Summer | B4 | 100 | 150 | 150 | 136.51 | 172.62 | 8 | 28.11
2035 | NWPP_Coal_2_MAPP_US | NWPP_Coal | MAPP_US | External | Summer | B5 | 200 | 150 | 150 | 136.51 | 151.25 | 8 | 6.74
2035 | NWPP_Coal_2_MAPP_US | NWPP_Coal | MAPP_US | External | Summer | B6 | 300 | 150 | 0 | 136.51 | 139.62 | 8 | 0
2035 | NWPP_Coal_2_MAPP_US | NWPP_Coal | MAPP_US | External | Summer | B7 | 400 | 150 | 0 | 136.51 | 133.57 | 8 | 0
2035 | NWPP_Coal_2_MAPP_US | NWPP_Coal | MAPP_US | External | Summer | B8 | 500 | 150 | 0 | 136.51 | 114.15 | 8 | 0
2035 | NWPP_Coal_2_MAPP_US | NWPP_Coal | MAPP_US | External | Summer | B9 | 800 | 150 | 0 | 136.51 | 113.05 | 8 | 0
2035 | NWPP_Coal_2_MAPP_US | NWPP_Coal | MAPP_US | External | Summer | B10 | 1262 | 150 | 0 | 136.51 | 104.15 | 8 | 0
2035 | NWPP_Coal_2_MAPP_US | NWPP_Coal | MAPP_US | External | Winter | B16 | 25 | 150 | 0 | 133.79 | 49.84 | 8 | 0
2035 | NWPP_Coal_2_MAPP_US | NWPP_Coal | MAPP_US | External | Winter | B17 | 100 | 150 | 0 | 125.47 | 49.84 | 8 | 0
2035 | NWPP_Coal_2_MAPP_US | NWPP_Coal | MAPP_US | External | Winter | B18 | 400 | 150 | 0 | 125.47 | 108.53 | 8 | 0
2035 | NWPP_Coal_2_MAPP_US | NWPP_Coal | MAPP_US | External | Winter | B19 | 700 | 150 | 0 | 125.47 | 108.53 | 8 | 0
2035 | NWPP_Coal_2_MAPP_US | NWPP_Coal | MAPP_US | External | Winter | B20 | 935 | 150 | 0 | 125.47 | 73.5 | 8 | 0
2035 | RMPA_2_MAPP_US | RMPA | MAPP_US | External | Shoulder | B11 | 25 | 200 | 0 | 119.75 | 117.45 | 8 | 0
2035 | RMPA_2_MAPP_US | RMPA | MAPP_US | External | Shoulder | B12 | 200 | 200 | 0 | 119.75 | 114.71 | 8 | 0
2035 | RMPA_2_MAPP_US | RMPA | MAPP_US | External | Shoulder | B13 | 600 | 200 | 0 | 119.75 | 105.79 | 8 | 0
2035 | RMPA_2_MAPP_US | RMPA | MAPP_US | External | Shoulder | B14 | 900 | 200 | 0 | 119.75 | 105.77 | 8 | 0
2035 | RMPA_2_MAPP_US | RMPA | MAPP_US | External | Shoulder | B15 | 1203 | 200 | 0 | 119.75 | 42.84 | 8 | 0
2035 | RMPA_2_MAPP_US | RMPA | MAPP_US | External | Summer | B1 | 10 | 200 | 0 | 209.95 | 207.96 | 8 | 0
2035 | RMPA_2_MAPP_US | RMPA | MAPP_US | External | Summer | B2 | 25 | 200 | 199.98 | 197.6 | 206.66 | 8 | 1.07
2035 | RMPA_2_MAPP_US | RMPA | MAPP_US | External | Summer | B3 | 75 | 200 | 200 | 173.52 | 202.98 | 8 | 21.46
2035 | RMPA_2_MAPP_US | RMPA | MAPP_US | External | Summer | B4 | 100 | 200 | 200 | 147.12 | 172.62 | 8 | 17.51
2035 | RMPA_2_MAPP_US | RMPA | MAPP_US | External | Summer | B5 | 200 | 200 | 0 | 143.92 | 151.25 | 8 | 0
2035 | RMPA_2_MAPP_US | RMPA | MAPP_US | External | Summer | B6 | 300 | 200 | 0 | 143.92 | 139.62 | 8 | 0
2035 | RMPA_2_MAPP_US | RMPA | MAPP_US | External | Summer | B7 | 400 | 200 | 0 | 134.58 | 133.57 | 8 | 0
2035 | RMPA_2_MAPP_US | RMPA | MAPP_US | External | Summer | B8 | 500 | 200 | 0 | 128.15 | 114.15 | 8 | 0
2035 | RMPA_2_MAPP_US | RMPA | MAPP_US | External | Summer | B9 | 800 | 200 | 0 | 117.76 | 113.05 | 8 | 0
2035 | RMPA_2_MAPP_US | RMPA | MAPP_US | External | Summer | B10 | 1262 | 200 | 0 | 117.76 | 104.15 | 8 | 0
2035 | RMPA_2_MAPP_US | RMPA | MAPP_US | External | Winter | B16 | 25 | 200 | 0 | 125.65 | 49.84 | 8 | 0
2035 | RMPA_2_MAPP_US | RMPA | MAPP_US | External | Winter | B17 | 100 | 200 | 0 | 123.49 | 49.84 | 8 | 0
2035 | RMPA_2_MAPP_US | RMPA | MAPP_US | External | Winter | B18 | 400 | 200 | 0 | 123.49 | 108.53 | 8 | 0
2035 | RMPA_2_MAPP_US | RMPA | MAPP_US | External | Winter | B19 | 700 | 200 | 0 | 123.49 | 108.53 | 8 | 0
2035 | RMPA_2_MAPP_US | RMPA | MAPP_US | External | Winter | B20 | 935 | 200 | 0 | 117.3 | 73.5 | 8 | 0
2035 | RMPA_2_NE | RMPA | NE | External | Shoulder | B11 | 25 | 310 | 0 | 119.75 | 117.11 | 8 | 0
2035 | RMPA_2_NE | RMPA | NE | External | Shoulder | B12 | 200 | 310 | 0 | 119.75 | 109.71 | 8 | 0
2035 | RMPA_2_NE | RMPA | NE | External | Shoulder | B13 | 600 | 310 | 0 | 119.75 | 87.44 | 8 | 0
2035 | RMPA_2_NE | RMPA | NE | External | Shoulder | B14 | 900 | 310 | 0 | 119.75 | 1.01 | 8 | 0
2035 | RMPA_2_NE | RMPA | NE | External | Shoulder | B15 | 1203 | 310 | 0 | 119.75 | 1 | 8 | 0
2035 | RMPA_2_NE | RMPA | NE | External | Summer | B1 | 10 | 310 | 0.02 | 209.95 | 214.95 | 8 | 0
2035 | RMPA_2_NE | RMPA | NE | External | Summer | B2 | 25 | 310 | 248.99 | 197.6 | 205.6 | 8 | 0
2035 | RMPA_2_NE | RMPA | NE | External | Summer | B3 | 75 | 310 | 310 | 173.52 | 197.98 | 8 | 16.46
2035 | RMPA_2_NE | RMPA | NE | External | Summer | B4 | 100 | 310 | 310 | 147.12 | 167.62 | 8 | 12.51
2035 | RMPA_2_NE | RMPA | NE | External | Summer | B5 | 200 | 310 | 0 | 143.92 | 146.25 | 8 | 0
2035 | RMPA_2_NE | RMPA | NE | External | Summer | B6 | 300 | 310 | 0 | 143.92 | 134.62 | 8 | 0
2035 | RMPA_2_NE | RMPA | NE | External | Summer | B7 | 400 | 310 | 0 | 134.58 | 129.58 | 8 | 0
2035 | RMPA_2_NE | RMPA | NE | External | Summer | B8 | 500 | 310 | 0 | 128.15 | 109.15 | 8 | 0
2035 | RMPA_2_NE | RMPA | NE | External | Summer | B9 | 800 | 310 | 0 | 117.76 | 108.05 | 8 | 0
2035 | RMPA_2_NE | RMPA | NE | External | Summer | B10 | 1262 | 310 | 0 | 117.76 | 99.15 | 8 | 0
2035 | RMPA_2_NE | RMPA | NE | External | Winter | B16 | 25 | 310 | 0 | 125.65 | 1 | 8 | 0
2035 | RMPA_2_NE | RMPA | NE | External | Winter | B17 | 100 | 310 | 0 | 123.49 | 1 | 8 | 0
2035 | RMPA_2_NE | RMPA | NE | External | Winter | B18 | 400 | 310 | 0 | 123.49 | 103.53 | 8 | 0
2035 | RMPA_2_NE | RMPA | NE | External | Winter | B19 | 700 | 310 | 0 | 123.49 | 1.03 | 8 | 0
2035 | RMPA_2_NE | RMPA | NE | External | Winter | B20 | 935 | 310 | 0 | 117.3 | 1 | 8 | 0
2035 | RMPA_2_SPP_N | RMPA | SPP_N | External | Shoulder | B11 | 25 | 210 | 0 | 119.75 | 117.12 | 8 | 0
2035 | RMPA_2_SPP_N | RMPA | SPP_N | External | Shoulder | B12 | 200 | 210 | 0 | 119.75 | 109.71 | 8 | 0
2035 | RMPA_2_SPP_N | RMPA | SPP_N | External | Shoulder | B13 | 600 | 210 | 0 | 119.75 | 87.43 | 8 | 0
2035 | RMPA_2_SPP_N | RMPA | SPP_N | External | Shoulder | B14 | 900 | 210 | 0 | 119.75 | 1 | 8 | 0
2035 | RMPA_2_SPP_N | RMPA | SPP_N | External | Shoulder | B15 | 1203 | 210 | 0 | 119.75 | 1 | 8 | 0
2035 | RMPA_2_SPP_N | RMPA | SPP_N | External | Summer | B1 | 10 | 210 | 0 | 209.95 | 1 | 8 | 0
2035 | RMPA_2_SPP_N | RMPA | SPP_N | External | Summer | B2 | 25 | 210 | 0 | 197.6 | 193.95 | 8 | 0
2035 | RMPA_2_SPP_N | RMPA | SPP_N | External | Summer | B3 | 75 | 210 | 210 | 173.52 | 197.98 | 8 | 16.46
2035 | RMPA_2_SPP_N | RMPA | SPP_N | External | Summer | B4 | 100 | 210 | 194.3 | 147.12 | 155.12 | 8 | 0
2035 | RMPA_2_SPP_N | RMPA | SPP_N | External | Summer | B5 | 200 | 210 | 0 | 143.92 | 140.97 | 8 | 0
2035 | RMPA_2_SPP_N | RMPA | SPP_N | External | Summer | B6 | 300 | 210 | 0 | 143.92 | 134.61 | 8 | 0
2035 | RMPA_2_SPP_N | RMPA | SPP_N | External | Summer | B7 | 400 | 210 | 0 | 134.58 | 129.59 | 8 | 0
2035 | RMPA_2_SPP_N | RMPA | SPP_N | External | Summer | B8 | 500 | 210 | 0 | 128.15 | 112.95 | 8 | 0
2035 | RMPA_2_SPP_N | RMPA | SPP_N | External | Summer | B9 | 800 | 210 | 0 | 117.76 | 110.88 | 8 | 0
2035 | RMPA_2_SPP_N | RMPA | SPP_N | External | Summer | B10 | 1262 | 210 | 0 | 117.76 | 80.7 | 8 | 0
2035 | RMPA_2_SPP_N | RMPA | SPP_N | External | Winter | B16 | 25 | 210 | 0 | 125.65 | 1 | 8 | 0
2035 | RMPA_2_SPP_N | RMPA | SPP_N | External | Winter | B17 | 100 | 210 | 0 | 123.49 | 1 | 8 | 0
2035 | RMPA_2_SPP_N | RMPA | SPP_N | External | Winter | B18 | 400 | 210 | 0 | 123.49 | 103.54 | 8 | 0
2035 | RMPA_2_SPP_N | RMPA | SPP_N | External | Winter | B19 | 700 | 210 | 0 | 123.49 | 1.01 | 8 | 0
2035 | RMPA_2_SPP_N | RMPA | SPP_N | External | Winter | B20 | 935 | 210 | 0 | 117.3 | 1 | 8 | 0
2035 | SPP_N_2_RMPA | SPP_N | RMPA | External | Shoulder | B11 | 25 | 210 | 0.01 | 117.12 | 119.75 | 5 | 0
2035 | SPP_N_2_RMPA | SPP_N | RMPA | External | Shoulder | B12 | 200 | 210 | 210 | 109.71 | 119.75 | 5 | 5.03
2035 | SPP_N_2_RMPA | SPP_N | RMPA | External | Shoulder | B13 | 600 | 210 | 210 | 87.43 | 119.75 | 5 | 27.32
2035 | SPP_N_2_RMPA | SPP_N | RMPA | External | Shoulder | B14 | 900 | 210 | 210 | 1 | 119.75 | 5 | 113.75
2035 | SPP_N_2_RMPA | SPP_N | RMPA | External | Shoulder | B15 | 1203 | 210 | 210 | 1 | 119.75 | 5 | 113.75
2035 | SPP_N_2_RMPA | SPP_N | RMPA | External | Summer | B1 | 10 | 210 | 210 | 1 | 209.95 | 5 | 203.95
2035 | SPP_N_2_RMPA | SPP_N | RMPA | External | Summer | B2 | 25 | 210 | 0.02 | 193.95 | 197.6 | 5 | 0
2035 | SPP_N_2_RMPA | SPP_N | RMPA | External | Summer | B3 | 75 | 210 | 0 | 197.98 | 173.52 | 5 | 0
2035 | SPP_N_2_RMPA | SPP_N | RMPA | External | Summer | B4 | 100 | 210 | 0 | 155.12 | 147.12 | 5 | 0
2035 | SPP_N_2_RMPA | SPP_N | RMPA | External | Summer | B5 | 200 | 210 | 0 | 140.97 | 143.92 | 5 | 0
2035 | SPP_N_2_RMPA | SPP_N | RMPA | External | Summer | B6 | 300 | 210 | 210 | 134.61 | 143.92 | 5 | 4.31
2035 | SPP_N_2_RMPA | SPP_N | RMPA | External | Summer | B7 | 400 | 210 | 0.13 | 129.59 | 134.58 | 5 | 0
2035 | SPP_N_2_RMPA | SPP_N | RMPA | External | Summer | B8 | 500 | 210 | 210 | 112.95 | 128.15 | 5 | 10.2
2035 | SPP_N_2_RMPA | SPP_N | RMPA | External | Summer | B9 | 800 | 210 | 210 | 110.88 | 117.76 | 5 | 1.88
2035 | SPP_N_2_RMPA | SPP_N | RMPA | External | Summer | B10 | 1262 | 210 | 210 | 80.7 | 117.76 | 5 | 32.06
2035 | SPP_N_2_RMPA | SPP_N | RMPA | External | Winter | B16 | 25 | 210 | 210 | 1 | 125.65 | 5 | 119.65
2035 | SPP_N_2_RMPA | SPP_N | RMPA | External | Winter | B17 | 100 | 210 | 210 | 1 | 123.49 | 5 | 117.49
2035 | SPP_N_2_RMPA | SPP_N | RMPA | External | Winter | B18 | 400 | 210 | 210 | 103.54 | 123.49 | 5 | 14.95
2035 | SPP_N_2_RMPA | SPP_N | RMPA | External | Winter | B19 | 700 | 210 | 210 | 1.01 | 123.49 | 5 | 117.48
2035 | SPP_N_2_RMPA | SPP_N | RMPA | External | Winter | B20 | 935 | 210 | 210 | 1 | 117.3 | 5 | 111.3
2035 | SPP_S_2_ERCOT | SPP_S | ERCOT | External | Shoulder | B11 | 25 | 800 | 800 | 117.21 | 136.08 | 5 | 13.88
2035 | SPP_S_2_ERCOT | SPP_S | ERCOT | External | Shoulder | B12 | 200 | 800 | 800 | 109.73 | 136.08 | 5 | 21.35
2035 | SPP_S_2_ERCOT | SPP_S | ERCOT | External | Shoulder | B13 | 600 | 800 | 800 | 87.41 | 117.14 | 5 | 24.73
2035 | SPP_S_2_ERCOT | SPP_S | ERCOT | External | Shoulder | B14 | 900 | 800 | 800 | 1 | 117.14 | 5 | 111.14
2035 | SPP_S_2_ERCOT | SPP_S | ERCOT | External | Shoulder | B15 | 1203 | 800 | 800 | 1 | 117.14 | 5 | 111.14
2035 | SPP_S_2_ERCOT | SPP_S | ERCOT | External | Summer | B1 | 10 | 800 | 800 | 1.01 | 222.14 | 5 | 216.12
2035 | SPP_S_2_ERCOT | SPP_S | ERCOT | External | Summer | B2 | 25 | 800 | 553.97 | 193.94 | 198.94 | 5 | 0
2035 | SPP_S_2_ERCOT | SPP_S | ERCOT | External | Summer | B3 | 75 | 800 | 0 | 197.98 | 198.94 | 5 | 0
2035 | SPP_S_2_ERCOT | SPP_S | ERCOT | External | Summer | B4 | 100 | 800 | 0 | 155.12 | 147.12 | 5 | 0
2035 | SPP_S_2_ERCOT | SPP_S | ERCOT | External | Summer | B5 | 200 | 800 | 0 | 140.98 | 134.52 | 5 | 0
2035 | SPP_S_2_ERCOT | SPP_S | ERCOT | External | Summer | B6 | 300 | 800 | 0 | 134.62 | 134.52 | 5 | 0
2035 | SPP_S_2_ERCOT | SPP_S | ERCOT | External | Summer | B7 | 400 | 800 | 0 | 134.31 | 134.52 | 5 | 0
2035 | SPP_S_2_ERCOT | SPP_S | ERCOT | External | Summer | B8 | 500 | 800 | 800 | 115.63 | 134.52 | 5 | 13.88
2035 | SPP_S_2_ERCOT | SPP_S | ERCOT | External | Summer | B9 | 800 | 800 | 0 | 112.27 | 115.82 | 5 | 0
2035 | SPP_S_2_ERCOT | SPP_S | ERCOT | External | Summer | B10 | 1262 | 800 | 800 | 80.71 | 115.82 | 5 | 30.11
2035 | SPP_S_2_ERCOT | SPP_S | ERCOT | External | Winter | B16 | 25 | 800 | 800 | 1 | 139.35 | 5 | 133.35
2035 | SPP_S_2_ERCOT | SPP_S | ERCOT | External | Winter | B17 | 100 | 800 | 800 | 1 | 139.35 | 5 | 133.35
2035 | SPP_S_2_ERCOT | SPP_S | ERCOT | External | Winter | B18 | 400 | 800 | 800 | 103.55 | 119.92 | 5 | 11.37
2035 | SPP_S_2_ERCOT | SPP_S | ERCOT | External | Winter | B19 | 700 | 800 | 800 | 1 | 119.92 | 5 | 113.92
2035 | SPP_S_2_ERCOT | SPP_S | ERCOT | External | Winter | B20 | 935 | 800 | 800 | 1 | 119.92 | 5 | 113.92
2040 | AZ_NM_SNV_Coal_2_SPP_S | AZ_NM_SNV_Coal | SPP_S | External | Shoulder | B11 | 25 | 400 | 0 | 158.1 | 156.45 | 8.17 | 0
2040 | AZ_NM_SNV_Coal_2_SPP_S | AZ_NM_SNV_Coal | SPP_S | External | Shoulder | B12 | 200 | 400 | 0 | 158.1 | 145.72 | 8.17 | 0
2040 | AZ_NM_SNV_Coal_2_SPP_S | AZ_NM_SNV_Coal | SPP_S | External | Shoulder | B13 | 600 | 400 | 0 | 155.9 | 114.39 | 8.17 | 0
2040 | AZ_NM_SNV_Coal_2_SPP_S | AZ_NM_SNV_Coal | SPP_S | External | Shoulder | B14 | 900 | 400 | 0 | 155.9 | 34.56 | 8.17 | 0
2040 | AZ_NM_SNV_Coal_2_SPP_S | AZ_NM_SNV_Coal | SPP_S | External | Shoulder | B15 | 1203 | 400 | 0 | 138.23 | 34.56 | 8.17 | 0
2040 | AZ_NM_SNV_Coal_2_SPP_S | AZ_NM_SNV_Coal | SPP_S | External | Summer | B1 | 10 | 400 | 0 | 217.86 | 34.57 | 8.17 | 0
2040 | AZ_NM_SNV_Coal_2_SPP_S | AZ_NM_SNV_Coal | SPP_S | External | Summer | B2 | 25 | 400 | 400 | 194.06 | 259.8 | 8.17 | 57.57
2040 | AZ_NM_SNV_Coal_2_SPP_S | AZ_NM_SNV_Coal | SPP_S | External | Summer | B3 | 75 | 400 | 400 | 193.68 | 263.93 | 8.17 | 62.08
2040 | AZ_NM_SNV_Coal_2_SPP_S | AZ_NM_SNV_Coal | SPP_S | External | Summer | B4 | 100 | 400 | 400 | 181.94 | 192.1 | 8.17 | 1.99
2040 | AZ_NM_SNV_Coal_2_SPP_S | AZ_NM_SNV_Coal | SPP_S | External | Summer | B5 | 200 | 400 | 0 | 181.94 | 183.38 | 8.17 | 0
2040 | AZ_NM_SNV_Coal_2_SPP_S | AZ_NM_SNV_Coal | SPP_S | External | Summer | B6 | 300 | 400 | 0 | 181.94 | 180.71 | 8.17 | 0
2040 | AZ_NM_SNV_Coal_2_SPP_S | AZ_NM_SNV_Coal | SPP_S | External | Summer | B7 | 400 | 400 | 0 | 180.64 | 177.97 | 8.17 | 0
2040 | AZ_NM_SNV_Coal_2_SPP_S | AZ_NM_SNV_Coal | SPP_S | External | Summer | B8 | 500 | 400 | 0 | 180.64 | 154.74 | 8.17 | 0
2040 | AZ_NM_SNV_Coal_2_SPP_S | AZ_NM_SNV_Coal | SPP_S | External | Summer | B9 | 800 | 400 | 0 | 167.57 | 154.74 | 8.17 | 0
2040 | AZ_NM_SNV_Coal_2_SPP_S | AZ_NM_SNV_Coal | SPP_S | External | Summer | B10 | 1262 | 400 | 0 | 156.14 | 80.28 | 8.17 | 0
2040 | AZ_NM_SNV_Coal_2_SPP_S | AZ_NM_SNV_Coal | SPP_S | External | Winter | B16 | 25 | 400 | 0 | 162.31 | 34.56 | 8.17 | 0
2040 | AZ_NM_SNV_Coal_2_SPP_S | AZ_NM_SNV_Coal | SPP_S | External | Winter | B17 | 100 | 400 | 0 | 162.31 | 34.56 | 8.17 | 0
2040 | AZ_NM_SNV_Coal_2_SPP_S | AZ_NM_SNV_Coal | SPP_S | External | Winter | B18 | 400 | 400 | 0 | 157.46 | 141.54 | 8.17 | 0
2040 | AZ_NM_SNV_Coal_2_SPP_S | AZ_NM_SNV_Coal | SPP_S | External | Winter | B19 | 700 | 400 | 0 | 157.46 | 34.56 | 8.17 | 0
2040 | AZ_NM_SNV_Coal_2_SPP_S | AZ_NM_SNV_Coal | SPP_S | External | Winter | B20 | 935 | 400 | 0 | 136.82 | 34.56 | 8.17 | 0
2040 | ERCOT_2_SPP_S | ERCOT | SPP_S | External | Shoulder | B11 | 25 | 800 | 0 | 182.23 | 156.45 | 8 | 0
2040 | ERCOT_2_SPP_S | ERCOT | SPP_S | External | Shoulder | B12 | 200 | 800 | 0 | 182.23 | 145.72 | 8 | 0
2040 | ERCOT_2_SPP_S | ERCOT | SPP_S | External | Shoulder | B13 | 600 | 800 | 0 | 156.39 | 114.39 | 8 | 0
2040 | ERCOT_2_SPP_S | ERCOT | SPP_S | External | Shoulder | B14 | 900 | 800 | 0 | 156.39 | 34.56 | 8 | 0
2040 | ERCOT_2_SPP_S | ERCOT | SPP_S | External | Shoulder | B15 | 1203 | 800 | 0 | 100.81 | 34.56 | 8 | 0
2040 | ERCOT_2_SPP_S | ERCOT | SPP_S | External | Summer | B1 | 10 | 800 | 0 | 296.53 | 34.57 | 8 | 0
2040 | ERCOT_2_SPP_S | ERCOT | SPP_S | External | Summer | B2 | 25 | 800 | 0 | 267.33 | 259.8 | 8 | 0
2040 | ERCOT_2_SPP_S | ERCOT | SPP_S | External | Summer | B3 | 75 | 800 | 0 | 267.33 | 263.93 | 8 | 0
2040 | ERCOT_2_SPP_S | ERCOT | SPP_S | External | Summer | B4 | 100 | 800 | 0 | 197.47 | 192.1 | 8 | 0
2040 | ERCOT_2_SPP_S | ERCOT | SPP_S | External | Summer | B5 | 200 | 800 | 0 | 180.49 | 183.38 | 8 | 0
2040 | ERCOT_2_SPP_S | ERCOT | SPP_S | External | Summer | B6 | 300 | 800 | 0 | 180.49 | 180.71 | 8 | 0
2040 | ERCOT_2_SPP_S | ERCOT | SPP_S | External | Summer | B7 | 400 | 800 | 0 | 180.49 | 177.97 | 8 | 0
2040 | ERCOT_2_SPP_S | ERCOT | SPP_S | External | Summer | B8 | 500 | 800 | 0 | 180.49 | 154.74 | 8 | 0
2040 | ERCOT_2_SPP_S | ERCOT | SPP_S | External | Summer | B9 | 800 | 800 | 0 | 154.92 | 154.74 | 8 | 0
2040 | ERCOT_2_SPP_S | ERCOT | SPP_S | External | Summer | B10 | 1262 | 800 | 0 | 154.92 | 80.28 | 8 | 0
2040 | ERCOT_2_SPP_S | ERCOT | SPP_S | External | Winter | B16 | 25 | 800 | 0 | 185.84 | 34.56 | 8 | 0
2040 | ERCOT_2_SPP_S | ERCOT | SPP_S | External | Winter | B17 | 100 | 800 | 0 | 185.84 | 34.56 | 8 | 0
2040 | ERCOT_2_SPP_S | ERCOT | SPP_S | External | Winter | B18 | 400 | 800 | 0 | 159.46 | 141.54 | 8 | 0
2040 | ERCOT_2_SPP_S | ERCOT | SPP_S | External | Winter | B19 | 700 | 800 | 0 | 159.46 | 34.56 | 8 | 0
2040 | ERCOT_2_SPP_S | ERCOT | SPP_S | External | Winter | B20 | 935 | 800 | 0 | 100.67 | 34.56 | 8 | 0
2040 | MAPP_US_2_RMPA | MAPP_US | RMPA | External | Shoulder | B11 | 25 | 200 | 0 | 154.43 | 149.93 | 8 | 0
2040 | MAPP_US_2_RMPA | MAPP_US | RMPA | External | Shoulder | B12 | 200 | 200 | 0 | 144.83 | 150.71 | 8 | 0
2040 | MAPP_US_2_RMPA | MAPP_US | RMPA | External | Shoulder | B13 | 600 | 200 | 53.94 | 138.38 | 146.38 | 8 | 0
2040 | MAPP_US_2_RMPA | MAPP_US | RMPA | External | Shoulder | B14 | 900 | 200 | 199.99 | 138.32 | 146.38 | 8 | 0.06
2040 | MAPP_US_2_RMPA | MAPP_US | RMPA | External | Shoulder | B15 | 1203 | 200 | 200 | 72.89 | 125.48 | 8 | 44.59
2040 | MAPP_US_2_RMPA | MAPP_US | RMPA | External | Summer | B1 | 10 | 200 | 0 | 276.01 | 210.57 | 8 | 0
2040 | MAPP_US_2_RMPA | MAPP_US | RMPA | External | Summer | B2 | 25 | 200 | 0 | 276.01 | 192.16 | 8 | 0
2040 | MAPP_US_2_RMPA | MAPP_US | RMPA | External | Summer | B3 | 75 | 200 | 0 | 261.92 | 192.16 | 8 | 0
2040 | MAPP_US_2_RMPA | MAPP_US | RMPA | External | Summer | B4 | 100 | 200 | 0 | 190.1 | 189.1 | 8 | 0
2040 | MAPP_US_2_RMPA | MAPP_US | RMPA | External | Summer | B5 | 200 | 200 | 0 | 181.38 | 173.38 | 8 | 0
2040 | MAPP_US_2_RMPA | MAPP_US | RMPA | External | Summer | B6 | 300 | 200 | 0 | 173.32 | 165.32 | 8 | 0
2040 | MAPP_US_2_RMPA | MAPP_US | RMPA | External | Summer | B7 | 400 | 200 | 0 | 154.96 | 156.72 | 8 | 0
2040 | MAPP_US_2_RMPA | MAPP_US | RMPA | External | Summer | B8 | 500 | 200 | 200 | 143.06 | 156.72 | 8 | 5.66
2040 | MAPP_US_2_RMPA | MAPP_US | RMPA | External | Summer | B9 | 800 | 200 | 200 | 143.06 | 156.72 | 8 | 5.66
2040 | MAPP_US_2_RMPA | MAPP_US | RMPA | External | Summer | B10 | 1262 | 200 | 200 | 85.28 | 156.14 | 8 | 62.86
2040 | MAPP_US_2_RMPA | MAPP_US | RMPA | External | Winter | B16 | 25 | 200 | 200 | 68.14 | 163.13 | 8 | 86.98
2040 | MAPP_US_2_RMPA | MAPP_US | RMPA | External | Winter | B17 | 100 | 200 | 200 | 73.5 | 163.13 | 8 | 81.63
2040 | MAPP_US_2_RMPA | MAPP_US | RMPA | External | Winter | B18 | 400 | 200 | 200 | 146.53 | 155.23 | 8 | 0.71
2040 | MAPP_US_2_RMPA | MAPP_US | RMPA | External | Winter | B19 | 700 | 200 | 200 | 145.79 | 155.23 | 8 | 1.44
2040 | MAPP_US_2_RMPA | MAPP_US | RMPA | External | Winter | B20 | 935 | 200 | 200 | 73.5 | 114.65 | 8 | 33.15
2040 | NE_2_RMPA | NE | RMPA | External | Shoulder | B11 | 25 | 310 | 0 | 156.43 | 149.93 | 5 | 0
2040 | NE_2_RMPA | NE | RMPA | External | Shoulder | B12 | 200 | 310 | 0.32 | 145.72 | 150.71 | 5 | 0
2040 | NE_2_RMPA | NE | RMPA | External | Shoulder | B13 | 600 | 310 | 310 | 133.38 | 146.38 | 5 | 8
2040 | NE_2_RMPA | NE | RMPA | External | Shoulder | B14 | 900 | 310 | 310 | 97.13 | 146.38 | 5 | 44.25
2040 | NE_2_RMPA | NE | RMPA | External | Shoulder | B15 | 1203 | 310 | 310 | 34.56 | 125.48 | 5 | 85.92
2040 | NE_2_RMPA | NE | RMPA | External | Summer | B1 | 10 | 310 | 0 | 283.01 | 210.57 | 5 | 0
2040 | NE_2_RMPA | NE | RMPA | External | Summer | B2 | 25 | 310 | 0 | 278.01 | 192.16 | 5 | 0
2040 | NE_2_RMPA | NE | RMPA | External | Summer | B3 | 75 | 310 | 0 | 263.92 | 192.16 | 5 | 0
2040 | NE_2_RMPA | NE | RMPA | External | Summer | B4 | 100 | 310 | 0 | 197.1 | 189.1 | 5 | 0
2040 | NE_2_RMPA | NE | RMPA | External | Summer | B5 | 200 | 310 | 0 | 188.38 | 173.38 | 5 | 0
2040 | NE_2_RMPA | NE | RMPA | External | Summer | B6 | 300 | 310 | 0 | 175.58 | 165.32 | 5 | 0
2040 | NE_2_RMPA | NE | RMPA | External | Summer | B7 | 400 | 310 | 0 | 161.96 | 156.72 | 5 | 0
2040 | NE_2_RMPA | NE | RMPA | External | Summer | B8 | 500 | 310 | 310 | 145.06 | 156.72 | 5 | 6.66
2040 | NE_2_RMPA | NE | RMPA | External | Summer | B9 | 800 | 310 | 310 | 145.06 | 156.72 | 5 | 6.66
2040 | NE_2_RMPA | NE | RMPA | External | Summer | B10 | 1262 | 310 | 310 | 80.28 | 156.14 | 5 | 70.86
2040 | NE_2_RMPA | NE | RMPA | External | Winter | B16 | 25 | 310 | 310 | 34.56 | 163.13 | 5 | 123.57
2040 | NE_2_RMPA | NE | RMPA | External | Winter | B17 | 100 | 310 | 310 | 34.56 | 163.13 | 5 | 123.57
2040 | NE_2_RMPA | NE | RMPA | External | Winter | B18 | 400 | 310 | 310 | 141.53 | 155.23 | 5 | 8.71
2040 | NE_2_RMPA | NE | RMPA | External | Winter | B19 | 700 | 310 | 310 | 80.76 | 155.23 | 5 | 69.47
2040 | NE_2_RMPA | NE | RMPA | External | Winter | B20 | 935 | 310 | 310 | 34.56 | 114.65 | 5 | 75.09
2040 | NWPP_Coal_2_MAPP_US | NWPP_Coal | MAPP_US | External | Shoulder | B11 | 25 | 150 | 0 | 154.55 | 154.43 | 8 | 0
2040 | NWPP_Coal_2_MAPP_US | NWPP_Coal | MAPP_US | External | Shoulder | B12 | 200 | 150 | 0 | 154.55 | 144.83 | 8 | 0
2040 | NWPP_Coal_2_MAPP_US | NWPP_Coal | MAPP_US | External | Shoulder | B13 | 600 | 150 | 0 | 154.55 | 138.38 | 8 | 0
2040 | NWPP_Coal_2_MAPP_US | NWPP_Coal | MAPP_US | External | Shoulder | B14 | 900 | 150 | 0 | 154.55 | 138.32 | 8 | 0
2040 | NWPP_Coal_2_MAPP_US | NWPP_Coal | MAPP_US | External | Shoulder | B15 | 1203 | 150 | 0 | 154.55 | 72.89 | 8 | 0
2040 | NWPP_Coal_2_MAPP_US | NWPP_Coal | MAPP_US | External | Summer | B1 | 10 | 150 | 150 | 209.7 | 276.01 | 8 | 58.31
2040 | NWPP_Coal_2_MAPP_US | NWPP_Coal | MAPP_US | External | Summer | B2 | 25 | 150 | 150 | 183.31 | 276.01 | 8 | 84.71
2040 | NWPP_Coal_2_MAPP_US | NWPP_Coal | MAPP_US | External | Summer | B3 | 75 | 150 | 150 | 177.82 | 261.92 | 8 | 76.1
2040 | NWPP_Coal_2_MAPP_US | NWPP_Coal | MAPP_US | External | Summer | B4 | 100 | 150 | 150 | 166.57 | 190.1 | 8 | 15.53
2040 | NWPP_Coal_2_MAPP_US | NWPP_Coal | MAPP_US | External | Summer | B5 | 200 | 150 | 150 | 164.31 | 181.38 | 8 | 9.07
2040 | NWPP_Coal_2_MAPP_US | NWPP_Coal | MAPP_US | External | Summer | B6 | 300 | 150 | 150 | 164.31 | 173.32 | 8 | 1.01
2040 | NWPP_Coal_2_MAPP_US | NWPP_Coal | MAPP_US | External | Summer | B7 | 400 | 150 | 0 | 164.31 | 154.96 | 8 | 0
2040 | NWPP_Coal_2_MAPP_US | NWPP_Coal | MAPP_US | External | Summer | B8 | 500 | 150 | 0 | 164.31 | 143.06 | 8 | 0
2040 | NWPP_Coal_2_MAPP_US | NWPP_Coal | MAPP_US | External | Summer | B9 | 800 | 150 | 0 | 164.31 | 143.06 | 8 | 0
2040 | NWPP_Coal_2_MAPP_US | NWPP_Coal | MAPP_US | External | Summer | B10 | 1262 | 150 | 0 | 164.31 | 85.28 | 8 | 0
2040 | NWPP_Coal_2_MAPP_US | NWPP_Coal | MAPP_US | External | Winter | B16 | 25 | 150 | 0 | 156.59 | 68.14 | 8 | 0
2040 | NWPP_Coal_2_MAPP_US | NWPP_Coal | MAPP_US | External | Winter | B17 | 100 | 150 | 0 | 154.66 | 73.5 | 8 | 0
2040 | NWPP_Coal_2_MAPP_US | NWPP_Coal | MAPP_US | External | Winter | B18 | 400 | 150 | 0 | 154.52 | 146.53 | 8 | 0
2040 | NWPP_Coal_2_MAPP_US | NWPP_Coal | MAPP_US | External | Winter | B19 | 700 | 150 | 0 | 154.52 | 145.79 | 8 | 0
2040 | NWPP_Coal_2_MAPP_US | NWPP_Coal | MAPP_US | External | Winter | B20 | 935 | 150 | 0 | 154.52 | 73.5 | 8 | 0
2040 | RMPA_2_MAPP_US | RMPA | MAPP_US | External | Shoulder | B11 | 25 | 200 | 0 | 149.93 | 154.43 | 8 | 0
2040 | RMPA_2_MAPP_US | RMPA | MAPP_US | External | Shoulder | B12 | 200 | 200 | 0 | 150.71 | 144.83 | 8 | 0
2040 | RMPA_2_MAPP_US | RMPA | MAPP_US | External | Shoulder | B13 | 600 | 200 | 0 | 146.38 | 138.38 | 8 | 0
2040 | RMPA_2_MAPP_US | RMPA | MAPP_US | External | Shoulder | B14 | 900 | 200 | 0 | 146.38 | 138.32 | 8 | 0
2040 | RMPA_2_MAPP_US | RMPA | MAPP_US | External | Shoulder | B15 | 1203 | 200 | 0 | 125.48 | 72.89 | 8 | 0
2040 | RMPA_2_MAPP_US | RMPA | MAPP_US | External | Summer | B1 | 10 | 200 | 200 | 210.57 | 276.01 | 8 | 57.44
2040 | RMPA_2_MAPP_US | RMPA | MAPP_US | External | Summer | B2 | 25 | 200 | 200 | 192.16 | 276.01 | 8 | 75.86
2040 | RMPA_2_MAPP_US | RMPA | MAPP_US | External | Summer | B3 | 75 | 200 | 200 | 192.16 | 261.92 | 8 | 61.76
2040 | RMPA_2_MAPP_US | RMPA | MAPP_US | External | Summer | B4 | 100 | 200 | 0 | 189.1 | 190.1 | 8 | 0
2040 | RMPA_2_MAPP_US | RMPA | MAPP_US | External | Summer | B5 | 200 | 200 | 21.44 | 173.38 | 181.38 | 8 | 0
2040 | RMPA_2_MAPP_US | RMPA | MAPP_US | External | Summer | B6 | 300 | 200 | 42.36 | 165.32 | 173.32 | 8 | 0
2040 | RMPA_2_MAPP_US | RMPA | MAPP_US | External | Summer | B7 | 400 | 200 | 0 | 156.72 | 154.96 | 8 | 0
2040 | RMPA_2_MAPP_US | RMPA | MAPP_US | External | Summer | B8 | 500 | 200 | 0 | 156.72 | 143.06 | 8 | 0
2040 | RMPA_2_MAPP_US | RMPA | MAPP_US | External | Summer | B9 | 800 | 200 | 0 | 156.72 | 143.06 | 8 | 0
2040 | RMPA_2_MAPP_US | RMPA | MAPP_US | External | Summer | B10 | 1262 | 200 | 0 | 156.14 | 85.28 | 8 | 0
2040 | RMPA_2_MAPP_US | RMPA | MAPP_US | External | Winter | B16 | 25 | 200 | 0 | 163.13 | 68.14 | 8 | 0
2040 | RMPA_2_MAPP_US | RMPA | MAPP_US | External | Winter | B17 | 100 | 200 | 0 | 163.13 | 73.5 | 8 | 0
2040 | RMPA_2_MAPP_US | RMPA | MAPP_US | External | Winter | B18 | 400 | 200 | 0 | 155.23 | 146.53 | 8 | 0
2040 | RMPA_2_MAPP_US | RMPA | MAPP_US | External | Winter | B19 | 700 | 200 | 0 | 155.23 | 145.79 | 8 | 0
2040 | RMPA_2_MAPP_US | RMPA | MAPP_US | External | Winter | B20 | 935 | 200 | 0 | 114.65 | 73.5 | 8 | 0
2040 | RMPA_2_NE | RMPA | NE | External | Shoulder | B11 | 25 | 310 | 0.02 | 149.93 | 156.43 | 8 | 0
2040 | RMPA_2_NE | RMPA | NE | External | Shoulder | B12 | 200 | 310 | 0 | 150.71 | 145.72 | 8 | 0
2040 | RMPA_2_NE | RMPA | NE | External | Shoulder | B13 | 600 | 310 | 0 | 146.38 | 133.38 | 8 | 0
2040 | RMPA_2_NE | RMPA | NE | External | Shoulder | B14 | 900 | 310 | 0 | 146.38 | 97.13 | 8 | 0
2040 | RMPA_2_NE | RMPA | NE | External | Shoulder | B15 | 1203 | 310 | 0 | 125.48 | 34.56 | 8 | 0
2040 | RMPA_2_NE | RMPA | NE | External | Summer | B1 | 10 | 310 | 310 | 210.57 | 283.01 | 8 | 64.44
2040 | RMPA_2_NE | RMPA | NE | External | Summer | B2 | 25 | 310 | 310 | 192.16 | 278.01 | 8 | 77.86
2040 | RMPA_2_NE | RMPA | NE | External | Summer | B3 | 75 | 310 | 310 | 192.16 | 263.92 | 8 | 63.76
2040 | RMPA_2_NE | RMPA | NE | External | Summer | B4 | 100 | 310 | 198.76 | 189.1 | 197.1 | 8 | 0
2040 | RMPA_2_NE | RMPA | NE | External | Summer | B5 | 200 | 310 | 310 | 173.38 | 188.38 | 8 | 7
2040 | RMPA_2_NE | RMPA | NE | External | Summer | B6 | 300 | 310 | 310 | 165.32 | 175.58 | 8 | 2.25
2040 | RMPA_2_NE | RMPA | NE | External | Summer | B7 | 400 | 310 | 0 | 156.72 | 161.96 | 8 | 0
2040 | RMPA_2_NE | RMPA | NE | External | Summer | B8 | 500 | 310 | 0 | 156.72 | 145.06 | 8 | 0
2040 | RMPA_2_NE | RMPA | NE | External | Summer | B9 | 800 | 310 | 0 | 156.72 | 145.06 | 8 | 0
2040 | RMPA_2_NE | RMPA | NE | External | Summer | B10 | 1262 | 310 | 0 | 156.14 | 80.28 | 8 | 0
2040 | RMPA_2_NE | RMPA | NE | External | Winter | B16 | 25 | 310 | 0 | 163.13 | 34.56 | 8 | 0
2040 | RMPA_2_NE | RMPA | NE | External | Winter | B17 | 100 | 310 | 0 | 163.13 | 34.56 | 8 | 0
2040 | RMPA_2_NE | RMPA | NE | External | Winter | B18 | 400 | 310 | 0 | 155.23 | 141.53 | 8 | 0
2040 | RMPA_2_NE | RMPA | NE | External | Winter | B19 | 700 | 310 | 0 | 155.23 | 80.76 | 8 | 0
2040 | RMPA_2_NE | RMPA | NE | External | Winter | B20 | 935 | 310 | 0 | 114.65 | 34.56 | 8 | 0
2040 | RMPA_2_SPP_N | RMPA | SPP_N | External | Shoulder | B11 | 25 | 210 | 0.02 | 149.93 | 156.44 | 8 | 0
2040 | RMPA_2_SPP_N | RMPA | SPP_N | External | Shoulder | B12 | 200 | 210 | 0 | 150.71 | 145.71 | 8 | 0
2040 | RMPA_2_SPP_N | RMPA | SPP_N | External | Shoulder | B13 | 600 | 210 | 0 | 146.38 | 114.4 | 8 | 0
2040 | RMPA_2_SPP_N | RMPA | SPP_N | External | Shoulder | B14 | 900 | 210 | 0 | 146.38 | 34.56 | 8 | 0
2040 | RMPA_2_SPP_N | RMPA | SPP_N | External | Shoulder | B15 | 1203 | 210 | 0 | 125.48 | 34.56 | 8 | 0
2040 | RMPA_2_SPP_N | RMPA | SPP_N | External | Summer | B1 | 10 | 210 | 0 | 210.57 | 34.56 | 8 | 0
2040 | RMPA_2_SPP_N | RMPA | SPP_N | External | Summer | B2 | 25 | 210 | 210 | 192.16 | 259.8 | 8 | 59.64
2040 | RMPA_2_SPP_N | RMPA | SPP_N | External | Summer | B3 | 75 | 210 | 210 | 192.16 | 263.92 | 8 | 63.76
2040 | RMPA_2_SPP_N | RMPA | SPP_N | External | Summer | B4 | 100 | 210 | 0 | 189.1 | 192.08 | 8 | 0
2040 | RMPA_2_SPP_N | RMPA | SPP_N | External | Summer | B5 | 200 | 210 | 210 | 173.38 | 183.36 | 8 | 1.99
2040 | RMPA_2_SPP_N | RMPA | SPP_N | External | Summer | B6 | 300 | 210 | 210 | 165.32 | 175.56 | 8 | 2.24
2040 | RMPA_2_SPP_N | RMPA | SPP_N | External | Summer | B7 | 400 | 210 | 209.99 | 156.72 | 164.97 | 8 | 0.25
2040 | RMPA_2_SPP_N | RMPA | SPP_N | External | Summer | B8 | 500 | 210 | 0 | 156.72 | 149.98 | 8 | 0
2040 | RMPA_2_SPP_N | RMPA | SPP_N | External | Summer | B9 | 800 | 210 | 0 | 156.72 | 149.98 | 8 | 0
2040 | RMPA_2_SPP_N | RMPA | SPP_N | External | Summer | B10 | 1262 | 210 | 0 | 156.14 | 80.27 | 8 | 0
2040 | RMPA_2_SPP_N | RMPA | SPP_N | External | Winter | B16 | 25 | 210 | 0 | 163.13 | 34.56 | 8 | 0
2040 | RMPA_2_SPP_N | RMPA | SPP_N | External | Winter | B17 | 100 | 210 | 0 | 163.13 | 34.56 | 8 | 0
2040 | RMPA_2_SPP_N | RMPA | SPP_N | External | Winter | B18 | 400 | 210 | 0 | 155.23 | 141.54 | 8 | 0
2040 | RMPA_2_SPP_N | RMPA | SPP_N | External | Winter | B19 | 700 | 210 | 0 | 155.23 | 44.27 | 8 | 0
2040 | RMPA_2_SPP_N | RMPA | SPP_N | External | Winter | B20 | 935 | 210 | 0 | 114.65 | 34.56 | 8 | 0
2040 | SPP_N_2_RMPA | SPP_N | RMPA | External | Shoulder | B11 | 25 | 210 | 0 | 156.44 | 149.93 | 5 | 0
2040 | SPP_N_2_RMPA | SPP_N | RMPA | External | Shoulder | B12 | 200 | 210 | 151.44 | 145.71 | 150.71 | 5 | 0
2040 | SPP_N_2_RMPA | SPP_N | RMPA | External | Shoulder | B13 | 600 | 210 | 210 | 114.4 | 146.38 | 5 | 26.98
2040 | SPP_N_2_RMPA | SPP_N | RMPA | External | Shoulder | B14 | 900 | 210 | 210 | 34.56 | 146.38 | 5 | 106.82
2040 | SPP_N_2_RMPA | SPP_N | RMPA | External | Shoulder | B15 | 1203 | 210 | 210 | 34.56 | 125.48 | 5 | 85.92
2040 | SPP_N_2_RMPA | SPP_N | RMPA | External | Summer | B1 | 10 | 210 | 210 | 34.56 | 210.57 | 5 | 171.01
2040 | SPP_N_2_RMPA | SPP_N | RMPA | External | Summer | B2 | 25 | 210 | 0 | 259.8 | 192.16 | 5 | 0
2040 | SPP_N_2_RMPA | SPP_N | RMPA | External | Summer | B3 | 75 | 210 | 0 | 263.92 | 192.16 | 5 | 0
2040 | SPP_N_2_RMPA | SPP_N | RMPA | External | Summer | B4 | 100 | 210 | 0 | 192.08 | 189.1 | 5 | 0
2040 | SPP_N_2_RMPA | SPP_N | RMPA | External | Summer | B5 | 200 | 210 | 0 | 183.36 | 173.38 | 5 | 0
2040 | SPP_N_2_RMPA | SPP_N | RMPA | External | Summer | B6 | 300 | 210 | 0 | 175.56 | 165.32 | 5 | 0
2040 | SPP_N_2_RMPA | SPP_N | RMPA | External | Summer | B7 | 400 | 210 | 0 | 164.97 | 156.72 | 5 | 0
2040 | SPP_N_2_RMPA | SPP_N | RMPA | External | Summer | B8 | 500 | 210 | 210 | 149.98 | 156.72 | 5 | 1.74
2040 | SPP_N_2_RMPA | SPP_N | RMPA | External | Summer | B9 | 800 | 210 | 210 | 149.98 | 156.72 | 5 | 1.74
2040 | SPP_N_2_RMPA | SPP_N | RMPA | External | Summer | B10 | 1262 | 210 | 210 | 80.27 | 156.14 | 5 | 70.88
2040 | SPP_N_2_RMPA | SPP_N | RMPA | External | Winter | B16 | 25 | 210 | 210 | 34.56 | 163.13 | 5 | 123.57
2040 | SPP_N_2_RMPA | SPP_N | RMPA | External | Winter | B17 | 100 | 210 | 210 | 34.56 | 163.13 | 5 | 123.57
2040 | SPP_N_2_RMPA | SPP_N | RMPA | External | Winter | B18 | 400 | 210 | 210 | 141.54 | 155.23 | 5 | 8.69
2040 | SPP_N_2_RMPA | SPP_N | RMPA | External | Winter | B19 | 700 | 210 | 210 | 44.27 | 155.23 | 5 | 105.96
2040 | SPP_N_2_RMPA | SPP_N | RMPA | External | Winter | B20 | 935 | 210 | 210 | 34.56 | 114.65 | 5 | 75.09
2040 | SPP_S_2_ERCOT | SPP_S | ERCOT | External | Shoulder | B11 | 25 | 800 | 800 | 156.45 | 182.23 | 5 | 20.78
2040 | SPP_S_2_ERCOT | SPP_S | ERCOT | External | Shoulder | B12 | 200 | 800 | 800 | 145.72 | 182.23 | 5 | 31.5
2040 | SPP_S_2_ERCOT | SPP_S | ERCOT | External | Shoulder | B13 | 600 | 800 | 800 | 114.39 | 156.39 | 5 | 37
2040 | SPP_S_2_ERCOT | SPP_S | ERCOT | External | Shoulder | B14 | 900 | 800 | 800 | 34.56 | 156.39 | 5 | 116.83
2040 | SPP_S_2_ERCOT | SPP_S | ERCOT | External | Shoulder | B15 | 1203 | 800 | 800 | 34.56 | 100.81 | 5 | 61.25
2040 | SPP_S_2_ERCOT | SPP_S | ERCOT | External | Summer | B1 | 10 | 800 | 800 | 34.57 | 296.53 | 5 | 256.96
2040 | SPP_S_2_ERCOT | SPP_S | ERCOT | External | Summer | B2 | 25 | 800 | 799.99 | 259.8 | 267.33 | 5 | 2.53
2040 | SPP_S_2_ERCOT | SPP_S | ERCOT | External | Summer | B3 | 75 | 800 | 0 | 263.93 | 267.33 | 5 | 0
2040 | SPP_S_2_ERCOT | SPP_S | ERCOT | External | Summer | B4 | 100 | 800 | 799.98 | 192.1 | 197.47 | 5 | 0.38
2040 | SPP_S_2_ERCOT | SPP_S | ERCOT | External | Summer | B5 | 200 | 800 | 0 | 183.38 | 180.49 | 5 | 0
2040 | SPP_S_2_ERCOT | SPP_S | ERCOT | External | Summer | B6 | 300 | 800 | 0 | 180.71 | 180.49 | 5 | 0
2040 | SPP_S_2_ERCOT | SPP_S | ERCOT | External | Summer | B7 | 400 | 800 | 0 | 177.97 | 180.49 | 5 | 0
2040 | SPP_S_2_ERCOT | SPP_S | ERCOT | External | Summer | B8 | 500 | 800 | 800 | 154.74 | 180.49 | 5 | 20.75
2040 | SPP_S_2_ERCOT | SPP_S | ERCOT | External | Summer | B9 | 800 | 800 | 0 | 154.74 | 154.92 | 5 | 0
2040 | SPP_S_2_ERCOT | SPP_S | ERCOT | External | Summer | B10 | 1262 | 800 | 800 | 80.28 | 154.92 | 5 | 69.64
2040 | SPP_S_2_ERCOT | SPP_S | ERCOT | External | Winter | B16 | 25 | 800 | 800 | 34.56 | 185.84 | 5 | 146.28
2040 | SPP_S_2_ERCOT | SPP_S | ERCOT | External | Winter | B17 | 100 | 800 | 800 | 34.56 | 185.84 | 5 | 146.28
2040 | SPP_S_2_ERCOT | SPP_S | ERCOT | External | Winter | B18 | 400 | 800 | 800 | 141.54 | 159.46 | 5 | 12.92
2040 | SPP_S_2_ERCOT | SPP_S | ERCOT | External | Winter | B19 | 700 | 800 | 800 | 34.56 | 159.46 | 5 | 119.9
2040 | SPP_S_2_ERCOT | SPP_S | ERCOT | External | Winter | B20 | 935 | 800 | 800 | 34.56 | 100.67 | 5 | 61.11