## all years single line
Transmission Capacity Calculations | [6 empty] | OL75 | OL25
| From | To |  |  | Base Capacity |  | 2000 | 2000 |  | 100% | 100%
Line of Interest | ENT | SOCO |  |  | Max OL Capacity |  | 12110.71 | 14049.96 |  | 100% | 41.89%
[5 empty] | OL Cap Factor at Max Capacity |  | 13.14% | 20.98%
[5 empty] | Base Total Hour Shadow Price |  | 0.39646 | 0.39646
[5 empty] | Base Congested Hour Shadow Price |  | 5.7884 | 5.7884
| OL75 | OL25 |  |  | Overload Charge |  | 2.0993 | 0.69976 |  | Ruthven/Hadley/Chattopadhyay Curves
Minimum Overload Charge (RHC Parameter 0) | 0 | 0 |  |  | Weightd Avg OL Capacity |  | 1591.1754 | 2947.6196 |  | shadow price | Total Flow target capacity factor | Overload Flow Target Capacity Factor
Total Flow CF-Shadow Price Curve Parameter (RHC Parameter 1) | 2 |  | Target Total Flow CF | 100% | OL Cap to Meet Total Target Cap Factor |  | 0 | 0 |  | 0.5 | 100% | 40%
OL Flow CL-Shadow Price Curve Parameter (RHC Parameter 2) | 2 |  | Target Overload Flow CF | 34.55% | OL Capacity to meet OL Target Cap Factor |  | 930.9453 | 7036.4427 |  | 1 | 100% | 40%
Max OL Flow Target CF (RHC Parameter 3) | 40% |  |  | Average of Total and OL target Cap factor that meets min Charge (RHC) |  |  | 465.4727 | 3518.2213 |  | 1.5 | 100% | 40%
Threshold Interface Utilization (Johnson Parameter 1) | 90% | [7 empty] | Johnson Combined Method | 2 | 100% | 40%
Avg Cap Factor for Total Line (Johnson Parameter 2) | 75% |  |  | OL Line to give Avg CF = 75% (Johnson) |  |  | 1437.874 | 3421.3386 | 1797.3425 | 2.5 | 80% | 40%
Flow Duration Curve Target (NGO Parameter 1) | 20% | 20% | OL Capacity that meets Thrshold Duration using all years (NGO) |  |  |  | 3989.25 | 6639.87 |  | 3 | 66.67% | 40%
[6 empty] | average | 1964.1989 | 4526.4767 |  | 3.5 | 57.14% | 40%
Total Flow Min CF (RHC 4) | 50% |  |  |  |  | median | 1437.874 | 3518.2213 |  | 4 | 50% | 40%
OL Flow Min CF (RHC 5) | 20% | [8 empty] | 4.5 | 50% | 40%
[10 empty] | 5 | 50% | 40%
[10 empty] | 5.5 | 50% | 36.36%
[10 empty] | 6 | 50% | 33.33%
[10 empty] | 6.5 | 50% | 30.77%
[10 empty] | 7 | 50% | 28.57%
[10 empty] | 7.5 | 50% | 26.67%
[10 empty] | 8 | 50% | 25%
[10 empty] | 8.5 | 50% | 23.53%
[10 empty] | 9 | 50% | 22.22%
[10 empty] | 9.5 | 50% | 21.05%
[10 empty] | 10 | 50% | 20%
[10 empty] | 10.5 | 50% | 20%
[10 empty] | 11 | 50% | 20%
[10 empty] | 11.5 | 50% | 20%
[10 empty] | 12 | 50% | 20%
[10 empty] | 12.5 | 50% | 20%
[10 empty] | 13 | 50% | 20%
[10 empty] | 13.5 | 50% | 20%
[10 empty] | 14 | 50% | 20%
[10 empty] | 14.5 | 50% | 20%
[10 empty] | 15 | 50% | 20%
[10 empty] | 15.5 | 50% | 20%
[10 empty] | 16 | 50% | 20%
[10 empty] | 16.5 | 50% | 20%
[10 empty] | 17 | 50% | 20%
[10 empty] | 17.5 | 50% | 20%
[10 empty] | 18 | 50% | 20%
Note on B12: johnrm: Inserted this cell as needed this parameter to implement johnson suggested criteria

## AllLines
|  |  |  | Potential Hardened Overload Line Capacity | [5 empty] | 3797.3425 | 75%
From | To | Base Transfer Limit | Line name | Average of Total and OL target Cap factor that meets min Charge (RHC) |  | OL Capacity that meets Thrshold Duration using all years (NGO) |  | OL Line to give Avg CF = 75% (Johnson) |  | Johnson | Johnson | Johnson | Johnson | Johnson | OL75 Average | OL25 Average
|  |  |  | OL75 | OL25 | OL75 | OL25 | OL75 | OL25 | Combined | Average MW | Average MW | OL25/OL75 Ratio | Design Capacity Factor |  |  | OL75
|  |  | ENT_2_SOCO | 465.4727 | 3518.2213 | 3989.25 | 6639.87 | 1437.874 | 3421.3386 | 1797.3425 | 1078.4055 | 2566.004 | 2.3794 | 60% | 1964.1989 | 4526.4767 | Top 20 Lines | Average | Index |  | RHC | Johnson | NGO | Median | Average
ENT | MISO_MO-IL | 2260 | ENT_2_MISO_MO-IL | 0.010308 | 0.0080201 | 0 | 0 | 0 | 0 | 0 | 0 | 0 | 0 | 0% | 0.0034361 | 0.0026734 | 1 | 14510.0499 | 37 | MISO_W_2_PJM_ROR | 20047.1161 | 9815.6735 | 13667.36 | 13667.36 | 14510.0499
ENT | SOCO | 2000 | ENT_2_SOCO | 465.4727 | 3518.2213 | 3989.25 | 6639.87 | 1437.874 | 3421.3386 | 1797.3425 | 1078.4055 | 2566.004 | 2.3794 | 60% | 1964.1989 | 4526.4767 | 2 | 12944.6449 | 79 | SPP_N_2_ENT | 16163.8277 | 8618.5769 | 14051.53 | 14051.53 | 12944.6449
ENT | SPP_N | 1300 | ENT_2_SPP_N | 0.00031961 | 0.00031605 | 0 | 0 | 0 | 0 | 0 | 0 | 0 | 0 | 0% | 0.00010654 | 0.00010535 | 3 | 2988.4258 | 43 | NE_2_MISO_W | 4446.2451 | 1840.9521 | 2678.08 | 2678.08 | 2988.4258
ENT | SPP_S | 1300 | ENT_2_SPP_S | 0.00031961 | 0.00031605 | 0 | 0 | 0 | 0 | 0 | 0 | 0 | 0 | 0% | 0.00010654 | 0.00010535 | 4 | 1964.1989 | 2 | ENT_2_SOCO | 465.4727 | 1437.874 | 3989.25 | 1437.874 | 1964.1989
ENT | TVA_Transmission | 2100 | ENT_2_TVA_Transmission | 0.034182 | 0.037785 | 0 | 0 | 0 | 0 | 0 | 0 | 0 | 0 | 0% | 0.011394 | 0.012595 | 5 | 1786.5398 | 52 | NYISO_A-F_2_NYISO_G-I | 2634.0595 | 1603.8598 | 1121.7 | 1603.8598 | 1786.5398
FRCC | SOCO | 900 | FRCC_2_SOCO | 0.0087301 | 0.005109 | 0 | 0 | 0 | 0 | 0 | 0 | 0 | 0 | 0% | 0.00291 | 0.001703 | 6 | 1577.2001 | 84 | SPP_S_2_ENT | 2391.3107 | 1151.9097 | 1188.38 | 1188.38 | 1577.2001
IESO | MAPP_CA | 262 | IESO_2_MAPP_CA | 0.59569 | 0.77559 | 0.01 | 0.01 | 0 | 0 | 0 | 0 | 0 | 0 | 0% | 0.2019 | 0.26186 | 7 | 1457.1468 | 80 | SPP_N_2_MISO_MO-IL | 1989.397 | 1182.0834 | 1199.96 | 1199.96 | 1457.1468
IESO | MISO_MI | 1840 | IESO_2_MISO_MI | 1066.1877 | 3396.6263 | 0.03003 | 1921.41 | 825.4624 | 1613.5578 | 952.4567 | 619.0968 | 1210.1683 | 1.9547 | 65% | 630.5601 | 2310.5314 | 8 | 823.9964 | 17 | MISO_IN_2_MISO_MI | 184.799 | 1212.0702 | 1075.12 | 1075.12 | 823.9964
IESO | MISO_W | 140 | IESO_2_MISO_W | 53.8096 | 32.7904 | 0.01008 | 0.01002 | 107.6954 | 42.6476 | 89.7461 | 80.7715 | 31.9857 | 0.396 | 90% | 53.8383 | 25.1494 | 9 | 688.2853 | 39 | MISO_WUMS_2_MISO_MI | 0.27303 | 685.8528 | 1378.73 | 685.8528 | 688.2853
IESO | NYISO_A-F | 1725 | IESO_2_NYISO_A-F | 0.30861 | 677.8031 | 0.01015 | 0.04 | 0 | 0 | 0 | 0 | 0 | 0 | 0% | 0.10625 | 225.9477 | 10 | 630.5601 | 8 | IESO_2_MISO_MI | 1066.1877 | 825.4624 | 0.03003 | 825.4624 | 630.5601
MAPP_CA | IESO | 330 | MAPP_CA_2_IESO | 0.0016474 | 0.0035261 | 0 | 0 | 0 | 0 | 0 | 0 | 0 | 0 | 0% | 0.00054912 | 0.0011754 | 11 | 603.259 | 47 | NEISO_2_NYISO_J-K | 890.2705 | 586.2665 | 333.24 | 586.2665 | 603.259
MAPP_CA | MAPP_US | 372 | MAPP_CA_2_MAPP_US | 0.0066612 | 0.0052599 | 0 | 0 | 0 | 0 | 0 | 0 | 0 | 0 | 0% | 0.0022204 | 0.0017533 | 12 | 441.756 | 34 | MISO_W_2_MISO_MO-IL | 1325.0681 | 0 | 0.2 | 0.2 | 441.756
MAPP_CA | MISO_W | 1970 | MAPP_CA_2_MISO_W | 368.9593 | 446.6243 | 5e-05 | 3.61 | 0 | 0 | 0 | 0 | 0 | 0 | 0% | 122.9864 | 150.0781 | 13 | 384.0761 | 81 | SPP_N_2_MISO_W | 263.6436 | 888.4046 | 0.18 | 263.6436 | 384.0761
MAPP_US | MAPP_CA | 165 | MAPP_US_2_MAPP_CA | 0.045687 | 1.0065 | 0 | 0 | 0 | 0 | 0 | 0 | 0 | 0 | 0% | 0.015229 | 0.3355 | 14 | 260.7695 | 20 | MISO_IN_2_PJM_ROR | 0.34934 | 780.4992 | 1.46 | 1.46 | 260.7695
MAPP_US | MISO_W | 2635 | MAPP_US_2_MISO_W | 33.2366 | 42.1464 | 0 | 0 | 0 | 0 | 0 | 0 | 0 | 0 | 0% | 11.0789 | 14.0488 | 15 | 240.6006 | 83 | SPP_N_2_SPP_S | 43.4917 | 0 | 678.31 | 43.4917 | 240.6006
MAPP_US | NE | 2000 | MAPP_US_2_NE | 0.010813 | 0.011443 | 0 | 0 | 0 | 0 | 0 | 0 | 0 | 0 | 0% | 0.0036045 | 0.0038142 | 16 | 160.5027 | 44 | NE_2_SPP_N | 0.11801 | 0 | 481.39 | 0.11801 | 160.5027
MISO_IN | MISO_MI | 5000 | MISO_IN_2_MISO_MI | 184.799 | 1.2425 | 1075.12 | 0 | 1212.0702 | 0 | 1010.0585 | 909.0526 | 0 | 0.5 | 90% | 823.9964 | 0.41416 | 17 | 131.7223 | 35 | MISO_W_2_MISO_WUMS | 395.1568 | 0 | 0.01006 | 0.01006 | 131.7223
MISO_IN | MISO_MO-IL | 5000 | MISO_IN_2_MISO_MO-IL | 0.079475 | 0.10642 | 0 | 0 | 0 | 0 | 0 | 0 | 0 | 0 | 0% | 0.026492 | 0.035474 | 18 | 122.9864 | 13 | MAPP_CA_2_MISO_W | 368.9593 | 0 | 5e-05 | 5e-05 | 122.9864
MISO_IN | NonRTO_Midwest | 4800 | MISO_IN_2_NonRTO_Midwest | 3.041 | 4.7865 | 0 | 0 | 0 | 0 | 0 | 0 | 0 | 0 | 0% | 1.0137 | 1.5955 | 19 | 74.34 | 60 | NYISO_J-K_2_PJM_E | 0.02238 | 222.8385 | 0.159 | 0.159 | 74.34
MISO_IN | PJM_ROR | 992 | MISO_IN_2_PJM_ROR | 0.34934 | 0.12558 | 1.46 | 0 | 780.4992 | 0 | 650.416 | 585.3744 | 0 | 0.5 | 90% | 260.7695 | 0.041859 | 20 | 53.8383 | 9 | IESO_2_MISO_W | 53.8096 | 107.6954 | 0.01008 | 53.8096 | 53.8383
MISO_MI | IESO | 1580 | MISO_MI_2_IESO | 0.00034982 | 0.00032116 | 0 | 0 | 0 | 0 | 0 | 0 | 0 | 0 | 0% | 0.00011661 | 0.00010705
MISO_MI | MISO_IN | 2045 | MISO_MI_2_MISO_IN | 1.5509 | 7246.7938 | 0 | 9670.57 | 0 | 7795.9097 | 6496.5914 | 0 | 5846.9323 | 0.5 | 90% | 0.51697 | 8237.7578
MISO_MI | MISO_WUMS | 117 | MISO_MI_2_MISO_WUMS | 0.076144 | 0.086204 | 0 | 0 | 0 | 0 | 0 | 0 | 0 | 0 | 0% | 0.025381 | 0.028735 | OL25
MISO_MI | PJM_ROR | 1424 | MISO_MI_2_PJM_ROR | 0.048162 | 0.061609 | 0 | 0 | 0 | 0 | 0 | 0 | 0 | 0 | 0% | 0.016054 | 0.020536 | Top 20 Lines | Average | Index |  | RHC | Johnson | NGO | Median | Average
MISO_MO-IL | ENT | 2540 | MISO_MO-IL_2_ENT | 0.017858 | 0.0091663 | 0 | 0 | 0 | 0 | 0 | 0 | 0 | 0 | 0% | 0.0059527 | 0.0030554 | 1 | 32931.1312 | 37 | MISO_W_2_PJM_ROR | 44445.75 | 23477.0935 | 30870.55 | 30870.55 | 32931.1312
MISO_MO-IL | MISO_IN | 2100 | MISO_MO-IL_2_MISO_IN | 0.68722 | 46.9891 | 0.91 | 7519.75 | 0 | 3977.1084 | 3314.257 | 0 | 2982.8313 | 0.5 | 90% | 0.53241 | 3847.9492 | 2 | 15576.8824 | 79 | SPP_N_2_ENT | 19887.1679 | 11737.9492 | 15105.53 | 15105.53 | 15576.8824
MISO_MO-IL | MISO_W | 960 | MISO_MO-IL_2_MISO_W | 0.018225 | 0.029003 | 0 | 0 | 0 | 0 | 0 | 0 | 0 | 0 | 0% | 0.0060752 | 0.0096675 | 3 | 15271.2503 | 39 | MISO_WUMS_2_MISO_MI | 12135.335 | 16024.2059 | 17654.21 | 16024.2059 | 15271.2503
MISO_MO-IL | PJM_ROR | 1212 | MISO_MO-IL_2_PJM_ROR | 8.977 | 0.1056 | 0.06001 | 0 | 0 | 0 | 0 | 0 | 0 | 0 | 0% | 3.0123 | 0.035199 | 4 | 8237.7578 | 22 | MISO_MI_2_MISO_IN | 7246.7938 | 7795.9097 | 9670.57 | 7795.9097 | 8237.7578
MISO_MO-IL | SPP_N | 2000 | MISO_MO-IL_2_SPP_N | 0.00032787 | 0.00031499 | 0 | 0 | 0 | 0 | 0 | 0 | 0 | 0 | 0% | 0.00010929 | 0.000105 | 5 | 7425.258 | 43 | NE_2_MISO_W | 11125.5869 | 4454.5371 | 6695.65 | 6695.65 | 7425.258
MISO_MO-IL | TVA_Transmission | 4000 | MISO_MO-IL_2_TVA_Transmission | 0.042067 | 0.077224 | 0 | 0 | 0 | 0 | 0 | 0 | 0 | 0 | 0% | 0.014022 | 0.025741 | 6 | 6135.5931 | 34 | MISO_W_2_MISO_MO-IL | 8326.8726 | 4428.6169 | 5651.29 | 5651.29 | 6135.5931
MISO_W | IESO | 90 | MISO_W_2_IESO | 0.001374 | 0.0022295 | 0 | 0 | 0 | 0 | 0 | 0 | 0 | 0 | 0% | 0.00045799 | 0.00074317 | 7 | 5799.0127 | 80 | SPP_N_2_MISO_MO-IL | 7497.4548 | 3775.7834 | 6123.8 | 6123.8 | 5799.0127
MISO_W | MAPP_CA | 700 | MISO_W_2_MAPP_CA | 0.072041 | 0.18114 | 0 | 0 | 0 | 0 | 0 | 0 | 0 | 0 | 0% | 0.024014 | 0.060381 | 8 | 5239.1432 | 35 | MISO_W_2_MISO_WUMS | 7553.9811 | 3771.3484 | 4392.1 | 4392.1 | 5239.1432
MISO_W | MAPP_US | 2300 | MISO_W_2_MAPP_US | 0.0055264 | 0.00034871 | 0 | 0 | 0 | 0 | 0 | 0 | 0 | 0 | 0% | 0.0018421 | 0.00011624 | 9 | 4526.4767 | 2 | ENT_2_SOCO | 3518.2213 | 3421.3386 | 6639.87 | 3518.2213 | 4526.4767
MISO_W | MISO_MO-IL | 3800 | MISO_W_2_MISO_MO-IL | 1325.0681 | 8326.8726 | 0.2 | 5651.29 | 0 | 4428.6169 | 3690.5141 | 0 | 3321.4627 | 0.5 | 90% | 441.756 | 6135.5931 | 10 | 4524.6285 | 84 | SPP_S_2_ENT | 6292.6344 | 2692.541 | 4588.71 | 4588.71 | 4524.6285
MISO_W | MISO_WUMS | 1629 | MISO_W_2_MISO_WUMS | 395.1568 | 7553.9811 | 0.01006 | 4392.1 | 0 | 3771.3484 | 3142.7904 | 0 | 2828.5113 | 0.5 | 90% | 131.7223 | 5239.1432 | 11 | 3847.9492 | 26 | MISO_MO-IL_2_MISO_IN | 46.9891 | 3977.1084 | 7519.75 | 3977.1084 | 3847.9492
MISO_W | NE | 2800 | MISO_W_2_NE | 0.00052419 | 0.00037712 | 0 | 0 | 0 | 0 | 0 | 0 | 0 | 0 | 0% | 0.00017473 | 0.00012571 | 12 | 3109.5026 | 44 | NE_2_SPP_N | 2336.6464 | 2954.2813 | 4037.58 | 2954.2813 | 3109.5026
MISO_W | PJM_ROR | 773 | MISO_W_2_PJM_ROR | 20047.1161 | 44445.75 | 13667.36 | 30870.55 | 9815.6735 | 23477.0935 | 12269.5918 | 7361.7551 | 17607.8202 | 2.3918 | 60% | 14510.0499 | 32931.1312 | 13 | 2697.0214 | 52 | NYISO_A-F_2_NYISO_G-I | 3935.74 | 2135.9542 | 2019.37 | 2135.9542 | 2697.0214
MISO_W | SPP_N | 3200 | MISO_W_2_SPP_N | 0.00067822 | 0.0004767 | 0 | 0 | 0 | 0 | 0 | 0 | 0 | 0 | 0% | 0.00022607 | 0.0001589 | 14 | 2310.5314 | 8 | IESO_2_MISO_MI | 3396.6263 | 1613.5578 | 1921.41 | 1921.41 | 2310.5314
MISO_WUMS | MISO_MI | 99 | MISO_WUMS_2_MISO_MI | 0.27303 | 12135.335 | 1378.73 | 17654.21 | 685.8528 | 16024.2059 | 1028.7793 | 514.3896 | 12018.1544 | 23.3639 | 50% | 688.2853 | 15271.2503 | 15 | 1786.1137 | 72 | PJM_ROR_2_PJM_ROM | 0.81376 | 2501.4074 | 2856.12 | 2501.4074 | 1786.1137
MISO_WUMS | MISO_W | 1137 | MISO_WUMS_2_MISO_W | 0.010881 | 0.029847 | 0 | 0.02 | 0 | 0 | 0 | 0 | 0 | 0 | 0% | 0.003627 | 0.016616 | 16 | 1314.2869 | 47 | NEISO_2_NYISO_J-K | 1556.1333 | 721.0274 | 1665.7 | 1556.1333 | 1314.2869
MISO_WUMS | PJM_ROR | 1600 | MISO_WUMS_2_PJM_ROR | 0.090962 | 0.0897 | 0.09001 | 0 | 0 | 0 | 0 | 0 | 0 | 0 | 0% | 0.060324 | 0.0299 | 17 | 1060.6115 | 83 | SPP_N_2_SPP_S | 24.6846 | 0 | 3157.15 | 24.6846 | 1060.6115
NE | MAPP_US | 1600 | NE_2_MAPP_US | 0.02779 | 0.016923 | 0 | 0 | 0 | 0 | 0 | 0 | 0 | 0 | 0% | 0.0092632 | 0.005641 | 18 | 419.988 | 74 | PJM_ROR_2_VACAR | 0.60412 | 0 | 1259.36 | 0.60412 | 419.988
NE | MISO_W | 1600 | NE_2_MISO_W | 4446.2451 | 11125.5869 | 2678.08 | 6695.65 | 1840.9521 | 4454.5371 | 2301.1901 | 1380.7141 | 3340.9028 | 2.4197 | 60% | 2988.4258 | 7425.258 | 19 | 225.9477 | 10 | IESO_2_NYISO_A-F | 677.8031 | 0 | 0.04 | 0.04 | 225.9477
NE | SPP_N | 1800 | NE_2_SPP_N | 0.11801 | 2336.6464 | 481.39 | 4037.58 | 0 | 2954.2813 | 2461.9011 | 0 | 2215.711 | 0.5 | 90% | 160.5027 | 3109.5026 | 20 | 150.0781 | 13 | MAPP_CA_2_MISO_W | 446.6243 | 0 | 3.61 | 3.61 | 150.0781
NEISO | NYISO_A-F | 600 | NEISO_2_NYISO_A-F | 0.022479 | 0.036261 | 0 | 0 | 0 | 0 | 0 | 0 | 0 | 0 | 0% | 0.0074929 | 0.012087
NEISO | NYISO_G-I | 600 | NEISO_2_NYISO_G-I | 1.4686 | 0.14313 | 0.03001 | 0.08001 | 0 | 0 | 0 | 0 | 0 | 0 | 0% | 0.49952 | 0.074379
NEISO | NYISO_J-K | 430 | NEISO_2_NYISO_J-K | 890.2705 | 1556.1333 | 333.24 | 1665.7 | 586.2665 | 721.0274 | 628.1427 | 439.6999 | 540.7705 | 1.2299 | 70% | 603.259 | 1314.2869
NonRTO_Midwest | MISO_IN | 4450 | NonRTO_Midwest_2_MISO_IN | 0.0053702 | 0.00045704 | 0 | 0 | 0 | 0 | 0 | 0 | 0 | 0 | 0% | 0.0017901 | 0.00015235
NonRTO_Midwest | TVA_Transmission | 2400 | NonRTO_Midwest_2_TVA_Transmission | 0.017129 | 0.010938 | 0 | 0 | 0 | 0 | 0 | 0 | 0 | 0 | 0% | 0.0057097 | 0.0036461
NYISO_A-F | IESO | 1600 | NYISO_A-F_2_IESO | 0.00047277 | 0.00040011 | 0 | 0 | 0 | 0 | 0 | 0 | 0 | 0 | 0% | 0.00015759 | 0.00013337
NYISO_A-F | NEISO | 600 | NYISO_A-F_2_NEISO | 0.014534 | 0.014417 | 0 | 0 | 0 | 0 | 0 | 0 | 0 | 0 | 0% | 0.0048447 | 0.0048056
NYISO_A-F | NYISO_G-I | 4250 | NYISO_A-F_2_NYISO_G-I | 2634.0595 | 3935.74 | 1121.7 | 2019.37 | 1603.8598 | 2135.9542 | 1718.4212 | 1202.8949 | 1601.9657 | 1.3318 | 70% | 1786.5398 | 2697.0214
NYISO_A-F | PJM_ROM | 1000 | NYISO_A-F_2_PJM_ROM | 0.05263 | 0.058076 | 0.01001 | 1e-05 | 0 | 0 | 0 | 0 | 0 | 0 | 0% | 0.02088 | 0.019362
NYISO_G-I | NEISO | 600 | NYISO_G-I_2_NEISO | 0.011833 | 0.013225 | 0 | 0 | 0 | 0 | 0 | 0 | 0 | 0 | 0% | 0.0039444 | 0.0044082
NYISO_G-I | NYISO_A-F | 1999 | NYISO_G-I_2_NYISO_A-F | 0.10219 | 0.086748 | 0 | 0 | 0 | 0 | 0 | 0 | 0 | 0 | 0% | 0.034062 | 0.028916
NYISO_G-I | NYISO_J-K | 6130 | NYISO_G-I_2_NYISO_J-K | 0.40722 | 11.6743 | 0 | 211.21 | 0 | 0 | 0 | 0 | 0 | 0 | 0% | 0.13574 | 74.2948
NYISO_G-I | PJM_E | 1500 | NYISO_G-I_2_PJM_E | 0.01094 | 0.01427 | 0 | 0 | 0 | 0 | 0 | 0 | 0 | 0 | 0% | 0.0036467 | 0.0047568
NYISO_J-K | NEISO | 0.001 | NYISO_J-K_2_NEISO | 0.011494 | 0.012721 | 0.00927 | 0.0093 | 0.015472 | 0.01649 | 0.015472 | 0.011604 | 0.012367 | 1.0658 | 75% | 0.012079 | 0.012837
NYISO_J-K | NYISO_G-I | 1999 | NYISO_J-K_2_NYISO_G-I | 2.6138 | 1.719 | 0 | 0 | 0 | 0 | 0 | 0 | 0 | 0 | 0% | 0.87127 | 0.57299
NYISO_J-K | PJM_E | 0.001 | NYISO_J-K_2_PJM_E | 0.02238 | 0.015313 | 0.159 | 0.03902 | 222.8385 | 130.4414 | 185.6987 | 167.1289 | 97.8311 | 0.58536 | 90% | 74.34 | 43.4986
PJM_E | NYISO_G-I | 500 | PJM_E_2_NYISO_G-I | 0.019279 | 0.012938 | 0 | 0 | 0 | 0 | 0 | 0 | 0 | 0 | 0% | 0.0064264 | 0.0043126
PJM_E | NYISO_J-K | 330 | PJM_E_2_NYISO_J-K | 0.024035 | 0.015134 | 0 | 0 | 0 | 0 | 0 | 0 | 0 | 0 | 0% | 0.0080117 | 0.0050447
PJM_E | PJM_ROM | 8000 | PJM_E_2_PJM_ROM | 19.7647 | 11.5443 | 0 | 0 | 0 | 0 | 0 | 0 | 0 | 0 | 0% | 6.5882 | 3.8481
PJM_ROM | NYISO_A-F | 2000 | PJM_ROM_2_NYISO_A-F | 0.0096401 | 0.0097826 | 0 | 0 | 0 | 0 | 0 | 0 | 0 | 0 | 0% | 0.0032134 | 0.0032609
PJM_ROM | PJM_E | 8000 | PJM_ROM_2_PJM_E | 21.1319 | 19.8963 | 0 | 0 | 0 | 0 | 0 | 0 | 0 | 0 | 0% | 7.044 | 6.6321
PJM_ROM | PJM_ROR | 8000 | PJM_ROM_2_PJM_ROR | 1.7021 | 0.57352 | 0 | 0 | 0 | 0 | 0 | 0 | 0 | 0 | 0% | 0.56738 | 0.19117
PJM_ROR | MISO_IN | 909 | PJM_ROR_2_MISO_IN | 0.021669 | 0.027275 | 0 | 0 | 0 | 0 | 0 | 0 | 0 | 0 | 0% | 0.0072229 | 0.0090917
PJM_ROR | MISO_MI | 1305 | PJM_ROR_2_MISO_MI | 0.027284 | 0.027275 | 0 | 0 | 0 | 0 | 0 | 0 | 0 | 0 | 0% | 0.0090948 | 0.0090917
PJM_ROR | MISO_MO-IL | 1111 | PJM_ROR_2_MISO_MO-IL | 0.019027 | 0.025074 | 0 | 0 | 0 | 0 | 0 | 0 | 0 | 0 | 0% | 0.0063424 | 0.0083581
PJM_ROR | MISO_W | 709 | PJM_ROR_2_MISO_W | 0.0062604 | 0.0091468 | 0 | 0 | 0 | 0 | 0 | 0 | 0 | 0 | 0% | 0.0020868 | 0.0030489
PJM_ROR | MISO_WUMS | 1467 | PJM_ROR_2_MISO_WUMS | 0.021039 | 0.021421 | 0 | 0 | 0 | 0 | 0 | 0 | 0 | 0 | 0% | 0.0070131 | 0.0071404
PJM_ROR | PJM_ROM | 8000 | PJM_ROR_2_PJM_ROM | 0.085116 | 0.81376 | 0.26 | 2856.12 | 0 | 2501.4074 | 2084.5061 | 0 | 1876.0555 | 0.5 | 90% | 0.11504 | 1786.1137
PJM_ROR | TVA_Transmission | 2500 | PJM_ROR_2_TVA_Transmission | 0.035911 | 0.14971 | 0 | 0 | 0 | 0 | 0 | 0 | 0 | 0 | 0% | 0.01197 | 0.049902
PJM_ROR | VACAR | 3000 | PJM_ROR_2_VACAR | 0.041532 | 0.60412 | 0 | 1259.36 | 0 | 0 | 0 | 0 | 0 | 0 | 0% | 0.013844 | 419.988
SOCO | ENT | 2400 | SOCO_2_ENT | 0.00068934 | 0.000373 | 0 | 0 | 0 | 0 | 0 | 0 | 0 | 0 | 0% | 0.00022978 | 0.00012433
SOCO | FRCC | 3700 | SOCO_2_FRCC | 0.035154 | 0.054685 | 0 | 0 | 0 | 0 | 0 | 0 | 0 | 0 | 0% | 0.011718 | 0.018228
SOCO | TVA_Transmission | 2600 | SOCO_2_TVA_Transmission | 0.0084091 | 0.002509 | 0 | 0 | 0 | 0 | 0 | 0 | 0 | 0 | 0% | 0.002803 | 0.00083633
SOCO | VACAR | 2000 | SOCO_2_VACAR | 0.0088365 | 0.0024471 | 0 | 0 | 0 | 0 | 0 | 0 | 0 | 0 | 0% | 0.0029455 | 0.00081569
SPP_N | ENT | 1800 | SPP_N_2_ENT | 16163.8277 | 19887.1679 | 14051.53 | 15105.53 | 8618.5769 | 11737.9492 | 9234.1895 | 6463.9327 | 8803.4619 | 1.3619 | 70% | 12944.6449 | 15576.8824
SPP_N | MISO_MO-IL | 2000 | SPP_N_2_MISO_MO-IL | 1989.397 | 7497.4548 | 1199.96 | 6123.8 | 1182.0834 | 3775.7834 | 1773.125 | 886.5625 | 2831.8376 | 3.1942 | 50% | 1457.1468 | 5799.0127
SPP_N | MISO_W | 750 | SPP_N_2_MISO_W | 263.6436 | 199.4825 | 0.18 | 0.1 | 888.4046 | 0 | 740.3372 | 666.3035 | 0 | 0.5 | 90% | 384.0761 | 66.5275
SPP_N | NE | 330 | SPP_N_2_NE | 0.028074 | 0.048325 | 0 | 0 | 0 | 192.8519 | 160.7099 | 0 | 144.6389 | 0.5 | 90% | 0.0093582 | 64.3001
SPP_N | SPP_S | 4000 | SPP_N_2_SPP_S | 43.4917 | 24.6846 | 678.31 | 3157.15 | 0 | 0 | 0 | 0 | 0 | 0 | 0% | 240.6006 | 1060.6115
SPP_S | ENT | 850 | SPP_S_2_ENT | 2391.3107 | 6292.6344 | 1188.38 | 4588.71 | 1151.9097 | 2692.541 | 1439.8871 | 863.9323 | 2019.4058 | 2.3375 | 60% | 1577.2001 | 4524.6285
SPP_S | SPP_N | 640 | SPP_S_2_SPP_N | 0.037026 | 0.090583 | 0 | 0 | 0 | 0 | 0 | 0 | 0 | 0 | 0% | 0.012342 | 0.030194
TVA | ENT | 500 | TVA_2_ENT | 0.0061294 | 0.00053059 | 0 | 0 | 0 | 0 | 0 | 0 | 0 | 0 | 0% | 0.0020431 | 0.00017686
TVA | MISO_MO-IL | 50 | TVA_2_MISO_MO-IL | 0.0017038 | 0.00045227 | 0 | 0 | 0 | 0 | 0 | 0 | 0 | 0 | 0% | 0.00056792 | 0.00015076
TVA | NonRTO_Midwest | 100 | TVA_2_NonRTO_Midwest | 0.010142 | 0.0078337 | 0 | 0 | 0 | 0 | 0 | 0 | 0 | 0 | 0% | 0.0033805 | 0.0026112
TVA | PJM_ROR | 50 | TVA_2_PJM_ROR | 0.0076809 | 0.00047851 | 0 | 0 | 0 | 0 | 0 | 0 | 0 | 0 | 0% | 0.0025603 | 0.0001595
TVA | SOCO | 500 | TVA_2_SOCO | 0.024172 | 0.014172 | 0 | 0 | 0 | 0 | 0 | 0 | 0 | 0 | 0% | 0.0080574 | 0.004724
TVA | VACAR | 150 | TVA_2_VACAR | 0.013053 | 0.0078982 | 0 | 0 | 0 | 0 | 0 | 0 | 0 | 0 | 0% | 0.004351 | 0.0026327
TVA_Transmission | ENT | 3000 | TVA_Transmission_2_ENT | 0.0052761 | 0.00046429 | 0 | 0 | 0 | 0 | 0 | 0 | 0 | 0 | 0% | 0.0017587 | 0.00015476
TVA_Transmission | MISO_MO-IL | 4000 | TVA_Transmission_2_MISO_MO-IL | 0.00076995 | 0.00037937 | 0 | 0 | 0 | 0 | 0 | 0 | 0 | 0 | 0% | 0.00025665 | 0.00012646
TVA_Transmission | NonRTO_Midwest | 700 | TVA_Transmission_2_NonRTO_Midwest | 0.011641 | 0.008231 | 0 | 0 | 0 | 0 | 0 | 0 | 0 | 0 | 0% | 0.0038804 | 0.0027437
TVA_Transmission | PJM_ROR | 2000 | TVA_Transmission_2_PJM_ROR | 0.0067018 | 0.00041553 | 0 | 0 | 0 | 0 | 0 | 0 | 0 | 0 | 0% | 0.0022339 | 0.00013851
TVA_Transmission | SOCO | 3200 | TVA_Transmission_2_SOCO | 0.019972 | 0.009118 | 0 | 0 | 0 | 0 | 0 | 0 | 0 | 0 | 0% | 0.0066574 | 0.0030393
TVA_Transmission | TVA | 99999 | TVA_Transmission_2_TVA | 11.3686 | 12.3381 | 0 | 0 | 0 | 0 | 0 | 0 | 0 | 0 | 0% | 3.7895 | 4.1127
TVA_Transmission | VACAR | 900 | TVA_Transmission_2_VACAR | 0.013176 | 0.0077932 | 0 | 0 | 0 | 0 | 0 | 0 | 0 | 0 | 0% | 0.0043919 | 0.0025977
VACAR | PJM_ROR | 2000 | VACAR_2_PJM_ROR | 0.0074327 | 0.00048852 | 0 | 0 | 0 | 0 | 0 | 0 | 0 | 0 | 0% | 0.0024776 | 0.00016284
VACAR | SOCO | 3000 | VACAR_2_SOCO | 0.027592 | 0.017079 | 0 | 0 | 0 | 0 | 0 | 0 | 0 | 0 | 0% | 0.0091975 | 0.0056929
VACAR | TVA_Transmission | 900 | VACAR_2_TVA_Transmission | 0.017603 | 0.012218 | 0 | 0 | 0 | 0 | 0 | 0 | 0 | 0 | 0% | 0.0058677 | 0.0040727

## Data
Transmission Table 1 - Eastern Interconnection
[8 empty] | Base Flow |  |  | Overload flow |  | Base Flow Shadow Price (2010$) |  |  | Overload Charge (2010$)
Line name | From | To | Year | Block | Duration | Dur w/OL | Base Transfer Limit | BAU | OL75 | OL25 | OL75 | OL25 | BAU | OL75 | OL25 | Duration Weight | OL75 | OL25 | flag
ENT_2_MISO_MO-IL | ENT | MISO_MO-IL | 2015 | B01 | 10 | 10 | 2260 | 0 | 0.28 | 0.21 | 0.31 | 0.23 | 0 | 0 | 0 | 0 | 0 | 0
ENT_2_MISO_MO-IL | ENT | MISO_MO-IL | 2015 | B02 | 25 | 25 | 2260 | 0 | 0.12 | 0.09 | 0.13 | 0.09 | 0 | 0 | 0 | 0 | 0 | 0
ENT_2_MISO_MO-IL | ENT | MISO_MO-IL | 2015 | B03 | 75 | 75 | 2260 | 0 | 0.03 | 0.03 | 0.04 | 0.03 | 0 | 0 | 0 | 0 | 0 | 0
ENT_2_MISO_MO-IL | ENT | MISO_MO-IL | 2015 | B04 | 100 | 100 | 2260 | 0 | 0.02 | 0.01 | 0.02 | 0.01 | 0 | 0 | 0 | 0 | 0 | 0
ENT_2_MISO_MO-IL | ENT | MISO_MO-IL | 2015 | B05 | 200 | 200 | 2260 | 0 | 0.01 | 0.01 | 0.01 | 0.01 | 0 | 0 | 0 | 0 | 0 | 0
ENT_2_MISO_MO-IL | ENT | MISO_MO-IL | 2015 | B06 | 300 | 300 | 2260 | 0 | 0.01 | 0 | 0.01 | 0 | 0 | 0 | 0 | 0 | 0 | 0
ENT_2_MISO_MO-IL | ENT | MISO_MO-IL | 2015 | B07 | 400 | 400 | 2260 | 0 | 0.01 | 0 | 0.01 | 0 | 0 | 0 | 0 | 0 | 0 | 0
ENT_2_MISO_MO-IL | ENT | MISO_MO-IL | 2015 | B08 | 500 | 0 | 2260 | 0 | 0 | 0 | 0 | 0 | 0 | 0 | 0 | 0 | 0 | 0
ENT_2_MISO_MO-IL | ENT | MISO_MO-IL | 2015 | B09 | 800 | 0 | 2260 | 0 | 0 | 0 | 0 | 0 | 0 | 0 | 0 | 0 | 0 | 0
ENT_2_MISO_MO-IL | ENT | MISO_MO-IL | 2015 | B10 | 1262 | 0 | 2260 | 0 | 0 | 0 | 0 | 0 | 0 | 0 | 0 | 0 | 0 | 0
ENT_2_MISO_MO-IL | ENT | MISO_MO-IL | 2015 | B11 | 25 | 25 | 2260 | 0 | 0.08 | 0.06 | 0.08 | 0.06 | 0 | 0 | 0 | 0 | 0 | 0
ENT_2_MISO_MO-IL | ENT | MISO_MO-IL | 2015 | B12 | 200 | 200 | 2260 | 0 | 0.02 | 0.02 | 0.02 | 0.02 | 0 | 0 | 0 | 0 | 0 | 0
ENT_2_MISO_MO-IL | ENT | MISO_MO-IL | 2015 | B13 | 600 | 600 | 2260 | 0 | 0 | 0 | 0.01 | 0 | 0 | 0 | 0 | 0 | 0 | 0
ENT_2_MISO_MO-IL | ENT | MISO_MO-IL | 2015 | B14 | 900 | 0 | 2260 | 0 | 0 | 0 | 0 | 0 | 0 | 0 | 0 | 0 | 0 | 0
ENT_2_MISO_MO-IL | ENT | MISO_MO-IL | 2015 | B15 | 1203 | 0 | 2260 | 0 | 0 | 0 | 0 | 0 | 0 | 0 | 0 | 0 | 0 | 0
ENT_2_MISO_MO-IL | ENT | MISO_MO-IL | 2015 | B16 | 25 | 25 | 2260 | 0 | 0.12 | 0.08 | 0.13 | 0.08 | 0 | 0 | 0 | 0 | 0 | 0
ENT_2_MISO_MO-IL | ENT | MISO_MO-IL | 2015 | B17 | 100 | 100 | 2260 | 0 | 0.08 | 0.05 | 0.08 | 0.06 | 0 | 0 | 0 | 0 | 0 | 0
ENT_2_MISO_MO-IL | ENT | MISO_MO-IL | 2015 | B18 | 400 | 400 | 2260 | 0 | 0.01 | 0.01 | 0.01 | 0.01 | 0 | 0 | 0 | 0 | 0 | 0
ENT_2_MISO_MO-IL | ENT | MISO_MO-IL | 2015 | B19 | 700 | 0 | 2260 | 0 | 0 | 0 | 0 | 0 | 0 | 0 | 0 | 0 | 0 | 0
ENT_2_MISO_MO-IL | ENT | MISO_MO-IL | 2015 | B20 | 935 | 0 | 2260 | 0 | 0 | 0 | 0 | 0 | 0 | 0 | 0 | 0 | 0 | 0
ENT_2_MISO_MO-IL | ENT | MISO_MO-IL | 2020 | B01 | 10 | 10 | 2260 | 0 | 0.44 | 0.28 | 0.48 | 0.31 | 0 | 0 | 0 | 0 | 0 | 0
ENT_2_MISO_MO-IL | ENT | MISO_MO-IL | 2020 | B02 | 25 | 25 | 2260 | 0 | 0.15 | 0.11 | 0.16 | 0.12 | 0 | 0 | 0 | 0 | 0 | 0
ENT_2_MISO_MO-IL | ENT | MISO_MO-IL | 2020 | B03 | 75 | 75 | 2260 | 0 | 0.05 | 0.04 | 0.05 | 0.04 | 0 | 0 | 0 | 0 | 0 | 0
ENT_2_MISO_MO-IL | ENT | MISO_MO-IL | 2020 | B04 | 100 | 100 | 2260 | 0 | 0.03 | 0.02 | 0.04 | 0.02 | 0 | 0 | 0 | 0 | 0 | 0
ENT_2_MISO_MO-IL | ENT | MISO_MO-IL | 2020 | B05 | 200 | 200 | 2260 | 0 | 0.02 | 0.01 | 0.02 | 0.01 | 0 | 0 | 0 | 0 | 0 | 0
ENT_2_MISO_MO-IL | ENT | MISO_MO-IL | 2020 | B06 | 300 | 300 | 2260 | 0 | 0.01 | 0.01 | 0.01 | 0.01 | 0 | 0 | 0 | 0 | 0 | 0
ENT_2_MISO_MO-IL | ENT | MISO_MO-IL | 2020 | B07 | 400 | 400 | 2260 | 0 | 0.01 | 0.01 | 0.01 | 0.01 | 0 | 0 | 0 | 0 | 0 | 0
ENT_2_MISO_MO-IL | ENT | MISO_MO-IL | 2020 | B08 | 500 | 500 | 2260 | 0 | 0.01 | 0 | 0.01 | 0 | 0 | 0 | 0 | 0 | 0 | 0
ENT_2_MISO_MO-IL | ENT | MISO_MO-IL | 2020 | B09 | 800 | 0 | 2260 | 0 | 0 | 0 | 0 | 0 | 0 | 0 | 0 | 0 | 0 | 0
ENT_2_MISO_MO-IL | ENT | MISO_MO-IL | 2020 | B10 | 1262 | 0 | 2260 | 0 | 0 | 0 | 0 | 0 | 0 | 0 | 0 | 0 | 0 | 0
ENT_2_MISO_MO-IL | ENT | MISO_MO-IL | 2020 | B11 | 25 | 25 | 2260 | 0 | 0.11 | 0.09 | 0.13 | 0.1 | 0 | 0 | 0 | 0 | 0 | 0
ENT_2_MISO_MO-IL | ENT | MISO_MO-IL | 2020 | B12 | 200 | 200 | 2260 | 0 | 0.02 | 0.01 | 0.02 | 0.01 | 0 | 0 | 0 | 0 | 0 | 0
ENT_2_MISO_MO-IL | ENT | MISO_MO-IL | 2020 | B13 | 600 | 600 | 2260 | 0 | 0.01 | 0 | 0.01 | 0 | 0 | 0 | 0 | 0 | 0 | 0
ENT_2_MISO_MO-IL | ENT | MISO_MO-IL | 2020 | B14 | 900 | 0 | 2260 | 0 | 0 | 0 | 0 | 0 | 0 | 0 | 0 | 0 | 0 | 0
ENT_2_MISO_MO-IL | ENT | MISO_MO-IL | 2020 | B15 | 1203 | 0 | 2260 | 0 | 0 | 0 | 0 | 0 | 0 | 0 | 0 | 0 | 0 | 0
ENT_2_MISO_MO-IL | ENT | MISO_MO-IL | 2020 | B16 | 25 | 25 | 2260 | 96.73 | 0.18 | 0.11 | 0.2 | 0.12 | 0 | 0 | 0 | 0 | 0 | 0
ENT_2_MISO_MO-IL | ENT | MISO_MO-IL | 2020 | B17 | 100 | 100 | 2260 | 0 | 0.05 | 0.03 | 0.05 | 0.03 | 0 | 0 | 0 | 0 | 0 | 0
ENT_2_MISO_MO-IL | ENT | MISO_MO-IL | 2020 | B18 | 400 | 400 | 2260 | 0 | 0.01 | 0.01 | 0.01 | 0.01 | 0 | 0 | 0 | 0 | 0 | 0
ENT_2_MISO_MO-IL | ENT | MISO_MO-IL | 2020 | B19 | 700 | 0 | 2260 | 0 | 0 | 0 | 0 | 0 | 0 | 0 | 0 | 0 | 0 | 0
ENT_2_MISO_MO-IL | ENT | MISO_MO-IL | 2020 | B20 | 935 | 0 | 2260 | 0 | 0 | 0 | 0 | 0 | 0 | 0 | 0 | 0 | 0 | 0
ENT_2_MISO_MO-IL | ENT | MISO_MO-IL | 2025 | B01 | 10 | 10 | 2260 | 0 | 0.52 | 0.34 | 0.61 | 0.39 | 0 | 0 | 0 | 0 | 0 | 0
ENT_2_MISO_MO-IL | ENT | MISO_MO-IL | 2025 | B02 | 25 | 25 | 2260 | 0 | 0.18 | 0.13 | 0.2 | 0.15 | 0 | 0 | 0 | 0 | 0 | 0
ENT_2_MISO_MO-IL | ENT | MISO_MO-IL | 2025 | B03 | 75 | 75 | 2260 | 0 | 0.05 | 0.04 | 0.06 | 0.04 | 0 | 0 | 0 | 0 | 0 | 0
ENT_2_MISO_MO-IL | ENT | MISO_MO-IL | 2025 | B04 | 100 | 100 | 2260 | 0 | 0.03 | 0.02 | 0.03 | 0.02 | 0 | 0 | 0 | 0 | 0 | 0
ENT_2_MISO_MO-IL | ENT | MISO_MO-IL | 2025 | B05 | 200 | 200 | 2260 | 0 | 0.01 | 0.01 | 0.01 | 0.01 | 0 | 0 | 0 | 0 | 0 | 0
ENT_2_MISO_MO-IL | ENT | MISO_MO-IL | 2025 | B06 | 300 | 300 | 2260 | 0 | 0.01 | 0.01 | 0.01 | 0.01 | 0 | 0 | 0 | 0 | 0 | 0
ENT_2_MISO_MO-IL | ENT | MISO_MO-IL | 2025 | B07 | 400 | 400 | 2260 | 0 | 0.01 | 0.01 | 0.01 | 0.01 | 0 | 0 | 0 | 0 | 0 | 0
ENT_2_MISO_MO-IL | ENT | MISO_MO-IL | 2025 | B08 | 500 | 500 | 2260 | 0 | 0.01 | 0 | 0.01 | 0.01 | 0 | 0 | 0 | 0 | 0 | 0
ENT_2_MISO_MO-IL | ENT | MISO_MO-IL | 2025 | B09 | 800 | 0 | 2260 | 0 | 0 | 0 | 0 | 0 | 0 | 0 | 0 | 0 | 0 | 0
ENT_2_MISO_MO-IL | ENT | MISO_MO-IL | 2025 | B10 | 1262 | 0 | 2260 | 0 | 0 | 0 | 0 | 0 | 0 | 0 | 0 | 0 | 0 | 0
ENT_2_MISO_MO-IL | ENT | MISO_MO-IL | 2025 | B11 | 25 | 25 | 2260 | 0 | 0.1 | 0.11 | 0.12 | 0.12 | 0 | 0 | 0 | 0 | 0 | 0
ENT_2_MISO_MO-IL | ENT | MISO_MO-IL | 2025 | B12 | 200 | 200 | 2260 | 0 | 0.03 | 0.02 | 0.03 | 0.02 | 0 | 0 | 0 | 0 | 0 | 0
ENT_2_MISO_MO-IL | ENT | MISO_MO-IL | 2025 | B13 | 600 | 600 | 2260 | 0 | 0.01 | 0.01 | 0.01 | 0.01 | 0 | 0 | 0 | 0 | 0 | 0
ENT_2_MISO_MO-IL | ENT | MISO_MO-IL | 2025 | B14 | 900 | 900 | 2260 | 0 | 0.01 | 0 | 0.01 | 0 | 0 | 0 | 0 | 0 | 0 | 0
ENT_2_MISO_MO-IL | ENT | MISO_MO-IL | 2025 | B15 | 1203 | 0 | 2260 | 0 | 0 | 0 | 0 | 0 | 0 | 0 | 0 | 0 | 0 | 0
ENT_2_MISO_MO-IL | ENT | MISO_MO-IL | 2025 | B16 | 25 | 25 | 2260 | 0 | 0.2 | 0.13 | 0.22 | 0.14 | 0 | 0 | 0 | 0 | 0 | 0
ENT_2_MISO_MO-IL | ENT | MISO_MO-IL | 2025 | B17 | 100 | 100 | 2260 | 0 | 0.05 | 0.04 | 0.06 | 0.04 | 0 | 0 | 0 | 0 | 0 | 0
ENT_2_MISO_MO-IL | ENT | MISO_MO-IL | 2025 | B18 | 400 | 400 | 2260 | 0 | 0.01 | 0.01 | 0.01 | 0.01 | 0 | 0 | 0 | 0 | 0 | 0
ENT_2_MISO_MO-IL | ENT | MISO_MO-IL | 2025 | B19 | 700 | 700 | 2260 | 0 | 0.01 | 0.01 | 0.01 | 0.01 | 0 | 0 | 0 | 0 | 0 | 0
ENT_2_MISO_MO-IL | ENT | MISO_MO-IL | 2025 | B20 | 935 | 935 | 2260 | 0 | 0.01 | 0 | 0.01 | 0 | 0 | 0 | 0 | 0 | 0 | 0
ENT_2_MISO_MO-IL | ENT | MISO_MO-IL | 2030 | B01 | 10 | 10 | 2260 | 0 | 0.57 | 0.74 | 0.61 | 0.79 | 0 | 0 | 0 | 0 | 0.20476 | 0.068253
ENT_2_MISO_MO-IL | ENT | MISO_MO-IL | 2030 | B02 | 25 | 25 | 2260 | 0 | 0.2 | 0.17 | 0.21 | 0.18 | 0 | 0 | 0 | 0 | 0.20476 | 0.068253
ENT_2_MISO_MO-IL | ENT | MISO_MO-IL | 2030 | B03 | 75 | 75 | 2260 | 0 | 0.06 | 0.05 | 0.06 | 0.05 | 0 | 0 | 0 | 0 | 0.20476 | 0.068253
ENT_2_MISO_MO-IL | ENT | MISO_MO-IL | 2030 | B04 | 100 | 100 | 2260 | 0 | 0.03 | 0.03 | 0.03 | 0.03 | 0 | 0 | 0 | 0 | 0.20476 | 0.068253
ENT_2_MISO_MO-IL | ENT | MISO_MO-IL | 2030 | B05 | 200 | 200 | 2260 | 841.64 | 0.02 | 0.01 | 0.02 | 0.02 | 0 | 0 | 0 | 0 | 0.20476 | 0.068253
ENT_2_MISO_MO-IL | ENT | MISO_MO-IL | 2030 | B06 | 300 | 300 | 2260 | 2260 | 0.02 | 0.01 | 0.02 | 0.01 | 0.27301 | 0 | 0 | 0.27301 | 0.20476 | 0.068253
ENT_2_MISO_MO-IL | ENT | MISO_MO-IL | 2030 | B07 | 400 | 400 | 2260 | 0 | 0.01 | 0.01 | 0.01 | 0.01 | 0 | 0 | 0 | 0 | 0.20476 | 0.068253
ENT_2_MISO_MO-IL | ENT | MISO_MO-IL | 2030 | B08 | 500 | 500 | 2260 | 0 | 0.01 | 0.01 | 0.01 | 0.01 | 0 | 0 | 0 | 0 | 0.20476 | 0.068253
ENT_2_MISO_MO-IL | ENT | MISO_MO-IL | 2030 | B09 | 800 | 0 | 2260 | 0 | 0 | 0 | 0 | 0 | 0 | 0 | 0 | 0 | 0.20476 | 0.068253
ENT_2_MISO_MO-IL | ENT | MISO_MO-IL | 2030 | B10 | 1262 | 0 | 2260 | 0 | 0 | 0 | 0 | 0 | 0 | 0 | 0 | 0 | 0.20476 | 0.068253
ENT_2_MISO_MO-IL | ENT | MISO_MO-IL | 2030 | B11 | 25 | 25 | 2260 | 0 | 0.12 | 0.14 | 0.13 | 0.15 | 0 | 0 | 0 | 0 | 0.20476 | 0.068253
ENT_2_MISO_MO-IL | ENT | MISO_MO-IL | 2030 | B12 | 200 | 200 | 2260 | 0 | 0.02 | 0.03 | 0.02 | 0.03 | 0 | 0 | 0 | 0 | 0.20476 | 0.068253
ENT_2_MISO_MO-IL | ENT | MISO_MO-IL | 2030 | B13 | 600 | 600 | 2260 | 0 | 0.01 | 0.01 | 0.01 | 0.01 | 0 | 0 | 0 | 0 | 0.20476 | 0.068253
ENT_2_MISO_MO-IL | ENT | MISO_MO-IL | 2030 | B14 | 900 | 900 | 2260 | 0 | 0 | 0.01 | 0.01 | 0.01 | 0 | 0 | 0 | 0 | 0.20476 | 0.068253
ENT_2_MISO_MO-IL | ENT | MISO_MO-IL | 2030 | B15 | 1203 | 1203 | 2260 | 0 | 0.01 | 0.01 | 0.01 | 0.01 | 0 | 0 | 0 | 0 | 0.20476 | 0.068253
ENT_2_MISO_MO-IL | ENT | MISO_MO-IL | 2030 | B16 | 25 | 25 | 2260 | 0 | 0.13 | 0.19 | 0.15 | 0.2 | 0 | 0 | 0 | 0 | 0.20476 | 0.068253
ENT_2_MISO_MO-IL | ENT | MISO_MO-IL | 2030 | B17 | 100 | 100 | 2260 | 0 | 0.04 | 0.05 | 0.05 | 0.05 | 0 | 0 | 0 | 0 | 0.20476 | 0.068253
ENT_2_MISO_MO-IL | ENT | MISO_MO-IL | 2030 | B18 | 400 | 400 | 2260 | 0 | 0.01 | 0.01 | 0.01 | 0.01 | 0 | 0 | 0 | 0 | 0.20476 | 0.068253
ENT_2_MISO_MO-IL | ENT | MISO_MO-IL | 2030 | B19 | 700 | 700 | 2260 | 0 | 0.01 | 0.01 | 0.01 | 0.01 | 0 | 0 | 0 | 0 | 0.20476 | 0.068253
ENT_2_MISO_MO-IL | ENT | MISO_MO-IL | 2030 | B20 | 935 | 935 | 2260 | 0 | 0.01 | 0.01 | 0.01 | 0.01 | 0 | 0 | 0 | 0 | 0.20476 | 0.068253
ENT_2_MISO_MO-IL | ENT | MISO_MO-IL | 2035 | B01 | 10 | 10 | 2260 | 0 | 0.85 | 0.57 | 0.95 | 0.64 | 0 | 0 | 0 | 0 | 0 | 0
ENT_2_MISO_MO-IL | ENT | MISO_MO-IL | 2035 | B02 | 25 | 25 | 2260 | 0 | 0.2 | 0.18 | 0.22 | 0.2 | 0 | 0 | 0 | 0 | 0 | 0
ENT_2_MISO_MO-IL | ENT | MISO_MO-IL | 2035 | B03 | 75 | 75 | 2260 | 0 | 0.06 | 0.04 | 0.07 | 0.05 | 0 | 0 | 0 | 0 | 0 | 0
ENT_2_MISO_MO-IL | ENT | MISO_MO-IL | 2035 | B04 | 100 | 100 | 2260 | 0 | 0.04 | 0.03 | 0.04 | 0.03 | 0 | 0 | 0 | 0 | 0 | 0
ENT_2_MISO_MO-IL | ENT | MISO_MO-IL | 2035 | B05 | 200 | 200 | 2260 | 432.86 | 0.05 | 0.03 | 0.05 | 0.03 | 0 | 0 | 0 | 0 | 0 | 0
ENT_2_MISO_MO-IL | ENT | MISO_MO-IL | 2035 | B06 | 300 | 300 | 2260 | 0 | 0.02 | 0.02 | 0.02 | 0.02 | 0 | 0 | 0 | 0 | 0 | 0
ENT_2_MISO_MO-IL | ENT | MISO_MO-IL | 2035 | B07 | 400 | 400 | 2260 | 0 | 0.01 | 0.01 | 0.01 | 0.01 | 0 | 0 | 0 | 0 | 0 | 0
ENT_2_MISO_MO-IL | ENT | MISO_MO-IL | 2035 | B08 | 500 | 500 | 2260 | 0 | 0.01 | 0.01 | 0.01 | 0.01 | 0 | 0 | 0 | 0 | 0 | 0
ENT_2_MISO_MO-IL | ENT | MISO_MO-IL | 2035 | B09 | 800 | 800 | 2260 | 0 | 0 | 0 | 0.01 | 0 | 0 | 0 | 0 | 0 | 0 | 0
ENT_2_MISO_MO-IL | ENT | MISO_MO-IL | 2035 | B10 | 1262 | 1262 | 2260 | 0 | 0.01 | 0.01 | 0.01 | 0.01 | 0 | 0 | 0 | 0 | 0 | 0
ENT_2_MISO_MO-IL | ENT | MISO_MO-IL | 2035 | B11 | 25 | 25 | 2260 | 0 | 0.15 | 0.13 | 0.16 | 0.14 | 0 | 0 | 0 | 0 | 0 | 0
ENT_2_MISO_MO-IL | ENT | MISO_MO-IL | 2035 | B12 | 200 | 200 | 2260 | 0 | 0.04 | 0.03 | 0.04 | 0.03 | 0 | 0 | 0 | 0 | 0 | 0
ENT_2_MISO_MO-IL | ENT | MISO_MO-IL | 2035 | B13 | 600 | 600 | 2260 | 0 | 0.02 | 0.01 | 0.02 | 0.01 | 0 | 0 | 0 | 0 | 0 | 0
ENT_2_MISO_MO-IL | ENT | MISO_MO-IL | 2035 | B14 | 900 | 900 | 2260 | 0 | 0.01 | 0.01 | 0.01 | 0.01 | 0 | 0 | 0 | 0 | 0 | 0
ENT_2_MISO_MO-IL | ENT | MISO_MO-IL | 2035 | B15 | 1203 | 1203 | 2260 | 0 | 0.01 | 0.01 | 0.01 | 0.01 | 0 | 0 | 0 | 0 | 0 | 0
ENT_2_MISO_MO-IL | ENT | MISO_MO-IL | 2035 | B16 | 25 | 25 | 2260 | 0 | 0.28 | 0.23 | 0.3 | 0.26 | 0 | 0 | 0 | 0 | 0 | 0
ENT_2_MISO_MO-IL | ENT | MISO_MO-IL | 2035 | B17 | 100 | 100 | 2260 | 0 | 0.1 | 0.06 | 0.1 | 0.07 | 0 | 0 | 0 | 0 | 0 | 0
ENT_2_MISO_MO-IL | ENT | MISO_MO-IL | 2035 | B18 | 400 | 400 | 2260 | 0 | 0.02 | 0.02 | 0.03 | 0.02 | 0 | 0 | 0 | 0 | 0 | 0
ENT_2_MISO_MO-IL | ENT | MISO_MO-IL | 2035 | B19 | 700 | 700 | 2260 | 0 | 0.01 | 0.01 | 0.01 | 0.01 | 0 | 0 | 0 | 0 | 0 | 0
ENT_2_MISO_MO-IL | ENT | MISO_MO-IL | 2035 | B20 | 935 | 935 | 2260 | 0 | 0.01 | 0.01 | 0.01 | 0.01 | 0 | 0 | 0 | 0 | 0 | 0
ENT_2_MISO_MO-IL | ENT | MISO_MO-IL | 2040 | B01 | 10 | 10 | 2260 | 0 | 0.59 | 0.57 | 0.67 | 0.66 | 0 | 0 | 0 | 0 | 0 | 0
ENT_2_MISO_MO-IL | ENT | MISO_MO-IL | 2040 | B02 | 25 | 25 | 2260 | 0 | 0.24 | 0.23 | 0.27 | 0.26 | 0 | 0 | 0 | 0 | 0 | 0
ENT_2_MISO_MO-IL | ENT | MISO_MO-IL | 2040 | B03 | 75 | 75 | 2260 | 0 | 0.07 | 0.05 | 0.08 | 0.06 | 0 | 0 | 0 | 0 | 0 | 0
ENT_2_MISO_MO-IL | ENT | MISO_MO-IL | 2040 | B04 | 100 | 100 | 2260 | 260.12 | 0.05 | 0.04 | 0.06 | 0.04 | 0 | 0 | 0 | 0 | 0 | 0
ENT_2_MISO_MO-IL | ENT | MISO_MO-IL | 2040 | B05 | 200 | 200 | 2260 | 99.62 | 0.03 | 0.03 | 0.04 | 0.03 | 0 | 0 | 0 | 0 | 0 | 0
ENT_2_MISO_MO-IL | ENT | MISO_MO-IL | 2040 | B06 | 300 | 300 | 2260 | 0 | 0.03 | 0.02 | 0.03 | 0.02 | 0 | 0 | 0 | 0 | 0 | 0
ENT_2_MISO_MO-IL | ENT | MISO_MO-IL | 2040 | B07 | 400 | 400 | 2260 | 0 | 0.01 | 0.01 | 0.01 | 0.01 | 0 | 0 | 0 | 0 | 0 | 0
ENT_2_MISO_MO-IL | ENT | MISO_MO-IL | 2040 | B08 | 500 | 500 | 2260 | 0 | 0.01 | 0.01 | 0.01 | 0.01 | 0 | 0 | 0 | 0 | 0 | 0
ENT_2_MISO_MO-IL | ENT | MISO_MO-IL | 2040 | B09 | 800 | 800 | 2260 | 0 | 0.01 | 0.01 | 0.01 | 0.01 | 0 | 0 | 0 | 0 | 0 | 0
ENT_2_MISO_MO-IL | ENT | MISO_MO-IL | 2040 | B10 | 1262 | 1262 | 2260 | 0 | 0.01 | 0.01 | 0.01 | 0.01 | 0 | 0 | 0 | 0 | 0 | 0
ENT_2_MISO_MO-IL | ENT | MISO_MO-IL | 2040 | B11 | 25 | 25 | 2260 | 0 | 0.2 | 0.15 | 0.23 | 0.17 | 0 | 0 | 0 | 0 | 0 | 0
ENT_2_MISO_MO-IL | ENT | MISO_MO-IL | 2040 | B12 | 200 | 200 | 2260 | 0 | 0.03 | 0.03 | 0.03 | 0.03 | 0 | 0 | 0 | 0 | 0 | 0
ENT_2_MISO_MO-IL | ENT | MISO_MO-IL | 2040 | B13 | 600 | 600 | 2260 | 0 | 0.01 | 0.01 | 0.01 | 0.01 | 0 | 0 | 0 | 0 | 0 | 0
ENT_2_MISO_MO-IL | ENT | MISO_MO-IL | 2040 | B14 | 900 | 900 | 2260 | 0 | 0.01 | 0.01 | 0.01 | 0.01 | 0 | 0 | 0 | 0 | 0 | 0
ENT_2_MISO_MO-IL | ENT | MISO_MO-IL | 2040 | B15 | 1203 | 1203 | 2260 | 0 | 0.01 | 0.01 | 0.01 | 0.01 | 0 | 0 | 0 | 0 | 0 | 0
ENT_2_MISO_MO-IL | ENT | MISO_MO-IL | 2040 | B16 | 25 | 25 | 2260 | 0 | 0.24 | 0.23 | 0.26 | 0.26 | 0 | 0 | 0 | 0 | 0 | 0
ENT_2_MISO_MO-IL | ENT | MISO_MO-IL | 2040 | B17 | 100 | 100 | 2260 | 0 | 0.06 | 0.06 | 0.07 | 0.07 | 0 | 0 | 0 | 0 | 0 | 0
ENT_2_MISO_MO-IL | ENT | MISO_MO-IL | 2040 | B18 | 400 | 400 | 2260 | 0 | 0.02 | 0.02 | 0.02 | 0.02 | 0 | 0 | 0 | 0 | 0 | 0
ENT_2_MISO_MO-IL | ENT | MISO_MO-IL | 2040 | B19 | 700 | 700 | 2260 | 0 | 0.01 | 0.01 | 0.01 | 0.01 | 0 | 0 | 0 | 0 | 0 | 0
ENT_2_MISO_MO-IL | ENT | MISO_MO-IL | 2040 | B20 | 935 | 935 | 2260 | 0 | 0.01 | 0.01 | 0.01 | 0.01 | 0 | 0 | 0 | 0 | 0 | 0
ENT_2_MISO_MO-IL | ENT | MISO_MO-IL | 2045 | B01 | 10 | 10 | 2260 | 0 | 1.15 | 0.85 | 1.28 | 0.96 | 0 | 0 | 0 | 0 | 0 | 0
ENT_2_MISO_MO-IL | ENT | MISO_MO-IL | 2045 | B02 | 25 | 25 | 2260 | 0 | 0.47 | 0.35 | 0.51 | 0.38 | 0 | 0 | 0 | 0 | 0 | 0
ENT_2_MISO_MO-IL | ENT | MISO_MO-IL | 2045 | B03 | 75 | 75 | 2260 | 514.07 | 0.12 | 0.07 | 0.12 | 0.07 | 0 | 0 | 0 | 0 | 0 | 0
ENT_2_MISO_MO-IL | ENT | MISO_MO-IL | 2045 | B04 | 100 | 100 | 2260 | 1328.01 | 0.07 | 0.05 | 0.07 | 0.05 | 0 | 0 | 0 | 0 | 0 | 0
ENT_2_MISO_MO-IL | ENT | MISO_MO-IL | 2045 | B05 | 200 | 200 | 2260 | 443.65 | 0.04 | 0.03 | 0.05 | 0.03 | 0 | 0 | 0 | 0 | 0 | 0
ENT_2_MISO_MO-IL | ENT | MISO_MO-IL | 2045 | B06 | 300 | 300 | 2260 | 0 | 0.02 | 0.02 | 0.03 | 0.02 | 0 | 0 | 0 | 0 | 0 | 0
ENT_2_MISO_MO-IL | ENT | MISO_MO-IL | 2045 | B07 | 400 | 400 | 2260 | 0 | 0.02 | 0.01 | 0.02 | 0.01 | 0 | 0 | 0 | 0 | 0 | 0
ENT_2_MISO_MO-IL | ENT | MISO_MO-IL | 2045 | B08 | 500 | 500 | 2260 | 0 | 0.01 | 0.01 | 0.01 | 0.01 | 0 | 0 | 0 | 0 | 0 | 0
ENT_2_MISO_MO-IL | ENT | MISO_MO-IL | 2045 | B09 | 800 | 800 | 2260 | 0 | 0.02 | 0.01 | 0.02 | 0.01 | 0 | 0 | 0 | 0 | 0 | 0
ENT_2_MISO_MO-IL | ENT | MISO_MO-IL | 2045 | B10 | 1262 | 1262 | 2260 | 0 | 0.01 | 0.01 | 0.01 | 0.01 | 0 | 0 | 0 | 0 | 0 | 0
ENT_2_MISO_MO-IL | ENT | MISO_MO-IL | 2045 | B11 | 25 | 25 | 2260 | 0 | 0.25 | 0.25 | 0.27 | 0.28 | 0 | 0 | 0 | 0 | 0 | 0
ENT_2_MISO_MO-IL | ENT | MISO_MO-IL | 2045 | B12 | 200 | 200 | 2260 | 0 | 0.06 | 0.05 | 0.07 | 0.05 | 0 | 0 | 0 | 0 | 0 | 0
ENT_2_MISO_MO-IL | ENT | MISO_MO-IL | 2045 | B13 | 600 | 600 | 2260 | 0 | 0.02 | 0.02 | 0.02 | 0.02 | 0 | 0 | 0 | 0 | 0 | 0
ENT_2_MISO_MO-IL | ENT | MISO_MO-IL | 2045 | B14 | 900 | 900 | 2260 | 0 | 0.01 | 0.01 | 0.02 | 0.01 | 0 | 0 | 0 | 0 | 0 | 0
ENT_2_MISO_MO-IL | ENT | MISO_MO-IL | 2045 | B15 | 1203 | 1203 | 2260 | 0 | 0.01 | 0.01 | 0.01 | 0.01 | 0 | 0 | 0 | 0 | 0 | 0
ENT_2_MISO_MO-IL | ENT | MISO_MO-IL | 2045 | B16 | 25 | 25 | 2260 | 0 | 0.47 | 0.35 | 0.5 | 0.38 | 0 | 0 | 0 | 0 | 0 | 0
ENT_2_MISO_MO-IL | ENT | MISO_MO-IL | 2045 | B17 | 100 | 100 | 2260 | 0 | 0.13 | 0.09 | 0.13 | 0.1 | 0 | 0 | 0 | 0 | 0 | 0
ENT_2_MISO_MO-IL | ENT | MISO_MO-IL | 2045 | B18 | 400 | 400 | 2260 | 0 | 0.03 | 0.02 | 0.03 | 0.03 | 0 | 0 | 0 | 0 | 0 | 0
ENT_2_MISO_MO-IL | ENT | MISO_MO-IL | 2045 | B19 | 700 | 700 | 2260 | 0 | 0.02 | 0.01 | 0.02 | 0.01 | 0 | 0 | 0 | 0 | 0 | 0
ENT_2_MISO_MO-IL | ENT | MISO_MO-IL | 2045 | B20 | 935 | 935 | 2260 | 0 | 0.01 | 0.01 | 0.01 | 0.01 | 0 | 0 | 0 | 0 | 0 | 0
ENT_2_MISO_MO-IL | ENT | MISO_MO-IL | 2050 | B01 | 10 | 10 | 2260 | 0 | 0.29 | 0.31 | 0.33 | 0.35 | 0 | 0 | 0 | 0 | 0 | 0
ENT_2_MISO_MO-IL | ENT | MISO_MO-IL | 2050 | B02 | 25 | 25 | 2260 | 0 | 0.11 | 0.12 | 0.13 | 0.14 | 0 | 0 | 0 | 0 | 0 | 0
ENT_2_MISO_MO-IL | ENT | MISO_MO-IL | 2050 | B03 | 75 | 75 | 2260 | 0 | 0.04 | 0.04 | 0.04 | 0.05 | 0 | 0 | 0 | 0 | 0 | 0
ENT_2_MISO_MO-IL | ENT | MISO_MO-IL | 2050 | B04 | 100 | 100 | 2260 | 0 | 0.03 | 0.02 | 0.03 | 0.02 | 0 | 0 | 0 | 0 | 0 | 0
ENT_2_MISO_MO-IL | ENT | MISO_MO-IL | 2050 | B05 | 200 | 200 | 2260 | 0 | 0.01 | 0.01 | 0.01 | 0.01 | 0 | 0 | 0 | 0 | 0 | 0
ENT_2_MISO_MO-IL | ENT | MISO_MO-IL | 2050 | B06 | 300 | 300 | 2260 | 0 | 0.01 | 0.01 | 0.01 | 0.01 | 0 | 0 | 0 | 0 | 0 | 0
ENT_2_MISO_MO-IL | ENT | MISO_MO-IL | 2050 | B07 | 400 | 400 | 2260 | 0 | 0.01 | 0.01 | 0.01 | 0.01 | 0 | 0 | 0 | 0 | 0 | 0
ENT_2_MISO_MO-IL | ENT | MISO_MO-IL | 2050 | B08 | 500 | 500 | 2260 | 0 | 0.01 | 0.01 | 0.01 | 0.01 | 0 | 0 | 0 | 0 | 0 | 0
ENT_2_MISO_MO-IL | ENT | MISO_MO-IL | 2050 | B09 | 800 | 0 | 2260 | 0 | 0 | 0 | 0 | 0 | 0 | 0 | 0 | 0 | 0 | 0
ENT_2_MISO_MO-IL | ENT | MISO_MO-IL | 2050 | B10 | 1262 | 0 | 2260 | 0 | 0 | 0 | 0 | 0 | 0 | 0 | 0 | 0 | 0 | 0
ENT_2_MISO_MO-IL | ENT | MISO_MO-IL | 2050 | B11 | 25 | 25 | 2260 | 0 | 0.11 | 0.12 | 0.12 | 0.13 | 0 | 0 | 0 | 0 | 0 | 0
ENT_2_MISO_MO-IL | ENT | MISO_MO-IL | 2050 | B12 | 200 | 200 | 2260 | 0 | 0.01 | 0.02 | 0.01 | 0.02 | 0 | 0 | 0 | 0 | 0 | 0
ENT_2_MISO_MO-IL | ENT | MISO_MO-IL | 2050 | B13 | 600 | 0 | 2260 | 0 | 0 | 0.01 | 0 | 0.01 | 0 | 0 | 0 | 0 | 0 | 0
ENT_2_MISO_MO-IL | ENT | MISO_MO-IL | 2050 | B14 | 900 | 0 | 2260 | 0 | 0 | 0 | 0 | 0 | 0 | 0 | 0 | 0 | 0 | 0
ENT_2_MISO_MO-IL | ENT | MISO_MO-IL | 2050 | B15 | 1203 | 0 | 2260 | 0 | 0 | 0 | 0 | 0 | 0 | 0 | 0 | 0 | 0 | 0
ENT_2_MISO_MO-IL | ENT | MISO_MO-IL | 2050 | B16 | 25 | 25 | 2260 | 0 | 0.11 | 0.12 | 0.12 | 0.13 | 0 | 0 | 0 | 0 | 0 | 0
ENT_2_MISO_MO-IL | ENT | MISO_MO-IL | 2050 | B17 | 100 | 100 | 2260 | 0 | 0.03 | 0.03 | 0.03 | 0.03 | 0 | 0 | 0 | 0 | 0 | 0
ENT_2_MISO_MO-IL | ENT | MISO_MO-IL | 2050 | B18 | 400 | 400 | 2260 | 0 | 0.01 | 0.01 | 0.01 | 0.01 | 0 | 0 | 0 | 0 | 0 | 0
ENT_2_MISO_MO-IL | ENT | MISO_MO-IL | 2050 | B19 | 700 | 0 | 2260 | 0 | 0 | 0.01 | 0 | 0.01 | 0 | 0 | 0 | 0 | 0 | 0
ENT_2_MISO_MO-IL | ENT | MISO_MO-IL | 2050 | B20 | 935 | 0 | 2260 | 0 | 0 | 0 | 0 | 0 | 0 | 0 | 0 | 0 | 0 | 0
ENT_2_SOCO | ENT | SOCO | 2015 | B01 | 10 | 10 | 2000 | 86.9 | 25.81 | 2.35 | 0.76 | 1.05 | 0 | 0 | 0 | 0 | 2.3055 | 0.76851
ENT_2_SOCO | ENT | SOCO | 2015 | B02 | 25 | 25 | 2000 | 1171.98 | 1082.94 | 1067.41 | 0.36 | 0.72 | 0 | 0 | 0 | 0 | 2.3055 | 0.76851
ENT_2_SOCO | ENT | SOCO | 2015 | B03 | 75 | 75 | 2000 | 2000 | 1976.36 | 1974.58 | 0.14 | 0.3 | 1.092 | 0.01187 | 0 | 0.076189 | 2.3055 | 0.76851
ENT_2_SOCO | ENT | SOCO | 2015 | B04 | 100 | 100 | 2000 | 2000 | 1998.93 | 1999.49 | 0.11 | 431.84 | 1.9823 | 0.15431 | 0.75968 | 0.1844 | 2.3055 | 0.76851
ENT_2_SOCO | ENT | SOCO | 2015 | B05 | 200 | 200 | 2000 | 2000 | 1999.76 | 1997.98 | 0.07 | 0.12 | 0.56976 | 0.56976 | 0.03561 | 0.106 | 2.3055 | 0.76851
ENT_2_SOCO | ENT | SOCO | 2015 | B06 | 300 | 300 | 2000 | 2000 | 1999.95 | 1840.94 | 322.25 | 0.27 | 2.9912 | 2.3028 | 0 | 0.83476 | 2.3055 | 0.76851
ENT_2_SOCO | ENT | SOCO | 2015 | B07 | 400 | 400 | 2000 | 2000 | 1999.96 | 1999.93 | 367.66 | 726.64 | 5.0329 | 2.3028 | 0.77155 | 1.8727 | 2.3055 | 0.76851
ENT_2_SOCO | ENT | SOCO | 2015 | B08 | 500 | 500 | 2000 | 1904.64 | 1781.37 | 1999.91 | 0.02 | 0.17 | 0 | 0 | 0.42732 | 0 | 2.3055 | 0.76851
ENT_2_SOCO | ENT | SOCO | 2015 | B09 | 800 | 800 | 2000 | 0 | 0.01 | 0.04 | 0.01 | 0.01 | 0 | 0 | 0 | 0 | 2.3055 | 0.76851
ENT_2_SOCO | ENT | SOCO | 2015 | B10 | 1262 | 0 | 2000 | 0 | 0 | 0 | 0 | 0 | 0 | 0 | 0 | 0 | 2.3055 | 0.76851
ENT_2_SOCO | ENT | SOCO | 2015 | B11 | 25 | 25 | 2000 | 479.77 | 511.59 | 214.83 | 0.37 | 0.7 | 0 | 0 | 0 | 0 | 2.3055 | 0.76851
ENT_2_SOCO | ENT | SOCO | 2015 | B12 | 200 | 200 | 2000 | 0 | 0.04 | 0.05 | 0.02 | 0.04 | 0 | 0 | 0 | 0 | 2.3055 | 0.76851
ENT_2_SOCO | ENT | SOCO | 2015 | B13 | 600 | 600 | 2000 | 0 | 0.01 | 0.01 | 0.01 | 0 | 0 | 0 | 0 | 0 | 2.3055 | 0.76851
ENT_2_SOCO | ENT | SOCO | 2015 | B14 | 900 | 0 | 2000 | 0 | 0.01 | 0 | 0 | 0 | 0 | 0 | 0 | 0 | 2.3055 | 0.76851
ENT_2_SOCO | ENT | SOCO | 2015 | B15 | 1203 | 0 | 2000 | 0 | 0 | 0 | 0 | 0 | 0 | 0 | 0 | 0 | 2.3055 | 0.76851
ENT_2_SOCO | ENT | SOCO | 2015 | B16 | 25 | 25 | 2000 | 1850.1 | 1998.85 | 1999.11 | 0.63 | 234.34 | 0 | 0.62911 | 0.77155 | 0 | 2.3055 | 0.76851
ENT_2_SOCO | ENT | SOCO | 2015 | B17 | 100 | 100 | 2000 | 0 | 0.08 | 0.08 | 0.05 | 0.06 | 0 | 0 | 0 | 0 | 2.3055 | 0.76851
ENT_2_SOCO | ENT | SOCO | 2015 | B18 | 400 | 400 | 2000 | 0 | 0.01 | 0.01 | 0.01 | 0.01 | 0 | 0 | 0 | 0 | 2.3055 | 0.76851
ENT_2_SOCO | ENT | SOCO | 2015 | B19 | 700 | 700 | 2000 | 0 | 0.01 | 0.01 | 0.01 | 0.01 | 0 | 0 | 0 | 0 | 2.3055 | 0.76851
ENT_2_SOCO | ENT | SOCO | 2015 | B20 | 935 | 0 | 2000 | 0 | 0 | 0 | 0 | 0 | 0 | 0 | 0 | 0 | 2.3055 | 0.76851
ENT_2_SOCO | ENT | SOCO | 2020 | B01 | 10 | 10 | 2000 | 0.03 | 1999.2 | 1998.38 | 166.71 | 7885.85 | 0 | 3.5017 | 1.1751 | 0 | 3.5137 | 1.1712
ENT_2_SOCO | ENT | SOCO | 2020 | B02 | 25 | 25 | 2000 | 625.92 | 1997.07 | 1999.29 | 0.37 | 6176.55 | 0 | 0.29675 | 1.1751 | 0 | 3.5137 | 1.1712
ENT_2_SOCO | ENT | SOCO | 2020 | B03 | 75 | 75 | 2000 | 1485.32 | 1999.25 | 1999.75 | 0.13 | 5354.96 | 0 | 0.41545 | 1.1751 | 0 | 3.5137 | 1.1712
ENT_2_SOCO | ENT | SOCO | 2020 | B04 | 100 | 100 | 2000 | 1971.81 | 1999.9 | 1999.81 | 1116.32 | 5475.79 | 0 | 3.5135 | 1.1751 | 0 | 3.5137 | 1.1712
ENT_2_SOCO | ENT | SOCO | 2020 | B05 | 200 | 200 | 2000 | 2000 | 1999.95 | 1999.9 | 393.57 | 5154.04 | 2.2553 | 3.5135 | 1.1751 | 0.4748 | 3.5137 | 1.1712
ENT_2_SOCO | ENT | SOCO | 2020 | B06 | 300 | 300 | 2000 | 2000 | 1999.96 | 1999.93 | 315.59 | 1506.54 | 4.843 | 3.5135 | 1.1751 | 1.5294 | 3.5137 | 1.1712
ENT_2_SOCO | ENT | SOCO | 2020 | B07 | 400 | 400 | 2000 | 2000 | 1999.89 | 1825.14 | 0.03 | 0.06 | 5.0804 | 0.74781 | 0 | 2.1391 | 3.5137 | 1.1712
ENT_2_SOCO | ENT | SOCO | 2020 | B08 | 500 | 500 | 2000 | 1825.57 | 1569.44 | 1999.95 | 0.02 | 2.19 | 0 | 0 | 1.1514 | 0 | 3.5137 | 1.1712
ENT_2_SOCO | ENT | SOCO | 2020 | B09 | 800 | 0 | 2000 | 0 | 0.01 | 0.01 | 0 | 0 | 0 | 0 | 0 | 0 | 3.5137 | 1.1712
ENT_2_SOCO | ENT | SOCO | 2020 | B10 | 1262 | 0 | 2000 | 0 | 0 | 0 | 0 | 0 | 0 | 0 | 0 | 0 | 3.5137 | 1.1712
ENT_2_SOCO | ENT | SOCO | 2020 | B11 | 25 | 25 | 2000 | 2000 | 1999.67 | 1999.31 | 4151.26 | 4881.71 | 7.6562 | 3.5135 | 1.1751 | 0.20148 | 3.5137 | 1.1712
ENT_2_SOCO | ENT | SOCO | 2020 | B12 | 200 | 200 | 2000 | 0 | 0.02 | 0.03 | 0.02 | 0.02 | 0 | 0 | 0 | 0 | 3.5137 | 1.1712
ENT_2_SOCO | ENT | SOCO | 2020 | B13 | 600 | 600 | 2000 | 0 | 0.01 | 0.01 | 0.01 | 0.01 | 0 | 0 | 0 | 0 | 3.5137 | 1.1712
ENT_2_SOCO | ENT | SOCO | 2020 | B14 | 900 | 0 | 2000 | 0 | 0.01 | 0.01 | 0 | 0.01 | 0 | 0 | 0 | 0 | 3.5137 | 1.1712
ENT_2_SOCO | ENT | SOCO | 2020 | B15 | 1203 | 0 | 2000 | 0 | 0.01 | 0.07 | 0 | 0.01 | 0 | 0 | 0 | 0 | 3.5137 | 1.1712
ENT_2_SOCO | ENT | SOCO | 2020 | B16 | 25 | 25 | 2000 | 2000 | 1999.68 | 1999.31 | 1756.56 | 3313.51 | 12.9264 | 3.5135 | 1.1751 | 0.34017 | 3.5137 | 1.1712
ENT_2_SOCO | ENT | SOCO | 2020 | B17 | 100 | 100 | 2000 | 894.07 | 0.12 | 0.23 | 0.05 | 0.1 | 0 | 0 | 0 | 0 | 3.5137 | 1.1712
ENT_2_SOCO | ENT | SOCO | 2020 | B18 | 400 | 400 | 2000 | 0 | 0.01 | 0.01 | 0.01 | 0.01 | 0 | 0 | 0 | 0 | 3.5137 | 1.1712
ENT_2_SOCO | ENT | SOCO | 2020 | B19 | 700 | 0 | 2000 | 0 | 0.01 | 0.01 | 0 | 0.01 | 0 | 0 | 0 | 0 | 3.5137 | 1.1712
ENT_2_SOCO | ENT | SOCO | 2020 | B20 | 935 | 935 | 2000 | 0 | 0.04 | 1999.54 | 0.01 | 1120.88 | 0 | 0 | 1.1751 | 0 | 3.5137 | 1.1712
ENT_2_SOCO | ENT | SOCO | 2025 | B01 | 10 | 10 | 2000 | 1432.44 | 1999.3 | 1998.53 | 2675.81 | 11181.62 | 0 | 4.8786 | 1.6262 | 0 | 4.8835 | 1.6278
ENT_2_SOCO | ENT | SOCO | 2025 | B02 | 25 | 25 | 2000 | 980.52 | 1999.42 | 1999.38 | 0.67 | 8486.92 | 0 | 2.9082 | 1.6262 | 0 | 4.8835 | 1.6278
ENT_2_SOCO | ENT | SOCO | 2025 | B03 | 75 | 75 | 2000 | 501.3 | 1999.36 | 1999.78 | 0.13 | 310.69 | 0 | 0.7122 | 1.6262 | 0 | 4.8835 | 1.6278
ENT_2_SOCO | ENT | SOCO | 2025 | B04 | 100 | 100 | 2000 | 575.52 | 1999.49 | 1999.83 | 0.09 | 7093.84 | 0 | 0.7122 | 1.6262 | 0 | 4.8835 | 1.6278
ENT_2_SOCO | ENT | SOCO | 2025 | B05 | 200 | 200 | 2000 | 2000 | 1999.89 | 1999.91 | 0.06 | 7798.12 | 4.8192 | 1.7449 | 1.6262 | 0.66472 | 4.8835 | 1.6278
ENT_2_SOCO | ENT | SOCO | 2025 | B06 | 300 | 300 | 2000 | 2000 | 1999.97 | 1999.94 | 320.92 | 4143.42 | 5.3296 | 4.8786 | 1.6262 | 1.1027 | 4.8835 | 1.6278
ENT_2_SOCO | ENT | SOCO | 2025 | B07 | 400 | 400 | 2000 | 2000 | 1999.98 | 1999.96 | 432.53 | 1678.99 | 8.8313 | 4.8786 | 1.6262 | 2.4362 | 4.8835 | 1.6278
ENT_2_SOCO | ENT | SOCO | 2025 | B08 | 500 | 500 | 2000 | 2000 | 1999.98 | 1999.96 | 1.75 | 1626.49 | 5.5077 | 3.7628 | 1.6262 | 1.8992 | 4.8835 | 1.6278
ENT_2_SOCO | ENT | SOCO | 2025 | B09 | 800 | 800 | 2000 | 0 | 0.12 | 529.37 | 0.01 | 0.04 | 0 | 0 | 0 | 0 | 4.8835 | 1.6278
ENT_2_SOCO | ENT | SOCO | 2025 | B10 | 1262 | 1262 | 2000 | 0 | 1999.84 | 1999.98 | 0.01 | 6806.4 | 0 | 2.92 | 1.6262 | 0 | 4.8835 | 1.6278
ENT_2_SOCO | ENT | SOCO | 2025 | B11 | 25 | 25 | 2000 | 2000 | 1998.9 | 1999.38 | 0.47 | 6196.67 | 8.9975 | 1.009 | 1.6262 | 0.15513 | 4.8835 | 1.6278
ENT_2_SOCO | ENT | SOCO | 2025 | B12 | 200 | 200 | 2000 | 0 | 0.04 | 0.28 | 0.02 | 0.06 | 0 | 0 | 0 | 0 | 4.8835 | 1.6278
ENT_2_SOCO | ENT | SOCO | 2025 | B13 | 600 | 600 | 2000 | 0 | 0.02 | 0.17 | 0.01 | 0.02 | 0 | 0 | 0 | 0 | 4.8835 | 1.6278
ENT_2_SOCO | ENT | SOCO | 2025 | B14 | 900 | 900 | 2000 | 0 | 58.25 | 1999.98 | 0.01 | 11319.17 | 0 | 0 | 1.6262 | 0 | 4.8835 | 1.6278
ENT_2_SOCO | ENT | SOCO | 2025 | B15 | 1203 | 1203 | 2000 | 0 | 1999.97 | 1999.98 | 6301.76 | 13600.36 | 0 | 4.8786 | 1.6262 | 0 | 4.8835 | 1.6278
ENT_2_SOCO | ENT | SOCO | 2025 | B16 | 25 | 25 | 2000 | 2000 | 1999.71 | 1999.38 | 5521.7 | 8002.4 | 14.6951 | 4.8786 | 1.6262 | 0.25336 | 4.8835 | 1.6278
ENT_2_SOCO | ENT | SOCO | 2025 | B17 | 100 | 100 | 2000 | 1263.48 | 1180.57 | 1999.83 | 0.08 | 1925 | 0 | 0 | 1.6262 | 0 | 4.8835 | 1.6278
ENT_2_SOCO | ENT | SOCO | 2025 | B18 | 400 | 400 | 2000 | 0 | 0.02 | 1998.49 | 0.01 | 0.06 | 0 | 0 | 0.48667 | 0 | 4.8835 | 1.6278
ENT_2_SOCO | ENT | SOCO | 2025 | B19 | 700 | 700 | 2000 | 0 | 0.02 | 1999.97 | 0.01 | 5251.97 | 0 | 0 | 1.6262 | 0 | 4.8835 | 1.6278
ENT_2_SOCO | ENT | SOCO | 2025 | B20 | 935 | 935 | 2000 | 0 | 1999.97 | 1999.98 | 4329.39 | 4892.38 | 0 | 4.8786 | 1.6262 | 0 | 4.8835 | 1.6278
ENT_2_SOCO | ENT | SOCO | 2030 | B01 | 10 | 10 | 2000 | 1859.7 | 1164.26 | 1212.16 | 12110.71 | 14049.96 | 0 | 0 | 0 | 0 | 0 | 0
ENT_2_SOCO | ENT | SOCO | 2030 | B02 | 25 | 25 | 2000 | 1548.96 | 924.4 | 1461.7 | 783.87 | 8981.7 | 0 | 0 | 0 | 0 | 0 | 0
ENT_2_SOCO | ENT | SOCO | 2030 | B03 | 75 | 75 | 2000 | 1482.76 | 832.37 | 1691.22 | 273.24 | 826.76 | 0 | 0 | 0 | 0 | 0 | 0
ENT_2_SOCO | ENT | SOCO | 2030 | B04 | 100 | 100 | 2000 | 454.5 | 1527.02 | 1810.64 | 401.66 | 1921.84 | 0 | 0 | 0 | 0 | 0 | 0
ENT_2_SOCO | ENT | SOCO | 2030 | B05 | 200 | 200 | 2000 | 0 | 1865.64 | 1908.1 | 2037.96 | 3803.51 | 0 | 0 | 0 | 0 | 0 | 0
ENT_2_SOCO | ENT | SOCO | 2030 | B06 | 300 | 300 | 2000 | 0 | 1879.46 | 1608.4 | 384.49 | 72.39 | 0 | 0 | 0 | 0 | 0 | 0
ENT_2_SOCO | ENT | SOCO | 2030 | B07 | 400 | 400 | 2000 | 0 | 1924.43 | 1944.76 | 866.51 | 653.75 | 0 | 0 | 0 | 0 | 0 | 0
ENT_2_SOCO | ENT | SOCO | 2030 | B08 | 500 | 500 | 2000 | 0 | 0.13 | 1955.32 | 0.13 | 787.17 | 0 | 0 | 0 | 0 | 0 | 0
ENT_2_SOCO | ENT | SOCO | 2030 | B09 | 800 | 800 | 2000 | 0 | 0.01 | 1691.04 | 0.01 | 40.07 | 0 | 0 | 0 | 0 | 0 | 0
ENT_2_SOCO | ENT | SOCO | 2030 | B10 | 1262 | 1262 | 2000 | 0 | 1976.29 | 1982.77 | 4012.96 | 6775.76 | 0 | 0 | 0 | 0 | 0 | 0
ENT_2_SOCO | ENT | SOCO | 2030 | B11 | 25 | 25 | 2000 | 0 | 1127.61 | 1385.74 | 1381.27 | 2750.82 | 0 | 0 | 0 | 0 | 0 | 0
ENT_2_SOCO | ENT | SOCO | 2030 | B12 | 200 | 200 | 2000 | 0 | 39.06 | 1897.08 | 37.74 | 1591.58 | 0 | 0 | 0 | 0 | 0 | 0
ENT_2_SOCO | ENT | SOCO | 2030 | B13 | 600 | 600 | 2000 | 0 | 1944.65 | 1966.76 | 852.39 | 6673.11 | 0 | 0 | 0 | 0 | 0 | 0
ENT_2_SOCO | ENT | SOCO | 2030 | B14 | 900 | 900 | 2000 | 129.24 | 1969.15 | 1977.23 | 8756.88 | 13229.12 | 0 | 0 | 0 | 0 | 0 | 0
ENT_2_SOCO | ENT | SOCO | 2030 | B15 | 1203 | 1203 | 2000 | 689.95 | 1976.09 | 1981.97 | 8684.14 | 6640.07 | 0 | 0 | 0 | 0 | 0 | 0
ENT_2_SOCO | ENT | SOCO | 2030 | B16 | 25 | 25 | 2000 | 0.01 | 1337.68 | 1456.77 | 3853.19 | 7480.39 | 0 | 0 | 0 | 0 | 0 | 0
ENT_2_SOCO | ENT | SOCO | 2030 | B17 | 100 | 100 | 2000 | 0 | 1762.8 | 1831.97 | 2533.5 | 10575.67 | 0 | 0 | 0 | 0 | 0 | 0
ENT_2_SOCO | ENT | SOCO | 2030 | B18 | 400 | 400 | 2000 | 0 | 1928.21 | 1952.44 | 1612.34 | 6374.42 | 0 | 0 | 0 | 0 | 0 | 0
ENT_2_SOCO | ENT | SOCO | 2030 | B19 | 700 | 700 | 2000 | 0 | 1960.41 | 1971.18 | 3756.19 | 6901.64 | 0 | 0 | 0 | 0 | 0 | 0
ENT_2_SOCO | ENT | SOCO | 2030 | B20 | 935 | 935 | 2000 | 0 | 1969.91 | 1977.37 | 6473.92 | 5746.6 | 0 | 0 | 0 | 0 | 0 | 0
ENT_2_SOCO | ENT | SOCO | 2035 | B01 | 10 | 10 | 2000 | 1844.91 | 1106.61 | 1141.17 | 8703.09 | 8781.46 | 0 | 0.01187 | 0 | 0 | 0 | 0
ENT_2_SOCO | ENT | SOCO | 2035 | B02 | 25 | 25 | 2000 | 904.15 | 1113.71 | 1294.67 | 1762.18 | 3125.69 | 0 | 0 | 0 | 0 | 0 | 0
ENT_2_SOCO | ENT | SOCO | 2035 | B03 | 75 | 75 | 2000 | 407.81 | 135.17 | 133.5 | 101.82 | 99.52 | 0 | 0 | 0 | 0 | 0 | 0
ENT_2_SOCO | ENT | SOCO | 2035 | B04 | 100 | 100 | 2000 | 0 | 0.49 | 0.36 | 0.51 | 0.39 | 0 | 0 | 0 | 0 | 0 | 0
ENT_2_SOCO | ENT | SOCO | 2035 | B05 | 200 | 200 | 2000 | 0 | 47.76 | 224.97 | 41.98 | 219.16 | 0 | 0 | 0 | 0 | 0 | 0
ENT_2_SOCO | ENT | SOCO | 2035 | B06 | 300 | 300 | 2000 | 0 | 0.02 | 0.02 | 0.02 | 0.02 | 0 | 0 | 0 | 0 | 0 | 0
ENT_2_SOCO | ENT | SOCO | 2035 | B07 | 400 | 400 | 2000 | 0 | 0.01 | 0.01 | 0.02 | 0.01 | 0 | 0 | 0 | 0 | 0 | 0
ENT_2_SOCO | ENT | SOCO | 2035 | B08 | 500 | 500 | 2000 | 0 | 0.01 | 0.01 | 0.01 | 0.01 | 0 | 0 | 0 | 0 | 0 | 0
ENT_2_SOCO | ENT | SOCO | 2035 | B09 | 800 | 800 | 2000 | 0 | 0.01 | 0.01 | 0.01 | 0.01 | 0 | 0 | 0 | 0 | 0 | 0
ENT_2_SOCO | ENT | SOCO | 2035 | B10 | 1262 | 1262 | 2000 | 0 | 1160.6 | 0.02 | 34.28 | 0.02 | 0 | 0 | 0 | 0 | 0 | 0
ENT_2_SOCO | ENT | SOCO | 2035 | B11 | 25 | 25 | 2000 | 0 | 0.4 | 0.19 | 0.45 | 0.22 | 0 | 0 | 0 | 0 | 0 | 0
ENT_2_SOCO | ENT | SOCO | 2035 | B12 | 200 | 200 | 2000 | 0 | 0.09 | 0.05 | 0.1 | 0.06 | 0 | 0 | 0 | 0 | 0 | 0
ENT_2_SOCO | ENT | SOCO | 2035 | B13 | 600 | 600 | 2000 | 0 | 0.09 | 0.02 | 0.1 | 0.03 | 0 | 0 | 0 | 0 | 0 | 0
ENT_2_SOCO | ENT | SOCO | 2035 | B14 | 900 | 900 | 2000 | 0 | 1961.17 | 0.04 | 5789.93 | 0.06 | 0 | 0 | 0 | 0 | 0 | 0
ENT_2_SOCO | ENT | SOCO | 2035 | B15 | 1203 | 1203 | 2000 | 0 | 1968.38 | 1974.11 | 2415.81 | 695.14 | 0 | 0 | 0 | 0 | 0 | 0
ENT_2_SOCO | ENT | SOCO | 2035 | B16 | 25 | 25 | 2000 | 1190.87 | 1244.71 | 1336.96 | 3520.24 | 4293.55 | 0 | 0 | 0 | 0 | 0 | 0
ENT_2_SOCO | ENT | SOCO | 2035 | B17 | 100 | 100 | 2000 | 0 | 1558.63 | 0.15 | 786.04 | 0.17 | 0 | 0 | 0 | 0 | 0 | 0
ENT_2_SOCO | ENT | SOCO | 2035 | B18 | 400 | 400 | 2000 | 0 | 588.9 | 0.04 | 111.47 | 0.04 | 0 | 0 | 0 | 0 | 0 | 0
ENT_2_SOCO | ENT | SOCO | 2035 | B19 | 700 | 700 | 2000 | 0 | 1600.36 | 0.02 | 61.08 | 0.03 | 0 | 0 | 0 | 0 | 0 | 0
ENT_2_SOCO | ENT | SOCO | 2035 | B20 | 935 | 935 | 2000 | 0 | 0.4 | 0.02 | 0.5 | 0.03 | 0 | 0 | 0 | 0 | 0 | 0
ENT_2_SOCO | ENT | SOCO | 2040 | B01 | 10 | 10 | 2000 | 1425.71 | 1994.81 | 1989.5 | 8120.92 | 6824.98 | 0 | 1.2107 | 0.40358 | 0 | 1.2018 | 0.40061
ENT_2_SOCO | ENT | SOCO | 2040 | B02 | 25 | 25 | 2000 | 1211.45 | 1997.65 | 1995.23 | 401.98 | 3229.7 | 0 | 1.1989 | 0.40358 | 0 | 1.2018 | 0.40061
ENT_2_SOCO | ENT | SOCO | 2040 | B03 | 75 | 75 | 2000 | 306.49 | 210.9 | 47.2 | 0.76 | 1.16 | 0 | 0 | 0 | 0 | 1.2018 | 0.40061
ENT_2_SOCO | ENT | SOCO | 2040 | B04 | 100 | 100 | 2000 | 0 | 0.48 | 0.29 | 0.24 | 0.25 | 0 | 0 | 0 | 0 | 1.2018 | 0.40061
ENT_2_SOCO | ENT | SOCO | 2040 | B05 | 200 | 200 | 2000 | 0 | 0.04 | 0.03 | 0.04 | 0.04 | 0 | 0 | 0 | 0 | 1.2018 | 0.40061
ENT_2_SOCO | ENT | SOCO | 2040 | B06 | 300 | 300 | 2000 | 0 | 0.02 | 0.02 | 0.02 | 0.02 | 0 | 0 | 0 | 0 | 1.2018 | 0.40061
ENT_2_SOCO | ENT | SOCO | 2040 | B07 | 400 | 400 | 2000 | 0 | 0.01 | 0.01 | 0.01 | 0.01 | 0 | 0 | 0 | 0 | 1.2018 | 0.40061
ENT_2_SOCO | ENT | SOCO | 2040 | B08 | 500 | 500 | 2000 | 0 | 0.02 | 0.01 | 0.01 | 0.01 | 0 | 0 | 0 | 0 | 1.2018 | 0.40061
ENT_2_SOCO | ENT | SOCO | 2040 | B09 | 800 | 800 | 2000 | 0 | 0.01 | 0.01 | 0.01 | 0.01 | 0 | 0 | 0 | 0 | 1.2018 | 0.40061
ENT_2_SOCO | ENT | SOCO | 2040 | B10 | 1262 | 0 | 2000 | 0 | 0 | 0 | 0 | 0 | 0 | 0 | 0 | 0 | 1.2018 | 0.40061
ENT_2_SOCO | ENT | SOCO | 2040 | B11 | 25 | 25 | 2000 | 235.65 | 1995.03 | 0.45 | 512.87 | 0.45 | 0 | 1.187 | 0 | 0 | 1.2018 | 0.40061
ENT_2_SOCO | ENT | SOCO | 2040 | B12 | 200 | 200 | 2000 | 0 | 0.15 | 0.05 | 0.11 | 0.06 | 0 | 0 | 0 | 0 | 1.2018 | 0.40061
ENT_2_SOCO | ENT | SOCO | 2040 | B13 | 600 | 600 | 2000 | 0 | 1055.54 | 0.21 | 0.1 | 0.08 | 0 | 0 | 0 | 0 | 1.2018 | 0.40061
ENT_2_SOCO | ENT | SOCO | 2040 | B14 | 900 | 900 | 2000 | 0 | 1999.92 | 1999.84 | 2953.7 | 2434.4 | 0 | 1.1989 | 0.40358 | 0 | 1.2018 | 0.40061
ENT_2_SOCO | ENT | SOCO | 2040 | B15 | 1203 | 1203 | 2000 | 0 | 0.01 | 0.01 | 0.01 | 0.01 | 0 | 0 | 0 | 0 | 1.2018 | 0.40061
ENT_2_SOCO | ENT | SOCO | 2040 | B16 | 25 | 25 | 2000 | 1999.99 | 1997.75 | 1995.31 | 5141.49 | 2886.32 | 1.6025 | 1.1989 | 0.40358 | 1.6025 | 1.2018 | 0.40061
ENT_2_SOCO | ENT | SOCO | 2040 | B17 | 100 | 100 | 2000 | 0 | 1306.37 | 1998.58 | 0.81 | 112.77 | 0 | 0 | 0.39171 | 0 | 1.2018 | 0.40061
ENT_2_SOCO | ENT | SOCO | 2040 | B18 | 400 | 400 | 2000 | 0 | 1399.12 | 589.39 | 0.15 | 0.34 | 0 | 0 | 0 | 0 | 1.2018 | 0.40061
ENT_2_SOCO | ENT | SOCO | 2040 | B19 | 700 | 700 | 2000 | 0 | 1928.6 | 1128.69 | 0.09 | 0.21 | 0 | 0 | 0 | 0 | 1.2018 | 0.40061
ENT_2_SOCO | ENT | SOCO | 2040 | B20 | 935 | 935 | 2000 | 0 | 0.02 | 0.01 | 0.01 | 0.01 | 0 | 0 | 0 | 0 | 1.2018 | 0.40061
ENT_2_SOCO | ENT | SOCO | 2045 | B01 | 10 | 10 | 2000 | 1177.4 | 1992.24 | 1984.48 | 7602.46 | 7503.34 | 0 | 0.99708 | 0.33236 | 0 | 0.98818 | 0.32939
ENT_2_SOCO | ENT | SOCO | 2045 | B02 | 25 | 25 | 2000 | 1671.74 | 1996.53 | 1992.85 | 3128.81 | 3077.8 | 0 | 0.98521 | 0.33236 | 0 | 0.98818 | 0.32939
ENT_2_SOCO | ENT | SOCO | 2045 | B03 | 75 | 75 | 2000 | 0 | 162.52 | 1995.5 | 1.01 | 463.74 | 0 | 0 | 0.33236 | 0 | 0.98818 | 0.32939
ENT_2_SOCO | ENT | SOCO | 2045 | B04 | 100 | 100 | 2000 | 0 | 0.14 | 1345.02 | 0.13 | 2.11 | 0 | 0 | 0 | 0 | 0.98818 | 0.32939
ENT_2_SOCO | ENT | SOCO | 2045 | B05 | 200 | 200 | 2000 | 0 | 0.05 | 0.04 | 0.05 | 0.04 | 0 | 0 | 0 | 0 | 0.98818 | 0.32939
ENT_2_SOCO | ENT | SOCO | 2045 | B06 | 300 | 300 | 2000 | 0 | 0.02 | 0.02 | 0.02 | 0.02 | 0 | 0 | 0 | 0 | 0.98818 | 0.32939
ENT_2_SOCO | ENT | SOCO | 2045 | B07 | 400 | 400 | 2000 | 0.01 | 0.03 | 0.02 | 0.03 | 0.02 | 0 | 0 | 0 | 0 | 0.98818 | 0.32939
ENT_2_SOCO | ENT | SOCO | 2045 | B08 | 500 | 500 | 2000 | 0 | 0.04 | 0.03 | 0.04 | 0.03 | 0 | 0 | 0 | 0 | 0.98818 | 0.32939
ENT_2_SOCO | ENT | SOCO | 2045 | B09 | 800 | 800 | 2000 | 0 | 1999.53 | 0.02 | 0.71 | 0.02 | 0 | 0.8309 | 0 | 0 | 0.98818 | 0.32939
ENT_2_SOCO | ENT | SOCO | 2045 | B10 | 1262 | 1262 | 2000 | 0 | 0 | 0 | 0.01 | 0 | 0 | 0 | 0 | 0 | 0.98818 | 0.32939
ENT_2_SOCO | ENT | SOCO | 2045 | B11 | 25 | 25 | 2000 | 722.37 | 1359.68 | 1430.7 | 3.91 | 7.09 | 0 | 0 | 0 | 0 | 0.98818 | 0.32939
ENT_2_SOCO | ENT | SOCO | 2045 | B12 | 200 | 200 | 2000 | 0 | 1999.49 | 202.19 | 790.79 | 1.06 | 0 | 0.98521 | 0 | 0 | 0.98818 | 0.32939
ENT_2_SOCO | ENT | SOCO | 2045 | B13 | 600 | 600 | 2000 | 0 | 717.9 | 0.03 | 0.16 | 0.03 | 0 | 0 | 0 | 0 | 0.98818 | 0.32939
ENT_2_SOCO | ENT | SOCO | 2045 | B14 | 900 | 900 | 2000 | 0 | 1999.88 | 1999.72 | 935.6 | 639.66 | 0 | 0.98521 | 0.33236 | 0 | 0.98818 | 0.32939
ENT_2_SOCO | ENT | SOCO | 2045 | B15 | 1203 | 1203 | 2000 | 0 | 86.84 | 0.01 | 0.09 | 0.01 | 0 | 0 | 0 | 0 | 0.98818 | 0.32939
ENT_2_SOCO | ENT | SOCO | 2045 | B16 | 25 | 25 | 2000 | 1999.98 | 1996.63 | 1993.04 | 6941.82 | 5118.17 | 1.3176 | 0.98521 | 0.33236 | 1.3176 | 0.98818 | 0.32939
ENT_2_SOCO | ENT | SOCO | 2045 | B17 | 100 | 100 | 2000 | 0 | 1999.06 | 1998.03 | 5968.08 | 4719.66 | 0 | 0.98521 | 0.33236 | 0 | 0.98818 | 0.32939
ENT_2_SOCO | ENT | SOCO | 2045 | B18 | 400 | 400 | 2000 | 0 | 1302.93 | 0.05 | 0.24 | 0.05 | 0 | 0 | 0 | 0 | 0.98818 | 0.32939
ENT_2_SOCO | ENT | SOCO | 2045 | B19 | 700 | 700 | 2000 | 0 | 1999.71 | 0.91 | 601.96 | 0.17 | 0 | 0.98521 | 0 | 0 | 0.98818 | 0.32939
ENT_2_SOCO | ENT | SOCO | 2045 | B20 | 935 | 935 | 2000 | 0 | 135.24 | 0.01 | 0.12 | 0.01 | 0 | 0 | 0 | 0 | 0.98818 | 0.32939
ENT_2_SOCO | ENT | SOCO | 2050 | B01 | 10 | 10 | 2000 | 2000 | 1999.68 | 1999.47 | 0.95 | 7610.79 | 8.9975 | 12.2498 | 5.6026 | 2.5707 | 16.7952 | 5.5984
ENT_2_SOCO | ENT | SOCO | 2050 | B02 | 25 | 25 | 2000 | 2000 | 1999.81 | 1999.77 | 0.23 | 3020.65 | 27.7521 | 9.0093 | 5.6026 | 19.8229 | 16.7952 | 5.5984
ENT_2_SOCO | ENT | SOCO | 2050 | B03 | 75 | 75 | 2000 | 1009.54 | 1889.93 | 1999.27 | 0.04 | 0.31 | 0 | 0 | 4.6768 | 0 | 16.7952 | 5.5984
ENT_2_SOCO | ENT | SOCO | 2050 | B04 | 100 | 100 | 2000 | 0 | 0.74 | 1527.89 | 0.03 | 0.06 | 0 | 0 | 0 | 0 | 16.7952 | 5.5984
ENT_2_SOCO | ENT | SOCO | 2050 | B05 | 200 | 200 | 2000 | 0 | 0.02 | 0.02 | 0.01 | 0.01 | 0 | 0 | 0 | 0 | 16.7952 | 5.5984
ENT_2_SOCO | ENT | SOCO | 2050 | B06 | 300 | 300 | 2000 | 0 | 0.01 | 0.01 | 0.01 | 0.01 | 0 | 0 | 0 | 0 | 16.7952 | 5.5984
ENT_2_SOCO | ENT | SOCO | 2050 | B07 | 400 | 400 | 2000 | 0 | 0.02 | 0.01 | 0.01 | 0.01 | 0 | 0 | 0 | 0 | 16.7952 | 5.5984
ENT_2_SOCO | ENT | SOCO | 2050 | B08 | 500 | 0 | 2000 | 0 | 0.02 | 1430.02 | 0 | 0.01 | 0 | 0 | 0 | 0 | 16.7952 | 5.5984
ENT_2_SOCO | ENT | SOCO | 2050 | B09 | 800 | 0 | 2000 | 0 | 0.01 | 0.07 | 0 | 0.01 | 0 | 0 | 0 | 0 | 16.7952 | 5.5984
ENT_2_SOCO | ENT | SOCO | 2050 | B10 | 1262 | 0 | 2000 | 0 | 0 | 0 | 0 | 0 | 0 | 0 | 0 | 0 | 16.7952 | 5.5984
ENT_2_SOCO | ENT | SOCO | 2050 | B11 | 25 | 25 | 2000 | 0 | 1999.41 | 7.12 | 0.15 | 0.24 | 0 | 2.0654 | 0 | 0 | 16.7952 | 5.5984
ENT_2_SOCO | ENT | SOCO | 2050 | B12 | 200 | 200 | 2000 | 0 | 1755.54 | 1999.95 | 0.01 | 1751.79 | 0 | 0 | 5.6026 | 0 | 16.7952 | 5.5984
ENT_2_SOCO | ENT | SOCO | 2050 | B13 | 600 | 0 | 2000 | 1087.07 | 0.01 | 0.01 | 0 | 0 | 0 | 0 | 0 | 0 | 16.7952 | 5.5984
ENT_2_SOCO | ENT | SOCO | 2050 | B14 | 900 | 0 | 2000 | 0 | 0.08 | 0.03 | 0 | 0.01 | 0 | 0 | 0 | 0 | 16.7952 | 5.5984
ENT_2_SOCO | ENT | SOCO | 2050 | B15 | 1203 | 0 | 2000 | 0 | 0 | 0 | 0 | 0 | 0 | 0 | 0 | 0 | 16.7952 | 5.5984
ENT_2_SOCO | ENT | SOCO | 2050 | B16 | 25 | 25 | 2000 | 0 | 1999.86 | 1999.78 | 0.35 | 13466.13 | 0 | 11.5495 | 5.6026 | 0 | 16.7952 | 5.5984
ENT_2_SOCO | ENT | SOCO | 2050 | B17 | 100 | 100 | 2000 | 433.7 | 1999.94 | 1999.94 | 0.05 | 5134.78 | 0 | 8.2853 | 5.6026 | 0 | 16.7952 | 5.5984
ENT_2_SOCO | ENT | SOCO | 2050 | B18 | 400 | 400 | 2000 | 778.2 | 0.02 | 0.01 | 0.01 | 0.01 | 0 | 0 | 0 | 0 | 16.7952 | 5.5984
ENT_2_SOCO | ENT | SOCO | 2050 | B19 | 700 | 0 | 2000 | 0 | 0.02 | 0.02 | 0 | 0.01 | 0 | 0 | 0 | 0 | 16.7952 | 5.5984
ENT_2_SOCO | ENT | SOCO | 2050 | B20 | 935 | 0 | 2000 | 0 | 0.01 | 0 | 0 | 0 | 0 | 0 | 0 | 0 | 16.7952 | 5.5984
ENT_2_SPP_N | ENT | SPP_N | 2015 | B01 | 10 | 10 | 1300 | 0 | 0.29 | 0.2 | 0.34 | 0.23 | 0 | 0 | 0 | 0 | 0 | 0
ENT_2_SPP_N | ENT | SPP_N | 2015 | B02 | 25 | 25 | 1300 | 0 | 0.16 | 0.1 | 0.18 | 0.11 | 0 | 0 | 0 | 0 | 0 | 0
ENT_2_SPP_N | ENT | SPP_N | 2015 | B03 | 75 | 75 | 1300 | 0 | 0.05 | 0.04 | 0.06 | 0.04 | 0 | 0 | 0 | 0 | 0 | 0
ENT_2_SPP_N | ENT | SPP_N | 2015 | B04 | 100 | 100 | 1300 | 0 | 0.03 | 0.02 | 0.03 | 0.02 | 0 | 0 | 0 | 0 | 0 | 0
ENT_2_SPP_N | ENT | SPP_N | 2015 | B05 | 200 | 200 | 1300 | 0 | 0.01 | 0.01 | 0.01 | 0.01 | 0 | 0 | 0 | 0 | 0 | 0
ENT_2_SPP_N | ENT | SPP_N | 2015 | B06 | 300 | 300 | 1300 | 0.04 | 0.02 | 0.01 | 0.02 | 0.01 | 0 | 0 | 0 | 0 | 0 | 0
ENT_2_SPP_N | ENT | SPP_N | 2015 | B07 | 400 | 400 | 1300 | 0 | 0.03 | 0.01 | 0.03 | 0.01 | 0 | 0 | 0 | 0 | 0 | 0
ENT_2_SPP_N | ENT | SPP_N | 2015 | B08 | 500 | 500 | 1300 | 0 | 0.01 | 0 | 0.01 | 0 | 0 | 0 | 0 | 0 | 0 | 0
ENT_2_SPP_N | ENT | SPP_N | 2015 | B09 | 800 | 0 | 1300 | 0 | 0 | 0 | 0 | 0 | 0 | 0 | 0 | 0 | 0 | 0
ENT_2_SPP_N | ENT | SPP_N | 2015 | B10 | 1262 | 0 | 1300 | 0 | 0 | 0 | 0 | 0 | 0 | 0 | 0 | 0 | 0 | 0
ENT_2_SPP_N | ENT | SPP_N | 2015 | B11 | 25 | 25 | 1300 | 433.34 | 0.17 | 0.12 | 0.18 | 0.13 | 0 | 0 | 0 | 0 | 0 | 0
ENT_2_SPP_N | ENT | SPP_N | 2015 | B12 | 200 | 200 | 1300 | 0 | 0.06 | 0.01 | 0.06 | 0.01 | 0 | 0 | 0 | 0 | 0 | 0
ENT_2_SPP_N | ENT | SPP_N | 2015 | B13 | 600 | 600 | 1300 | 0 | 0.01 | 0 | 0.01 | 0 | 0 | 0 | 0 | 0 | 0 | 0
ENT_2_SPP_N | ENT | SPP_N | 2015 | B14 | 900 | 0 | 1300 | 0 | 0 | 0 | 0 | 0 | 0 | 0 | 0 | 0 | 0 | 0
ENT_2_SPP_N | ENT | SPP_N | 2015 | B15 | 1203 | 0 | 1300 | 0 | 0 | 0 | 0 | 0 | 0 | 0 | 0 | 0 | 0 | 0
ENT_2_SPP_N | ENT | SPP_N | 2015 | B16 | 25 | 25 | 1300 | 0 | 0.15 | 0.06 | 0.16 | 0.07 | 0 | 0 | 0 | 0 | 0 | 0
ENT_2_SPP_N | ENT | SPP_N | 2015 | B17 | 100 | 100 | 1300 | 0 | 0.03 | 0.02 | 0.04 | 0.02 | 0 | 0 | 0 | 0 | 0 | 0
ENT_2_SPP_N | ENT | SPP_N | 2015 | B18 | 400 | 400 | 1300 | 0 | 0.01 | 0 | 0.01 | 0 | 0 | 0 | 0 | 0 | 0 | 0
ENT_2_SPP_N | ENT | SPP_N | 2015 | B19 | 700 | 0 | 1300 | 0 | 0 | 0 | 0 | 0 | 0 | 0 | 0 | 0 | 0 | 0
ENT_2_SPP_N | ENT | SPP_N | 2015 | B20 | 935 | 0 | 1300 | 0 | 0 | 0 | 0 | 0 | 0 | 0 | 0 | 0 | 0 | 0
ENT_2_SPP_N | ENT | SPP_N | 2020 | B01 | 10 | 10 | 1300 | 0 | 0.2 | 0.16 | 0.24 | 0.18 | 0 | 0 | 0 | 0 | 0 | 0
ENT_2_SPP_N | ENT | SPP_N | 2020 | B02 | 25 | 25 | 1300 | 0 | 0.08 | 0.07 | 0.09 | 0.07 | 0 | 0 | 0 | 0 | 0 | 0
ENT_2_SPP_N | ENT | SPP_N | 2020 | B03 | 75 | 75 | 1300 | 0 | 0.03 | 0.02 | 0.03 | 0.02 | 0 | 0 | 0 | 0 | 0 | 0
ENT_2_SPP_N | ENT | SPP_N | 2020 | B04 | 100 | 100 | 1300 | 0 | 0.02 | 0.02 | 0.02 | 0.02 | 0 | 0 | 0 | 0 | 0 | 0
ENT_2_SPP_N | ENT | SPP_N | 2020 | B05 | 200 | 200 | 1300 | 0 | 0.01 | 0.01 | 0.01 | 0.01 | 0 | 0 | 0 | 0 | 0 | 0
ENT_2_SPP_N | ENT | SPP_N | 2020 | B06 | 300 | 300 | 1300 | 0 | 0.01 | 0.01 | 0.01 | 0.01 | 0 | 0 | 0 | 0 | 0 | 0
ENT_2_SPP_N | ENT | SPP_N | 2020 | B07 | 400 | 400 | 1300 | 0 | 0.01 | 0 | 0.01 | 0 | 0 | 0 | 0 | 0 | 0 | 0
ENT_2_SPP_N | ENT | SPP_N | 2020 | B08 | 500 | 500 | 1300 | 0 | 0.01 | 0 | 0.01 | 0 | 0 | 0 | 0 | 0 | 0 | 0
ENT_2_SPP_N | ENT | SPP_N | 2020 | B09 | 800 | 0 | 1300 | 0 | 0 | 0 | 0 | 0 | 0 | 0 | 0 | 0 | 0 | 0
ENT_2_SPP_N | ENT | SPP_N | 2020 | B10 | 1262 | 0 | 1300 | 0 | 0 | 0 | 0 | 0 | 0 | 0 | 0 | 0 | 0 | 0
ENT_2_SPP_N | ENT | SPP_N | 2020 | B11 | 25 | 25 | 1300 | 0 | 0.07 | 0.06 | 0.08 | 0.07 | 0 | 0 | 0 | 0 | 0 | 0
ENT_2_SPP_N | ENT | SPP_N | 2020 | B12 | 200 | 200 | 1300 | 0 | 0.01 | 0.01 | 0.01 | 0.01 | 0 | 0 | 0 | 0 | 0 | 0
ENT_2_SPP_N | ENT | SPP_N | 2020 | B13 | 600 | 0 | 1300 | 0 | 0 | 0 | 0 | 0 | 0 | 0 | 0 | 0 | 0 | 0
ENT_2_SPP_N | ENT | SPP_N | 2020 | B14 | 900 | 0 | 1300 | 0 | 0 | 0 | 0 | 0 | 0 | 0 | 0 | 0 | 0 | 0
ENT_2_SPP_N | ENT | SPP_N | 2020 | B15 | 1203 | 0 | 1300 | 0 | 0 | 0 | 0 | 0 | 0 | 0 | 0 | 0 | 0 | 0
ENT_2_SPP_N | ENT | SPP_N | 2020 | B16 | 25 | 25 | 1300 | 0 | 0.08 | 0.06 | 0.1 | 0.07 | 0 | 0 | 0 | 0 | 0 | 0
ENT_2_SPP_N | ENT | SPP_N | 2020 | B17 | 100 | 100 | 1300 | 0 | 0.02 | 0.02 | 0.02 | 0.02 | 0 | 0 | 0 | 0 | 0 | 0
ENT_2_SPP_N | ENT | SPP_N | 2020 | B18 | 400 | 400 | 1300 | 0 | 0.01 | 0 | 0.01 | 0 | 0 | 0 | 0 | 0 | 0 | 0
ENT_2_SPP_N | ENT | SPP_N | 2020 | B19 | 700 | 0 | 1300 | 0 | 0 | 0 | 0 | 0 | 0 | 0 | 0 | 0 | 0 | 0
ENT_2_SPP_N | ENT | SPP_N | 2020 | B20 | 935 | 0 | 1300 | 0 | 0 | 0 | 0 | 0 | 0 | 0 | 0 | 0 | 0 | 0
ENT_2_SPP_N | ENT | SPP_N | 2025 | B01 | 10 | 10 | 1300 | 0 | 0.14 | 0.15 | 0.16 | 0.17 | 0 | 0 | 0 | 0 | 0 | 0
ENT_2_SPP_N | ENT | SPP_N | 2025 | B02 | 25 | 25 | 1300 | 0 | 0.06 | 0.06 | 0.06 | 0.07 | 0 | 0 | 0 | 0 | 0 | 0
ENT_2_SPP_N | ENT | SPP_N | 2025 | B03 | 75 | 75 | 1300 | 0 | 0.03 | 0.02 | 0.03 | 0.02 | 0 | 0 | 0 | 0 | 0 | 0
ENT_2_SPP_N | ENT | SPP_N | 2025 | B04 | 100 | 100 | 1300 | 0 | 0.02 | 0.02 | 0.02 | 0.02 | 0 | 0 | 0 | 0 | 0 | 0
ENT_2_SPP_N | ENT | SPP_N | 2025 | B05 | 200 | 200 | 1300 | 0 | 0.01 | 0.01 | 0.01 | 0.01 | 0 | 0 | 0 | 0 | 0 | 0
ENT_2_SPP_N | ENT | SPP_N | 2025 | B06 | 300 | 300 | 1300 | 0 | 0.01 | 0.01 | 0.01 | 0.01 | 0 | 0 | 0 | 0 | 0 | 0
ENT_2_SPP_N | ENT | SPP_N | 2025 | B07 | 400 | 400 | 1300 | 0 | 0.01 | 0 | 0.01 | 0 | 0 | 0 | 0 | 0 | 0 | 0
ENT_2_SPP_N | ENT | SPP_N | 2025 | B08 | 500 | 500 | 1300 | 0 | 0.01 | 0 | 0.01 | 0 | 0 | 0 | 0 | 0 | 0 | 0
ENT_2_SPP_N | ENT | SPP_N | 2025 | B09 | 800 | 0 | 1300 | 0 | 0 | 0 | 0 | 0 | 0 | 0 | 0 | 0 | 0 | 0
ENT_2_SPP_N | ENT | SPP_N | 2025 | B10 | 1262 | 0 | 1300 | 0 | 0 | 0 | 0 | 0 | 0 | 0 | 0 | 0 | 0 | 0
ENT_2_SPP_N | ENT | SPP_N | 2025 | B11 | 25 | 25 | 1300 | 0 | 0.06 | 0.06 | 0.06 | 0.07 | 0 | 0 | 0 | 0 | 0 | 0
ENT_2_SPP_N | ENT | SPP_N | 2025 | B12 | 200 | 200 | 1300 | 0 | 0.01 | 0.01 | 0.01 | 0.01 | 0 | 0 | 0 | 0 | 0 | 0
ENT_2_SPP_N | ENT | SPP_N | 2025 | B13 | 600 | 0 | 1300 | 0 | 0 | 0 | 0 | 0 | 0 | 0 | 0 | 0 | 0 | 0
ENT_2_SPP_N | ENT | SPP_N | 2025 | B14 | 900 | 0 | 1300 | 0 | 0 | 0 | 0 | 0 | 0 | 0 | 0 | 0 | 0 | 0
ENT_2_SPP_N | ENT | SPP_N | 2025 | B15 | 1203 | 0 | 1300 | 0 | 0 | 0 | 0 | 0 | 0 | 0 | 0 | 0 | 0 | 0
ENT_2_SPP_N | ENT | SPP_N | 2025 | B16 | 25 | 25 | 1300 | 0 | 0.06 | 0.06 | 0.06 | 0.07 | 0 | 0 | 0 | 0 | 0 | 0
ENT_2_SPP_N | ENT | SPP_N | 2025 | B17 | 100 | 100 | 1300 | 0 | 0.01 | 0.02 | 0.02 | 0.02 | 0 | 0 | 0 | 0 | 0 | 0
ENT_2_SPP_N | ENT | SPP_N | 2025 | B18 | 400 | 0 | 1300 | 0 | 0 | 0 | 0 | 0 | 0 | 0 | 0 | 0 | 0 | 0
ENT_2_SPP_N | ENT | SPP_N | 2025 | B19 | 700 | 0 | 1300 | 0 | 0 | 0 | 0 | 0 | 0 | 0 | 0 | 0 | 0 | 0
ENT_2_SPP_N | ENT | SPP_N | 2025 | B20 | 935 | 0 | 1300 | 0 | 0 | 0 | 0 | 0 | 0 | 0 | 0 | 0 | 0 | 0
ENT_2_SPP_N | ENT | SPP_N | 2030 | B01 | 10 | 10 | 1300 | 0 | 0.12 | 0.15 | 0.13 | 0.17 | 0 | 0 | 0 | 0 | 0 | 0
ENT_2_SPP_N | ENT | SPP_N | 2030 | B02 | 25 | 25 | 1300 | 0 | 0.05 | 0.06 | 0.05 | 0.07 | 0 | 0 | 0 | 0 | 0 | 0
ENT_2_SPP_N | ENT | SPP_N | 2030 | B03 | 75 | 75 | 1300 | 0 | 0.04 | 0.02 | 0.04 | 0.02 | 0 | 0 | 0 | 0 | 0 | 0
ENT_2_SPP_N | ENT | SPP_N | 2030 | B04 | 100 | 100 | 1300 | 0 | 0.02 | 0.02 | 0.02 | 0.02 | 0 | 0 | 0 | 0 | 0 | 0
ENT_2_SPP_N | ENT | SPP_N | 2030 | B05 | 200 | 200 | 1300 | 389.13 | 0.01 | 0.01 | 0.01 | 0.01 | 0 | 0 | 0 | 0 | 0 | 0
ENT_2_SPP_N | ENT | SPP_N | 2030 | B06 | 300 | 300 | 1300 | 0 | 0.01 | 0.01 | 0.01 | 0.01 | 0 | 0 | 0 | 0 | 0 | 0
ENT_2_SPP_N | ENT | SPP_N | 2030 | B07 | 400 | 400 | 1300 | 0 | 0.01 | 0 | 0.01 | 0.01 | 0 | 0 | 0 | 0 | 0 | 0
ENT_2_SPP_N | ENT | SPP_N | 2030 | B08 | 500 | 0 | 1300 | 0 | 0 | 0 | 0 | 0 | 0 | 0 | 0 | 0 | 0 | 0
ENT_2_SPP_N | ENT | SPP_N | 2030 | B09 | 800 | 0 | 1300 | 0 | 0 | 0 | 0 | 0 | 0 | 0 | 0 | 0 | 0 | 0
ENT_2_SPP_N | ENT | SPP_N | 2030 | B10 | 1262 | 0 | 1300 | 0 | 0 | 0 | 0 | 0 | 0 | 0 | 0 | 0 | 0 | 0
ENT_2_SPP_N | ENT | SPP_N | 2030 | B11 | 25 | 25 | 1300 | 0 | 0.05 | 0.06 | 0.06 | 0.07 | 0 | 0 | 0 | 0 | 0 | 0
ENT_2_SPP_N | ENT | SPP_N | 2030 | B12 | 200 | 200 | 1300 | 0 | 0.01 | 0.01 | 0.01 | 0.01 | 0 | 0 | 0 | 0 | 0 | 0
ENT_2_SPP_N | ENT | SPP_N | 2030 | B13 | 600 | 0 | 1300 | 0 | 0 | 0 | 0 | 0 | 0 | 0 | 0 | 0 | 0 | 0
ENT_2_SPP_N | ENT | SPP_N | 2030 | B14 | 900 | 0 | 1300 | 0 | 0 | 0 | 0 | 0 | 0 | 0 | 0 | 0 | 0 | 0
ENT_2_SPP_N | ENT | SPP_N | 2030 | B15 | 1203 | 0 | 1300 | 0 | 0 | 0 | 0 | 0 | 0 | 0 | 0 | 0 | 0 | 0
ENT_2_SPP_N | ENT | SPP_N | 2030 | B16 | 25 | 25 | 1300 | 0 | 0.05 | 0.06 | 0.05 | 0.07 | 0 | 0 | 0 | 0 | 0 | 0
ENT_2_SPP_N | ENT | SPP_N | 2030 | B17 | 100 | 100 | 1300 | 0 | 0.01 | 0.02 | 0.01 | 0.02 | 0 | 0 | 0 | 0 | 0 | 0
ENT_2_SPP_N | ENT | SPP_N | 2030 | B18 | 400 | 0 | 1300 | 0 | 0 | 0 | 0 | 0 | 0 | 0 | 0 | 0 | 0 | 0
ENT_2_SPP_N | ENT | SPP_N | 2030 | B19 | 700 | 0 | 1300 | 0 | 0 | 0 | 0 | 0 | 0 | 0 | 0 | 0 | 0 | 0
ENT_2_SPP_N | ENT | SPP_N | 2030 | B20 | 935 | 0 | 1300 | 0 | 0 | 0 | 0 | 0 | 0 | 0 | 0 | 0 | 0 | 0
ENT_2_SPP_N | ENT | SPP_N | 2035 | B01 | 10 | 10 | 1300 | 0 | 0.09 | 0.14 | 0.1 | 0.16 | 0 | 0 | 0 | 0 | 0 | 0
ENT_2_SPP_N | ENT | SPP_N | 2035 | B02 | 25 | 25 | 1300 | 0 | 0.04 | 0.06 | 0.04 | 0.06 | 0 | 0 | 0 | 0 | 0 | 0
ENT_2_SPP_N | ENT | SPP_N | 2035 | B03 | 75 | 75 | 1300 | 0 | 0.03 | 0.02 | 0.03 | 0.03 | 0 | 0 | 0 | 0 | 0 | 0
ENT_2_SPP_N | ENT | SPP_N | 2035 | B04 | 100 | 100 | 1300 | 0 | 0.02 | 0.02 | 0.02 | 0.02 | 0 | 0 | 0 | 0 | 0 | 0
ENT_2_SPP_N | ENT | SPP_N | 2035 | B05 | 200 | 200 | 1300 | 0 | 0.02 | 0.01 | 0.02 | 0.01 | 0 | 0 | 0 | 0 | 0 | 0
ENT_2_SPP_N | ENT | SPP_N | 2035 | B06 | 300 | 300 | 1300 | 0 | 0.01 | 0.01 | 0.01 | 0.01 | 0 | 0 | 0 | 0 | 0 | 0
ENT_2_SPP_N | ENT | SPP_N | 2035 | B07 | 400 | 400 | 1300 | 0 | 0.01 | 0.01 | 0.01 | 0.01 | 0 | 0 | 0 | 0 | 0 | 0
ENT_2_SPP_N | ENT | SPP_N | 2035 | B08 | 500 | 0 | 1300 | 0 | 0 | 0 | 0 | 0 | 0 | 0 | 0 | 0 | 0 | 0
ENT_2_SPP_N | ENT | SPP_N | 2035 | B09 | 800 | 0 | 1300 | 0 | 0 | 0 | 0 | 0 | 0 | 0 | 0 | 0 | 0 | 0
ENT_2_SPP_N | ENT | SPP_N | 2035 | B10 | 1262 | 0 | 1300 | 0 | 0 | 0 | 0 | 0 | 0 | 0 | 0 | 0 | 0 | 0
ENT_2_SPP_N | ENT | SPP_N | 2035 | B11 | 25 | 25 | 1300 | 0 | 0.04 | 0.06 | 0.04 | 0.06 | 0 | 0 | 0 | 0 | 0 | 0
ENT_2_SPP_N | ENT | SPP_N | 2035 | B12 | 200 | 200 | 1300 | 0 | 0 | 0.01 | 0.01 | 0.01 | 0 | 0 | 0 | 0 | 0 | 0
ENT_2_SPP_N | ENT | SPP_N | 2035 | B13 | 600 | 0 | 1300 | 0 | 0 | 0 | 0 | 0 | 0 | 0 | 0 | 0 | 0 | 0
ENT_2_SPP_N | ENT | SPP_N | 2035 | B14 | 900 | 0 | 1300 | 0 | 0 | 0 | 0 | 0 | 0 | 0 | 0 | 0 | 0 | 0
ENT_2_SPP_N | ENT | SPP_N | 2035 | B15 | 1203 | 0 | 1300 | 0 | 0 | 0 | 0 | 0 | 0 | 0 | 0 | 0 | 0 | 0
ENT_2_SPP_N | ENT | SPP_N | 2035 | B16 | 25 | 25 | 1300 | 0 | 0.04 | 0.06 | 0.04 | 0.06 | 0 | 0 | 0 | 0 | 0 | 0
ENT_2_SPP_N | ENT | SPP_N | 2035 | B17 | 100 | 100 | 1300 | 0 | 0.01 | 0.01 | 0.01 | 0.02 | 0 | 0 | 0 | 0 | 0 | 0
ENT_2_SPP_N | ENT | SPP_N | 2035 | B18 | 400 | 0 | 1300 | 0 | 0 | 0 | 0 | 0 | 0 | 0 | 0 | 0 | 0 | 0
ENT_2_SPP_N | ENT | SPP_N | 2035 | B19 | 700 | 0 | 1300 | 0 | 0 | 0 | 0 | 0 | 0 | 0 | 0 | 0 | 0 | 0
ENT_2_SPP_N | ENT | SPP_N | 2035 | B20 | 935 | 0 | 1300 | 0 | 0 | 0 | 0 | 0 | 0 | 0 | 0 | 0 | 0 | 0
ENT_2_SPP_N | ENT | SPP_N | 2040 | B01 | 10 | 10 | 1300 | 0 | 0.1 | 0.16 | 0.11 | 0.18 | 0 | 0.01187 | 0 | 0 | 0 | 0
ENT_2_SPP_N | ENT | SPP_N | 2040 | B02 | 25 | 25 | 1300 | 0 | 0.04 | 0.07 | 0.04 | 0.07 | 0 | 0 | 0 | 0 | 0 | 0
ENT_2_SPP_N | ENT | SPP_N | 2040 | B03 | 75 | 75 | 1300 | 0 | 0.03 | 0.03 | 0.03 | 0.03 | 0 | 0 | 0 | 0 | 0 | 0
ENT_2_SPP_N | ENT | SPP_N | 2040 | B04 | 100 | 100 | 1300 | 134.62 | 0.03 | 0.03 | 0.03 | 0.03 | 0 | 0 | 0 | 0 | 0 | 0
ENT_2_SPP_N | ENT | SPP_N | 2040 | B05 | 200 | 200 | 1300 | 0 | 0.02 | 0.02 | 0.02 | 0.02 | 0 | 0 | 0 | 0 | 0 | 0
ENT_2_SPP_N | ENT | SPP_N | 2040 | B06 | 300 | 300 | 1300 | 0.13 | 0.02 | 0.01 | 0.02 | 0.02 | 0 | 0 | 0 | 0 | 0 | 0
ENT_2_SPP_N | ENT | SPP_N | 2040 | B07 | 400 | 400 | 1300 | 0 | 0.01 | 0.01 | 0.01 | 0.01 | 0 | 0 | 0 | 0 | 0 | 0
ENT_2_SPP_N | ENT | SPP_N | 2040 | B08 | 500 | 0 | 1300 | 0 | 0 | 0 | 0 | 0 | 0 | 0 | 0 | 0 | 0 | 0
ENT_2_SPP_N | ENT | SPP_N | 2040 | B09 | 800 | 0 | 1300 | 0 | 0 | 0 | 0 | 0 | 0 | 0 | 0 | 0 | 0 | 0
ENT_2_SPP_N | ENT | SPP_N | 2040 | B10 | 1262 | 0 | 1300 | 0 | 0 | 0 | 0 | 0 | 0 | 0 | 0 | 0 | 0 | 0
ENT_2_SPP_N | ENT | SPP_N | 2040 | B11 | 25 | 25 | 1300 | 0 | 0.04 | 0.07 | 0.04 | 0.07 | 0 | 0 | 0 | 0 | 0 | 0
ENT_2_SPP_N | ENT | SPP_N | 2040 | B12 | 200 | 200 | 1300 | 0 | 0.01 | 0.01 | 0.01 | 0.01 | 0 | 0 | 0 | 0 | 0 | 0
ENT_2_SPP_N | ENT | SPP_N | 2040 | B13 | 600 | 0 | 1300 | 0 | 0 | 0 | 0 | 0 | 0 | 0 | 0 | 0 | 0 | 0
ENT_2_SPP_N | ENT | SPP_N | 2040 | B14 | 900 | 0 | 1300 | 0 | 0 | 0 | 0 | 0 | 0 | 0 | 0 | 0 | 0 | 0
ENT_2_SPP_N | ENT | SPP_N | 2040 | B15 | 1203 | 0 | 1300 | 0 | 0 | 0 | 0 | 0 | 0 | 0 | 0 | 0 | 0 | 0
ENT_2_SPP_N | ENT | SPP_N | 2040 | B16 | 25 | 25 | 1300 | 0 | 0.04 | 0.07 | 0.04 | 0.07 | 0 | 0 | 0 | 0 | 0 | 0
ENT_2_SPP_N | ENT | SPP_N | 2040 | B17 | 100 | 100 | 1300 | 0 | 0.01 | 0.02 | 0.01 | 0.02 | 0 | 0 | 0 | 0 | 0 | 0
ENT_2_SPP_N | ENT | SPP_N | 2040 | B18 | 400 | 0 | 1300 | 0 | 0 | 0 | 0 | 0 | 0 | 0 | 0 | 0 | 0 | 0
ENT_2_SPP_N | ENT | SPP_N | 2040 | B19 | 700 | 0 | 1300 | 0 | 0 | 0 | 0 | 0 | 0 | 0 | 0 | 0 | 0 | 0
ENT_2_SPP_N | ENT | SPP_N | 2040 | B20 | 935 | 0 | 1300 | 0 | 0 | 0 | 0 | 0 | 0 | 0 | 0 | 0 | 0 | 0
ENT_2_SPP_N | ENT | SPP_N | 2045 | B01 | 10 | 10 | 1300 | 0 | 0.14 | 0.22 | 0.16 | 0.26 | 0 | 0.01187 | 0.01187 | 0 | 0 | 0
ENT_2_SPP_N | ENT | SPP_N | 2045 | B02 | 25 | 25 | 1300 | 0 | 0.06 | 0.09 | 0.07 | 0.1 | 0 | 0 | 0 | 0 | 0 | 0
ENT_2_SPP_N | ENT | SPP_N | 2045 | B03 | 75 | 75 | 1300 | 0 | 0.04 | 0.04 | 0.05 | 0.05 | 0 | 0 | 0 | 0 | 0 | 0
ENT_2_SPP_N | ENT | SPP_N | 2045 | B04 | 100 | 100 | 1300 | 72.05 | 0.04 | 0.03 | 0.04 | 0.04 | 0 | 0 | 0 | 0 | 0 | 0
ENT_2_SPP_N | ENT | SPP_N | 2045 | B05 | 200 | 200 | 1300 | 0 | 0.03 | 0.03 | 0.03 | 0.03 | 0 | 0 | 0 | 0 | 0 | 0
ENT_2_SPP_N | ENT | SPP_N | 2045 | B06 | 300 | 300 | 1300 | 1186.71 | 0.03 | 0.02 | 0.03 | 0.02 | 0 | 0 | 0 | 0 | 0 | 0
ENT_2_SPP_N | ENT | SPP_N | 2045 | B07 | 400 | 400 | 1300 | 0 | 0.01 | 0.01 | 0.01 | 0.01 | 0 | 0 | 0 | 0 | 0 | 0
ENT_2_SPP_N | ENT | SPP_N | 2045 | B08 | 500 | 0 | 1300 | 0 | 0 | 0 | 0 | 0.01 | 0 | 0 | 0 | 0 | 0 | 0
ENT_2_SPP_N | ENT | SPP_N | 2045 | B09 | 800 | 0 | 1300 | 0 | 0 | 0 | 0 | 0 | 0 | 0 | 0 | 0 | 0 | 0
ENT_2_SPP_N | ENT | SPP_N | 2045 | B10 | 1262 | 0 | 1300 | 0 | 0 | 0 | 0 | 0 | 0 | 0 | 0 | 0 | 0 | 0
ENT_2_SPP_N | ENT | SPP_N | 2045 | B11 | 25 | 25 | 1300 | 0 | 0.06 | 0.09 | 0.07 | 0.1 | 0 | 0 | 0 | 0 | 0 | 0
ENT_2_SPP_N | ENT | SPP_N | 2045 | B12 | 200 | 200 | 1300 | 0 | 0.01 | 0.01 | 0.01 | 0.01 | 0 | 0 | 0 | 0 | 0 | 0
ENT_2_SPP_N | ENT | SPP_N | 2045 | B13 | 600 | 0 | 1300 | 0 | 0 | 0 | 0 | 0 | 0 | 0 | 0 | 0 | 0 | 0
ENT_2_SPP_N | ENT | SPP_N | 2045 | B14 | 900 | 0 | 1300 | 0 | 0 | 0 | 0 | 0 | 0 | 0 | 0 | 0 | 0 | 0
ENT_2_SPP_N | ENT | SPP_N | 2045 | B15 | 1203 | 0 | 1300 | 0 | 0 | 0 | 0 | 0 | 0 | 0 | 0 | 0 | 0 | 0
ENT_2_SPP_N | ENT | SPP_N | 2045 | B16 | 25 | 25 | 1300 | 0 | 0.06 | 0.09 | 0.07 | 0.1 | 0 | 0 | 0 | 0 | 0 | 0
ENT_2_SPP_N | ENT | SPP_N | 2045 | B17 | 100 | 100 | 1300 | 0 | 0.02 | 0.02 | 0.02 | 0.03 | 0 | 0 | 0 | 0 | 0 | 0
ENT_2_SPP_N | ENT | SPP_N | 2045 | B18 | 400 | 0 | 1300 | 0 | 0 | 0.01 | 0 | 0.01 | 0 | 0 | 0 | 0 | 0 | 0
ENT_2_SPP_N | ENT | SPP_N | 2045 | B19 | 700 | 0 | 1300 | 0 | 0 | 0 | 0 | 0 | 0 | 0 | 0 | 0 | 0 | 0
ENT_2_SPP_N | ENT | SPP_N | 2045 | B20 | 935 | 0 | 1300 | 0 | 0 | 0 | 0 | 0 | 0 | 0 | 0 | 0 | 0 | 0
ENT_2_SPP_N | ENT | SPP_N | 2050 | B01 | 10 | 10 | 1300 | 0 | 0.07 | 0.11 | 0.08 | 0.13 | 0 | 0 | 0 | 0 | 0 | 0
ENT_2_SPP_N | ENT | SPP_N | 2050 | B02 | 25 | 25 | 1300 | 0 | 0.03 | 0.05 | 0.03 | 0.05 | 0 | 0 | 0 | 0 | 0 | 0
ENT_2_SPP_N | ENT | SPP_N | 2050 | B03 | 75 | 75 | 1300 | 0 | 0.02 | 0.02 | 0.02 | 0.02 | 0 | 0 | 0 | 0 | 0 | 0
ENT_2_SPP_N | ENT | SPP_N | 2050 | B04 | 100 | 100 | 1300 | 0 | 0.02 | 0.01 | 0.02 | 0.02 | 0 | 0 | 0 | 0 | 0 | 0
ENT_2_SPP_N | ENT | SPP_N | 2050 | B05 | 200 | 200 | 1300 | 0 | 0.01 | 0.01 | 0.01 | 0.01 | 0 | 0 | 0 | 0 | 0 | 0
ENT_2_SPP_N | ENT | SPP_N | 2050 | B06 | 300 | 300 | 1300 | 0 | 0.01 | 0 | 0.01 | 0 | 0 | 0 | 0 | 0 | 0 | 0
ENT_2_SPP_N | ENT | SPP_N | 2050 | B07 | 400 | 0 | 1300 | 0 | 0 | 0 | 0 | 0 | 0 | 0 | 0 | 0 | 0 | 0
ENT_2_SPP_N | ENT | SPP_N | 2050 | B08 | 500 | 0 | 1300 | 0 | 0 | 0 | 0 | 0 | 0 | 0 | 0 | 0 | 0 | 0
ENT_2_SPP_N | ENT | SPP_N | 2050 | B09 | 800 | 0 | 1300 | 0 | 0 | 0 | 0 | 0 | 0 | 0 | 0 | 0 | 0 | 0
ENT_2_SPP_N | ENT | SPP_N | 2050 | B10 | 1262 | 0 | 1300 | 0 | 0 | 0 | 0 | 0 | 0 | 0 | 0 | 0 | 0 | 0
ENT_2_SPP_N | ENT | SPP_N | 2050 | B11 | 25 | 25 | 1300 | 0 | 0.03 | 0.05 | 0.03 | 0.05 | 0 | 0 | 0 | 0 | 0 | 0
ENT_2_SPP_N | ENT | SPP_N | 2050 | B12 | 200 | 0 | 1300 | 0 | 0 | 0.01 | 0 | 0.01 | 0 | 0 | 0 | 0 | 0 | 0
ENT_2_SPP_N | ENT | SPP_N | 2050 | B13 | 600 | 0 | 1300 | 0 | 0 | 0 | 0 | 0 | 0 | 0 | 0 | 0 | 0 | 0
ENT_2_SPP_N | ENT | SPP_N | 2050 | B14 | 900 | 0 | 1300 | 0 | 0 | 0 | 0 | 0 | 0 | 0 | 0 | 0 | 0 | 0
ENT_2_SPP_N | ENT | SPP_N | 2050 | B15 | 1203 | 0 | 1300 | 0 | 0 | 0 | 0 | 0 | 0 | 0 | 0 | 0 | 0 | 0
ENT_2_SPP_N | ENT | SPP_N | 2050 | B16 | 25 | 25 | 1300 | 0 | 0.03 | 0.04 | 0.03 | 0.05 | 0 | 0 | 0 | 0 | 0 | 0
ENT_2_SPP_N | ENT | SPP_N | 2050 | B17 | 100 | 100 | 1300 | 0 | 0.01 | 0.01 | 0.01 | 0.01 | 0 | 0 | 0 | 0 | 0 | 0
ENT_2_SPP_N | ENT | SPP_N | 2050 | B18 | 400 | 0 | 1300 | 0 | 0 | 0 | 0 | 0 | 0 | 0 | 0 | 0 | 0 | 0
ENT_2_SPP_N | ENT | SPP_N | 2050 | B19 | 700 | 0 | 1300 | 0 | 0 | 0 | 0 | 0 | 0 | 0 | 0 | 0 | 0 | 0
ENT_2_SPP_N | ENT | SPP_N | 2050 | B20 | 935 | 0 | 1300 | 0 | 0 | 0 | 0 | 0 | 0 | 0 | 0 | 0 | 0 | 0
ENT_2_SPP_S | ENT | SPP_S | 2015 | B01 | 10 | 10 | 1300 | 0 | 0.22 | 0.18 | 0.25 | 0.21 | 0 | 0 | 0 | 0 | 0 | 0
ENT_2_SPP_S | ENT | SPP_S | 2015 | B02 | 25 | 25 | 1300 | 0 | 0.11 | 0.09 | 0.12 | 0.1 | 0 | 0 | 0 | 0 | 0 | 0
ENT_2_SPP_S | ENT | SPP_S | 2015 | B03 | 75 | 75 | 1300 | 0 | 0.04 | 0.03 | 0.04 | 0.03 | 0 | 0 | 0 | 0 | 0 | 0
ENT_2_SPP_S | ENT | SPP_S | 2015 | B04 | 100 | 100 | 1300 | 0 | 0.02 | 0.01 | 0.02 | 0.02 | 0 | 0 | 0 | 0 | 0 | 0
ENT_2_SPP_S | ENT | SPP_S | 2015 | B05 | 200 | 200 | 1300 | 0 | 0.01 | 0.01 | 0.01 | 0.01 | 0 | 0 | 0 | 0 | 0 | 0
ENT_2_SPP_S | ENT | SPP_S | 2015 | B06 | 300 | 300 | 1300 | 650.32 | 0.02 | 0.01 | 0.02 | 0.01 | 0 | 0 | 0 | 0 | 0 | 0
ENT_2_SPP_S | ENT | SPP_S | 2015 | B07 | 400 | 400 | 1300 | 0 | 0.03 | 0.01 | 0.03 | 0.01 | 0 | 0 | 0 | 0 | 0 | 0
ENT_2_SPP_S | ENT | SPP_S | 2015 | B08 | 500 | 500 | 1300 | 0 | 0.01 | 0 | 0.01 | 0 | 0 | 0 | 0 | 0 | 0 | 0
ENT_2_SPP_S | ENT | SPP_S | 2015 | B09 | 800 | 0 | 1300 | 0 | 0 | 0 | 0 | 0 | 0 | 0 | 0 | 0 | 0 | 0
ENT_2_SPP_S | ENT | SPP_S | 2015 | B10 | 1262 | 0 | 1300 | 0 | 0 | 0 | 0 | 0 | 0 | 0 | 0 | 0 | 0 | 0
ENT_2_SPP_S | ENT | SPP_S | 2015 | B11 | 25 | 25 | 1300 | 0 | 0.17 | 0.12 | 0.18 | 0.13 | 0 | 0 | 0 | 0 | 0 | 0
ENT_2_SPP_S | ENT | SPP_S | 2015 | B12 | 200 | 200 | 1300 | 0 | 0.06 | 0.01 | 0.06 | 0.01 | 0 | 0 | 0 | 0 | 0 | 0
ENT_2_SPP_S | ENT | SPP_S | 2015 | B13 | 600 | 600 | 1300 | 0 | 0.01 | 0 | 0.01 | 0 | 0 | 0 | 0 | 0 | 0 | 0
ENT_2_SPP_S | ENT | SPP_S | 2015 | B14 | 900 | 0 | 1300 | 0 | 0 | 0 | 0 | 0 | 0 | 0 | 0 | 0 | 0 | 0
ENT_2_SPP_S | ENT | SPP_S | 2015 | B15 | 1203 | 0 | 1300 | 0 | 0 | 0 | 0 | 0 | 0 | 0 | 0 | 0 | 0 | 0
ENT_2_SPP_S | ENT | SPP_S | 2015 | B16 | 25 | 25 | 1300 | 0 | 0.14 | 0.06 | 0.16 | 0.06 | 0 | 0 | 0 | 0 | 0 | 0
ENT_2_SPP_S | ENT | SPP_S | 2015 | B17 | 100 | 100 | 1300 | 0 | 0.03 | 0.02 | 0.04 | 0.02 | 0 | 0 | 0 | 0 | 0 | 0
ENT_2_SPP_S | ENT | SPP_S | 2015 | B18 | 400 | 400 | 1300 | 0 | 0.01 | 0 | 0.01 | 0 | 0 | 0 | 0 | 0 | 0 | 0
ENT_2_SPP_S | ENT | SPP_S | 2015 | B19 | 700 | 0 | 1300 | 0 | 0 | 0 | 0 | 0 | 0 | 0 | 0 | 0 | 0 | 0
ENT_2_SPP_S | ENT | SPP_S | 2015 | B20 | 935 | 0 | 1300 | 0 | 0 | 0 | 0 | 0 | 0 | 0 | 0 | 0 | 0 | 0
ENT_2_SPP_S | ENT | SPP_S | 2020 | B01 | 10 | 10 | 1300 | 0 | 0.17 | 0.15 | 0.2 | 0.17 | 0 | 0 | 0 | 0 | 0 | 0
ENT_2_SPP_S | ENT | SPP_S | 2020 | B02 | 25 | 25 | 1300 | 0 | 0.07 | 0.06 | 0.08 | 0.07 | 0 | 0 | 0 | 0 | 0 | 0
ENT_2_SPP_S | ENT | SPP_S | 2020 | B03 | 75 | 75 | 1300 | 0 | 0.03 | 0.02 | 0.03 | 0.02 | 0 | 0 | 0 | 0 | 0 | 0
ENT_2_SPP_S | ENT | SPP_S | 2020 | B04 | 100 | 100 | 1300 | 0 | 0.02 | 0.02 | 0.02 | 0.02 | 0 | 0 | 0 | 0 | 0 | 0
ENT_2_SPP_S | ENT | SPP_S | 2020 | B05 | 200 | 200 | 1300 | 0 | 0.01 | 0.01 | 0.01 | 0.01 | 0 | 0 | 0 | 0 | 0 | 0
ENT_2_SPP_S | ENT | SPP_S | 2020 | B06 | 300 | 300 | 1300 | 0 | 0.01 | 0.01 | 0.01 | 0.01 | 0 | 0 | 0 | 0 | 0 | 0
ENT_2_SPP_S | ENT | SPP_S | 2020 | B07 | 400 | 400 | 1300 | 0 | 0.01 | 0 | 0.01 | 0 | 0 | 0 | 0 | 0 | 0 | 0
ENT_2_SPP_S | ENT | SPP_S | 2020 | B08 | 500 | 500 | 1300 | 0 | 0.01 | 0 | 0.01 | 0 | 0 | 0 | 0 | 0 | 0 | 0
ENT_2_SPP_S | ENT | SPP_S | 2020 | B09 | 800 | 0 | 1300 | 0 | 0 | 0 | 0 | 0 | 0 | 0 | 0 | 0 | 0 | 0
ENT_2_SPP_S | ENT | SPP_S | 2020 | B10 | 1262 | 0 | 1300 | 0 | 0 | 0 | 0 | 0 | 0 | 0 | 0 | 0 | 0 | 0
ENT_2_SPP_S | ENT | SPP_S | 2020 | B11 | 25 | 25 | 1300 | 0 | 0.07 | 0.06 | 0.08 | 0.07 | 0 | 0 | 0 | 0 | 0 | 0
ENT_2_SPP_S | ENT | SPP_S | 2020 | B12 | 200 | 200 | 1300 | 0 | 0.01 | 0.01 | 0.01 | 0.01 | 0 | 0 | 0 | 0 | 0 | 0
ENT_2_SPP_S | ENT | SPP_S | 2020 | B13 | 600 | 0 | 1300 | 0 | 0 | 0 | 0 | 0 | 0 | 0 | 0 | 0 | 0 | 0
ENT_2_SPP_S | ENT | SPP_S | 2020 | B14 | 900 | 0 | 1300 | 0 | 0 | 0 | 0 | 0 | 0 | 0 | 0 | 0 | 0 | 0
ENT_2_SPP_S | ENT | SPP_S | 2020 | B15 | 1203 | 0 | 1300 | 0 | 0 | 0 | 0 | 0 | 0 | 0 | 0 | 0 | 0 | 0
ENT_2_SPP_S | ENT | SPP_S | 2020 | B16 | 25 | 25 | 1300 | 0 | 0.07 | 0.06 | 0.08 | 0.07 | 0 | 0 | 0 | 0 | 0 | 0
ENT_2_SPP_S | ENT | SPP_S | 2020 | B17 | 100 | 100 | 1300 | 0 | 0.02 | 0.02 | 0.02 | 0.02 | 0 | 0 | 0 | 0 | 0 | 0
ENT_2_SPP_S | ENT | SPP_S | 2020 | B18 | 400 | 400 | 1300 | 0 | 0.01 | 0 | 0.01 | 0 | 0 | 0 | 0 | 0 | 0 | 0
ENT_2_SPP_S | ENT | SPP_S | 2020 | B19 | 700 | 0 | 1300 | 0 | 0 | 0 | 0 | 0 | 0 | 0 | 0 | 0 | 0 | 0
ENT_2_SPP_S | ENT | SPP_S | 2020 | B20 | 935 | 0 | 1300 | 0 | 0 | 0 | 0 | 0 | 0 | 0 | 0 | 0 | 0 | 0
ENT_2_SPP_S | ENT | SPP_S | 2025 | B01 | 10 | 10 | 1300 | 0 | 0.14 | 0.15 | 0.15 | 0.17 | 0 | 0 | 0 | 0 | 0 | 0
ENT_2_SPP_S | ENT | SPP_S | 2025 | B02 | 25 | 25 | 1300 | 0 | 0.06 | 0.06 | 0.06 | 0.07 | 0 | 0 | 0 | 0 | 0 | 0
ENT_2_SPP_S | ENT | SPP_S | 2025 | B03 | 75 | 75 | 1300 | 0 | 0.03 | 0.02 | 0.03 | 0.02 | 0 | 0 | 0 | 0 | 0 | 0
ENT_2_SPP_S | ENT | SPP_S | 2025 | B04 | 100 | 100 | 1300 | 0 | 0.02 | 0.02 | 0.02 | 0.02 | 0 | 0 | 0 | 0 | 0 | 0
ENT_2_SPP_S | ENT | SPP_S | 2025 | B05 | 200 | 200 | 1300 | 0 | 0.01 | 0.01 | 0.01 | 0.01 | 0 | 0 | 0 | 0 | 0 | 0
ENT_2_SPP_S | ENT | SPP_S | 2025 | B06 | 300 | 300 | 1300 | 0 | 0.01 | 0.01 | 0.01 | 0.01 | 0 | 0 | 0 | 0 | 0 | 0
ENT_2_SPP_S | ENT | SPP_S | 2025 | B07 | 400 | 400 | 1300 | 0 | 0.01 | 0 | 0.01 | 0 | 0 | 0 | 0 | 0 | 0 | 0
ENT_2_SPP_S | ENT | SPP_S | 2025 | B08 | 500 | 500 | 1300 | 0 | 0.01 | 0 | 0.01 | 0 | 0 | 0 | 0 | 0 | 0 | 0
ENT_2_SPP_S | ENT | SPP_S | 2025 | B09 | 800 | 0 | 1300 | 0 | 0 | 0 | 0 | 0 | 0 | 0 | 0 | 0 | 0 | 0
ENT_2_SPP_S | ENT | SPP_S | 2025 | B10 | 1262 | 0 | 1300 | 0 | 0 | 0 | 0 | 0 | 0 | 0 | 0 | 0 | 0 | 0
ENT_2_SPP_S | ENT | SPP_S | 2025 | B11 | 25 | 25 | 1300 | 0 | 0.06 | 0.06 | 0.06 | 0.07 | 0 | 0 | 0 | 0 | 0 | 0
ENT_2_SPP_S | ENT | SPP_S | 2025 | B12 | 200 | 200 | 1300 | 0 | 0.01 | 0.01 | 0.01 | 0.01 | 0 | 0 | 0 | 0 | 0 | 0
ENT_2_SPP_S | ENT | SPP_S | 2025 | B13 | 600 | 0 | 1300 | 0 | 0 | 0 | 0 | 0 | 0 | 0 | 0 | 0 | 0 | 0
ENT_2_SPP_S | ENT | SPP_S | 2025 | B14 | 900 | 0 | 1300 | 0 | 0 | 0 | 0 | 0 | 0 | 0 | 0 | 0 | 0 | 0
ENT_2_SPP_S | ENT | SPP_S | 2025 | B15 | 1203 | 0 | 1300 | 0 | 0 | 0 | 0 | 0 | 0 | 0 | 0 | 0 | 0 | 0
ENT_2_SPP_S | ENT | SPP_S | 2025 | B16 | 25 | 25 | 1300 | 0 | 0.06 | 0.06 | 0.06 | 0.07 | 0 | 0 | 0 | 0 | 0 | 0
ENT_2_SPP_S | ENT | SPP_S | 2025 | B17 | 100 | 100 | 1300 | 0 | 0.01 | 0.02 | 0.02 | 0.02 | 0 | 0 | 0 | 0 | 0 | 0
ENT_2_SPP_S | ENT | SPP_S | 2025 | B18 | 400 | 0 | 1300 | 0 | 0 | 0 | 0 | 0 | 0 | 0 | 0 | 0 | 0 | 0
ENT_2_SPP_S | ENT | SPP_S | 2025 | B19 | 700 | 0 | 1300 | 0 | 0 | 0 | 0 | 0 | 0 | 0 | 0 | 0 | 0 | 0
ENT_2_SPP_S | ENT | SPP_S | 2025 | B20 | 935 | 0 | 1300 | 0 | 0 | 0 | 0 | 0 | 0 | 0 | 0 | 0 | 0 | 0
ENT_2_SPP_S | ENT | SPP_S | 2030 | B01 | 10 | 10 | 1300 | 0 | 0.1 | 0.14 | 0.11 | 0.16 | 0 | 0 | 0 | 0 | 0 | 0
ENT_2_SPP_S | ENT | SPP_S | 2030 | B02 | 25 | 25 | 1300 | 0 | 0.05 | 0.06 | 0.05 | 0.07 | 0 | 0 | 0 | 0 | 0 | 0
ENT_2_SPP_S | ENT | SPP_S | 2030 | B03 | 75 | 75 | 1300 | 0 | 0.04 | 0.02 | 0.04 | 0.02 | 0 | 0 | 0 | 0 | 0 | 0
ENT_2_SPP_S | ENT | SPP_S | 2030 | B04 | 100 | 100 | 1300 | 0 | 0.02 | 0.02 | 0.02 | 0.02 | 0 | 0 | 0 | 0 | 0 | 0
ENT_2_SPP_S | ENT | SPP_S | 2030 | B05 | 200 | 200 | 1300 | 0.09 | 0.01 | 0.01 | 0.01 | 0.01 | 0 | 0 | 0 | 0 | 0 | 0
ENT_2_SPP_S | ENT | SPP_S | 2030 | B06 | 300 | 300 | 1300 | 0 | 0.01 | 0.01 | 0.01 | 0.01 | 0 | 0 | 0 | 0 | 0 | 0
ENT_2_SPP_S | ENT | SPP_S | 2030 | B07 | 400 | 400 | 1300 | 0 | 0.01 | 0.01 | 0.01 | 0.01 | 0 | 0 | 0 | 0 | 0 | 0
ENT_2_SPP_S | ENT | SPP_S | 2030 | B08 | 500 | 0 | 1300 | 0 | 0 | 0 | 0 | 0 | 0 | 0 | 0 | 0 | 0 | 0
ENT_2_SPP_S | ENT | SPP_S | 2030 | B09 | 800 | 0 | 1300 | 0 | 0 | 0 | 0 | 0 | 0 | 0 | 0 | 0 | 0 | 0
ENT_2_SPP_S | ENT | SPP_S | 2030 | B10 | 1262 | 0 | 1300 | 0 | 0 | 0 | 0 | 0 | 0 | 0 | 0 | 0 | 0 | 0
ENT_2_SPP_S | ENT | SPP_S | 2030 | B11 | 25 | 25 | 1300 | 0 | 0.05 | 0.07 | 0.06 | 0.07 | 0 | 0 | 0 | 0 | 0 | 0
ENT_2_SPP_S | ENT | SPP_S | 2030 | B12 | 200 | 200 | 1300 | 0 | 0.01 | 0.01 | 0.01 | 0.01 | 0 | 0 | 0 | 0 | 0 | 0
ENT_2_SPP_S | ENT | SPP_S | 2030 | B13 | 600 | 0 | 1300 | 0 | 0 | 0 | 0 | 0 | 0 | 0 | 0 | 0 | 0 | 0
ENT_2_SPP_S | ENT | SPP_S | 2030 | B14 | 900 | 0 | 1300 | 0 | 0 | 0 | 0 | 0 | 0 | 0 | 0 | 0 | 0 | 0
ENT_2_SPP_S | ENT | SPP_S | 2030 | B15 | 1203 | 0 | 1300 | 0 | 0 | 0 | 0 | 0 | 0 | 0 | 0 | 0 | 0 | 0
ENT_2_SPP_S | ENT | SPP_S | 2030 | B16 | 25 | 25 | 1300 | 0 | 0.05 | 0.06 | 0.05 | 0.07 | 0 | 0 | 0 | 0 | 0 | 0
ENT_2_SPP_S | ENT | SPP_S | 2030 | B17 | 100 | 100 | 1300 | 0 | 0.01 | 0.02 | 0.01 | 0.02 | 0 | 0 | 0 | 0 | 0 | 0
ENT_2_SPP_S | ENT | SPP_S | 2030 | B18 | 400 | 0 | 1300 | 0 | 0 | 0 | 0 | 0 | 0 | 0 | 0 | 0 | 0 | 0
ENT_2_SPP_S | ENT | SPP_S | 2030 | B19 | 700 | 0 | 1300 | 0 | 0 | 0 | 0 | 0 | 0 | 0 | 0 | 0 | 0 | 0
ENT_2_SPP_S | ENT | SPP_S | 2030 | B20 | 935 | 0 | 1300 | 0 | 0 | 0 | 0 | 0 | 0 | 0 | 0 | 0 | 0 | 0
ENT_2_SPP_S | ENT | SPP_S | 2035 | B01 | 10 | 10 | 1300 | 0 | 0.08 | 0.13 | 0.09 | 0.15 | 0 | 0 | 0 | 0 | 0 | 0
ENT_2_SPP_S | ENT | SPP_S | 2035 | B02 | 25 | 25 | 1300 | 0 | 0.04 | 0.06 | 0.04 | 0.06 | 0 | 0 | 0 | 0 | 0 | 0
ENT_2_SPP_S | ENT | SPP_S | 2035 | B03 | 75 | 75 | 1300 | 0 | 0.03 | 0.02 | 0.03 | 0.03 | 0 | 0 | 0 | 0 | 0 | 0
ENT_2_SPP_S | ENT | SPP_S | 2035 | B04 | 100 | 100 | 1300 | 0 | 0.02 | 0.02 | 0.02 | 0.02 | 0 | 0 | 0 | 0 | 0 | 0
ENT_2_SPP_S | ENT | SPP_S | 2035 | B05 | 200 | 200 | 1300 | 0 | 0.02 | 0.01 | 0.02 | 0.01 | 0 | 0 | 0 | 0 | 0 | 0
ENT_2_SPP_S | ENT | SPP_S | 2035 | B06 | 300 | 300 | 1300 | 0 | 0.02 | 0.01 | 0.02 | 0.01 | 0 | 0 | 0 | 0 | 0 | 0
ENT_2_SPP_S | ENT | SPP_S | 2035 | B07 | 400 | 400 | 1300 | 0 | 0.01 | 0.01 | 0.01 | 0.01 | 0 | 0 | 0 | 0 | 0 | 0
ENT_2_SPP_S | ENT | SPP_S | 2035 | B08 | 500 | 0 | 1300 | 0 | 0 | 0 | 0 | 0 | 0 | 0 | 0 | 0 | 0 | 0
ENT_2_SPP_S | ENT | SPP_S | 2035 | B09 | 800 | 0 | 1300 | 0 | 0 | 0 | 0 | 0 | 0 | 0 | 0 | 0 | 0 | 0
ENT_2_SPP_S | ENT | SPP_S | 2035 | B10 | 1262 | 0 | 1300 | 0 | 0 | 0 | 0 | 0 | 0 | 0 | 0 | 0 | 0 | 0
ENT_2_SPP_S | ENT | SPP_S | 2035 | B11 | 25 | 25 | 1300 | 0 | 0.04 | 0.06 | 0.04 | 0.07 | 0 | 0 | 0 | 0 | 0 | 0
ENT_2_SPP_S | ENT | SPP_S | 2035 | B12 | 200 | 200 | 1300 | 0 | 0 | 0.01 | 0.01 | 0.01 | 0 | 0 | 0 | 0 | 0 | 0
ENT_2_SPP_S | ENT | SPP_S | 2035 | B13 | 600 | 0 | 1300 | 0 | 0 | 0 | 0 | 0 | 0 | 0 | 0 | 0 | 0 | 0
ENT_2_SPP_S | ENT | SPP_S | 2035 | B14 | 900 | 0 | 1300 | 0 | 0 | 0 | 0 | 0 | 0 | 0 | 0 | 0 | 0 | 0
ENT_2_SPP_S | ENT | SPP_S | 2035 | B15 | 1203 | 0 | 1300 | 0 | 0 | 0 | 0 | 0 | 0 | 0 | 0 | 0 | 0 | 0
ENT_2_SPP_S | ENT | SPP_S | 2035 | B16 | 25 | 25 | 1300 | 0 | 0.04 | 0.06 | 0.04 | 0.06 | 0 | 0 | 0 | 0 | 0 | 0
ENT_2_SPP_S | ENT | SPP_S | 2035 | B17 | 100 | 100 | 1300 | 0 | 0.01 | 0.01 | 0.01 | 0.02 | 0 | 0 | 0 | 0 | 0 | 0
ENT_2_SPP_S | ENT | SPP_S | 2035 | B18 | 400 | 0 | 1300 | 0 | 0 | 0 | 0 | 0 | 0 | 0 | 0 | 0 | 0 | 0
ENT_2_SPP_S | ENT | SPP_S | 2035 | B19 | 700 | 0 | 1300 | 0 | 0 | 0 | 0 | 0 | 0 | 0 | 0 | 0 | 0 | 0
ENT_2_SPP_S | ENT | SPP_S | 2035 | B20 | 935 | 0 | 1300 | 0 | 0 | 0 | 0 | 0 | 0 | 0 | 0 | 0 | 0 | 0
ENT_2_SPP_S | ENT | SPP_S | 2040 | B01 | 10 | 10 | 1300 | 0 | 0.1 | 0.16 | 0.11 | 0.18 | 0 | 0.01187 | 0 | 0 | 0 | 0
ENT_2_SPP_S | ENT | SPP_S | 2040 | B02 | 25 | 25 | 1300 | 0 | 0.04 | 0.07 | 0.04 | 0.07 | 0 | 0 | 0 | 0 | 0 | 0
ENT_2_SPP_S | ENT | SPP_S | 2040 | B03 | 75 | 75 | 1300 | 0 | 0.03 | 0.03 | 0.03 | 0.03 | 0 | 0 | 0 | 0 | 0 | 0
ENT_2_SPP_S | ENT | SPP_S | 2040 | B04 | 100 | 100 | 1300 | 0 | 0.03 | 0.03 | 0.03 | 0.03 | 0 | 0 | 0 | 0 | 0 | 0
ENT_2_SPP_S | ENT | SPP_S | 2040 | B05 | 200 | 200 | 1300 | 0 | 0.03 | 0.02 | 0.03 | 0.02 | 0 | 0 | 0 | 0 | 0 | 0
ENT_2_SPP_S | ENT | SPP_S | 2040 | B06 | 300 | 300 | 1300 | 746.1 | 0.03 | 0.02 | 0.03 | 0.02 | 0 | 0 | 0 | 0 | 0 | 0
ENT_2_SPP_S | ENT | SPP_S | 2040 | B07 | 400 | 400 | 1300 | 0 | 0.01 | 0.01 | 0.01 | 0.01 | 0 | 0 | 0 | 0 | 0 | 0
ENT_2_SPP_S | ENT | SPP_S | 2040 | B08 | 500 | 0 | 1300 | 0 | 0 | 0 | 0 | 0 | 0 | 0 | 0 | 0 | 0 | 0
ENT_2_SPP_S | ENT | SPP_S | 2040 | B09 | 800 | 0 | 1300 | 0 | 0 | 0 | 0 | 0 | 0 | 0 | 0 | 0 | 0 | 0
ENT_2_SPP_S | ENT | SPP_S | 2040 | B10 | 1262 | 0 | 1300 | 0 | 0 | 0 | 0 | 0 | 0 | 0 | 0 | 0 | 0 | 0
ENT_2_SPP_S | ENT | SPP_S | 2040 | B11 | 25 | 25 | 1300 | 0 | 0.04 | 0.07 | 0.05 | 0.07 | 0 | 0 | 0 | 0 | 0 | 0
ENT_2_SPP_S | ENT | SPP_S | 2040 | B12 | 200 | 200 | 1300 | 0 | 0.01 | 0.01 | 0.01 | 0.01 | 0 | 0 | 0 | 0 | 0 | 0
ENT_2_SPP_S | ENT | SPP_S | 2040 | B13 | 600 | 0 | 1300 | 0 | 0 | 0 | 0 | 0 | 0 | 0 | 0 | 0 | 0 | 0
ENT_2_SPP_S | ENT | SPP_S | 2040 | B14 | 900 | 0 | 1300 | 0 | 0 | 0 | 0 | 0 | 0 | 0 | 0 | 0 | 0 | 0
ENT_2_SPP_S | ENT | SPP_S | 2040 | B15 | 1203 | 0 | 1300 | 0 | 0 | 0 | 0 | 0 | 0 | 0 | 0 | 0 | 0 | 0
ENT_2_SPP_S | ENT | SPP_S | 2040 | B16 | 25 | 25 | 1300 | 0 | 0.04 | 0.07 | 0.04 | 0.07 | 0 | 0 | 0 | 0 | 0 | 0
ENT_2_SPP_S | ENT | SPP_S | 2040 | B17 | 100 | 100 | 1300 | 0 | 0.01 | 0.02 | 0.01 | 0.02 | 0 | 0 | 0 | 0 | 0 | 0
ENT_2_SPP_S | ENT | SPP_S | 2040 | B18 | 400 | 0 | 1300 | 0 | 0 | 0 | 0 | 0 | 0 | 0 | 0 | 0 | 0 | 0
ENT_2_SPP_S | ENT | SPP_S | 2040 | B19 | 700 | 0 | 1300 | 0 | 0 | 0 | 0 | 0 | 0 | 0 | 0 | 0 | 0 | 0
ENT_2_SPP_S | ENT | SPP_S | 2040 | B20 | 935 | 0 | 1300 | 0 | 0 | 0 | 0 | 0 | 0 | 0 | 0 | 0 | 0 | 0
ENT_2_SPP_S | ENT | SPP_S | 2045 | B01 | 10 | 10 | 1300 | 0 | 0.13 | 0.21 | 0.15 | 0.24 | 0 | 0.01187 | 0.01187 | 0 | 0.0089025 | 0.0029675
ENT_2_SPP_S | ENT | SPP_S | 2045 | B02 | 25 | 25 | 1300 | 0 | 0.05 | 0.09 | 0.06 | 0.1 | 0 | 0 | 0 | 0 | 0.0089025 | 0.0029675
ENT_2_SPP_S | ENT | SPP_S | 2045 | B03 | 75 | 75 | 1300 | 0 | 0.04 | 0.05 | 0.05 | 0.05 | 0 | 0 | 0 | 0 | 0.0089025 | 0.0029675
ENT_2_SPP_S | ENT | SPP_S | 2045 | B04 | 100 | 100 | 1300 | 0 | 0.04 | 0.04 | 0.04 | 0.04 | 0 | 0 | 0 | 0 | 0.0089025 | 0.0029675
ENT_2_SPP_S | ENT | SPP_S | 2045 | B05 | 200 | 200 | 1300 | 0 | 0.04 | 0.03 | 0.04 | 0.03 | 0 | 0 | 0 | 0 | 0.0089025 | 0.0029675
ENT_2_SPP_S | ENT | SPP_S | 2045 | B06 | 300 | 300 | 1300 | 1299.85 | 0.05 | 0.02 | 0.05 | 0.02 | 0.01187 | 0 | 0 | 0.01187 | 0.0089025 | 0.0029675
ENT_2_SPP_S | ENT | SPP_S | 2045 | B07 | 400 | 400 | 1300 | 0.03 | 0.01 | 0.01 | 0.01 | 0.01 | 0 | 0 | 0 | 0 | 0.0089025 | 0.0029675
ENT_2_SPP_S | ENT | SPP_S | 2045 | B08 | 500 | 0 | 1300 | 0 | 0 | 0.01 | 0 | 0.01 | 0 | 0 | 0 | 0 | 0.0089025 | 0.0029675
ENT_2_SPP_S | ENT | SPP_S | 2045 | B09 | 800 | 0 | 1300 | 0 | 0 | 0 | 0 | 0 | 0 | 0 | 0 | 0 | 0.0089025 | 0.0029675
ENT_2_SPP_S | ENT | SPP_S | 2045 | B10 | 1262 | 0 | 1300 | 0 | 0 | 0 | 0 | 0 | 0 | 0 | 0 | 0 | 0.0089025 | 0.0029675
ENT_2_SPP_S | ENT | SPP_S | 2045 | B11 | 25 | 25 | 1300 | 0 | 0.06 | 0.1 | 0.07 | 0.11 | 0 | 0 | 0 | 0 | 0.0089025 | 0.0029675
ENT_2_SPP_S | ENT | SPP_S | 2045 | B12 | 200 | 200 | 1300 | 0 | 0.01 | 0.01 | 0.01 | 0.01 | 0 | 0 | 0 | 0 | 0.0089025 | 0.0029675
ENT_2_SPP_S | ENT | SPP_S | 2045 | B13 | 600 | 0 | 1300 | 0 | 0 | 0 | 0 | 0 | 0 | 0 | 0 | 0 | 0.0089025 | 0.0029675
ENT_2_SPP_S | ENT | SPP_S | 2045 | B14 | 900 | 0 | 1300 | 0 | 0 | 0 | 0 | 0 | 0 | 0 | 0 | 0 | 0.0089025 | 0.0029675
ENT_2_SPP_S | ENT | SPP_S | 2045 | B15 | 1203 | 0 | 1300 | 0 | 0 | 0 | 0 | 0 | 0 | 0 | 0 | 0 | 0.0089025 | 0.0029675
ENT_2_SPP_S | ENT | SPP_S | 2045 | B16 | 25 | 25 | 1300 | 0 | 0.05 | 0.09 | 0.06 | 0.1 | 0 | 0 | 0 | 0 | 0.0089025 | 0.0029675
ENT_2_SPP_S | ENT | SPP_S | 2045 | B17 | 100 | 100 | 1300 | 0 | 0.01 | 0.02 | 0.02 | 0.03 | 0 | 0 | 0 | 0 | 0.0089025 | 0.0029675
ENT_2_SPP_S | ENT | SPP_S | 2045 | B18 | 400 | 0 | 1300 | 0 | 0 | 0.01 | 0 | 0.01 | 0 | 0 | 0 | 0 | 0.0089025 | 0.0029675
ENT_2_SPP_S | ENT | SPP_S | 2045 | B19 | 700 | 0 | 1300 | 0 | 0 | 0 | 0 | 0 | 0 | 0 | 0 | 0 | 0.0089025 | 0.0029675
ENT_2_SPP_S | ENT | SPP_S | 2045 | B20 | 935 | 0 | 1300 | 0 | 0 | 0 | 0 | 0 | 0 | 0 | 0 | 0 | 0.0089025 | 0.0029675
ENT_2_SPP_S | ENT | SPP_S | 2050 | B01 | 10 | 10 | 1300 | 0 | 0.07 | 0.11 | 0.08 | 0.12 | 0 | 0 | 0 | 0 | 0 | 0
ENT_2_SPP_S | ENT | SPP_S | 2050 | B02 | 25 | 25 | 1300 | 0 | 0.03 | 0.05 | 0.03 | 0.05 | 0 | 0 | 0 | 0 | 0 | 0
ENT_2_SPP_S | ENT | SPP_S | 2050 | B03 | 75 | 75 | 1300 | 0 | 0.02 | 0.02 | 0.02 | 0.02 | 0 | 0 | 0 | 0 | 0 | 0
ENT_2_SPP_S | ENT | SPP_S | 2050 | B04 | 100 | 100 | 1300 | 0 | 0.03 | 0.02 | 0.03 | 0.02 | 0 | 0 | 0 | 0 | 0 | 0
ENT_2_SPP_S | ENT | SPP_S | 2050 | B05 | 200 | 200 | 1300 | 0 | 0.01 | 0.01 | 0.01 | 0.01 | 0 | 0 | 0 | 0 | 0 | 0
ENT_2_SPP_S | ENT | SPP_S | 2050 | B06 | 300 | 300 | 1300 | 0 | 0.01 | 0 | 0.01 | 0 | 0 | 0 | 0 | 0 | 0 | 0
ENT_2_SPP_S | ENT | SPP_S | 2050 | B07 | 400 | 0 | 1300 | 0 | 0 | 0 | 0 | 0 | 0 | 0 | 0 | 0 | 0 | 0
ENT_2_SPP_S | ENT | SPP_S | 2050 | B08 | 500 | 0 | 1300 | 0 | 0 | 0 | 0 | 0 | 0 | 0 | 0 | 0 | 0 | 0
ENT_2_SPP_S | ENT | SPP_S | 2050 | B09 | 800 | 0 | 1300 | 0 | 0 | 0 | 0 | 0 | 0 | 0 | 0 | 0 | 0 | 0
ENT_2_SPP_S | ENT | SPP_S | 2050 | B10 | 1262 | 0 | 1300 | 0 | 0 | 0 | 0 | 0 | 0 | 0 | 0 | 0 | 0 | 0
ENT_2_SPP_S | ENT | SPP_S | 2050 | B11 | 25 | 25 | 1300 | 0 | 0.03 | 0.05 | 0.03 | 0.05 | 0 | 0 | 0 | 0 | 0 | 0
ENT_2_SPP_S | ENT | SPP_S | 2050 | B12 | 200 | 0 | 1300 | 0 | 0 | 0.01 | 0 | 0.01 | 0 | 0 | 0 | 0 | 0 | 0
ENT_2_SPP_S | ENT | SPP_S | 2050 | B13 | 600 | 0 | 1300 | 0 | 0 | 0 | 0 | 0 | 0 | 0 | 0 | 0 | 0 | 0
ENT_2_SPP_S | ENT | SPP_S | 2050 | B14 | 900 | 0 | 1300 | 0 | 0 | 0 | 0 | 0 | 0 | 0 | 0 | 0 | 0 | 0
ENT_2_SPP_S | ENT | SPP_S | 2050 | B15 | 1203 | 0 | 1300 | 0 | 0 | 0 | 0 | 0 | 0 | 0 | 0 | 0 | 0 | 0
ENT_2_SPP_S | ENT | SPP_S | 2050 | B16 | 25 | 25 | 1300 | 0 | 0.03 | 0.05 | 0.03 | 0.05 | 0 | 0 | 0 | 0 | 0 | 0
ENT_2_SPP_S | ENT | SPP_S | 2050 | B17 | 100 | 100 | 1300 | 0 | 0.01 | 0.01 | 0.01 | 0.01 | 0 | 0 | 0 | 0 | 0 | 0
ENT_2_SPP_S | ENT | SPP_S | 2050 | B18 | 400 | 0 | 1300 | 0 | 0 | 0 | 0 | 0 | 0 | 0 | 0 | 0 | 0 | 0
ENT_2_SPP_S | ENT | SPP_S | 2050 | B19 | 700 | 0 | 1300 | 0 | 0 | 0 | 0 | 0 | 0 | 0 | 0 | 0 | 0 | 0
ENT_2_SPP_S | ENT | SPP_S | 2050 | B20 | 935 | 0 | 1300 | 0 | 0 | 0 | 0 | 0 | 0 | 0 | 0 | 0 | 0 | 0
ENT_2_TVA_Transmission | ENT | TVA_Transmission | 2015 | B01 | 10 | 10 | 2100 | 660.63 | 362.6 | 381.33 | 345.76 | 347.1 | 0 | 0 | 0 | 0 | 0 | 0
ENT_2_TVA_Transmission | ENT | TVA_Transmission | 2015 | B02 | 25 | 25 | 2100 | 0.01 | 1.76 | 7.52 | 1.84 | 7.68 | 0 | 0 | 0 | 0 | 0 | 0
ENT_2_TVA_Transmission | ENT | TVA_Transmission | 2015 | B03 | 75 | 75 | 2100 | 0 | 0.13 | 0.09 | 0.13 | 0.1 | 0 | 0 | 0 | 0 | 0 | 0
ENT_2_TVA_Transmission | ENT | TVA_Transmission | 2015 | B04 | 100 | 100 | 2100 | 0 | 0.04 | 0.03 | 0.04 | 0.03 | 0 | 0 | 0 | 0 | 0 | 0
ENT_2_TVA_Transmission | ENT | TVA_Transmission | 2015 | B05 | 200 | 200 | 2100 | 0 | 0.01 | 0.01 | 0.02 | 0.01 | 0 | 0 | 0 | 0 | 0 | 0
ENT_2_TVA_Transmission | ENT | TVA_Transmission | 2015 | B06 | 300 | 300 | 2100 | 0 | 0.01 | 0.01 | 0.01 | 0.01 | 0 | 0 | 0 | 0 | 0 | 0
ENT_2_TVA_Transmission | ENT | TVA_Transmission | 2015 | B07 | 400 | 400 | 2100 | 0 | 0.01 | 0.01 | 0.01 | 0.01 | 0 | 0 | 0 | 0 | 0 | 0
ENT_2_TVA_Transmission | ENT | TVA_Transmission | 2015 | B08 | 500 | 500 | 2100 | 0 | 0.01 | 0.01 | 0.01 | 0.01 | 0 | 0 | 0 | 0 | 0 | 0
ENT_2_TVA_Transmission | ENT | TVA_Transmission | 2015 | B09 | 800 | 800 | 2100 | 0 | 0.01 | 0.01 | 0.01 | 0.01 | 0 | 0 | 0 | 0 | 0 | 0
ENT_2_TVA_Transmission | ENT | TVA_Transmission | 2015 | B10 | 1262 | 0 | 2100 | 0 | 0 | 0 | 0 | 0 | 0 | 0 | 0 | 0 | 0 | 0
ENT_2_TVA_Transmission | ENT | TVA_Transmission | 2015 | B11 | 25 | 25 | 2100 | 0 | 0.11 | 0.08 | 0.13 | 0.09 | 0 | 0 | 0 | 0 | 0 | 0
ENT_2_TVA_Transmission | ENT | TVA_Transmission | 2015 | B12 | 200 | 200 | 2100 | 0 | 0.05 | 0.03 | 0.05 | 0.04 | 0 | 0 | 0 | 0 | 0 | 0
ENT_2_TVA_Transmission | ENT | TVA_Transmission | 2015 | B13 | 600 | 600 | 2100 | 0 | 0.01 | 0.01 | 0.01 | 0.01 | 0 | 0 | 0 | 0 | 0 | 0
ENT_2_TVA_Transmission | ENT | TVA_Transmission | 2015 | B14 | 900 | 900 | 2100 | 0 | 0.01 | 0 | 0.01 | 0 | 0 | 0 | 0 | 0 | 0 | 0
ENT_2_TVA_Transmission | ENT | TVA_Transmission | 2015 | B15 | 1203 | 0 | 2100 | 0 | 0 | 0 | 0 | 0 | 0 | 0 | 0 | 0 | 0 | 0
ENT_2_TVA_Transmission | ENT | TVA_Transmission | 2015 | B16 | 25 | 25 | 2100 | 840.57 | 311.32 | 0.61 | 181.61 | 0.68 | 0 | 0 | 0 | 0 | 0 | 0
ENT_2_TVA_Transmission | ENT | TVA_Transmission | 2015 | B17 | 100 | 100 | 2100 | 0 | 0.32 | 0.16 | 0.35 | 0.17 | 0 | 0 | 0 | 0 | 0 | 0
ENT_2_TVA_Transmission | ENT | TVA_Transmission | 2015 | B18 | 400 | 400 | 2100 | 0 | 0.02 | 0.01 | 0.02 | 0.01 | 0 | 0 | 0 | 0 | 0 | 0
ENT_2_TVA_Transmission | ENT | TVA_Transmission | 2015 | B19 | 700 | 700 | 2100 | 0 | 0.01 | 0.01 | 0.01 | 0.01 | 0 | 0 | 0 | 0 | 0 | 0
ENT_2_TVA_Transmission | ENT | TVA_Transmission | 2015 | B20 | 935 | 0 | 2100 | 0 | 0 | 0 | 0 | 0 | 0 | 0 | 0 | 0 | 0 | 0
ENT_2_TVA_Transmission | ENT | TVA_Transmission | 2020 | B01 | 10 | 10 | 2100 | 2053.96 | 2098.14 | 2095.6 | 1.84 | 3.51 | 0 | 1.6381 | 0.54602 | 0 | 2.9378 | 0.97928
ENT_2_TVA_Transmission | ENT | TVA_Transmission | 2020 | B02 | 25 | 25 | 2100 | 0.63 | 1410.01 | 2096.8 | 0.4 | 1.31 | 0 | 0 | 0.53415 | 0 | 2.9378 | 0.97928
ENT_2_TVA_Transmission | ENT | TVA_Transmission | 2020 | B03 | 75 | 75 | 2100 | 0 | 0.16 | 0.19 | 0.08 | 0.12 | 0 | 0 | 0 | 0 | 2.9378 | 0.97928
ENT_2_TVA_Transmission | ENT | TVA_Transmission | 2020 | B04 | 100 | 100 | 2100 | 0 | 0.06 | 0.04 | 0.04 | 0.04 | 0 | 0 | 0 | 0 | 2.9378 | 0.97928
ENT_2_TVA_Transmission | ENT | TVA_Transmission | 2020 | B05 | 200 | 200 | 2100 | 0 | 0.03 | 0.02 | 0.02 | 0.02 | 0 | 0 | 0 | 0 | 2.9378 | 0.97928
ENT_2_TVA_Transmission | ENT | TVA_Transmission | 2020 | B06 | 300 | 300 | 2100 | 0 | 0.02 | 0.02 | 0.01 | 0.01 | 0 | 0 | 0 | 0 | 2.9378 | 0.97928
ENT_2_TVA_Transmission | ENT | TVA_Transmission | 2020 | B07 | 400 | 400 | 2100 | 0 | 0.01 | 0.01 | 0.01 | 0.01 | 0 | 0 | 0 | 0 | 2.9378 | 0.97928
ENT_2_TVA_Transmission | ENT | TVA_Transmission | 2020 | B08 | 500 | 500 | 2100 | 0 | 0.01 | 0.01 | 0.01 | 0.01 | 0 | 0 | 0 | 0 | 2.9378 | 0.97928
ENT_2_TVA_Transmission | ENT | TVA_Transmission | 2020 | B09 | 800 | 0 | 2100 | 0 | 0.01 | 0 | 0 | 0 | 0 | 0 | 0 | 0 | 2.9378 | 0.97928
ENT_2_TVA_Transmission | ENT | TVA_Transmission | 2020 | B10 | 1262 | 0 | 2100 | 0 | 0 | 0 | 0 | 0 | 0 | 0 | 0 | 0 | 2.9378 | 0.97928
ENT_2_TVA_Transmission | ENT | TVA_Transmission | 2020 | B11 | 25 | 25 | 2100 | 0.01 | 0.27 | 0.19 | 0.18 | 0.17 | 0 | 0 | 0 | 0 | 2.9378 | 0.97928
ENT_2_TVA_Transmission | ENT | TVA_Transmission | 2020 | B12 | 200 | 200 | 2100 | 0 | 0.04 | 0.02 | 0.02 | 0.02 | 0 | 0 | 0 | 0 | 2.9378 | 0.97928
ENT_2_TVA_Transmission | ENT | TVA_Transmission | 2020 | B13 | 600 | 600 | 2100 | 0 | 0.01 | 0.01 | 0.01 | 0.01 | 0 | 0 | 0 | 0 | 2.9378 | 0.97928
ENT_2_TVA_Transmission | ENT | TVA_Transmission | 2020 | B14 | 900 | 0 | 2100 | 0 | 0.01 | 0.01 | 0 | 0.01 | 0 | 0 | 0 | 0 | 2.9378 | 0.97928
ENT_2_TVA_Transmission | ENT | TVA_Transmission | 2020 | B15 | 1203 | 1203 | 2100 | 0 | 0.01 | 0.03 | 0.01 | 0.01 | 0 | 0 | 0 | 0 | 2.9378 | 0.97928
ENT_2_TVA_Transmission | ENT | TVA_Transmission | 2020 | B16 | 25 | 25 | 2100 | 2100 | 0.75 | 1.25 | 0.28 | 0.49 | 3.9171 | 0 | 0 | 3.9171 | 2.9378 | 0.97928
ENT_2_TVA_Transmission | ENT | TVA_Transmission | 2020 | B17 | 100 | 100 | 2100 | 0 | 0.1 | 0.06 | 0.05 | 0.05 | 0 | 0 | 0 | 0 | 2.9378 | 0.97928
ENT_2_TVA_Transmission | ENT | TVA_Transmission | 2020 | B18 | 400 | 400 | 2100 | 0 | 0.01 | 0.01 | 0.01 | 0.01 | 0 | 0 | 0 | 0 | 2.9378 | 0.97928
ENT_2_TVA_Transmission | ENT | TVA_Transmission | 2020 | B19 | 700 | 700 | 2100 | 0 | 0.01 | 0.01 | 0.01 | 0.01 | 0 | 0 | 0 | 0 | 2.9378 | 0.97928
ENT_2_TVA_Transmission | ENT | TVA_Transmission | 2020 | B20 | 935 | 935 | 2100 | 0 | 0.02 | 0.05 | 0.01 | 0.02 | 0 | 0 | 0 | 0 | 2.9378 | 0.97928
ENT_2_TVA_Transmission | ENT | TVA_Transmission | 2025 | B01 | 10 | 10 | 2100 | 0.01 | 2096.23 | 2090.46 | 1.14 | 2.07 | 0 | 0.74781 | 0.24927 | 0 | 4.2732 | 1.4244
ENT_2_TVA_Transmission | ENT | TVA_Transmission | 2025 | B02 | 25 | 25 | 2100 | 0 | 339.34 | 269.83 | 0.34 | 0.67 | 0 | 0 | 0 | 0 | 4.2732 | 1.4244
ENT_2_TVA_Transmission | ENT | TVA_Transmission | 2025 | B03 | 75 | 75 | 2100 | 0 | 0.2 | 0.19 | 0.08 | 0.12 | 0 | 0 | 0 | 0 | 4.2732 | 1.4244
ENT_2_TVA_Transmission | ENT | TVA_Transmission | 2025 | B04 | 100 | 100 | 2100 | 0 | 0.05 | 0.05 | 0.04 | 0.04 | 0 | 0 | 0 | 0 | 4.2732 | 1.4244
ENT_2_TVA_Transmission | ENT | TVA_Transmission | 2025 | B05 | 200 | 200 | 2100 | 0 | 0.03 | 0.02 | 0.02 | 0.02 | 0 | 0 | 0 | 0 | 4.2732 | 1.4244
ENT_2_TVA_Transmission | ENT | TVA_Transmission | 2025 | B06 | 300 | 300 | 2100 | 0 | 0.03 | 0.02 | 0.02 | 0.01 | 0 | 0 | 0 | 0 | 4.2732 | 1.4244
ENT_2_TVA_Transmission | ENT | TVA_Transmission | 2025 | B07 | 400 | 400 | 2100 | 0 | 0.03 | 0.01 | 0.01 | 0.01 | 0 | 0 | 0 | 0 | 4.2732 | 1.4244
ENT_2_TVA_Transmission | ENT | TVA_Transmission | 2025 | B08 | 500 | 500 | 2100 | 0 | 0.03 | 0.01 | 0.01 | 0.01 | 0 | 0 | 0 | 0 | 4.2732 | 1.4244
ENT_2_TVA_Transmission | ENT | TVA_Transmission | 2025 | B09 | 800 | 800 | 2100 | 0 | 0.01 | 0.02 | 0.01 | 0.01 | 0 | 0 | 0 | 0 | 4.2732 | 1.4244
ENT_2_TVA_Transmission | ENT | TVA_Transmission | 2025 | B10 | 1262 | 0 | 2100 | 0 | 0.01 | 0.02 | 0 | 0.01 | 0 | 0 | 0 | 0 | 4.2732 | 1.4244
ENT_2_TVA_Transmission | ENT | TVA_Transmission | 2025 | B11 | 25 | 25 | 2100 | 989.1 | 0.2 | 0.49 | 0.15 | 0.32 | 0 | 0 | 0 | 0 | 4.2732 | 1.4244
ENT_2_TVA_Transmission | ENT | TVA_Transmission | 2025 | B12 | 200 | 200 | 2100 | 0 | 0.07 | 0.19 | 0.03 | 0.07 | 0 | 0 | 0 | 0 | 4.2732 | 1.4244
ENT_2_TVA_Transmission | ENT | TVA_Transmission | 2025 | B13 | 600 | 600 | 2100 | 0 | 0.02 | 188.7 | 0.01 | 0.03 | 0 | 0 | 0 | 0 | 4.2732 | 1.4244
ENT_2_TVA_Transmission | ENT | TVA_Transmission | 2025 | B14 | 900 | 900 | 2100 | 0 | 0.06 | 1649.22 | 0.01 | 0.02 | 0 | 0 | 0 | 0 | 4.2732 | 1.4244
ENT_2_TVA_Transmission | ENT | TVA_Transmission | 2025 | B15 | 1203 | 1203 | 2100 | 0 | 2099.8 | 2099.89 | 0.01 | 0.02 | 0 | 0.09496 | 0.24927 | 0 | 4.2732 | 1.4244
ENT_2_TVA_Transmission | ENT | TVA_Transmission | 2025 | B16 | 25 | 25 | 2100 | 2100 | 2095.47 | 2.52 | 0.39 | 0.6 | 5.6976 | 0.67659 | 0 | 5.6976 | 4.2732 | 1.4244
ENT_2_TVA_Transmission | ENT | TVA_Transmission | 2025 | B17 | 100 | 100 | 2100 | 0 | 0.21 | 1928.94 | 0.07 | 0.19 | 0 | 0 | 0 | 0 | 4.2732 | 1.4244
ENT_2_TVA_Transmission | ENT | TVA_Transmission | 2025 | B18 | 400 | 400 | 2100 | 0 | 0.03 | 639.81 | 0.01 | 0.04 | 0 | 0 | 0 | 0 | 4.2732 | 1.4244
ENT_2_TVA_Transmission | ENT | TVA_Transmission | 2025 | B19 | 700 | 700 | 2100 | 0 | 0.02 | 1713.09 | 0.01 | 0.03 | 0 | 0 | 0 | 0 | 4.2732 | 1.4244
ENT_2_TVA_Transmission | ENT | TVA_Transmission | 2025 | B20 | 935 | 935 | 2100 | 0 | 2.27 | 1967.94 | 0.01 | 0.02 | 0 | 0 | 0 | 0 | 4.2732 | 1.4244
ENT_2_TVA_Transmission | ENT | TVA_Transmission | 2030 | B01 | 10 | 10 | 2100 | 0.01 | 1074.62 | 1146.9 | 2681.05 | 2997.81 | 0 | 0 | 0 | 0 | 0 | 0
ENT_2_TVA_Transmission | ENT | TVA_Transmission | 2030 | B02 | 25 | 25 | 2100 | 0.02 | 1.9 | 0.58 | 2.06 | 0.65 | 0 | 0 | 0 | 0 | 0 | 0
ENT_2_TVA_Transmission | ENT | TVA_Transmission | 2030 | B03 | 75 | 75 | 2100 | 0 | 0.18 | 0.11 | 0.2 | 0.12 | 0 | 0 | 0 | 0 | 0 | 0
ENT_2_TVA_Transmission | ENT | TVA_Transmission | 2030 | B04 | 100 | 100 | 2100 | 724.16 | 0.06 | 0.05 | 0.07 | 0.06 | 0 | 0 | 0 | 0 | 0 | 0
ENT_2_TVA_Transmission | ENT | TVA_Transmission | 2030 | B05 | 200 | 200 | 2100 | 0 | 0.03 | 0.03 | 0.03 | 0.03 | 0 | 0 | 0 | 0 | 0 | 0
ENT_2_TVA_Transmission | ENT | TVA_Transmission | 2030 | B06 | 300 | 300 | 2100 | 0 | 0.05 | 0.02 | 0.05 | 0.02 | 0 | 0 | 0 | 0 | 0 | 0
ENT_2_TVA_Transmission | ENT | TVA_Transmission | 2030 | B07 | 400 | 400 | 2100 | 0 | 0.04 | 0.01 | 0.04 | 0.01 | 0 | 0 | 0 | 0 | 0 | 0
ENT_2_TVA_Transmission | ENT | TVA_Transmission | 2030 | B08 | 500 | 500 | 2100 | 0 | 0.01 | 0.01 | 0.01 | 0.01 | 0 | 0 | 0 | 0 | 0 | 0
ENT_2_TVA_Transmission | ENT | TVA_Transmission | 2030 | B09 | 800 | 800 | 2100 | 0 | 0.01 | 0.01 | 0.01 | 0.01 | 0 | 0 | 0 | 0 | 0 | 0
ENT_2_TVA_Transmission | ENT | TVA_Transmission | 2030 | B10 | 1262 | 1262 | 2100 | 0 | 0.01 | 0.01 | 0.01 | 0.01 | 0 | 0 | 0 | 0 | 0 | 0
ENT_2_TVA_Transmission | ENT | TVA_Transmission | 2030 | B11 | 25 | 25 | 2100 | 0 | 0.24 | 0.31 | 0.27 | 0.35 | 0 | 0 | 0 | 0 | 0 | 0
ENT_2_TVA_Transmission | ENT | TVA_Transmission | 2030 | B12 | 200 | 200 | 2100 | 0 | 0.04 | 0.38 | 0.04 | 0.39 | 0 | 0 | 0 | 0 | 0 | 0
ENT_2_TVA_Transmission | ENT | TVA_Transmission | 2030 | B13 | 600 | 600 | 2100 | 0 | 0.01 | 0.06 | 0.01 | 0.06 | 0 | 0 | 0 | 0 | 0 | 0
ENT_2_TVA_Transmission | ENT | TVA_Transmission | 2030 | B14 | 900 | 900 | 2100 | 0 | 0.02 | 0.08 | 0.02 | 0.15 | 0 | 0 | 0 | 0 | 0 | 0
ENT_2_TVA_Transmission | ENT | TVA_Transmission | 2030 | B15 | 1203 | 1203 | 2100 | 0 | 1566.37 | 1912.43 | 29.43 | 23.55 | 0 | 0 | 0 | 0 | 0 | 0
ENT_2_TVA_Transmission | ENT | TVA_Transmission | 2030 | B16 | 25 | 25 | 2100 | 0 | 0.45 | 1.37 | 0.52 | 1.5 | 0 | 0 | 0 | 0 | 0 | 0
ENT_2_TVA_Transmission | ENT | TVA_Transmission | 2030 | B17 | 100 | 100 | 2100 | 0 | 0.15 | 0.35 | 0.16 | 0.37 | 0 | 0 | 0 | 0 | 0 | 0
ENT_2_TVA_Transmission | ENT | TVA_Transmission | 2030 | B18 | 400 | 400 | 2100 | 0 | 0.02 | 0.06 | 0.02 | 0.06 | 0 | 0 | 0 | 0 | 0 | 0
ENT_2_TVA_Transmission | ENT | TVA_Transmission | 2030 | B19 | 700 | 700 | 2100 | 0 | 0.02 | 0.06 | 0.02 | 0.06 | 0 | 0 | 0 | 0 | 0 | 0
ENT_2_TVA_Transmission | ENT | TVA_Transmission | 2030 | B20 | 935 | 935 | 2100 | 0 | 3.35 | 1415.55 | 3.75 | 22.58 | 0 | 0 | 0 | 0 | 0 | 0
ENT_2_TVA_Transmission | ENT | TVA_Transmission | 2035 | B01 | 10 | 10 | 2100 | 0 | 1057.66 | 1055.64 | 3071.41 | 2853.15 | 0 | 0.01187 | 0 | 0 | 0 | 0
ENT_2_TVA_Transmission | ENT | TVA_Transmission | 2035 | B02 | 25 | 25 | 2100 | 0 | 0.55 | 0.45 | 0.64 | 0.52 | 0 | 0 | 0 | 0 | 0 | 0
ENT_2_TVA_Transmission | ENT | TVA_Transmission | 2035 | B03 | 75 | 75 | 2100 | 0 | 0.15 | 0.08 | 0.16 | 0.08 | 0 | 0 | 0 | 0 | 0 | 0
ENT_2_TVA_Transmission | ENT | TVA_Transmission | 2035 | B04 | 100 | 100 | 2100 | 0 | 0.08 | 0.05 | 0.09 | 0.06 | 0 | 0 | 0 | 0 | 0 | 0
ENT_2_TVA_Transmission | ENT | TVA_Transmission | 2035 | B05 | 200 | 200 | 2100 | 171.26 | 393.21 | 100.8 | 155.42 | 83.34 | 0 | 0 | 0 | 0 | 0 | 0
ENT_2_TVA_Transmission | ENT | TVA_Transmission | 2035 | B06 | 300 | 300 | 2100 | 0 | 0.03 | 0.02 | 0.03 | 0.02 | 0 | 0 | 0 | 0 | 0 | 0
ENT_2_TVA_Transmission | ENT | TVA_Transmission | 2035 | B07 | 400 | 400 | 2100 | 0 | 0.01 | 0.01 | 0.01 | 0.01 | 0 | 0 | 0 | 0 | 0 | 0
ENT_2_TVA_Transmission | ENT | TVA_Transmission | 2035 | B08 | 500 | 500 | 2100 | 0 | 0.01 | 0.01 | 0.01 | 0.01 | 0 | 0 | 0 | 0 | 0 | 0
ENT_2_TVA_Transmission | ENT | TVA_Transmission | 2035 | B09 | 800 | 800 | 2100 | 0 | 0.01 | 0.01 | 0.01 | 0.01 | 0 | 0 | 0 | 0 | 0 | 0
ENT_2_TVA_Transmission | ENT | TVA_Transmission | 2035 | B10 | 1262 | 1262 | 2100 | 0 | 2067.82 | 0.02 | 1807.74 | 0.02 | 0 | 0 | 0 | 0 | 0 | 0
ENT_2_TVA_Transmission | ENT | TVA_Transmission | 2035 | B11 | 25 | 25 | 2100 | 0 | 0.27 | 0.16 | 0.31 | 0.19 | 0 | 0 | 0 | 0 | 0 | 0
ENT_2_TVA_Transmission | ENT | TVA_Transmission | 2035 | B12 | 200 | 200 | 2100 | 0 | 0.12 | 0.07 | 0.12 | 0.07 | 0 | 0 | 0 | 0 | 0 | 0
ENT_2_TVA_Transmission | ENT | TVA_Transmission | 2035 | B13 | 600 | 600 | 2100 | 0 | 0.1 | 0.03 | 0.11 | 0.03 | 0 | 0 | 0 | 0 | 0 | 0
ENT_2_TVA_Transmission | ENT | TVA_Transmission | 2035 | B14 | 900 | 900 | 2100 | 0 | 2059.05 | 0.04 | 3656.61 | 0.04 | 0 | 0 | 0 | 0 | 0 | 0
ENT_2_TVA_Transmission | ENT | TVA_Transmission | 2035 | B15 | 1203 | 1203 | 2100 | 0 | 2068.62 | 2076.21 | 4570.63 | 2285.53 | 0 | 0 | 0 | 0 | 0 | 0
ENT_2_TVA_Transmission | ENT | TVA_Transmission | 2035 | B16 | 25 | 25 | 2100 | 0 | 8.48 | 3.08 | 9.13 | 3.25 | 0 | 0 | 0 | 0 | 0 | 0
ENT_2_TVA_Transmission | ENT | TVA_Transmission | 2035 | B17 | 100 | 100 | 2100 | 0 | 855.09 | 0.17 | 225.97 | 0.2 | 0 | 0 | 0 | 0 | 0 | 0
ENT_2_TVA_Transmission | ENT | TVA_Transmission | 2035 | B18 | 400 | 400 | 2100 | 0 | 0.32 | 0.04 | 0.32 | 0.04 | 0 | 0 | 0 | 0 | 0 | 0
ENT_2_TVA_Transmission | ENT | TVA_Transmission | 2035 | B19 | 700 | 700 | 2100 | 0 | 2047.7 | 0.03 | 2391.12 | 0.03 | 0 | 0 | 0 | 0 | 0 | 0
ENT_2_TVA_Transmission | ENT | TVA_Transmission | 2035 | B20 | 935 | 935 | 2100 | 0 | 2060.16 | 2064.25 | 3306.86 | 292.27 | 0 | 0 | 0 | 0 | 0 | 0
ENT_2_TVA_Transmission | ENT | TVA_Transmission | 2040 | B01 | 10 | 10 | 2100 | 0.01 | 79.08 | 12.25 | 85.92 | 13.78 | 0 | 0 | 0 | 0 | 0 | 0
ENT_2_TVA_Transmission | ENT | TVA_Transmission | 2040 | B02 | 25 | 25 | 2100 | 0 | 0.64 | 0.92 | 0.76 | 1.02 | 0 | 0 | 0 | 0 | 0 | 0
ENT_2_TVA_Transmission | ENT | TVA_Transmission | 2040 | B03 | 75 | 75 | 2100 | 0 | 0.14 | 0.1 | 0.15 | 0.11 | 0 | 0 | 0 | 0 | 0 | 0
ENT_2_TVA_Transmission | ENT | TVA_Transmission | 2040 | B04 | 100 | 100 | 2100 | 0 | 0.1 | 0.06 | 0.11 | 0.07 | 0 | 0 | 0 | 0 | 0 | 0
ENT_2_TVA_Transmission | ENT | TVA_Transmission | 2040 | B05 | 200 | 200 | 2100 | 0 | 0.03 | 0.03 | 0.04 | 0.03 | 0 | 0 | 0 | 0 | 0 | 0
ENT_2_TVA_Transmission | ENT | TVA_Transmission | 2040 | B06 | 300 | 300 | 2100 | 0 | 0.02 | 0.02 | 0.02 | 0.02 | 0 | 0 | 0 | 0 | 0 | 0
ENT_2_TVA_Transmission | ENT | TVA_Transmission | 2040 | B07 | 400 | 400 | 2100 | 0 | 0.01 | 0.01 | 0.02 | 0.01 | 0 | 0 | 0 | 0 | 0 | 0
ENT_2_TVA_Transmission | ENT | TVA_Transmission | 2040 | B08 | 500 | 500 | 2100 | 0 | 0.02 | 0.01 | 0.02 | 0.01 | 0 | 0 | 0 | 0 | 0 | 0
ENT_2_TVA_Transmission | ENT | TVA_Transmission | 2040 | B09 | 800 | 800 | 2100 | 0 | 0.02 | 0.01 | 0.02 | 0.01 | 0 | 0 | 0 | 0 | 0 | 0
ENT_2_TVA_Transmission | ENT | TVA_Transmission | 2040 | B10 | 1262 | 1262 | 2100 | 0 | 0.01 | 0.01 | 0.01 | 0.01 | 0 | 0 | 0 | 0 | 0 | 0
ENT_2_TVA_Transmission | ENT | TVA_Transmission | 2040 | B11 | 25 | 25 | 2100 | 0 | 0.41 | 0.22 | 0.48 | 0.26 | 0 | 0 | 0 | 0 | 0 | 0
ENT_2_TVA_Transmission | ENT | TVA_Transmission | 2040 | B12 | 200 | 200 | 2100 | 0 | 0.08 | 0.05 | 0.09 | 0.06 | 0 | 0 | 0 | 0 | 0 | 0
ENT_2_TVA_Transmission | ENT | TVA_Transmission | 2040 | B13 | 600 | 600 | 2100 | 0 | 0.03 | 0.03 | 0.03 | 0.03 | 0 | 0 | 0 | 0 | 0 | 0
ENT_2_TVA_Transmission | ENT | TVA_Transmission | 2040 | B14 | 900 | 900 | 2100 | 0 | 0.02 | 0.04 | 0.02 | 0.04 | 0 | 0 | 0 | 0 | 0 | 0
ENT_2_TVA_Transmission | ENT | TVA_Transmission | 2040 | B15 | 1203 | 1203 | 2100 | 0 | 0.04 | 0.04 | 0.05 | 0.04 | 0 | 0 | 0 | 0 | 0 | 0
ENT_2_TVA_Transmission | ENT | TVA_Transmission | 2040 | B16 | 25 | 25 | 2100 | 0 | 363.04 | 1.16 | 365.4 | 1.3 | 0 | 0 | 0 | 0 | 0 | 0
ENT_2_TVA_Transmission | ENT | TVA_Transmission | 2040 | B17 | 100 | 100 | 2100 | 0 | 0.17 | 0.34 | 0.19 | 0.36 | 0 | 0 | 0 | 0 | 0 | 0
ENT_2_TVA_Transmission | ENT | TVA_Transmission | 2040 | B18 | 400 | 400 | 2100 | 0 | 0.04 | 0.05 | 0.04 | 0.05 | 0 | 0 | 0 | 0 | 0 | 0
ENT_2_TVA_Transmission | ENT | TVA_Transmission | 2040 | B19 | 700 | 700 | 2100 | 0 | 0.02 | 0.03 | 0.03 | 0.03 | 0 | 0 | 0 | 0 | 0 | 0
ENT_2_TVA_Transmission | ENT | TVA_Transmission | 2040 | B20 | 935 | 935 | 2100 | 0 | 0.03 | 0.04 | 0.03 | 0.05 | 0 | 0 | 0 | 0 | 0 | 0
ENT_2_TVA_Transmission | ENT | TVA_Transmission | 2045 | B01 | 10 | 10 | 2100 | 0.01 | 1006.42 | 1013.87 | 3375.72 | 3295.11 | 0 | 0.01187 | 0.01187 | 0 | 0 | 0
ENT_2_TVA_Transmission | ENT | TVA_Transmission | 2045 | B02 | 25 | 25 | 2100 | 0 | 1095.36 | 869.69 | 2550.73 | 1060.76 | 0 | 0 | 0 | 0 | 0 | 0
ENT_2_TVA_Transmission | ENT | TVA_Transmission | 2045 | B03 | 75 | 75 | 2100 | 0 | 0.18 | 0.13 | 0.21 | 0.14 | 0 | 0 | 0 | 0 | 0 | 0
ENT_2_TVA_Transmission | ENT | TVA_Transmission | 2045 | B04 | 100 | 100 | 2100 | 0 | 0.09 | 0.09 | 0.1 | 0.1 | 0 | 0 | 0 | 0 | 0 | 0
ENT_2_TVA_Transmission | ENT | TVA_Transmission | 2045 | B05 | 200 | 200 | 2100 | 0 | 0.05 | 0.03 | 0.05 | 0.03 | 0 | 0 | 0 | 0 | 0 | 0
ENT_2_TVA_Transmission | ENT | TVA_Transmission | 2045 | B06 | 300 | 300 | 2100 | 0 | 0.02 | 0.02 | 0.02 | 0.02 | 0 | 0 | 0 | 0 | 0 | 0
ENT_2_TVA_Transmission | ENT | TVA_Transmission | 2045 | B07 | 400 | 400 | 2100 | 0 | 0.02 | 0.01 | 0.02 | 0.02 | 0 | 0 | 0 | 0 | 0 | 0
ENT_2_TVA_Transmission | ENT | TVA_Transmission | 2045 | B08 | 500 | 500 | 2100 | 0 | 0.02 | 0.01 | 0.02 | 0.02 | 0 | 0 | 0 | 0 | 0 | 0
ENT_2_TVA_Transmission | ENT | TVA_Transmission | 2045 | B09 | 800 | 800 | 2100 | 0 | 472.33 | 0.01 | 189.02 | 0.01 | 0 | 0 | 0 | 0 | 0 | 0
ENT_2_TVA_Transmission | ENT | TVA_Transmission | 2045 | B10 | 1262 | 1262 | 2100 | 0 | 0.01 | 0.01 | 0.01 | 0.01 | 0 | 0 | 0 | 0 | 0 | 0
ENT_2_TVA_Transmission | ENT | TVA_Transmission | 2045 | B11 | 25 | 25 | 2100 | 0 | 0.5 | 0.5 | 0.61 | 0.58 | 0 | 0 | 0 | 0 | 0 | 0
ENT_2_TVA_Transmission | ENT | TVA_Transmission | 2045 | B12 | 200 | 200 | 2100 | 0 | 0.19 | 0.06 | 0.2 | 0.07 | 0 | 0 | 0 | 0 | 0 | 0
ENT_2_TVA_Transmission | ENT | TVA_Transmission | 2045 | B13 | 600 | 600 | 2100 | 0 | 0.06 | 0.02 | 0.07 | 0.02 | 0 | 0 | 0 | 0 | 0 | 0
ENT_2_TVA_Transmission | ENT | TVA_Transmission | 2045 | B14 | 900 | 900 | 2100 | 0 | 2020.02 | 0.06 | 347.29 | 0.07 | 0 | 0 | 0 | 0 | 0 | 0
ENT_2_TVA_Transmission | ENT | TVA_Transmission | 2045 | B15 | 1203 | 1203 | 2100 | 0 | 2047.57 | 668.86 | 1385.31 | 100.94 | 0 | 0 | 0 | 0 | 0 | 0
ENT_2_TVA_Transmission | ENT | TVA_Transmission | 2045 | B16 | 25 | 25 | 2100 | 0 | 1030.91 | 890.37 | 1870.86 | 1125.69 | 0 | 0 | 0 | 0 | 0 | 0
ENT_2_TVA_Transmission | ENT | TVA_Transmission | 2045 | B17 | 100 | 100 | 2100 | 0 | 135.59 | 0.31 | 108.3 | 0.36 | 0 | 0 | 0 | 0 | 0 | 0
ENT_2_TVA_Transmission | ENT | TVA_Transmission | 2045 | B18 | 400 | 400 | 2100 | 0 | 0.1 | 0.03 | 0.11 | 0.04 | 0 | 0 | 0 | 0 | 0 | 0
ENT_2_TVA_Transmission | ENT | TVA_Transmission | 2045 | B19 | 700 | 700 | 2100 | 0 | 0.14 | 0.03 | 0.15 | 0.03 | 0 | 0 | 0 | 0 | 0 | 0
ENT_2_TVA_Transmission | ENT | TVA_Transmission | 2045 | B20 | 935 | 935 | 2100 | 0 | 2023.51 | 598.99 | 366.04 | 38.45 | 0 | 0 | 0 | 0 | 0 | 0
ENT_2_TVA_Transmission | ENT | TVA_Transmission | 2050 | B01 | 10 | 10 | 2100 | 1065.34 | 2097.15 | 392.38 | 0.38 | 0.7 | 0 | 1.282 | 0 | 0 | 14.066 | 4.6887
ENT_2_TVA_Transmission | ENT | TVA_Transmission | 2050 | B02 | 25 | 25 | 2100 | 2100 | 1536.95 | 0.5 | 0.14 | 0.2 | 18.7546 | 0 | 0 | 18.7546 | 14.066 | 4.6887
ENT_2_TVA_Transmission | ENT | TVA_Transmission | 2050 | B03 | 75 | 75 | 2100 | 0 | 0.08 | 0.15 | 0.03 | 0.06 | 0 | 0 | 0 | 0 | 14.066 | 4.6887
ENT_2_TVA_Transmission | ENT | TVA_Transmission | 2050 | B04 | 100 | 100 | 2100 | 0 | 0.05 | 0.04 | 0.02 | 0.03 | 0 | 0 | 0 | 0 | 14.066 | 4.6887
ENT_2_TVA_Transmission | ENT | TVA_Transmission | 2050 | B05 | 200 | 200 | 2100 | 0 | 0.01 | 0.01 | 0.01 | 0.01 | 0 | 0 | 0 | 0 | 14.066 | 4.6887
ENT_2_TVA_Transmission | ENT | TVA_Transmission | 2050 | B06 | 300 | 300 | 2100 | 0 | 0.01 | 0.01 | 0.01 | 0.01 | 0 | 0 | 0 | 0 | 14.066 | 4.6887
ENT_2_TVA_Transmission | ENT | TVA_Transmission | 2050 | B07 | 400 | 0 | 2100 | 0 | 0.01 | 0.01 | 0 | 0.01 | 0 | 0 | 0 | 0 | 14.066 | 4.6887
ENT_2_TVA_Transmission | ENT | TVA_Transmission | 2050 | B08 | 500 | 0 | 2100 | 0 | 0.01 | 0.01 | 0 | 0.01 | 0 | 0 | 0 | 0 | 14.066 | 4.6887
ENT_2_TVA_Transmission | ENT | TVA_Transmission | 2050 | B09 | 800 | 0 | 2100 | 0 | 0.01 | 0.01 | 0 | 0 | 0 | 0 | 0 | 0 | 14.066 | 4.6887
ENT_2_TVA_Transmission | ENT | TVA_Transmission | 2050 | B10 | 1262 | 0 | 2100 | 0 | 0 | 0 | 0 | 0 | 0 | 0 | 0 | 0 | 14.066 | 4.6887
ENT_2_TVA_Transmission | ENT | TVA_Transmission | 2050 | B11 | 25 | 25 | 2100 | 0 | 0.4 | 0.26 | 0.1 | 0.15 | 0 | 0 | 0 | 0 | 14.066 | 4.6887
ENT_2_TVA_Transmission | ENT | TVA_Transmission | 2050 | B12 | 200 | 200 | 2100 | 0 | 0.03 | 0.06 | 0.01 | 0.02 | 0 | 0 | 0 | 0 | 14.066 | 4.6887
ENT_2_TVA_Transmission | ENT | TVA_Transmission | 2050 | B13 | 600 | 0 | 2100 | 0 | 0.01 | 0.01 | 0 | 0.01 | 0 | 0 | 0 | 0 | 14.066 | 4.6887
ENT_2_TVA_Transmission | ENT | TVA_Transmission | 2050 | B14 | 900 | 0 | 2100 | 0 | 0.01 | 0.01 | 0 | 0 | 0 | 0 | 0 | 0 | 14.066 | 4.6887
ENT_2_TVA_Transmission | ENT | TVA_Transmission | 2050 | B15 | 1203 | 0 | 2100 | 0 | 0.05 | 0.01 | 0 | 0 | 0 | 0 | 0 | 0 | 14.066 | 4.6887
ENT_2_TVA_Transmission | ENT | TVA_Transmission | 2050 | B16 | 25 | 25 | 2100 | 0 | 2097.93 | 0.46 | 0.14 | 0.19 | 0 | 0.58163 | 0 | 0 | 14.066 | 4.6887
ENT_2_TVA_Transmission | ENT | TVA_Transmission | 2050 | B17 | 100 | 100 | 2100 | 0 | 0.15 | 0.12 | 0.03 | 0.05 | 0 | 0 | 0 | 0 | 14.066 | 4.6887
ENT_2_TVA_Transmission | ENT | TVA_Transmission | 2050 | B18 | 400 | 400 | 2100 | 0 | 0.01 | 0.01 | 0.01 | 0.01 | 0 | 0 | 0 | 0 | 14.066 | 4.6887
ENT_2_TVA_Transmission | ENT | TVA_Transmission | 2050 | B19 | 700 | 0 | 2100 | 0 | 0.01 | 0.01 | 0 | 0.01 | 0 | 0 | 0 | 0 | 14.066 | 4.6887
ENT_2_TVA_Transmission | ENT | TVA_Transmission | 2050 | B20 | 935 | 0 | 2100 | 0 | 0.03 | 0.01 | 0 | 0 | 0 | 0 | 0 | 0 | 14.066 | 4.6887
FRCC_2_SOCO | FRCC | SOCO | 2015 | B01 | 10 | 10 | 900 | 0 | 0.18 | 0.13 | 0.22 | 0.16 | 0 | 0 | 0 | 0 | 0 | 0
FRCC_2_SOCO | FRCC | SOCO | 2015 | B02 | 25 | 25 | 900 | 0 | 0.07 | 0.05 | 0.08 | 0.06 | 0 | 0 | 0 | 0 | 0 | 0
FRCC_2_SOCO | FRCC | SOCO | 2015 | B03 | 75 | 75 | 900 | 0 | 0.02 | 0.02 | 0.02 | 0.02 | 0 | 0 | 0 | 0 | 0 | 0
FRCC_2_SOCO | FRCC | SOCO | 2015 | B04 | 100 | 100 | 900 | 0 | 0.02 | 0.01 | 0.02 | 0.01 | 0 | 0 | 0 | 0 | 0 | 0
FRCC_2_SOCO | FRCC | SOCO | 2015 | B05 | 200 | 200 | 900 | 0 | 0.01 | 0 | 0.01 | 0.01 | 0 | 0 | 0 | 0 | 0 | 0
FRCC_2_SOCO | FRCC | SOCO | 2015 | B06 | 300 | 0 | 900 | 0 | 0 | 0 | 0 | 0 | 0 | 0 | 0 | 0 | 0 | 0
FRCC_2_SOCO | FRCC | SOCO | 2015 | B07 | 400 | 400 | 900 | 0 | 0.01 | 0.01 | 0.01 | 0.01 | 0 | 0 | 0 | 0 | 0 | 0
FRCC_2_SOCO | FRCC | SOCO | 2015 | B08 | 500 | 500 | 900 | 0 | 0.01 | 0 | 0.01 | 0.01 | 0 | 0 | 0 | 0 | 0 | 0
FRCC_2_SOCO | FRCC | SOCO | 2015 | B09 | 800 | 0 | 900 | 0 | 0 | 0 | 0 | 0 | 0 | 0 | 0 | 0 | 0 | 0
FRCC_2_SOCO | FRCC | SOCO | 2015 | B10 | 1262 | 0 | 900 | 0 | 0 | 0 | 0 | 0 | 0 | 0 | 0 | 0 | 0 | 0
FRCC_2_SOCO | FRCC | SOCO | 2015 | B11 | 25 | 25 | 900 | 0 | 0.05 | 0.04 | 0.06 | 0.04 | 0 | 0 | 0 | 0 | 0 | 0
FRCC_2_SOCO | FRCC | SOCO | 2015 | B12 | 200 | 200 | 900 | 0 | 0.01 | 0.01 | 0.01 | 0.01 | 0 | 0 | 0 | 0 | 0 | 0
FRCC_2_SOCO | FRCC | SOCO | 2015 | B13 | 600 | 0 | 900 | 0 | 0 | 0 | 0 | 0 | 0 | 0 | 0 | 0 | 0 | 0
FRCC_2_SOCO | FRCC | SOCO | 2015 | B14 | 900 | 0 | 900 | 0 | 0 | 0 | 0 | 0 | 0 | 0 | 0 | 0 | 0 | 0
FRCC_2_SOCO | FRCC | SOCO | 2015 | B15 | 1203 | 0 | 900 | 0 | 0 | 0 | 0 | 0 | 0 | 0 | 0 | 0 | 0 | 0
FRCC_2_SOCO | FRCC | SOCO | 2015 | B16 | 25 | 25 | 900 | 0 | 0.06 | 0.05 | 0.07 | 0.05 | 0 | 0 | 0 | 0 | 0 | 0
FRCC_2_SOCO | FRCC | SOCO | 2015 | B17 | 100 | 100 | 900 | 0 | 0.02 | 0.02 | 0.02 | 0.02 | 0 | 0 | 0 | 0 | 0 | 0
FRCC_2_SOCO | FRCC | SOCO | 2015 | B18 | 400 | 400 | 900 | 0 | 0.01 | 0 | 0.01 | 0 | 0 | 0 | 0 | 0 | 0 | 0
FRCC_2_SOCO | FRCC | SOCO | 2015 | B19 | 700 | 0 | 900 | 0 | 0 | 0 | 0 | 0 | 0 | 0 | 0 | 0 | 0 | 0
FRCC_2_SOCO | FRCC | SOCO | 2015 | B20 | 935 | 0 | 900 | 0 | 0 | 0 | 0 | 0 | 0 | 0 | 0 | 0 | 0 | 0
FRCC_2_SOCO | FRCC | SOCO | 2020 | B01 | 10 | 10 | 900 | 0 | 0.16 | 0.12 | 0.18 | 0.14 | 0 | 0 | 0 | 0 | 0 | 0
FRCC_2_SOCO | FRCC | SOCO | 2020 | B02 | 25 | 25 | 900 | 0 | 0.08 | 0.06 | 0.1 | 0.07 | 0 | 0 | 0 | 0 | 0 | 0
FRCC_2_SOCO | FRCC | SOCO | 2020 | B03 | 75 | 75 | 900 | 0 | 0.03 | 0.02 | 0.03 | 0.02 | 0 | 0 | 0 | 0 | 0 | 0
FRCC_2_SOCO | FRCC | SOCO | 2020 | B04 | 100 | 100 | 900 | 0 | 0.02 | 0.01 | 0.02 | 0.01 | 0 | 0 | 0 | 0 | 0 | 0
FRCC_2_SOCO | FRCC | SOCO | 2020 | B05 | 200 | 200 | 900 | 0 | 0.01 | 0.01 | 0.01 | 0.01 | 0 | 0 | 0 | 0 | 0 | 0
FRCC_2_SOCO | FRCC | SOCO | 2020 | B06 | 300 | 300 | 900 | 0 | 0.01 | 0 | 0.01 | 0 | 0 | 0 | 0 | 0 | 0 | 0
FRCC_2_SOCO | FRCC | SOCO | 2020 | B07 | 400 | 400 | 900 | 0 | 0.01 | 0 | 0.01 | 0 | 0 | 0 | 0 | 0 | 0 | 0
FRCC_2_SOCO | FRCC | SOCO | 2020 | B08 | 500 | 500 | 900 | 0 | 0.01 | 0.01 | 0.01 | 0.01 | 0 | 0 | 0 | 0 | 0 | 0
FRCC_2_SOCO | FRCC | SOCO | 2020 | B09 | 800 | 0 | 900 | 0 | 0 | 0 | 0 | 0 | 0 | 0 | 0 | 0 | 0 | 0
FRCC_2_SOCO | FRCC | SOCO | 2020 | B10 | 1262 | 0 | 900 | 0 | 0 | 0 | 0 | 0 | 0 | 0 | 0 | 0 | 0 | 0
FRCC_2_SOCO | FRCC | SOCO | 2020 | B11 | 25 | 25 | 900 | 0 | 0.06 | 0.04 | 0.06 | 0.05 | 0 | 0 | 0 | 0 | 0 | 0
FRCC_2_SOCO | FRCC | SOCO | 2020 | B12 | 200 | 200 | 900 | 0 | 0.01 | 0.01 | 0.01 | 0.01 | 0 | 0 | 0 | 0 | 0 | 0
FRCC_2_SOCO | FRCC | SOCO | 2020 | B13 | 600 | 0 | 900 | 0 | 0 | 0 | 0 | 0 | 0 | 0 | 0 | 0 | 0 | 0
FRCC_2_SOCO | FRCC | SOCO | 2020 | B14 | 900 | 0 | 900 | 0 | 0 | 0 | 0 | 0 | 0 | 0 | 0 | 0 | 0 | 0
FRCC_2_SOCO | FRCC | SOCO | 2020 | B15 | 1203 | 0 | 900 | 0 | 0 | 0 | 0 | 0 | 0 | 0 | 0 | 0 | 0 | 0
FRCC_2_SOCO | FRCC | SOCO | 2020 | B16 | 25 | 25 | 900 | 0 | 0.07 | 0.05 | 0.07 | 0.05 | 0 | 0 | 0 | 0 | 0 | 0
FRCC_2_SOCO | FRCC | SOCO | 2020 | B17 | 100 | 100 | 900 | 0 | 0.03 | 0.02 | 0.03 | 0.03 | 0 | 0 | 0 | 0 | 0 | 0
FRCC_2_SOCO | FRCC | SOCO | 2020 | B18 | 400 | 400 | 900 | 0 | 0.01 | 0 | 0.01 | 0 | 0 | 0 | 0 | 0 | 0 | 0
FRCC_2_SOCO | FRCC | SOCO | 2020 | B19 | 700 | 0 | 900 | 0 | 0 | 0 | 0 | 0 | 0 | 0 | 0 | 0 | 0 | 0
FRCC_2_SOCO | FRCC | SOCO | 2020 | B20 | 935 | 0 | 900 | 0 | 0 | 0 | 0 | 0 | 0 | 0 | 0 | 0 | 0 | 0
FRCC_2_SOCO | FRCC | SOCO | 2025 | B01 | 10 | 10 | 900 | 0 | 0.2 | 0.15 | 0.24 | 0.17 | 0 | 0 | 0 | 0 | 0 | 0
FRCC_2_SOCO | FRCC | SOCO | 2025 | B02 | 25 | 25 | 900 | 0 | 0.12 | 0.07 | 0.13 | 0.08 | 0 | 0 | 0 | 0 | 0 | 0
FRCC_2_SOCO | FRCC | SOCO | 2025 | B03 | 75 | 75 | 900 | 0 | 0.04 | 0.03 | 0.04 | 0.03 | 0 | 0 | 0 | 0 | 0 | 0
FRCC_2_SOCO | FRCC | SOCO | 2025 | B04 | 100 | 100 | 900 | 0 | 0.03 | 0.02 | 0.03 | 0.02 | 0 | 0 | 0 | 0 | 0 | 0
FRCC_2_SOCO | FRCC | SOCO | 2025 | B05 | 200 | 200 | 900 | 0 | 0.01 | 0.01 | 0.01 | 0.01 | 0 | 0 | 0 | 0 | 0 | 0
FRCC_2_SOCO | FRCC | SOCO | 2025 | B06 | 300 | 300 | 900 | 0 | 0.01 | 0.01 | 0.01 | 0.01 | 0 | 0 | 0 | 0 | 0 | 0
FRCC_2_SOCO | FRCC | SOCO | 2025 | B07 | 400 | 400 | 900 | 0 | 0.01 | 0.01 | 0.01 | 0.01 | 0 | 0 | 0 | 0 | 0 | 0
FRCC_2_SOCO | FRCC | SOCO | 2025 | B08 | 500 | 500 | 900 | 0 | 0.02 | 0.01 | 0.02 | 0.01 | 0 | 0 | 0 | 0 | 0 | 0
FRCC_2_SOCO | FRCC | SOCO | 2025 | B09 | 800 | 800 | 900 | 0 | 0.01 | 0 | 0.01 | 0 | 0 | 0 | 0 | 0 | 0 | 0
FRCC_2_SOCO | FRCC | SOCO | 2025 | B10 | 1262 | 0 | 900 | 0 | 0 | 0 | 0 | 0 | 0 | 0 | 0 | 0 | 0 | 0
FRCC_2_SOCO | FRCC | SOCO | 2025 | B11 | 25 | 25 | 900 | 0 | 0.08 | 0.06 | 0.09 | 0.07 | 0 | 0 | 0 | 0 | 0 | 0
FRCC_2_SOCO | FRCC | SOCO | 2025 | B12 | 200 | 200 | 900 | 0 | 0.01 | 0.01 | 0.02 | 0.01 | 0 | 0 | 0 | 0 | 0 | 0
FRCC_2_SOCO | FRCC | SOCO | 2025 | B13 | 600 | 0 | 900 | 0 | 0 | 0 | 0 | 0 | 0 | 0 | 0 | 0 | 0 | 0
FRCC_2_SOCO | FRCC | SOCO | 2025 | B14 | 900 | 0 | 900 | 0 | 0 | 0 | 0 | 0 | 0 | 0 | 0 | 0 | 0 | 0
FRCC_2_SOCO | FRCC | SOCO | 2025 | B15 | 1203 | 0 | 900 | 0 | 0 | 0 | 0 | 0 | 0 | 0 | 0 | 0 | 0 | 0
FRCC_2_SOCO | FRCC | SOCO | 2025 | B16 | 25 | 25 | 900 | 0 | 0.08 | 0.06 | 0.09 | 0.07 | 0 | 0 | 0 | 0 | 0 | 0
FRCC_2_SOCO | FRCC | SOCO | 2025 | B17 | 100 | 100 | 900 | 0 | 0.04 | 0.02 | 0.04 | 0.02 | 0 | 0 | 0 | 0 | 0 | 0
FRCC_2_SOCO | FRCC | SOCO | 2025 | B18 | 400 | 400 | 900 | 0 | 0.01 | 0.01 | 0.01 | 0.01 | 0 | 0 | 0 | 0 | 0 | 0
FRCC_2_SOCO | FRCC | SOCO | 2025 | B19 | 700 | 700 | 900 | 0 | 0 | 0 | 0.01 | 0 | 0 | 0 | 0 | 0 | 0 | 0
FRCC_2_SOCO | FRCC | SOCO | 2025 | B20 | 935 | 0 | 900 | 0 | 0 | 0 | 0 | 0 | 0 | 0 | 0 | 0 | 0 | 0
FRCC_2_SOCO | FRCC | SOCO | 2030 | B01 | 10 | 10 | 900 | 0 | 0.25 | 0.19 | 0.3 | 0.22 | 0 | 0.01187 | 0 | 0 | 0 | 0
FRCC_2_SOCO | FRCC | SOCO | 2030 | B02 | 25 | 25 | 900 | 0 | 0.13 | 0.1 | 0.15 | 0.11 | 0 | 0 | 0 | 0 | 0 | 0
FRCC_2_SOCO | FRCC | SOCO | 2030 | B03 | 75 | 75 | 900 | 0 | 0.06 | 0.05 | 0.07 | 0.05 | 0 | 0 | 0 | 0 | 0 | 0
FRCC_2_SOCO | FRCC | SOCO | 2030 | B04 | 100 | 100 | 900 | 0 | 0.05 | 0.02 | 0.05 | 0.03 | 0 | 0 | 0 | 0 | 0 | 0
FRCC_2_SOCO | FRCC | SOCO | 2030 | B05 | 200 | 200 | 900 | 0 | 134.95 | 483.59 | 76.4 | 104.68 | 0 | 0 | 0 | 0 | 0 | 0
FRCC_2_SOCO | FRCC | SOCO | 2030 | B06 | 300 | 300 | 900 | 0 | 780.67 | 841.01 | 438.27 | 1977.25 | 0 | 0 | 0 | 0 | 0 | 0
FRCC_2_SOCO | FRCC | SOCO | 2030 | B07 | 400 | 400 | 900 | 0 | 0.03 | 0.06 | 0.03 | 0.06 | 0 | 0 | 0 | 0 | 0 | 0
FRCC_2_SOCO | FRCC | SOCO | 2030 | B08 | 500 | 500 | 900 | 0 | 0.02 | 0.01 | 0.02 | 0.01 | 0 | 0 | 0 | 0 | 0 | 0
FRCC_2_SOCO | FRCC | SOCO | 2030 | B09 | 800 | 0 | 900 | 0 | 0 | 0 | 0 | 0 | 0 | 0 | 0 | 0 | 0 | 0
FRCC_2_SOCO | FRCC | SOCO | 2030 | B10 | 1262 | 1262 | 900 | 0 | 0.01 | 0 | 0.01 | 0 | 0 | 0 | 0 | 0 | 0 | 0
FRCC_2_SOCO | FRCC | SOCO | 2030 | B11 | 25 | 25 | 900 | 0 | 0.35 | 0.08 | 0.38 | 0.09 | 0 | 0 | 0 | 0 | 0 | 0
FRCC_2_SOCO | FRCC | SOCO | 2030 | B12 | 200 | 200 | 900 | 0 | 0.02 | 0.01 | 0.02 | 0.01 | 0 | 0 | 0 | 0 | 0 | 0
FRCC_2_SOCO | FRCC | SOCO | 2030 | B13 | 600 | 600 | 900 | 0 | 0.01 | 0 | 0.01 | 0 | 0 | 0 | 0 | 0 | 0 | 0
FRCC_2_SOCO | FRCC | SOCO | 2030 | B14 | 900 | 0 | 900 | 0 | 0 | 0 | 0 | 0 | 0 | 0 | 0 | 0 | 0 | 0
FRCC_2_SOCO | FRCC | SOCO | 2030 | B15 | 1203 | 0 | 900 | 0 | 0 | 0 | 0 | 0 | 0 | 0 | 0 | 0 | 0 | 0
FRCC_2_SOCO | FRCC | SOCO | 2030 | B16 | 25 | 25 | 900 | 0 | 0.19 | 0.13 | 0.21 | 0.14 | 0 | 0 | 0 | 0 | 0 | 0
FRCC_2_SOCO | FRCC | SOCO | 2030 | B17 | 100 | 100 | 900 | 0 | 0.04 | 0.02 | 0.04 | 0.03 | 0 | 0 | 0 | 0 | 0 | 0
FRCC_2_SOCO | FRCC | SOCO | 2030 | B18 | 400 | 400 | 900 | 0 | 0.01 | 0.01 | 0.01 | 0.01 | 0 | 0 | 0 | 0 | 0 | 0
FRCC_2_SOCO | FRCC | SOCO | 2030 | B19 | 700 | 700 | 900 | 0 | 0.01 | 0 | 0.01 | 0 | 0 | 0 | 0 | 0 | 0 | 0
FRCC_2_SOCO | FRCC | SOCO | 2030 | B20 | 935 | 0 | 900 | 0 | 0 | 0 | 0 | 0 | 0 | 0 | 0 | 0 | 0 | 0
FRCC_2_SOCO | FRCC | SOCO | 2035 | B01 | 10 | 10 | 900 | 0 | 0.32 | 0.24 | 0.38 | 0.28 | 0 | 0.01187 | 0 | 0 | 0 | 0
FRCC_2_SOCO | FRCC | SOCO | 2035 | B02 | 25 | 25 | 900 | 0 | 0.18 | 0.13 | 0.2 | 0.15 | 0 | 0 | 0 | 0 | 0 | 0
FRCC_2_SOCO | FRCC | SOCO | 2035 | B03 | 75 | 75 | 900 | 0 | 0.3 | 250.09 | 0.32 | 169.89 | 0 | 0 | 0 | 0 | 0 | 0
FRCC_2_SOCO | FRCC | SOCO | 2035 | B04 | 100 | 100 | 900 | 438.7 | 378.03 | 591.1 | 259.23 | 466.41 | 0 | 0 | 0 | 0 | 0 | 0
FRCC_2_SOCO | FRCC | SOCO | 2035 | B05 | 200 | 200 | 900 | 486.16 | 747.3 | 784.33 | 1128.24 | 1512.13 | 0 | 0 | 0 | 0 | 0 | 0
FRCC_2_SOCO | FRCC | SOCO | 2035 | B06 | 300 | 300 | 900 | 0 | 0.02 | 0.02 | 0.02 | 0.02 | 0 | 0 | 0 | 0 | 0 | 0
FRCC_2_SOCO | FRCC | SOCO | 2035 | B07 | 400 | 400 | 900 | 0 | 0.01 | 0.01 | 0.01 | 0.01 | 0 | 0 | 0 | 0 | 0 | 0
FRCC_2_SOCO | FRCC | SOCO | 2035 | B08 | 500 | 500 | 900 | 0 | 0.01 | 0.01 | 0.01 | 0.01 | 0 | 0 | 0 | 0 | 0 | 0
FRCC_2_SOCO | FRCC | SOCO | 2035 | B09 | 800 | 800 | 900 | 0 | 0.01 | 0 | 0.01 | 0.01 | 0 | 0 | 0 | 0 | 0 | 0
FRCC_2_SOCO | FRCC | SOCO | 2035 | B10 | 1262 | 1262 | 900 | 217.71 | 144.16 | 195.64 | 73.09 | 22.03 | 0 | 0 | 0 | 0 | 0 | 0
FRCC_2_SOCO | FRCC | SOCO | 2035 | B11 | 25 | 25 | 900 | 0 | 0.17 | 0.1 | 0.19 | 0.12 | 0 | 0 | 0 | 0 | 0 | 0
FRCC_2_SOCO | FRCC | SOCO | 2035 | B12 | 200 | 200 | 900 | 0 | 0.02 | 0.02 | 0.03 | 0.02 | 0 | 0 | 0 | 0 | 0 | 0
FRCC_2_SOCO | FRCC | SOCO | 2035 | B13 | 600 | 600 | 900 | 0 | 0.01 | 0.01 | 0.01 | 0.01 | 0 | 0 | 0 | 0 | 0 | 0
FRCC_2_SOCO | FRCC | SOCO | 2035 | B14 | 900 | 900 | 900 | 0 | 0.01 | 0 | 0.01 | 0 | 0 | 0 | 0 | 0 | 0 | 0
FRCC_2_SOCO | FRCC | SOCO | 2035 | B15 | 1203 | 1203 | 900 | 0 | 0 | 0.01 | 0.01 | 0.01 | 0 | 0 | 0 | 0 | 0 | 0
FRCC_2_SOCO | FRCC | SOCO | 2035 | B16 | 25 | 25 | 900 | 0 | 0.13 | 0.1 | 0.15 | 0.11 | 0 | 0 | 0 | 0 | 0 | 0
FRCC_2_SOCO | FRCC | SOCO | 2035 | B17 | 100 | 100 | 900 | 0 | 0.05 | 0.03 | 0.05 | 0.03 | 0 | 0 | 0 | 0 | 0 | 0
FRCC_2_SOCO | FRCC | SOCO | 2035 | B18 | 400 | 400 | 900 | 0 | 0.01 | 0.01 | 0.01 | 0.01 | 0 | 0 | 0 | 0 | 0 | 0
FRCC_2_SOCO | FRCC | SOCO | 2035 | B19 | 700 | 700 | 900 | 0 | 0.01 | 0.01 | 0.01 | 0.01 | 0 | 0 | 0 | 0 | 0 | 0
FRCC_2_SOCO | FRCC | SOCO | 2035 | B20 | 935 | 935 | 900 | 0 | 0.01 | 0.01 | 0.01 | 0.01 | 0 | 0 | 0 | 0 | 0 | 0
FRCC_2_SOCO | FRCC | SOCO | 2040 | B01 | 10 | 10 | 900 | 0 | 0.38 | 0.3 | 0.47 | 0.36 | 0 | 0.01187 | 0.01187 | 0 | 0 | 0
FRCC_2_SOCO | FRCC | SOCO | 2040 | B02 | 25 | 25 | 900 | 0 | 0.26 | 0.16 | 0.3 | 0.18 | 0 | 0 | 0 | 0 | 0 | 0
FRCC_2_SOCO | FRCC | SOCO | 2040 | B03 | 75 | 75 | 900 | 256.28 | 244.98 | 456.77 | 215 | 430.76 | 0 | 0 | 0 | 0 | 0 | 0
FRCC_2_SOCO | FRCC | SOCO | 2040 | B04 | 100 | 100 | 900 | 0 | 524.05 | 617.78 | 615.3 | 956 | 0 | 0 | 0 | 0 | 0 | 0
FRCC_2_SOCO | FRCC | SOCO | 2040 | B05 | 200 | 200 | 900 | 0 | 0.03 | 0.03 | 0.04 | 0.03 | 0 | 0 | 0 | 0 | 0 | 0
FRCC_2_SOCO | FRCC | SOCO | 2040 | B06 | 300 | 300 | 900 | 0 | 0.02 | 0.01 | 0.02 | 0.01 | 0 | 0 | 0 | 0 | 0 | 0
FRCC_2_SOCO | FRCC | SOCO | 2040 | B07 | 400 | 400 | 900 | 0 | 0.03 | 0.02 | 0.03 | 0.02 | 0 | 0 | 0 | 0 | 0 | 0
FRCC_2_SOCO | FRCC | SOCO | 2040 | B08 | 500 | 500 | 900 | 0 | 0.01 | 0.01 | 0.01 | 0.01 | 0 | 0 | 0 | 0 | 0 | 0
FRCC_2_SOCO | FRCC | SOCO | 2040 | B09 | 800 | 800 | 900 | 0 | 0.01 | 0 | 0.01 | 0.01 | 0 | 0 | 0 | 0 | 0 | 0
FRCC_2_SOCO | FRCC | SOCO | 2040 | B10 | 1262 | 1262 | 900 | 152.66 | 816.24 | 718.2 | 51.94 | 27.3 | 0 | 0 | 0 | 0 | 0 | 0
FRCC_2_SOCO | FRCC | SOCO | 2040 | B11 | 25 | 25 | 900 | 0 | 0.16 | 0.12 | 0.18 | 0.14 | 0 | 0 | 0 | 0 | 0 | 0
FRCC_2_SOCO | FRCC | SOCO | 2040 | B12 | 200 | 200 | 900 | 0 | 0.02 | 0.02 | 0.02 | 0.02 | 0 | 0 | 0 | 0 | 0 | 0
FRCC_2_SOCO | FRCC | SOCO | 2040 | B13 | 600 | 600 | 900 | 0 | 0.01 | 0.01 | 0.01 | 0.01 | 0 | 0 | 0 | 0 | 0 | 0
FRCC_2_SOCO | FRCC | SOCO | 2040 | B14 | 900 | 900 | 900 | 0 | 0 | 0 | 0.01 | 0 | 0 | 0 | 0 | 0 | 0 | 0
FRCC_2_SOCO | FRCC | SOCO | 2040 | B15 | 1203 | 1203 | 900 | 0 | 0.02 | 751.38 | 0.05 | 31.98 | 0 | 0 | 0 | 0 | 0 | 0
FRCC_2_SOCO | FRCC | SOCO | 2040 | B16 | 25 | 25 | 900 | 0 | 0.16 | 0.12 | 0.19 | 0.14 | 0 | 0 | 0 | 0 | 0 | 0
FRCC_2_SOCO | FRCC | SOCO | 2040 | B17 | 100 | 100 | 900 | 0 | 0.05 | 0.03 | 0.05 | 0.04 | 0 | 0 | 0 | 0 | 0 | 0
FRCC_2_SOCO | FRCC | SOCO | 2040 | B18 | 400 | 400 | 900 | 0 | 0.01 | 0.01 | 0.01 | 0.01 | 0 | 0 | 0 | 0 | 0 | 0
FRCC_2_SOCO | FRCC | SOCO | 2040 | B19 | 700 | 700 | 900 | 0 | 0.01 | 0 | 0.01 | 0.01 | 0 | 0 | 0 | 0 | 0 | 0
FRCC_2_SOCO | FRCC | SOCO | 2040 | B20 | 935 | 935 | 900 | 0 | 0.02 | 0.06 | 0.02 | 0.07 | 0 | 0 | 0 | 0 | 0 | 0
FRCC_2_SOCO | FRCC | SOCO | 2045 | B01 | 10 | 10 | 900 | 0.01 | 0.44 | 0.36 | 0.18 | 0.26 | 0 | 0.01187 | 0.01187 | 0 | 34.3939 | 11.4646
FRCC_2_SOCO | FRCC | SOCO | 2045 | B02 | 25 | 25 | 900 | 0 | 0.22 | 192.99 | 0.08 | 0.25 | 0 | 0 | 0 | 0 | 34.3939 | 11.4646
FRCC_2_SOCO | FRCC | SOCO | 2045 | B03 | 75 | 75 | 900 | 900 | 899.96 | 899.92 | 611.84 | 1061.49 | 126.736 | 34.3874 | 11.4664 | 2.7353 | 34.3939 | 11.4646
FRCC_2_SOCO | FRCC | SOCO | 2045 | B04 | 100 | 100 | 900 | 0 | 899.86 | 899.89 | 0.04 | 0.16 | 0 | 9.4604 | 6.1012 | 0 | 34.3939 | 11.4646
FRCC_2_SOCO | FRCC | SOCO | 2045 | B05 | 200 | 200 | 900 | 0 | 0.04 | 0.03 | 0.01 | 0.02 | 0 | 0 | 0 | 0 | 34.3939 | 11.4646
FRCC_2_SOCO | FRCC | SOCO | 2045 | B06 | 300 | 300 | 900 | 0 | 0.02 | 0.01 | 0.01 | 0.01 | 0 | 0 | 0 | 0 | 34.3939 | 11.4646
FRCC_2_SOCO | FRCC | SOCO | 2045 | B07 | 400 | 400 | 900 | 0 | 0.03 | 0.02 | 0.01 | 0.01 | 0 | 0 | 0 | 0 | 34.3939 | 11.4646
FRCC_2_SOCO | FRCC | SOCO | 2045 | B08 | 500 | 0 | 900 | 0 | 0.02 | 0.01 | 0 | 0.01 | 0 | 0 | 0 | 0 | 34.3939 | 11.4646
FRCC_2_SOCO | FRCC | SOCO | 2045 | B09 | 800 | 0 | 900 | 0 | 0.01 | 0.01 | 0 | 0 | 0 | 0 | 0 | 0 | 34.3939 | 11.4646
FRCC_2_SOCO | FRCC | SOCO | 2045 | B10 | 1262 | 1262 | 900 | 900 | 900 | 899.99 | 2499.77 | 3160.42 | 44.2039 | 34.3993 | 11.4664 | 16.0533 | 34.3939 | 11.4646
FRCC_2_SOCO | FRCC | SOCO | 2045 | B11 | 25 | 25 | 900 | 0 | 0.2 | 0.15 | 0.08 | 0.1 | 0 | 0 | 0 | 0 | 34.3939 | 11.4646
FRCC_2_SOCO | FRCC | SOCO | 2045 | B12 | 200 | 200 | 900 | 0 | 0.01 | 0.01 | 0.01 | 0.01 | 0 | 0 | 0 | 0 | 34.3939 | 11.4646
FRCC_2_SOCO | FRCC | SOCO | 2045 | B13 | 600 | 0 | 900 | 0 | 0 | 0 | 0 | 0 | 0 | 0 | 0 | 0 | 34.3939 | 11.4646
FRCC_2_SOCO | FRCC | SOCO | 2045 | B14 | 900 | 0 | 900 | 0 | 0.01 | 0 | 0 | 0 | 0 | 0 | 0 | 0 | 34.3939 | 11.4646
FRCC_2_SOCO | FRCC | SOCO | 2045 | B15 | 1203 | 1203 | 900 | 900 | 900 | 899.99 | 3126.81 | 4142.56 | 54.1984 | 34.3993 | 11.4664 | 18.7628 | 34.3939 | 11.4646
FRCC_2_SOCO | FRCC | SOCO | 2045 | B16 | 25 | 25 | 900 | 0 | 0.07 | 0.12 | 0.05 | 0.09 | 0 | 0 | 0 | 0 | 34.3939 | 11.4646
FRCC_2_SOCO | FRCC | SOCO | 2045 | B17 | 100 | 100 | 900 | 0 | 0.02 | 0.02 | 0.01 | 0.02 | 0 | 0 | 0 | 0 | 34.3939 | 11.4646
FRCC_2_SOCO | FRCC | SOCO | 2045 | B18 | 400 | 0 | 900 | 0 | 0.01 | 0.01 | 0 | 0 | 0 | 0 | 0 | 0 | 34.3939 | 11.4646
FRCC_2_SOCO | FRCC | SOCO | 2045 | B19 | 700 | 0 | 900 | 0 | 0.01 | 0.01 | 0 | 0 | 0 | 0 | 0 | 0 | 34.3939 | 11.4646
FRCC_2_SOCO | FRCC | SOCO | 2045 | B20 | 935 | 935 | 900 | 900 | 900 | 899.99 | 0.03 | 0.14 | 30.8739 | 29.58 | 9.4129 | 8.3071 | 34.3939 | 11.4646
FRCC_2_SOCO | FRCC | SOCO | 2050 | B01 | 10 | 10 | 900 | 0 | 0.21 | 0.17 | 0.08 | 0.11 | 0 | 0 | 0 | 0 | 35.2398 | 11.7466
FRCC_2_SOCO | FRCC | SOCO | 2050 | B02 | 25 | 25 | 900 | 345.31 | 0.11 | 341.69 | 0.04 | 0.11 | 0 | 0 | 0 | 0 | 35.2398 | 11.7466
FRCC_2_SOCO | FRCC | SOCO | 2050 | B03 | 75 | 75 | 900 | 900 | 899.98 | 899.96 | 855.06 | 1288.95 | 37.7585 | 35.242 | 11.7513 | 0.81493 | 35.2398 | 11.7466
FRCC_2_SOCO | FRCC | SOCO | 2050 | B04 | 100 | 100 | 900 | 0 | 0.11 | 3.57 | 0.01 | 0.03 | 0 | 0 | 0 | 0 | 35.2398 | 11.7466
FRCC_2_SOCO | FRCC | SOCO | 2050 | B05 | 200 | 0 | 900 | 0 | 0.01 | 0.01 | 0 | 0.01 | 0 | 0 | 0 | 0 | 35.2398 | 11.7466
FRCC_2_SOCO | FRCC | SOCO | 2050 | B06 | 300 | 0 | 900 | 0 | 0.01 | 0.01 | 0 | 0 | 0 | 0 | 0 | 0 | 35.2398 | 11.7466
FRCC_2_SOCO | FRCC | SOCO | 2050 | B07 | 400 | 0 | 900 | 0 | 0.01 | 0 | 0 | 0 | 0 | 0 | 0 | 0 | 35.2398 | 11.7466
FRCC_2_SOCO | FRCC | SOCO | 2050 | B08 | 500 | 0 | 900 | 0 | 0 | 0 | 0 | 0 | 0 | 0 | 0 | 0 | 35.2398 | 11.7466
FRCC_2_SOCO | FRCC | SOCO | 2050 | B09 | 800 | 0 | 900 | 0 | 0 | 0 | 0 | 0 | 0 | 0 | 0 | 0 | 35.2398 | 11.7466
FRCC_2_SOCO | FRCC | SOCO | 2050 | B10 | 1262 | 1262 | 900 | 900 | 900 | 900 | 3861.93 | 4507.67 | 44.2039 | 35.242 | 11.7513 | 16.0533 | 35.2398 | 11.7466
FRCC_2_SOCO | FRCC | SOCO | 2050 | B11 | 25 | 25 | 900 | 0 | 0.08 | 0.07 | 0.03 | 0.04 | 0 | 0 | 0 | 0 | 35.2398 | 11.7466
FRCC_2_SOCO | FRCC | SOCO | 2050 | B12 | 200 | 0 | 900 | 0 | 0 | 0 | 0 | 0 | 0 | 0 | 0 | 0 | 35.2398 | 11.7466
FRCC_2_SOCO | FRCC | SOCO | 2050 | B13 | 600 | 0 | 900 | 0 | 0 | 0 | 0 | 0 | 0 | 0 | 0 | 0 | 35.2398 | 11.7466
FRCC_2_SOCO | FRCC | SOCO | 2050 | B14 | 900 | 0 | 900 | 0 | 0 | 0 | 0 | 0 | 0 | 0 | 0 | 0 | 35.2398 | 11.7466
FRCC_2_SOCO | FRCC | SOCO | 2050 | B15 | 1203 | 1203 | 900 | 900 | 900 | 900 | 5146.6 | 5145.08 | 48.8332 | 35.242 | 11.7513 | 16.9054 | 35.2398 | 11.7466
FRCC_2_SOCO | FRCC | SOCO | 2050 | B16 | 25 | 25 | 900 | 0 | 0.02 | 0.03 | 0.02 | 0.03 | 0 | 0 | 0 | 0 | 35.2398 | 11.7466
FRCC_2_SOCO | FRCC | SOCO | 2050 | B17 | 100 | 0 | 900 | 0 | 0.01 | 0.01 | 0 | 0.01 | 0 | 0 | 0 | 0 | 35.2398 | 11.7466
FRCC_2_SOCO | FRCC | SOCO | 2050 | B18 | 400 | 0 | 900 | 0 | 0 | 0 | 0 | 0 | 0 | 0 | 0 | 0 | 35.2398 | 11.7466
FRCC_2_SOCO | FRCC | SOCO | 2050 | B19 | 700 | 0 | 900 | 0 | 0 | 0 | 0 | 0 | 0 | 0 | 0 | 0 | 35.2398 | 11.7466
FRCC_2_SOCO | FRCC | SOCO | 2050 | B20 | 935 | 935 | 900 | 900 | 900 | 900 | 1.02 | 1312.05 | 49.1062 | 35.0402 | 11.7513 | 13.2127 | 35.2398 | 11.7466
IESO_2_MAPP_CA | IESO | MAPP_CA | 2015 | B01 | 10 | 10 | 262 | 0.55 | 131.53 | 149.58 | 0.67 | 1.44 | 0 | 0.02374 | 0.01187 | 0 | 3.5694 | 1.1898
IESO_2_MAPP_CA | IESO | MAPP_CA | 2015 | B02 | 25 | 25 | 262 | 247.23 | 258 | 261.44 | 0.37 | 2.57 | 0 | 0.1187 | 1.0208 | 0 | 3.5694 | 1.1898
IESO_2_MAPP_CA | IESO | MAPP_CA | 2015 | B03 | 75 | 75 | 262 | 262 | 261.91 | 261.81 | 0.64 | 1.3 | 12.7128 | 3.1099 | 1.0327 | 0.10928 | 3.5694 | 1.1898
IESO_2_MAPP_CA | IESO | MAPP_CA | 2015 | B04 | 100 | 100 | 262 | 262 | 261.93 | 261.86 | 0.5 | 1.03 | 23.5026 | 3.1099 | 1.0327 | 0.26937 | 3.5694 | 1.1898
IESO_2_MAPP_CA | IESO | MAPP_CA | 2015 | B05 | 200 | 200 | 262 | 262 | 261.97 | 261.92 | 0.26 | 0.53 | 20.9505 | 3.1099 | 1.0327 | 0.48024 | 3.5694 | 1.1898
IESO_2_MAPP_CA | IESO | MAPP_CA | 2015 | B06 | 300 | 300 | 262 | 262 | 261.98 | 261.95 | 0.17 | 0.36 | 11.6445 | 3.1099 | 1.0327 | 0.40038 | 3.5694 | 1.1898
IESO_2_MAPP_CA | IESO | MAPP_CA | 2015 | B07 | 400 | 400 | 262 | 262 | 261.98 | 261.96 | 0.13 | 0.26 | 4.3919 | 3.1099 | 1.0327 | 0.20135 | 3.5694 | 1.1898
IESO_2_MAPP_CA | IESO | MAPP_CA | 2015 | B08 | 500 | 500 | 262 | 262 | 261.97 | 261.93 | 0.03 | 0.06 | 1.187 | 1.4956 | 0.37984 | 0.068023 | 3.5694 | 1.1898
IESO_2_MAPP_CA | IESO | MAPP_CA | 2015 | B09 | 800 | 800 | 262 | 262 | 261.98 | 106.75 | 0.02 | 0.03 | 1.187 | 1.4956 | 0 | 0.10884 | 3.5694 | 1.1898
IESO_2_MAPP_CA | IESO | MAPP_CA | 2015 | B10 | 1262 | 1262 | 262 | 262 | 261.99 | 94.42 | 0.01 | 0.02 | 1.187 | 1.4956 | 0 | 0.17169 | 3.5694 | 1.1898
IESO_2_MAPP_CA | IESO | MAPP_CA | 2015 | B11 | 25 | 25 | 262 | 262 | 261.76 | 261.48 | 1.9 | 3.73 | 26.7312 | 3.1099 | 1.0327 | 0.076594 | 3.5694 | 1.1898
IESO_2_MAPP_CA | IESO | MAPP_CA | 2015 | B12 | 200 | 200 | 262 | 262 | 261.97 | 261.92 | 0.24 | 0.49 | 11.7038 | 3.1099 | 1.0327 | 0.26828 | 3.5694 | 1.1898
IESO_2_MAPP_CA | IESO | MAPP_CA | 2015 | B13 | 600 | 600 | 262 | 262 | 261.99 | 261.97 | 0.07 | 0.16 | 3.2049 | 3.1099 | 1.0327 | 0.22039 | 3.5694 | 1.1898
IESO_2_MAPP_CA | IESO | MAPP_CA | 2015 | B14 | 900 | 900 | 262 | 262 | 261.98 | 260.05 | 0.01 | 0.02 | 3.2049 | 1.0802 | 0 | 0.33059 | 3.5694 | 1.1898
IESO_2_MAPP_CA | IESO | MAPP_CA | 2015 | B15 | 1203 | 1203 | 262 | 262 | 261.98 | 0.02 | 0.01 | 0.01 | 3.2049 | 1.0802 | 0 | 0.44189 | 3.5694 | 1.1898
IESO_2_MAPP_CA | IESO | MAPP_CA | 2015 | B16 | 25 | 25 | 262 | 262 | 261.76 | 261.48 | 1.9 | 3.77 | 16.2382 | 3.1099 | 1.0327 | 0.046528 | 3.5694 | 1.1898
IESO_2_MAPP_CA | IESO | MAPP_CA | 2015 | B17 | 100 | 100 | 262 | 262 | 261.91 | 261.81 | 0.2 | 0.44 | 6.4098 | 2.3028 | 0.74781 | 0.073465 | 3.5694 | 1.1898
IESO_2_MAPP_CA | IESO | MAPP_CA | 2015 | B18 | 400 | 400 | 262 | 262 | 261.88 | 261.82 | 0.02 | 0.05 | 6.3979 | 0.34423 | 0.20179 | 0.29331 | 3.5694 | 1.1898
IESO_2_MAPP_CA | IESO | MAPP_CA | 2015 | B19 | 700 | 700 | 262 | 262 | 0.03 | 0.01 | 0.01 | 0.01 | 6.3979 | 0 | 0 | 0.5133 | 3.5694 | 1.1898
IESO_2_MAPP_CA | IESO | MAPP_CA | 2015 | B20 | 935 | 0 | 262 | 262 | 0.02 | 0 | 0 | 0 | 6.3979 | 0 | 0 | 0.68562 | 3.5694 | 1.1898
IESO_2_MAPP_CA | IESO | MAPP_CA | 2020 | B01 | 10 | 10 | 262 | 262 | 261.46 | 261.47 | 0.14 | 0.36 | 21.5203 | 5.1278 | 3.7628 | 0.024567 | 27.4475 | 9.1492
IESO_2_MAPP_CA | IESO | MAPP_CA | 2020 | B02 | 25 | 25 | 262 | 262 | 261.87 | 261.88 | 0.07 | 0.26 | 18.624 | 7.7155 | 5.9706 | 0.053151 | 27.4475 | 9.1492
IESO_2_MAPP_CA | IESO | MAPP_CA | 2020 | B03 | 75 | 75 | 262 | 262 | 261.99 | 261.97 | 0.09 | 0.72 | 25.6155 | 23.0634 | 8.8432 | 0.21931 | 27.4475 | 9.1492
IESO_2_MAPP_CA | IESO | MAPP_CA | 2020 | B04 | 100 | 100 | 262 | 262 | 261.99 | 261.98 | 0.3 | 0.68 | 35.6337 | 26.5532 | 8.8432 | 0.40678 | 27.4475 | 9.1492
IESO_2_MAPP_CA | IESO | MAPP_CA | 2020 | B05 | 200 | 200 | 262 | 262 | 262 | 261.99 | 0.15 | 0.34 | 77.0007 | 26.5532 | 8.8432 | 1.758 | 27.4475 | 9.1492
IESO_2_MAPP_CA | IESO | MAPP_CA | 2020 | B06 | 300 | 300 | 262 | 262 | 262 | 261.99 | 0.11 | 0.22 | 58.6259 | 26.5532 | 8.8432 | 2.0077 | 27.4475 | 9.1492
IESO_2_MAPP_CA | IESO | MAPP_CA | 2020 | B07 | 400 | 400 | 262 | 262 | 262 | 261.99 | 0.08 | 0.18 | 51.1003 | 26.5532 | 8.8432 | 2.3333 | 27.4475 | 9.1492
IESO_2_MAPP_CA | IESO | MAPP_CA | 2020 | B08 | 500 | 500 | 262 | 262 | 262 | 262 | 0.06 | 0.14 | 45.2247 | 26.5532 | 8.8432 | 2.5813 | 27.4475 | 9.1492
IESO_2_MAPP_CA | IESO | MAPP_CA | 2020 | B09 | 800 | 800 | 262 | 262 | 262 | 262 | 0.02 | 0.02 | 45.2247 | 25.4018 | 7.5374 | 4.1301 | 27.4475 | 9.1492
IESO_2_MAPP_CA | IESO | MAPP_CA | 2020 | B10 | 1262 | 1262 | 262 | 262 | 262 | 262 | 0.01 | 0.01 | 45.2247 | 25.4018 | 6.8727 | 6.5152 | 27.4475 | 9.1492
IESO_2_MAPP_CA | IESO | MAPP_CA | 2020 | B11 | 25 | 25 | 262 | 262 | 261.97 | 261.92 | 1.19 | 2.45 | 55.5516 | 26.5532 | 8.8432 | 0.15854 | 27.4475 | 9.1492
IESO_2_MAPP_CA | IESO | MAPP_CA | 2020 | B12 | 200 | 200 | 262 | 262 | 262 | 261.99 | 0.14 | 0.3 | 48.2753 | 26.5532 | 8.8432 | 1.1022 | 27.4475 | 9.1492
IESO_2_MAPP_CA | IESO | MAPP_CA | 2020 | B13 | 600 | 600 | 262 | 262 | 262 | 261.99 | 0.01 | 0.01 | 44.738 | 23.5857 | 6.1368 | 3.0642 | 27.4475 | 9.1492
IESO_2_MAPP_CA | IESO | MAPP_CA | 2020 | B14 | 900 | 900 | 262 | 262 | 262 | 261.99 | 0.01 | 0.01 | 43.4917 | 20.9624 | 4.2732 | 4.4683 | 27.4475 | 9.1492
IESO_2_MAPP_CA | IESO | MAPP_CA | 2020 | B15 | 1203 | 0 | 262 | 262 | 262 | 261.99 | 0 | 0 | 43.4917 | 18.9564 | 1.2582 | 5.9727 | 27.4475 | 9.1492
IESO_2_MAPP_CA | IESO | MAPP_CA | 2020 | B16 | 25 | 25 | 262 | 262 | 261.95 | 261.92 | 0.13 | 2.22 | 18.9801 | 17.2709 | 8.8432 | 0.054167 | 27.4475 | 9.1492
IESO_2_MAPP_CA | IESO | MAPP_CA | 2020 | B17 | 100 | 100 | 262 | 262 | 261.98 | 261.97 | 0.02 | 0.11 | 10.2794 | 10.683 | 6.7422 | 0.11734 | 27.4475 | 9.1492
IESO_2_MAPP_CA | IESO | MAPP_CA | 2020 | B18 | 400 | 0 | 262 | 262 | 261.99 | 261.99 | 0 | 0.02 | 7.0152 | 7.5968 | 6.754 | 0.32033 | 27.4475 | 9.1492
IESO_2_MAPP_CA | IESO | MAPP_CA | 2020 | B19 | 700 | 0 | 262 | 262 | 261.99 | 261.99 | 0 | 0.01 | 7.0152 | 5.3534 | 6.0062 | 0.56057 | 27.4475 | 9.1492
IESO_2_MAPP_CA | IESO | MAPP_CA | 2020 | B20 | 935 | 0 | 262 | 262 | 261.99 | 261.97 | 0 | 0 | 7.0152 | 2.0416 | 0.64098 | 0.74877 | 27.4475 | 9.1492
IESO_2_MAPP_CA | IESO | MAPP_CA | 2025 | B01 | 10 | 10 | 262 | 75.11 | 0.43 | 261.52 | 0.11 | 0.39 | 0 | 0.01187 | 4.3919 | 0 | 33.7145 | 11.2382
IESO_2_MAPP_CA | IESO | MAPP_CA | 2025 | B02 | 25 | 25 | 262 | 144.77 | 0.29 | 261.85 | 0.05 | 0.21 | 0 | 0.01187 | 6.1131 | 0 | 33.7145 | 11.2382
IESO_2_MAPP_CA | IESO | MAPP_CA | 2025 | B03 | 75 | 75 | 262 | 256.41 | 261.97 | 261.95 | 0.03 | 0.08 | 0 | 12.8315 | 6.4098 | 0 | 33.7145 | 11.2382
IESO_2_MAPP_CA | IESO | MAPP_CA | 2025 | B04 | 100 | 100 | 262 | 262 | 261.97 | 261.96 | 0.02 | 0.06 | 19.17 | 12.4872 | 6.4335 | 0.22162 | 33.7145 | 11.2382
IESO_2_MAPP_CA | IESO | MAPP_CA | 2025 | B05 | 200 | 200 | 262 | 262 | 261.99 | 261.98 | 0.03 | 0.03 | 68.5374 | 26.933 | 6.4335 | 1.5847 | 33.7145 | 11.2382
IESO_2_MAPP_CA | IESO | MAPP_CA | 2025 | B06 | 300 | 300 | 262 | 262 | 262 | 261.99 | 0.02 | 0.02 | 52.1687 | 28.5711 | 6.4335 | 1.8093 | 33.7145 | 11.2382
IESO_2_MAPP_CA | IESO | MAPP_CA | 2025 | B07 | 400 | 400 | 262 | 262 | 262 | 261.99 | 0.01 | 0.02 | 45.9606 | 26.8974 | 6.4098 | 2.1253 | 33.7145 | 11.2382
IESO_2_MAPP_CA | IESO | MAPP_CA | 2025 | B08 | 500 | 500 | 262 | 262 | 262 | 261.99 | 0.01 | 0.01 | 42.7201 | 19.5143 | 6.4098 | 2.4694 | 33.7145 | 11.2382
IESO_2_MAPP_CA | IESO | MAPP_CA | 2025 | B09 | 800 | 0 | 262 | 262 | 262 | 261.99 | 0 | 0.01 | 42.7201 | 19.5143 | 6.3979 | 3.951 | 33.7145 | 11.2382
IESO_2_MAPP_CA | IESO | MAPP_CA | 2025 | B10 | 1262 | 0 | 262 | 262 | 262 | 262 | 0 | 0.01 | 42.7201 | 19.5143 | 6.3979 | 6.2327 | 33.7145 | 11.2382
IESO_2_MAPP_CA | IESO | MAPP_CA | 2025 | B11 | 25 | 25 | 262 | 262 | 261.95 | 261.85 | 0.15 | 0.22 | 41.9367 | 24.3098 | 6.3979 | 0.1212 | 33.7145 | 11.2382
IESO_2_MAPP_CA | IESO | MAPP_CA | 2025 | B12 | 200 | 200 | 262 | 262 | 261.99 | 261.97 | 0.01 | 0.02 | 41.9367 | 16.8435 | 4.1189 | 0.96963 | 33.7145 | 11.2382
IESO_2_MAPP_CA | IESO | MAPP_CA | 2025 | B13 | 600 | 0 | 262 | 262 | 262 | 261.96 | 0 | 0.01 | 41.9367 | 16.8435 | 1.2582 | 2.9089 | 33.7145 | 11.2382
IESO_2_MAPP_CA | IESO | MAPP_CA | 2025 | B14 | 900 | 0 | 262 | 262 | 262 | 0.21 | 0 | 0 | 41.9367 | 16.8435 | 0 | 4.3634 | 33.7145 | 11.2382
IESO_2_MAPP_CA | IESO | MAPP_CA | 2025 | B15 | 1203 | 0 | 262 | 262 | 262 | 0.2 | 0 | 0 | 41.9367 | 16.8435 | 0 | 5.8324 | 33.7145 | 11.2382
IESO_2_MAPP_CA | IESO | MAPP_CA | 2025 | B16 | 25 | 25 | 262 | 262 | 261.95 | 261.7 | 0.18 | 0.14 | 49.5098 | 26.2446 | 3.5254 | 0.14309 | 33.7145 | 11.2382
IESO_2_MAPP_CA | IESO | MAPP_CA | 2025 | B17 | 100 | 100 | 262 | 262 | 261.99 | 261.88 | 0.03 | 0.03 | 49.5098 | 23.2059 | 1.9348 | 0.57237 | 33.7145 | 11.2382
IESO_2_MAPP_CA | IESO | MAPP_CA | 2025 | B18 | 400 | 400 | 262 | 262 | 262 | 261.97 | 0.01 | 0.01 | 49.5098 | 23.194 | 2.0773 | 2.2895 | 33.7145 | 11.2382
IESO_2_MAPP_CA | IESO | MAPP_CA | 2025 | B19 | 700 | 0 | 262 | 262 | 262 | 261.96 | 0 | 0 | 49.5098 | 21.6746 | 0.93773 | 4.0066 | 33.7145 | 11.2382
IESO_2_MAPP_CA | IESO | MAPP_CA | 2025 | B20 | 935 | 0 | 262 | 262 | 262 | 261.97 | 0 | 0 | 49.5098 | 21.6746 | 0.93773 | 5.3516 | 33.7145 | 11.2382
IESO_2_MAPP_CA | IESO | MAPP_CA | 2030 | B01 | 10 | 10 | 262 | 0 | 0.16 | 0.62 | 0.09 | 0.25 | 0 | 0.02374 | 0.01187 | 0 | 31.0964 | 10.3655
IESO_2_MAPP_CA | IESO | MAPP_CA | 2030 | B02 | 25 | 25 | 262 | 0 | 0.08 | 0.27 | 0.04 | 0.1 | 0 | 0.01187 | 0.01187 | 0 | 31.0964 | 10.3655
IESO_2_MAPP_CA | IESO | MAPP_CA | 2030 | B03 | 75 | 75 | 262 | 0 | 0.23 | 0.1 | 0.02 | 0.04 | 0 | 0 | 0 | 0 | 31.0964 | 10.3655
IESO_2_MAPP_CA | IESO | MAPP_CA | 2030 | B04 | 100 | 100 | 262 | 0 | 0.1 | 0.11 | 0.01 | 0.03 | 0 | 0 | 0 | 0 | 31.0964 | 10.3655
IESO_2_MAPP_CA | IESO | MAPP_CA | 2030 | B05 | 200 | 200 | 262 | 88.81 | 261.95 | 0.07 | 0.01 | 0.02 | 0 | 5.3771 | 0 | 0 | 31.0964 | 10.3655
IESO_2_MAPP_CA | IESO | MAPP_CA | 2030 | B06 | 300 | 300 | 262 | 262 | 261.99 | 0.04 | 0.01 | 0.01 | 41.4619 | 12.2498 | 0 | 3.8132 | 31.0964 | 10.3655
IESO_2_MAPP_CA | IESO | MAPP_CA | 2030 | B07 | 400 | 0 | 262 | 262 | 261.93 | 0.03 | 0 | 0.01 | 41.4619 | 1.8517 | 0 | 5.0842 | 31.0964 | 10.3655
IESO_2_MAPP_CA | IESO | MAPP_CA | 2030 | B08 | 500 | 0 | 262 | 262 | 0.02 | 0.02 | 0 | 0.01 | 41.4619 | 0 | 0 | 6.3553 | 31.0964 | 10.3655
IESO_2_MAPP_CA | IESO | MAPP_CA | 2030 | B09 | 800 | 0 | 262 | 262 | 0.01 | 0.01 | 0 | 0 | 41.4619 | 0 | 0 | 10.1685 | 31.0964 | 10.3655
IESO_2_MAPP_CA | IESO | MAPP_CA | 2030 | B10 | 1262 | 0 | 262 | 262 | 0.01 | 0.01 | 0 | 0 | 41.4619 | 0 | 0 | 16.0408 | 31.0964 | 10.3655
IESO_2_MAPP_CA | IESO | MAPP_CA | 2030 | B11 | 25 | 25 | 262 | 0 | 0.17 | 0.25 | 0.05 | 0.1 | 0 | 0.01187 | 0.01187 | 0 | 31.0964 | 10.3655
IESO_2_MAPP_CA | IESO | MAPP_CA | 2030 | B12 | 200 | 200 | 262 | 0 | 0.02 | 0.02 | 0.01 | 0.01 | 0 | 0 | 0 | 0 | 31.0964 | 10.3655
IESO_2_MAPP_CA | IESO | MAPP_CA | 2030 | B13 | 600 | 0 | 262 | 0 | 0.01 | 0.01 | 0 | 0 | 0 | 0 | 0 | 0 | 31.0964 | 10.3655
IESO_2_MAPP_CA | IESO | MAPP_CA | 2030 | B14 | 900 | 0 | 262 | 0 | 0 | 0 | 0 | 0 | 0 | 0 | 0 | 0 | 31.0964 | 10.3655
IESO_2_MAPP_CA | IESO | MAPP_CA | 2030 | B15 | 1203 | 0 | 262 | 0 | 0 | 0 | 0 | 0 | 0 | 0 | 0 | 0 | 31.0964 | 10.3655
IESO_2_MAPP_CA | IESO | MAPP_CA | 2030 | B16 | 25 | 25 | 262 | 0.01 | 0.12 | 0.27 | 0.05 | 0.1 | 0 | 0.01187 | 0.01187 | 0 | 31.0964 | 10.3655
IESO_2_MAPP_CA | IESO | MAPP_CA | 2030 | B17 | 100 | 100 | 262 | 0 | 0.03 | 0.06 | 0.01 | 0.02 | 0 | 0 | 0 | 0 | 31.0964 | 10.3655
IESO_2_MAPP_CA | IESO | MAPP_CA | 2030 | B18 | 400 | 0 | 262 | 39.79 | 0.01 | 0.01 | 0 | 0.01 | 0 | 0 | 0 | 0 | 31.0964 | 10.3655
IESO_2_MAPP_CA | IESO | MAPP_CA | 2030 | B19 | 700 | 0 | 262 | 16.15 | 0 | 0.01 | 0 | 0 | 0 | 0 | 0 | 0 | 31.0964 | 10.3655
IESO_2_MAPP_CA | IESO | MAPP_CA | 2030 | B20 | 935 | 0 | 262 | 0 | 0 | 0 | 0 | 0 | 0 | 0 | 0 | 0 | 31.0964 | 10.3655
IESO_2_MAPP_CA | IESO | MAPP_CA | 2035 | B01 | 10 | 10 | 262 | 0 | 0.35 | 0.67 | 0.2 | 0.41 | 0 | 0.02374 | 0.02374 | 0 | 18.1611 | 6.0537
IESO_2_MAPP_CA | IESO | MAPP_CA | 2035 | B02 | 25 | 25 | 262 | 0 | 0.15 | 0.22 | 0.08 | 0.15 | 0 | 0.01187 | 0.01187 | 0 | 18.1611 | 6.0537
IESO_2_MAPP_CA | IESO | MAPP_CA | 2035 | B03 | 75 | 75 | 262 | 0 | 0.1 | 0.08 | 0.03 | 0.05 | 0 | 0 | 0 | 0 | 18.1611 | 6.0537
IESO_2_MAPP_CA | IESO | MAPP_CA | 2035 | B04 | 100 | 100 | 262 | 0 | 0.05 | 0.08 | 0.02 | 0.04 | 0 | 0 | 0 | 0 | 18.1611 | 6.0537
IESO_2_MAPP_CA | IESO | MAPP_CA | 2035 | B05 | 200 | 200 | 262 | 38.29 | 0.04 | 0.04 | 0.01 | 0.02 | 0 | 0 | 0 | 0 | 18.1611 | 6.0537
IESO_2_MAPP_CA | IESO | MAPP_CA | 2035 | B06 | 300 | 300 | 262 | 234.63 | 0.03 | 0.03 | 0.01 | 0.01 | 0 | 0 | 0 | 0 | 18.1611 | 6.0537
IESO_2_MAPP_CA | IESO | MAPP_CA | 2035 | B07 | 400 | 400 | 262 | 242.27 | 0.02 | 0.02 | 0.01 | 0.01 | 0 | 0 | 0 | 0 | 18.1611 | 6.0537
IESO_2_MAPP_CA | IESO | MAPP_CA | 2035 | B08 | 500 | 500 | 262 | 246.06 | 261.96 | 0.02 | 0.01 | 0.01 | 0 | 4.1426 | 0 | 0 | 18.1611 | 6.0537
IESO_2_MAPP_CA | IESO | MAPP_CA | 2035 | B09 | 800 | 800 | 262 | 251.71 | 261.99 | 0.08 | 0.01 | 0.01 | 0 | 7.668 | 0 | 0 | 18.1611 | 6.0537
IESO_2_MAPP_CA | IESO | MAPP_CA | 2035 | B10 | 1262 | 0 | 262 | 255.3 | 261.99 | 261.91 | 0 | 0.01 | 0 | 7.668 | 0.55789 | 0 | 18.1611 | 6.0537
IESO_2_MAPP_CA | IESO | MAPP_CA | 2035 | B11 | 25 | 25 | 262 | 0 | 0.47 | 0.28 | 0.11 | 0.16 | 0 | 0.01187 | 0.01187 | 0 | 18.1611 | 6.0537
IESO_2_MAPP_CA | IESO | MAPP_CA | 2035 | B12 | 200 | 200 | 262 | 0 | 114.8 | 0.1 | 0.02 | 0.03 | 0 | 0 | 0 | 0 | 18.1611 | 6.0537
IESO_2_MAPP_CA | IESO | MAPP_CA | 2035 | B13 | 600 | 600 | 262 | 0 | 119.88 | 0.04 | 0.01 | 0.01 | 0 | 0 | 0 | 0 | 18.1611 | 6.0537
IESO_2_MAPP_CA | IESO | MAPP_CA | 2035 | B14 | 900 | 0 | 262 | 0 | 116.18 | 0.09 | 0 | 0.01 | 0 | 0 | 0 | 0 | 18.1611 | 6.0537
IESO_2_MAPP_CA | IESO | MAPP_CA | 2035 | B15 | 1203 | 0 | 262 | 0 | 113.45 | 0.07 | 0 | 0.01 | 0 | 0 | 0 | 0 | 18.1611 | 6.0537
IESO_2_MAPP_CA | IESO | MAPP_CA | 2035 | B16 | 25 | 25 | 262 | 262 | 261.36 | 0.63 | 0.16 | 0.21 | 24.2148 | 2.9912 | 0.01187 | 0.28026 | 18.1611 | 6.0537
IESO_2_MAPP_CA | IESO | MAPP_CA | 2035 | B17 | 100 | 100 | 262 | 262 | 261.89 | 0.18 | 0.05 | 0.06 | 24.2148 | 5.2347 | 0 | 1.1211 | 18.1611 | 6.0537
IESO_2_MAPP_CA | IESO | MAPP_CA | 2035 | B18 | 400 | 400 | 262 | 262 | 261.97 | 0.05 | 0.01 | 0.01 | 24.2148 | 5.2347 | 0 | 4.4842 | 18.1611 | 6.0537
IESO_2_MAPP_CA | IESO | MAPP_CA | 2035 | B19 | 700 | 700 | 262 | 262 | 261.98 | 0.04 | 0.01 | 0.01 | 24.2148 | 5.2347 | 0 | 7.8474 | 18.1611 | 6.0537
IESO_2_MAPP_CA | IESO | MAPP_CA | 2035 | B20 | 935 | 935 | 262 | 262 | 261.98 | 261.99 | 0.01 | 0.03 | 24.2148 | 5.2347 | 4.3088 | 10.4819 | 18.1611 | 6.0537
IESO_2_MAPP_CA | IESO | MAPP_CA | 2040 | B01 | 10 | 10 | 262 | 0 | 0.26 | 0.42 | 0.34 | 0.55 | 0 | 0.03561 | 0.02374 | 0 | 0 | 0
IESO_2_MAPP_CA | IESO | MAPP_CA | 2040 | B02 | 25 | 25 | 262 | 0 | 0.11 | 0.17 | 0.13 | 0.21 | 0 | 0.01187 | 0.01187 | 0 | 0 | 0
IESO_2_MAPP_CA | IESO | MAPP_CA | 2040 | B03 | 75 | 75 | 262 | 0 | 0.04 | 0.06 | 0.05 | 0.07 | 0 | 0 | 0 | 0 | 0 | 0
IESO_2_MAPP_CA | IESO | MAPP_CA | 2040 | B04 | 100 | 100 | 262 | 0 | 0.05 | 0.05 | 0.05 | 0.06 | 0 | 0 | 0 | 0 | 0 | 0
IESO_2_MAPP_CA | IESO | MAPP_CA | 2040 | B05 | 200 | 200 | 262 | 0 | 0.04 | 0.03 | 0.04 | 0.03 | 0 | 0 | 0 | 0 | 0 | 0
IESO_2_MAPP_CA | IESO | MAPP_CA | 2040 | B06 | 300 | 300 | 262 | 0 | 0.03 | 0.02 | 0.04 | 0.02 | 0 | 0 | 0 | 0 | 0 | 0
IESO_2_MAPP_CA | IESO | MAPP_CA | 2040 | B07 | 400 | 400 | 262 | 0 | 0.01 | 0.01 | 0.01 | 0.01 | 0 | 0 | 0 | 0 | 0 | 0
IESO_2_MAPP_CA | IESO | MAPP_CA | 2040 | B08 | 500 | 500 | 262 | 0 | 0.01 | 0.01 | 0.01 | 0.01 | 0 | 0 | 0 | 0 | 0 | 0
IESO_2_MAPP_CA | IESO | MAPP_CA | 2040 | B09 | 800 | 800 | 262 | 0 | 0 | 0.01 | 0.01 | 0.01 | 0 | 0 | 0 | 0 | 0 | 0
IESO_2_MAPP_CA | IESO | MAPP_CA | 2040 | B10 | 1262 | 0 | 262 | 0 | 0 | 0.01 | 0 | 0.01 | 0 | 0 | 0 | 0 | 0 | 0
IESO_2_MAPP_CA | IESO | MAPP_CA | 2040 | B11 | 25 | 25 | 262 | 0 | 0.11 | 0.17 | 0.14 | 0.21 | 0 | 0.01187 | 0.01187 | 0 | 0 | 0
IESO_2_MAPP_CA | IESO | MAPP_CA | 2040 | B12 | 200 | 200 | 262 | 0 | 0.01 | 0.02 | 0.02 | 0.03 | 0 | 0 | 0 | 0 | 0 | 0
IESO_2_MAPP_CA | IESO | MAPP_CA | 2040 | B13 | 600 | 600 | 262 | 0 | 0.01 | 0.01 | 0.01 | 0.01 | 0 | 0 | 0 | 0 | 0 | 0
IESO_2_MAPP_CA | IESO | MAPP_CA | 2040 | B14 | 900 | 0 | 262 | 0 | 0 | 0.01 | 0 | 0.01 | 0 | 0 | 0 | 0 | 0 | 0
IESO_2_MAPP_CA | IESO | MAPP_CA | 2040 | B15 | 1203 | 0 | 262 | 0 | 0 | 0.01 | 0 | 0.01 | 0 | 0 | 0 | 0 | 0 | 0
IESO_2_MAPP_CA | IESO | MAPP_CA | 2040 | B16 | 25 | 25 | 262 | 0 | 0.11 | 0.17 | 0.14 | 0.21 | 0 | 0.01187 | 0.01187 | 0 | 0 | 0
IESO_2_MAPP_CA | IESO | MAPP_CA | 2040 | B17 | 100 | 100 | 262 | 0 | 0.03 | 0.05 | 0.04 | 0.05 | 0 | 0 | 0 | 0 | 0 | 0
IESO_2_MAPP_CA | IESO | MAPP_CA | 2040 | B18 | 400 | 400 | 262 | 180.07 | 0.01 | 0.01 | 0.01 | 0.01 | 0 | 0 | 0 | 0 | 0 | 0
IESO_2_MAPP_CA | IESO | MAPP_CA | 2040 | B19 | 700 | 700 | 262 | 164.26 | 0 | 0.01 | 0.01 | 0.01 | 0 | 0 | 0 | 0 | 0 | 0
IESO_2_MAPP_CA | IESO | MAPP_CA | 2040 | B20 | 935 | 0 | 262 | 0 | 0 | 0.01 | 0 | 0.01 | 0 | 0 | 0 | 0 | 0 | 0
IESO_2_MAPP_CA | IESO | MAPP_CA | 2045 | B01 | 10 | 10 | 262 | 0 | 0.12 | 0.18 | 0.14 | 0.23 | 0 | 0.04748 | 0.03561 | 0 | 0 | 0
IESO_2_MAPP_CA | IESO | MAPP_CA | 2045 | B02 | 25 | 25 | 262 | 0 | 0.05 | 0.08 | 0.06 | 0.09 | 0 | 0.01187 | 0.01187 | 0 | 0 | 0
IESO_2_MAPP_CA | IESO | MAPP_CA | 2045 | B03 | 75 | 75 | 262 | 0 | 0.02 | 0.03 | 0.02 | 0.03 | 0 | 0 | 0 | 0 | 0 | 0
IESO_2_MAPP_CA | IESO | MAPP_CA | 2045 | B04 | 100 | 100 | 262 | 0 | 0.01 | 0.02 | 0.01 | 0.02 | 0 | 0 | 0 | 0 | 0 | 0
IESO_2_MAPP_CA | IESO | MAPP_CA | 2045 | B05 | 200 | 200 | 262 | 0 | 0.01 | 0.01 | 0.01 | 0.01 | 0 | 0 | 0 | 0 | 0 | 0
IESO_2_MAPP_CA | IESO | MAPP_CA | 2045 | B06 | 300 | 0 | 262 | 0 | 0 | 0.01 | 0 | 0.01 | 0 | 0 | 0 | 0 | 0 | 0
IESO_2_MAPP_CA | IESO | MAPP_CA | 2045 | B07 | 400 | 0 | 262 | 0 | 0 | 0.01 | 0 | 0.01 | 0 | 0 | 0 | 0 | 0 | 0
IESO_2_MAPP_CA | IESO | MAPP_CA | 2045 | B08 | 500 | 0 | 262 | 0 | 0 | 0 | 0 | 0 | 0 | 0 | 0 | 0 | 0 | 0
IESO_2_MAPP_CA | IESO | MAPP_CA | 2045 | B09 | 800 | 0 | 262 | 0 | 0 | 0 | 0 | 0 | 0 | 0 | 0 | 0 | 0 | 0
IESO_2_MAPP_CA | IESO | MAPP_CA | 2045 | B10 | 1262 | 0 | 262 | 0 | 0 | 0 | 0 | 0 | 0 | 0 | 0 | 0 | 0 | 0
IESO_2_MAPP_CA | IESO | MAPP_CA | 2045 | B11 | 25 | 25 | 262 | 0 | 0.05 | 0.08 | 0.06 | 0.09 | 0 | 0.01187 | 0.01187 | 0 | 0 | 0
IESO_2_MAPP_CA | IESO | MAPP_CA | 2045 | B12 | 200 | 200 | 262 | 0 | 0.01 | 0.01 | 0.01 | 0.01 | 0 | 0 | 0 | 0 | 0 | 0
IESO_2_MAPP_CA | IESO | MAPP_CA | 2045 | B13 | 600 | 0 | 262 | 0 | 0 | 0 | 0 | 0 | 0 | 0 | 0 | 0 | 0 | 0
IESO_2_MAPP_CA | IESO | MAPP_CA | 2045 | B14 | 900 | 0 | 262 | 0 | 0 | 0 | 0 | 0 | 0 | 0 | 0 | 0 | 0 | 0
IESO_2_MAPP_CA | IESO | MAPP_CA | 2045 | B15 | 1203 | 0 | 262 | 0 | 0 | 0 | 0 | 0 | 0 | 0 | 0 | 0 | 0 | 0
IESO_2_MAPP_CA | IESO | MAPP_CA | 2045 | B16 | 25 | 25 | 262 | 0 | 0.05 | 0.08 | 0.06 | 0.09 | 0 | 0.01187 | 0.01187 | 0 | 0 | 0
IESO_2_MAPP_CA | IESO | MAPP_CA | 2045 | B17 | 100 | 100 | 262 | 0 | 0.02 | 0.03 | 0.03 | 0.03 | 0 | 0 | 0 | 0 | 0 | 0
IESO_2_MAPP_CA | IESO | MAPP_CA | 2045 | B18 | 400 | 400 | 262 | 0 | 0.01 | 0.01 | 0.01 | 0.01 | 0 | 0 | 0 | 0 | 0 | 0
IESO_2_MAPP_CA | IESO | MAPP_CA | 2045 | B19 | 700 | 700 | 262 | 0 | 0 | 0 | 0.01 | 0 | 0 | 0 | 0 | 0 | 0 | 0
IESO_2_MAPP_CA | IESO | MAPP_CA | 2045 | B20 | 935 | 0 | 262 | 0 | 0 | 0 | 0 | 0 | 0 | 0 | 0 | 0 | 0 | 0
IESO_2_MAPP_CA | IESO | MAPP_CA | 2050 | B01 | 10 | 10 | 262 | 0 | 0.04 | 0.08 | 0.05 | 0.09 | 0 | 0.02374 | 0.01187 | 0 | 0 | 0
IESO_2_MAPP_CA | IESO | MAPP_CA | 2050 | B02 | 25 | 25 | 262 | 0 | 0.02 | 0.03 | 0.02 | 0.03 | 0 | 0.01187 | 0 | 0 | 0 | 0
IESO_2_MAPP_CA | IESO | MAPP_CA | 2050 | B03 | 75 | 75 | 262 | 0 | 0.01 | 0.01 | 0.01 | 0.01 | 0 | 0 | 0 | 0 | 0 | 0
IESO_2_MAPP_CA | IESO | MAPP_CA | 2050 | B04 | 100 | 0 | 262 | 0 | 0 | 0.01 | 0 | 0.01 | 0 | 0 | 0 | 0 | 0 | 0
IESO_2_MAPP_CA | IESO | MAPP_CA | 2050 | B05 | 200 | 0 | 262 | 0 | 0 | 0 | 0 | 0 | 0 | 0 | 0 | 0 | 0 | 0
IESO_2_MAPP_CA | IESO | MAPP_CA | 2050 | B06 | 300 | 0 | 262 | 0 | 0 | 0 | 0 | 0 | 0 | 0 | 0 | 0 | 0 | 0
IESO_2_MAPP_CA | IESO | MAPP_CA | 2050 | B07 | 400 | 0 | 262 | 0 | 0 | 0 | 0 | 0 | 0 | 0 | 0 | 0 | 0 | 0
IESO_2_MAPP_CA | IESO | MAPP_CA | 2050 | B08 | 500 | 0 | 262 | 0 | 0 | 0 | 0 | 0 | 0 | 0 | 0 | 0 | 0 | 0
IESO_2_MAPP_CA | IESO | MAPP_CA | 2050 | B09 | 800 | 0 | 262 | 0 | 0 | 0 | 0 | 0 | 0 | 0 | 0 | 0 | 0 | 0
IESO_2_MAPP_CA | IESO | MAPP_CA | 2050 | B10 | 1262 | 0 | 262 | 0 | 0 | 0 | 0 | 0 | 0 | 0 | 0 | 0 | 0 | 0
IESO_2_MAPP_CA | IESO | MAPP_CA | 2050 | B11 | 25 | 25 | 262 | 0 | 0.02 | 0.03 | 0.02 | 0.04 | 0 | 0.01187 | 0 | 0 | 0 | 0
IESO_2_MAPP_CA | IESO | MAPP_CA | 2050 | B12 | 200 | 0 | 262 | 0 | 0 | 0 | 0 | 0.01 | 0 | 0 | 0 | 0 | 0 | 0
IESO_2_MAPP_CA | IESO | MAPP_CA | 2050 | B13 | 600 | 0 | 262 | 0 | 0 | 0 | 0 | 0 | 0 | 0 | 0 | 0 | 0 | 0
IESO_2_MAPP_CA | IESO | MAPP_CA | 2050 | B14 | 900 | 0 | 262 | 0 | 0 | 0 | 0 | 0 | 0 | 0 | 0 | 0 | 0 | 0
IESO_2_MAPP_CA | IESO | MAPP_CA | 2050 | B15 | 1203 | 0 | 262 | 0 | 0 | 0 | 0 | 0 | 0 | 0 | 0 | 0 | 0 | 0
IESO_2_MAPP_CA | IESO | MAPP_CA | 2050 | B16 | 25 | 25 | 262 | 0 | 0.02 | 0.03 | 0.02 | 0.04 | 0 | 0.01187 | 0 | 0 | 0 | 0
IESO_2_MAPP_CA | IESO | MAPP_CA | 2050 | B17 | 100 | 100 | 262 | 0 | 0.01 | 0.01 | 0.01 | 0.01 | 0 | 0 | 0 | 0 | 0 | 0
IESO_2_MAPP_CA | IESO | MAPP_CA | 2050 | B18 | 400 | 0 | 262 | 0 | 0 | 0 | 0 | 0 | 0 | 0 | 0 | 0 | 0 | 0
IESO_2_MAPP_CA | IESO | MAPP_CA | 2050 | B19 | 700 | 0 | 262 | 0 | 0 | 0 | 0 | 0 | 0 | 0 | 0 | 0 | 0 | 0
IESO_2_MAPP_CA | IESO | MAPP_CA | 2050 | B20 | 935 | 0 | 262 | 0 | 0 | 0 | 0 | 0 | 0 | 0 | 0 | 0 | 0 | 0
IESO_2_MISO_MI | IESO | MISO_MI | 2015 | B01 | 10 | 10 | 1840 | 1772.46 | 1516.44 | 1605.34 | 0.68 | 1.45 | 0 | 0.01187 | 0 | 0 | 3.3864 | 1.1288
IESO_2_MISO_MI | IESO | MISO_MI | 2015 | B02 | 25 | 25 | 1840 | 1839.64 | 1797.15 | 1839.26 | 0.41 | 3.06 | 0.01187 | 0.02374 | 0.99708 | 6.3817e-05 | 3.3864 | 1.1288
IESO_2_MISO_MI | IESO | MISO_MI | 2015 | B03 | 75 | 75 | 1840 | 1840 | 1839.86 | 1839.77 | 0.26 | 1.52 | 11.502 | 1.9586 | 1.009 | 0.18552 | 3.3864 | 1.1288
IESO_2_MISO_MI | IESO | MISO_MI | 2015 | B04 | 100 | 100 | 1840 | 1840 | 1839.92 | 1839.83 | 0.57 | 1.23 | 19.8941 | 3.0269 | 1.009 | 0.42783 | 3.3864 | 1.1288
IESO_2_MISO_MI | IESO | MISO_MI | 2015 | B05 | 200 | 200 | 1840 | 1840 | 1839.96 | 1839.91 | 0.29 | 0.65 | 16.9622 | 3.015 | 1.009 | 0.72956 | 3.3864 | 1.1288
IESO_2_MISO_MI | IESO | MISO_MI | 2015 | B06 | 300 | 300 | 1840 | 1840 | 1839.97 | 1839.94 | 0.22 | 0.78 | 10.6474 | 3.0269 | 1.0564 | 0.68693 | 3.3864 | 1.1288
IESO_2_MISO_MI | IESO | MISO_MI | 2015 | B07 | 400 | 400 | 1840 | 1840 | 1839.98 | 1839.96 | 0.2 | 0.66 | 4.3919 | 3.1099 | 1.0564 | 0.3778 | 3.3864 | 1.1288
IESO_2_MISO_MI | IESO | MISO_MI | 2015 | B08 | 500 | 500 | 1840 | 1840 | 1839.97 | 1839.93 | 0.04 | 0.13 | 1.1633 | 1.6381 | 0.40358 | 0.12508 | 3.3864 | 1.1288
IESO_2_MISO_MI | IESO | MISO_MI | 2015 | B09 | 800 | 800 | 1840 | 1840 | 1839.97 | 61.13 | 0.01 | 0.03 | 0.30862 | 0.96147 | 0 | 0.053096 | 3.3864 | 1.1288
IESO_2_MISO_MI | IESO | MISO_MI | 2015 | B10 | 1262 | 1262 | 1840 | 655.89 | 241.92 | 0.08 | 0.01 | 0.01 | 0 | 0 | 0 | 0 | 3.3864 | 1.1288
IESO_2_MISO_MI | IESO | MISO_MI | 2015 | B11 | 25 | 25 | 1840 | 1840 | 1839.69 | 1839.34 | 1.67 | 4.26 | 20.6419 | 2.9438 | 1.009 | 0.11098 | 3.3864 | 1.1288
IESO_2_MISO_MI | IESO | MISO_MI | 2015 | B12 | 200 | 200 | 1840 | 1840 | 1839.96 | 1839.92 | 962.18 | 300.64 | 11.7276 | 3.383 | 1.1277 | 0.50441 | 3.3864 | 1.1288
IESO_2_MISO_MI | IESO | MISO_MI | 2015 | B13 | 600 | 600 | 1840 | 1840 | 1839.98 | 1839.97 | 0.14 | 47.85 | 3.2286 | 3.1337 | 1.1277 | 0.4166 | 3.3864 | 1.1288
IESO_2_MISO_MI | IESO | MISO_MI | 2015 | B14 | 900 | 900 | 1840 | 1840 | 1839.97 | 1839.48 | 0.01 | 0.02 | 1.6855 | 1.0802 | 0.02374 | 0.32623 | 3.3864 | 1.1288
IESO_2_MISO_MI | IESO | MISO_MI | 2015 | B15 | 1203 | 0 | 1840 | 460 | 0.02 | 0.01 | 0 | 0.01 | 0 | 0 | 0 | 0 | 3.3864 | 1.1288
IESO_2_MISO_MI | IESO | MISO_MI | 2015 | B16 | 25 | 25 | 1840 | 1840 | 1839.73 | 1839.39 | 186.2 | 10.12 | 16.2619 | 3.383 | 1.0564 | 0.08743 | 3.3864 | 1.1288
IESO_2_MISO_MI | IESO | MISO_MI | 2015 | B17 | 100 | 100 | 1840 | 1840 | 1839.93 | 1839.85 | 1952.32 | 1302.48 | 11.0984 | 3.383 | 1.1277 | 0.23868 | 3.3864 | 1.1288
IESO_2_MISO_MI | IESO | MISO_MI | 2015 | B18 | 400 | 400 | 1840 | 1840 | 1839.95 | 1839.91 | 0.03 | 0.07 | 2.8488 | 1.4007 | 0.55789 | 0.24506 | 3.3864 | 1.1288
IESO_2_MISO_MI | IESO | MISO_MI | 2015 | B19 | 700 | 700 | 1840 | 1511.08 | 0.28 | 0.01 | 0.01 | 0.01 | 0 | 0 | 0 | 0 | 3.3864 | 1.1288
IESO_2_MISO_MI | IESO | MISO_MI | 2015 | B20 | 935 | 0 | 1840 | 0 | 0.01 | 0 | 0 | 0 | 0 | 0 | 0 | 0 | 3.3864 | 1.1288
IESO_2_MISO_MI | IESO | MISO_MI | 2020 | B01 | 10 | 10 | 1840 | 1840 | 1839.2 | 1839.2 | 0.14 | 0.35 | 21.5203 | 4.9854 | 3.7153 | 0.027502 | 27.84 | 9.28
IESO_2_MISO_MI | IESO | MISO_MI | 2020 | B02 | 25 | 25 | 1840 | 1840 | 1839.85 | 1839.86 | 0.06 | 0.25 | 18.624 | 7.4662 | 5.9587 | 0.059502 | 27.84 | 9.28
IESO_2_MISO_MI | IESO | MISO_MI | 2020 | B03 | 75 | 75 | 1840 | 1840 | 1839.98 | 1839.97 | 0.06 | 0.33 | 22.3512 | 21.461 | 8.5227 | 0.21423 | 27.84 | 9.28
IESO_2_MISO_MI | IESO | MISO_MI | 2020 | B04 | 100 | 100 | 1840 | 1840 | 1839.99 | 1839.98 | 0.09 | 0.28 | 29.9718 | 24.4522 | 8.5227 | 0.38303 | 27.84 | 9.28
IESO_2_MISO_MI | IESO | MISO_MI | 2020 | B05 | 200 | 200 | 1840 | 1840 | 1839.99 | 1839.99 | 0.04 | 0.14 | 62.27 | 24.4285 | 8.5227 | 1.5916 | 27.84 | 9.28
IESO_2_MISO_MI | IESO | MISO_MI | 2020 | B06 | 300 | 300 | 1840 | 1840 | 1840 | 1839.99 | 0.04 | 0.1 | 56.4775 | 25.568 | 8.5227 | 2.1653 | 27.84 | 9.28
IESO_2_MISO_MI | IESO | MISO_MI | 2020 | B07 | 400 | 400 | 1840 | 1840 | 1840 | 1839.99 | 0.02 | 0.07 | 47.112 | 24.4285 | 8.5227 | 2.4083 | 27.84 | 9.28
IESO_2_MISO_MI | IESO | MISO_MI | 2020 | B08 | 500 | 500 | 1840 | 1840 | 1840 | 1839.99 | 0.02 | 0.06 | 44.2514 | 24.4285 | 8.5227 | 2.8276 | 27.84 | 9.28
IESO_2_MISO_MI | IESO | MISO_MI | 2020 | B09 | 800 | 800 | 1840 | 1840 | 1840 | 1840 | 0.01 | 0.02 | 42.7557 | 23.4789 | 7.217 | 4.3712 | 27.84 | 9.28
IESO_2_MISO_MI | IESO | MISO_MI | 2020 | B10 | 1262 | 0 | 1840 | 1840 | 1840 | 1840 | 0 | 0.01 | 40.4292 | 22.3987 | 5.9113 | 6.5203 | 27.84 | 9.28
IESO_2_MISO_MI | IESO | MISO_MI | 2020 | B11 | 25 | 25 | 1840 | 1840 | 1839.96 | 1839.91 | 0.78 | 1.54 | 55.5753 | 26.5769 | 8.8432 | 0.17756 | 27.84 | 9.28
IESO_2_MISO_MI | IESO | MISO_MI | 2020 | B12 | 200 | 200 | 1840 | 1840 | 1839.99 | 1839.99 | 0.1 | 0.21 | 48.2753 | 26.5769 | 8.8432 | 1.2339 | 27.84 | 9.28
IESO_2_MISO_MI | IESO | MISO_MI | 2020 | B13 | 600 | 600 | 1840 | 1840 | 1840 | 1839.99 | 0.01 | 0.01 | 44.7499 | 23.6094 | 6.1368 | 3.4313 | 27.84 | 9.28
IESO_2_MISO_MI | IESO | MISO_MI | 2020 | B14 | 900 | 0 | 1840 | 1840 | 1840 | 1839.99 | 0 | 0.01 | 41.9961 | 20.9624 | 4.2732 | 4.8302 | 27.84 | 9.28
IESO_2_MISO_MI | IESO | MISO_MI | 2020 | B15 | 1203 | 0 | 1840 | 1840 | 1840 | 1839.97 | 0 | 0 | 38.6725 | 16.9148 | 0.64098 | 5.9454 | 27.84 | 9.28
IESO_2_MISO_MI | IESO | MISO_MI | 2020 | B16 | 25 | 25 | 1840 | 1840 | 1839.94 | 1839.91 | 0.12 | 1.61 | 19.0039 | 17.3183 | 8.8669 | 0.060715 | 27.84 | 9.28
IESO_2_MISO_MI | IESO | MISO_MI | 2020 | B17 | 100 | 100 | 1840 | 1840 | 1839.97 | 1839.97 | 0.02 | 0.1 | 10.3032 | 10.7305 | 6.7659 | 0.13167 | 27.84 | 9.28
IESO_2_MISO_MI | IESO | MISO_MI | 2020 | B18 | 400 | 0 | 1840 | 1840 | 1839.99 | 1839.99 | 0 | 0.02 | 6.9914 | 7.6205 | 6.7778 | 0.35739 | 27.84 | 9.28
IESO_2_MISO_MI | IESO | MISO_MI | 2020 | B19 | 700 | 0 | 1840 | 1840 | 1839.99 | 1839.99 | 0 | 0.01 | 4.2851 | 5.0804 | 6.0062 | 0.38333 | 27.84 | 9.28
IESO_2_MISO_MI | IESO | MISO_MI | 2020 | B20 | 935 | 0 | 1840 | 1435.87 | 1436.22 | 931.79 | 0 | 0 | 0 | 0 | 0 | 0 | 27.84 | 9.28
IESO_2_MISO_MI | IESO | MISO_MI | 2025 | B01 | 10 | 10 | 1840 | 1840 | 1839.68 | 1839.73 | 0.15 | 1.25 | 24.7964 | 10.8967 | 10.4337 | 0.028306 | 37.2539 | 12.418
IESO_2_MISO_MI | IESO | MISO_MI | 2025 | B02 | 25 | 25 | 1840 | 1840 | 1839.9 | 1839.91 | 0.07 | 325.01 | 21.271 | 12.6653 | 12.416 | 0.060705 | 37.2539 | 12.418
IESO_2_MISO_MI | IESO | MISO_MI | 2025 | B03 | 75 | 75 | 1840 | 1840 | 1839.98 | 1839.97 | 0.04 | 1178.03 | 23.2059 | 23.1465 | 12.416 | 0.19868 | 37.2539 | 12.418
IESO_2_MISO_MI | IESO | MISO_MI | 2025 | B04 | 100 | 100 | 1840 | 1840 | 1839.99 | 1839.98 | 0.04 | 746.9 | 33.1767 | 22.8023 | 12.416 | 0.37873 | 37.2539 | 12.418
IESO_2_MISO_MI | IESO | MISO_MI | 2025 | B05 | 200 | 200 | 1840 | 1840 | 1840 | 1839.99 | 521.52 | 1215.04 | 82.544 | 37.2481 | 12.416 | 1.8846 | 37.2539 | 12.418
IESO_2_MISO_MI | IESO | MISO_MI | 2025 | B06 | 300 | 300 | 1840 | 1840 | 1840 | 1839.99 | 0.2 | 1542.2 | 66.1634 | 36.3103 | 12.416 | 2.2659 | 37.2539 | 12.418
IESO_2_MISO_MI | IESO | MISO_MI | 2025 | B07 | 400 | 400 | 1840 | 1840 | 1840 | 1839.99 | 1493.26 | 2186.63 | 59.9791 | 37.2481 | 12.416 | 2.7388 | 37.2539 | 12.418
IESO_2_MISO_MI | IESO | MISO_MI | 2025 | B08 | 500 | 500 | 1840 | 1840 | 1840 | 1840 | 2051.13 | 2855.76 | 55.5872 | 37.2481 | 12.416 | 3.1728 | 37.2539 | 12.418
IESO_2_MISO_MI | IESO | MISO_MI | 2025 | B09 | 800 | 800 | 1840 | 1840 | 1840 | 1840 | 0.02 | 0.28 | 49.213 | 32.9393 | 11.4071 | 4.4943 | 37.2539 | 12.418
IESO_2_MISO_MI | IESO | MISO_MI | 2025 | B10 | 1262 | 0 | 1840 | 1840 | 1840 | 1840 | 0 | 0 | 42.7201 | 23.2652 | 5.0922 | 6.1544 | 37.2539 | 12.418
IESO_2_MISO_MI | IESO | MISO_MI | 2025 | B11 | 25 | 25 | 1840 | 1840 | 1839.97 | 1839.92 | 1604.28 | 729.82 | 60.169 | 37.2481 | 12.416 | 0.17172 | 37.2539 | 12.418
IESO_2_MISO_MI | IESO | MISO_MI | 2025 | B12 | 200 | 200 | 1840 | 1840 | 1840 | 1839.99 | 0.07 | 0.06 | 54.5308 | 35.242 | 10.4337 | 1.245 | 37.2539 | 12.418
IESO_2_MISO_MI | IESO | MISO_MI | 2025 | B13 | 600 | 600 | 1840 | 1840 | 1840 | 1839.99 | 0.01 | 0.01 | 51.6226 | 32.2627 | 7.5731 | 3.5358 | 37.2539 | 12.418
IESO_2_MISO_MI | IESO | MISO_MI | 2025 | B14 | 900 | 0 | 1840 | 1840 | 1840 | 1839.99 | 0 | 0 | 48.6314 | 27.9895 | 3.3948 | 4.9964 | 37.2539 | 12.418
IESO_2_MISO_MI | IESO | MISO_MI | 2025 | B15 | 1203 | 0 | 1840 | 1840 | 1840 | 430.75 | 0 | 0 | 43.6816 | 20.1434 | 0 | 5.9987 | 37.2539 | 12.418
IESO_2_MISO_MI | IESO | MISO_MI | 2025 | B16 | 25 | 25 | 1840 | 1840 | 1839.97 | 1839.85 | 919.62 | 0.2 | 64.0149 | 37.2481 | 7.49 | 0.18269 | 37.2539 | 12.418
IESO_2_MISO_MI | IESO | MISO_MI | 2025 | B17 | 100 | 100 | 1840 | 1840 | 1839.99 | 1839.95 | 0.14 | 0.04 | 58.4241 | 35.1233 | 5.8994 | 0.66694 | 37.2539 | 12.418
IESO_2_MISO_MI | IESO | MISO_MI | 2025 | B18 | 400 | 400 | 1840 | 1840 | 1840 | 1839.99 | 0.03 | 0.01 | 54.8394 | 34.2212 | 6.0418 | 2.5041 | 37.2539 | 12.418
IESO_2_MISO_MI | IESO | MISO_MI | 2025 | B19 | 700 | 700 | 1840 | 1840 | 1840 | 1839.99 | 0.01 | 0.01 | 51.3615 | 33.2479 | 4.9023 | 4.1042 | 37.2539 | 12.418
IESO_2_MISO_MI | IESO | MISO_MI | 2025 | B20 | 935 | 0 | 1840 | 1840 | 1840 | 1128.63 | 0 | 0 | 45.8063 | 22.185 | 0 | 4.8891 | 37.2539 | 12.418
IESO_2_MISO_MI | IESO | MISO_MI | 2030 | B01 | 10 | 10 | 1840 | 1840 | 1838.7 | 1839.64 | 0.23 | 1142.38 | 29.4139 | 2.469 | 9.1755 | 0.03759 | 27.5393 | 9.1798
IESO_2_MISO_MI | IESO | MISO_MI | 2030 | B02 | 25 | 25 | 1840 | 1840 | 1839.83 | 1839.85 | 0.13 | 1581.56 | 27.574 | 11.6682 | 9.1755 | 0.088096 | 27.5393 | 9.1798
IESO_2_MISO_MI | IESO | MISO_MI | 2030 | B03 | 75 | 75 | 1840 | 1840 | 1839.95 | 1839.95 | 0.05 | 2470.61 | 35.2895 | 13.2944 | 9.1755 | 0.33824 | 27.5393 | 9.1798
IESO_2_MISO_MI | IESO | MISO_MI | 2030 | B04 | 100 | 100 | 1840 | 1840 | 1839.96 | 1839.96 | 0.04 | 1591.3 | 49.759 | 10.7542 | 9.1755 | 0.6359 | 27.5393 | 9.1798
IESO_2_MISO_MI | IESO | MISO_MI | 2030 | B05 | 200 | 200 | 1840 | 1840 | 1839.99 | 1839.98 | 0.04 | 2134.93 | 32.9511 | 20.6657 | 9.1755 | 0.8422 | 27.5393 | 9.1798
IESO_2_MISO_MI | IESO | MISO_MI | 2030 | B06 | 300 | 300 | 1840 | 1840 | 1839.99 | 1839.99 | 22.3 | 2176.7 | 68.6561 | 27.5384 | 9.1755 | 2.6322 | 27.5393 | 9.1798
IESO_2_MISO_MI | IESO | MISO_MI | 2030 | B07 | 400 | 400 | 1840 | 1840 | 1840 | 1839.99 | 693.23 | 2839.01 | 59.0533 | 27.5384 | 9.1755 | 3.0187 | 27.5393 | 9.1798
IESO_2_MISO_MI | IESO | MISO_MI | 2030 | B08 | 500 | 500 | 1840 | 1840 | 1840 | 1839.99 | 131.97 | 3403.76 | 53.6049 | 27.5384 | 9.1755 | 3.4252 | 27.5393 | 9.1798
IESO_2_MISO_MI | IESO | MISO_MI | 2030 | B09 | 800 | 800 | 1840 | 1840 | 1840 | 1839.99 | 0.02 | 4.82 | 42.5777 | 20.2502 | 6.6947 | 4.353 | 27.5393 | 9.1798
IESO_2_MISO_MI | IESO | MISO_MI | 2030 | B10 | 1262 | 0 | 1840 | 1840 | 1840 | 1839.99 | 0 | 0.01 | 42.5777 | 16.6061 | 4.7599 | 6.8668 | 27.5393 | 9.1798
IESO_2_MISO_MI | IESO | MISO_MI | 2030 | B11 | 25 | 25 | 1840 | 1840 | 1839.92 | 1839.83 | 0.31 | 1.24 | 49.1537 | 21.7102 | 7.027 | 0.15704 | 27.5393 | 9.1798
IESO_2_MISO_MI | IESO | MISO_MI | 2030 | B12 | 200 | 200 | 1840 | 1840 | 1839.98 | 1839.96 | 0.02 | 0.09 | 49.1537 | 15.431 | 3.3355 | 1.2563 | 27.5393 | 9.1798
IESO_2_MISO_MI | IESO | MISO_MI | 2030 | B13 | 600 | 600 | 1840 | 1840 | 1839.99 | 1839.99 | 0.01 | 0.25 | 37.984 | 13.4725 | 8.0597 | 2.9125 | 27.5393 | 9.1798
IESO_2_MISO_MI | IESO | MISO_MI | 2030 | B14 | 900 | 0 | 1840 | 1840 | 1840 | 0.86 | 0 | 0.01 | 37.7941 | 11.9056 | 0 | 4.3469 | 27.5393 | 9.1798
IESO_2_MISO_MI | IESO | MISO_MI | 2030 | B15 | 1203 | 0 | 1840 | 1840 | 1839.99 | 0.06 | 0 | 0 | 35.8355 | 8.487 | 0 | 5.5093 | 27.5393 | 9.1798
IESO_2_MISO_MI | IESO | MISO_MI | 2030 | B16 | 25 | 25 | 1840 | 1840 | 1839.87 | 1839.85 | 0.15 | 701.89 | 12.0362 | 14.066 | 9.1755 | 0.038454 | 27.5393 | 9.1798
IESO_2_MISO_MI | IESO | MISO_MI | 2030 | B17 | 100 | 100 | 1840 | 1840 | 1839.97 | 1839.96 | 0.04 | 0.85 | 12.0362 | 14.066 | 7.8698 | 0.15382 | 27.5393 | 9.1798
IESO_2_MISO_MI | IESO | MISO_MI | 2030 | B18 | 400 | 400 | 1840 | 1840 | 1839.99 | 1839.99 | 0.01 | 0.55 | 0.75968 | 9.2705 | 6.8846 | 0.038833 | 27.5393 | 9.1798
IESO_2_MISO_MI | IESO | MISO_MI | 2030 | B19 | 700 | 0 | 1840 | 1840 | 1839.99 | 1839.99 | 0 | 0.21 | 0.75968 | 7.8579 | 3.2286 | 0.067959 | 27.5393 | 9.1798
IESO_2_MISO_MI | IESO | MISO_MI | 2030 | B20 | 935 | 0 | 1840 | 1239.98 | 1839.99 | 1839.92 | 0 | 0.01 | 0 | 4.3919 | 0.33236 | 0 | 27.5393 | 9.1798
IESO_2_MISO_MI | IESO | MISO_MI | 2035 | B01 | 10 | 10 | 1840 | 1840 | 1839.85 | 1839.66 | 11.39 | 3429.28 | 80.8941 | 36.0373 | 12.1311 | 0.092345 | 36.3981 | 12.1327
IESO_2_MISO_MI | IESO | MISO_MI | 2035 | B02 | 25 | 25 | 1840 | 1840 | 1839.94 | 1839.86 | 1325.56 | 3731.35 | 67.8845 | 36.3934 | 12.1311 | 0.19373 | 36.3981 | 12.1327
IESO_2_MISO_MI | IESO | MISO_MI | 2035 | B03 | 75 | 75 | 1840 | 1840 | 1839.98 | 1839.95 | 0.42 | 4418.51 | 72.9055 | 33.6515 | 12.1311 | 0.62419 | 36.3981 | 12.1327
IESO_2_MISO_MI | IESO | MISO_MI | 2035 | B04 | 100 | 100 | 1840 | 1840 | 1839.98 | 1839.96 | 1203.85 | 5066.21 | 90.1645 | 36.3934 | 12.1311 | 1.0293 | 36.3981 | 12.1327
IESO_2_MISO_MI | IESO | MISO_MI | 2035 | B05 | 200 | 200 | 1840 | 1840 | 1839.99 | 1839.98 | 3.62 | 5579.2 | 83.6479 | 36.3341 | 12.1311 | 1.9098 | 36.3981 | 12.1327
IESO_2_MISO_MI | IESO | MISO_MI | 2035 | B06 | 300 | 300 | 1840 | 1840 | 1839.99 | 1839.99 | 0.09 | 5840.88 | 65.9735 | 32.1677 | 12.1311 | 2.2594 | 36.3981 | 12.1327
IESO_2_MISO_MI | IESO | MISO_MI | 2035 | B07 | 400 | 400 | 1840 | 1840 | 1840 | 1839.99 | 2370.72 | 5489.64 | 59.077 | 36.3934 | 12.1311 | 2.6976 | 36.3981 | 12.1327
IESO_2_MISO_MI | IESO | MISO_MI | 2035 | B08 | 500 | 500 | 1840 | 1840 | 1840 | 1839.99 | 2852.37 | 5256.35 | 49.6166 | 36.3934 | 12.1311 | 2.832 | 36.3981 | 12.1327
IESO_2_MISO_MI | IESO | MISO_MI | 2035 | B09 | 800 | 800 | 1840 | 1840 | 1840 | 1840 | 1601.16 | 5987.58 | 43.3849 | 36.3934 | 12.1311 | 3.9621 | 36.3981 | 12.1327
IESO_2_MISO_MI | IESO | MISO_MI | 2035 | B10 | 1262 | 1262 | 1840 | 1840 | 1840 | 1840 | 0.02 | 535.38 | 43.3849 | 34.5654 | 12.1311 | 6.2502 | 36.3981 | 12.1327
IESO_2_MISO_MI | IESO | MISO_MI | 2035 | B11 | 25 | 25 | 1840 | 1840 | 1839.94 | 1839.86 | 76.48 | 3418.89 | 58.4835 | 36.3815 | 12.1311 | 0.1669 | 36.3981 | 12.1327
IESO_2_MISO_MI | IESO | MISO_MI | 2035 | B12 | 200 | 200 | 1840 | 1840 | 1839.99 | 1839.98 | 0.06 | 2498.82 | 56.0501 | 30.5059 | 12.1311 | 1.2797 | 36.3981 | 12.1327
IESO_2_MISO_MI | IESO | MISO_MI | 2035 | B13 | 600 | 600 | 1840 | 1840 | 1840 | 1839.99 | 0.02 | 3725.12 | 51.0647 | 30.5059 | 12.1311 | 3.4976 | 36.3981 | 12.1327
IESO_2_MISO_MI | IESO | MISO_MI | 2035 | B14 | 900 | 900 | 1840 | 1840 | 1840 | 1840 | 0.01 | 1921.41 | 41.9011 | 30.1498 | 12.1311 | 4.3049 | 36.3981 | 12.1327
IESO_2_MISO_MI | IESO | MISO_MI | 2035 | B15 | 1203 | 1203 | 1840 | 1840 | 1840 | 1839.99 | 0.01 | 0.01 | 41.9011 | 26.1971 | 8.5345 | 5.7542 | 36.3981 | 12.1327
IESO_2_MISO_MI | IESO | MISO_MI | 2035 | B16 | 25 | 25 | 1840 | 1840 | 1839.93 | 1839.86 | 0.46 | 4713.5 | 63.3146 | 31.2656 | 12.1311 | 0.18069 | 36.3981 | 12.1327
IESO_2_MISO_MI | IESO | MISO_MI | 2035 | B17 | 100 | 100 | 1840 | 1840 | 1839.98 | 1839.96 | 0.2 | 5064.6 | 62.6024 | 33.509 | 12.1311 | 0.71464 | 36.3981 | 12.1327
IESO_2_MISO_MI | IESO | MISO_MI | 2035 | B18 | 400 | 400 | 1840 | 1840 | 1840 | 1839.99 | 0.04 | 5577.67 | 54.7563 | 31.6573 | 12.1311 | 2.5003 | 36.3981 | 12.1327
IESO_2_MISO_MI | IESO | MISO_MI | 2035 | B19 | 700 | 700 | 1840 | 1840 | 1840 | 1839.99 | 0.02 | 4746.24 | 44.3701 | 30.4228 | 12.1311 | 3.5456 | 36.3981 | 12.1327
IESO_2_MISO_MI | IESO | MISO_MI | 2035 | B20 | 935 | 935 | 1840 | 1840 | 1840 | 1840 | 0.01 | 1048.81 | 44.3701 | 25.8173 | 12.1311 | 4.7358 | 36.3981 | 12.1327
IESO_2_MISO_MI | IESO | MISO_MI | 2040 | B01 | 10 | 10 | 1840 | 1840 | 1839.84 | 1839.65 | 9.04 | 5185.54 | 18.1374 | 43.2068 | 14.6238 | 0.02739 | 43.8725 | 14.6242
IESO_2_MISO_MI | IESO | MISO_MI | 2040 | B02 | 25 | 25 | 1840 | 1839.99 | 1839.94 | 1839.85 | 235.34 | 4551.62 | 2.4333 | 43.8597 | 14.6238 | 0.0091866 | 43.8725 | 14.6242
IESO_2_MISO_MI | IESO | MISO_MI | 2040 | B03 | 75 | 75 | 1840 | 1840 | 1839.98 | 1839.95 | 0.26 | 4447.55 | 74.6148 | 39.5865 | 14.6238 | 0.84508 | 43.8725 | 14.6242
IESO_2_MISO_MI | IESO | MISO_MI | 2040 | B04 | 100 | 100 | 1840 | 1840 | 1839.98 | 1839.96 | 49.01 | 5022.88 | 4.9379 | 43.8359 | 14.6238 | 0.074568 | 43.8725 | 14.6242
IESO_2_MISO_MI | IESO | MISO_MI | 2040 | B05 | 200 | 200 | 1840 | 1840 | 1839.99 | 1839.98 | 310.97 | 5487.79 | 81.1077 | 43.8715 | 14.6238 | 2.4496 | 43.8725 | 14.6242
IESO_2_MISO_MI | IESO | MISO_MI | 2040 | B06 | 300 | 300 | 1840 | 1840 | 1839.99 | 1839.99 | 756.13 | 5499.55 | 75.2439 | 43.8715 | 14.6238 | 3.4088 | 43.8725 | 14.6242
IESO_2_MISO_MI | IESO | MISO_MI | 2040 | B07 | 400 | 400 | 1840 | 1840 | 1840 | 1839.99 | 1601.72 | 4706.14 | 72.9649 | 43.8715 | 14.6238 | 4.4074 | 43.8725 | 14.6242
IESO_2_MISO_MI | IESO | MISO_MI | 2040 | B08 | 500 | 500 | 1840 | 1840 | 1840 | 1839.99 | 3314.39 | 5211.59 | 72.6444 | 43.8715 | 14.6238 | 5.4851 | 43.8725 | 14.6242
IESO_2_MISO_MI | IESO | MISO_MI | 2040 | B09 | 800 | 800 | 1840 | 1840 | 1840 | 1839.99 | 4157.59 | 6157.92 | 72.502 | 43.8715 | 14.6238 | 8.7589 | 43.8725 | 14.6242
IESO_2_MISO_MI | IESO | MISO_MI | 2040 | B10 | 1262 | 0 | 1840 | 1840 | 1839.99 | 1839.99 | 0 | 0.01 | 25.4493 | 6.481 | 2.9912 | 4.85 | 43.8725 | 14.6242
IESO_2_MISO_MI | IESO | MISO_MI | 2040 | B11 | 25 | 25 | 1840 | 1840 | 1839.94 | 1839.85 | 331.99 | 4307.17 | 67.8727 | 43.8715 | 14.6238 | 0.25624 | 43.8725 | 14.6242
IESO_2_MISO_MI | IESO | MISO_MI | 2040 | B12 | 200 | 200 | 1840 | 1840 | 1839.99 | 1839.98 | 1.28 | 4800.03 | 35.337 | 43.5035 | 14.6238 | 1.0673 | 43.8725 | 14.6242
IESO_2_MISO_MI | IESO | MISO_MI | 2040 | B13 | 600 | 600 | 1840 | 1840 | 1840 | 1839.99 | 1.71 | 5115.16 | 65.1426 | 43.7528 | 14.6238 | 5.9024 | 43.8725 | 14.6242
IESO_2_MISO_MI | IESO | MISO_MI | 2040 | B14 | 900 | 900 | 1840 | 1840 | 1840 | 1840 | 0.05 | 4128.81 | 65.1426 | 41.8536 | 14.6238 | 8.8536 | 43.8725 | 14.6242
IESO_2_MISO_MI | IESO | MISO_MI | 2040 | B15 | 1203 | 0 | 1840 | 0 | 1839.98 | 469.42 | 0 | 0 | 0 | 4.0595 | 0 | 0 | 43.8725 | 14.6242
IESO_2_MISO_MI | IESO | MISO_MI | 2040 | B16 | 25 | 25 | 1840 | 1840 | 1839.94 | 1839.85 | 673.14 | 6043.08 | 68.8579 | 43.8715 | 14.6238 | 0.25996 | 43.8725 | 14.6242
IESO_2_MISO_MI | IESO | MISO_MI | 2040 | B17 | 100 | 100 | 1840 | 1840 | 1839.98 | 1839.96 | 1232.48 | 6244.05 | 68.205 | 43.8715 | 14.6238 | 1.03 | 43.8725 | 14.6242
IESO_2_MISO_MI | IESO | MISO_MI | 2040 | B18 | 400 | 400 | 1840 | 1840 | 1840 | 1839.99 | 709.26 | 6778.61 | 65.0832 | 43.8715 | 14.6238 | 3.9313 | 43.8725 | 14.6242
IESO_2_MISO_MI | IESO | MISO_MI | 2040 | B19 | 700 | 700 | 1840 | 1840 | 1840 | 1839.99 | 150.83 | 5791.44 | 65.0832 | 43.8715 | 14.6238 | 6.8798 | 43.8725 | 14.6242
IESO_2_MISO_MI | IESO | MISO_MI | 2040 | B20 | 935 | 0 | 1840 | 0 | 1839.98 | 1839.92 | 0 | 0.01 | 0 | 4.4631 | 0.9496 | 0 | 43.8725 | 14.6242
IESO_2_MISO_MI | IESO | MISO_MI | 2045 | B01 | 10 | 10 | 1840 | 1840 | 1839.44 | 1838.84 | 523.13 | 1172.31 | 78.6625 | 17.3895 | 5.7926 | 0.18465 | 17.3954 | 5.7985
IESO_2_MISO_MI | IESO | MISO_MI | 2045 | B02 | 25 | 25 | 1840 | 1429.71 | 1839.76 | 1839.5 | 124.37 | 588.29 | 0 | 17.3658 | 5.7926 | 0 | 17.3954 | 5.7985
IESO_2_MISO_MI | IESO | MISO_MI | 2045 | B03 | 75 | 75 | 1840 | 128.29 | 1839.84 | 1839.83 | 0.18 | 396.43 | 0 | 6.6709 | 5.7926 | 0 | 17.3954 | 5.7985
IESO_2_MISO_MI | IESO | MISO_MI | 2045 | B04 | 100 | 100 | 1840 | 535.71 | 1839.93 | 1839.87 | 0.7 | 875.67 | 0 | 13.5555 | 5.7926 | 0 | 17.3954 | 5.7985
IESO_2_MISO_MI | IESO | MISO_MI | 2045 | B05 | 200 | 200 | 1840 | 1145.17 | 1839.96 | 1839.94 | 0.15 | 1291.99 | 0 | 12.3329 | 5.7926 | 0 | 17.3954 | 5.7985
IESO_2_MISO_MI | IESO | MISO_MI | 2045 | B06 | 300 | 300 | 1840 | 0 | 1839.96 | 1839.96 | 0.06 | 991.27 | 0 | 8.2853 | 5.7926 | 0 | 17.3954 | 5.7985
IESO_2_MISO_MI | IESO | MISO_MI | 2045 | B07 | 400 | 400 | 1840 | 1494.8 | 1839.99 | 1839.97 | 21.33 | 797.34 | 0 | 17.3895 | 5.7926 | 0 | 17.3954 | 5.7985
IESO_2_MISO_MI | IESO | MISO_MI | 2045 | B08 | 500 | 500 | 1840 | 1840 | 1839.99 | 1839.97 | 435.59 | 876.18 | 8.2259 | 17.3895 | 5.7926 | 0.96548 | 17.3954 | 5.7985
IESO_2_MISO_MI | IESO | MISO_MI | 2045 | B09 | 800 | 800 | 1840 | 1840 | 1839.99 | 1839.98 | 2325.51 | 3456.92 | 42.3047 | 17.3895 | 5.8044 | 7.9445 | 17.3954 | 5.7985
IESO_2_MISO_MI | IESO | MISO_MI | 2045 | B10 | 1262 | 0 | 1840 | 0 | 0 | 0 | 0 | 0 | 0 | 0 | 0 | 0 | 17.3954 | 5.7985
IESO_2_MISO_MI | IESO | MISO_MI | 2045 | B11 | 25 | 25 | 1840 | 1840 | 1839.78 | 1839.52 | 1424.79 | 1446.94 | 98.7109 | 17.3895 | 5.8044 | 0.57929 | 17.3954 | 5.7985
IESO_2_MISO_MI | IESO | MISO_MI | 2045 | B12 | 200 | 200 | 1840 | 1840 | 1839.96 | 1839.93 | 1217.75 | 1355.33 | 40.7378 | 17.3895 | 5.7926 | 1.9126 | 17.3954 | 5.7985
IESO_2_MISO_MI | IESO | MISO_MI | 2045 | B13 | 600 | 600 | 1840 | 1840 | 1839.99 | 1839.98 | 755.63 | 1570.4 | 23.0159 | 17.3895 | 5.7926 | 3.2417 | 17.3954 | 5.7985
IESO_2_MISO_MI | IESO | MISO_MI | 2045 | B14 | 900 | 900 | 1840 | 1840 | 0.11 | 0.03 | 0.01 | 0.01 | 10.1607 | 0 | 0 | 2.1466 | 17.3954 | 5.7985
IESO_2_MISO_MI | IESO | MISO_MI | 2045 | B15 | 1203 | 0 | 1840 | 0 | 0.01 | 0 | 0 | 0 | 0 | 0 | 0 | 0 | 17.3954 | 5.7985
IESO_2_MISO_MI | IESO | MISO_MI | 2045 | B16 | 25 | 25 | 1840 | 1840 | 1406 | 1839.49 | 0.24 | 511.41 | 105.465 | 0.01187 | 5.7926 | 0.61893 | 17.3954 | 5.7985
IESO_2_MISO_MI | IESO | MISO_MI | 2045 | B17 | 100 | 100 | 1840 | 1840 | 1839.87 | 1839.83 | 0.19 | 446.55 | 127.5669 | 12.5229 | 5.7926 | 2.9945 | 17.3954 | 5.7985
IESO_2_MISO_MI | IESO | MISO_MI | 2045 | B18 | 400 | 400 | 1840 | 1840 | 1839.97 | 1839.96 | 0.03 | 1048.35 | 18.6715 | 7.6087 | 5.7926 | 1.7532 | 17.3954 | 5.7985
IESO_2_MISO_MI | IESO | MISO_MI | 2045 | B19 | 700 | 700 | 1840 | 1840 | 1839.98 | 1839.97 | 0.02 | 111.31 | 5.1872 | 9.3773 | 5.7926 | 0.85236 | 17.3954 | 5.7985
IESO_2_MISO_MI | IESO | MISO_MI | 2045 | B20 | 935 | 0 | 1840 | 0 | 0.01 | 0.01 | 0 | 0 | 0 | 0 | 0 | 0 | 17.3954 | 5.7985
IESO_2_MISO_MI | IESO | MISO_MI | 2050 | B01 | 10 | 10 | 1840 | 1840 | 1839.73 | 1839.33 | 1125.46 | 187.47 | 254.2791 | 14.9087 | 4.9617 | 0.5969 | 14.9072 | 4.9691
IESO_2_MISO_MI | IESO | MISO_MI | 2050 | B02 | 25 | 25 | 1840 | 1679.98 | 1839.87 | 4.31 | 243.09 | 0.25 | 0 | 14.8969 | 0 | 0 | 14.9072 | 4.9691
IESO_2_MISO_MI | IESO | MISO_MI | 2050 | B03 | 75 | 75 | 1840 | 0 | 1839.92 | 1317.52 | 0.09 | 0.09 | 0 | 8.6058 | 0 | 0 | 14.9072 | 4.9691
IESO_2_MISO_MI | IESO | MISO_MI | 2050 | B04 | 100 | 100 | 1840 | 945.9 | 1839.43 | 1839.92 | 0.04 | 63.31 | 0 | 0.68846 | 4.9617 | 0 | 14.9072 | 4.9691
IESO_2_MISO_MI | IESO | MISO_MI | 2050 | B05 | 200 | 200 | 1840 | 272.02 | 1839.94 | 1839.97 | 0.03 | 583.41 | 0 | 5.5552 | 4.9735 | 0 | 14.9072 | 4.9691
IESO_2_MISO_MI | IESO | MISO_MI | 2050 | B06 | 300 | 300 | 1840 | 1840 | 1839.99 | 1839.98 | 0.05 | 902.31 | 5.9825 | 11.4071 | 4.9735 | 0.4213 | 14.9072 | 4.9691
IESO_2_MISO_MI | IESO | MISO_MI | 2050 | B07 | 400 | 400 | 1840 | 1840 | 1839.99 | 1839.98 | 1215.62 | 1475.51 | 8.2259 | 14.9087 | 4.9735 | 0.77239 | 14.9072 | 4.9691
IESO_2_MISO_MI | IESO | MISO_MI | 2050 | B08 | 500 | 500 | 1840 | 1840 | 1839.99 | 1839.98 | 690.27 | 0.13 | 5.3178 | 14.9087 | 4.3444 | 0.62415 | 14.9072 | 4.9691
IESO_2_MISO_MI | IESO | MISO_MI | 2050 | B09 | 800 | 800 | 1840 | 1840 | 1840 | 1839.99 | 0.24 | 407.28 | 26.5295 | 13.7455 | 4.9735 | 4.9821 | 14.9072 | 4.9691
IESO_2_MISO_MI | IESO | MISO_MI | 2050 | B10 | 1262 | 0 | 1840 | 0 | 0 | 0 | 0 | 0 | 0 | 0 | 0 | 0 | 14.9072 | 4.9691
IESO_2_MISO_MI | IESO | MISO_MI | 2050 | B11 | 25 | 25 | 1840 | 1840 | 1839.89 | 1839.75 | 3399.39 | 614.43 | 90.5088 | 14.9087 | 4.9735 | 0.53115 | 14.9072 | 4.9691
IESO_2_MISO_MI | IESO | MISO_MI | 2050 | B12 | 200 | 200 | 1840 | 1840 | 1839.98 | 1839.96 | 638.01 | 0.21 | 41.2008 | 14.9087 | 4.2851 | 1.9343 | 14.9072 | 4.9691
IESO_2_MISO_MI | IESO | MISO_MI | 2050 | B13 | 600 | 600 | 1840 | 1840 | 1839.99 | 1839.99 | 0.01 | 876.91 | 24.8558 | 9.4841 | 4.9735 | 3.5008 | 14.9072 | 4.9691
IESO_2_MISO_MI | IESO | MISO_MI | 2050 | B14 | 900 | 0 | 1840 | 1840 | 0.01 | 0.02 | 0 | 0.01 | 4.9973 | 0 | 0 | 1.0558 | 14.9072 | 4.9691
IESO_2_MISO_MI | IESO | MISO_MI | 2050 | B15 | 1203 | 0 | 1840 | 21.93 | 0 | 0 | 0 | 0 | 0 | 0 | 0 | 0 | 14.9072 | 4.9691
IESO_2_MISO_MI | IESO | MISO_MI | 2050 | B16 | 25 | 25 | 1840 | 1840 | 1839.86 | 1839.74 | 1451.89 | 1104.39 | 184.7922 | 14.9087 | 4.9735 | 1.0845 | 14.9072 | 4.9691
IESO_2_MISO_MI | IESO | MISO_MI | 2050 | B17 | 100 | 100 | 1840 | 1840 | 1839.95 | 1839.92 | 564.44 | 981.91 | 91.8975 | 14.9087 | 4.9735 | 2.1572 | 14.9072 | 4.9691
IESO_2_MISO_MI | IESO | MISO_MI | 2050 | B18 | 400 | 400 | 1840 | 1840 | 1839.98 | 1839.98 | 0.02 | 1572.67 | 23.5976 | 10.2557 | 4.9735 | 2.2157 | 14.9072 | 4.9691
IESO_2_MISO_MI | IESO | MISO_MI | 2050 | B19 | 700 | 0 | 1840 | 1415.57 | 0.42 | 999.33 | 0 | 0.01 | 0 | 0 | 0 | 0 | 14.9072 | 4.9691
IESO_2_MISO_MI | IESO | MISO_MI | 2050 | B20 | 935 | 0 | 1840 | 0 | 0 | 0 | 0 | 0 | 0 | 0 | 0 | 0 | 14.9072 | 4.9691
IESO_2_MISO_W | IESO | MISO_W | 2015 | B01 | 10 | 10 | 140 | 1.02 | 90.68 | 98.61 | 0.74 | 1.61 | 0 | 0.03561 | 0.03561 | 0 | 3.1185 | 1.0395
IESO_2_MISO_W | IESO | MISO_W | 2015 | B02 | 25 | 25 | 140 | 139.64 | 136.47 | 139.48 | 0.44 | 64.61 | 0.01187 | 0.13057 | 1.0327 | 5.5467e-05 | 3.1185 | 1.0395
IESO_2_MISO_W | IESO | MISO_W | 2015 | B03 | 75 | 75 | 140 | 140 | 139.92 | 139.82 | 860.12 | 976.3 | 12.7246 | 3.1218 | 1.0446 | 0.17838 | 3.1185 | 1.0395
IESO_2_MISO_W | IESO | MISO_W | 2015 | B04 | 100 | 100 | 140 | 140 | 139.94 | 139.86 | 1645.15 | 1762.04 | 23.5145 | 3.1218 | 1.0446 | 0.43952 | 3.1185 | 1.0395
IESO_2_MISO_W | IESO | MISO_W | 2015 | B05 | 200 | 200 | 140 | 140 | 139.97 | 139.93 | 2134.65 | 2252.02 | 20.9624 | 3.1218 | 1.0446 | 0.78364 | 3.1185 | 1.0395
IESO_2_MISO_W | IESO | MISO_W | 2015 | B06 | 300 | 300 | 140 | 140 | 139.98 | 139.95 | 2476.61 | 2593.82 | 11.6563 | 3.1218 | 1.0446 | 0.65363 | 3.1185 | 1.0395
IESO_2_MISO_W | IESO | MISO_W | 2015 | B07 | 400 | 400 | 140 | 140 | 139.98 | 139.96 | 228.7 | 345.69 | 4.4038 | 3.1218 | 1.0446 | 0.32925 | 3.1185 | 1.0395
IESO_2_MISO_W | IESO | MISO_W | 2015 | B08 | 500 | 500 | 140 | 140 | 139.97 | 139.93 | 0.05 | 0.09 | 1.1751 | 1.4838 | 0.39171 | 0.10983 | 3.1185 | 1.0395
IESO_2_MISO_W | IESO | MISO_W | 2015 | B09 | 800 | 800 | 140 | 140 | 139.97 | 1.22 | 0.02 | 0.03 | 0.32049 | 0.97334 | 0 | 0.047924 | 3.1185 | 1.0395
IESO_2_MISO_W | IESO | MISO_W | 2015 | B10 | 1262 | 1262 | 140 | 0 | 0.02 | 0.02 | 0.01 | 0.01 | 0 | 0 | 0 | 0 | 3.1185 | 1.0395
IESO_2_MISO_W | IESO | MISO_W | 2015 | B11 | 25 | 25 | 140 | 140 | 139.77 | 139.52 | 3556.61 | 3405.49 | 26.755 | 3.1218 | 1.0446 | 0.12502 | 3.1185 | 1.0395
IESO_2_MISO_W | IESO | MISO_W | 2015 | B12 | 200 | 200 | 140 | 140 | 139.97 | 139.93 | 2430.01 | 2944.9 | 11.7157 | 3.1218 | 1.0446 | 0.43797 | 3.1185 | 1.0395
IESO_2_MISO_W | IESO | MISO_W | 2015 | B13 | 600 | 600 | 140 | 140 | 139.99 | 139.97 | 848.6 | 1957.87 | 3.2168 | 3.1218 | 1.0446 | 0.36076 | 3.1185 | 1.0395
IESO_2_MISO_W | IESO | MISO_W | 2015 | B14 | 900 | 900 | 140 | 140 | 139.98 | 139.29 | 0.01 | 0.02 | 1.6737 | 1.0683 | 0.01187 | 0.28155 | 3.1185 | 1.0395
IESO_2_MISO_W | IESO | MISO_W | 2015 | B15 | 1203 | 0 | 140 | 0.01 | 0.01 | 0.01 | 0 | 0.01 | 0 | 0 | 0 | 0 | 3.1185 | 1.0395
IESO_2_MISO_W | IESO | MISO_W | 2015 | B16 | 25 | 25 | 140 | 140 | 139.77 | 139.52 | 2527.14 | 2702.1 | 16.25 | 3.1218 | 1.0446 | 0.075935 | 3.1185 | 1.0395
IESO_2_MISO_W | IESO | MISO_W | 2015 | B17 | 100 | 100 | 140 | 140 | 139.91 | 139.82 | 0.31 | 0.64 | 6.4217 | 2.3146 | 0.75968 | 0.12003 | 3.1185 | 1.0395
IESO_2_MISO_W | IESO | MISO_W | 2015 | B18 | 400 | 400 | 140 | 140 | 139.88 | 139.83 | 0.02 | 0.05 | 2.8488 | 0.3561 | 0.21366 | 0.21299 | 3.1185 | 1.0395
IESO_2_MISO_W | IESO | MISO_W | 2015 | B19 | 700 | 700 | 140 | 139.98 | 0.03 | 0.01 | 0.01 | 0.01 | 0.01187 | 0 | 0 | 0.0015531 | 3.1185 | 1.0395
IESO_2_MISO_W | IESO | MISO_W | 2015 | B20 | 935 | 0 | 140 | 0 | 0 | 0 | 0 | 0 | 0 | 0 | 0 | 0 | 3.1185 | 1.0395
IESO_2_MISO_W | IESO | MISO_W | 2020 | B01 | 10 | 10 | 140 | 140 | 139.52 | 139.54 | 0.15 | 0.38 | 21.5322 | 5.1516 | 3.7865 | 0.02458 | 26.5654 | 8.8551
IESO_2_MISO_W | IESO | MISO_W | 2020 | B02 | 25 | 25 | 140 | 140 | 139.87 | 139.88 | 0.07 | 0.29 | 18.6359 | 7.7274 | 5.9825 | 0.053185 | 26.5654 | 8.8551
IESO_2_MISO_W | IESO | MISO_W | 2020 | B03 | 75 | 75 | 140 | 140 | 139.99 | 139.97 | 0.12 | 50.35 | 25.6273 | 23.0753 | 8.855 | 0.21941 | 26.5654 | 8.8551
IESO_2_MISO_W | IESO | MISO_W | 2020 | B04 | 100 | 100 | 140 | 140 | 139.99 | 139.98 | 694.47 | 1606.04 | 35.6456 | 26.5651 | 8.855 | 0.40691 | 26.5654 | 8.8551
IESO_2_MISO_W | IESO | MISO_W | 2020 | B05 | 200 | 200 | 140 | 140 | 140 | 139.99 | 109.89 | 1291.24 | 77.0126 | 26.5651 | 8.855 | 1.7583 | 26.5654 | 8.8551
IESO_2_MISO_W | IESO | MISO_W | 2020 | B06 | 300 | 300 | 140 | 140 | 140 | 139.99 | 443.48 | 438.93 | 58.6378 | 26.5651 | 8.855 | 2.0081 | 26.5654 | 8.8551
IESO_2_MISO_W | IESO | MISO_W | 2020 | B07 | 400 | 400 | 140 | 140 | 140 | 139.99 | 1095.93 | 1091.39 | 51.1122 | 26.5651 | 8.855 | 2.3339 | 26.5654 | 8.8551
IESO_2_MISO_W | IESO | MISO_W | 2020 | B08 | 500 | 500 | 140 | 140 | 140 | 140 | 162.77 | 139.99 | 45.2366 | 26.5651 | 8.855 | 2.582 | 26.5654 | 8.8551
IESO_2_MISO_W | IESO | MISO_W | 2020 | B09 | 800 | 800 | 140 | 140 | 140 | 140 | 0.03 | 0.03 | 45.2128 | 25.3899 | 7.5493 | 4.129 | 26.5654 | 8.8551
IESO_2_MISO_W | IESO | MISO_W | 2020 | B10 | 1262 | 1262 | 140 | 140 | 140 | 140 | 0.01 | 0.01 | 44.2157 | 23.5738 | 6.2436 | 6.3699 | 26.5654 | 8.8551
IESO_2_MISO_W | IESO | MISO_W | 2020 | B11 | 25 | 25 | 140 | 140 | 139.97 | 139.92 | 1644.99 | 1649.74 | 55.5635 | 26.5769 | 8.8669 | 0.15857 | 26.5654 | 8.8551
IESO_2_MISO_W | IESO | MISO_W | 2020 | B12 | 200 | 200 | 140 | 140 | 140 | 139.99 | 910.62 | 992.75 | 48.2872 | 26.5651 | 8.855 | 1.1024 | 26.5654 | 8.8551
IESO_2_MISO_W | IESO | MISO_W | 2020 | B13 | 600 | 600 | 140 | 140 | 140 | 139.99 | 0.02 | 0.01 | 44.7499 | 23.5976 | 6.1487 | 3.0651 | 26.5654 | 8.8551
IESO_2_MISO_W | IESO | MISO_W | 2020 | B14 | 900 | 900 | 140 | 140 | 140 | 139.99 | 0.01 | 0.01 | 43.4798 | 20.9743 | 4.2851 | 4.4671 | 26.5654 | 8.8551
IESO_2_MISO_W | IESO | MISO_W | 2020 | B15 | 1203 | 0 | 140 | 140 | 140 | 139.97 | 0 | 0 | 40.8209 | 17.0809 | 0.62911 | 5.6059 | 26.5654 | 8.8551
IESO_2_MISO_W | IESO | MISO_W | 2020 | B16 | 25 | 25 | 140 | 140 | 139.95 | 139.92 | 0.14 | 695.06 | 18.992 | 17.2946 | 8.855 | 0.054201 | 26.5654 | 8.8551
IESO_2_MISO_W | IESO | MISO_W | 2020 | B17 | 100 | 100 | 140 | 140 | 139.98 | 139.97 | 0.02 | 0.12 | 10.2913 | 10.6949 | 6.754 | 0.11748 | 26.5654 | 8.8551
IESO_2_MISO_W | IESO | MISO_W | 2020 | B18 | 400 | 0 | 140 | 140 | 139.99 | 139.99 | 0 | 0.02 | 7.0033 | 7.6087 | 6.7659 | 0.31979 | 26.5654 | 8.8551
IESO_2_MISO_W | IESO | MISO_W | 2020 | B19 | 700 | 0 | 140 | 140 | 139.99 | 139.99 | 0 | 0.01 | 5.9587 | 5.3652 | 6.0181 | 0.47616 | 26.5654 | 8.8551
IESO_2_MISO_W | IESO | MISO_W | 2020 | B20 | 935 | 0 | 140 | 140 | 139.82 | 138.76 | 0 | 0 | 1.5787 | 0.15431 | 0.01187 | 0.1685 | 26.5654 | 8.8551
IESO_2_MISO_W | IESO | MISO_W | 2025 | B01 | 10 | 10 | 140 | 140 | 77.67 | 139.7 | 0.11 | 0.5 | 24.286 | 0.05935 | 6.7659 | 0.032137 | 35.6503 | 11.8834
IESO_2_MISO_W | IESO | MISO_W | 2025 | B02 | 25 | 25 | 140 | 140 | 139.42 | 139.89 | 0.05 | 0.3 | 21.2592 | 1.733 | 8.4752 | 0.070329 | 35.6503 | 11.8834
IESO_2_MISO_W | IESO | MISO_W | 2025 | B03 | 75 | 75 | 140 | 140 | 139.98 | 139.96 | 0.03 | 0.12 | 23.194 | 19.9179 | 8.7719 | 0.23019 | 35.6503 | 11.8834
IESO_2_MISO_W | IESO | MISO_W | 2025 | B04 | 100 | 100 | 140 | 140 | 139.98 | 139.97 | 0.03 | 0.09 | 33.1648 | 19.5736 | 8.7957 | 0.43886 | 35.6503 | 11.8834
IESO_2_MISO_W | IESO | MISO_W | 2025 | B05 | 200 | 200 | 140 | 140 | 140 | 139.99 | 0.11 | 0.05 | 82.5321 | 34.0194 | 8.7957 | 2.1843 | 35.6503 | 11.8834
IESO_2_MISO_W | IESO | MISO_W | 2025 | B06 | 300 | 300 | 140 | 140 | 140 | 139.99 | 848.81 | 0.03 | 66.1753 | 35.6456 | 8.7957 | 2.627 | 35.6503 | 11.8834
IESO_2_MISO_W | IESO | MISO_W | 2025 | B07 | 400 | 400 | 140 | 140 | 140 | 139.99 | 0.04 | 0.02 | 59.9672 | 33.9838 | 8.7719 | 3.1741 | 35.6503 | 11.8834
IESO_2_MISO_W | IESO | MISO_W | 2025 | B08 | 500 | 500 | 140 | 140 | 140 | 139.99 | 0.01 | 0.02 | 49.9846 | 26.6007 | 8.7719 | 3.3072 | 35.6503 | 11.8834
IESO_2_MISO_W | IESO | MISO_W | 2025 | B09 | 800 | 0 | 140 | 140 | 140 | 140 | 0 | 0.01 | 49.2012 | 21.9832 | 7.7392 | 5.2085 | 35.6503 | 11.8834
IESO_2_MISO_W | IESO | MISO_W | 2025 | B10 | 1262 | 0 | 140 | 140 | 140 | 139.98 | 0 | 0 | 42.7083 | 12.2498 | 1.1158 | 7.1322 | 35.6503 | 11.8834
IESO_2_MISO_W | IESO | MISO_W | 2025 | B11 | 25 | 25 | 140 | 140 | 139.96 | 139.9 | 0.29 | 0.32 | 60.1334 | 31.3962 | 8.7601 | 0.19893 | 35.6503 | 11.8834
IESO_2_MISO_W | IESO | MISO_W | 2025 | B12 | 200 | 200 | 140 | 140 | 139.99 | 139.98 | 0.02 | 0.03 | 48.2159 | 23.3245 | 6.481 | 1.2761 | 35.6503 | 11.8834
IESO_2_MISO_W | IESO | MISO_W | 2025 | B13 | 600 | 0 | 140 | 140 | 140 | 139.99 | 0 | 0.01 | 47.8836 | 20.3808 | 3.6204 | 3.8018 | 35.6503 | 11.8834
IESO_2_MISO_W | IESO | MISO_W | 2025 | B14 | 900 | 0 | 140 | 140 | 140 | 0.14 | 0 | 0 | 41.9486 | 16.8554 | 0 | 4.9959 | 35.6503 | 11.8834
IESO_2_MISO_W | IESO | MISO_W | 2025 | B15 | 1203 | 0 | 140 | 0 | 140 | 0.01 | 0 | 0 | 0 | 8.7482 | 0 | 0 | 35.6503 | 11.8834
IESO_2_MISO_W | IESO | MISO_W | 2025 | B16 | 25 | 25 | 140 | 140 | 139.96 | 139.74 | 0.15 | 0.13 | 49.4979 | 26.2564 | 3.5491 | 0.16375 | 35.6503 | 11.8834
IESO_2_MISO_W | IESO | MISO_W | 2025 | B17 | 100 | 100 | 140 | 140 | 139.99 | 139.89 | 0.03 | 0.03 | 49.5216 | 23.2177 | 1.9467 | 0.65531 | 35.6503 | 11.8834
IESO_2_MISO_W | IESO | MISO_W | 2025 | B18 | 400 | 400 | 140 | 140 | 140 | 139.97 | 0.01 | 0.01 | 49.5216 | 23.2059 | 2.0891 | 2.6212 | 35.6503 | 11.8834
IESO_2_MISO_W | IESO | MISO_W | 2025 | B19 | 700 | 0 | 140 | 140 | 140 | 139.96 | 0 | 0 | 49.5216 | 21.6865 | 0.9496 | 4.5872 | 35.6503 | 11.8834
IESO_2_MISO_W | IESO | MISO_W | 2025 | B20 | 935 | 0 | 140 | 140 | 140 | 0.01 | 0 | 0 | 39.0286 | 11.1815 | 0 | 4.8289 | 35.6503 | 11.8834
IESO_2_MISO_W | IESO | MISO_W | 2030 | B01 | 10 | 10 | 140 | 140 | 0.29 | 130.86 | 0.13 | 0.38 | 32.5594 | 0.03561 | 0.2374 | 0.058173 | 28.5312 | 9.5104
IESO_2_MISO_W | IESO | MISO_W | 2030 | B02 | 25 | 25 | 140 | 140 | 0.21 | 136.03 | 0.06 | 0.16 | 30.5653 | 0.01187 | 0.21366 | 0.13653 | 28.5312 | 9.5104
IESO_2_MISO_W | IESO | MISO_W | 2030 | B03 | 75 | 75 | 140 | 140 | 139.95 | 138.6 | 0.04 | 0.05 | 39.2897 | 11.7038 | 0.20179 | 0.52648 | 28.5312 | 9.5104
IESO_2_MISO_W | IESO | MISO_W | 2030 | B04 | 100 | 100 | 140 | 140 | 139.95 | 139.82 | 0.03 | 0.05 | 52.9046 | 9.1636 | 1.5787 | 0.94523 | 28.5312 | 9.5104
IESO_2_MISO_W | IESO | MISO_W | 2030 | B05 | 200 | 200 | 140 | 140 | 139.99 | 139.93 | 0.02 | 0.03 | 55.0293 | 19.0751 | 2.2909 | 1.9664 | 28.5312 | 9.5104
IESO_2_MISO_W | IESO | MISO_W | 2030 | B06 | 300 | 300 | 140 | 140 | 139.99 | 139.94 | 0.05 | 0.02 | 72.6563 | 25.936 | 1.7686 | 3.8944 | 28.5312 | 9.5104
IESO_2_MISO_W | IESO | MISO_W | 2030 | B07 | 400 | 400 | 140 | 140 | 139.99 | 139.95 | 0.01 | 0.01 | 59.0414 | 15.5378 | 1.7686 | 4.2195 | 28.5312 | 9.5104
IESO_2_MISO_W | IESO | MISO_W | 2030 | B08 | 500 | 500 | 140 | 140 | 139.99 | 139.72 | 0.01 | 0.01 | 53.593 | 9.4485 | 0.20179 | 4.7877 | 28.5312 | 9.5104
IESO_2_MISO_W | IESO | MISO_W | 2030 | B09 | 800 | 0 | 140 | 140 | 139.99 | 0.75 | 0 | 0.01 | 44.5956 | 4.4156 | 0 | 6.3742 | 28.5312 | 9.5104
IESO_2_MISO_W | IESO | MISO_W | 2030 | B10 | 1262 | 0 | 140 | 140 | 0.01 | 0.01 | 0 | 0 | 41.4738 | 0 | 0 | 9.3514 | 28.5312 | 9.5104
IESO_2_MISO_W | IESO | MISO_W | 2030 | B11 | 25 | 25 | 140 | 140 | 139.63 | 2.32 | 0.08 | 0.15 | 51.9787 | 4.0714 | 0.01187 | 0.23217 | 28.5312 | 9.5104
IESO_2_MISO_W | IESO | MISO_W | 2030 | B12 | 200 | 200 | 140 | 140 | 0.1 | 0.04 | 0.01 | 0.01 | 37.8416 | 0 | 0 | 1.3522 | 28.5312 | 9.5104
IESO_2_MISO_W | IESO | MISO_W | 2030 | B13 | 600 | 0 | 140 | 140 | 0.02 | 0.07 | 0 | 0.01 | 37.7822 | 0 | 0 | 4.0503 | 28.5312 | 9.5104
IESO_2_MISO_W | IESO | MISO_W | 2030 | B14 | 900 | 0 | 140 | 0 | 0.01 | 0.01 | 0 | 0 | 0 | 0 | 0 | 0 | 28.5312 | 9.5104
IESO_2_MISO_W | IESO | MISO_W | 2030 | B15 | 1203 | 0 | 140 | 0 | 0 | 0 | 0 | 0 | 0 | 0 | 0 | 0 | 28.5312 | 9.5104
IESO_2_MISO_W | IESO | MISO_W | 2030 | B16 | 25 | 25 | 140 | 0.01 | 0.41 | 135.98 | 0.06 | 0.15 | 0 | 0.01187 | 0.21366 | 0 | 28.5312 | 9.5104
IESO_2_MISO_W | IESO | MISO_W | 2030 | B17 | 100 | 100 | 140 | 0 | 0.11 | 0.38 | 0.02 | 0.04 | 0 | 0 | 0 | 0 | 28.5312 | 9.5104
IESO_2_MISO_W | IESO | MISO_W | 2030 | B18 | 400 | 0 | 140 | 140 | 0.02 | 0.06 | 0 | 0.01 | 0.74781 | 0 | 0 | 0.053444 | 28.5312 | 9.5104
IESO_2_MISO_W | IESO | MISO_W | 2030 | B19 | 700 | 0 | 140 | 140 | 0.01 | 0.02 | 0 | 0 | 0.74781 | 0 | 0 | 0.093526 | 28.5312 | 9.5104
IESO_2_MISO_W | IESO | MISO_W | 2030 | B20 | 935 | 0 | 140 | 0 | 0 | 0 | 0 | 0 | 0 | 0 | 0 | 0 | 28.5312 | 9.5104
IESO_2_MISO_W | IESO | MISO_W | 2035 | B01 | 10 | 10 | 140 | 140 | 139.75 | 139.43 | 0.78 | 1.5 | 84.8942 | 17.8287 | 5.6857 | 0.11234 | 24.958 | 8.3193
IESO_2_MISO_W | IESO | MISO_W | 2035 | B02 | 25 | 25 | 140 | 140 | 139.89 | 139.65 | 0.32 | 0.41 | 67.8964 | 17.6863 | 3.8696 | 0.22461 | 24.958 | 8.3193
IESO_2_MISO_W | IESO | MISO_W | 2035 | B03 | 75 | 75 | 140 | 140 | 139.97 | 139.87 | 2180.28 | 0.15 | 85.2503 | 24.9626 | 3.8815 | 0.84607 | 24.958 | 8.3193
IESO_2_MISO_W | IESO | MISO_W | 2035 | B04 | 100 | 100 | 140 | 140 | 139.97 | 139.93 | 0.13 | 0.17 | 106.189 | 20.6063 | 5.6857 | 1.4052 | 24.958 | 8.3193
IESO_2_MISO_W | IESO | MISO_W | 2035 | B05 | 200 | 200 | 140 | 140 | 139.99 | 139.96 | 1787.6 | 0.09 | 91.1616 | 24.9626 | 5.6857 | 2.4126 | 24.958 | 8.3193
IESO_2_MISO_W | IESO | MISO_W | 2035 | B06 | 300 | 300 | 140 | 140 | 139.99 | 139.98 | 2236.79 | 0.06 | 75.6475 | 24.9626 | 5.6976 | 3.0031 | 24.958 | 8.3193
IESO_2_MISO_W | IESO | MISO_W | 2035 | B07 | 400 | 400 | 140 | 140 | 139.99 | 139.98 | 201.56 | 0.03 | 63.9081 | 24.9626 | 4.5106 | 3.3827 | 24.958 | 8.3193
IESO_2_MISO_W | IESO | MISO_W | 2035 | B08 | 500 | 500 | 140 | 140 | 139.99 | 139.98 | 0.02 | 0.03 | 49.6166 | 18.1374 | 5.3059 | 3.2828 | 24.958 | 8.3193
IESO_2_MISO_W | IESO | MISO_W | 2035 | B09 | 800 | 800 | 140 | 140 | 140 | 139.99 | 0.01 | 0.01 | 43.2899 | 17.7575 | 3.8459 | 4.5828 | 24.958 | 8.3193
IESO_2_MISO_W | IESO | MISO_W | 2035 | B10 | 1262 | 0 | 140 | 139.98 | 140 | 139.99 | 0 | 0.01 | 0.01187 | 11.6563 | 3.8459 | 0.0019823 | 24.958 | 8.3193
IESO_2_MISO_W | IESO | MISO_W | 2035 | B11 | 25 | 25 | 140 | 140 | 139.89 | 139.74 | 0.34 | 0.58 | 58.4954 | 18.1492 | 5.6857 | 0.19351 | 24.958 | 8.3193
IESO_2_MISO_W | IESO | MISO_W | 2035 | B12 | 200 | 200 | 140 | 140 | 139.98 | 139.95 | 0.03 | 0.06 | 41.0465 | 12.2498 | 3.8459 | 1.0863 | 24.958 | 8.3193
IESO_2_MISO_W | IESO | MISO_W | 2035 | B13 | 600 | 600 | 140 | 140 | 139.99 | 139.98 | 0.01 | 0.02 | 37.7466 | 11.1222 | 3.8459 | 2.997 | 24.958 | 8.3193
IESO_2_MISO_W | IESO | MISO_W | 2035 | B14 | 900 | 0 | 140 | 140 | 139.99 | 139.99 | 0 | 0.01 | 3.7865 | 7.6443 | 3.8459 | 0.45096 | 24.958 | 8.3193
IESO_2_MISO_W | IESO | MISO_W | 2035 | B15 | 1203 | 0 | 140 | 0 | 139.99 | 139.88 | 0 | 0.01 | 0 | 5.9469 | 0.24927 | 0 | 24.958 | 8.3193
IESO_2_MISO_W | IESO | MISO_W | 2035 | B16 | 25 | 25 | 140 | 140 | 139.85 | 139.65 | 0.21 | 0.4 | 24.2267 | 13.0214 | 3.8696 | 0.080146 | 24.958 | 8.3193
IESO_2_MISO_W | IESO | MISO_W | 2035 | B17 | 100 | 100 | 140 | 140 | 139.96 | 139.9 | 0.05 | 0.1 | 24.2267 | 13.0095 | 3.8459 | 0.32059 | 24.958 | 8.3193
IESO_2_MISO_W | IESO | MISO_W | 2035 | B18 | 400 | 400 | 140 | 140 | 139.99 | 139.97 | 0.01 | 0.03 | 40.5242 | 12.9977 | 3.8459 | 2.145 | 24.958 | 8.3193
IESO_2_MISO_W | IESO | MISO_W | 2035 | B19 | 700 | 700 | 140 | 140 | 139.99 | 139.98 | 0.01 | 0.02 | 40.5242 | 11.051 | 3.8459 | 3.7537 | 24.958 | 8.3193
IESO_2_MISO_W | IESO | MISO_W | 2035 | B20 | 935 | 0 | 140 | 140 | 139.99 | 139.99 | 0 | 0.01 | 24.2148 | 5.2465 | 4.3207 | 2.996 | 24.958 | 8.3193
IESO_2_MISO_W | IESO | MISO_W | 2040 | B01 | 10 | 10 | 140 | 140 | 139.72 | 139.43 | 0.29 | 0.63 | 82.0692 | 20.7013 | 7.1457 | 0.18932 | 48.1866 | 16.0622
IESO_2_MISO_W | IESO | MISO_W | 2040 | B02 | 25 | 25 | 140 | 140 | 139.88 | 139.72 | 0.12 | 0.24 | 10.4219 | 21.3185 | 6.4335 | 0.060103 | 48.1866 | 16.0622
IESO_2_MISO_W | IESO | MISO_W | 2040 | B03 | 75 | 75 | 140 | 140 | 139.97 | 139.91 | 0.06 | 0.09 | 91.5889 | 31.3487 | 7.0033 | 1.5846 | 48.1866 | 16.0622
IESO_2_MISO_W | IESO | MISO_W | 2040 | B04 | 100 | 100 | 140 | 140 | 139.98 | 139.93 | 0.08 | 0.07 | 76.1935 | 39.1947 | 7.0033 | 1.7576 | 48.1866 | 16.0622
IESO_2_MISO_W | IESO | MISO_W | 2040 | B05 | 200 | 200 | 140 | 140 | 139.99 | 139.96 | 0.11 | 0.03 | 108.3019 | 44.0021 | 7.0983 | 4.9966 | 48.1866 | 16.0622
IESO_2_MISO_W | IESO | MISO_W | 2040 | B06 | 300 | 300 | 140 | 140 | 140 | 139.97 | 0.22 | 0.02 | 109.3821 | 47.2307 | 7.0152 | 7.5697 | 48.1866 | 16.0622
IESO_2_MISO_W | IESO | MISO_W | 2040 | B07 | 400 | 400 | 140 | 140 | 139.99 | 139.98 | 0.02 | 0.02 | 96.3488 | 35.8237 | 7.0152 | 8.8903 | 48.1866 | 16.0622
IESO_2_MISO_W | IESO | MISO_W | 2040 | B08 | 500 | 500 | 140 | 140 | 139.99 | 139.98 | 0.01 | 0.01 | 72.4901 | 21.0099 | 5.9587 | 8.361 | 48.1866 | 16.0622
IESO_2_MISO_W | IESO | MISO_W | 2040 | B09 | 800 | 0 | 140 | 140 | 140 | 139.99 | 0 | 0.01 | 72.4901 | 18.7665 | 5.9587 | 13.3776 | 48.1866 | 16.0622
IESO_2_MISO_W | IESO | MISO_W | 2040 | B10 | 1262 | 0 | 140 | 0 | 0 | 0.01 | 0 | 0 | 0 | 0 | 0 | 0 | 48.1866 | 16.0622
IESO_2_MISO_W | IESO | MISO_W | 2040 | B11 | 25 | 25 | 140 | 140 | 139.89 | 139.71 | 0.13 | 0.24 | 71.493 | 22.5886 | 5.9825 | 0.4123 | 48.1866 | 16.0622
IESO_2_MISO_W | IESO | MISO_W | 2040 | B12 | 200 | 200 | 140 | 140 | 139.98 | 139.96 | 0.02 | 0.03 | 32.1321 | 20.6301 | 5.9587 | 1.4824 | 48.1866 | 16.0622
IESO_2_MISO_W | IESO | MISO_W | 2040 | B13 | 600 | 600 | 140 | 140 | 139.99 | 139.98 | 0.01 | 0.01 | 55.0649 | 20.8793 | 6.0181 | 7.6214 | 48.1866 | 16.0622
IESO_2_MISO_W | IESO | MISO_W | 2040 | B14 | 900 | 0 | 140 | 0 | 140 | 139.99 | 0 | 0.01 | 0 | 18.2917 | 6.3267 | 0 | 48.1866 | 16.0622
IESO_2_MISO_W | IESO | MISO_W | 2040 | B15 | 1203 | 0 | 140 | 0 | 0 | 0.01 | 0 | 0 | 0 | 0 | 0 | 0 | 48.1866 | 16.0622
IESO_2_MISO_W | IESO | MISO_W | 2040 | B16 | 25 | 25 | 140 | 0 | 139.88 | 139.71 | 0.12 | 0.23 | 0 | 20.6419 | 5.9825 | 0 | 48.1866 | 16.0622
IESO_2_MISO_W | IESO | MISO_W | 2040 | B17 | 100 | 100 | 140 | 0 | 139.97 | 139.92 | 0.03 | 0.06 | 0 | 20.6182 | 6.03 | 0 | 48.1866 | 16.0622
IESO_2_MISO_W | IESO | MISO_W | 2040 | B18 | 400 | 400 | 140 | 140 | 139.99 | 139.98 | 0.01 | 0.02 | 31.3131 | 21.0099 | 6.0181 | 2.8893 | 48.1866 | 16.0622
IESO_2_MISO_W | IESO | MISO_W | 2040 | B19 | 700 | 0 | 140 | 140 | 139.99 | 139.99 | 0 | 0.01 | 31.3131 | 21.0099 | 6.0181 | 5.0563 | 48.1866 | 16.0622
IESO_2_MISO_W | IESO | MISO_W | 2040 | B20 | 935 | 0 | 140 | 0 | 0 | 0.01 | 0 | 0 | 0 | 0 | 0 | 0 | 48.1866 | 16.0622
IESO_2_MISO_W | IESO | MISO_W | 2045 | B01 | 10 | 10 | 140 | 140 | 5.26 | 9.83 | 0.46 | 0.96 | 165.7883 | 0.09496 | 0.07122 | 0.62918 | 19.3039 | 6.4346
IESO_2_MISO_W | IESO | MISO_W | 2045 | B02 | 25 | 25 | 140 | 140 | 2.19 | 3.54 | 0.19 | 0.39 | 7.9766 | 0.03561 | 0.03561 | 0.07568 | 19.3039 | 6.4346
IESO_2_MISO_W | IESO | MISO_W | 2045 | B03 | 75 | 75 | 140 | 140 | 139.76 | 1.41 | 0.09 | 0.14 | 44.6431 | 4.1426 | 0.01187 | 1.2707 | 19.3039 | 6.4346
IESO_2_MISO_W | IESO | MISO_W | 2045 | B04 | 100 | 100 | 140 | 140 | 139.92 | 1.46 | 0.12 | 0.11 | 24.1555 | 11.0272 | 0.01187 | 0.91672 | 19.3039 | 6.4346
IESO_2_MISO_W | IESO | MISO_W | 2045 | B05 | 200 | 200 | 140 | 140 | 139.98 | 0.83 | 52.24 | 0.06 | 17.4964 | 19.3006 | 0 | 1.328 | 19.3039 | 6.4346
IESO_2_MISO_W | IESO | MISO_W | 2045 | B06 | 300 | 300 | 140 | 140 | 139.98 | 139.72 | 1073.09 | 0.04 | 21.7221 | 19.3006 | 0.81903 | 2.4731 | 19.3039 | 6.4346
IESO_2_MISO_W | IESO | MISO_W | 2045 | B07 | 400 | 400 | 140 | 140 | 0.14 | 0.07 | 0.01 | 0.02 | 4.0121 | 0 | 0 | 0.60904 | 19.3039 | 6.4346
IESO_2_MISO_W | IESO | MISO_W | 2045 | B08 | 500 | 500 | 140 | 140 | 0.03 | 0.03 | 0.01 | 0.02 | 8.214 | 0 | 0 | 1.5586 | 19.3039 | 6.4346
IESO_2_MISO_W | IESO | MISO_W | 2045 | B09 | 800 | 800 | 140 | 140 | 0.02 | 0.04 | 0.01 | 0.01 | 42.2928 | 0 | 0 | 12.8403 | 19.3039 | 6.4346
IESO_2_MISO_W | IESO | MISO_W | 2045 | B10 | 1262 | 0 | 140 | 0 | 0 | 0 | 0 | 0 | 0 | 0 | 0 | 0 | 19.3039 | 6.4346
IESO_2_MISO_W | IESO | MISO_W | 2045 | B11 | 25 | 25 | 140 | 140 | 1.75 | 0.75 | 0.19 | 0.32 | 99.708 | 0.03561 | 0.02374 | 0.946 | 19.3039 | 6.4346
IESO_2_MISO_W | IESO | MISO_W | 2045 | B12 | 200 | 200 | 140 | 140 | 0.39 | 0.12 | 0.02 | 0.04 | 40.726 | 0 | 0 | 3.0912 | 19.3039 | 6.4346
IESO_2_MISO_W | IESO | MISO_W | 2045 | B13 | 600 | 600 | 140 | 0 | 0.03 | 0.04 | 0.01 | 0.01 | 0 | 0 | 0 | 0 | 19.3039 | 6.4346
IESO_2_MISO_W | IESO | MISO_W | 2045 | B14 | 900 | 0 | 140 | 0 | 0 | 0.01 | 0 | 0 | 0 | 0 | 0 | 0 | 19.3039 | 6.4346
IESO_2_MISO_W | IESO | MISO_W | 2045 | B15 | 1203 | 0 | 140 | 0 | 0 | 0 | 0 | 0 | 0 | 0 | 0 | 0 | 19.3039 | 6.4346
IESO_2_MISO_W | IESO | MISO_W | 2045 | B16 | 25 | 25 | 140 | 0 | 0.14 | 0.53 | 0.1 | 0.27 | 0 | 0.03561 | 0.02374 | 0 | 19.3039 | 6.4346
IESO_2_MISO_W | IESO | MISO_W | 2045 | B17 | 100 | 100 | 140 | 0 | 0.07 | 0.15 | 0.03 | 0.07 | 0 | 0.01187 | 0.01187 | 0 | 19.3039 | 6.4346
IESO_2_MISO_W | IESO | MISO_W | 2045 | B18 | 400 | 400 | 140 | 0 | 0.02 | 0.06 | 0.01 | 0.02 | 0 | 0 | 0 | 0 | 19.3039 | 6.4346
IESO_2_MISO_W | IESO | MISO_W | 2045 | B19 | 700 | 0 | 140 | 0 | 0.01 | 0.02 | 0 | 0.01 | 0 | 0 | 0 | 0 | 19.3039 | 6.4346
IESO_2_MISO_W | IESO | MISO_W | 2045 | B20 | 935 | 0 | 140 | 0 | 0 | 0 | 0 | 0 | 0 | 0 | 0 | 0 | 19.3039 | 6.4346
IESO_2_MISO_W | IESO | MISO_W | 2050 | B01 | 10 | 10 | 140 | 140 | 0.39 | 0.64 | 0.18 | 0.34 | 249.5311 | 0.03561 | 0.02374 | 2.248 | 16.3272 | 5.4424
IESO_2_MISO_W | IESO | MISO_W | 2050 | B02 | 25 | 25 | 140 | 0.73 | 0.17 | 0.12 | 0.07 | 0.09 | 0 | 0.01187 | 0.01187 | 0 | 16.3272 | 5.4424
IESO_2_MISO_W | IESO | MISO_W | 2050 | B03 | 75 | 75 | 140 | 140 | 136.89 | 0.05 | 0.04 | 0.03 | 9.9827 | 0.1187 | 0 | 0.6745 | 16.3272 | 5.4424
IESO_2_MISO_W | IESO | MISO_W | 2050 | B04 | 100 | 100 | 140 | 140 | 137.65 | 0.09 | 0.03 | 0.04 | 11.4427 | 0.1187 | 0 | 1.0309 | 16.3272 | 5.4424
IESO_2_MISO_W | IESO | MISO_W | 2050 | B05 | 200 | 200 | 140 | 140 | 139.96 | 0.04 | 0.02 | 0.02 | 21.0811 | 5.5552 | 0 | 3.7984 | 16.3272 | 5.4424
IESO_2_MISO_W | IESO | MISO_W | 2050 | B06 | 300 | 300 | 140 | 140 | 139.99 | 0.03 | 0.03 | 0.01 | 33.3072 | 10.6711 | 0 | 9.002 | 16.3272 | 5.4424
IESO_2_MISO_W | IESO | MISO_W | 2050 | B07 | 400 | 0 | 140 | 140 | 0.01 | 0.01 | 0 | 0.01 | 8.2615 | 0 | 0 | 2.9771 | 16.3272 | 5.4424
IESO_2_MISO_W | IESO | MISO_W | 2050 | B08 | 500 | 0 | 140 | 111.08 | 0.01 | 0.01 | 0 | 0.01 | 0 | 0 | 0 | 0 | 16.3272 | 5.4424
IESO_2_MISO_W | IESO | MISO_W | 2050 | B09 | 800 | 0 | 140 | 0 | 0 | 0.01 | 0 | 0 | 0 | 0 | 0 | 0 | 16.3272 | 5.4424
IESO_2_MISO_W | IESO | MISO_W | 2050 | B10 | 1262 | 0 | 140 | 0 | 0 | 0 | 0 | 0 | 0 | 0 | 0 | 0 | 16.3272 | 5.4424
IESO_2_MISO_W | IESO | MISO_W | 2050 | B11 | 25 | 25 | 140 | 140 | 0.31 | 0.26 | 0.09 | 0.14 | 90.5206 | 0.01187 | 0.01187 | 2.0388 | 16.3272 | 5.4424
IESO_2_MISO_W | IESO | MISO_W | 2050 | B12 | 200 | 200 | 140 | 68.48 | 0.03 | 0.03 | 0.01 | 0.02 | 0 | 0 | 0 | 0 | 16.3272 | 5.4424
IESO_2_MISO_W | IESO | MISO_W | 2050 | B13 | 600 | 0 | 140 | 117.42 | 0 | 0.01 | 0 | 0.01 | 0 | 0 | 0 | 0 | 16.3272 | 5.4424
IESO_2_MISO_W | IESO | MISO_W | 2050 | B14 | 900 | 0 | 140 | 0 | 0 | 0 | 0 | 0 | 0 | 0 | 0 | 0 | 16.3272 | 5.4424
IESO_2_MISO_W | IESO | MISO_W | 2050 | B15 | 1203 | 0 | 140 | 0 | 0 | 0 | 0 | 0 | 0 | 0 | 0 | 0 | 16.3272 | 5.4424
IESO_2_MISO_W | IESO | MISO_W | 2050 | B16 | 25 | 25 | 140 | 0 | 0.14 | 0.18 | 0.07 | 0.11 | 0 | 0.01187 | 0.01187 | 0 | 16.3272 | 5.4424
IESO_2_MISO_W | IESO | MISO_W | 2050 | B17 | 100 | 100 | 140 | 0 | 0.04 | 0.05 | 0.02 | 0.03 | 0 | 0 | 0 | 0 | 16.3272 | 5.4424
IESO_2_MISO_W | IESO | MISO_W | 2050 | B18 | 400 | 0 | 140 | 0 | 0.01 | 0.02 | 0 | 0.01 | 0 | 0 | 0 | 0 | 16.3272 | 5.4424
IESO_2_MISO_W | IESO | MISO_W | 2050 | B19 | 700 | 0 | 140 | 0 | 0 | 0 | 0 | 0 | 0 | 0 | 0 | 0 | 16.3272 | 5.4424
IESO_2_MISO_W | IESO | MISO_W | 2050 | B20 | 935 | 0 | 140 | 0 | 0 | 0 | 0 | 0 | 0 | 0 | 0 | 0 | 16.3272 | 5.4424
IESO_2_NYISO_A-F | IESO | NYISO_A-F | 2015 | B01 | 10 | 10 | 1725 | 0 | 0.5 | 0.48 | 0.41 | 0.48 | 0 | 0 | 0 | 0 | 1.8671 | 0.62236
IESO_2_NYISO_A-F | IESO | NYISO_A-F | 2015 | B02 | 25 | 25 | 1725 | 0 | 0.15 | 0.14 | 0.14 | 0.14 | 0 | 0 | 0 | 0 | 1.8671 | 0.62236
IESO_2_NYISO_A-F | IESO | NYISO_A-F | 2015 | B03 | 75 | 75 | 1725 | 769.52 | 0.05 | 0.03 | 0.04 | 0.03 | 0 | 0 | 0 | 0 | 1.8671 | 0.62236
IESO_2_NYISO_A-F | IESO | NYISO_A-F | 2015 | B04 | 100 | 100 | 1725 | 1431.94 | 0.04 | 0.03 | 0.03 | 0.03 | 0 | 0 | 0 | 0 | 1.8671 | 0.62236
IESO_2_NYISO_A-F | IESO | NYISO_A-F | 2015 | B05 | 200 | 200 | 1725 | 1548.94 | 0.03 | 0.02 | 0.02 | 0.02 | 0 | 0 | 0 | 0 | 1.8671 | 0.62236
IESO_2_NYISO_A-F | IESO | NYISO_A-F | 2015 | B06 | 300 | 300 | 1725 | 1325.25 | 0.02 | 0.01 | 0.01 | 0.01 | 0 | 0 | 0 | 0 | 1.8671 | 0.62236
IESO_2_NYISO_A-F | IESO | NYISO_A-F | 2015 | B07 | 400 | 400 | 1725 | 1725 | 1724.87 | 1724.81 | 0.05 | 0.45 | 3.1812 | 0.85464 | 0.54602 | 0.15807 | 1.8671 | 0.62236
IESO_2_NYISO_A-F | IESO | NYISO_A-F | 2015 | B08 | 500 | 500 | 1725 | 1725 | 1724.97 | 1724.94 | 190.34 | 1044.51 | 2.3028 | 1.8636 | 0.61724 | 0.14303 | 1.8671 | 0.62236
IESO_2_NYISO_A-F | IESO | NYISO_A-F | 2015 | B09 | 800 | 800 | 1725 | 1725 | 1724.98 | 1724.96 | 116.61 | 1579.35 | 2.3028 | 1.8636 | 0.61724 | 0.22885 | 1.8671 | 0.62236
IESO_2_NYISO_A-F | IESO | NYISO_A-F | 2015 | B10 | 1262 | 1262 | 1725 | 1725 | 1724.99 | 1724.97 | 72.82 | 769.74 | 2.3028 | 1.8636 | 0.61724 | 0.36101 | 1.8671 | 0.62236
IESO_2_NYISO_A-F | IESO | NYISO_A-F | 2015 | B11 | 25 | 25 | 1725 | 1725 | 0.11 | 0.07 | 0.1 | 0.07 | 4.0952 | 0 | 0 | 0.012718 | 1.8671 | 0.62236
IESO_2_NYISO_A-F | IESO | NYISO_A-F | 2015 | B12 | 200 | 200 | 1725 | 1725 | 0.63 | 0.03 | 0.06 | 0.03 | 1.8399 | 0 | 0 | 0.045711 | 1.8671 | 0.62236
IESO_2_NYISO_A-F | IESO | NYISO_A-F | 2015 | B13 | 600 | 600 | 1725 | 1725 | 1724.87 | 796.25 | 0.03 | 0.04 | 1.8399 | 0.51041 | 0 | 0.13713 | 1.8671 | 0.62236
IESO_2_NYISO_A-F | IESO | NYISO_A-F | 2015 | B14 | 900 | 900 | 1725 | 1725 | 1724.86 | 1597.22 | 0.02 | 0.03 | 1.8399 | 0.51041 | 0 | 0.2057 | 1.8671 | 0.62236
IESO_2_NYISO_A-F | IESO | NYISO_A-F | 2015 | B15 | 1203 | 1203 | 1725 | 1725 | 1724.86 | 1638.6 | 0.01 | 0.02 | 1.8399 | 0.51041 | 0 | 0.27495 | 1.8671 | 0.62236
IESO_2_NYISO_A-F | IESO | NYISO_A-F | 2015 | B16 | 25 | 25 | 1725 | 1724.99 | 0.19 | 0.12 | 0.15 | 0.11 | 0.46293 | 0 | 0 | 0.0014377 | 1.8671 | 0.62236
IESO_2_NYISO_A-F | IESO | NYISO_A-F | 2015 | B17 | 100 | 100 | 1725 | 1725 | 1184.97 | 1724.17 | 0.13 | 110.47 | 3.834 | 0 | 0.61724 | 0.047627 | 1.8671 | 0.62236
IESO_2_NYISO_A-F | IESO | NYISO_A-F | 2015 | B18 | 400 | 400 | 1725 | 1725 | 1724.97 | 1724.93 | 785.36 | 785.53 | 3.4542 | 1.8636 | 0.61724 | 0.17164 | 1.8671 | 0.62236
IESO_2_NYISO_A-F | IESO | NYISO_A-F | 2015 | B19 | 700 | 700 | 1725 | 1725 | 1724.98 | 1724.96 | 1368.88 | 1374.46 | 3.4542 | 1.8636 | 0.61724 | 0.30036 | 1.8671 | 0.62236
IESO_2_NYISO_A-F | IESO | NYISO_A-F | 2015 | B20 | 935 | 935 | 1725 | 1725 | 1724.99 | 1724.97 | 309.09 | 305.44 | 3.4542 | 1.8636 | 0.61724 | 0.4012 | 1.8671 | 0.62236
IESO_2_NYISO_A-F | IESO | NYISO_A-F | 2020 | B01 | 10 | 10 | 1725 | 542.5 | 583.51 | 581.84 | 0.15 | 0.31 | 0 | 0 | 0 | 0 | 24.5451 | 8.1817
IESO_2_NYISO_A-F | IESO | NYISO_A-F | 2020 | B02 | 25 | 25 | 1725 | 970.99 | 911.26 | 905.95 | 0.06 | 0.13 | 0 | 0 | 0 | 0 | 24.5451 | 8.1817
IESO_2_NYISO_A-F | IESO | NYISO_A-F | 2020 | B03 | 75 | 75 | 1725 | 1715.41 | 1724.97 | 1724.21 | 0.03 | 0.04 | 0 | 10.8254 | 0.46293 | 0 | 24.5451 | 8.1817
IESO_2_NYISO_A-F | IESO | NYISO_A-F | 2020 | B04 | 100 | 100 | 1725 | 1725 | 1724.98 | 933.66 | 0.03 | 0.03 | 2.6707 | 12.6772 | 0 | 0.030876 | 24.5451 | 8.1817
IESO_2_NYISO_A-F | IESO | NYISO_A-F | 2020 | B05 | 200 | 200 | 1725 | 1725 | 1724.99 | 1724.91 | 0.02 | 0.02 | 51.0766 | 14.5526 | 1.2701 | 1.181 | 24.5451 | 8.1817
IESO_2_NYISO_A-F | IESO | NYISO_A-F | 2020 | B06 | 300 | 300 | 1725 | 1725 | 1724.99 | 1724.94 | 0.01 | 0.01 | 44.8923 | 15.6921 | 1.2345 | 1.557 | 24.5451 | 8.1817
IESO_2_NYISO_A-F | IESO | NYISO_A-F | 2020 | B07 | 400 | 400 | 1725 | 1725 | 1725 | 1724.98 | 0.02 | 0.01 | 43.7528 | 20.1553 | 3.8459 | 2.0233 | 24.5451 | 8.1817
IESO_2_NYISO_A-F | IESO | NYISO_A-F | 2020 | B08 | 500 | 500 | 1725 | 1725 | 1725 | 1724.99 | 0.07 | 0.05 | 43.741 | 23.8824 | 7.5137 | 2.5284 | 24.5451 | 8.1817
IESO_2_NYISO_A-F | IESO | NYISO_A-F | 2020 | B09 | 800 | 800 | 1725 | 1725 | 1725 | 1725 | 0.04 | 0.03 | 42.8151 | 23.8824 | 7.5137 | 3.9598 | 24.5451 | 8.1817
IESO_2_NYISO_A-F | IESO | NYISO_A-F | 2020 | B10 | 1262 | 1262 | 1725 | 1725 | 1725 | 1725 | 0.03 | 0.02 | 42.8151 | 23.8824 | 7.5137 | 6.2465 | 24.5451 | 8.1817
IESO_2_NYISO_A-F | IESO | NYISO_A-F | 2020 | B11 | 25 | 25 | 1725 | 1725 | 1724.94 | 1724.24 | 0.15 | 0.13 | 42.9931 | 16.7604 | 1.0802 | 0.12426 | 24.5451 | 8.1817
IESO_2_NYISO_A-F | IESO | NYISO_A-F | 2020 | B12 | 200 | 200 | 1725 | 1725 | 1724.99 | 1724.97 | 0.04 | 0.04 | 42.9931 | 21.3067 | 5.5314 | 0.99406 | 24.5451 | 8.1817
IESO_2_NYISO_A-F | IESO | NYISO_A-F | 2020 | B13 | 600 | 600 | 1725 | 1725 | 1725 | 1724.99 | 0.01 | 0.01 | 42.9931 | 21.3067 | 5.5314 | 2.9822 | 24.5451 | 8.1817
IESO_2_NYISO_A-F | IESO | NYISO_A-F | 2020 | B14 | 900 | 900 | 1725 | 1725 | 1725 | 1724.98 | 0.01 | 0.01 | 40.6191 | 19.906 | 4.1308 | 4.2263 | 24.5451 | 8.1817
IESO_2_NYISO_A-F | IESO | NYISO_A-F | 2020 | B15 | 1203 | 1203 | 1725 | 1725 | 1725 | 1724.98 | 0.01 | 0 | 40.6191 | 19.906 | 4.1308 | 5.6491 | 24.5451 | 8.1817
IESO_2_NYISO_A-F | IESO | NYISO_A-F | 2020 | B16 | 25 | 25 | 1725 | 1725 | 1724.9 | 1724.87 | 0.09 | 0.61 | 4.9023 | 11.5732 | 7.0864 | 0.014169 | 24.5451 | 8.1817
IESO_2_NYISO_A-F | IESO | NYISO_A-F | 2020 | B17 | 100 | 100 | 1725 | 1725 | 1724.96 | 1724.97 | 0.02 | 1117.55 | 4.9023 | 6.9202 | 8.1784 | 0.056674 | 24.5451 | 8.1817
IESO_2_NYISO_A-F | IESO | NYISO_A-F | 2020 | B18 | 400 | 0 | 1725 | 1725 | 1724.99 | 1724.99 | 0 | 856.01 | 4.9023 | 6.9202 | 8.1784 | 0.2267 | 24.5451 | 8.1817
IESO_2_NYISO_A-F | IESO | NYISO_A-F | 2020 | B19 | 700 | 0 | 1725 | 1725 | 1724.99 | 1725 | 0 | 1.24 | 4.9023 | 5.0329 | 8.1547 | 0.39672 | 24.5451 | 8.1817
IESO_2_NYISO_A-F | IESO | NYISO_A-F | 2020 | B20 | 935 | 0 | 1725 | 1725 | 1724.99 | 1725 | 0 | 0.02 | 4.9023 | 5.0329 | 7.0033 | 0.5299 | 24.5451 | 8.1817
IESO_2_NYISO_A-F | IESO | NYISO_A-F | 2025 | B01 | 10 | 10 | 1725 | 1188.88 | 1559.36 | 1724.28 | 0.2 | 0.46 | 0 | 0.02374 | 2.7301 | 0 | 35.0417 | 11.6806
IESO_2_NYISO_A-F | IESO | NYISO_A-F | 2025 | B02 | 25 | 25 | 1725 | 1536.42 | 1724.35 | 1724.79 | 0.07 | 0.21 | 0 | 1.5906 | 4.4394 | 0 | 35.0417 | 11.6806
IESO_2_NYISO_A-F | IESO | NYISO_A-F | 2025 | B03 | 75 | 75 | 1725 | 1197.03 | 1724.96 | 1724.92 | 0.02 | 0.06 | 0 | 10.6949 | 4.6412 | 0 | 35.0417 | 11.6806
IESO_2_NYISO_A-F | IESO | NYISO_A-F | 2025 | B04 | 100 | 100 | 1725 | 1716.34 | 1724.97 | 1724.94 | 0.02 | 0.04 | 0 | 11.4902 | 4.6649 | 0 | 35.0417 | 11.6806
IESO_2_NYISO_A-F | IESO | NYISO_A-F | 2025 | B05 | 200 | 200 | 1725 | 1725 | 1724.99 | 1724.97 | 0.02 | 0.02 | 55.3736 | 25.9597 | 4.7599 | 1.2953 | 35.0417 | 11.6806
IESO_2_NYISO_A-F | IESO | NYISO_A-F | 2025 | B06 | 300 | 300 | 1725 | 1725 | 1725 | 1724.98 | 0.01 | 0.02 | 48.9281 | 26.1021 | 5.2822 | 1.7168 | 35.0417 | 11.6806
IESO_2_NYISO_A-F | IESO | NYISO_A-F | 2025 | B07 | 400 | 400 | 1725 | 1725 | 1725 | 1724.99 | 0.01 | 0.01 | 48.9281 | 27.6927 | 6.0537 | 2.289 | 35.0417 | 11.6806
IESO_2_NYISO_A-F | IESO | NYISO_A-F | 2025 | B08 | 500 | 500 | 1725 | 1725 | 1725 | 1724.99 | 0.02 | 0.04 | 47.0883 | 31.2656 | 10.3744 | 2.7537 | 35.0417 | 11.6806
IESO_2_NYISO_A-F | IESO | NYISO_A-F | 2025 | B09 | 800 | 800 | 1725 | 1725 | 1725 | 1725 | 0.01 | 891.54 | 45.9013 | 30.9451 | 11.6801 | 4.2949 | 35.0417 | 11.6806
IESO_2_NYISO_A-F | IESO | NYISO_A-F | 2025 | B10 | 1262 | 1262 | 1725 | 1725 | 1725 | 1725 | 0.01 | 523.41 | 45.9013 | 30.9451 | 11.6801 | 6.7751 | 35.0417 | 11.6806
IESO_2_NYISO_A-F | IESO | NYISO_A-F | 2025 | B11 | 25 | 25 | 1725 | 1725 | 1724.95 | 1724.85 | 0.2 | 0.23 | 46.6847 | 27.6808 | 6.4335 | 0.1365 | 35.0417 | 11.6806
IESO_2_NYISO_A-F | IESO | NYISO_A-F | 2025 | B12 | 200 | 200 | 1725 | 1725 | 1724.99 | 1724.99 | 0.03 | 0.09 | 46.7085 | 28.5948 | 10.2913 | 1.0926 | 35.0417 | 11.6806
IESO_2_NYISO_A-F | IESO | NYISO_A-F | 2025 | B13 | 600 | 600 | 1725 | 1725 | 1725 | 1724.99 | 0.01 | 0.03 | 45.1772 | 28.5948 | 10.2913 | 3.1703 | 35.0417 | 11.6806
IESO_2_NYISO_A-F | IESO | NYISO_A-F | 2025 | B14 | 900 | 900 | 1725 | 1725 | 1725 | 1725 | 0.01 | 0.01 | 44.1089 | 27.0873 | 7.7274 | 4.643 | 35.0417 | 11.6806
IESO_2_NYISO_A-F | IESO | NYISO_A-F | 2025 | B15 | 1203 | 0 | 1725 | 1725 | 1725 | 1725 | 0 | 0.01 | 44.1089 | 27.0873 | 7.7274 | 6.2062 | 35.0417 | 11.6806
IESO_2_NYISO_A-F | IESO | NYISO_A-F | 2025 | B16 | 25 | 25 | 1725 | 1725 | 1724.96 | 1724.91 | 0.6 | 928.99 | 49.3911 | 32.7256 | 11.6801 | 0.14442 | 35.0417 | 11.6806
IESO_2_NYISO_A-F | IESO | NYISO_A-F | 2025 | B17 | 100 | 100 | 1725 | 1725 | 1724.99 | 1724.98 | 0.1 | 1339.57 | 49.2368 | 31.8353 | 11.6801 | 0.57587 | 35.0417 | 11.6806
IESO_2_NYISO_A-F | IESO | NYISO_A-F | 2025 | B18 | 400 | 400 | 1725 | 1725 | 1725 | 1724.99 | 0.02 | 1334.27 | 48.8569 | 31.2775 | 11.6801 | 2.2857 | 35.0417 | 11.6806
IESO_2_NYISO_A-F | IESO | NYISO_A-F | 2025 | B19 | 700 | 700 | 1725 | 1725 | 1725 | 1725 | 0.01 | 206.88 | 48.8569 | 31.1469 | 11.6801 | 4 | 35.0417 | 11.6806
IESO_2_NYISO_A-F | IESO | NYISO_A-F | 2025 | B20 | 935 | 935 | 1725 | 1725 | 1725 | 1725 | 0.01 | 0.01 | 48.8569 | 31.1469 | 9.496 | 5.3428 | 35.0417 | 11.6806
IESO_2_NYISO_A-F | IESO | NYISO_A-F | 2030 | B01 | 10 | 10 | 1725 | 0 | 0.98 | 2.55 | 0.21 | 0.47 | 0 | 0 | 0 | 0 | 24.8053 | 8.2684
IESO_2_NYISO_A-F | IESO | NYISO_A-F | 2030 | B02 | 25 | 25 | 1725 | 255.62 | 243.31 | 1.27 | 0.1 | 0.2 | 0 | 0 | 0 | 0 | 24.8053 | 8.2684
IESO_2_NYISO_A-F | IESO | NYISO_A-F | 2030 | B03 | 75 | 75 | 1725 | 1162.01 | 679.35 | 0.38 | 0.03 | 0.06 | 0 | 0 | 0 | 0 | 24.8053 | 8.2684
IESO_2_NYISO_A-F | IESO | NYISO_A-F | 2030 | B04 | 100 | 100 | 1725 | 1573.84 | 1468.32 | 1657.21 | 0.02 | 0.05 | 0 | 0 | 0 | 0 | 24.8053 | 8.2684
IESO_2_NYISO_A-F | IESO | NYISO_A-F | 2030 | B05 | 200 | 200 | 1725 | 1725 | 1724.98 | 1724.75 | 0.02 | 0.03 | 12.7484 | 12.2142 | 0.74781 | 0.29821 | 24.8053 | 8.2684
IESO_2_NYISO_A-F | IESO | NYISO_A-F | 2030 | B06 | 300 | 300 | 1725 | 1725 | 1724.99 | 1724.21 | 0.02 | 0.02 | 54.2103 | 17.9593 | 0.20179 | 1.9021 | 24.8053 | 8.2684
IESO_2_NYISO_A-F | IESO | NYISO_A-F | 2030 | B07 | 400 | 400 | 1725 | 1725 | 1724.99 | 1724.89 | 0.03 | 0.02 | 53.0589 | 20.5707 | 2.6589 | 2.4823 | 24.8053 | 8.2684
IESO_2_NYISO_A-F | IESO | NYISO_A-F | 2030 | B08 | 500 | 500 | 1725 | 1725 | 1725 | 1724.98 | 0.04 | 0.02 | 50.0914 | 22.2206 | 3.9408 | 2.9293 | 24.8053 | 8.2684
IESO_2_NYISO_A-F | IESO | NYISO_A-F | 2030 | B09 | 800 | 800 | 1725 | 1725 | 1725 | 1724.99 | 0.02 | 1171.72 | 49.1655 | 22.2088 | 8.2734 | 4.6003 | 24.8053 | 8.2684
IESO_2_NYISO_A-F | IESO | NYISO_A-F | 2030 | B10 | 1262 | 1262 | 1725 | 1725 | 1725 | 1725 | 0.01 | 1559.88 | 49.1655 | 22.2088 | 8.2734 | 7.2569 | 24.8053 | 8.2684
IESO_2_NYISO_A-F | IESO | NYISO_A-F | 2030 | B11 | 25 | 25 | 1725 | 1725 | 1724.87 | 1601.6 | 0.18 | 0.19 | 39.3016 | 13.5437 | 0.01187 | 0.11492 | 24.8053 | 8.2684
IESO_2_NYISO_A-F | IESO | NYISO_A-F | 2030 | B12 | 200 | 200 | 1725 | 1725 | 1724.98 | 1456.14 | 0.02 | 0.03 | 45.2366 | 13.5437 | 0 | 1.0582 | 24.8053 | 8.2684
IESO_2_NYISO_A-F | IESO | NYISO_A-F | 2030 | B13 | 600 | 600 | 1725 | 1725 | 1724.99 | 1724.95 | 0.01 | 0.01 | 39.3016 | 12.3448 | 1.1633 | 2.758 | 24.8053 | 8.2684
IESO_2_NYISO_A-F | IESO | NYISO_A-F | 2030 | B14 | 900 | 0 | 1725 | 1725 | 1724.99 | 1359.83 | 0 | 0.01 | 39.3016 | 10.6949 | 0 | 4.137 | 24.8053 | 8.2684
IESO_2_NYISO_A-F | IESO | NYISO_A-F | 2030 | B15 | 1203 | 0 | 1725 | 1725 | 1725 | 934.27 | 0 | 0 | 39.3016 | 10.1963 | 0 | 5.5298 | 24.8053 | 8.2684
IESO_2_NYISO_A-F | IESO | NYISO_A-F | 2030 | B16 | 25 | 25 | 1725 | 1724.99 | 1724.88 | 1724.82 | 0.2 | 28.27 | 1.2582 | 15.2292 | 8.2259 | 0.003679 | 24.8053 | 8.2684
IESO_2_NYISO_A-F | IESO | NYISO_A-F | 2030 | B17 | 100 | 100 | 1725 | 1724.78 | 1724.96 | 1724.91 | 0.04 | 0.09 | 0.01187 | 12.9383 | 3.5254 | 0.00013883 | 24.8053 | 8.2684
IESO_2_NYISO_A-F | IESO | NYISO_A-F | 2030 | B18 | 400 | 400 | 1725 | 1724.94 | 1724.99 | 1724.97 | 0.01 | 0.02 | 0.01187 | 7.941 | 3.2286 | 0.00055532 | 24.8053 | 8.2684
IESO_2_NYISO_A-F | IESO | NYISO_A-F | 2030 | B19 | 700 | 0 | 1725 | 1724.96 | 1724.99 | 1724.94 | 0 | 0.01 | 0.01187 | 5.7569 | 0.58163 | 0.00097181 | 24.8053 | 8.2684
IESO_2_NYISO_A-F | IESO | NYISO_A-F | 2030 | B20 | 935 | 0 | 1725 | 1724.97 | 1724.99 | 1724.95 | 0 | 0.01 | 0.01187 | 5.7569 | 0.58163 | 0.0012981 | 24.8053 | 8.2684
IESO_2_NYISO_A-F | IESO | NYISO_A-F | 2035 | B01 | 10 | 10 | 1725 | 90.17 | 927.51 | 0.95 | 0.2 | 0.32 | 0 | 0.01187 | 0 | 0 | 33.6637 | 11.2212
IESO_2_NYISO_A-F | IESO | NYISO_A-F | 2035 | B02 | 25 | 25 | 1725 | 500.83 | 18.74 | 0.33 | 0.08 | 0.13 | 0 | 0 | 0 | 0 | 33.6637 | 11.2212
IESO_2_NYISO_A-F | IESO | NYISO_A-F | 2035 | B03 | 75 | 75 | 1725 | 1344.84 | 0.51 | 0.1 | 0.03 | 0.04 | 0 | 0 | 0 | 0 | 33.6637 | 11.2212
IESO_2_NYISO_A-F | IESO | NYISO_A-F | 2035 | B04 | 100 | 100 | 1725 | 1725 | 1724.64 | 0.11 | 0.02 | 0.03 | 35.8949 | 1.6143 | 0 | 1.0077 | 33.6637 | 11.2212
IESO_2_NYISO_A-F | IESO | NYISO_A-F | 2035 | B05 | 200 | 200 | 1725 | 1725 | 1724.89 | 0.08 | 0.01 | 0.02 | 59.3737 | 2.6114 | 0 | 3.3337 | 33.6637 | 11.2212
IESO_2_NYISO_A-F | IESO | NYISO_A-F | 2035 | B06 | 300 | 300 | 1725 | 1725 | 1724.84 | 0.14 | 0.01 | 0.01 | 59.3737 | 1.1751 | 0 | 5.0006 | 33.6637 | 11.2212
IESO_2_NYISO_A-F | IESO | NYISO_A-F | 2035 | B07 | 400 | 400 | 1725 | 1725 | 1724.98 | 913.19 | 0.01 | 0.01 | 53.0826 | 6.5048 | 0 | 5.961 | 33.6637 | 11.2212
IESO_2_NYISO_A-F | IESO | NYISO_A-F | 2035 | B08 | 500 | 500 | 1725 | 1725 | 1724.99 | 1724.94 | 0.01 | 0.03 | 49.6403 | 19.7279 | 8.6295 | 6.968 | 33.6637 | 11.2212
IESO_2_NYISO_A-F | IESO | NYISO_A-F | 2035 | B09 | 800 | 800 | 1725 | 1725 | 1725 | 1724.94 | 0.01 | 0.01 | 39.0642 | 23.2533 | 5.5789 | 8.7735 | 33.6637 | 11.2212
IESO_2_NYISO_A-F | IESO | NYISO_A-F | 2035 | B10 | 1262 | 0 | 1725 | 1725 | 1725 | 1724.99 | 0 | 0.01 | 39.0642 | 23.2533 | 6.9796 | 13.8403 | 33.6637 | 11.2212
IESO_2_NYISO_A-F | IESO | NYISO_A-F | 2035 | B11 | 25 | 25 | 1725 | 1151.79 | 1719.06 | 0.38 | 0.08 | 0.13 | 0 | 0.3561 | 0 | 0 | 33.6637 | 11.2212
IESO_2_NYISO_A-F | IESO | NYISO_A-F | 2035 | B12 | 200 | 200 | 1725 | 1573.73 | 873.35 | 838.73 | 0.01 | 0.02 | 0 | 0 | 0 | 0 | 33.6637 | 11.2212
IESO_2_NYISO_A-F | IESO | NYISO_A-F | 2035 | B13 | 600 | 0 | 1725 | 1268.37 | 0.09 | 0.02 | 0 | 0.01 | 0 | 0 | 0 | 0 | 33.6637 | 11.2212
IESO_2_NYISO_A-F | IESO | NYISO_A-F | 2035 | B14 | 900 | 0 | 1725 | 1201.39 | 0.02 | 0.02 | 0 | 0 | 0 | 0 | 0 | 0 | 33.6637 | 11.2212
IESO_2_NYISO_A-F | IESO | NYISO_A-F | 2035 | B15 | 1203 | 0 | 1725 | 1223.75 | 0.01 | 0.01 | 0 | 0 | 0 | 0 | 0 | 0 | 33.6637 | 11.2212
IESO_2_NYISO_A-F | IESO | NYISO_A-F | 2035 | B16 | 25 | 25 | 1725 | 834.25 | 1238.97 | 0.42 | 0.08 | 0.13 | 0 | 0 | 0 | 0 | 33.6637 | 11.2212
IESO_2_NYISO_A-F | IESO | NYISO_A-F | 2035 | B17 | 100 | 100 | 1725 | 909.92 | 1435.79 | 0.11 | 0.02 | 0.03 | 0 | 0 | 0 | 0 | 33.6637 | 11.2212
IESO_2_NYISO_A-F | IESO | NYISO_A-F | 2035 | B18 | 400 | 400 | 1725 | 746.01 | 1199.48 | 0.03 | 0.01 | 0.01 | 0 | 0 | 0 | 0 | 33.6637 | 11.2212
IESO_2_NYISO_A-F | IESO | NYISO_A-F | 2035 | B19 | 700 | 0 | 1725 | 527.99 | 0.02 | 0.02 | 0 | 0 | 0 | 0 | 0 | 0 | 33.6637 | 11.2212
IESO_2_NYISO_A-F | IESO | NYISO_A-F | 2035 | B20 | 935 | 0 | 1725 | 495.48 | 0.01 | 0.02 | 0 | 0 | 0 | 0 | 0 | 0 | 33.6637 | 11.2212
IESO_2_NYISO_A-F | IESO | NYISO_A-F | 2040 | B01 | 10 | 10 | 1725 | 0 | 1528.98 | 1.07 | 0.18 | 0.3 | 0 | 0.02374 | 0 | 0 | 51.6825 | 17.2275
IESO_2_NYISO_A-F | IESO | NYISO_A-F | 2040 | B02 | 25 | 25 | 1725 | 0 | 1721.68 | 0.45 | 0.08 | 0.13 | 0 | 0.67659 | 0 | 0 | 51.6825 | 17.2275
IESO_2_NYISO_A-F | IESO | NYISO_A-F | 2040 | B03 | 75 | 75 | 1725 | 780.72 | 1031.86 | 0.15 | 0.02 | 0.04 | 0 | 0 | 0 | 0 | 51.6825 | 17.2275
IESO_2_NYISO_A-F | IESO | NYISO_A-F | 2040 | B04 | 100 | 100 | 1725 | 1527.61 | 1724.89 | 0.28 | 0.02 | 0.03 | 0 | 7.7986 | 0 | 0 | 51.6825 | 17.2275
IESO_2_NYISO_A-F | IESO | NYISO_A-F | 2040 | B05 | 200 | 200 | 1725 | 1725 | 1724.99 | 47.85 | 0.02 | 0.02 | 76.1935 | 25.746 | 0 | 4.4017 | 51.6825 | 17.2275
IESO_2_NYISO_A-F | IESO | NYISO_A-F | 2040 | B06 | 300 | 300 | 1725 | 1725 | 1724.99 | 348.63 | 0.01 | 0.01 | 88.8826 | 31.6692 | 0 | 7.7021 | 51.6825 | 17.2275
IESO_2_NYISO_A-F | IESO | NYISO_A-F | 2040 | B07 | 400 | 400 | 1725 | 1725 | 1724.99 | 1724.98 | 0.02 | 0.02 | 88.8826 | 41.8299 | 7.8461 | 10.2695 | 51.6825 | 17.2275
IESO_2_NYISO_A-F | IESO | NYISO_A-F | 2040 | B08 | 500 | 500 | 1725 | 1725 | 1725 | 1724.99 | 0.01 | 0.02 | 68.6205 | 37.8772 | 11.2053 | 9.9105 | 51.6825 | 17.2275
IESO_2_NYISO_A-F | IESO | NYISO_A-F | 2040 | B09 | 800 | 0 | 1725 | 1725 | 1724.99 | 1724.96 | 0 | 0.01 | 64.276 | 12.4754 | 2.279 | 14.8529 | 51.6825 | 17.2275
IESO_2_NYISO_A-F | IESO | NYISO_A-F | 2040 | B10 | 1262 | 0 | 1725 | 1725 | 1725 | 1725 | 0 | 663.7 | 59.7298 | 25.2356 | 17.2234 | 21.7733 | 51.6825 | 17.2275
IESO_2_NYISO_A-F | IESO | NYISO_A-F | 2040 | B11 | 25 | 25 | 1725 | 1056.68 | 1719.1 | 0.38 | 0.07 | 0.11 | 0 | 0.39171 | 0 | 0 | 51.6825 | 17.2275
IESO_2_NYISO_A-F | IESO | NYISO_A-F | 2040 | B12 | 200 | 200 | 1725 | 1593.39 | 1709.17 | 0.05 | 0.01 | 0.01 | 0 | 0.01187 | 0 | 0 | 51.6825 | 17.2275
IESO_2_NYISO_A-F | IESO | NYISO_A-F | 2040 | B13 | 600 | 0 | 1725 | 1086.99 | 1724.65 | 0.02 | 0 | 0 | 0 | 0.26114 | 0 | 0 | 51.6825 | 17.2275
IESO_2_NYISO_A-F | IESO | NYISO_A-F | 2040 | B14 | 900 | 0 | 1725 | 650.57 | 936.98 | 0.03 | 0 | 0 | 0 | 0 | 0 | 0 | 51.6825 | 17.2275
IESO_2_NYISO_A-F | IESO | NYISO_A-F | 2040 | B15 | 1203 | 0 | 1725 | 158.65 | 1724.83 | 1724.99 | 0 | 0.01 | 0 | 0.40358 | 9.9708 | 0 | 51.6825 | 17.2275
IESO_2_NYISO_A-F | IESO | NYISO_A-F | 2040 | B16 | 25 | 25 | 1725 | 421.48 | 1270.05 | 0.43 | 0.07 | 0.12 | 0 | 0.01187 | 0 | 0 | 51.6825 | 17.2275
IESO_2_NYISO_A-F | IESO | NYISO_A-F | 2040 | B17 | 100 | 100 | 1725 | 344.34 | 776.57 | 0.19 | 0.02 | 0.03 | 0 | 0 | 0 | 0 | 51.6825 | 17.2275
IESO_2_NYISO_A-F | IESO | NYISO_A-F | 2040 | B18 | 400 | 0 | 1725 | 84.93 | 1724.65 | 0.04 | 0 | 0.01 | 0 | 0.39171 | 0 | 0 | 51.6825 | 17.2275
IESO_2_NYISO_A-F | IESO | NYISO_A-F | 2040 | B19 | 700 | 0 | 1725 | 0 | 1724.68 | 0.02 | 0 | 0 | 0 | 0.39171 | 0 | 0 | 51.6825 | 17.2275
IESO_2_NYISO_A-F | IESO | NYISO_A-F | 2040 | B20 | 935 | 0 | 1725 | 0 | 1009.49 | 1724.94 | 0 | 0.01 | 0 | 0 | 7.7511 | 0 | 51.6825 | 17.2275
IESO_2_NYISO_A-F | IESO | NYISO_A-F | 2045 | B01 | 10 | 10 | 1725 | 37.81 | 2.55 | 1.19 | 0.49 | 0.65 | 0 | 0.01187 | 0 | 0 | 20.1731 | 6.7244
IESO_2_NYISO_A-F | IESO | NYISO_A-F | 2045 | B02 | 25 | 25 | 1725 | 0 | 0.98 | 0.51 | 0.19 | 0.27 | 0 | 0 | 0 | 0 | 20.1731 | 6.7244
IESO_2_NYISO_A-F | IESO | NYISO_A-F | 2045 | B03 | 75 | 75 | 1725 | 0 | 0.12 | 0.17 | 0.05 | 0.09 | 0 | 0 | 0 | 0 | 20.1731 | 6.7244
IESO_2_NYISO_A-F | IESO | NYISO_A-F | 2045 | B04 | 100 | 100 | 1725 | 0 | 445.54 | 0.14 | 0.05 | 0.07 | 0 | 0 | 0 | 0 | 20.1731 | 6.7244
IESO_2_NYISO_A-F | IESO | NYISO_A-F | 2045 | B05 | 200 | 200 | 1725 | 0 | 809.34 | 0.07 | 0.03 | 0.03 | 0 | 0 | 0 | 0 | 20.1731 | 6.7244
IESO_2_NYISO_A-F | IESO | NYISO_A-F | 2045 | B06 | 300 | 300 | 1725 | 1470.73 | 0.04 | 0.04 | 0.01 | 0.02 | 0 | 0 | 0 | 0 | 20.1731 | 6.7244
IESO_2_NYISO_A-F | IESO | NYISO_A-F | 2045 | B07 | 400 | 400 | 1725 | 651.83 | 1724.78 | 1242.12 | 0.01 | 0.03 | 0 | 1.9823 | 0 | 0 | 20.1731 | 6.7244
IESO_2_NYISO_A-F | IESO | NYISO_A-F | 2045 | B08 | 500 | 500 | 1725 | 994.02 | 1724.89 | 1574.17 | 0.01 | 0.02 | 0 | 2.0535 | 0 | 0 | 20.1731 | 6.7244
IESO_2_NYISO_A-F | IESO | NYISO_A-F | 2045 | B09 | 800 | 800 | 1725 | 1725 | 796.43 | 0.08 | 0.01 | 0.01 | 26.8974 | 0 | 0 | 26.8974 | 20.1731 | 6.7244
IESO_2_NYISO_A-F | IESO | NYISO_A-F | 2045 | B10 | 1262 | 1262 | 1725 | 1185.58 | 1724.99 | 1724.99 | 1342.75 | 1622.71 | 0 | 20.1671 | 6.7184 | 0 | 20.1731 | 6.7244
IESO_2_NYISO_A-F | IESO | NYISO_A-F | 2045 | B11 | 25 | 25 | 1725 | 0 | 0.91 | 0.36 | 0.18 | 0.23 | 0 | 0 | 0 | 0 | 20.1731 | 6.7244
IESO_2_NYISO_A-F | IESO | NYISO_A-F | 2045 | B12 | 200 | 200 | 1725 | 939.88 | 0.14 | 0.05 | 0.02 | 0.03 | 0 | 0 | 0 | 0 | 20.1731 | 6.7244
IESO_2_NYISO_A-F | IESO | NYISO_A-F | 2045 | B13 | 600 | 600 | 1725 | 533.27 | 0.02 | 0.03 | 0.01 | 0.01 | 0 | 0 | 0 | 0 | 20.1731 | 6.7244
IESO_2_NYISO_A-F | IESO | NYISO_A-F | 2045 | B14 | 900 | 0 | 1725 | 0 | 0.01 | 0.01 | 0 | 0.01 | 0 | 0 | 0 | 0 | 20.1731 | 6.7244
IESO_2_NYISO_A-F | IESO | NYISO_A-F | 2045 | B15 | 1203 | 0 | 1725 | 0 | 0.01 | 0.01 | 0 | 0 | 0 | 0 | 0 | 0 | 20.1731 | 6.7244
IESO_2_NYISO_A-F | IESO | NYISO_A-F | 2045 | B16 | 25 | 25 | 1725 | 416.51 | 0.8 | 0.35 | 0.18 | 0.23 | 0 | 0 | 0 | 0 | 20.1731 | 6.7244
IESO_2_NYISO_A-F | IESO | NYISO_A-F | 2045 | B17 | 100 | 100 | 1725 | 334.87 | 0.08 | 0.43 | 0.03 | 0.09 | 0 | 0 | 0 | 0 | 20.1731 | 6.7244
IESO_2_NYISO_A-F | IESO | NYISO_A-F | 2045 | B18 | 400 | 400 | 1725 | 70.23 | 0.04 | 2.69 | 0.01 | 0.03 | 0 | 0 | 0 | 0 | 20.1731 | 6.7244
IESO_2_NYISO_A-F | IESO | NYISO_A-F | 2045 | B19 | 700 | 0 | 1725 | 0 | 0.01 | 0.01 | 0 | 0.01 | 0 | 0 | 0 | 0 | 20.1731 | 6.7244
IESO_2_NYISO_A-F | IESO | NYISO_A-F | 2045 | B20 | 935 | 0 | 1725 | 0 | 0.01 | 0.01 | 0 | 0 | 0 | 0 | 0 | 0 | 20.1731 | 6.7244
IESO_2_NYISO_A-F | IESO | NYISO_A-F | 2050 | B01 | 10 | 10 | 1725 | 517.53 | 4.97 | 0.44 | 0.4 | 0.35 | 0 | 0 | 0 | 0 | 9.3557 | 3.1186
IESO_2_NYISO_A-F | IESO | NYISO_A-F | 2050 | B02 | 25 | 25 | 1725 | 0 | 464.33 | 1401.21 | 0.2 | 0.42 | 0 | 0 | 0 | 0 | 9.3557 | 3.1186
IESO_2_NYISO_A-F | IESO | NYISO_A-F | 2050 | B03 | 75 | 75 | 1725 | 388.2 | 0.05 | 0.08 | 0.03 | 0.06 | 0 | 0 | 0 | 0 | 9.3557 | 3.1186
IESO_2_NYISO_A-F | IESO | NYISO_A-F | 2050 | B04 | 100 | 100 | 1725 | 0 | 0.08 | 0.06 | 0.03 | 0.04 | 0 | 0 | 0 | 0 | 9.3557 | 3.1186
IESO_2_NYISO_A-F | IESO | NYISO_A-F | 2050 | B05 | 200 | 200 | 1725 | 1268.98 | 152.33 | 0.22 | 0.02 | 0.04 | 0 | 0 | 0 | 0 | 9.3557 | 3.1186
IESO_2_NYISO_A-F | IESO | NYISO_A-F | 2050 | B06 | 300 | 300 | 1725 | 14.84 | 485.64 | 0.18 | 0.02 | 0.03 | 0 | 0 | 0 | 0 | 9.3557 | 3.1186
IESO_2_NYISO_A-F | IESO | NYISO_A-F | 2050 | B07 | 400 | 400 | 1725 | 798.95 | 1066.88 | 68.18 | 0.01 | 0.03 | 0 | 0 | 0 | 0 | 9.3557 | 3.1186
IESO_2_NYISO_A-F | IESO | NYISO_A-F | 2050 | B08 | 500 | 500 | 1725 | 1483.45 | 1724.99 | 1724.98 | 315.41 | 389.81 | 0 | 9.3536 | 3.1218 | 0 | 9.3557 | 3.1186
IESO_2_NYISO_A-F | IESO | NYISO_A-F | 2050 | B09 | 800 | 800 | 1725 | 1725 | 1724.99 | 1724.99 | 1714.82 | 708.08 | 21.5915 | 9.3536 | 3.1218 | 8.3769 | 9.3557 | 3.1186
IESO_2_NYISO_A-F | IESO | NYISO_A-F | 2050 | B10 | 1262 | 1262 | 1725 | 1725 | 1725 | 1724.99 | 1665.3 | 2247.14 | 6.6947 | 9.3536 | 3.1218 | 4.0973 | 9.3557 | 3.1186
IESO_2_NYISO_A-F | IESO | NYISO_A-F | 2050 | B11 | 25 | 25 | 1725 | 180.37 | 0.13 | 0.1 | 0.09 | 0.09 | 0 | 0 | 0 | 0 | 9.3557 | 3.1186
IESO_2_NYISO_A-F | IESO | NYISO_A-F | 2050 | B12 | 200 | 200 | 1725 | 1028.4 | 0.08 | 676.61 | 0.02 | 0.05 | 0 | 0 | 0 | 0 | 9.3557 | 3.1186
IESO_2_NYISO_A-F | IESO | NYISO_A-F | 2050 | B13 | 600 | 600 | 1725 | 875.19 | 0.03 | 121.42 | 0.01 | 0.02 | 0 | 0 | 0 | 0 | 9.3557 | 3.1186
IESO_2_NYISO_A-F | IESO | NYISO_A-F | 2050 | B14 | 900 | 0 | 1725 | 26.78 | 0.01 | 0.02 | 0 | 0.01 | 0 | 0 | 0 | 0 | 9.3557 | 3.1186
IESO_2_NYISO_A-F | IESO | NYISO_A-F | 2050 | B15 | 1203 | 0 | 1725 | 0.02 | 0.01 | 0.01 | 0 | 0.01 | 0 | 0 | 0 | 0 | 9.3557 | 3.1186
IESO_2_NYISO_A-F | IESO | NYISO_A-F | 2050 | B16 | 25 | 25 | 1725 | 906.6 | 0.13 | 0.12 | 0.09 | 0.11 | 0 | 0 | 0 | 0 | 9.3557 | 3.1186
IESO_2_NYISO_A-F | IESO | NYISO_A-F | 2050 | B17 | 100 | 100 | 1725 | 1008.11 | 0.04 | 0.14 | 0.02 | 0.06 | 0 | 0 | 0 | 0 | 9.3557 | 3.1186
IESO_2_NYISO_A-F | IESO | NYISO_A-F | 2050 | B18 | 400 | 400 | 1725 | 369.32 | 0.01 | 0.01 | 0.01 | 0.01 | 0 | 0 | 0 | 0 | 9.3557 | 3.1186
IESO_2_NYISO_A-F | IESO | NYISO_A-F | 2050 | B19 | 700 | 0 | 1725 | 0 | 0.01 | 0.01 | 0 | 0 | 0 | 0 | 0 | 0 | 9.3557 | 3.1186
IESO_2_NYISO_A-F | IESO | NYISO_A-F | 2050 | B20 | 935 | 0 | 1725 | 0 | 0 | 0 | 0 | 0 | 0 | 0 | 0 | 0 | 9.3557 | 3.1186
MAPP_CA_2_IESO | MAPP_CA | IESO | 2015 | B01 | 10 | 10 | 330 | 0 | 0.14 | 0.1 | 0.17 | 0.13 | 0 | 0.01187 | 0 | 0 | 0 | 0
MAPP_CA_2_IESO | MAPP_CA | IESO | 2015 | B02 | 25 | 25 | 330 | 0 | 0.06 | 0.04 | 0.07 | 0.05 | 0 | 0 | 0 | 0 | 0 | 0
MAPP_CA_2_IESO | MAPP_CA | IESO | 2015 | B03 | 75 | 75 | 330 | 0 | 0.02 | 0.01 | 0.02 | 0.02 | 0 | 0 | 0 | 0 | 0 | 0
MAPP_CA_2_IESO | MAPP_CA | IESO | 2015 | B04 | 100 | 100 | 330 | 0 | 0.01 | 0.01 | 0.01 | 0.01 | 0 | 0 | 0 | 0 | 0 | 0
MAPP_CA_2_IESO | MAPP_CA | IESO | 2015 | B05 | 200 | 200 | 330 | 0 | 0.01 | 0.01 | 0.01 | 0.01 | 0 | 0 | 0 | 0 | 0 | 0
MAPP_CA_2_IESO | MAPP_CA | IESO | 2015 | B06 | 300 | 0 | 330 | 0 | 0 | 0 | 0 | 0 | 0 | 0 | 0 | 0 | 0 | 0
MAPP_CA_2_IESO | MAPP_CA | IESO | 2015 | B07 | 400 | 0 | 330 | 0 | 0 | 0 | 0 | 0 | 0 | 0 | 0 | 0 | 0 | 0
MAPP_CA_2_IESO | MAPP_CA | IESO | 2015 | B08 | 500 | 0 | 330 | 0 | 0 | 0 | 0 | 0 | 0 | 0 | 0 | 0 | 0 | 0
MAPP_CA_2_IESO | MAPP_CA | IESO | 2015 | B09 | 800 | 0 | 330 | 0 | 0 | 0 | 0 | 0 | 0 | 0 | 0 | 0 | 0 | 0
MAPP_CA_2_IESO | MAPP_CA | IESO | 2015 | B10 | 1262 | 0 | 330 | 0 | 0 | 0 | 0 | 0 | 0 | 0 | 0 | 0 | 0 | 0
MAPP_CA_2_IESO | MAPP_CA | IESO | 2015 | B11 | 25 | 25 | 330 | 0 | 0.05 | 0.04 | 0.06 | 0.05 | 0 | 0 | 0 | 0 | 0 | 0
MAPP_CA_2_IESO | MAPP_CA | IESO | 2015 | B12 | 200 | 200 | 330 | 0 | 0.01 | 0.01 | 0.01 | 0.01 | 0 | 0 | 0 | 0 | 0 | 0
MAPP_CA_2_IESO | MAPP_CA | IESO | 2015 | B13 | 600 | 0 | 330 | 0 | 0 | 0 | 0 | 0 | 0 | 0 | 0 | 0 | 0 | 0
MAPP_CA_2_IESO | MAPP_CA | IESO | 2015 | B14 | 900 | 0 | 330 | 0 | 0 | 0 | 0 | 0 | 0 | 0 | 0 | 0 | 0 | 0
MAPP_CA_2_IESO | MAPP_CA | IESO | 2015 | B15 | 1203 | 0 | 330 | 0 | 0 | 0 | 0 | 0 | 0 | 0 | 0 | 0 | 0 | 0
MAPP_CA_2_IESO | MAPP_CA | IESO | 2015 | B16 | 25 | 25 | 330 | 0 | 0.05 | 0.04 | 0.06 | 0.05 | 0 | 0 | 0 | 0 | 0 | 0
MAPP_CA_2_IESO | MAPP_CA | IESO | 2015 | B17 | 100 | 100 | 330 | 0 | 0.01 | 0.01 | 0.02 | 0.01 | 0 | 0 | 0 | 0 | 0 | 0
MAPP_CA_2_IESO | MAPP_CA | IESO | 2015 | B18 | 400 | 0 | 330 | 0 | 0 | 0 | 0 | 0 | 0 | 0 | 0 | 0 | 0 | 0
MAPP_CA_2_IESO | MAPP_CA | IESO | 2015 | B19 | 700 | 0 | 330 | 0 | 0 | 0 | 0 | 0 | 0 | 0 | 0 | 0 | 0 | 0
MAPP_CA_2_IESO | MAPP_CA | IESO | 2015 | B20 | 935 | 0 | 330 | 0 | 0 | 0 | 0 | 0 | 0 | 0 | 0 | 0 | 0 | 0
MAPP_CA_2_IESO | MAPP_CA | IESO | 2020 | B01 | 10 | 10 | 330 | 0 | 0.14 | 0.11 | 0.16 | 0.13 | 0 | 0.01187 | 0.01187 | 0 | 0 | 0
MAPP_CA_2_IESO | MAPP_CA | IESO | 2020 | B02 | 25 | 25 | 330 | 0 | 0.05 | 0.04 | 0.06 | 0.05 | 0 | 0 | 0 | 0 | 0 | 0
MAPP_CA_2_IESO | MAPP_CA | IESO | 2020 | B03 | 75 | 75 | 330 | 0 | 0.01 | 0.01 | 0.01 | 0.01 | 0 | 0 | 0 | 0 | 0 | 0
MAPP_CA_2_IESO | MAPP_CA | IESO | 2020 | B04 | 100 | 100 | 330 | 0 | 0.01 | 0.01 | 0.01 | 0.01 | 0 | 0 | 0 | 0 | 0 | 0
MAPP_CA_2_IESO | MAPP_CA | IESO | 2020 | B05 | 200 | 0 | 330 | 0 | 0 | 0 | 0 | 0.01 | 0 | 0 | 0 | 0 | 0 | 0
MAPP_CA_2_IESO | MAPP_CA | IESO | 2020 | B06 | 300 | 0 | 330 | 0 | 0 | 0 | 0 | 0 | 0 | 0 | 0 | 0 | 0 | 0
MAPP_CA_2_IESO | MAPP_CA | IESO | 2020 | B07 | 400 | 0 | 330 | 0 | 0 | 0 | 0 | 0 | 0 | 0 | 0 | 0 | 0 | 0
MAPP_CA_2_IESO | MAPP_CA | IESO | 2020 | B08 | 500 | 0 | 330 | 0 | 0 | 0 | 0 | 0 | 0 | 0 | 0 | 0 | 0 | 0
MAPP_CA_2_IESO | MAPP_CA | IESO | 2020 | B09 | 800 | 0 | 330 | 0 | 0 | 0 | 0 | 0 | 0 | 0 | 0 | 0 | 0 | 0
MAPP_CA_2_IESO | MAPP_CA | IESO | 2020 | B10 | 1262 | 0 | 330 | 0 | 0 | 0 | 0 | 0 | 0 | 0 | 0 | 0 | 0 | 0
MAPP_CA_2_IESO | MAPP_CA | IESO | 2020 | B11 | 25 | 25 | 330 | 0 | 0.03 | 0.04 | 0.03 | 0.04 | 0 | 0 | 0 | 0 | 0 | 0
MAPP_CA_2_IESO | MAPP_CA | IESO | 2020 | B12 | 200 | 0 | 330 | 0 | 0 | 0 | 0 | 0.01 | 0 | 0 | 0 | 0 | 0 | 0
MAPP_CA_2_IESO | MAPP_CA | IESO | 2020 | B13 | 600 | 0 | 330 | 0 | 0 | 0 | 0 | 0 | 0 | 0 | 0 | 0 | 0 | 0
MAPP_CA_2_IESO | MAPP_CA | IESO | 2020 | B14 | 900 | 0 | 330 | 0 | 0 | 0 | 0 | 0 | 0 | 0 | 0 | 0 | 0 | 0
MAPP_CA_2_IESO | MAPP_CA | IESO | 2020 | B15 | 1203 | 0 | 330 | 0 | 0 | 0 | 0 | 0 | 0 | 0 | 0 | 0 | 0 | 0
MAPP_CA_2_IESO | MAPP_CA | IESO | 2020 | B16 | 25 | 25 | 330 | 0 | 0.04 | 0.04 | 0.04 | 0.04 | 0 | 0 | 0 | 0 | 0 | 0
MAPP_CA_2_IESO | MAPP_CA | IESO | 2020 | B17 | 100 | 100 | 330 | 0 | 0.01 | 0.01 | 0.01 | 0.01 | 0 | 0 | 0 | 0 | 0 | 0
MAPP_CA_2_IESO | MAPP_CA | IESO | 2020 | B18 | 400 | 0 | 330 | 0 | 0 | 0 | 0 | 0 | 0 | 0 | 0 | 0 | 0 | 0
MAPP_CA_2_IESO | MAPP_CA | IESO | 2020 | B19 | 700 | 0 | 330 | 0 | 0 | 0 | 0 | 0 | 0 | 0 | 0 | 0 | 0 | 0
MAPP_CA_2_IESO | MAPP_CA | IESO | 2020 | B20 | 935 | 0 | 330 | 0 | 0 | 0 | 0 | 0 | 0 | 0 | 0 | 0 | 0 | 0
MAPP_CA_2_IESO | MAPP_CA | IESO | 2025 | B01 | 10 | 10 | 330 | 0 | 0.4 | 0.13 | 0.46 | 0.16 | 0 | 0.01187 | 0.01187 | 0 | 0 | 0
MAPP_CA_2_IESO | MAPP_CA | IESO | 2025 | B02 | 25 | 25 | 330 | 0 | 0.13 | 0.05 | 0.14 | 0.06 | 0 | 0 | 0 | 0 | 0 | 0
MAPP_CA_2_IESO | MAPP_CA | IESO | 2025 | B03 | 75 | 75 | 330 | 0 | 0.02 | 0.02 | 0.02 | 0.02 | 0 | 0 | 0 | 0 | 0 | 0
MAPP_CA_2_IESO | MAPP_CA | IESO | 2025 | B04 | 100 | 100 | 330 | 0 | 0.01 | 0.01 | 0.01 | 0.01 | 0 | 0 | 0 | 0 | 0 | 0
MAPP_CA_2_IESO | MAPP_CA | IESO | 2025 | B05 | 200 | 200 | 330 | 0 | 0 | 0.01 | 0.01 | 0.01 | 0 | 0 | 0 | 0 | 0 | 0
MAPP_CA_2_IESO | MAPP_CA | IESO | 2025 | B06 | 300 | 0 | 330 | 0 | 0 | 0 | 0 | 0 | 0 | 0 | 0 | 0 | 0 | 0
MAPP_CA_2_IESO | MAPP_CA | IESO | 2025 | B07 | 400 | 0 | 330 | 0 | 0 | 0 | 0 | 0 | 0 | 0 | 0 | 0 | 0 | 0
MAPP_CA_2_IESO | MAPP_CA | IESO | 2025 | B08 | 500 | 0 | 330 | 0 | 0 | 0 | 0 | 0 | 0 | 0 | 0 | 0 | 0 | 0
MAPP_CA_2_IESO | MAPP_CA | IESO | 2025 | B09 | 800 | 0 | 330 | 0 | 0 | 0 | 0 | 0 | 0 | 0 | 0 | 0 | 0 | 0
MAPP_CA_2_IESO | MAPP_CA | IESO | 2025 | B10 | 1262 | 0 | 330 | 0 | 0 | 0 | 0 | 0 | 0 | 0 | 0 | 0 | 0 | 0
MAPP_CA_2_IESO | MAPP_CA | IESO | 2025 | B11 | 25 | 25 | 330 | 0 | 0.04 | 0.05 | 0.04 | 0.06 | 0 | 0 | 0 | 0 | 0 | 0
MAPP_CA_2_IESO | MAPP_CA | IESO | 2025 | B12 | 200 | 200 | 330 | 0 | 0.01 | 0.01 | 0.01 | 0.01 | 0 | 0 | 0 | 0 | 0 | 0
MAPP_CA_2_IESO | MAPP_CA | IESO | 2025 | B13 | 600 | 0 | 330 | 0 | 0 | 0 | 0 | 0 | 0 | 0 | 0 | 0 | 0 | 0
MAPP_CA_2_IESO | MAPP_CA | IESO | 2025 | B14 | 900 | 0 | 330 | 0 | 0 | 0 | 0 | 0 | 0 | 0 | 0 | 0 | 0 | 0
MAPP_CA_2_IESO | MAPP_CA | IESO | 2025 | B15 | 1203 | 0 | 330 | 0 | 0 | 0 | 0 | 0 | 0 | 0 | 0 | 0 | 0 | 0
MAPP_CA_2_IESO | MAPP_CA | IESO | 2025 | B16 | 25 | 25 | 330 | 0 | 0.04 | 0.06 | 0.04 | 0.07 | 0 | 0 | 0 | 0 | 0 | 0
MAPP_CA_2_IESO | MAPP_CA | IESO | 2025 | B17 | 100 | 100 | 330 | 0 | 0.01 | 0.02 | 0.01 | 0.02 | 0 | 0 | 0 | 0 | 0 | 0
MAPP_CA_2_IESO | MAPP_CA | IESO | 2025 | B18 | 400 | 0 | 330 | 0 | 0 | 0 | 0 | 0 | 0 | 0 | 0 | 0 | 0 | 0
MAPP_CA_2_IESO | MAPP_CA | IESO | 2025 | B19 | 700 | 0 | 330 | 0 | 0 | 0 | 0 | 0 | 0 | 0 | 0 | 0 | 0 | 0
MAPP_CA_2_IESO | MAPP_CA | IESO | 2025 | B20 | 935 | 0 | 330 | 0 | 0 | 0 | 0 | 0 | 0 | 0 | 0 | 0 | 0 | 0
MAPP_CA_2_IESO | MAPP_CA | IESO | 2030 | B01 | 10 | 10 | 330 | 330 | 329.68 | 0.29 | 208.02 | 0.26 | 20.3452 | 12.5703 | 0.01187 | 1.8496 | 12.5719 | 4.1906
MAPP_CA_2_IESO | MAPP_CA | IESO | 2030 | B02 | 25 | 25 | 330 | 330 | 329.75 | 0.12 | 0.34 | 0.1 | 22.2088 | 6.1012 | 0 | 5.0474 | 12.5719 | 4.1906
MAPP_CA_2_IESO | MAPP_CA | IESO | 2030 | B03 | 75 | 75 | 330 | 330 | 0.05 | 0.04 | 0.03 | 0.03 | 14.4695 | 0 | 0 | 9.8656 | 12.5719 | 4.1906
MAPP_CA_2_IESO | MAPP_CA | IESO | 2030 | B04 | 100 | 100 | 330 | 253.93 | 0.04 | 0.03 | 0.02 | 0.02 | 0 | 0 | 0 | 0 | 12.5719 | 4.1906
MAPP_CA_2_IESO | MAPP_CA | IESO | 2030 | B05 | 200 | 200 | 330 | 0 | 0.01 | 0.01 | 0.01 | 0.01 | 0 | 0 | 0 | 0 | 12.5719 | 4.1906
MAPP_CA_2_IESO | MAPP_CA | IESO | 2030 | B06 | 300 | 0 | 330 | 0 | 0.01 | 0.01 | 0 | 0.01 | 0 | 0 | 0 | 0 | 12.5719 | 4.1906
MAPP_CA_2_IESO | MAPP_CA | IESO | 2030 | B07 | 400 | 0 | 330 | 0 | 0.01 | 0.01 | 0 | 0.01 | 0 | 0 | 0 | 0 | 12.5719 | 4.1906
MAPP_CA_2_IESO | MAPP_CA | IESO | 2030 | B08 | 500 | 0 | 330 | 0 | 0.01 | 0.01 | 0 | 0.01 | 0 | 0 | 0 | 0 | 12.5719 | 4.1906
MAPP_CA_2_IESO | MAPP_CA | IESO | 2030 | B09 | 800 | 0 | 330 | 0 | 0.01 | 0 | 0 | 0 | 0 | 0 | 0 | 0 | 12.5719 | 4.1906
MAPP_CA_2_IESO | MAPP_CA | IESO | 2030 | B10 | 1262 | 0 | 330 | 0 | 0 | 0 | 0 | 0 | 0 | 0 | 0 | 0 | 12.5719 | 4.1906
MAPP_CA_2_IESO | MAPP_CA | IESO | 2030 | B11 | 25 | 25 | 330 | 146.34 | 0.32 | 0.13 | 0.11 | 0.11 | 0 | 0.01187 | 0 | 0 | 12.5719 | 4.1906
MAPP_CA_2_IESO | MAPP_CA | IESO | 2030 | B12 | 200 | 200 | 330 | 63.23 | 0.08 | 0.03 | 0.02 | 0.02 | 0 | 0 | 0 | 0 | 12.5719 | 4.1906
MAPP_CA_2_IESO | MAPP_CA | IESO | 2030 | B13 | 600 | 600 | 330 | 84.99 | 0.03 | 0.01 | 0.01 | 0 | 0 | 0 | 0 | 0 | 12.5719 | 4.1906
MAPP_CA_2_IESO | MAPP_CA | IESO | 2030 | B14 | 900 | 0 | 330 | 218.36 | 0.02 | 0.01 | 0 | 0 | 0 | 0 | 0 | 0 | 12.5719 | 4.1906
MAPP_CA_2_IESO | MAPP_CA | IESO | 2030 | B15 | 1203 | 0 | 330 | 252.59 | 0.02 | 0.01 | 0 | 0 | 0 | 0 | 0 | 0 | 12.5719 | 4.1906
MAPP_CA_2_IESO | MAPP_CA | IESO | 2030 | B16 | 25 | 25 | 330 | 0 | 172.17 | 0.12 | 0.16 | 0.1 | 0 | 0.01187 | 0 | 0 | 12.5719 | 4.1906
MAPP_CA_2_IESO | MAPP_CA | IESO | 2030 | B17 | 100 | 100 | 330 | 0 | 160.95 | 0.03 | 0.04 | 0.03 | 0 | 0 | 0 | 0 | 12.5719 | 4.1906
MAPP_CA_2_IESO | MAPP_CA | IESO | 2030 | B18 | 400 | 400 | 330 | 0 | 186.18 | 0.01 | 0.01 | 0.01 | 0 | 0 | 0 | 0 | 12.5719 | 4.1906
MAPP_CA_2_IESO | MAPP_CA | IESO | 2030 | B19 | 700 | 700 | 330 | 0 | 207.14 | 0.01 | 0.01 | 0 | 0 | 0 | 0 | 0 | 12.5719 | 4.1906
MAPP_CA_2_IESO | MAPP_CA | IESO | 2030 | B20 | 935 | 0 | 330 | 0 | 235.56 | 0.01 | 0 | 0 | 0 | 0 | 0 | 0 | 12.5719 | 4.1906
MAPP_CA_2_IESO | MAPP_CA | IESO | 2035 | B01 | 10 | 10 | 330 | 330 | 8.52 | 0.38 | 0.3 | 0.29 | 44.3819 | 0.02374 | 0.01187 | 2.1134 | 21.6242 | 7.2081
MAPP_CA_2_IESO | MAPP_CA | IESO | 2035 | B02 | 25 | 25 | 330 | 330 | 5.05 | 0.2 | 0.12 | 0.13 | 57.3915 | 0.01187 | 0.01187 | 6.8323 | 21.6242 | 7.2081
MAPP_CA_2_IESO | MAPP_CA | IESO | 2035 | B03 | 75 | 75 | 330 | 330 | 0.1 | 0.07 | 0.03 | 0.04 | 44.3819 | 0 | 0 | 15.8507 | 21.6242 | 7.2081
MAPP_CA_2_IESO | MAPP_CA | IESO | 2035 | B04 | 100 | 100 | 330 | 330 | 0.2 | 0.04 | 0.03 | 0.03 | 8.4752 | 0 | 0 | 4.0358 | 21.6242 | 7.2081
MAPP_CA_2_IESO | MAPP_CA | IESO | 2035 | B05 | 200 | 200 | 330 | 0 | 0.04 | 0.02 | 0.01 | 0.01 | 0 | 0 | 0 | 0 | 21.6242 | 7.2081
MAPP_CA_2_IESO | MAPP_CA | IESO | 2035 | B06 | 300 | 300 | 330 | 0 | 0.03 | 0.02 | 0.01 | 0.01 | 0 | 0 | 0 | 0 | 21.6242 | 7.2081
MAPP_CA_2_IESO | MAPP_CA | IESO | 2035 | B07 | 400 | 400 | 330 | 0 | 0.02 | 0.01 | 0.01 | 0.01 | 0 | 0 | 0 | 0 | 21.6242 | 7.2081
MAPP_CA_2_IESO | MAPP_CA | IESO | 2035 | B08 | 500 | 0 | 330 | 0 | 0.01 | 0.01 | 0 | 0.01 | 0 | 0 | 0 | 0 | 21.6242 | 7.2081
MAPP_CA_2_IESO | MAPP_CA | IESO | 2035 | B09 | 800 | 0 | 330 | 0 | 0 | 0 | 0 | 0 | 0 | 0 | 0 | 0 | 21.6242 | 7.2081
MAPP_CA_2_IESO | MAPP_CA | IESO | 2035 | B10 | 1262 | 0 | 330 | 0 | 0 | 0 | 0 | 0 | 0 | 0 | 0 | 0 | 21.6242 | 7.2081
MAPP_CA_2_IESO | MAPP_CA | IESO | 2035 | B11 | 25 | 25 | 330 | 0 | 0.21 | 0.17 | 0.09 | 0.12 | 0 | 0.01187 | 0.01187 | 0 | 21.6242 | 7.2081
MAPP_CA_2_IESO | MAPP_CA | IESO | 2035 | B12 | 200 | 200 | 330 | 0 | 0.02 | 0.02 | 0.01 | 0.01 | 0 | 0 | 0 | 0 | 21.6242 | 7.2081
MAPP_CA_2_IESO | MAPP_CA | IESO | 2035 | B13 | 600 | 0 | 330 | 0 | 0.01 | 0.01 | 0 | 0 | 0 | 0 | 0 | 0 | 21.6242 | 7.2081
MAPP_CA_2_IESO | MAPP_CA | IESO | 2035 | B14 | 900 | 0 | 330 | 0 | 0 | 0 | 0 | 0 | 0 | 0 | 0 | 0 | 21.6242 | 7.2081
MAPP_CA_2_IESO | MAPP_CA | IESO | 2035 | B15 | 1203 | 0 | 330 | 0 | 0 | 0 | 0 | 0 | 0 | 0 | 0 | 0 | 21.6242 | 7.2081
MAPP_CA_2_IESO | MAPP_CA | IESO | 2035 | B16 | 25 | 25 | 330 | 0 | 0.13 | 0.13 | 0.07 | 0.1 | 0 | 0.01187 | 0.01187 | 0 | 21.6242 | 7.2081
MAPP_CA_2_IESO | MAPP_CA | IESO | 2035 | B17 | 100 | 100 | 330 | 0 | 0.03 | 0.03 | 0.02 | 0.03 | 0 | 0 | 0 | 0 | 21.6242 | 7.2081
MAPP_CA_2_IESO | MAPP_CA | IESO | 2035 | B18 | 400 | 0 | 330 | 0 | 0.01 | 0.01 | 0 | 0.01 | 0 | 0 | 0 | 0 | 21.6242 | 7.2081
MAPP_CA_2_IESO | MAPP_CA | IESO | 2035 | B19 | 700 | 0 | 330 | 0 | 0 | 0.01 | 0 | 0 | 0 | 0 | 0 | 0 | 21.6242 | 7.2081
MAPP_CA_2_IESO | MAPP_CA | IESO | 2035 | B20 | 935 | 0 | 330 | 0 | 0 | 0 | 0 | 0 | 0 | 0 | 0 | 0 | 21.6242 | 7.2081
MAPP_CA_2_IESO | MAPP_CA | IESO | 2040 | B01 | 10 | 10 | 330 | 330 | 329.45 | 1.08 | 1755.68 | 0.77 | 122.6171 | 11.2765 | 0.02374 | 0.36734 | 11.2533 | 3.7511
MAPP_CA_2_IESO | MAPP_CA | IESO | 2040 | B02 | 25 | 25 | 330 | 330 | 329.76 | 0.56 | 1766.24 | 0.34 | 192.8044 | 11.2646 | 0.01187 | 1.444 | 11.2533 | 3.7511
MAPP_CA_2_IESO | MAPP_CA | IESO | 2040 | B03 | 75 | 75 | 330 | 330 | 329.88 | 0.18 | 0.32 | 0.11 | 115.6375 | 7.9529 | 0 | 2.5982 | 11.2533 | 3.7511
MAPP_CA_2_IESO | MAPP_CA | IESO | 2040 | B04 | 100 | 100 | 330 | 330 | 325.19 | 0.13 | 0.13 | 0.08 | 108.6224 | 0.10683 | 0 | 3.2541 | 11.2533 | 3.7511
MAPP_CA_2_IESO | MAPP_CA | IESO | 2040 | B05 | 200 | 200 | 330 | 330 | 0.08 | 0.07 | 0.03 | 0.04 | 17.0572 | 0 | 0 | 1.022 | 11.2533 | 3.7511
MAPP_CA_2_IESO | MAPP_CA | IESO | 2040 | B06 | 300 | 300 | 330 | 193.58 | 0.04 | 0.05 | 0.02 | 0.03 | 0 | 0 | 0 | 0 | 11.2533 | 3.7511
MAPP_CA_2_IESO | MAPP_CA | IESO | 2040 | B07 | 400 | 400 | 330 | 154.89 | 329.94 | 0.04 | 0.04 | 0.02 | 0 | 3.466 | 0 | 0 | 11.2533 | 3.7511
MAPP_CA_2_IESO | MAPP_CA | IESO | 2040 | B08 | 500 | 500 | 330 | 144.75 | 329.98 | 0.04 | 1050.17 | 0.02 | 0 | 11.2528 | 0 | 0 | 11.2533 | 3.7511
MAPP_CA_2_IESO | MAPP_CA | IESO | 2040 | B09 | 800 | 800 | 330 | 139.85 | 329.98 | 0.02 | 1070.79 | 0.01 | 0 | 11.2528 | 0 | 0 | 11.2533 | 3.7511
MAPP_CA_2_IESO | MAPP_CA | IESO | 2040 | B10 | 1262 | 1262 | 330 | 147.86 | 329.97 | 0 | 0.01 | 0 | 0 | 4.5106 | 0 | 0 | 11.2533 | 3.7511
MAPP_CA_2_IESO | MAPP_CA | IESO | 2040 | B11 | 25 | 25 | 330 | 330 | 329.76 | 0.63 | 1209.86 | 0.35 | 5.0922 | 11.2646 | 0.01187 | 0.038138 | 11.2533 | 3.7511
MAPP_CA_2_IESO | MAPP_CA | IESO | 2040 | B12 | 200 | 200 | 330 | 330 | 329.97 | 0.09 | 1000.42 | 0.05 | 36.0017 | 11.2528 | 0 | 2.1571 | 11.2533 | 3.7511
MAPP_CA_2_IESO | MAPP_CA | IESO | 2040 | B13 | 600 | 600 | 330 | 330 | 329.99 | 0.03 | 659.08 | 0.02 | 5.0922 | 11.2528 | 0 | 0.91532 | 11.2533 | 3.7511
MAPP_CA_2_IESO | MAPP_CA | IESO | 2040 | B14 | 900 | 900 | 330 | 330 | 329.99 | 0.02 | 663.16 | 0.01 | 5.0922 | 11.2528 | 0 | 1.373 | 11.2533 | 3.7511
MAPP_CA_2_IESO | MAPP_CA | IESO | 2040 | B15 | 1203 | 1203 | 330 | 330 | 329.99 | 0.01 | 0.01 | 0.01 | 5.0922 | 4.5106 | 0 | 1.8352 | 11.2533 | 3.7511
MAPP_CA_2_IESO | MAPP_CA | IESO | 2040 | B16 | 25 | 25 | 330 | 296.66 | 329.76 | 0.63 | 463.37 | 0.35 | 0 | 11.2646 | 0.01187 | 0 | 11.2533 | 3.7511
MAPP_CA_2_IESO | MAPP_CA | IESO | 2040 | B17 | 100 | 100 | 330 | 163.29 | 329.93 | 0.17 | 120.46 | 0.09 | 0 | 11.2528 | 0 | 0 | 11.2533 | 3.7511
MAPP_CA_2_IESO | MAPP_CA | IESO | 2040 | B18 | 400 | 400 | 330 | 0 | 329.98 | 0.05 | 131.75 | 0.02 | 0 | 11.2528 | 0 | 0 | 11.2533 | 3.7511
MAPP_CA_2_IESO | MAPP_CA | IESO | 2040 | B19 | 700 | 700 | 330 | 0 | 329.99 | 0.03 | 109.73 | 0.01 | 0 | 11.2528 | 0 | 0 | 11.2533 | 3.7511
MAPP_CA_2_IESO | MAPP_CA | IESO | 2040 | B20 | 935 | 935 | 330 | 226.92 | 329.98 | 0.01 | 0.01 | 0.01 | 0 | 4.5106 | 0 | 0 | 11.2533 | 3.7511
MAPP_CA_2_IESO | MAPP_CA | IESO | 2045 | B01 | 10 | 10 | 330 | 330 | 329.88 | 329.71 | 1477.62 | 1474.57 | 165.1711 | 61.7833 | 20.6063 | 0.25026 | 61.758 | 20.586
MAPP_CA_2_IESO | MAPP_CA | IESO | 2045 | B02 | 25 | 25 | 330 | 330 | 329.95 | 329.88 | 1486.9 | 1485.69 | 321.9619 | 61.7715 | 20.5945 | 1.2196 | 61.758 | 20.586
MAPP_CA_2_IESO | MAPP_CA | IESO | 2045 | B03 | 75 | 75 | 330 | 330 | 329.98 | 329.96 | 1350.11 | 1349.63 | 286.3163 | 61.7596 | 20.5945 | 3.2536 | 61.758 | 20.586
MAPP_CA_2_IESO | MAPP_CA | IESO | 2045 | B04 | 100 | 100 | 330 | 330 | 329.99 | 329.97 | 1224.41 | 1224.03 | 190.2405 | 61.7596 | 20.5826 | 2.8824 | 61.758 | 20.586
MAPP_CA_2_IESO | MAPP_CA | IESO | 2045 | B05 | 200 | 200 | 330 | 330 | 329.99 | 329.98 | 1105.23 | 1105.03 | 182.7387 | 61.7596 | 20.5826 | 5.5375 | 61.758 | 20.586
MAPP_CA_2_IESO | MAPP_CA | IESO | 2045 | B06 | 300 | 300 | 330 | 330 | 330 | 329.99 | 971.48 | 612.6 | 165.4915 | 61.7596 | 20.5826 | 7.5223 | 61.758 | 20.586
MAPP_CA_2_IESO | MAPP_CA | IESO | 2045 | B07 | 400 | 400 | 330 | 330 | 330 | 329.99 | 915.55 | 915.52 | 146.7132 | 61.7596 | 20.5826 | 8.8917 | 61.758 | 20.586
MAPP_CA_2_IESO | MAPP_CA | IESO | 2045 | B08 | 500 | 500 | 330 | 330 | 330 | 329.99 | 795.91 | 795.91 | 138.4873 | 61.7596 | 20.5826 | 10.4915 | 61.758 | 20.586
MAPP_CA_2_IESO | MAPP_CA | IESO | 2045 | B09 | 800 | 800 | 330 | 330 | 330 | 330 | 829.19 | 829.18 | 104.4085 | 61.7596 | 20.5826 | 12.6556 | 61.758 | 20.586
MAPP_CA_2_IESO | MAPP_CA | IESO | 2045 | B10 | 1262 | 0 | 330 | 330 | 330 | 329.99 | 0 | 0.01 | 104.4085 | 30.3635 | 10.1251 | 19.9642 | 61.758 | 20.586
MAPP_CA_2_IESO | MAPP_CA | IESO | 2045 | B11 | 25 | 25 | 330 | 330 | 329.95 | 329.88 | 956.8 | 956.69 | 52.3586 | 61.7715 | 20.5945 | 0.19833 | 61.758 | 20.586
MAPP_CA_2_IESO | MAPP_CA | IESO | 2045 | B12 | 200 | 200 | 330 | 330 | 329.99 | 329.98 | 386.53 | 386.66 | 18.8614 | 61.7596 | 20.5826 | 0.57156 | 61.758 | 20.586
MAPP_CA_2_IESO | MAPP_CA | IESO | 2045 | B13 | 600 | 600 | 330 | 330 | 329.99 | 329.99 | 0.01 | 391.39 | 12.7959 | 30.8739 | 20.5826 | 1.1633 | 61.758 | 20.586
MAPP_CA_2_IESO | MAPP_CA | IESO | 2045 | B14 | 900 | 0 | 330 | 330 | 330 | 329.99 | 0 | 0.01 | 24.2979 | 25.2475 | 7.6799 | 3.3133 | 61.758 | 20.586
MAPP_CA_2_IESO | MAPP_CA | IESO | 2045 | B15 | 1203 | 0 | 330 | 330 | 330 | 329.99 | 0 | 0.01 | 24.2979 | 25.2475 | 7.6799 | 4.4288 | 61.758 | 20.586
MAPP_CA_2_IESO | MAPP_CA | IESO | 2045 | B16 | 25 | 25 | 330 | 319.7 | 329.95 | 329.87 | 162.91 | 162.87 | 0 | 61.7477 | 20.5826 | 0 | 61.758 | 20.586
MAPP_CA_2_IESO | MAPP_CA | IESO | 2045 | B17 | 100 | 100 | 330 | 256.12 | 329.96 | 329.92 | 0.03 | 0.07 | 0 | 24.4522 | 7.5731 | 0 | 61.758 | 20.586
MAPP_CA_2_IESO | MAPP_CA | IESO | 2045 | B18 | 400 | 400 | 330 | 0 | 329.99 | 329.97 | 0.01 | 0.02 | 0 | 19.8941 | 6.2199 | 0 | 61.758 | 20.586
MAPP_CA_2_IESO | MAPP_CA | IESO | 2045 | B19 | 700 | 0 | 330 | 0 | 329.99 | 329.99 | 0 | 0.01 | 0 | 14.0066 | 7.5731 | 0 | 61.758 | 20.586
MAPP_CA_2_IESO | MAPP_CA | IESO | 2045 | B20 | 935 | 0 | 330 | 117.27 | 330 | 329.99 | 0 | 0.01 | 0 | 26.2564 | 12.2617 | 0 | 61.758 | 20.586
MAPP_CA_2_IESO | MAPP_CA | IESO | 2050 | B01 | 10 | 10 | 330 | 330 | 329.98 | 329.9 | 1598.25 | 0.55 | 333.9268 | 90.4613 | 23.6925 | 0.54519 | 90.4467 | 30.1489
MAPP_CA_2_IESO | MAPP_CA | IESO | 2050 | B02 | 25 | 25 | 330 | 330 | 329.99 | 329.96 | 1608.6 | 1.13 | 523.8706 | 90.4494 | 29.1409 | 2.1382 | 90.4467 | 30.1489
MAPP_CA_2_IESO | MAPP_CA | IESO | 2050 | B03 | 75 | 75 | 330 | 330 | 330 | 329.99 | 765.09 | 0.27 | 405.7285 | 90.4494 | 28.6304 | 4.9681 | 90.4467 | 30.1489
MAPP_CA_2_IESO | MAPP_CA | IESO | 2050 | B04 | 100 | 100 | 330 | 330 | 330 | 329.99 | 365.2 | 0.06 | 353.0019 | 90.4494 | 23.0872 | 5.7633 | 90.4467 | 30.1489
MAPP_CA_2_IESO | MAPP_CA | IESO | 2050 | B05 | 200 | 200 | 330 | 330 | 330 | 329.99 | 0.04 | 0.03 | 340.123 | 85.0129 | 23.6569 | 11.1061 | 90.4467 | 30.1489
MAPP_CA_2_IESO | MAPP_CA | IESO | 2050 | B06 | 300 | 300 | 330 | 330 | 330 | 330 | 0.02 | 0.02 | 288.7378 | 79.897 | 23.6925 | 14.1423 | 90.4467 | 30.1489
MAPP_CA_2_IESO | MAPP_CA | IESO | 2050 | B07 | 400 | 400 | 330 | 330 | 330 | 330 | 1030.21 | 0.02 | 286.4587 | 90.4494 | 26.1259 | 18.7075 | 90.4467 | 30.1489
MAPP_CA_2_IESO | MAPP_CA | IESO | 2050 | B08 | 500 | 500 | 330 | 330 | 330 | 330 | 907.18 | 0.02 | 196.7334 | 90.4494 | 26.019 | 16.0599 | 90.4467 | 30.1489
MAPP_CA_2_IESO | MAPP_CA | IESO | 2050 | B09 | 800 | 800 | 330 | 330 | 330 | 330 | 934.82 | 0.01 | 111.6017 | 90.4494 | 26.114 | 14.5766 | 90.4467 | 30.1489
MAPP_CA_2_IESO | MAPP_CA | IESO | 2050 | B10 | 1262 | 0 | 330 | 330 | 330 | 330 | 0 | 0 | 111.6017 | 31.7523 | 10.5762 | 22.9945 | 90.4467 | 30.1489
MAPP_CA_2_IESO | MAPP_CA | IESO | 2050 | B11 | 25 | 25 | 330 | 330 | 329.99 | 329.96 | 1067 | 0.22 | 50.3644 | 90.4494 | 24.108 | 0.20557 | 90.4467 | 30.1489
MAPP_CA_2_IESO | MAPP_CA | IESO | 2050 | B12 | 200 | 200 | 330 | 330 | 330 | 329.99 | 0.01 | 0.02 | 3.2168 | 50.7205 | 18.2798 | 0.10504 | 90.4467 | 30.1489
MAPP_CA_2_IESO | MAPP_CA | IESO | 2050 | B13 | 600 | 0 | 330 | 238.22 | 330 | 330 | 0 | 0 | 0 | 26.6244 | 13.9116 | 0 | 90.4467 | 30.1489
MAPP_CA_2_IESO | MAPP_CA | IESO | 2050 | B14 | 900 | 0 | 330 | 330 | 330 | 329.99 | 0 | 0 | 26.9924 | 26.6244 | 4.2851 | 3.9662 | 90.4467 | 30.1489
MAPP_CA_2_IESO | MAPP_CA | IESO | 2050 | B15 | 1203 | 0 | 330 | 330 | 330 | 329.99 | 0 | 0 | 26.9924 | 26.6244 | 4.2851 | 5.3015 | 90.4467 | 30.1489
MAPP_CA_2_IESO | MAPP_CA | IESO | 2050 | B16 | 25 | 25 | 330 | 330 | 329.99 | 329.96 | 0.56 | 0.3 | 3.7865 | 88.3722 | 26.1259 | 0.015455 | 90.4467 | 30.1489
MAPP_CA_2_IESO | MAPP_CA | IESO | 2050 | B17 | 100 | 100 | 330 | 329.83 | 329.98 | 329.97 | 0.01 | 0.02 | 0.01187 | 23.1346 | 9.5672 | 0.0001938 | 90.4467 | 30.1489
MAPP_CA_2_IESO | MAPP_CA | IESO | 2050 | B18 | 400 | 0 | 330 | 9.39 | 329.99 | 329.99 | 0 | 0 | 0 | 15.8227 | 7.3119 | 0 | 90.4467 | 30.1489
MAPP_CA_2_IESO | MAPP_CA | IESO | 2050 | B19 | 700 | 0 | 330 | 20.09 | 330 | 329.99 | 0 | 0 | 0 | 27.6808 | 3.4186 | 0 | 90.4467 | 30.1489
MAPP_CA_2_IESO | MAPP_CA | IESO | 2050 | B20 | 935 | 0 | 330 | 212.8 | 330 | 329.99 | 0 | 0 | 0 | 27.6808 | 3.4186 | 0 | 90.4467 | 30.1489
MAPP_CA_2_MAPP_US | MAPP_CA | MAPP_US | 2015 | B01 | 10 | 10 | 372 | 0 | 0.16 | 0.12 | 0.2 | 0.15 | 0 | 0.01187 | 0 | 0 | 0 | 0
MAPP_CA_2_MAPP_US | MAPP_CA | MAPP_US | 2015 | B02 | 25 | 25 | 372 | 0 | 0.07 | 0.05 | 0.08 | 0.06 | 0 | 0 | 0 | 0 | 0 | 0
MAPP_CA_2_MAPP_US | MAPP_CA | MAPP_US | 2015 | B03 | 75 | 75 | 372 | 0 | 0.03 | 0.02 | 0.03 | 0.02 | 0 | 0 | 0 | 0 | 0 | 0
MAPP_CA_2_MAPP_US | MAPP_CA | MAPP_US | 2015 | B04 | 100 | 100 | 372 | 0 | 0.02 | 0.02 | 0.02 | 0.02 | 0 | 0 | 0 | 0 | 0 | 0
MAPP_CA_2_MAPP_US | MAPP_CA | MAPP_US | 2015 | B05 | 200 | 200 | 372 | 0 | 0.02 | 0.01 | 0.02 | 0.01 | 0 | 0 | 0 | 0 | 0 | 0
MAPP_CA_2_MAPP_US | MAPP_CA | MAPP_US | 2015 | B06 | 300 | 300 | 372 | 0 | 0.01 | 0.01 | 0.01 | 0.01 | 0 | 0 | 0 | 0 | 0 | 0
MAPP_CA_2_MAPP_US | MAPP_CA | MAPP_US | 2015 | B07 | 400 | 400 | 372 | 0 | 0.01 | 0.01 | 0.01 | 0.01 | 0 | 0 | 0 | 0 | 0 | 0
MAPP_CA_2_MAPP_US | MAPP_CA | MAPP_US | 2015 | B08 | 500 | 500 | 372 | 0 | 0.01 | 0 | 0.01 | 0 | 0 | 0 | 0 | 0 | 0 | 0
MAPP_CA_2_MAPP_US | MAPP_CA | MAPP_US | 2015 | B09 | 800 | 0 | 372 | 0 | 0 | 0 | 0 | 0 | 0 | 0 | 0 | 0 | 0 | 0
MAPP_CA_2_MAPP_US | MAPP_CA | MAPP_US | 2015 | B10 | 1262 | 0 | 372 | 0 | 0 | 0 | 0 | 0 | 0 | 0 | 0 | 0 | 0 | 0
MAPP_CA_2_MAPP_US | MAPP_CA | MAPP_US | 2015 | B11 | 25 | 25 | 372 | 0 | 0.11 | 0.09 | 0.13 | 0.1 | 0 | 0 | 0 | 0 | 0 | 0
MAPP_CA_2_MAPP_US | MAPP_CA | MAPP_US | 2015 | B12 | 200 | 200 | 372 | 0 | 0.01 | 0.01 | 0.01 | 0.01 | 0 | 0 | 0 | 0 | 0 | 0
MAPP_CA_2_MAPP_US | MAPP_CA | MAPP_US | 2015 | B13 | 600 | 0 | 372 | 0 | 0 | 0 | 0 | 0 | 0 | 0 | 0 | 0 | 0 | 0
MAPP_CA_2_MAPP_US | MAPP_CA | MAPP_US | 2015 | B14 | 900 | 0 | 372 | 0 | 0 | 0 | 0 | 0 | 0 | 0 | 0 | 0 | 0 | 0
MAPP_CA_2_MAPP_US | MAPP_CA | MAPP_US | 2015 | B15 | 1203 | 0 | 372 | 0 | 0 | 0 | 0 | 0 | 0 | 0 | 0 | 0 | 0 | 0
MAPP_CA_2_MAPP_US | MAPP_CA | MAPP_US | 2015 | B16 | 25 | 25 | 372 | 0 | 0.07 | 0.05 | 0.08 | 0.06 | 0 | 0 | 0 | 0 | 0 | 0
MAPP_CA_2_MAPP_US | MAPP_CA | MAPP_US | 2015 | B17 | 100 | 100 | 372 | 0 | 0.02 | 0.01 | 0.02 | 0.01 | 0 | 0 | 0 | 0 | 0 | 0
MAPP_CA_2_MAPP_US | MAPP_CA | MAPP_US | 2015 | B18 | 400 | 400 | 372 | 0 | 0.01 | 0 | 0.01 | 0 | 0 | 0 | 0 | 0 | 0 | 0
MAPP_CA_2_MAPP_US | MAPP_CA | MAPP_US | 2015 | B19 | 700 | 700 | 372 | 0 | 0.01 | 0 | 0.01 | 0 | 0 | 0 | 0 | 0 | 0 | 0
MAPP_CA_2_MAPP_US | MAPP_CA | MAPP_US | 2015 | B20 | 935 | 935 | 372 | 0 | 0.01 | 0.01 | 0.01 | 0.01 | 0 | 0 | 0 | 0 | 0 | 0
MAPP_CA_2_MAPP_US | MAPP_CA | MAPP_US | 2020 | B01 | 10 | 10 | 372 | 0 | 0.19 | 0.14 | 0.24 | 0.18 | 0 | 0.01187 | 0.01187 | 0 | 0 | 0
MAPP_CA_2_MAPP_US | MAPP_CA | MAPP_US | 2020 | B02 | 25 | 25 | 372 | 0 | 0.08 | 0.06 | 0.09 | 0.07 | 0 | 0 | 0 | 0 | 0 | 0
MAPP_CA_2_MAPP_US | MAPP_CA | MAPP_US | 2020 | B03 | 75 | 75 | 372 | 0 | 0.03 | 0.02 | 0.03 | 0.02 | 0 | 0 | 0 | 0 | 0 | 0
MAPP_CA_2_MAPP_US | MAPP_CA | MAPP_US | 2020 | B04 | 100 | 100 | 372 | 0 | 0.02 | 0.02 | 0.02 | 0.02 | 0 | 0 | 0 | 0 | 0 | 0
MAPP_CA_2_MAPP_US | MAPP_CA | MAPP_US | 2020 | B05 | 200 | 200 | 372 | 0 | 0.01 | 0.01 | 0.01 | 0.01 | 0 | 0 | 0 | 0 | 0 | 0
MAPP_CA_2_MAPP_US | MAPP_CA | MAPP_US | 2020 | B06 | 300 | 300 | 372 | 0 | 0.01 | 0.01 | 0.01 | 0.01 | 0 | 0 | 0 | 0 | 0 | 0
MAPP_CA_2_MAPP_US | MAPP_CA | MAPP_US | 2020 | B07 | 400 | 400 | 372 | 0 | 0.01 | 0 | 0.01 | 0 | 0 | 0 | 0 | 0 | 0 | 0
MAPP_CA_2_MAPP_US | MAPP_CA | MAPP_US | 2020 | B08 | 500 | 0 | 372 | 0 | 0 | 0 | 0 | 0 | 0 | 0 | 0 | 0 | 0 | 0
MAPP_CA_2_MAPP_US | MAPP_CA | MAPP_US | 2020 | B09 | 800 | 0 | 372 | 0 | 0 | 0 | 0 | 0 | 0 | 0 | 0 | 0 | 0 | 0
MAPP_CA_2_MAPP_US | MAPP_CA | MAPP_US | 2020 | B10 | 1262 | 0 | 372 | 0 | 0 | 0 | 0 | 0 | 0 | 0 | 0 | 0 | 0 | 0
MAPP_CA_2_MAPP_US | MAPP_CA | MAPP_US | 2020 | B11 | 25 | 25 | 372 | 0 | 0.08 | 0.06 | 0.09 | 0.07 | 0 | 0 | 0 | 0 | 0 | 0
MAPP_CA_2_MAPP_US | MAPP_CA | MAPP_US | 2020 | B12 | 200 | 200 | 372 | 0 | 0.01 | 0.01 | 0.01 | 0.01 | 0 | 0 | 0 | 0 | 0 | 0
MAPP_CA_2_MAPP_US | MAPP_CA | MAPP_US | 2020 | B13 | 600 | 0 | 372 | 0 | 0 | 0 | 0 | 0 | 0 | 0 | 0 | 0 | 0 | 0
MAPP_CA_2_MAPP_US | MAPP_CA | MAPP_US | 2020 | B14 | 900 | 0 | 372 | 0 | 0 | 0 | 0 | 0 | 0 | 0 | 0 | 0 | 0 | 0
MAPP_CA_2_MAPP_US | MAPP_CA | MAPP_US | 2020 | B15 | 1203 | 0 | 372 | 0 | 0 | 0 | 0 | 0 | 0 | 0 | 0 | 0 | 0 | 0
MAPP_CA_2_MAPP_US | MAPP_CA | MAPP_US | 2020 | B16 | 25 | 25 | 372 | 0 | 0.07 | 0.06 | 0.09 | 0.07 | 0 | 0 | 0 | 0 | 0 | 0
MAPP_CA_2_MAPP_US | MAPP_CA | MAPP_US | 2020 | B17 | 100 | 100 | 372 | 0 | 0.02 | 0.02 | 0.02 | 0.02 | 0 | 0 | 0 | 0 | 0 | 0
MAPP_CA_2_MAPP_US | MAPP_CA | MAPP_US | 2020 | B18 | 400 | 400 | 372 | 0 | 0.01 | 0 | 0.01 | 0 | 0 | 0 | 0 | 0 | 0 | 0
MAPP_CA_2_MAPP_US | MAPP_CA | MAPP_US | 2020 | B19 | 700 | 0 | 372 | 0 | 0 | 0 | 0 | 0 | 0 | 0 | 0 | 0 | 0 | 0
MAPP_CA_2_MAPP_US | MAPP_CA | MAPP_US | 2020 | B20 | 935 | 0 | 372 | 0 | 0 | 0 | 0 | 0 | 0 | 0 | 0 | 0 | 0 | 0
MAPP_CA_2_MAPP_US | MAPP_CA | MAPP_US | 2025 | B01 | 10 | 10 | 372 | 372 | 27.31 | 0.22 | 0.47 | 0.23 | 10.2794 | 0.01187 | 0.01187 | 0.76144 | 5.9934 | 1.9978
MAPP_CA_2_MAPP_US | MAPP_CA | MAPP_US | 2025 | B02 | 25 | 25 | 372 | 372 | 0.2 | 0.09 | 0.12 | 0.09 | 7.2526 | 0 | 0 | 1.3431 | 5.9934 | 1.9978
MAPP_CA_2_MAPP_US | MAPP_CA | MAPP_US | 2025 | B03 | 75 | 75 | 372 | 372 | 0.07 | 0.03 | 0.04 | 0.03 | 9.1993 | 0 | 0 | 5.1107 | 5.9934 | 1.9978
MAPP_CA_2_MAPP_US | MAPP_CA | MAPP_US | 2025 | B04 | 100 | 100 | 372 | 358.2 | 0.05 | 0.02 | 0.03 | 0.02 | 0 | 0 | 0 | 0 | 5.9934 | 1.9978
MAPP_CA_2_MAPP_US | MAPP_CA | MAPP_US | 2025 | B05 | 200 | 200 | 372 | 334.78 | 0.03 | 0.01 | 0.02 | 0.01 | 0 | 0 | 0 | 0 | 5.9934 | 1.9978
MAPP_CA_2_MAPP_US | MAPP_CA | MAPP_US | 2025 | B06 | 300 | 300 | 372 | 325.68 | 0.02 | 0.01 | 0.01 | 0.01 | 0 | 0 | 0 | 0 | 5.9934 | 1.9978
MAPP_CA_2_MAPP_US | MAPP_CA | MAPP_US | 2025 | B07 | 400 | 400 | 372 | 361.73 | 0.01 | 0.01 | 0.01 | 0.01 | 0 | 0 | 0 | 0 | 5.9934 | 1.9978
MAPP_CA_2_MAPP_US | MAPP_CA | MAPP_US | 2025 | B08 | 500 | 500 | 372 | 0 | 0.02 | 0 | 0.01 | 0 | 0 | 0 | 0 | 0 | 5.9934 | 1.9978
MAPP_CA_2_MAPP_US | MAPP_CA | MAPP_US | 2025 | B09 | 800 | 0 | 372 | 0 | 0.01 | 0 | 0 | 0 | 0 | 0 | 0 | 0 | 5.9934 | 1.9978
MAPP_CA_2_MAPP_US | MAPP_CA | MAPP_US | 2025 | B10 | 1262 | 0 | 372 | 0 | 0 | 0 | 0 | 0 | 0 | 0 | 0 | 0 | 5.9934 | 1.9978
MAPP_CA_2_MAPP_US | MAPP_CA | MAPP_US | 2025 | B11 | 25 | 25 | 372 | 372 | 0.19 | 0.09 | 0.12 | 0.09 | 4.1901 | 0 | 0 | 0.77595 | 5.9934 | 1.9978
MAPP_CA_2_MAPP_US | MAPP_CA | MAPP_US | 2025 | B12 | 200 | 200 | 372 | 0 | 0.02 | 0.01 | 0.01 | 0.01 | 0 | 0 | 0 | 0 | 5.9934 | 1.9978
MAPP_CA_2_MAPP_US | MAPP_CA | MAPP_US | 2025 | B13 | 600 | 0 | 372 | 0 | 0.01 | 0 | 0 | 0 | 0 | 0 | 0 | 0 | 5.9934 | 1.9978
MAPP_CA_2_MAPP_US | MAPP_CA | MAPP_US | 2025 | B14 | 900 | 0 | 372 | 0 | 0 | 0 | 0 | 0 | 0 | 0 | 0 | 0 | 5.9934 | 1.9978
MAPP_CA_2_MAPP_US | MAPP_CA | MAPP_US | 2025 | B15 | 1203 | 0 | 372 | 0 | 0 | 0 | 0 | 0 | 0 | 0 | 0 | 0 | 5.9934 | 1.9978
MAPP_CA_2_MAPP_US | MAPP_CA | MAPP_US | 2025 | B16 | 25 | 25 | 372 | 0 | 0.1 | 0.08 | 0.08 | 0.08 | 0 | 0 | 0 | 0 | 5.9934 | 1.9978
MAPP_CA_2_MAPP_US | MAPP_CA | MAPP_US | 2025 | B17 | 100 | 100 | 372 | 0 | 0.03 | 0.02 | 0.02 | 0.02 | 0 | 0 | 0 | 0 | 5.9934 | 1.9978
MAPP_CA_2_MAPP_US | MAPP_CA | MAPP_US | 2025 | B18 | 400 | 400 | 372 | 0 | 0.01 | 0.01 | 0.01 | 0 | 0 | 0 | 0 | 0 | 5.9934 | 1.9978
MAPP_CA_2_MAPP_US | MAPP_CA | MAPP_US | 2025 | B19 | 700 | 0 | 372 | 0 | 0 | 0 | 0 | 0 | 0 | 0 | 0 | 0 | 5.9934 | 1.9978
MAPP_CA_2_MAPP_US | MAPP_CA | MAPP_US | 2025 | B20 | 935 | 0 | 372 | 0 | 0 | 0 | 0 | 0 | 0 | 0 | 0 | 0 | 5.9934 | 1.9978
MAPP_CA_2_MAPP_US | MAPP_CA | MAPP_US | 2030 | B01 | 10 | 10 | 372 | 372 | 9.66 | 0.44 | 0.22 | 0.26 | 53.9017 | 0.02374 | 0.01187 | 0.27856 | 22.6861 | 7.562
MAPP_CA_2_MAPP_US | MAPP_CA | MAPP_US | 2030 | B02 | 25 | 25 | 372 | 372 | 24.47 | 0.14 | 0.09 | 0.09 | 53.7711 | 0.01187 | 0 | 0.69472 | 22.6861 | 7.562
MAPP_CA_2_MAPP_US | MAPP_CA | MAPP_US | 2030 | B03 | 75 | 75 | 372 | 372 | 1.75 | 0.05 | 0.03 | 0.03 | 54.7563 | 0 | 0 | 2.1223 | 22.6861 | 7.562
MAPP_CA_2_MAPP_US | MAPP_CA | MAPP_US | 2030 | B04 | 100 | 100 | 372 | 372 | 1.39 | 0.04 | 0.02 | 0.02 | 53.9017 | 0 | 0 | 2.7856 | 22.6861 | 7.562
MAPP_CA_2_MAPP_US | MAPP_CA | MAPP_US | 2030 | B05 | 200 | 200 | 372 | 372 | 0.72 | 0.02 | 0.01 | 0.01 | 41.0227 | 0 | 0 | 4.2401 | 22.6861 | 7.562
MAPP_CA_2_MAPP_US | MAPP_CA | MAPP_US | 2030 | B06 | 300 | 300 | 372 | 372 | 11.16 | 0.01 | 0.01 | 0.01 | 17.1878 | 0 | 0 | 2.6648 | 22.6861 | 7.562
MAPP_CA_2_MAPP_US | MAPP_CA | MAPP_US | 2030 | B07 | 400 | 400 | 372 | 372 | 371.93 | 0.01 | 0.01 | 0.01 | 3.5729 | 1.6855 | 0 | 0.73858 | 22.6861 | 7.562
MAPP_CA_2_MAPP_US | MAPP_CA | MAPP_US | 2030 | B08 | 500 | 0 | 372 | 0 | 248.4 | 0.01 | 0 | 0 | 0 | 0 | 0 | 0 | 22.6861 | 7.562
MAPP_CA_2_MAPP_US | MAPP_CA | MAPP_US | 2030 | B09 | 800 | 0 | 372 | 0 | 0.02 | 0 | 0 | 0 | 0 | 0 | 0 | 0 | 22.6861 | 7.562
MAPP_CA_2_MAPP_US | MAPP_CA | MAPP_US | 2030 | B10 | 1262 | 0 | 372 | 0 | 0 | 0 | 0 | 0 | 0 | 0 | 0 | 0 | 22.6861 | 7.562
MAPP_CA_2_MAPP_US | MAPP_CA | MAPP_US | 2030 | B11 | 25 | 25 | 372 | 372 | 4.34 | 0.14 | 0.09 | 0.09 | 52.9877 | 0.01187 | 0 | 0.6846 | 22.6861 | 7.562
MAPP_CA_2_MAPP_US | MAPP_CA | MAPP_US | 2030 | B12 | 200 | 200 | 372 | 372 | 0.06 | 0.02 | 0.01 | 0.01 | 38.8386 | 0 | 0 | 4.0143 | 22.6861 | 7.562
MAPP_CA_2_MAPP_US | MAPP_CA | MAPP_US | 2030 | B13 | 600 | 0 | 372 | 372 | 0.02 | 0.01 | 0 | 0 | 38.7793 | 0 | 0 | 12.0246 | 22.6861 | 7.562
MAPP_CA_2_MAPP_US | MAPP_CA | MAPP_US | 2030 | B14 | 900 | 0 | 372 | 0 | 0.01 | 0 | 0 | 0 | 0 | 0 | 0 | 0 | 22.6861 | 7.562
MAPP_CA_2_MAPP_US | MAPP_CA | MAPP_US | 2030 | B15 | 1203 | 0 | 372 | 0 | 0 | 0 | 0 | 0 | 0 | 0 | 0 | 0 | 22.6861 | 7.562
MAPP_CA_2_MAPP_US | MAPP_CA | MAPP_US | 2030 | B16 | 25 | 25 | 372 | 0 | 0.6 | 0.14 | 0.08 | 0.09 | 0 | 0.01187 | 0 | 0 | 22.6861 | 7.562
MAPP_CA_2_MAPP_US | MAPP_CA | MAPP_US | 2030 | B17 | 100 | 100 | 372 | 0 | 0.16 | 0.04 | 0.02 | 0.02 | 0 | 0 | 0 | 0 | 22.6861 | 7.562
MAPP_CA_2_MAPP_US | MAPP_CA | MAPP_US | 2030 | B18 | 400 | 0 | 372 | 0 | 0.02 | 0.01 | 0 | 0.01 | 0 | 0 | 0 | 0 | 22.6861 | 7.562
MAPP_CA_2_MAPP_US | MAPP_CA | MAPP_US | 2030 | B19 | 700 | 0 | 372 | 0 | 0.01 | 0.01 | 0 | 0 | 0 | 0 | 0 | 0 | 22.6861 | 7.562
MAPP_CA_2_MAPP_US | MAPP_CA | MAPP_US | 2030 | B20 | 935 | 0 | 372 | 0 | 0 | 0 | 0 | 0 | 0 | 0 | 0 | 0 | 22.6861 | 7.562
MAPP_CA_2_MAPP_US | MAPP_CA | MAPP_US | 2035 | B01 | 10 | 10 | 372 | 372 | 371.73 | 1.04 | 1.08 | 0.42 | 130.2733 | 18.3866 | 0.01187 | 0.30051 | 23.3741 | 7.7914
MAPP_CA_2_MAPP_US | MAPP_CA | MAPP_US | 2035 | B02 | 25 | 25 | 372 | 372 | 371.88 | 0.39 | 0.43 | 0.16 | 126.2849 | 18.3748 | 0.01187 | 0.72829 | 23.3741 | 7.7914
MAPP_CA_2_MAPP_US | MAPP_CA | MAPP_US | 2035 | B03 | 75 | 75 | 372 | 372 | 371.96 | 0.17 | 0.17 | 0.06 | 130.6294 | 18.3748 | 0 | 2.26 | 23.3741 | 7.7914
MAPP_CA_2_MAPP_US | MAPP_CA | MAPP_US | 2035 | B04 | 100 | 100 | 372 | 372 | 371.97 | 0.13 | 0.12 | 0.04 | 115.6613 | 18.3748 | 0 | 2.6681 | 23.3741 | 7.7914
MAPP_CA_2_MAPP_US | MAPP_CA | MAPP_US | 2035 | B05 | 200 | 200 | 372 | 372 | 371.98 | 0.07 | 0.06 | 0.02 | 77.1669 | 18.3748 | 0 | 3.5602 | 23.3741 | 7.7914
MAPP_CA_2_MAPP_US | MAPP_CA | MAPP_US | 2035 | B06 | 300 | 300 | 372 | 372 | 371.99 | 0.05 | 0.04 | 0.01 | 61.6409 | 18.3748 | 0 | 4.2658 | 23.3741 | 7.7914
MAPP_CA_2_MAPP_US | MAPP_CA | MAPP_US | 2035 | B07 | 400 | 400 | 372 | 372 | 371.99 | 371.55 | 0.08 | 0.02 | 50.2695 | 21.6034 | 1.1633 | 4.6385 | 23.3741 | 7.7914
MAPP_CA_2_MAPP_US | MAPP_CA | MAPP_US | 2035 | B08 | 500 | 500 | 372 | 372 | 197.62 | 0.02 | 0.01 | 0.01 | 35.6219 | 0 | 0 | 4.1086 | 23.3741 | 7.7914
MAPP_CA_2_MAPP_US | MAPP_CA | MAPP_US | 2035 | B09 | 800 | 0 | 372 | 372 | 0.04 | 0.01 | 0 | 0 | 29.2833 | 0 | 0 | 5.4041 | 23.3741 | 7.7914
MAPP_CA_2_MAPP_US | MAPP_CA | MAPP_US | 2035 | B10 | 1262 | 0 | 372 | 0 | 0.01 | 0 | 0 | 0 | 0 | 0 | 0 | 0 | 23.3741 | 7.7914
MAPP_CA_2_MAPP_US | MAPP_CA | MAPP_US | 2035 | B11 | 25 | 25 | 372 | 372 | 351.15 | 0.46 | 0.12 | 0.17 | 54.7088 | 0.07122 | 0.01187 | 0.31551 | 23.3741 | 7.7914
MAPP_CA_2_MAPP_US | MAPP_CA | MAPP_US | 2035 | B12 | 200 | 200 | 372 | 372 | 0.16 | 0.02 | 0.01 | 0.01 | 37.2599 | 0 | 0 | 1.719 | 23.3741 | 7.7914
MAPP_CA_2_MAPP_US | MAPP_CA | MAPP_US | 2035 | B13 | 600 | 0 | 372 | 372 | 0.02 | 0.01 | 0 | 0 | 4.4038 | 0 | 0 | 0.60952 | 23.3741 | 7.7914
MAPP_CA_2_MAPP_US | MAPP_CA | MAPP_US | 2035 | B14 | 900 | 0 | 372 | 371.76 | 0.01 | 0 | 0 | 0 | 0 | 0 | 0 | 0 | 23.3741 | 7.7914
MAPP_CA_2_MAPP_US | MAPP_CA | MAPP_US | 2035 | B15 | 1203 | 0 | 372 | 0 | 0.01 | 0 | 0 | 0 | 0 | 0 | 0 | 0 | 23.3741 | 7.7914
MAPP_CA_2_MAPP_US | MAPP_CA | MAPP_US | 2035 | B16 | 25 | 25 | 372 | 0 | 0.26 | 0.12 | 0.09 | 0.1 | 0 | 0.01187 | 0 | 0 | 23.3741 | 7.7914
MAPP_CA_2_MAPP_US | MAPP_CA | MAPP_US | 2035 | B17 | 100 | 100 | 372 | 0 | 0.08 | 0.03 | 0.02 | 0.03 | 0 | 0 | 0 | 0 | 23.3741 | 7.7914
MAPP_CA_2_MAPP_US | MAPP_CA | MAPP_US | 2035 | B18 | 400 | 400 | 372 | 372 | 0.02 | 0.01 | 0.01 | 0.01 | 2.3146 | 0 | 0 | 0.21358 | 23.3741 | 7.7914
MAPP_CA_2_MAPP_US | MAPP_CA | MAPP_US | 2035 | B19 | 700 | 0 | 372 | 372 | 0.02 | 0.01 | 0 | 0 | 2.3146 | 0 | 0 | 0.37376 | 23.3741 | 7.7914
MAPP_CA_2_MAPP_US | MAPP_CA | MAPP_US | 2035 | B20 | 935 | 0 | 372 | 0 | 0 | 0 | 0 | 0 | 0 | 0 | 0 | 0 | 23.3741 | 7.7914
MAPP_CA_2_MAPP_US | MAPP_CA | MAPP_US | 2040 | B01 | 10 | 10 | 372 | 372 | 371.81 | 370.91 | 0.37 | 0.42 | 205.6952 | 32.9036 | 4.107 | 0.55072 | 52.8975 | 17.6325
MAPP_CA_2_MAPP_US | MAPP_CA | MAPP_US | 2040 | B02 | 25 | 25 | 372 | 372 | 371.92 | 1.34 | 0.15 | 0.13 | 204.2234 | 33.5446 | 0.01187 | 1.367 | 52.8975 | 17.6325
MAPP_CA_2_MAPP_US | MAPP_CA | MAPP_US | 2040 | B03 | 75 | 75 | 372 | 372 | 371.98 | 371.83 | 0.08 | 0.06 | 208.2235 | 40.2987 | 4.0952 | 4.1812 | 52.8975 | 17.6325
MAPP_CA_2_MAPP_US | MAPP_CA | MAPP_US | 2040 | B04 | 100 | 100 | 372 | 372 | 371.98 | 371.94 | 0.06 | 0.06 | 185.813 | 40.2987 | 9.3773 | 4.9749 | 52.8975 | 17.6325
MAPP_CA_2_MAPP_US | MAPP_CA | MAPP_US | 2040 | B05 | 200 | 200 | 372 | 372 | 371.99 | 371.96 | 0.05 | 0.03 | 126.368 | 46.5067 | 6.6709 | 6.7667 | 52.8975 | 17.6325
MAPP_CA_2_MAPP_US | MAPP_CA | MAPP_US | 2040 | B06 | 300 | 300 | 372 | 372 | 371.99 | 371.98 | 0.02 | 0.03 | 110.3791 | 40.2987 | 10.4337 | 8.8658 | 52.8975 | 17.6325
MAPP_CA_2_MAPP_US | MAPP_CA | MAPP_US | 2040 | B07 | 400 | 400 | 372 | 372 | 372 | 371.98 | 0.03 | 0.01 | 97.3459 | 45.2841 | 6.6709 | 10.4253 | 52.8975 | 17.6325
MAPP_CA_2_MAPP_US | MAPP_CA | MAPP_US | 2040 | B08 | 500 | 500 | 372 | 372 | 371.99 | 371.97 | 0.01 | 0.01 | 73.499 | 31.0163 | 4.0952 | 9.8392 | 52.8975 | 17.6325
MAPP_CA_2_MAPP_US | MAPP_CA | MAPP_US | 2040 | B09 | 800 | 0 | 372 | 372 | 372 | 107.16 | 0 | 0 | 73.499 | 31.0163 | 0 | 15.7428 | 52.8975 | 17.6325
MAPP_CA_2_MAPP_US | MAPP_CA | MAPP_US | 2040 | B10 | 1262 | 0 | 372 | 0 | 0 | 0 | 0 | 0 | 0 | 0 | 0 | 0 | 52.8975 | 17.6325
MAPP_CA_2_MAPP_US | MAPP_CA | MAPP_US | 2040 | B11 | 25 | 25 | 372 | 372 | 371.89 | 371.5 | 0.11 | 0.17 | 77.5942 | 23.8231 | 4.0952 | 0.51937 | 52.8975 | 17.6325
MAPP_CA_2_MAPP_US | MAPP_CA | MAPP_US | 2040 | B12 | 200 | 200 | 372 | 372 | 29.89 | 0.05 | 0.01 | 0.01 | 41.0227 | 0 | 0 | 2.1967 | 52.8975 | 17.6325
MAPP_CA_2_MAPP_US | MAPP_CA | MAPP_US | 2040 | B13 | 600 | 0 | 372 | 263 | 371.91 | 0.02 | 0 | 0 | 0 | 1.1751 | 0 | 0 | 52.8975 | 17.6325
MAPP_CA_2_MAPP_US | MAPP_CA | MAPP_US | 2040 | B14 | 900 | 0 | 372 | 101.98 | 371.94 | 0.02 | 0 | 0 | 0 | 1.187 | 0 | 0 | 52.8975 | 17.6325
MAPP_CA_2_MAPP_US | MAPP_CA | MAPP_US | 2040 | B15 | 1203 | 0 | 372 | 0 | 0 | 0 | 0 | 0 | 0 | 0 | 0 | 0 | 52.8975 | 17.6325
MAPP_CA_2_MAPP_US | MAPP_CA | MAPP_US | 2040 | B16 | 25 | 25 | 372 | 0 | 371.81 | 0.22 | 0.08 | 0.1 | 0 | 15.4666 | 0.01187 | 0 | 52.8975 | 17.6325
MAPP_CA_2_MAPP_US | MAPP_CA | MAPP_US | 2040 | B17 | 100 | 100 | 372 | 0 | 371.96 | 0.1 | 0.02 | 0.03 | 0 | 18.1017 | 0 | 0 | 52.8975 | 17.6325
MAPP_CA_2_MAPP_US | MAPP_CA | MAPP_US | 2040 | B18 | 400 | 400 | 372 | 372 | 371.99 | 0.03 | 0.01 | 0.01 | 17.3183 | 22.6124 | 0 | 1.8547 | 52.8975 | 17.6325
MAPP_CA_2_MAPP_US | MAPP_CA | MAPP_US | 2040 | B19 | 700 | 0 | 372 | 372 | 371.99 | 0.02 | 0 | 0 | 17.3183 | 22.6124 | 0 | 3.2457 | 52.8975 | 17.6325
MAPP_CA_2_MAPP_US | MAPP_CA | MAPP_US | 2040 | B20 | 935 | 0 | 372 | 0 | 0.01 | 0 | 0 | 0 | 0 | 0 | 0 | 0 | 52.8975 | 17.6325
MAPP_CA_2_MAPP_US | MAPP_CA | MAPP_US | 2045 | B01 | 10 | 10 | 372 | 372 | 371.87 | 371.71 | 0.15 | 0.34 | 331.9564 | 61.7833 | 21.2236 | 1.3633 | 126.6739 | 42.2246
MAPP_CA_2_MAPP_US | MAPP_CA | MAPP_US | 2045 | B02 | 25 | 25 | 372 | 372 | 371.94 | 371.85 | 0.06 | 0.12 | 330.9356 | 57.6882 | 16.5824 | 3.3977 | 126.6739 | 42.2246
MAPP_CA_2_MAPP_US | MAPP_CA | MAPP_US | 2045 | B03 | 75 | 75 | 372 | 372 | 371.98 | 371.96 | 0.02 | 0.05 | 331.9564 | 66.8875 | 21.1405 | 10.2245 | 126.6739 | 42.2246
MAPP_CA_2_MAPP_US | MAPP_CA | MAPP_US | 2045 | B04 | 100 | 100 | 372 | 372 | 371.99 | 371.97 | 0.02 | 0.04 | 215.393 | 78.5319 | 21.8408 | 8.8457 | 126.6739 | 42.2246
MAPP_CA_2_MAPP_US | MAPP_CA | MAPP_US | 2045 | B05 | 200 | 200 | 372 | 372 | 371.99 | 371.99 | 0.01 | 0.02 | 201.244 | 82.0573 | 26.3277 | 16.5293 | 126.6739 | 42.2246
MAPP_CA_2_MAPP_US | MAPP_CA | MAPP_US | 2045 | B06 | 300 | 300 | 372 | 372 | 372 | 371.99 | 0.01 | 0.02 | 188.2226 | 89.025 | 28.6898 | 23.1896 | 126.6739 | 42.2246
MAPP_CA_2_MAPP_US | MAPP_CA | MAPP_US | 2045 | B07 | 400 | 0 | 372 | 372 | 372 | 371.99 | 0 | 0.01 | 151.7223 | 63.92 | 19.2057 | 24.9236 | 126.6739 | 42.2246
MAPP_CA_2_MAPP_US | MAPP_CA | MAPP_US | 2045 | B08 | 500 | 0 | 372 | 372 | 372 | 371.99 | 0 | 0.01 | 147.6984 | 41.913 | 13.0214 | 30.3282 | 126.6739 | 42.2246
MAPP_CA_2_MAPP_US | MAPP_CA | MAPP_US | 2045 | B09 | 800 | 0 | 372 | 372 | 372 | 371.99 | 0 | 0 | 147.6984 | 44.9042 | 14.6238 | 48.5251 | 126.6739 | 42.2246
MAPP_CA_2_MAPP_US | MAPP_CA | MAPP_US | 2045 | B10 | 1262 | 0 | 372 | 0 | 0 | 0 | 0 | 0 | 0 | 0 | 0 | 0 | 126.6739 | 42.2246
MAPP_CA_2_MAPP_US | MAPP_CA | MAPP_US | 2045 | B11 | 25 | 25 | 372 | 372 | 371.93 | 371.82 | 0.05 | 0.11 | 153.0636 | 47.6818 | 14.3746 | 1.5715 | 126.6739 | 42.2246
MAPP_CA_2_MAPP_US | MAPP_CA | MAPP_US | 2045 | B12 | 200 | 200 | 372 | 141.42 | 371.99 | 371.98 | 0.01 | 0.01 | 0 | 48.0972 | 14.3627 | 0 | 126.6739 | 42.2246
MAPP_CA_2_MAPP_US | MAPP_CA | MAPP_US | 2045 | B13 | 600 | 0 | 372 | 163.27 | 371.99 | 371.99 | 0 | 0 | 0 | 14.2321 | 14.3627 | 0 | 126.6739 | 42.2246
MAPP_CA_2_MAPP_US | MAPP_CA | MAPP_US | 2045 | B14 | 900 | 0 | 372 | 0 | 0.11 | 0.02 | 0 | 0 | 0 | 0 | 0 | 0 | 126.6739 | 42.2246
MAPP_CA_2_MAPP_US | MAPP_CA | MAPP_US | 2045 | B15 | 1203 | 0 | 372 | 0 | 0.01 | 0 | 0 | 0 | 0 | 0 | 0 | 0 | 126.6739 | 42.2246
MAPP_CA_2_MAPP_US | MAPP_CA | MAPP_US | 2045 | B16 | 25 | 25 | 372 | 0 | 371.86 | 371.8 | 0.04 | 0.1 | 0 | 24.7371 | 13.0095 | 0 | 126.6739 | 42.2246
MAPP_CA_2_MAPP_US | MAPP_CA | MAPP_US | 2045 | B17 | 100 | 100 | 372 | 0 | 187.8 | 187.77 | 0.01 | 0.02 | 0 | 0.01187 | 0 | 0 | 126.6739 | 42.2246
MAPP_CA_2_MAPP_US | MAPP_CA | MAPP_US | 2045 | B18 | 400 | 0 | 372 | 0 | 203.19 | 203.21 | 0 | 0 | 0 | 0 | 0 | 0 | 126.6739 | 42.2246
MAPP_CA_2_MAPP_US | MAPP_CA | MAPP_US | 2045 | B19 | 700 | 0 | 372 | 0 | 189.33 | 189.31 | 0 | 0 | 0 | 0 | 0 | 0 | 126.6739 | 42.2246
MAPP_CA_2_MAPP_US | MAPP_CA | MAPP_US | 2045 | B20 | 935 | 0 | 372 | 0 | 0.01 | 0.01 | 0 | 0 | 0 | 0 | 0 | 0 | 126.6739 | 42.2246
MAPP_CA_2_MAPP_US | MAPP_CA | MAPP_US | 2050 | B01 | 10 | 10 | 372 | 372 | 371.97 | 371.88 | 0.1 | 0.16 | 584.4669 | 82.7933 | 21.188 | 1.9258 | 127.4061 | 42.4687
MAPP_CA_2_MAPP_US | MAPP_CA | MAPP_US | 2050 | B02 | 25 | 25 | 372 | 372 | 371.99 | 371.94 | 0.04 | 0.05 | 517.4727 | 77.0482 | 16.8079 | 4.2625 | 127.4061 | 42.4687
MAPP_CA_2_MAPP_US | MAPP_CA | MAPP_US | 2050 | B03 | 75 | 75 | 372 | 372 | 372 | 371.98 | 0.02 | 0.02 | 416.7201 | 91.5652 | 16.8435 | 10.2979 | 127.4061 | 42.4687
MAPP_CA_2_MAPP_US | MAPP_CA | MAPP_US | 2050 | B04 | 100 | 100 | 372 | 372 | 372 | 371.99 | 0.01 | 0.02 | 365.4536 | 91.5652 | 22.0426 | 12.0413 | 127.4061 | 42.4687
MAPP_CA_2_MAPP_US | MAPP_CA | MAPP_US | 2050 | B05 | 200 | 200 | 372 | 372 | 372 | 371.99 | 0.01 | 0.01 | 362.2012 | 91.5652 | 16.8317 | 23.8683 | 127.4061 | 42.4687
MAPP_CA_2_MAPP_US | MAPP_CA | MAPP_US | 2050 | B06 | 300 | 0 | 372 | 372 | 372 | 371.99 | 0 | 0 | 323.042 | 91.5652 | 16.7961 | 31.9317 | 127.4061 | 42.4687
MAPP_CA_2_MAPP_US | MAPP_CA | MAPP_US | 2050 | B07 | 400 | 0 | 372 | 372 | 372 | 372 | 0 | 0 | 293.8893 | 66.5432 | 16.7961 | 38.7334 | 127.4061 | 42.4687
MAPP_CA_2_MAPP_US | MAPP_CA | MAPP_US | 2050 | B08 | 500 | 0 | 372 | 372 | 372 | 372 | 0 | 0 | 190.6678 | 72.0509 | 16.7961 | 31.4115 | 127.4061 | 42.4687
MAPP_CA_2_MAPP_US | MAPP_CA | MAPP_US | 2050 | B09 | 800 | 0 | 372 | 372 | 372 | 372 | 0 | 0 | 55.4923 | 65.3681 | 16.7961 | 14.6273 | 127.4061 | 42.4687
MAPP_CA_2_MAPP_US | MAPP_CA | MAPP_US | 2050 | B10 | 1262 | 0 | 372 | 0 | 0 | 0 | 0 | 0 | 0 | 0 | 0 | 0 | 127.4061 | 42.4687
MAPP_CA_2_MAPP_US | MAPP_CA | MAPP_US | 2050 | B11 | 25 | 25 | 372 | 372 | 371.99 | 371.93 | 0.03 | 0.05 | 70.1873 | 73.7364 | 16.7961 | 0.57815 | 127.4061 | 42.4687
MAPP_CA_2_MAPP_US | MAPP_CA | MAPP_US | 2050 | B12 | 200 | 0 | 372 | 260.19 | 371.99 | 371.99 | 0 | 0.01 | 0 | 32.5832 | 10.3032 | 0 | 127.4061 | 42.4687
MAPP_CA_2_MAPP_US | MAPP_CA | MAPP_US | 2050 | B13 | 600 | 0 | 372 | 372 | 371.99 | 371.99 | 0 | 0 | 0.99708 | 10.4456 | 7.3357 | 0.19712 | 127.4061 | 42.4687
MAPP_CA_2_MAPP_US | MAPP_CA | MAPP_US | 2050 | B14 | 900 | 0 | 372 | 0 | 0.01 | 0 | 0 | 0 | 0 | 0 | 0 | 0 | 127.4061 | 42.4687
MAPP_CA_2_MAPP_US | MAPP_CA | MAPP_US | 2050 | B15 | 1203 | 0 | 372 | 0 | 0 | 0 | 0 | 0 | 0 | 0 | 0 | 0 | 127.4061 | 42.4687
MAPP_CA_2_MAPP_US | MAPP_CA | MAPP_US | 2050 | B16 | 25 | 25 | 372 | 0 | 371.97 | 371.93 | 0.03 | 0.05 | 0 | 65.2375 | 16.7961 | 0 | 127.4061 | 42.4687
MAPP_CA_2_MAPP_US | MAPP_CA | MAPP_US | 2050 | B17 | 100 | 0 | 372 | 0 | 320.87 | 320.78 | 0 | 0.01 | 0 | 0.01187 | 0 | 0 | 127.4061 | 42.4687
MAPP_CA_2_MAPP_US | MAPP_CA | MAPP_US | 2050 | B18 | 400 | 0 | 372 | 0 | 334.56 | 334.55 | 0 | 0 | 0 | 0 | 0 | 0 | 127.4061 | 42.4687
MAPP_CA_2_MAPP_US | MAPP_CA | MAPP_US | 2050 | B19 | 700 | 0 | 372 | 0 | 0.11 | 0.01 | 0 | 0 | 0 | 0 | 0 | 0 | 127.4061 | 42.4687
MAPP_CA_2_MAPP_US | MAPP_CA | MAPP_US | 2050 | B20 | 935 | 0 | 372 | 0 | 0 | 0 | 0 | 0 | 0 | 0 | 0 | 0 | 127.4061 | 42.4687
MAPP_CA_2_MISO_W | MAPP_CA | MISO_W | 2015 | B01 | 10 | 10 | 1970 | 958.11 | 859.89 | 936.49 | 786.81 | 725.96 | 0 | 0 | 0 | 0 | 0 | 0
MAPP_CA_2_MISO_W | MAPP_CA | MISO_W | 2015 | B02 | 25 | 25 | 1970 | 1092.76 | 809.4 | 869.47 | 321.31 | 260.3 | 0 | 0 | 0 | 0 | 0 | 0
MAPP_CA_2_MISO_W | MAPP_CA | MISO_W | 2015 | B03 | 75 | 75 | 1970 | 1047.13 | 933.68 | 963.2 | 123.9 | 92.55 | 0 | 0 | 0 | 0 | 0 | 0
MAPP_CA_2_MISO_W | MAPP_CA | MISO_W | 2015 | B04 | 100 | 100 | 1970 | 1133.91 | 1041.92 | 1066.89 | 99.9 | 73.58 | 0 | 0 | 0 | 0 | 0 | 0
MAPP_CA_2_MISO_W | MAPP_CA | MISO_W | 2015 | B05 | 200 | 200 | 1970 | 1203.06 | 1151.22 | 1165.48 | 56 | 41.02 | 0 | 0 | 0 | 0 | 0 | 0
MAPP_CA_2_MISO_W | MAPP_CA | MISO_W | 2015 | B06 | 300 | 300 | 1970 | 1317.23 | 1278.69 | 1289.18 | 41.34 | 30.35 | 0 | 0 | 0 | 0 | 0 | 0
MAPP_CA_2_MISO_W | MAPP_CA | MISO_W | 2015 | B07 | 400 | 400 | 1970 | 1033.71 | 1006.66 | 1013.82 | 29.26 | 21.69 | 0 | 0 | 0 | 0 | 0 | 0
MAPP_CA_2_MISO_W | MAPP_CA | MISO_W | 2015 | B08 | 500 | 500 | 1970 | 0.01 | 1.51 | 918.12 | 1.46 | 17.44 | 0 | 0 | 0 | 0 | 0 | 0
MAPP_CA_2_MISO_W | MAPP_CA | MISO_W | 2015 | B09 | 800 | 800 | 1970 | 0 | 0.05 | 0.7 | 0.06 | 0.68 | 0 | 0 | 0 | 0 | 0 | 0
MAPP_CA_2_MISO_W | MAPP_CA | MISO_W | 2015 | B10 | 1262 | 1262 | 1970 | 0 | 0.01 | 0.01 | 0.01 | 0.02 | 0 | 0 | 0 | 0 | 0 | 0
MAPP_CA_2_MISO_W | MAPP_CA | MISO_W | 2015 | B11 | 25 | 25 | 1970 | 1600.43 | 1135.86 | 1226.7 | 461.72 | 366.91 | 0 | 0 | 0 | 0 | 0 | 0
MAPP_CA_2_MISO_W | MAPP_CA | MISO_W | 2015 | B12 | 200 | 200 | 1970 | 1233.87 | 1152.79 | 1174.92 | 57.34 | 42.69 | 0 | 0 | 0 | 0 | 0 | 0
MAPP_CA_2_MISO_W | MAPP_CA | MISO_W | 2015 | B13 | 600 | 600 | 1970 | 854.15 | 953.39 | 958.63 | 20.85 | 15.33 | 0 | 0 | 0 | 0 | 0 | 0
MAPP_CA_2_MISO_W | MAPP_CA | MISO_W | 2015 | B14 | 900 | 900 | 1970 | 0 | 0.72 | 1186.24 | 0.7 | 11.65 | 0 | 0 | 0 | 0 | 0 | 0
MAPP_CA_2_MISO_W | MAPP_CA | MISO_W | 2015 | B15 | 1203 | 1203 | 1970 | 0 | 0.01 | 0.01 | 0.01 | 0.02 | 0 | 0 | 0 | 0 | 0 | 0
MAPP_CA_2_MISO_W | MAPP_CA | MISO_W | 2015 | B16 | 25 | 25 | 1970 | 574.92 | 473.07 | 508.57 | 220.03 | 184.01 | 0 | 0 | 0 | 0 | 0 | 0
MAPP_CA_2_MISO_W | MAPP_CA | MISO_W | 2015 | B17 | 100 | 100 | 1970 | 465.08 | 456.85 | 468.02 | 79.83 | 59.82 | 0 | 0 | 0 | 0 | 0 | 0
MAPP_CA_2_MISO_W | MAPP_CA | MISO_W | 2015 | B18 | 400 | 400 | 1970 | 0 | 178.53 | 182.44 | 19.59 | 15.05 | 0 | 0 | 0 | 0 | 0 | 0
MAPP_CA_2_MISO_W | MAPP_CA | MISO_W | 2015 | B19 | 700 | 700 | 1970 | 0 | 1.28 | 0.92 | 1.3 | 0.89 | 0 | 0 | 0 | 0 | 0 | 0
MAPP_CA_2_MISO_W | MAPP_CA | MISO_W | 2015 | B20 | 935 | 935 | 1970 | 0 | 0.01 | 0.02 | 0.01 | 0.02 | 0 | 0 | 0 | 0 | 0 | 0
MAPP_CA_2_MISO_W | MAPP_CA | MISO_W | 2020 | B01 | 10 | 10 | 1970 | 1699.04 | 857.3 | 915.83 | 967.97 | 893.24 | 0 | 0 | 0 | 0 | 0 | 0
MAPP_CA_2_MISO_W | MAPP_CA | MISO_W | 2020 | B02 | 25 | 25 | 1970 | 1602.55 | 1078.58 | 1173.09 | 592.5 | 486.66 | 0 | 0 | 0 | 0 | 0 | 0
MAPP_CA_2_MISO_W | MAPP_CA | MISO_W | 2020 | B03 | 75 | 75 | 1970 | 1526.03 | 1344.64 | 1399.15 | 209.43 | 149.65 | 0 | 0 | 0 | 0 | 0 | 0
MAPP_CA_2_MISO_W | MAPP_CA | MISO_W | 2020 | B04 | 100 | 100 | 1970 | 1576.85 | 1436.48 | 1479.46 | 162.39 | 114.93 | 0 | 0 | 0 | 0 | 0 | 0
MAPP_CA_2_MISO_W | MAPP_CA | MISO_W | 2020 | B05 | 200 | 200 | 1970 | 1614.68 | 1540.26 | 1562.96 | 86.23 | 61 | 0 | 0 | 0 | 0 | 0 | 0
MAPP_CA_2_MISO_W | MAPP_CA | MISO_W | 2020 | B06 | 300 | 300 | 1970 | 1688.38 | 1634.12 | 1250.11 | 62.38 | 37.33 | 0 | 0 | 0 | 0 | 0 | 0
MAPP_CA_2_MISO_W | MAPP_CA | MISO_W | 2020 | B07 | 400 | 400 | 1970 | 1376.27 | 1067.76 | 1075.02 | 37.36 | 27.47 | 0 | 0 | 0 | 0 | 0 | 0
MAPP_CA_2_MISO_W | MAPP_CA | MISO_W | 2020 | B08 | 500 | 500 | 1970 | 562.99 | 1202.78 | 1210.29 | 32.5 | 23.88 | 0 | 0 | 0 | 0 | 0 | 0
MAPP_CA_2_MISO_W | MAPP_CA | MISO_W | 2020 | B09 | 800 | 800 | 1970 | 0.01 | 1.16 | 1481.95 | 1.16 | 17.5 | 0 | 0 | 0 | 0 | 0 | 0
MAPP_CA_2_MISO_W | MAPP_CA | MISO_W | 2020 | B10 | 1262 | 1262 | 1970 | 0 | 0.01 | 0.03 | 0.02 | 0.03 | 0 | 0 | 0 | 0 | 0 | 0
MAPP_CA_2_MISO_W | MAPP_CA | MISO_W | 2020 | B11 | 25 | 25 | 1970 | 1831.03 | 1043.53 | 1164.06 | 539.32 | 466.54 | 0 | 0 | 0 | 0 | 0 | 0
MAPP_CA_2_MISO_W | MAPP_CA | MISO_W | 2020 | B12 | 200 | 200 | 1970 | 890.04 | 839.38 | 852.79 | 63.07 | 46.83 | 0 | 0 | 0 | 0 | 0 | 0
MAPP_CA_2_MISO_W | MAPP_CA | MISO_W | 2020 | B13 | 600 | 600 | 1970 | 965.68 | 944.74 | 950.16 | 25.45 | 18.96 | 0 | 0 | 0 | 0 | 0 | 0
MAPP_CA_2_MISO_W | MAPP_CA | MISO_W | 2020 | B14 | 900 | 900 | 1970 | 0.01 | 1147.77 | 1153.77 | 19.28 | 14.3 | 0 | 0 | 0 | 0 | 0 | 0
MAPP_CA_2_MISO_W | MAPP_CA | MISO_W | 2020 | B15 | 1203 | 1203 | 1970 | 0 | 0.01 | 0.03 | 0.02 | 0.03 | 0 | 0 | 0 | 0 | 0 | 0
MAPP_CA_2_MISO_W | MAPP_CA | MISO_W | 2020 | B16 | 25 | 25 | 1970 | 1179.78 | 601.02 | 471.14 | 318.73 | 213.48 | 0 | 0 | 0 | 0 | 0 | 0
MAPP_CA_2_MISO_W | MAPP_CA | MISO_W | 2020 | B17 | 100 | 100 | 1970 | 182.4 | 147.37 | 150.95 | 61.43 | 51.6 | 0 | 0 | 0 | 0 | 0 | 0
MAPP_CA_2_MISO_W | MAPP_CA | MISO_W | 2020 | B18 | 400 | 400 | 1970 | 0.02 | 252.39 | 256.84 | 26.06 | 19.93 | 0 | 0 | 0 | 0 | 0 | 0
MAPP_CA_2_MISO_W | MAPP_CA | MISO_W | 2020 | B19 | 700 | 700 | 1970 | 0 | 400.94 | 405.12 | 18.02 | 13.49 | 0 | 0 | 0 | 0 | 0 | 0
MAPP_CA_2_MISO_W | MAPP_CA | MISO_W | 2020 | B20 | 935 | 935 | 1970 | 0 | 0.02 | 0.04 | 0.02 | 0.04 | 0 | 0 | 0 | 0 | 0 | 0
MAPP_CA_2_MISO_W | MAPP_CA | MISO_W | 2025 | B01 | 10 | 10 | 1970 | 1970 | 1969.47 | 1968.89 | 270.33 | 561.55 | 24.2741 | 7.0627 | 2.3503 | 0.075036 | 7.0851 | 2.3617
MAPP_CA_2_MISO_W | MAPP_CA | MISO_W | 2025 | B02 | 25 | 25 | 1970 | 1970 | 1969.79 | 1969.54 | 227.78 | 490.59 | 21.2473 | 7.0745 | 2.3503 | 0.1642 | 7.0851 | 2.3617
MAPP_CA_2_MISO_W | MAPP_CA | MISO_W | 2025 | B03 | 75 | 75 | 1970 | 1970 | 1969.93 | 1969.84 | 377.91 | 378.25 | 23.1821 | 7.0745 | 2.3503 | 0.53745 | 7.0851 | 2.3617
MAPP_CA_2_MISO_W | MAPP_CA | MISO_W | 2025 | B04 | 100 | 100 | 1970 | 1970 | 1969.95 | 1969.88 | 358.35 | 358.59 | 13.9829 | 7.0745 | 2.3503 | 0.43224 | 7.0851 | 2.3617
MAPP_CA_2_MISO_W | MAPP_CA | MISO_W | 2025 | B05 | 200 | 200 | 1970 | 1970 | 1969.97 | 1969.94 | 334.95 | 335.04 | 13.9829 | 7.0745 | 2.3503 | 0.86447 | 7.0851 | 2.3617
MAPP_CA_2_MISO_W | MAPP_CA | MISO_W | 2025 | B06 | 300 | 300 | 1970 | 1970 | 1969.98 | 1969.96 | 325.78 | 325.84 | 13.9829 | 7.0745 | 2.3503 | 1.2967 | 7.0851 | 2.3617
MAPP_CA_2_MISO_W | MAPP_CA | MISO_W | 2025 | B07 | 400 | 400 | 1970 | 1970 | 1969.99 | 1969.97 | 361.78 | 361.84 | 13.9829 | 7.0745 | 2.3503 | 1.7289 | 7.0851 | 2.3617
MAPP_CA_2_MISO_W | MAPP_CA | MISO_W | 2025 | B08 | 500 | 500 | 1970 | 1970 | 1969.99 | 1969.98 | 150.03 | 394.02 | 7.2407 | 7.0745 | 2.3503 | 1.1191 | 7.0851 | 2.3617
MAPP_CA_2_MISO_W | MAPP_CA | MISO_W | 2025 | B09 | 800 | 800 | 1970 | 1970 | 1969.98 | 1969.97 | 0.01 | 0.05 | 6.4692 | 2.4571 | 1.3294 | 1.5998 | 7.0851 | 2.3617
MAPP_CA_2_MISO_W | MAPP_CA | MISO_W | 2025 | B10 | 1262 | 0 | 1970 | 0.01 | 0.01 | 0.01 | 0 | 0 | 0 | 0 | 0 | 0 | 7.0851 | 2.3617
MAPP_CA_2_MISO_W | MAPP_CA | MISO_W | 2025 | B11 | 25 | 25 | 1970 | 1970 | 1969.79 | 1969.54 | 498.48 | 499.43 | 18.1848 | 7.0745 | 2.3503 | 0.14053 | 7.0851 | 2.3617
MAPP_CA_2_MISO_W | MAPP_CA | MISO_W | 2025 | B12 | 200 | 200 | 1970 | 1970 | 1969.96 | 1969.93 | 0.2 | 53.93 | 6.2674 | 6.4692 | 2.3503 | 0.38747 | 7.0851 | 2.3617
MAPP_CA_2_MISO_W | MAPP_CA | MISO_W | 2025 | B13 | 600 | 600 | 1970 | 1970 | 1969.98 | 1969.98 | 0.02 | 98.87 | 5.935 | 3.5254 | 2.3503 | 1.1008 | 7.0851 | 2.3617
MAPP_CA_2_MISO_W | MAPP_CA | MISO_W | 2025 | B14 | 900 | 900 | 1970 | 1762.83 | 1762.47 | 1072.45 | 0.01 | 0.02 | 0 | 0 | 0 | 0 | 7.0851 | 2.3617
MAPP_CA_2_MISO_W | MAPP_CA | MISO_W | 2025 | B15 | 1203 | 0 | 1970 | 0 | 0.01 | 0.01 | 0 | 0 | 0 | 0 | 0 | 0 | 7.0851 | 2.3617
MAPP_CA_2_MISO_W | MAPP_CA | MISO_W | 2025 | B16 | 25 | 25 | 1970 | 0.32 | 1681.42 | 1670.97 | 0.23 | 0.51 | 0 | 0 | 0 | 0 | 7.0851 | 2.3617
MAPP_CA_2_MISO_W | MAPP_CA | MISO_W | 2025 | B17 | 100 | 100 | 1970 | 74.16 | 1417.81 | 1412.56 | 0.06 | 0.12 | 0 | 0 | 0 | 0 | 7.0851 | 2.3617
MAPP_CA_2_MISO_W | MAPP_CA | MISO_W | 2025 | B18 | 400 | 400 | 1970 | 1368.6 | 1460.74 | 1459.02 | 0.01 | 0.03 | 0 | 0 | 0 | 0 | 7.0851 | 2.3617
MAPP_CA_2_MISO_W | MAPP_CA | MISO_W | 2025 | B19 | 700 | 700 | 1970 | 1386.93 | 1076.71 | 1078.26 | 0.01 | 0.02 | 0 | 0 | 0 | 0 | 7.0851 | 2.3617
MAPP_CA_2_MISO_W | MAPP_CA | MISO_W | 2025 | B20 | 935 | 0 | 1970 | 0 | 0.01 | 0.01 | 0 | 0 | 0 | 0 | 0 | 0 | 7.0851 | 2.3617
MAPP_CA_2_MISO_W | MAPP_CA | MISO_W | 2030 | B01 | 10 | 10 | 1970 | 1970 | 1969.68 | 1969.3 | 1856.65 | 2404.84 | 67.8964 | 13.6742 | 4.5581 | 0.1297 | 13.69 | 4.5633
MAPP_CA_2_MISO_W | MAPP_CA | MISO_W | 2030 | B02 | 25 | 25 | 1970 | 1970 | 1969.87 | 1969.71 | 2019.55 | 2374.67 | 67.754 | 13.6742 | 4.5462 | 0.32356 | 13.69 | 4.5633
MAPP_CA_2_MISO_W | MAPP_CA | MISO_W | 2030 | B03 | 75 | 75 | 1970 | 1970 | 1969.95 | 1969.9 | 2202.29 | 2204.11 | 68.751 | 13.6742 | 4.5462 | 0.98497 | 13.69 | 4.5633
MAPP_CA_2_MISO_W | MAPP_CA | MISO_W | 2030 | B04 | 100 | 100 | 1970 | 1970 | 1969.97 | 1969.92 | 2072.61 | 2074.18 | 67.8964 | 13.6742 | 4.5462 | 1.297 | 13.69 | 4.5633
MAPP_CA_2_MISO_W | MAPP_CA | MISO_W | 2030 | B05 | 200 | 200 | 1970 | 1970 | 1969.98 | 1969.96 | 2215.05 | 1953.96 | 55.0175 | 13.6742 | 4.5462 | 2.1019 | 13.69 | 4.5633
MAPP_CA_2_MISO_W | MAPP_CA | MISO_W | 2030 | B06 | 300 | 300 | 1970 | 1970 | 1969.99 | 1969.97 | 2066.15 | 1815.44 | 31.1825 | 13.6742 | 4.5462 | 1.787 | 13.69 | 4.5633
MAPP_CA_2_MISO_W | MAPP_CA | MISO_W | 2030 | B07 | 400 | 400 | 1970 | 1970 | 1969.99 | 1969.98 | 1650.77 | 1760.87 | 17.5557 | 13.6742 | 4.5462 | 1.3414 | 13.69 | 4.5633
MAPP_CA_2_MISO_W | MAPP_CA | MISO_W | 2030 | B08 | 500 | 500 | 1970 | 1970 | 1969.99 | 1969.98 | 1390.22 | 1638.75 | 12.1193 | 13.6742 | 4.5462 | 1.1575 | 13.69 | 4.5633
MAPP_CA_2_MISO_W | MAPP_CA | MISO_W | 2030 | B09 | 800 | 800 | 1970 | 1970 | 1969.99 | 1969.99 | 0.02 | 3.62 | 3.1218 | 10.8611 | 3.4186 | 0.47707 | 13.69 | 4.5633
MAPP_CA_2_MISO_W | MAPP_CA | MISO_W | 2030 | B10 | 1262 | 0 | 1970 | 1153.5 | 631.93 | 629.12 | 0 | 0.01 | 0 | 0 | 0 | 0 | 13.69 | 4.5633
MAPP_CA_2_MISO_W | MAPP_CA | MISO_W | 2030 | B11 | 25 | 25 | 1970 | 1970 | 1969.87 | 1969.71 | 1808.77 | 1815.03 | 66.9705 | 13.6742 | 4.5462 | 0.31982 | 13.69 | 4.5633
MAPP_CA_2_MISO_W | MAPP_CA | MISO_W | 2030 | B12 | 200 | 200 | 1970 | 1970 | 1969.98 | 1969.96 | 0.08 | 1274.24 | 52.8215 | 9.9589 | 4.5462 | 2.018 | 13.69 | 4.5633
MAPP_CA_2_MISO_W | MAPP_CA | MISO_W | 2030 | B13 | 600 | 600 | 1970 | 1970 | 1969.99 | 1969.99 | 0.02 | 1274.73 | 52.774 | 8.0004 | 4.5462 | 6.0486 | 13.69 | 4.5633
MAPP_CA_2_MISO_W | MAPP_CA | MISO_W | 2030 | B14 | 900 | 900 | 1970 | 1970 | 1969.99 | 1969.95 | 0.01 | 0.14 | 0.65285 | 6.7778 | 0.48667 | 0.11224 | 13.69 | 4.5633
MAPP_CA_2_MISO_W | MAPP_CA | MISO_W | 2030 | B15 | 1203 | 0 | 1970 | 0 | 1421.96 | 573.74 | 0 | 0.01 | 0 | 0 | 0 | 0 | 13.69 | 4.5633
MAPP_CA_2_MISO_W | MAPP_CA | MISO_W | 2030 | B16 | 25 | 25 | 1970 | 515.4 | 1969.83 | 1969.7 | 0.75 | 1078.12 | 0 | 11.4071 | 4.5462 | 0 | 13.69 | 4.5633
MAPP_CA_2_MISO_W | MAPP_CA | MISO_W | 2030 | B17 | 100 | 100 | 1970 | 1822.46 | 1969.95 | 1969.92 | 0.19 | 725.84 | 0 | 11.3952 | 4.5462 | 0 | 13.69 | 4.5633
MAPP_CA_2_MISO_W | MAPP_CA | MISO_W | 2030 | B18 | 400 | 400 | 1970 | 1970 | 1969.98 | 1969.98 | 0.02 | 743.01 | 0.73594 | 6.5997 | 4.5462 | 0.056232 | 13.69 | 4.5633
MAPP_CA_2_MISO_W | MAPP_CA | MISO_W | 2030 | B19 | 700 | 700 | 1970 | 1970 | 1969.99 | 1969.98 | 0.01 | 0.29 | 0.73594 | 5.662 | 2.8844 | 0.098406 | 13.69 | 4.5633
MAPP_CA_2_MISO_W | MAPP_CA | MISO_W | 2030 | B20 | 935 | 0 | 1970 | 0 | 177.19 | 243.7 | 0 | 0.01 | 0 | 0 | 0 | 0 | 13.69 | 4.5633
MAPP_CA_2_MISO_W | MAPP_CA | MISO_W | 2035 | B01 | 10 | 10 | 1970 | 1970 | 1969.84 | 1969.62 | 2108.17 | 2489.26 | 144.2561 | 32.3576 | 10.778 | 0.27556 | 32.3678 | 10.7893
MAPP_CA_2_MISO_W | MAPP_CA | MISO_W | 2035 | B02 | 25 | 25 | 1970 | 1970 | 1969.93 | 1969.84 | 2122.68 | 2499.94 | 140.2678 | 32.3576 | 10.778 | 0.66986 | 32.3678 | 10.7893
MAPP_CA_2_MISO_W | MAPP_CA | MISO_W | 2035 | B03 | 75 | 75 | 1970 | 1970 | 1969.98 | 1969.95 | 1990.83 | 2362.91 | 144.6241 | 32.3576 | 10.778 | 2.072 | 32.3678 | 10.7893
MAPP_CA_2_MISO_W | MAPP_CA | MISO_W | 2035 | B04 | 100 | 100 | 1970 | 1970 | 1969.98 | 1969.96 | 1860.73 | 2232.98 | 129.656 | 32.3576 | 10.778 | 2.4767 | 32.3678 | 10.7893
MAPP_CA_2_MISO_W | MAPP_CA | MISO_W | 2035 | B05 | 200 | 200 | 1970 | 1970 | 1969.99 | 1969.98 | 1738.53 | 2110.6 | 91.1497 | 32.3576 | 10.778 | 3.4823 | 32.3678 | 10.7893
MAPP_CA_2_MISO_W | MAPP_CA | MISO_W | 2035 | B06 | 300 | 300 | 1970 | 1970 | 1969.99 | 1969.99 | 1599.11 | 1971.15 | 75.6356 | 32.3576 | 10.778 | 4.3344 | 32.3678 | 10.7893
MAPP_CA_2_MISO_W | MAPP_CA | MISO_W | 2035 | B07 | 400 | 400 | 1970 | 1970 | 1970 | 1969.99 | 1537.2 | 1538.03 | 63.8962 | 32.3576 | 10.778 | 4.8822 | 32.3678 | 10.7893
MAPP_CA_2_MISO_W | MAPP_CA | MISO_W | 2035 | B08 | 500 | 500 | 1970 | 1970 | 1969.99 | 1969.99 | 0.01 | 0.27 | 49.6047 | 13.9947 | 8.3446 | 4.7378 | 32.3678 | 10.7893
MAPP_CA_2_MISO_W | MAPP_CA | MISO_W | 2035 | B09 | 800 | 0 | 1970 | 1970 | 1969.99 | 1969.99 | 0 | 0.04 | 43.278 | 10.0776 | 4.6649 | 6.6136 | 32.3678 | 10.7893
MAPP_CA_2_MISO_W | MAPP_CA | MISO_W | 2035 | B10 | 1262 | 0 | 1970 | 1475.06 | 1969.99 | 1969.97 | 0 | 0.01 | 0 | 3.9765 | 3.2643 | 0 | 32.3678 | 10.7893
MAPP_CA_2_MISO_W | MAPP_CA | MISO_W | 2035 | B11 | 25 | 25 | 1970 | 1970 | 1969.9 | 1969.84 | 0.27 | 1940.53 | 68.7036 | 22.0307 | 10.778 | 0.3281 | 32.3678 | 10.7893
MAPP_CA_2_MISO_W | MAPP_CA | MISO_W | 2035 | B12 | 200 | 200 | 1970 | 1970 | 1969.98 | 1969.96 | 0.02 | 0.09 | 51.2428 | 12.238 | 5.6264 | 1.9577 | 32.3678 | 10.7893
MAPP_CA_2_MISO_W | MAPP_CA | MISO_W | 2035 | B13 | 600 | 600 | 1970 | 1970 | 1969.99 | 1969.99 | 0.01 | 0.03 | 47.9548 | 11.1103 | 5.6264 | 5.4963 | 32.3678 | 10.7893
MAPP_CA_2_MISO_W | MAPP_CA | MISO_W | 2035 | B14 | 900 | 0 | 1970 | 1970 | 1969.99 | 1969.99 | 0 | 0.02 | 13.9947 | 7.6324 | 4.2851 | 2.406 | 32.3678 | 10.7893
MAPP_CA_2_MISO_W | MAPP_CA | MISO_W | 2035 | B15 | 1203 | 0 | 1970 | 0.02 | 1969.99 | 1969.95 | 0 | 0 | 0 | 5.935 | 0.68846 | 0 | 32.3678 | 10.7893
MAPP_CA_2_MISO_W | MAPP_CA | MISO_W | 2035 | B16 | 25 | 25 | 1970 | 99.57 | 1969.78 | 1969.74 | 0.12 | 0.5 | 0 | 10.0064 | 6.03 | 0 | 32.3678 | 10.7893
MAPP_CA_2_MISO_W | MAPP_CA | MISO_W | 2035 | B17 | 100 | 100 | 1970 | 1095.99 | 1969.93 | 1969.93 | 0.03 | 0.12 | 0 | 7.7511 | 6.0062 | 0 | 32.3678 | 10.7893
MAPP_CA_2_MISO_W | MAPP_CA | MISO_W | 2035 | B18 | 400 | 400 | 1970 | 1970 | 1969.98 | 1969.98 | 0.01 | 0.05 | 16.2975 | 7.7511 | 6.0062 | 1.2453 | 32.3678 | 10.7893
MAPP_CA_2_MISO_W | MAPP_CA | MISO_W | 2035 | B19 | 700 | 0 | 1970 | 1970 | 1969.99 | 1969.99 | 0 | 0.03 | 16.2975 | 5.8044 | 5.7451 | 2.1792 | 32.3678 | 10.7893
MAPP_CA_2_MISO_W | MAPP_CA | MISO_W | 2035 | B20 | 935 | 0 | 1970 | 0.03 | 1556.16 | 1378.33 | 0 | 0.01 | 0 | 0 | 0 | 0 | 32.3678 | 10.7893
MAPP_CA_2_MISO_W | MAPP_CA | MISO_W | 2040 | B01 | 10 | 10 | 1970 | 1970 | 1969.86 | 1969.71 | 0.96 | 2086.19 | 219.6781 | 46.8746 | 18.0899 | 0.41963 | 54.291 | 18.097
MAPP_CA_2_MISO_W | MAPP_CA | MISO_W | 2040 | B02 | 25 | 25 | 1970 | 1970 | 1969.94 | 1969.88 | 0.44 | 2466.69 | 218.2181 | 47.5275 | 18.0899 | 1.0421 | 54.291 | 18.097
MAPP_CA_2_MISO_W | MAPP_CA | MISO_W | 2040 | B03 | 75 | 75 | 1970 | 1970 | 1969.98 | 1969.96 | 1629.15 | 1959.4 | 222.2064 | 54.2815 | 18.0899 | 3.1835 | 54.291 | 18.097
MAPP_CA_2_MISO_W | MAPP_CA | MISO_W | 2040 | B04 | 100 | 100 | 1970 | 1970 | 1969.99 | 1969.97 | 1504.51 | 1829.77 | 199.7958 | 54.2815 | 18.0899 | 3.8165 | 54.291 | 18.097
MAPP_CA_2_MISO_W | MAPP_CA | MISO_W | 2040 | B05 | 200 | 200 | 1970 | 1970 | 1969.99 | 1969.98 | 1707.66 | 1707.75 | 140.3509 | 54.2815 | 18.0899 | 5.362 | 54.291 | 18.097
MAPP_CA_2_MISO_W | MAPP_CA | MISO_W | 2040 | B06 | 300 | 300 | 1970 | 1970 | 1970 | 1969.99 | 1568.88 | 1568.87 | 124.362 | 54.2815 | 18.0899 | 7.1268 | 54.291 | 18.097
MAPP_CA_2_MISO_W | MAPP_CA | MISO_W | 2040 | B07 | 400 | 400 | 1970 | 1970 | 1970 | 1969.99 | 1177.84 | 1507.88 | 111.3287 | 54.2815 | 18.0899 | 8.5065 | 54.291 | 18.097
MAPP_CA_2_MISO_W | MAPP_CA | MISO_W | 2040 | B08 | 500 | 500 | 1970 | 1970 | 1970 | 1969.99 | 0.02 | 1380.5 | 87.4819 | 47.2426 | 18.0899 | 8.3555 | 54.291 | 18.097
MAPP_CA_2_MISO_W | MAPP_CA | MISO_W | 2040 | B09 | 800 | 800 | 1970 | 1970 | 1970 | 1970 | 0.01 | 1665.92 | 87.4819 | 44.9992 | 18.0899 | 13.3688 | 54.291 | 18.097
MAPP_CA_2_MISO_W | MAPP_CA | MISO_W | 2040 | B10 | 1262 | 0 | 1970 | 303.13 | 2.06 | 1.73 | 0 | 0 | 0 | 0 | 0 | 0 | 54.291 | 18.097
MAPP_CA_2_MISO_W | MAPP_CA | MISO_W | 2040 | B11 | 25 | 25 | 1970 | 1970 | 1969.94 | 1969.88 | 0.51 | 1540.1 | 91.5771 | 48.7976 | 18.0899 | 0.43733 | 54.291 | 18.097
MAPP_CA_2_MISO_W | MAPP_CA | MISO_W | 2040 | B12 | 200 | 200 | 1970 | 1970 | 1969.99 | 1969.98 | 0.05 | 1360.28 | 83.1137 | 46.8746 | 18.0899 | 3.1753 | 54.291 | 18.097
MAPP_CA_2_MISO_W | MAPP_CA | MISO_W | 2040 | B13 | 600 | 600 | 1970 | 1970 | 1970 | 1969.99 | 0.02 | 1361.04 | 75.149 | 47.1239 | 18.0899 | 8.6131 | 54.291 | 18.097
MAPP_CA_2_MISO_W | MAPP_CA | MISO_W | 2040 | B14 | 900 | 900 | 1970 | 1970 | 1970 | 1970 | 0.01 | 1365.17 | 13.9829 | 44.5244 | 18.0899 | 2.4039 | 54.291 | 18.097
MAPP_CA_2_MISO_W | MAPP_CA | MISO_W | 2040 | B15 | 1203 | 0 | 1970 | 0.02 | 1.88 | 1.75 | 0 | 0 | 0 | 0 | 0 | 0 | 54.291 | 18.097
MAPP_CA_2_MISO_W | MAPP_CA | MISO_W | 2040 | B16 | 25 | 25 | 1970 | 245.13 | 1969.94 | 1969.88 | 0.38 | 1165.13 | 0 | 46.8509 | 18.0899 | 0 | 54.291 | 18.097
MAPP_CA_2_MISO_W | MAPP_CA | MISO_W | 2040 | B17 | 100 | 100 | 1970 | 1640.34 | 1969.98 | 1969.97 | 0.1 | 822.35 | 0 | 46.8509 | 18.0899 | 0 | 54.291 | 18.097
MAPP_CA_2_MISO_W | MAPP_CA | MISO_W | 2040 | B18 | 400 | 400 | 1970 | 1970 | 1970 | 1969.99 | 0.03 | 833.79 | 31.3012 | 47.2545 | 18.0899 | 2.3917 | 54.291 | 18.097
MAPP_CA_2_MISO_W | MAPP_CA | MISO_W | 2040 | B19 | 700 | 700 | 1970 | 1970 | 1970 | 1970 | 0.02 | 811.78 | 31.3012 | 47.2426 | 18.0899 | 4.1855 | 54.291 | 18.097
MAPP_CA_2_MISO_W | MAPP_CA | MISO_W | 2040 | B20 | 935 | 0 | 1970 | 0 | 2.52 | 2.37 | 0 | 0 | 0 | 0 | 0 | 0 | 54.291 | 18.097
MAPP_CA_2_MISO_W | MAPP_CA | MISO_W | 2045 | B01 | 10 | 10 | 1970 | 1970 | 1969.89 | 1969.81 | 0.28 | 4.04 | 345.9393 | 75.7425 | 35.1945 | 1.0694 | 109.2226 | 36.4075
MAPP_CA_2_MISO_W | MAPP_CA | MISO_W | 2045 | B02 | 25 | 25 | 1970 | 1970 | 1969.95 | 1969.92 | 0.12 | 1.69 | 344.9303 | 75.7306 | 35.1115 | 2.6656 | 109.2226 | 36.4075
MAPP_CA_2_MISO_W | MAPP_CA | MISO_W | 2045 | B03 | 75 | 75 | 1970 | 1970 | 1969.99 | 1969.97 | 0.05 | 0.63 | 345.9511 | 80.8703 | 35.1233 | 8.0205 | 109.2226 | 36.4075
MAPP_CA_2_MISO_W | MAPP_CA | MISO_W | 2045 | B04 | 100 | 100 | 1970 | 1970 | 1969.99 | 1969.98 | 0.05 | 0.54 | 229.3878 | 87.7668 | 35.2539 | 7.0908 | 109.2226 | 36.4075
MAPP_CA_2_MISO_W | MAPP_CA | MISO_W | 2045 | B05 | 200 | 200 | 1970 | 1970 | 1970 | 1969.99 | 0.04 | 0.29 | 215.2268 | 96.0402 | 35.2658 | 13.3061 | 109.2226 | 36.4075
MAPP_CA_2_MISO_W | MAPP_CA | MISO_W | 2045 | B06 | 300 | 300 | 1970 | 1970 | 1970 | 1969.99 | 0.03 | 358.94 | 202.2055 | 96.052 | 36.3934 | 18.7517 | 109.2226 | 36.4075
MAPP_CA_2_MISO_W | MAPP_CA | MISO_W | 2045 | B07 | 400 | 400 | 1970 | 1970 | 1970 | 1969.99 | 0.01 | 0.06 | 165.7171 | 75.2914 | 33.2004 | 20.4905 | 109.2226 | 36.4075
MAPP_CA_2_MISO_W | MAPP_CA | MISO_W | 2045 | B08 | 500 | 500 | 1970 | 1970 | 1970 | 1970 | 0.01 | 0.03 | 161.6931 | 69.5701 | 31.5623 | 24.9912 | 109.2226 | 36.4075
MAPP_CA_2_MISO_W | MAPP_CA | MISO_W | 2045 | B09 | 800 | 0 | 1970 | 1970 | 1970 | 1970 | 0 | 0.03 | 161.6931 | 69.5701 | 33.1767 | 39.9859 | 109.2226 | 36.4075
MAPP_CA_2_MISO_W | MAPP_CA | MISO_W | 2045 | B10 | 1262 | 0 | 1970 | 0 | 0.02 | 0.04 | 0 | 0 | 0 | 0 | 0 | 0 | 109.2226 | 36.4075
MAPP_CA_2_MISO_W | MAPP_CA | MISO_W | 2045 | B11 | 25 | 25 | 1970 | 1970 | 1969.95 | 1969.92 | 0.12 | 0.71 | 167.0465 | 75.3033 | 32.9036 | 1.2909 | 109.2226 | 36.4075
MAPP_CA_2_MISO_W | MAPP_CA | MISO_W | 2045 | B12 | 200 | 200 | 1970 | 1970 | 1969.99 | 1969.99 | 0.01 | 0.1 | 74.5673 | 75.7543 | 32.9036 | 4.61 | 109.2226 | 36.4075
MAPP_CA_2_MISO_W | MAPP_CA | MISO_W | 2045 | B13 | 600 | 0 | 1970 | 1970 | 1970 | 1970 | 0 | 0.03 | 18.1017 | 41.8892 | 32.9036 | 3.3574 | 109.2226 | 36.4075
MAPP_CA_2_MISO_W | MAPP_CA | MISO_W | 2045 | B14 | 900 | 0 | 1970 | 1346.85 | 1969.99 | 1969.99 | 0 | 0 | 0 | 11.8344 | 8.5939 | 0 | 109.2226 | 36.4075
MAPP_CA_2_MISO_W | MAPP_CA | MISO_W | 2045 | B15 | 1203 | 0 | 1970 | 0.02 | 4.82 | 2.17 | 0 | 0 | 0 | 0 | 0 | 0 | 109.2226 | 36.4075
MAPP_CA_2_MISO_W | MAPP_CA | MISO_W | 2045 | B16 | 25 | 25 | 1970 | 0 | 1969.93 | 1969.91 | 0.07 | 0.5 | 0 | 52.3823 | 31.5505 | 0 | 109.2226 | 36.4075
MAPP_CA_2_MISO_W | MAPP_CA | MISO_W | 2045 | B17 | 100 | 100 | 1970 | 0.58 | 1969.96 | 1969.96 | 0.01 | 0.04 | 0 | 27.6571 | 18.5409 | 0 | 109.2226 | 36.4075
MAPP_CA_2_MISO_W | MAPP_CA | MISO_W | 2045 | B18 | 400 | 0 | 1970 | 1861.53 | 1969.99 | 1969.99 | 0 | 0.01 | 0 | 21.1405 | 18.5409 | 0 | 109.2226 | 36.4075
MAPP_CA_2_MISO_W | MAPP_CA | MISO_W | 2045 | B19 | 700 | 0 | 1970 | 1885.41 | 1969.99 | 1969.99 | 0 | 0.01 | 0 | 13.9829 | 18.5409 | 0 | 109.2226 | 36.4075
MAPP_CA_2_MISO_W | MAPP_CA | MISO_W | 2045 | B20 | 935 | 0 | 1970 | 0 | 2.2 | 1.62 | 0 | 0 | 0 | 0 | 0 | 0 | 109.2226 | 36.4075
MAPP_CA_2_MISO_W | MAPP_CA | MISO_W | 2050 | B01 | 10 | 10 | 1970 | 1970 | 1969.98 | 1969.93 | 0.46 | 1598.54 | 598.4498 | 96.7761 | 35.1708 | 1.3805 | 105.5597 | 35.1866
MAPP_CA_2_MISO_W | MAPP_CA | MISO_W | 2050 | B02 | 25 | 25 | 1970 | 1970 | 1969.99 | 1969.97 | 0.18 | 1607.84 | 538.8387 | 96.7761 | 35.1708 | 3.1075 | 105.5597 | 35.1866
MAPP_CA_2_MISO_W | MAPP_CA | MISO_W | 2050 | B03 | 75 | 75 | 1970 | 1970 | 1970 | 1969.99 | 706.98 | 1471.87 | 430.703 | 105.548 | 35.1708 | 7.4516 | 105.5597 | 35.1866
MAPP_CA_2_MISO_W | MAPP_CA | MISO_W | 2050 | B04 | 100 | 100 | 1970 | 1970 | 1970 | 1969.99 | 979.55 | 1344.76 | 379.4483 | 105.548 | 35.1708 | 8.7531 | 105.5597 | 35.1866
MAPP_CA_2_MISO_W | MAPP_CA | MISO_W | 2050 | B05 | 200 | 200 | 1970 | 1970 | 1970 | 1970 | 1224.31 | 1224.36 | 376.1959 | 105.548 | 35.1708 | 17.3562 | 105.5597 | 35.1866
MAPP_CA_2_MISO_W | MAPP_CA | MISO_W | 2050 | B06 | 300 | 300 | 1970 | 1970 | 1970 | 1970 | 1088.36 | 1088.38 | 337.0368 | 105.548 | 35.1708 | 23.3243 | 105.5597 | 35.1866
MAPP_CA_2_MISO_W | MAPP_CA | MISO_W | 2050 | B07 | 400 | 400 | 1970 | 1970 | 1970 | 1970 | 0.01 | 1030.22 | 309.712 | 93.6899 | 35.1708 | 28.5778 | 105.5597 | 35.1866
MAPP_CA_2_MISO_W | MAPP_CA | MISO_W | 2050 | B08 | 500 | 500 | 1970 | 1970 | 1970 | 1970 | 0.01 | 907.19 | 211.7252 | 99.2095 | 35.1708 | 24.4204 | 105.5597 | 35.1866
MAPP_CA_2_MISO_W | MAPP_CA | MISO_W | 2050 | B09 | 800 | 800 | 1970 | 1970 | 1970 | 1970 | 0.01 | 934.93 | 103.3996 | 92.5148 | 35.1708 | 19.0818 | 105.5597 | 35.1866
MAPP_CA_2_MISO_W | MAPP_CA | MISO_W | 2050 | B10 | 1262 | 0 | 1970 | 0.01 | 0.87 | 0.64 | 0 | 0 | 0 | 0 | 0 | 0 | 105.5597 | 35.1866
MAPP_CA_2_MISO_W | MAPP_CA | MISO_W | 2050 | B11 | 25 | 25 | 1970 | 1970 | 1969.99 | 1969.97 | 0.34 | 1067.36 | 155.8768 | 100.8831 | 35.1708 | 0.89894 | 105.5597 | 35.1866
MAPP_CA_2_MISO_W | MAPP_CA | MISO_W | 2050 | B12 | 200 | 200 | 1970 | 1970 | 1970 | 1969.99 | 0.01 | 0.05 | 18.2086 | 59.7298 | 28.6779 | 0.84007 | 105.5597 | 35.1866
MAPP_CA_2_MISO_W | MAPP_CA | MISO_W | 2050 | B13 | 600 | 0 | 1970 | 1970 | 1970 | 1970 | 0 | 0.01 | 14.9918 | 24.4403 | 24.6421 | 2.075 | 105.5597 | 35.1866
MAPP_CA_2_MISO_W | MAPP_CA | MISO_W | 2050 | B14 | 900 | 0 | 1970 | 1652.25 | 1969.99 | 1969.99 | 0 | 0 | 0 | 6.8253 | 6.1249 | 0 | 105.5597 | 35.1866
MAPP_CA_2_MISO_W | MAPP_CA | MISO_W | 2050 | B15 | 1203 | 0 | 1970 | 0.01 | 211.94 | 374.32 | 0 | 0 | 0 | 0 | 0 | 0 | 105.5597 | 35.1866
MAPP_CA_2_MISO_W | MAPP_CA | MISO_W | 2050 | B16 | 25 | 25 | 1970 | 0 | 1969.98 | 1969.97 | 0.1 | 293.79 | 0 | 92.3842 | 35.1708 | 0 | 105.5597 | 35.1866
MAPP_CA_2_MISO_W | MAPP_CA | MISO_W | 2050 | B17 | 100 | 100 | 1970 | 477.38 | 1969.98 | 1969.98 | 0.01 | 0.02 | 0 | 27.1586 | 18.3866 | 0 | 105.5597 | 35.1866
MAPP_CA_2_MISO_W | MAPP_CA | MISO_W | 2050 | B18 | 400 | 0 | 1970 | 1970 | 1969.99 | 1970 | 0 | 0.01 | 13.7099 | 13.9947 | 18.3748 | 1.265 | 105.5597 | 35.1866
MAPP_CA_2_MISO_W | MAPP_CA | MISO_W | 2050 | B19 | 700 | 0 | 1970 | 1970 | 1970 | 1969.99 | 0 | 0 | 13.7099 | 13.5318 | 7.5137 | 2.2138 | 105.5597 | 35.1866
MAPP_CA_2_MISO_W | MAPP_CA | MISO_W | 2050 | B20 | 935 | 0 | 1970 | 0 | 1.55 | 1.17 | 0 | 0 | 0 | 0 | 0 | 0 | 105.5597 | 35.1866
MAPP_US_2_MAPP_CA | MAPP_US | MAPP_CA | 2015 | B01 | 10 | 10 | 165 | 0.95 | 41.19 | 38.49 | 53.22 | 45.18 | 0 | 0.02374 | 0.01187 | 0 | 0 | 0
MAPP_US_2_MAPP_CA | MAPP_US | MAPP_CA | 2015 | B02 | 25 | 25 | 165 | 0 | 0.58 | 0.4 | 0.69 | 0.47 | 0 | 0.01187 | 0 | 0 | 0 | 0
MAPP_US_2_MAPP_CA | MAPP_US | MAPP_CA | 2015 | B03 | 75 | 75 | 165 | 0 | 0.1 | 0.07 | 0.11 | 0.08 | 0 | 0 | 0 | 0 | 0 | 0
MAPP_US_2_MAPP_CA | MAPP_US | MAPP_CA | 2015 | B04 | 100 | 100 | 165 | 0 | 0.06 | 0.07 | 0.07 | 0.07 | 0 | 0 | 0 | 0 | 0 | 0
MAPP_US_2_MAPP_CA | MAPP_US | MAPP_CA | 2015 | B05 | 200 | 200 | 165 | 0 | 0.02 | 0.01 | 0.02 | 0.01 | 0 | 0 | 0 | 0 | 0 | 0
MAPP_US_2_MAPP_CA | MAPP_US | MAPP_CA | 2015 | B06 | 300 | 300 | 165 | 0.04 | 0.01 | 0.01 | 0.02 | 0.01 | 0 | 0 | 0 | 0 | 0 | 0
MAPP_US_2_MAPP_CA | MAPP_US | MAPP_CA | 2015 | B07 | 400 | 400 | 165 | 0 | 0.01 | 0.01 | 0.01 | 0.01 | 0 | 0 | 0 | 0 | 0 | 0
MAPP_US_2_MAPP_CA | MAPP_US | MAPP_CA | 2015 | B08 | 500 | 500 | 165 | 0 | 0.01 | 0.01 | 0.01 | 0.01 | 0 | 0 | 0 | 0 | 0 | 0
MAPP_US_2_MAPP_CA | MAPP_US | MAPP_CA | 2015 | B09 | 800 | 800 | 165 | 0 | 0.01 | 0 | 0.01 | 0 | 0 | 0 | 0 | 0 | 0 | 0
MAPP_US_2_MAPP_CA | MAPP_US | MAPP_CA | 2015 | B10 | 1262 | 0 | 165 | 0 | 0 | 0 | 0 | 0 | 0 | 0 | 0 | 0 | 0 | 0
MAPP_US_2_MAPP_CA | MAPP_US | MAPP_CA | 2015 | B11 | 25 | 25 | 165 | 0.46 | 0.12 | 0.09 | 0.15 | 0.11 | 0 | 0.01187 | 0 | 0 | 0 | 0
MAPP_US_2_MAPP_CA | MAPP_US | MAPP_CA | 2015 | B12 | 200 | 200 | 165 | 0.05 | 0.04 | 4.02 | 0.05 | 4.15 | 0 | 0 | 0 | 0 | 0 | 0
MAPP_US_2_MAPP_CA | MAPP_US | MAPP_CA | 2015 | B13 | 600 | 600 | 165 | 0 | 0.01 | 0.01 | 0.01 | 0.01 | 0 | 0 | 0 | 0 | 0 | 0
MAPP_US_2_MAPP_CA | MAPP_US | MAPP_CA | 2015 | B14 | 900 | 900 | 165 | 0 | 0 | 0 | 0.01 | 0 | 0 | 0 | 0 | 0 | 0 | 0
MAPP_US_2_MAPP_CA | MAPP_US | MAPP_CA | 2015 | B15 | 1203 | 0 | 165 | 0 | 0 | 0 | 0 | 0 | 0 | 0 | 0 | 0 | 0 | 0
MAPP_US_2_MAPP_CA | MAPP_US | MAPP_CA | 2015 | B16 | 25 | 25 | 165 | 0.4 | 26.96 | 27.96 | 26.65 | 30.44 | 0 | 0.01187 | 0.01187 | 0 | 0 | 0
MAPP_US_2_MAPP_CA | MAPP_US | MAPP_CA | 2015 | B17 | 100 | 100 | 165 | 0 | 10.46 | 8.02 | 13.43 | 8.85 | 0 | 0 | 0 | 0 | 0 | 0
MAPP_US_2_MAPP_CA | MAPP_US | MAPP_CA | 2015 | B18 | 400 | 400 | 165 | 0 | 0.01 | 0.01 | 0.01 | 0.01 | 0 | 0 | 0 | 0 | 0 | 0
MAPP_US_2_MAPP_CA | MAPP_US | MAPP_CA | 2015 | B19 | 700 | 700 | 165 | 0 | 0 | 0 | 0.01 | 0 | 0 | 0 | 0 | 0 | 0 | 0
MAPP_US_2_MAPP_CA | MAPP_US | MAPP_CA | 2015 | B20 | 935 | 0 | 165 | 0 | 0 | 0 | 0 | 0 | 0 | 0 | 0 | 0 | 0 | 0
MAPP_US_2_MAPP_CA | MAPP_US | MAPP_CA | 2020 | B01 | 10 | 10 | 165 | 1.21 | 58.62 | 54.2 | 1.89 | 3.51 | 0 | 0.03561 | 0.02374 | 0 | 1.3327 | 0.44424
MAPP_US_2_MAPP_CA | MAPP_US | MAPP_CA | 2020 | B02 | 25 | 25 | 165 | 0.49 | 38.61 | 32.87 | 0.84 | 1.67 | 0 | 0.01187 | 0.01187 | 0 | 1.3327 | 0.44424
MAPP_US_2_MAPP_CA | MAPP_US | MAPP_CA | 2020 | B03 | 75 | 75 | 165 | 0.17 | 16.4 | 12.82 | 0.29 | 0.59 | 0 | 0 | 0 | 0 | 1.3327 | 0.44424
MAPP_US_2_MAPP_CA | MAPP_US | MAPP_CA | 2020 | B04 | 100 | 100 | 165 | 0.13 | 12.77 | 9.77 | 0.22 | 0.45 | 0 | 0 | 0 | 0 | 1.3327 | 0.44424
MAPP_US_2_MAPP_CA | MAPP_US | MAPP_CA | 2020 | B05 | 200 | 200 | 165 | 0.07 | 6.86 | 5.15 | 0.11 | 0.23 | 0 | 0 | 0 | 0 | 1.3327 | 0.44424
MAPP_US_2_MAPP_CA | MAPP_US | MAPP_CA | 2020 | B06 | 300 | 300 | 165 | 0.05 | 4.78 | 3.63 | 0.08 | 0.16 | 0 | 0 | 0 | 0 | 1.3327 | 0.44424
MAPP_US_2_MAPP_CA | MAPP_US | MAPP_CA | 2020 | B07 | 400 | 400 | 165 | 0.04 | 3.76 | 2.8 | 0.06 | 0.12 | 0 | 0 | 0 | 0 | 1.3327 | 0.44424
MAPP_US_2_MAPP_CA | MAPP_US | MAPP_CA | 2020 | B08 | 500 | 500 | 165 | 0.03 | 3.1 | 2.33 | 0.05 | 0.09 | 0 | 0 | 0 | 0 | 1.3327 | 0.44424
MAPP_US_2_MAPP_CA | MAPP_US | MAPP_CA | 2020 | B09 | 800 | 800 | 165 | 164.98 | 162.93 | 0.25 | 0.03 | 0.05 | 0.01187 | 0.01187 | 0 | 0.0017833 | 1.3327 | 0.44424
MAPP_US_2_MAPP_CA | MAPP_US | MAPP_CA | 2020 | B10 | 1262 | 1262 | 165 | 165 | 164.97 | 0.07 | 0.05 | 0.02 | 0.74781 | 0.75968 | 0 | 0.17723 | 1.3327 | 0.44424
MAPP_US_2_MAPP_CA | MAPP_US | MAPP_CA | 2020 | B11 | 25 | 25 | 165 | 0.48 | 39.24 | 33 | 0.85 | 1.71 | 0 | 0.01187 | 0.01187 | 0 | 1.3327 | 0.44424
MAPP_US_2_MAPP_CA | MAPP_US | MAPP_CA | 2020 | B12 | 200 | 200 | 165 | 0.07 | 7.01 | 5.28 | 0.11 | 0.23 | 0 | 0 | 0 | 0 | 1.3327 | 0.44424
MAPP_US_2_MAPP_CA | MAPP_US | MAPP_CA | 2020 | B13 | 600 | 600 | 165 | 0.02 | 2.65 | 1.98 | 0.04 | 0.08 | 0 | 0 | 0 | 0 | 1.3327 | 0.44424
MAPP_US_2_MAPP_CA | MAPP_US | MAPP_CA | 2020 | B14 | 900 | 900 | 165 | 9.09 | 0.02 | 1.27 | 0.01 | 0.04 | 0 | 0 | 0 | 0 | 1.3327 | 0.44424
MAPP_US_2_MAPP_CA | MAPP_US | MAPP_CA | 2020 | B15 | 1203 | 1203 | 165 | 165 | 0.04 | 0.01 | 0.01 | 0.01 | 2.6707 | 0 | 0 | 0.60336 | 1.3327 | 0.44424
MAPP_US_2_MAPP_CA | MAPP_US | MAPP_CA | 2020 | B16 | 25 | 25 | 165 | 165 | 164.25 | 128.96 | 115.27 | 2.42 | 8.0004 | 1.3294 | 0.01187 | 0.03756 | 1.3327 | 0.44424
MAPP_US_2_MAPP_CA | MAPP_US | MAPP_CA | 2020 | B17 | 100 | 100 | 165 | 0.14 | 14.89 | 11.26 | 0.23 | 0.48 | 0 | 0 | 0 | 0 | 1.3327 | 0.44424
MAPP_US_2_MAPP_CA | MAPP_US | MAPP_CA | 2020 | B18 | 400 | 400 | 165 | 164.96 | 4.04 | 3.01 | 0.06 | 0.12 | 0.01187 | 0 | 0 | 0.00089164 | 1.3327 | 0.44424
MAPP_US_2_MAPP_CA | MAPP_US | MAPP_CA | 2020 | B19 | 700 | 700 | 165 | 164.98 | 0.02 | 0.04 | 0.01 | 0.03 | 0.01187 | 0 | 0 | 0.0015604 | 1.3327 | 0.44424
MAPP_US_2_MAPP_CA | MAPP_US | MAPP_CA | 2020 | B20 | 935 | 935 | 165 | 165 | 164.96 | 0.02 | 0.1 | 0.01 | 5.4365 | 1.0564 | 0 | 0.95457 | 1.3327 | 0.44424
MAPP_US_2_MAPP_CA | MAPP_US | MAPP_CA | 2025 | B01 | 10 | 10 | 165 | 0 | 0.26 | 0.75 | 0.16 | 0.35 | 0 | 0.02374 | 0.02374 | 0 | 15.839 | 5.2797
MAPP_US_2_MAPP_CA | MAPP_US | MAPP_CA | 2025 | B02 | 25 | 25 | 165 | 0 | 0.18 | 0.37 | 0.07 | 0.15 | 0 | 0.01187 | 0.01187 | 0 | 15.839 | 5.2797
MAPP_US_2_MAPP_CA | MAPP_US | MAPP_CA | 2025 | B03 | 75 | 75 | 165 | 0 | 0.06 | 0.13 | 0.02 | 0.05 | 0 | 0 | 0 | 0 | 15.839 | 5.2797
MAPP_US_2_MAPP_CA | MAPP_US | MAPP_CA | 2025 | B04 | 100 | 100 | 165 | 0 | 0.05 | 0.1 | 0.02 | 0.04 | 0 | 0 | 0 | 0 | 15.839 | 5.2797
MAPP_US_2_MAPP_CA | MAPP_US | MAPP_CA | 2025 | B05 | 200 | 200 | 165 | 0 | 0.03 | 0.05 | 0.01 | 0.02 | 0 | 0 | 0 | 0 | 15.839 | 5.2797
MAPP_US_2_MAPP_CA | MAPP_US | MAPP_CA | 2025 | B06 | 300 | 300 | 165 | 0 | 0.02 | 0.04 | 0.01 | 0.01 | 0 | 0 | 0 | 0 | 15.839 | 5.2797
MAPP_US_2_MAPP_CA | MAPP_US | MAPP_CA | 2025 | B07 | 400 | 0 | 165 | 0 | 0.01 | 0.03 | 0 | 0.01 | 0 | 0 | 0 | 0 | 15.839 | 5.2797
MAPP_US_2_MAPP_CA | MAPP_US | MAPP_CA | 2025 | B08 | 500 | 0 | 165 | 0 | 0.01 | 0.02 | 0 | 0.01 | 0 | 0 | 0 | 0 | 15.839 | 5.2797
MAPP_US_2_MAPP_CA | MAPP_US | MAPP_CA | 2025 | B09 | 800 | 0 | 165 | 0 | 0.01 | 0.02 | 0 | 0.01 | 0 | 0 | 0 | 0 | 15.839 | 5.2797
MAPP_US_2_MAPP_CA | MAPP_US | MAPP_CA | 2025 | B10 | 1262 | 0 | 165 | 164.99 | 164.99 | 165 | 0 | 96.64 | 0.01187 | 7.2644 | 5.2822 | 0.0043737 | 15.839 | 5.2797
MAPP_US_2_MAPP_CA | MAPP_US | MAPP_CA | 2025 | B11 | 25 | 25 | 165 | 0 | 0.18 | 0.37 | 0.07 | 0.15 | 0 | 0.01187 | 0.01187 | 0 | 15.839 | 5.2797
MAPP_US_2_MAPP_CA | MAPP_US | MAPP_CA | 2025 | B12 | 200 | 200 | 165 | 0 | 0.03 | 0.06 | 0.01 | 0.02 | 0 | 0 | 0 | 0 | 15.839 | 5.2797
MAPP_US_2_MAPP_CA | MAPP_US | MAPP_CA | 2025 | B13 | 600 | 0 | 165 | 0 | 0.02 | 0.02 | 0 | 0.01 | 0 | 0 | 0 | 0 | 15.839 | 5.2797
MAPP_US_2_MAPP_CA | MAPP_US | MAPP_CA | 2025 | B14 | 900 | 0 | 165 | 0.02 | 1.93 | 1.66 | 0 | 0.01 | 0 | 0 | 0 | 0 | 15.839 | 5.2797
MAPP_US_2_MAPP_CA | MAPP_US | MAPP_CA | 2025 | B15 | 1203 | 0 | 165 | 165 | 165 | 164.99 | 0 | 0.02 | 51.9669 | 8.0953 | 3.4067 | 18.2529 | 15.839 | 5.2797
MAPP_US_2_MAPP_CA | MAPP_US | MAPP_CA | 2025 | B16 | 25 | 25 | 165 | 164.34 | 39.7 | 36.04 | 0.1 | 0.21 | 0.01187 | 0.01187 | 0.01187 | 8.6642e-05 | 15.839 | 5.2797
MAPP_US_2_MAPP_CA | MAPP_US | MAPP_CA | 2025 | B17 | 100 | 100 | 165 | 0.18 | 15.31 | 12.45 | 0.03 | 0.06 | 0 | 0 | 0 | 0 | 15.839 | 5.2797
MAPP_US_2_MAPP_CA | MAPP_US | MAPP_CA | 2025 | B18 | 400 | 400 | 165 | 0.04 | 4.46 | 3.45 | 0.01 | 0.01 | 0 | 0 | 0 | 0 | 15.839 | 5.2797
MAPP_US_2_MAPP_CA | MAPP_US | MAPP_CA | 2025 | B19 | 700 | 0 | 165 | 0.03 | 0.03 | 2.03 | 0 | 0.01 | 0 | 0 | 0 | 0 | 15.839 | 5.2797
MAPP_US_2_MAPP_CA | MAPP_US | MAPP_CA | 2025 | B20 | 935 | 935 | 165 | 165 | 165 | 164.99 | 0.01 | 0.09 | 10.4812 | 10.4812 | 4.9142 | 2.8613 | 15.839 | 5.2797
MAPP_US_2_MAPP_CA | MAPP_US | MAPP_CA | 2030 | B01 | 10 | 10 | 165 | 0 | 0.28 | 0.37 | 0.19 | 0.31 | 0 | 0.03561 | 0.02374 | 0 | 14.1701 | 4.7234
MAPP_US_2_MAPP_CA | MAPP_US | MAPP_CA | 2030 | B02 | 25 | 25 | 165 | 0 | 0.12 | 0.25 | 0.07 | 0.16 | 0 | 0.01187 | 0.01187 | 0 | 14.1701 | 4.7234
MAPP_US_2_MAPP_CA | MAPP_US | MAPP_CA | 2030 | B03 | 75 | 75 | 165 | 0 | 0.04 | 0.09 | 0.03 | 0.05 | 0 | 0 | 0 | 0 | 14.1701 | 4.7234
MAPP_US_2_MAPP_CA | MAPP_US | MAPP_CA | 2030 | B04 | 100 | 100 | 165 | 0 | 0.03 | 0.07 | 0.02 | 0.04 | 0 | 0 | 0 | 0 | 14.1701 | 4.7234
MAPP_US_2_MAPP_CA | MAPP_US | MAPP_CA | 2030 | B05 | 200 | 200 | 165 | 0 | 0.02 | 0.04 | 0.01 | 0.02 | 0 | 0 | 0 | 0 | 14.1701 | 4.7234
MAPP_US_2_MAPP_CA | MAPP_US | MAPP_CA | 2030 | B06 | 300 | 300 | 165 | 0 | 0.01 | 0.02 | 0.01 | 0.01 | 0 | 0 | 0 | 0 | 14.1701 | 4.7234
MAPP_US_2_MAPP_CA | MAPP_US | MAPP_CA | 2030 | B07 | 400 | 0 | 165 | 0 | 0.01 | 0.02 | 0 | 0.01 | 0 | 0 | 0 | 0 | 14.1701 | 4.7234
MAPP_US_2_MAPP_CA | MAPP_US | MAPP_CA | 2030 | B08 | 500 | 0 | 165 | 0 | 0.01 | 0.02 | 0 | 0.01 | 0 | 0 | 0 | 0 | 14.1701 | 4.7234
MAPP_US_2_MAPP_CA | MAPP_US | MAPP_CA | 2030 | B09 | 800 | 0 | 165 | 0 | 0.01 | 0.01 | 0 | 0.01 | 0 | 0 | 0 | 0 | 14.1701 | 4.7234
MAPP_US_2_MAPP_CA | MAPP_US | MAPP_CA | 2030 | B10 | 1262 | 0 | 165 | 0.02 | 2.14 | 1.61 | 0 | 0.01 | 0 | 0 | 0 | 0 | 14.1701 | 4.7234
MAPP_US_2_MAPP_CA | MAPP_US | MAPP_CA | 2030 | B11 | 25 | 25 | 165 | 0 | 0.12 | 0.25 | 0.08 | 0.16 | 0 | 0.01187 | 0.01187 | 0 | 14.1701 | 4.7234
MAPP_US_2_MAPP_CA | MAPP_US | MAPP_CA | 2030 | B12 | 200 | 200 | 165 | 0 | 0.02 | 0.04 | 0.01 | 0.02 | 0 | 0 | 0 | 0 | 14.1701 | 4.7234
MAPP_US_2_MAPP_CA | MAPP_US | MAPP_CA | 2030 | B13 | 600 | 0 | 165 | 0 | 0.01 | 0.01 | 0 | 0.01 | 0 | 0 | 0 | 0 | 14.1701 | 4.7234
MAPP_US_2_MAPP_CA | MAPP_US | MAPP_CA | 2030 | B14 | 900 | 0 | 165 | 0 | 0.01 | 0.05 | 0 | 0.01 | 0 | 0 | 0 | 0 | 14.1701 | 4.7234
MAPP_US_2_MAPP_CA | MAPP_US | MAPP_CA | 2030 | B15 | 1203 | 0 | 165 | 165 | 2.17 | 1.63 | 0 | 0.01 | 4.5818 | 0 | 0 | 2.5781 | 14.1701 | 4.7234
MAPP_US_2_MAPP_CA | MAPP_US | MAPP_CA | 2030 | B16 | 25 | 25 | 165 | 0.79 | 0.15 | 0.25 | 0.08 | 0.16 | 0 | 0.01187 | 0.01187 | 0 | 14.1701 | 4.7234
MAPP_US_2_MAPP_CA | MAPP_US | MAPP_CA | 2030 | B17 | 100 | 100 | 165 | 0 | 0.04 | 0.07 | 0.02 | 0.04 | 0 | 0 | 0 | 0 | 14.1701 | 4.7234
MAPP_US_2_MAPP_CA | MAPP_US | MAPP_CA | 2030 | B18 | 400 | 400 | 165 | 0 | 0.02 | 0.02 | 0.01 | 0.01 | 0 | 0 | 0 | 0 | 14.1701 | 4.7234
MAPP_US_2_MAPP_CA | MAPP_US | MAPP_CA | 2030 | B19 | 700 | 0 | 165 | 0 | 0.01 | 0.01 | 0 | 0.01 | 0 | 0 | 0 | 0 | 14.1701 | 4.7234
MAPP_US_2_MAPP_CA | MAPP_US | MAPP_CA | 2030 | B20 | 935 | 0 | 165 | 165 | 2.93 | 2.1 | 0 | 0.01 | 37.3074 | 0 | 0 | 16.3154 | 14.1701 | 4.7234
MAPP_US_2_MAPP_CA | MAPP_US | MAPP_CA | 2035 | B01 | 10 | 10 | 165 | 0 | 0.16 | 0.33 | 0.22 | 0.45 | 0 | 0.04748 | 0.03561 | 0 | 0 | 0
MAPP_US_2_MAPP_CA | MAPP_US | MAPP_CA | 2035 | B02 | 25 | 25 | 165 | 0 | 0.07 | 0.15 | 0.09 | 0.2 | 0 | 0.01187 | 0.01187 | 0 | 0 | 0
MAPP_US_2_MAPP_CA | MAPP_US | MAPP_CA | 2035 | B03 | 75 | 75 | 165 | 0 | 0.02 | 0.05 | 0.03 | 0.06 | 0 | 0 | 0 | 0 | 0 | 0
MAPP_US_2_MAPP_CA | MAPP_US | MAPP_CA | 2035 | B04 | 100 | 100 | 165 | 0 | 0.02 | 0.04 | 0.02 | 0.05 | 0 | 0 | 0 | 0 | 0 | 0
MAPP_US_2_MAPP_CA | MAPP_US | MAPP_CA | 2035 | B05 | 200 | 200 | 165 | 0 | 0.01 | 0.02 | 0.01 | 0.02 | 0 | 0 | 0 | 0 | 0 | 0
MAPP_US_2_MAPP_CA | MAPP_US | MAPP_CA | 2035 | B06 | 300 | 300 | 165 | 0 | 0.01 | 0.01 | 0.01 | 0.02 | 0 | 0 | 0 | 0 | 0 | 0
MAPP_US_2_MAPP_CA | MAPP_US | MAPP_CA | 2035 | B07 | 400 | 400 | 165 | 0 | 0 | 0.01 | 0.01 | 0.01 | 0 | 0 | 0 | 0 | 0 | 0
MAPP_US_2_MAPP_CA | MAPP_US | MAPP_CA | 2035 | B08 | 500 | 500 | 165 | 0 | 0.01 | 0.01 | 0.01 | 0.01 | 0 | 0 | 0 | 0 | 0 | 0
MAPP_US_2_MAPP_CA | MAPP_US | MAPP_CA | 2035 | B09 | 800 | 800 | 165 | 0 | 0.01 | 0.01 | 0.01 | 0.01 | 0 | 0 | 0 | 0 | 0 | 0
MAPP_US_2_MAPP_CA | MAPP_US | MAPP_CA | 2035 | B10 | 1262 | 1262 | 165 | 0.02 | 0.01 | 138.01 | 0.01 | 53.56 | 0 | 0 | 0 | 0 | 0 | 0
MAPP_US_2_MAPP_CA | MAPP_US | MAPP_CA | 2035 | B11 | 25 | 25 | 165 | 0 | 0.14 | 0.14 | 0.17 | 0.19 | 0 | 0.01187 | 0.01187 | 0 | 0 | 0
MAPP_US_2_MAPP_CA | MAPP_US | MAPP_CA | 2035 | B12 | 200 | 200 | 165 | 0 | 0.02 | 0.21 | 0.03 | 0.23 | 0 | 0 | 0 | 0 | 0 | 0
MAPP_US_2_MAPP_CA | MAPP_US | MAPP_CA | 2035 | B13 | 600 | 600 | 165 | 0 | 0.01 | 57.86 | 0.01 | 44.92 | 0 | 0 | 0 | 0 | 0 | 0
MAPP_US_2_MAPP_CA | MAPP_US | MAPP_CA | 2035 | B14 | 900 | 900 | 165 | 0 | 0.01 | 53.18 | 0.01 | 30.93 | 0 | 0 | 0 | 0 | 0 | 0
MAPP_US_2_MAPP_CA | MAPP_US | MAPP_CA | 2035 | B15 | 1203 | 1203 | 165 | 142.37 | 0.01 | 134.12 | 0.01 | 63.47 | 0 | 0 | 0 | 0 | 0 | 0
MAPP_US_2_MAPP_CA | MAPP_US | MAPP_CA | 2035 | B16 | 25 | 25 | 165 | 1.04 | 0.34 | 3.07 | 0.42 | 4.76 | 0 | 0.02374 | 0.01187 | 0 | 0 | 0
MAPP_US_2_MAPP_CA | MAPP_US | MAPP_CA | 2035 | B17 | 100 | 100 | 165 | 0.27 | 0.09 | 0.98 | 0.1 | 1.53 | 0 | 0 | 0 | 0 | 0 | 0
MAPP_US_2_MAPP_CA | MAPP_US | MAPP_CA | 2035 | B18 | 400 | 400 | 165 | 0 | 0.02 | 0.3 | 0.02 | 0.42 | 0 | 0 | 0 | 0 | 0 | 0
MAPP_US_2_MAPP_CA | MAPP_US | MAPP_CA | 2035 | B19 | 700 | 700 | 165 | 0 | 0.01 | 0.18 | 0.01 | 0.23 | 0 | 0 | 0 | 0 | 0 | 0
MAPP_US_2_MAPP_CA | MAPP_US | MAPP_CA | 2035 | B20 | 935 | 935 | 165 | 71.12 | 3.39 | 127.04 | 3.4 | 44.93 | 0 | 0 | 0 | 0 | 0 | 0
MAPP_US_2_MAPP_CA | MAPP_US | MAPP_CA | 2040 | B01 | 10 | 10 | 165 | 0 | 0.15 | 0.26 | 0.19 | 0.35 | 0 | 0.05935 | 0.04748 | 0 | 2.3721 | 0.79071
MAPP_US_2_MAPP_CA | MAPP_US | MAPP_CA | 2040 | B02 | 25 | 25 | 165 | 0 | 0.06 | 0.15 | 0.08 | 0.18 | 0 | 0.02374 | 0.01187 | 0 | 2.3721 | 0.79071
MAPP_US_2_MAPP_CA | MAPP_US | MAPP_CA | 2040 | B03 | 75 | 75 | 165 | 0 | 0.02 | 0.04 | 0.02 | 0.05 | 0 | 0.01187 | 0 | 0 | 2.3721 | 0.79071
MAPP_US_2_MAPP_CA | MAPP_US | MAPP_CA | 2040 | B04 | 100 | 100 | 165 | 0 | 0.01 | 0.02 | 0.02 | 0.03 | 0 | 0 | 0 | 0 | 2.3721 | 0.79071
MAPP_US_2_MAPP_CA | MAPP_US | MAPP_CA | 2040 | B05 | 200 | 200 | 165 | 0 | 0.01 | 0.01 | 0.01 | 0.02 | 0 | 0 | 0 | 0 | 2.3721 | 0.79071
MAPP_US_2_MAPP_CA | MAPP_US | MAPP_CA | 2040 | B06 | 300 | 300 | 165 | 0 | 0 | 0.01 | 0.01 | 0.01 | 0 | 0 | 0 | 0 | 2.3721 | 0.79071
MAPP_US_2_MAPP_CA | MAPP_US | MAPP_CA | 2040 | B07 | 400 | 0 | 165 | 0 | 0 | 0.01 | 0 | 0.01 | 0 | 0 | 0 | 0 | 2.3721 | 0.79071
MAPP_US_2_MAPP_CA | MAPP_US | MAPP_CA | 2040 | B08 | 500 | 0 | 165 | 0 | 0 | 0.01 | 0 | 0.01 | 0 | 0 | 0 | 0 | 2.3721 | 0.79071
MAPP_US_2_MAPP_CA | MAPP_US | MAPP_CA | 2040 | B09 | 800 | 0 | 165 | 0 | 0 | 0.01 | 0 | 0.01 | 0 | 0 | 0 | 0 | 2.3721 | 0.79071
MAPP_US_2_MAPP_CA | MAPP_US | MAPP_CA | 2040 | B10 | 1262 | 1262 | 165 | 0.03 | 164.93 | 164.94 | 0.04 | 52.43 | 0 | 0.78342 | 0.79529 | 0 | 2.3721 | 0.79071
MAPP_US_2_MAPP_CA | MAPP_US | MAPP_CA | 2040 | B11 | 25 | 25 | 165 | 0 | 0.08 | 0.11 | 0.09 | 0.14 | 0 | 0.02374 | 0.01187 | 0 | 2.3721 | 0.79071
MAPP_US_2_MAPP_CA | MAPP_US | MAPP_CA | 2040 | B12 | 200 | 200 | 165 | 0 | 0.03 | 0.03 | 0.03 | 0.03 | 0 | 0 | 0 | 0 | 2.3721 | 0.79071
MAPP_US_2_MAPP_CA | MAPP_US | MAPP_CA | 2040 | B13 | 600 | 600 | 165 | 0 | 0.01 | 0.01 | 0.01 | 0.01 | 0 | 0 | 0 | 0 | 2.3721 | 0.79071
MAPP_US_2_MAPP_CA | MAPP_US | MAPP_CA | 2040 | B14 | 900 | 900 | 165 | 0 | 0.01 | 0.01 | 0.01 | 0.01 | 0 | 0 | 0 | 0 | 2.3721 | 0.79071
MAPP_US_2_MAPP_CA | MAPP_US | MAPP_CA | 2040 | B15 | 1203 | 1203 | 165 | 164.97 | 164.93 | 164.9 | 0.04 | 1.22 | 0.01187 | 0.77155 | 0.74781 | 0.006679 | 2.3721 | 0.79071
MAPP_US_2_MAPP_CA | MAPP_US | MAPP_CA | 2040 | B16 | 25 | 25 | 165 | 1.29 | 0.1 | 0.37 | 0.12 | 0.4 | 0 | 0.02374 | 0.01187 | 0 | 2.3721 | 0.79071
MAPP_US_2_MAPP_CA | MAPP_US | MAPP_CA | 2040 | B17 | 100 | 100 | 165 | 0.33 | 0.02 | 0.06 | 0.03 | 0.07 | 0 | 0 | 0 | 0 | 2.3721 | 0.79071
MAPP_US_2_MAPP_CA | MAPP_US | MAPP_CA | 2040 | B18 | 400 | 400 | 165 | 0 | 0.01 | 0.02 | 0.01 | 0.02 | 0 | 0 | 0 | 0 | 2.3721 | 0.79071
MAPP_US_2_MAPP_CA | MAPP_US | MAPP_CA | 2040 | B19 | 700 | 0 | 165 | 0 | 0 | 0.01 | 0 | 0.01 | 0 | 0 | 0 | 0 | 2.3721 | 0.79071
MAPP_US_2_MAPP_CA | MAPP_US | MAPP_CA | 2040 | B20 | 935 | 935 | 165 | 165 | 164.91 | 161.8 | 0.06 | 0.08 | 7.217 | 0.77155 | 0.01187 | 3.1562 | 2.3721 | 0.79071
MAPP_US_2_MAPP_CA | MAPP_US | MAPP_CA | 2045 | B01 | 10 | 10 | 165 | 0 | 0.12 | 0.18 | 0.14 | 0.23 | 0 | 0.07122 | 0.04748 | 0 | 6.4644 | 2.1548
MAPP_US_2_MAPP_CA | MAPP_US | MAPP_CA | 2045 | B02 | 25 | 25 | 165 | 0 | 0.05 | 0.09 | 0.06 | 0.1 | 0 | 0.02374 | 0.02374 | 0 | 6.4644 | 2.1548
MAPP_US_2_MAPP_CA | MAPP_US | MAPP_CA | 2045 | B03 | 75 | 75 | 165 | 0 | 0.02 | 0.03 | 0.02 | 0.03 | 0 | 0.01187 | 0.01187 | 0 | 6.4644 | 2.1548
MAPP_US_2_MAPP_CA | MAPP_US | MAPP_CA | 2045 | B04 | 100 | 100 | 165 | 0 | 0.01 | 0.02 | 0.01 | 0.02 | 0 | 0.01187 | 0 | 0 | 6.4644 | 2.1548
MAPP_US_2_MAPP_CA | MAPP_US | MAPP_CA | 2045 | B05 | 200 | 200 | 165 | 0 | 0.01 | 0.01 | 0.01 | 0.01 | 0 | 0 | 0 | 0 | 6.4644 | 2.1548
MAPP_US_2_MAPP_CA | MAPP_US | MAPP_CA | 2045 | B06 | 300 | 0 | 165 | 0 | 0 | 0.01 | 0 | 0.01 | 0 | 0 | 0 | 0 | 6.4644 | 2.1548
MAPP_US_2_MAPP_CA | MAPP_US | MAPP_CA | 2045 | B07 | 400 | 0 | 165 | 0 | 0 | 0.01 | 0 | 0.01 | 0 | 0 | 0 | 0 | 6.4644 | 2.1548
MAPP_US_2_MAPP_CA | MAPP_US | MAPP_CA | 2045 | B08 | 500 | 0 | 165 | 0 | 0 | 0.01 | 0 | 0.01 | 0 | 0 | 0 | 0 | 6.4644 | 2.1548
MAPP_US_2_MAPP_CA | MAPP_US | MAPP_CA | 2045 | B09 | 800 | 0 | 165 | 0 | 0 | 0 | 0 | 0 | 0 | 0 | 0 | 0 | 6.4644 | 2.1548
MAPP_US_2_MAPP_CA | MAPP_US | MAPP_CA | 2045 | B10 | 1262 | 1262 | 165 | 165 | 164.99 | 164.97 | 33.77 | 33.8 | 3.9765 | 6.4573 | 2.1485 | 1.4652 | 6.4644 | 2.1548
MAPP_US_2_MAPP_CA | MAPP_US | MAPP_CA | 2045 | B11 | 25 | 25 | 165 | 0 | 0.06 | 0.09 | 0.07 | 0.11 | 0 | 0.02374 | 0.02374 | 0 | 6.4644 | 2.1548
MAPP_US_2_MAPP_CA | MAPP_US | MAPP_CA | 2045 | B12 | 200 | 200 | 165 | 0 | 0.01 | 0.01 | 0.01 | 0.01 | 0 | 0 | 0 | 0 | 6.4644 | 2.1548
MAPP_US_2_MAPP_CA | MAPP_US | MAPP_CA | 2045 | B13 | 600 | 600 | 165 | 0 | 0.01 | 0 | 0.01 | 0 | 0 | 0 | 0 | 0 | 6.4644 | 2.1548
MAPP_US_2_MAPP_CA | MAPP_US | MAPP_CA | 2045 | B14 | 900 | 900 | 165 | 0.05 | 0.01 | 0.01 | 0.01 | 0.01 | 0 | 0 | 0 | 0 | 6.4644 | 2.1548
MAPP_US_2_MAPP_CA | MAPP_US | MAPP_CA | 2045 | B15 | 1203 | 1203 | 165 | 164.96 | 117.19 | 162.17 | 0.01 | 0.03 | 0.01187 | 0 | 0.01187 | 0.0041692 | 6.4644 | 2.1548
MAPP_US_2_MAPP_CA | MAPP_US | MAPP_CA | 2045 | B16 | 25 | 25 | 165 | 165 | 0.09 | 0.1 | 0.1 | 0.12 | 25.5086 | 0.02374 | 0.02374 | 0.18619 | 6.4644 | 2.1548
MAPP_US_2_MAPP_CA | MAPP_US | MAPP_CA | 2045 | B17 | 100 | 100 | 165 | 20.19 | 0.06 | 0.05 | 0.05 | 0.05 | 0 | 0.01187 | 0 | 0 | 6.4644 | 2.1548
MAPP_US_2_MAPP_CA | MAPP_US | MAPP_CA | 2045 | B18 | 400 | 400 | 165 | 0.11 | 0.02 | 0.01 | 0.01 | 0.01 | 0 | 0 | 0 | 0 | 6.4644 | 2.1548
MAPP_US_2_MAPP_CA | MAPP_US | MAPP_CA | 2045 | B19 | 700 | 700 | 165 | 0.06 | 0.01 | 0.01 | 0.01 | 0.01 | 0 | 0 | 0 | 0 | 6.4644 | 2.1548
MAPP_US_2_MAPP_CA | MAPP_US | MAPP_CA | 2045 | B20 | 935 | 935 | 165 | 165 | 160.99 | 161.98 | 0.02 | 0.05 | 25.5086 | 0.01187 | 0.01187 | 6.9637 | 6.4644 | 2.1548
MAPP_US_2_MAPP_CA | MAPP_US | MAPP_CA | 2050 | B01 | 10 | 10 | 165 | 0 | 0.04 | 0.08 | 0.05 | 0.1 | 0 | 0.02374 | 0.02374 | 0 | 4.3321 | 1.444
MAPP_US_2_MAPP_CA | MAPP_US | MAPP_CA | 2050 | B02 | 25 | 25 | 165 | 0 | 0.02 | 0.04 | 0.02 | 0.04 | 0 | 0.01187 | 0.01187 | 0 | 4.3321 | 1.444
MAPP_US_2_MAPP_CA | MAPP_US | MAPP_CA | 2050 | B03 | 75 | 75 | 165 | 0 | 0.01 | 0.01 | 0.01 | 0.01 | 0 | 0 | 0 | 0 | 4.3321 | 1.444
MAPP_US_2_MAPP_CA | MAPP_US | MAPP_CA | 2050 | B04 | 100 | 0 | 165 | 0 | 0 | 0.01 | 0 | 0.01 | 0 | 0 | 0 | 0 | 4.3321 | 1.444
MAPP_US_2_MAPP_CA | MAPP_US | MAPP_CA | 2050 | B05 | 200 | 0 | 165 | 0 | 0 | 0.01 | 0 | 0.01 | 0 | 0 | 0 | 0 | 4.3321 | 1.444
MAPP_US_2_MAPP_CA | MAPP_US | MAPP_CA | 2050 | B06 | 300 | 0 | 165 | 0 | 0 | 0 | 0 | 0 | 0 | 0 | 0 | 0 | 4.3321 | 1.444
MAPP_US_2_MAPP_CA | MAPP_US | MAPP_CA | 2050 | B07 | 400 | 0 | 165 | 0 | 0 | 0 | 0 | 0 | 0 | 0 | 0 | 0 | 4.3321 | 1.444
MAPP_US_2_MAPP_CA | MAPP_US | MAPP_CA | 2050 | B08 | 500 | 0 | 165 | 0 | 0 | 0 | 0 | 0 | 0 | 0 | 0 | 0 | 4.3321 | 1.444
MAPP_US_2_MAPP_CA | MAPP_US | MAPP_CA | 2050 | B09 | 800 | 0 | 165 | 0 | 0 | 0 | 0 | 0 | 0 | 0 | 0 | 0 | 4.3321 | 1.444
MAPP_US_2_MAPP_CA | MAPP_US | MAPP_CA | 2050 | B10 | 1262 | 1262 | 165 | 164.98 | 163.44 | 163.84 | 0.01 | 0.02 | 0.01187 | 0.01187 | 0.01187 | 0.0067416 | 4.3321 | 1.444
MAPP_US_2_MAPP_CA | MAPP_US | MAPP_CA | 2050 | B11 | 25 | 25 | 165 | 0 | 0.02 | 0.04 | 0.02 | 0.05 | 0 | 0.01187 | 0.01187 | 0 | 4.3321 | 1.444
MAPP_US_2_MAPP_CA | MAPP_US | MAPP_CA | 2050 | B12 | 200 | 200 | 165 | 0 | 0 | 0.01 | 0.01 | 0.01 | 0 | 0 | 0 | 0 | 4.3321 | 1.444
MAPP_US_2_MAPP_CA | MAPP_US | MAPP_CA | 2050 | B13 | 600 | 0 | 165 | 0 | 0 | 0 | 0 | 0 | 0 | 0 | 0 | 0 | 4.3321 | 1.444
MAPP_US_2_MAPP_CA | MAPP_US | MAPP_CA | 2050 | B14 | 900 | 0 | 165 | 0.02 | 0.01 | 0.01 | 0 | 0.01 | 0 | 0 | 0 | 0 | 4.3321 | 1.444
MAPP_US_2_MAPP_CA | MAPP_US | MAPP_CA | 2050 | B15 | 1203 | 1203 | 165 | 144.05 | 2.18 | 164.91 | 0.01 | 0.02 | 0 | 0 | 0.27301 | 0 | 4.3321 | 1.444
MAPP_US_2_MAPP_CA | MAPP_US | MAPP_CA | 2050 | B16 | 25 | 25 | 165 | 165 | 0.03 | 0.04 | 0.03 | 0.05 | 13.3537 | 0.01187 | 0.01187 | 0.15024 | 4.3321 | 1.444
MAPP_US_2_MAPP_CA | MAPP_US | MAPP_CA | 2050 | B17 | 100 | 100 | 165 | 0.18 | 0.03 | 0.02 | 0.02 | 0.02 | 0 | 0 | 0 | 0 | 4.3321 | 1.444
MAPP_US_2_MAPP_CA | MAPP_US | MAPP_CA | 2050 | B18 | 400 | 400 | 165 | 0 | 0.01 | 0.01 | 0.01 | 0.01 | 0 | 0 | 0 | 0 | 4.3321 | 1.444
MAPP_US_2_MAPP_CA | MAPP_US | MAPP_CA | 2050 | B19 | 700 | 0 | 165 | 0 | 0 | 0.01 | 0 | 0.01 | 0 | 0 | 0 | 0 | 4.3321 | 1.444
MAPP_US_2_MAPP_CA | MAPP_US | MAPP_CA | 2050 | B20 | 935 | 935 | 165 | 165 | 162.38 | 163.14 | 0.01 | 0.03 | 13.3537 | 0.01187 | 0.01187 | 5.6192 | 4.3321 | 1.444
MAPP_US_2_MISO_W | MAPP_US | MISO_W | 2015 | B01 | 10 | 10 | 2635 | 655.46 | 143.09 | 157.93 | 134.87 | 142.28 | 0 | 0 | 0 | 0 | 0 | 0
MAPP_US_2_MISO_W | MAPP_US | MISO_W | 2015 | B02 | 25 | 25 | 2635 | 0 | 0.65 | 0.45 | 0.67 | 0.46 | 0 | 0 | 0 | 0 | 0 | 0
MAPP_US_2_MISO_W | MAPP_US | MISO_W | 2015 | B03 | 75 | 75 | 2635 | 0 | 0.11 | 0.08 | 0.11 | 0.08 | 0 | 0 | 0 | 0 | 0 | 0
MAPP_US_2_MISO_W | MAPP_US | MISO_W | 2015 | B04 | 100 | 100 | 2635 | 0 | 0.06 | 0.07 | 0.07 | 0.07 | 0 | 0 | 0 | 0 | 0 | 0
MAPP_US_2_MISO_W | MAPP_US | MISO_W | 2015 | B05 | 200 | 200 | 2635 | 0 | 0.02 | 0.01 | 0.02 | 0.01 | 0 | 0 | 0 | 0 | 0 | 0
MAPP_US_2_MISO_W | MAPP_US | MISO_W | 2015 | B06 | 300 | 300 | 2635 | 85.09 | 0.02 | 0.01 | 0.02 | 0.01 | 0 | 0 | 0 | 0 | 0 | 0
MAPP_US_2_MISO_W | MAPP_US | MISO_W | 2015 | B07 | 400 | 400 | 2635 | 0 | 0.01 | 0.01 | 0.01 | 0.01 | 0 | 0 | 0 | 0 | 0 | 0
MAPP_US_2_MISO_W | MAPP_US | MISO_W | 2015 | B08 | 500 | 500 | 2635 | 0 | 0.01 | 0.01 | 0.01 | 0.01 | 0 | 0 | 0 | 0 | 0 | 0
MAPP_US_2_MISO_W | MAPP_US | MISO_W | 2015 | B09 | 800 | 800 | 2635 | 0 | 0.01 | 0 | 0.01 | 0 | 0 | 0 | 0 | 0 | 0 | 0
MAPP_US_2_MISO_W | MAPP_US | MISO_W | 2015 | B10 | 1262 | 0 | 2635 | 0 | 0 | 0 | 0 | 0 | 0 | 0 | 0 | 0 | 0 | 0
MAPP_US_2_MISO_W | MAPP_US | MISO_W | 2015 | B11 | 25 | 25 | 2635 | 26.85 | 0.14 | 0.1 | 0.15 | 0.11 | 0 | 0 | 0 | 0 | 0 | 0
MAPP_US_2_MISO_W | MAPP_US | MISO_W | 2015 | B12 | 200 | 200 | 2635 | 595.52 | 0.05 | 296.62 | 0.05 | 61.93 | 0 | 0 | 0 | 0 | 0 | 0
MAPP_US_2_MISO_W | MAPP_US | MISO_W | 2015 | B13 | 600 | 600 | 2635 | 0 | 0.01 | 0.01 | 0.01 | 0.01 | 0 | 0 | 0 | 0 | 0 | 0
MAPP_US_2_MISO_W | MAPP_US | MISO_W | 2015 | B14 | 900 | 900 | 2635 | 0 | 0 | 0 | 0.01 | 0 | 0 | 0 | 0 | 0 | 0 | 0
MAPP_US_2_MISO_W | MAPP_US | MISO_W | 2015 | B15 | 1203 | 0 | 2635 | 0 | 0 | 0 | 0 | 0 | 0 | 0 | 0 | 0 | 0 | 0
MAPP_US_2_MISO_W | MAPP_US | MISO_W | 2015 | B16 | 25 | 25 | 2635 | 961 | 140.3 | 650.78 | 109.42 | 295.21 | 0 | 0 | 0 | 0 | 0 | 0
MAPP_US_2_MISO_W | MAPP_US | MISO_W | 2015 | B17 | 100 | 100 | 2635 | 0 | 598.26 | 649.64 | 144.82 | 100.93 | 0 | 0 | 0 | 0 | 0 | 0
MAPP_US_2_MISO_W | MAPP_US | MISO_W | 2015 | B18 | 400 | 400 | 2635 | 0 | 0.01 | 0.01 | 0.01 | 0.01 | 0 | 0 | 0 | 0 | 0 | 0
MAPP_US_2_MISO_W | MAPP_US | MISO_W | 2015 | B19 | 700 | 0 | 2635 | 0 | 0 | 0 | 0 | 0 | 0 | 0 | 0 | 0 | 0 | 0
MAPP_US_2_MISO_W | MAPP_US | MISO_W | 2015 | B20 | 935 | 0 | 2635 | 0 | 0 | 0 | 0 | 0 | 0 | 0 | 0 | 0 | 0 | 0
MAPP_US_2_MISO_W | MAPP_US | MISO_W | 2020 | B01 | 10 | 10 | 2635 | 854.53 | 758.52 | 786.16 | 0.47 | 0.92 | 0 | 0 | 0 | 0 | 6.0092 | 2.0031
MAPP_US_2_MISO_W | MAPP_US | MISO_W | 2020 | B02 | 25 | 25 | 2635 | 1295.33 | 1218.15 | 1264.39 | 0.2 | 0.4 | 0 | 0 | 0 | 0 | 6.0092 | 2.0031
MAPP_US_2_MISO_W | MAPP_US | MISO_W | 2020 | B03 | 75 | 75 | 2635 | 1223.85 | 1169.13 | 1212.88 | 0.07 | 0.14 | 0 | 0 | 0 | 0 | 6.0092 | 2.0031
MAPP_US_2_MISO_W | MAPP_US | MISO_W | 2020 | B04 | 100 | 100 | 2635 | 1508.7 | 1237.79 | 1073.53 | 0.05 | 0.11 | 0 | 0 | 0 | 0 | 6.0092 | 2.0031
MAPP_US_2_MISO_W | MAPP_US | MISO_W | 2020 | B05 | 200 | 200 | 2635 | 1088.13 | 1043.62 | 933.23 | 0.03 | 0.05 | 0 | 0 | 0 | 0 | 6.0092 | 2.0031
MAPP_US_2_MISO_W | MAPP_US | MISO_W | 2020 | B06 | 300 | 300 | 2635 | 1173.16 | 1124.07 | 1036.58 | 0.02 | 0.04 | 0 | 0 | 0 | 0 | 6.0092 | 2.0031
MAPP_US_2_MISO_W | MAPP_US | MISO_W | 2020 | B07 | 400 | 400 | 2635 | 887.75 | 876.48 | 724.8 | 0.01 | 0.03 | 0 | 0 | 0 | 0 | 6.0092 | 2.0031
MAPP_US_2_MISO_W | MAPP_US | MISO_W | 2020 | B08 | 500 | 500 | 2635 | 1150.32 | 1138.88 | 1191.06 | 0.01 | 0.02 | 0 | 0 | 0 | 0 | 6.0092 | 2.0031
MAPP_US_2_MISO_W | MAPP_US | MISO_W | 2020 | B09 | 800 | 800 | 2635 | 315.65 | 308.86 | 0.38 | 0.01 | 0.01 | 0 | 0 | 0 | 0 | 6.0092 | 2.0031
MAPP_US_2_MISO_W | MAPP_US | MISO_W | 2020 | B10 | 1262 | 0 | 2635 | 0 | 0.02 | 0.02 | 0 | 0.01 | 0 | 0 | 0 | 0 | 6.0092 | 2.0031
MAPP_US_2_MISO_W | MAPP_US | MISO_W | 2020 | B11 | 25 | 25 | 2635 | 1763.44 | 1473.72 | 1332.1 | 0.2 | 0.41 | 0 | 0 | 0 | 0 | 6.0092 | 2.0031
MAPP_US_2_MISO_W | MAPP_US | MISO_W | 2020 | B12 | 200 | 200 | 2635 | 882.58 | 868.45 | 930.2 | 0.03 | 0.05 | 0 | 0 | 0 | 0 | 6.0092 | 2.0031
MAPP_US_2_MISO_W | MAPP_US | MISO_W | 2020 | B13 | 600 | 600 | 2635 | 1109.87 | 1113.56 | 1100.5 | 0.01 | 0.02 | 0 | 0 | 0 | 0 | 6.0092 | 2.0031
MAPP_US_2_MISO_W | MAPP_US | MISO_W | 2020 | B14 | 900 | 0 | 2635 | 0.02 | 0.02 | 57 | 0 | 0.01 | 0 | 0 | 0 | 0 | 6.0092 | 2.0031
MAPP_US_2_MISO_W | MAPP_US | MISO_W | 2020 | B15 | 1203 | 0 | 2635 | 1242.73 | 0.01 | 0.01 | 0 | 0 | 0 | 0 | 0 | 0 | 6.0092 | 2.0031
MAPP_US_2_MISO_W | MAPP_US | MISO_W | 2020 | B16 | 25 | 25 | 2635 | 2635 | 2633.72 | 2612.12 | 0.24 | 0.43 | 8.0122 | 1.3294 | 0.02374 | 8.0122 | 6.0092 | 2.0031
MAPP_US_2_MISO_W | MAPP_US | MISO_W | 2020 | B17 | 100 | 100 | 2635 | 1418.05 | 1254.46 | 1336.02 | 0.05 | 0.11 | 0 | 0 | 0 | 0 | 6.0092 | 2.0031
MAPP_US_2_MISO_W | MAPP_US | MISO_W | 2020 | B18 | 400 | 400 | 2635 | 852.6 | 1244.56 | 908.12 | 0.01 | 0.03 | 0 | 0 | 0 | 0 | 6.0092 | 2.0031
MAPP_US_2_MISO_W | MAPP_US | MISO_W | 2020 | B19 | 700 | 700 | 2635 | 0 | 0.02 | 0.04 | 0.01 | 0.01 | 0 | 0 | 0 | 0 | 6.0092 | 2.0031
MAPP_US_2_MISO_W | MAPP_US | MISO_W | 2020 | B20 | 935 | 0 | 2635 | 388.87 | 0.03 | 0.01 | 0 | 0.01 | 0 | 0 | 0 | 0 | 6.0092 | 2.0031
MAPP_US_2_MISO_W | MAPP_US | MISO_W | 2025 | B01 | 10 | 10 | 2635 | 951.47 | 0.73 | 34.69 | 0.83 | 34.52 | 0 | 0 | 0 | 0 | 0 | 0
MAPP_US_2_MISO_W | MAPP_US | MISO_W | 2025 | B02 | 25 | 25 | 2635 | 1608.34 | 212.15 | 667.11 | 171.17 | 367.79 | 0 | 0 | 0 | 0 | 0 | 0
MAPP_US_2_MISO_W | MAPP_US | MISO_W | 2025 | B03 | 75 | 75 | 2635 | 721.46 | 622.25 | 761.47 | 210.29 | 169.49 | 0 | 0 | 0 | 0 | 0 | 0
MAPP_US_2_MISO_W | MAPP_US | MISO_W | 2025 | B04 | 100 | 100 | 2635 | 1609.35 | 3.03 | 511.85 | 3.17 | 116.12 | 0 | 0 | 0 | 0 | 0 | 0
MAPP_US_2_MISO_W | MAPP_US | MISO_W | 2025 | B05 | 200 | 200 | 2635 | 1190.64 | 242.39 | 613.95 | 64.17 | 68.35 | 0 | 0 | 0 | 0 | 0 | 0
MAPP_US_2_MISO_W | MAPP_US | MISO_W | 2025 | B06 | 300 | 300 | 2635 | 693.27 | 384.99 | 719.08 | 49.9 | 44.07 | 0 | 0 | 0 | 0 | 0 | 0
MAPP_US_2_MISO_W | MAPP_US | MISO_W | 2025 | B07 | 400 | 400 | 2635 | 1319.77 | 520.58 | 1215.82 | 81.34 | 36.23 | 0 | 0 | 0 | 0 | 0 | 0
MAPP_US_2_MISO_W | MAPP_US | MISO_W | 2025 | B08 | 500 | 500 | 2635 | 798.39 | 0.03 | 1775.39 | 0.03 | 33.67 | 0 | 0 | 0 | 0 | 0 | 0
MAPP_US_2_MISO_W | MAPP_US | MISO_W | 2025 | B09 | 800 | 800 | 2635 | 30.79 | 0.02 | 1180.44 | 0.02 | 20.84 | 0 | 0 | 0 | 0 | 0 | 0
MAPP_US_2_MISO_W | MAPP_US | MISO_W | 2025 | B10 | 1262 | 1262 | 2635 | 72.65 | 288.6 | 1005.54 | 17.77 | 16.56 | 0 | 0 | 0 | 0 | 0 | 0
MAPP_US_2_MISO_W | MAPP_US | MISO_W | 2025 | B11 | 25 | 25 | 2635 | 1515.92 | 474.48 | 954.59 | 311.81 | 457.44 | 0 | 0 | 0 | 0 | 0 | 0
MAPP_US_2_MISO_W | MAPP_US | MISO_W | 2025 | B12 | 200 | 200 | 2635 | 885.19 | 943.85 | 1723.17 | 85.06 | 77.55 | 0 | 0 | 0 | 0 | 0 | 0
MAPP_US_2_MISO_W | MAPP_US | MISO_W | 2025 | B13 | 600 | 600 | 2635 | 1067.61 | 1188.82 | 2004.58 | 33.87 | 30.67 | 0 | 0 | 0 | 0 | 0 | 0
MAPP_US_2_MISO_W | MAPP_US | MISO_W | 2025 | B14 | 900 | 900 | 2635 | 508.22 | 156.79 | 966.59 | 19.63 | 22.62 | 0 | 0 | 0 | 0 | 0 | 0
MAPP_US_2_MISO_W | MAPP_US | MISO_W | 2025 | B15 | 1203 | 1203 | 2635 | 1057.64 | 201.78 | 1090.85 | 17.5 | 22.05 | 0 | 0 | 0 | 0 | 0 | 0
MAPP_US_2_MISO_W | MAPP_US | MISO_W | 2025 | B16 | 25 | 25 | 2635 | 1107.51 | 1419.66 | 1950.58 | 780.62 | 1551.62 | 0 | 0 | 0 | 0 | 0 | 0
MAPP_US_2_MISO_W | MAPP_US | MISO_W | 2025 | B17 | 100 | 100 | 2635 | 174.35 | 1153.63 | 2289.15 | 181.87 | 269.17 | 0 | 0 | 0 | 0 | 0 | 0
MAPP_US_2_MISO_W | MAPP_US | MISO_W | 2025 | B18 | 400 | 400 | 2635 | 1119.52 | 972.2 | 2247.23 | 50.45 | 50.36 | 0 | 0 | 0 | 0 | 0 | 0
MAPP_US_2_MISO_W | MAPP_US | MISO_W | 2025 | B19 | 700 | 700 | 2635 | 114.41 | 0.04 | 682.97 | 0.04 | 23.32 | 0 | 0 | 0 | 0 | 0 | 0
MAPP_US_2_MISO_W | MAPP_US | MISO_W | 2025 | B20 | 935 | 935 | 2635 | 748.44 | 7.15 | 888.23 | 5.11 | 37.95 | 0 | 0 | 0 | 0 | 0 | 0
MAPP_US_2_MISO_W | MAPP_US | MISO_W | 2030 | B01 | 10 | 10 | 2635 | 282.77 | 386.04 | 1.14 | 382.24 | 1.25 | 0 | 0 | 0 | 0 | 0 | 0
MAPP_US_2_MISO_W | MAPP_US | MISO_W | 2030 | B02 | 25 | 25 | 2635 | 785.14 | 4.43 | 389.62 | 4.54 | 274.93 | 0 | 0 | 0 | 0 | 0 | 0
MAPP_US_2_MISO_W | MAPP_US | MISO_W | 2030 | B03 | 75 | 75 | 2635 | 511.63 | 269.55 | 399.65 | 148.97 | 160.01 | 0 | 0 | 0 | 0 | 0 | 0
MAPP_US_2_MISO_W | MAPP_US | MISO_W | 2030 | B04 | 100 | 100 | 2635 | 1004.6 | 188.26 | 717.1 | 103.52 | 163.27 | 0 | 0 | 0 | 0 | 0 | 0
MAPP_US_2_MISO_W | MAPP_US | MISO_W | 2030 | B05 | 200 | 200 | 2635 | 584.41 | 200.84 | 511.82 | 68.27 | 74.38 | 0 | 0 | 0 | 0 | 0 | 0
MAPP_US_2_MISO_W | MAPP_US | MISO_W | 2030 | B06 | 300 | 300 | 2635 | 661.19 | 0.6 | 369.99 | 0.63 | 48.88 | 0 | 0 | 0 | 0 | 0 | 0
MAPP_US_2_MISO_W | MAPP_US | MISO_W | 2030 | B07 | 400 | 400 | 2635 | 260 | 0.06 | 747.97 | 0.06 | 39.26 | 0 | 0 | 0 | 0 | 0 | 0
MAPP_US_2_MISO_W | MAPP_US | MISO_W | 2030 | B08 | 500 | 500 | 2635 | 852.83 | 0.27 | 1707.27 | 0.28 | 41.38 | 0 | 0 | 0 | 0 | 0 | 0
MAPP_US_2_MISO_W | MAPP_US | MISO_W | 2030 | B09 | 800 | 800 | 2635 | 34.08 | 366.7 | 1125.39 | 31.52 | 25.66 | 0 | 0 | 0 | 0 | 0 | 0
MAPP_US_2_MISO_W | MAPP_US | MISO_W | 2030 | B10 | 1262 | 1262 | 2635 | 203.62 | 1083.37 | 1228.38 | 21.54 | 18.92 | 0 | 0 | 0 | 0 | 0 | 0
MAPP_US_2_MISO_W | MAPP_US | MISO_W | 2030 | B11 | 25 | 25 | 2635 | 697.1 | 407.39 | 844.06 | 305.38 | 497.72 | 0 | 0 | 0 | 0 | 0 | 0
MAPP_US_2_MISO_W | MAPP_US | MISO_W | 2030 | B12 | 200 | 200 | 2635 | 1097.42 | 1052.45 | 1621.98 | 104.13 | 96.62 | 0 | 0 | 0 | 0 | 0 | 0
MAPP_US_2_MISO_W | MAPP_US | MISO_W | 2030 | B13 | 600 | 600 | 2635 | 1282.14 | 1858.59 | 1917.98 | 48.14 | 37.47 | 0 | 0 | 0 | 0 | 0 | 0
MAPP_US_2_MISO_W | MAPP_US | MISO_W | 2030 | B14 | 900 | 900 | 2635 | 1334.71 | 1669.57 | 887.72 | 32.29 | 28.03 | 0 | 0 | 0 | 0 | 0 | 0
MAPP_US_2_MISO_W | MAPP_US | MISO_W | 2030 | B15 | 1203 | 1203 | 2635 | 1342.39 | 1894.41 | 1194.18 | 26.74 | 22.54 | 0 | 0 | 0 | 0 | 0 | 0
MAPP_US_2_MISO_W | MAPP_US | MISO_W | 2030 | B16 | 25 | 25 | 2635 | 1190.07 | 1706.37 | 1793.23 | 2033.47 | 1649.91 | 0 | 0 | 0 | 0 | 0 | 0
MAPP_US_2_MISO_W | MAPP_US | MISO_W | 2030 | B17 | 100 | 100 | 2635 | 0 | 2288.5 | 2165.45 | 685.73 | 307.82 | 0 | 0 | 0 | 0 | 0 | 0
MAPP_US_2_MISO_W | MAPP_US | MISO_W | 2030 | B18 | 400 | 400 | 2635 | 683.23 | 2540.02 | 2143.29 | 249.81 | 64.24 | 0 | 0 | 0 | 0 | 0 | 0
MAPP_US_2_MISO_W | MAPP_US | MISO_W | 2030 | B19 | 700 | 700 | 2635 | 216.99 | 1309.04 | 593.49 | 37.46 | 28.33 | 0 | 0 | 0 | 0 | 0 | 0
MAPP_US_2_MISO_W | MAPP_US | MISO_W | 2030 | B20 | 935 | 935 | 2635 | 1290.41 | 1680.94 | 992.01 | 32.02 | 37.24 | 0 | 0 | 0 | 0 | 0 | 0
MAPP_US_2_MISO_W | MAPP_US | MISO_W | 2035 | B01 | 10 | 10 | 2635 | 470.52 | 1272.25 | 1892.21 | 0.31 | 0.63 | 0 | 0 | 0 | 0 | 22.1672 | 7.3891
MAPP_US_2_MISO_W | MAPP_US | MISO_W | 2035 | B02 | 25 | 25 | 2635 | 784.15 | 2013.5 | 2632.37 | 0.13 | 0.29 | 0 | 0 | 0.4748 | 0 | 22.1672 | 7.3891
MAPP_US_2_MISO_W | MAPP_US | MISO_W | 2035 | B03 | 75 | 75 | 2635 | 949.79 | 756.4 | 951.08 | 0.04 | 0.09 | 0 | 0 | 0 | 0 | 22.1672 | 7.3891
MAPP_US_2_MISO_W | MAPP_US | MISO_W | 2035 | B04 | 100 | 100 | 2635 | 1204.54 | 633.21 | 847.58 | 0.03 | 0.07 | 0 | 0 | 0 | 0 | 22.1672 | 7.3891
MAPP_US_2_MISO_W | MAPP_US | MISO_W | 2035 | B05 | 200 | 200 | 2635 | 770.89 | 454.17 | 608.32 | 0.02 | 0.03 | 0 | 0 | 0 | 0 | 22.1672 | 7.3891
MAPP_US_2_MISO_W | MAPP_US | MISO_W | 2035 | B06 | 300 | 300 | 2635 | 657.64 | 232.71 | 0.76 | 0.01 | 0.02 | 0 | 0 | 0 | 0 | 22.1672 | 7.3891
MAPP_US_2_MISO_W | MAPP_US | MISO_W | 2035 | B07 | 400 | 400 | 2635 | 0 | 0.06 | 0.06 | 0.01 | 0.01 | 0 | 0 | 0 | 0 | 22.1672 | 7.3891
MAPP_US_2_MISO_W | MAPP_US | MISO_W | 2035 | B08 | 500 | 500 | 2635 | 1178.96 | 2431.4 | 1720.86 | 0.01 | 0.02 | 0 | 0 | 0 | 0 | 22.1672 | 7.3891
MAPP_US_2_MISO_W | MAPP_US | MISO_W | 2035 | B09 | 800 | 0 | 2635 | 518.93 | 1975.69 | 1125.57 | 0 | 0.01 | 0 | 0 | 0 | 0 | 22.1672 | 7.3891
MAPP_US_2_MISO_W | MAPP_US | MISO_W | 2035 | B10 | 1262 | 0 | 2635 | 744.98 | 2015.55 | 2634.93 | 0 | 0.01 | 0 | 0 | 3.2761 | 0 | 22.1672 | 7.3891
MAPP_US_2_MISO_W | MAPP_US | MISO_W | 2035 | B11 | 25 | 25 | 2635 | 1187.5 | 2634.68 | 1513.11 | 0.17 | 0.26 | 0 | 7.9766 | 0 | 0 | 22.1672 | 7.3891
MAPP_US_2_MISO_W | MAPP_US | MISO_W | 2035 | B12 | 200 | 200 | 2635 | 1069.45 | 2519.83 | 2634.95 | 0.02 | 0.1 | 0 | 0 | 4.843 | 0 | 22.1672 | 7.3891
MAPP_US_2_MISO_W | MAPP_US | MISO_W | 2035 | B13 | 600 | 600 | 2635 | 2635 | 2634.96 | 2634.98 | 0.01 | 0.04 | 29.5563 | 3.4779 | 5.6383 | 29.5563 | 22.1672 | 7.3891
MAPP_US_2_MISO_W | MAPP_US | MISO_W | 2035 | B14 | 900 | 0 | 2635 | 1815.1 | 1731.66 | 2634.96 | 0 | 0.02 | 0 | 0 | 4.2969 | 0 | 22.1672 | 7.3891
MAPP_US_2_MISO_W | MAPP_US | MISO_W | 2035 | B15 | 1203 | 0 | 2635 | 1501.11 | 1900.77 | 2634.91 | 0 | 0.01 | 0 | 0 | 0.70033 | 0 | 22.1672 | 7.3891
MAPP_US_2_MISO_W | MAPP_US | MISO_W | 2035 | B16 | 25 | 25 | 2635 | 1711.15 | 2634.48 | 2634.69 | 0.15 | 1.08 | 0 | 4.2138 | 5.662 | 0 | 22.1672 | 7.3891
MAPP_US_2_MISO_W | MAPP_US | MISO_W | 2035 | B17 | 100 | 100 | 2635 | 1002.91 | 2634.66 | 2634.9 | 0.03 | 0.24 | 0 | 1.9586 | 5.6383 | 0 | 22.1672 | 7.3891
MAPP_US_2_MISO_W | MAPP_US | MISO_W | 2035 | B18 | 400 | 400 | 2635 | 2321.76 | 2634.9 | 2634.97 | 0.01 | 0.06 | 0 | 1.9467 | 5.6383 | 0 | 22.1672 | 7.3891
MAPP_US_2_MISO_W | MAPP_US | MISO_W | 2035 | B19 | 700 | 0 | 2635 | 1989.05 | 1468.14 | 2634.96 | 0 | 0.03 | 0 | 0 | 5.3771 | 0 | 22.1672 | 7.3891
MAPP_US_2_MISO_W | MAPP_US | MISO_W | 2035 | B20 | 935 | 0 | 2635 | 1530.96 | 1684.29 | 2631.72 | 0 | 0.01 | 0 | 0 | 0.01187 | 0 | 22.1672 | 7.3891
MAPP_US_2_MISO_W | MAPP_US | MISO_W | 2040 | B01 | 10 | 10 | 2635 | 1156.86 | 1214.5 | 2257.05 | 0.22 | 0.46 | 0 | 0.01187 | 0.01187 | 0 | 39.6762 | 13.2254
MAPP_US_2_MISO_W | MAPP_US | MISO_W | 2040 | B02 | 25 | 25 | 2635 | 779.18 | 2385.57 | 2634.57 | 0.09 | 0.29 | 0 | 0.01187 | 5.4839 | 0 | 39.6762 | 13.2254
MAPP_US_2_MISO_W | MAPP_US | MISO_W | 2040 | B03 | 75 | 75 | 2635 | 1583.74 | 722.77 | 1328.15 | 0.03 | 0.06 | 0 | 0 | 0 | 0 | 39.6762 | 13.2254
MAPP_US_2_MISO_W | MAPP_US | MISO_W | 2040 | B04 | 100 | 100 | 2635 | 1101.03 | 592.05 | 0.18 | 0.02 | 0.04 | 0 | 0 | 0 | 0 | 39.6762 | 13.2254
MAPP_US_2_MISO_W | MAPP_US | MISO_W | 2040 | B05 | 200 | 200 | 2635 | 562.94 | 0.21 | 0.12 | 0.01 | 0.02 | 0 | 0 | 0 | 0 | 39.6762 | 13.2254
MAPP_US_2_MISO_W | MAPP_US | MISO_W | 2040 | B06 | 300 | 300 | 2635 | 658.92 | 203.07 | 0.04 | 0.01 | 0.01 | 0 | 0 | 0 | 0 | 39.6762 | 13.2254
MAPP_US_2_MISO_W | MAPP_US | MISO_W | 2040 | B07 | 400 | 0 | 2635 | 510.44 | 0.05 | 0.08 | 0 | 0.01 | 0 | 0 | 0 | 0 | 39.6762 | 13.2254
MAPP_US_2_MISO_W | MAPP_US | MISO_W | 2040 | B08 | 500 | 0 | 2635 | 1035.58 | 2634.93 | 2110.89 | 0 | 0.01 | 0 | 2.2434 | 0 | 0 | 39.6762 | 13.2254
MAPP_US_2_MISO_W | MAPP_US | MISO_W | 2040 | B09 | 800 | 0 | 2635 | 581.35 | 2525.82 | 2634.98 | 0 | 0.01 | 0 | 0 | 4.107 | 0 | 39.6762 | 13.2254
MAPP_US_2_MISO_W | MAPP_US | MISO_W | 2040 | B10 | 1262 | 0 | 2635 | 1761.18 | 2634.92 | 2634.9 | 0 | 0 | 0 | 0.77155 | 0.78342 | 0 | 39.6762 | 13.2254
MAPP_US_2_MISO_W | MAPP_US | MISO_W | 2040 | B11 | 25 | 25 | 2635 | 1398.53 | 2634.73 | 2252.86 | 0.12 | 0.2 | 0 | 10.9916 | 0.01187 | 0 | 39.6762 | 13.2254
MAPP_US_2_MISO_W | MAPP_US | MISO_W | 2040 | B12 | 200 | 200 | 2635 | 2635 | 2634.99 | 2634.97 | 0.06 | 0.07 | 28.1082 | 32.8918 | 9.1518 | 7.027 | 39.6762 | 13.2254
MAPP_US_2_MISO_W | MAPP_US | MISO_W | 2040 | B13 | 600 | 600 | 2635 | 2635 | 2634.99 | 2634.99 | 0.02 | 0.03 | 61.1661 | 31.954 | 9.2349 | 45.8746 | 39.6762 | 13.2254
MAPP_US_2_MISO_W | MAPP_US | MISO_W | 2040 | B14 | 900 | 900 | 2635 | 1574.56 | 2634.99 | 2634.99 | 0.01 | 0.02 | 0 | 29.3545 | 9.2349 | 0 | 39.6762 | 13.2254
MAPP_US_2_MISO_W | MAPP_US | MISO_W | 2040 | B15 | 1203 | 0 | 2635 | 1455.13 | 2634.92 | 2634.81 | 0 | 0 | 0 | 0.75968 | 0.73594 | 0 | 39.6762 | 13.2254
MAPP_US_2_MISO_W | MAPP_US | MISO_W | 2040 | B16 | 25 | 25 | 2635 | 1679.36 | 2634.84 | 2634.82 | 0.15 | 948.37 | 0 | 17.4014 | 13.2232 | 0 | 39.6762 | 13.2254
MAPP_US_2_MISO_W | MAPP_US | MISO_W | 2040 | B17 | 100 | 100 | 2635 | 970.03 | 2634.94 | 2634.94 | 0.03 | 0.18 | 0 | 14.7663 | 9.5079 | 0 | 39.6762 | 13.2254
MAPP_US_2_MISO_W | MAPP_US | MISO_W | 2040 | B18 | 400 | 400 | 2635 | 2462.34 | 2634.98 | 2634.98 | 0.01 | 0.04 | 0 | 10.6593 | 9.2467 | 0 | 39.6762 | 13.2254
MAPP_US_2_MISO_W | MAPP_US | MISO_W | 2040 | B19 | 700 | 0 | 2635 | 2442.68 | 2634.98 | 2634.98 | 0 | 0.02 | 0 | 10.6474 | 9.2349 | 0 | 39.6762 | 13.2254
MAPP_US_2_MISO_W | MAPP_US | MISO_W | 2040 | B20 | 935 | 0 | 2635 | 1237.44 | 2634.9 | 2448.13 | 0 | 0.01 | 0 | 0.75968 | 0 | 0 | 39.6762 | 13.2254
MAPP_US_2_MISO_W | MAPP_US | MISO_W | 2045 | B01 | 10 | 10 | 2635 | 1784.32 | 1120.07 | 1185.11 | 0.75 | 1.58 | 0 | 0.01187 | 0 | 0 | 13.6698 | 4.5566
MAPP_US_2_MISO_W | MAPP_US | MISO_W | 2045 | B02 | 25 | 25 | 2635 | 2481.02 | 2634.11 | 2634.34 | 0.46 | 1332.91 | 0 | 4.0714 | 4.5581 | 0 | 13.6698 | 4.5566
MAPP_US_2_MISO_W | MAPP_US | MISO_W | 2045 | B03 | 75 | 75 | 2635 | 2377.66 | 943.25 | 1550.52 | 0.11 | 0.23 | 0 | 0 | 0 | 0 | 13.6698 | 4.5566
MAPP_US_2_MISO_W | MAPP_US | MISO_W | 2045 | B04 | 100 | 100 | 2635 | 1196.54 | 0.35 | 1.15 | 0.07 | 0.16 | 0 | 0 | 0 | 0 | 13.6698 | 4.5566
MAPP_US_2_MISO_W | MAPP_US | MISO_W | 2045 | B05 | 200 | 200 | 2635 | 1202.22 | 373.8 | 0.1 | 0.04 | 0.05 | 0 | 0 | 0 | 0 | 13.6698 | 4.5566
MAPP_US_2_MISO_W | MAPP_US | MISO_W | 2045 | B06 | 300 | 300 | 2635 | 1194.68 | 0.08 | 0.05 | 0.02 | 0.03 | 0 | 0 | 0 | 0 | 13.6698 | 4.5566
MAPP_US_2_MISO_W | MAPP_US | MISO_W | 2045 | B07 | 400 | 400 | 2635 | 745.06 | 0.67 | 1380.68 | 0.02 | 0.05 | 0 | 0 | 0 | 0 | 13.6698 | 4.5566
MAPP_US_2_MISO_W | MAPP_US | MISO_W | 2045 | B08 | 500 | 500 | 2635 | 1985.23 | 2634.98 | 2634.96 | 108.27 | 475.37 | 0 | 13.6624 | 4.5581 | 0 | 13.6698 | 4.5566
MAPP_US_2_MISO_W | MAPP_US | MISO_W | 2045 | B09 | 800 | 800 | 2635 | 1422.74 | 2634.98 | 2634.98 | 0.04 | 1496.33 | 0 | 10.6711 | 4.5581 | 0 | 13.6698 | 4.5566
MAPP_US_2_MISO_W | MAPP_US | MISO_W | 2045 | B10 | 1262 | 1262 | 2635 | 1465.87 | 1665.27 | 2503.68 | 0.01 | 0.02 | 0 | 0 | 0 | 0 | 13.6698 | 4.5566
MAPP_US_2_MISO_W | MAPP_US | MISO_W | 2045 | B11 | 25 | 25 | 2635 | 2071.95 | 2634.68 | 2634.34 | 135.96 | 424.36 | 0 | 13.6505 | 4.5581 | 0 | 13.6698 | 4.5566
MAPP_US_2_MISO_W | MAPP_US | MISO_W | 2045 | B12 | 200 | 200 | 2635 | 2635 | 2634.96 | 2634.92 | 869.75 | 2390.19 | 60.5845 | 13.6742 | 4.5581 | 15.1461 | 13.6698 | 4.5566
MAPP_US_2_MISO_W | MAPP_US | MISO_W | 2045 | B13 | 600 | 600 | 2635 | 2635 | 2634.99 | 2634.97 | 451.42 | 2632.95 | 4.107 | 13.6742 | 4.5581 | 3.0803 | 13.6698 | 4.5566
MAPP_US_2_MISO_W | MAPP_US | MISO_W | 2045 | B14 | 900 | 900 | 2635 | 1249.37 | 1482.69 | 2331.78 | 0.01 | 0.02 | 0 | 0 | 0 | 0 | 13.6698 | 4.5566
MAPP_US_2_MISO_W | MAPP_US | MISO_W | 2045 | B15 | 1203 | 1203 | 2635 | 336.77 | 1610.73 | 2498.98 | 0.01 | 0.02 | 0 | 0 | 0 | 0 | 13.6698 | 4.5566
MAPP_US_2_MISO_W | MAPP_US | MISO_W | 2045 | B16 | 25 | 25 | 2635 | 744.24 | 2634.71 | 2634.38 | 1942.72 | 3756.74 | 0 | 13.6742 | 4.5581 | 0 | 13.6698 | 4.5566
MAPP_US_2_MISO_W | MAPP_US | MISO_W | 2045 | B17 | 100 | 100 | 2635 | 864.27 | 2634.91 | 2634.83 | 986.43 | 2596.22 | 0 | 13.6742 | 4.5581 | 0 | 13.6698 | 4.5566
MAPP_US_2_MISO_W | MAPP_US | MISO_W | 2045 | B18 | 400 | 400 | 2635 | 2156.29 | 2634.95 | 2634.96 | 0.04 | 2351.53 | 0 | 7.1457 | 4.5581 | 0 | 13.6698 | 4.5566
MAPP_US_2_MISO_W | MAPP_US | MISO_W | 2045 | B19 | 700 | 700 | 2635 | 2142.87 | 1642.63 | 2634.97 | 0.01 | 759.48 | 0 | 0 | 4.5581 | 0 | 13.6698 | 4.5566
MAPP_US_2_MISO_W | MAPP_US | MISO_W | 2045 | B20 | 935 | 935 | 2635 | 909.83 | 1341.25 | 2268.62 | 0.01 | 0.02 | 0 | 0 | 0 | 0 | 13.6698 | 4.5566
MAPP_US_2_MISO_W | MAPP_US | MISO_W | 2050 | B01 | 10 | 10 | 2635 | 2062.64 | 2330.53 | 1871.65 | 0.37 | 0.74 | 0 | 0.01187 | 0 | 0 | 13.1663 | 4.3888
MAPP_US_2_MISO_W | MAPP_US | MISO_W | 2050 | B02 | 25 | 25 | 2635 | 2635 | 2634.71 | 2634.67 | 0.25 | 142.96 | 7.3831 | 5.7451 | 4.38 | 0.094656 | 13.1663 | 4.3888
MAPP_US_2_MISO_W | MAPP_US | MISO_W | 2050 | B03 | 75 | 75 | 2635 | 1705.63 | 1521.41 | 2634.84 | 0.05 | 10.62 | 0 | 0 | 4.3444 | 0 | 13.1663 | 4.3888
MAPP_US_2_MISO_W | MAPP_US | MISO_W | 2050 | B04 | 100 | 100 | 2635 | 1442.3 | 1241.87 | 0.5 | 0.04 | 0.07 | 0 | 0 | 0 | 0 | 13.1663 | 4.3888
MAPP_US_2_MISO_W | MAPP_US | MISO_W | 2050 | B05 | 200 | 200 | 2635 | 1627.46 | 1895.77 | 2634.63 | 0.02 | 96.06 | 0 | 0 | 4.3563 | 0 | 13.1663 | 4.3888
MAPP_US_2_MISO_W | MAPP_US | MISO_W | 2050 | B06 | 300 | 300 | 2635 | 2123.66 | 2297.92 | 2634.93 | 0.01 | 593.24 | 0 | 0 | 4.3919 | 0 | 13.1663 | 4.3888
MAPP_US_2_MISO_W | MAPP_US | MISO_W | 2050 | B07 | 400 | 400 | 2635 | 2635 | 2634.93 | 2634.98 | 446.22 | 1547.48 | 1.8399 | 13.1638 | 4.3919 | 0.37741 | 13.1663 | 4.3888
MAPP_US_2_MISO_W | MAPP_US | MISO_W | 2050 | B08 | 500 | 500 | 2635 | 2635 | 2634.99 | 2634.98 | 2320.67 | 2103.99 | 7.0745 | 13.1638 | 4.3919 | 1.814 | 13.1663 | 4.3888
MAPP_US_2_MISO_W | MAPP_US | MISO_W | 2050 | B09 | 800 | 800 | 2635 | 2635 | 2634.99 | 2634.98 | 1206.2 | 1217.21 | 33.9245 | 13.1638 | 4.3919 | 13.9177 | 13.1663 | 4.3888
MAPP_US_2_MISO_W | MAPP_US | MISO_W | 2050 | B10 | 1262 | 0 | 2635 | 811.91 | 1251.29 | 1409.92 | 0 | 0.01 | 0 | 0 | 0 | 0 | 13.1663 | 4.3888
MAPP_US_2_MISO_W | MAPP_US | MISO_W | 2050 | B11 | 25 | 25 | 2635 | 2635 | 2634.86 | 2634.71 | 1452.24 | 1743.11 | 71.6948 | 13.1638 | 4.3919 | 0.91916 | 13.1663 | 4.3888
MAPP_US_2_MISO_W | MAPP_US | MISO_W | 2050 | B12 | 200 | 200 | 2635 | 2635 | 2634.98 | 2634.96 | 2115.58 | 1880.67 | 4.2138 | 13.1638 | 4.3919 | 0.43219 | 13.1663 | 4.3888
MAPP_US_2_MISO_W | MAPP_US | MISO_W | 2050 | B13 | 600 | 600 | 2635 | 2242.97 | 2276.91 | 2634.98 | 0.01 | 0.91 | 0 | 0 | 3.3236 | 0 | 13.1663 | 4.3888
MAPP_US_2_MISO_W | MAPP_US | MISO_W | 2050 | B14 | 900 | 0 | 2635 | 671.37 | 905.39 | 2634.86 | 0 | 0.01 | 0 | 0 | 0.28488 | 0 | 13.1663 | 4.3888
MAPP_US_2_MISO_W | MAPP_US | MISO_W | 2050 | B15 | 1203 | 0 | 2635 | 0.02 | 1213.8 | 2634.9 | 0 | 0.01 | 0 | 0 | 0.28488 | 0 | 13.1663 | 4.3888
MAPP_US_2_MISO_W | MAPP_US | MISO_W | 2050 | B16 | 25 | 25 | 2635 | 269.14 | 2634.87 | 2634.71 | 2556.52 | 3559.84 | 0 | 13.1638 | 4.3919 | 0 | 13.1663 | 4.3888
MAPP_US_2_MISO_W | MAPP_US | MISO_W | 2050 | B17 | 100 | 100 | 2635 | 35.16 | 2634.95 | 2634.92 | 1573.37 | 2135.95 | 0 | 13.1638 | 4.3919 | 0 | 13.1663 | 4.3888
MAPP_US_2_MISO_W | MAPP_US | MISO_W | 2050 | B18 | 400 | 400 | 2635 | 1028.28 | 2141.08 | 2634.98 | 0.01 | 1806.46 | 0 | 0 | 4.3919 | 0 | 13.1663 | 4.3888
MAPP_US_2_MISO_W | MAPP_US | MISO_W | 2050 | B19 | 700 | 700 | 2635 | 665.63 | 413.23 | 2303.72 | 0.01 | 0.01 | 0 | 0 | 0 | 0 | 13.1663 | 4.3888
MAPP_US_2_MISO_W | MAPP_US | MISO_W | 2050 | B20 | 935 | 0 | 2635 | 523.64 | 780.53 | 2095.49 | 0 | 0.01 | 0 | 0 | 0 | 0 | 13.1663 | 4.3888
MAPP_US_2_NE | MAPP_US | NE | 2015 | B01 | 10 | 10 | 2000 | 125.8 | 178.39 | 186.48 | 179.99 | 180.79 | 0 | 0 | 0 | 0 | 0 | 0
MAPP_US_2_NE | MAPP_US | NE | 2015 | B02 | 25 | 25 | 2000 | 824.74 | 456.69 | 503.69 | 312.31 | 286.5 | 0 | 0 | 0 | 0 | 0 | 0
MAPP_US_2_NE | MAPP_US | NE | 2015 | B03 | 75 | 75 | 2000 | 796.2 | 604.03 | 653.31 | 138.26 | 109.56 | 0 | 0 | 0 | 0 | 0 | 0
MAPP_US_2_NE | MAPP_US | NE | 2015 | B04 | 100 | 100 | 2000 | 1025.92 | 726.14 | 495.7 | 103.74 | 68.48 | 0 | 0 | 0 | 0 | 0 | 0
MAPP_US_2_NE | MAPP_US | NE | 2015 | B05 | 200 | 200 | 2000 | 928.56 | 807.21 | 842.36 | 56.61 | 41.93 | 0 | 0 | 0 | 0 | 0 | 0
MAPP_US_2_NE | MAPP_US | NE | 2015 | B06 | 300 | 300 | 2000 | 704.33 | 699.64 | 729.36 | 36.47 | 27.19 | 0 | 0 | 0 | 0 | 0 | 0
MAPP_US_2_NE | MAPP_US | NE | 2015 | B07 | 400 | 400 | 2000 | 789.09 | 1001.68 | 1030.23 | 31.38 | 23.29 | 0 | 0 | 0 | 0 | 0 | 0
MAPP_US_2_NE | MAPP_US | NE | 2015 | B08 | 500 | 500 | 2000 | 405.14 | 368.85 | 0.04 | 34.41 | 0.04 | 0 | 0 | 0 | 0 | 0 | 0
MAPP_US_2_NE | MAPP_US | NE | 2015 | B09 | 800 | 800 | 2000 | 0 | 0.02 | 0.01 | 0.02 | 0.01 | 0 | 0 | 0 | 0 | 0 | 0
MAPP_US_2_NE | MAPP_US | NE | 2015 | B10 | 1262 | 0 | 2000 | 0 | 0 | 0 | 0 | 0 | 0 | 0 | 0 | 0 | 0 | 0
MAPP_US_2_NE | MAPP_US | NE | 2015 | B11 | 25 | 25 | 2000 | 1217.81 | 814.68 | 857.35 | 395.65 | 327.14 | 0 | 0 | 0 | 0 | 0 | 0
MAPP_US_2_NE | MAPP_US | NE | 2015 | B12 | 200 | 200 | 2000 | 184.6 | 659.77 | 0.05 | 85.57 | 0.05 | 0 | 0 | 0 | 0 | 0 | 0
MAPP_US_2_NE | MAPP_US | NE | 2015 | B13 | 600 | 600 | 2000 | 0 | 0.01 | 0.01 | 0.01 | 0.01 | 0 | 0 | 0 | 0 | 0 | 0
MAPP_US_2_NE | MAPP_US | NE | 2015 | B14 | 900 | 900 | 2000 | 0 | 0.01 | 0 | 0.01 | 0 | 0 | 0 | 0 | 0 | 0 | 0
MAPP_US_2_NE | MAPP_US | NE | 2015 | B15 | 1203 | 0 | 2000 | 0 | 0 | 0 | 0 | 0 | 0 | 0 | 0 | 0 | 0 | 0
MAPP_US_2_NE | MAPP_US | NE | 2015 | B16 | 25 | 25 | 2000 | 176.91 | 510.5 | 0.17 | 337.55 | 0.19 | 0 | 0 | 0 | 0 | 0 | 0
MAPP_US_2_NE | MAPP_US | NE | 2015 | B17 | 100 | 100 | 2000 | 0 | 0.05 | 0.03 | 0.05 | 0.04 | 0 | 0 | 0 | 0 | 0 | 0
MAPP_US_2_NE | MAPP_US | NE | 2015 | B18 | 400 | 400 | 2000 | 0 | 0.01 | 0.01 | 0.01 | 0.01 | 0 | 0 | 0 | 0 | 0 | 0
MAPP_US_2_NE | MAPP_US | NE | 2015 | B19 | 700 | 700 | 2000 | 0 | 0.01 | 0 | 0.01 | 0.01 | 0 | 0 | 0 | 0 | 0 | 0
MAPP_US_2_NE | MAPP_US | NE | 2015 | B20 | 935 | 0 | 2000 | 0 | 0 | 0 | 0 | 0 | 0 | 0 | 0 | 0 | 0 | 0
MAPP_US_2_NE | MAPP_US | NE | 2020 | B01 | 10 | 10 | 2000 | 0 | 0.35 | 0.33 | 0.39 | 0.36 | 0 | 0 | 0 | 0 | 0 | 0
MAPP_US_2_NE | MAPP_US | NE | 2020 | B02 | 25 | 25 | 2000 | 0 | 0.15 | 0.14 | 0.16 | 0.15 | 0 | 0 | 0 | 0 | 0 | 0
MAPP_US_2_NE | MAPP_US | NE | 2020 | B03 | 75 | 75 | 2000 | 0 | 0.08 | 0.05 | 0.08 | 0.06 | 0 | 0 | 0 | 0 | 0 | 0
MAPP_US_2_NE | MAPP_US | NE | 2020 | B04 | 100 | 100 | 2000 | 0 | 0.06 | 0.06 | 0.07 | 0.07 | 0 | 0 | 0 | 0 | 0 | 0
MAPP_US_2_NE | MAPP_US | NE | 2020 | B05 | 200 | 200 | 2000 | 0 | 0.03 | 0.02 | 0.04 | 0.03 | 0 | 0 | 0 | 0 | 0 | 0
MAPP_US_2_NE | MAPP_US | NE | 2020 | B06 | 300 | 300 | 2000 | 0 | 0.02 | 0.01 | 0.03 | 0.02 | 0 | 0 | 0 | 0 | 0 | 0
MAPP_US_2_NE | MAPP_US | NE | 2020 | B07 | 400 | 400 | 2000 | 0 | 0.02 | 0.02 | 0.02 | 0.02 | 0 | 0 | 0 | 0 | 0 | 0
MAPP_US_2_NE | MAPP_US | NE | 2020 | B08 | 500 | 500 | 2000 | 0 | 0.02 | 0.02 | 0.03 | 0.02 | 0 | 0 | 0 | 0 | 0 | 0
MAPP_US_2_NE | MAPP_US | NE | 2020 | B09 | 800 | 800 | 2000 | 0 | 0.01 | 0.01 | 0.01 | 0.01 | 0 | 0 | 0 | 0 | 0 | 0
MAPP_US_2_NE | MAPP_US | NE | 2020 | B10 | 1262 | 0 | 2000 | 0 | 0 | 0 | 0 | 0 | 0 | 0 | 0 | 0 | 0 | 0
MAPP_US_2_NE | MAPP_US | NE | 2020 | B11 | 25 | 25 | 2000 | 0 | 0.18 | 0.15 | 0.2 | 0.16 | 0 | 0 | 0 | 0 | 0 | 0
MAPP_US_2_NE | MAPP_US | NE | 2020 | B12 | 200 | 200 | 2000 | 0 | 0.02 | 0.02 | 0.02 | 0.02 | 0 | 0 | 0 | 0 | 0 | 0
MAPP_US_2_NE | MAPP_US | NE | 2020 | B13 | 600 | 600 | 2000 | 0 | 0.01 | 0.01 | 0.01 | 0.01 | 0 | 0 | 0 | 0 | 0 | 0
MAPP_US_2_NE | MAPP_US | NE | 2020 | B14 | 900 | 0 | 2000 | 0 | 0 | 0 | 0 | 0.01 | 0 | 0 | 0 | 0 | 0 | 0
MAPP_US_2_NE | MAPP_US | NE | 2020 | B15 | 1203 | 0 | 2000 | 0 | 0 | 0 | 0 | 0 | 0 | 0 | 0 | 0 | 0 | 0
MAPP_US_2_NE | MAPP_US | NE | 2020 | B16 | 25 | 25 | 2000 | 0 | 0.17 | 0.14 | 0.18 | 0.15 | 0 | 0 | 0 | 0 | 0 | 0
MAPP_US_2_NE | MAPP_US | NE | 2020 | B17 | 100 | 100 | 2000 | 0 | 0.04 | 0.04 | 0.04 | 0.04 | 0 | 0 | 0 | 0 | 0 | 0
MAPP_US_2_NE | MAPP_US | NE | 2020 | B18 | 400 | 400 | 2000 | 0 | 0.01 | 0.01 | 0.01 | 0.01 | 0 | 0 | 0 | 0 | 0 | 0
MAPP_US_2_NE | MAPP_US | NE | 2020 | B19 | 700 | 700 | 2000 | 0 | 0.01 | 0.01 | 0.01 | 0.01 | 0 | 0 | 0 | 0 | 0 | 0
MAPP_US_2_NE | MAPP_US | NE | 2020 | B20 | 935 | 935 | 2000 | 0 | 0 | 0 | 0.01 | 0 | 0 | 0 | 0 | 0 | 0 | 0
MAPP_US_2_NE | MAPP_US | NE | 2025 | B01 | 10 | 10 | 2000 | 0 | 0.35 | 0.37 | 0.42 | 0.41 | 0 | 0 | 0 | 0 | 0 | 0
MAPP_US_2_NE | MAPP_US | NE | 2025 | B02 | 25 | 25 | 2000 | 0 | 0.18 | 0.16 | 0.2 | 0.18 | 0 | 0 | 0 | 0 | 0 | 0
MAPP_US_2_NE | MAPP_US | NE | 2025 | B03 | 75 | 75 | 2000 | 809.54 | 0.1 | 0.07 | 0.11 | 0.08 | 0 | 0 | 0 | 0 | 0 | 0
MAPP_US_2_NE | MAPP_US | NE | 2025 | B04 | 100 | 100 | 2000 | 196.01 | 185.12 | 0.41 | 145.61 | 0.43 | 0 | 0 | 0 | 0 | 0 | 0
MAPP_US_2_NE | MAPP_US | NE | 2025 | B05 | 200 | 200 | 2000 | 0 | 0.08 | 0.13 | 0.08 | 0.14 | 0 | 0 | 0 | 0 | 0 | 0
MAPP_US_2_NE | MAPP_US | NE | 2025 | B06 | 300 | 300 | 2000 | 0 | 0.03 | 0.03 | 0.03 | 0.03 | 0 | 0 | 0 | 0 | 0 | 0
MAPP_US_2_NE | MAPP_US | NE | 2025 | B07 | 400 | 400 | 2000 | 0 | 0.16 | 0.04 | 0.21 | 0.04 | 0 | 0 | 0 | 0 | 0 | 0
MAPP_US_2_NE | MAPP_US | NE | 2025 | B08 | 500 | 500 | 2000 | 173.74 | 1055.89 | 0.02 | 42.23 | 0.02 | 0 | 0 | 0 | 0 | 0 | 0
MAPP_US_2_NE | MAPP_US | NE | 2025 | B09 | 800 | 800 | 2000 | 281.4 | 422.21 | 0.01 | 27.48 | 0.01 | 0 | 0 | 0 | 0 | 0 | 0
MAPP_US_2_NE | MAPP_US | NE | 2025 | B10 | 1262 | 1262 | 2000 | 0 | 0 | 0 | 0.01 | 0 | 0 | 0 | 0 | 0 | 0 | 0
MAPP_US_2_NE | MAPP_US | NE | 2025 | B11 | 25 | 25 | 2000 | 0 | 0.29 | 0.21 | 0.32 | 0.23 | 0 | 0 | 0 | 0 | 0 | 0
MAPP_US_2_NE | MAPP_US | NE | 2025 | B12 | 200 | 200 | 2000 | 0 | 0.02 | 0.02 | 0.02 | 0.02 | 0 | 0 | 0 | 0 | 0 | 0
MAPP_US_2_NE | MAPP_US | NE | 2025 | B13 | 600 | 600 | 2000 | 0 | 0.01 | 0.01 | 0.01 | 0.01 | 0 | 0 | 0 | 0 | 0 | 0
MAPP_US_2_NE | MAPP_US | NE | 2025 | B14 | 900 | 900 | 2000 | 0 | 0 | 0.01 | 0.01 | 0.01 | 0 | 0 | 0 | 0 | 0 | 0
MAPP_US_2_NE | MAPP_US | NE | 2025 | B15 | 1203 | 0 | 2000 | 0 | 0 | 0 | 0 | 0 | 0 | 0 | 0 | 0 | 0 | 0
MAPP_US_2_NE | MAPP_US | NE | 2025 | B16 | 25 | 25 | 2000 | 0 | 0.15 | 0.16 | 0.17 | 0.18 | 0 | 0 | 0 | 0 | 0 | 0
MAPP_US_2_NE | MAPP_US | NE | 2025 | B17 | 100 | 100 | 2000 | 0 | 0.04 | 0.04 | 0.04 | 0.05 | 0 | 0 | 0 | 0 | 0 | 0
MAPP_US_2_NE | MAPP_US | NE | 2025 | B18 | 400 | 400 | 2000 | 0 | 0.01 | 0.01 | 0.01 | 0.01 | 0 | 0 | 0 | 0 | 0 | 0
MAPP_US_2_NE | MAPP_US | NE | 2025 | B19 | 700 | 700 | 2000 | 0 | 0.01 | 0.01 | 0.01 | 0.01 | 0 | 0 | 0 | 0 | 0 | 0
MAPP_US_2_NE | MAPP_US | NE | 2025 | B20 | 935 | 935 | 2000 | 0 | 0 | 0 | 0.01 | 0.01 | 0 | 0 | 0 | 0 | 0 | 0
MAPP_US_2_NE | MAPP_US | NE | 2030 | B01 | 10 | 10 | 2000 | 0.01 | 0.35 | 0.32 | 0.38 | 0.36 | 0 | 0 | 0 | 0 | 0 | 0
MAPP_US_2_NE | MAPP_US | NE | 2030 | B02 | 25 | 25 | 2000 | 0 | 0.16 | 0.21 | 0.18 | 0.23 | 0 | 0 | 0 | 0 | 0 | 0
MAPP_US_2_NE | MAPP_US | NE | 2030 | B03 | 75 | 75 | 2000 | 195.73 | 0.13 | 0.09 | 0.14 | 0.1 | 0 | 0 | 0 | 0 | 0 | 0
MAPP_US_2_NE | MAPP_US | NE | 2030 | B04 | 100 | 100 | 2000 | 0 | 0.89 | 0.2 | 0.91 | 0.21 | 0 | 0 | 0 | 0 | 0 | 0
MAPP_US_2_NE | MAPP_US | NE | 2030 | B05 | 200 | 200 | 2000 | 0 | 0.09 | 0.06 | 0.1 | 0.06 | 0 | 0 | 0 | 0 | 0 | 0
MAPP_US_2_NE | MAPP_US | NE | 2030 | B06 | 300 | 300 | 2000 | 0 | 0.05 | 0.02 | 0.05 | 0.03 | 0 | 0 | 0 | 0 | 0 | 0
MAPP_US_2_NE | MAPP_US | NE | 2030 | B07 | 400 | 400 | 2000 | 534.9 | 841.7 | 330.98 | 58.97 | 62.34 | 0 | 0 | 0 | 0 | 0 | 0
MAPP_US_2_NE | MAPP_US | NE | 2030 | B08 | 500 | 500 | 2000 | 59.93 | 1224.97 | 0.02 | 59.06 | 0.02 | 0 | 0 | 0 | 0 | 0 | 0
MAPP_US_2_NE | MAPP_US | NE | 2030 | B09 | 800 | 800 | 2000 | 150.12 | 0.01 | 0.02 | 0.01 | 0.02 | 0 | 0 | 0 | 0 | 0 | 0
MAPP_US_2_NE | MAPP_US | NE | 2030 | B10 | 1262 | 0 | 2000 | 0 | 0 | 0 | 0 | 0 | 0 | 0 | 0 | 0 | 0 | 0
MAPP_US_2_NE | MAPP_US | NE | 2030 | B11 | 25 | 25 | 2000 | 282.91 | 0.34 | 0.23 | 0.36 | 0.25 | 0 | 0 | 0 | 0 | 0 | 0
MAPP_US_2_NE | MAPP_US | NE | 2030 | B12 | 200 | 200 | 2000 | 0 | 0.02 | 0.02 | 0.02 | 0.03 | 0 | 0 | 0 | 0 | 0 | 0
MAPP_US_2_NE | MAPP_US | NE | 2030 | B13 | 600 | 600 | 2000 | 0 | 0.01 | 0.01 | 0.01 | 0.01 | 0 | 0 | 0 | 0 | 0 | 0
MAPP_US_2_NE | MAPP_US | NE | 2030 | B14 | 900 | 0 | 2000 | 0 | 0 | 0.01 | 0 | 0.01 | 0 | 0 | 0 | 0 | 0 | 0
MAPP_US_2_NE | MAPP_US | NE | 2030 | B15 | 1203 | 0 | 2000 | 0 | 0 | 0 | 0 | 0 | 0 | 0 | 0 | 0 | 0 | 0
MAPP_US_2_NE | MAPP_US | NE | 2030 | B16 | 25 | 25 | 2000 | 0 | 0.15 | 0.18 | 0.16 | 0.19 | 0 | 0 | 0 | 0 | 0 | 0
MAPP_US_2_NE | MAPP_US | NE | 2030 | B17 | 100 | 100 | 2000 | 0 | 0.04 | 0.05 | 0.04 | 0.05 | 0 | 0 | 0 | 0 | 0 | 0
MAPP_US_2_NE | MAPP_US | NE | 2030 | B18 | 400 | 400 | 2000 | 0 | 0.01 | 0.01 | 0.01 | 0.01 | 0 | 0 | 0 | 0 | 0 | 0
MAPP_US_2_NE | MAPP_US | NE | 2030 | B19 | 700 | 700 | 2000 | 0 | 0.01 | 0.01 | 0.01 | 0.01 | 0 | 0 | 0 | 0 | 0 | 0
MAPP_US_2_NE | MAPP_US | NE | 2030 | B20 | 935 | 0 | 2000 | 0 | 0 | 0.01 | 0 | 0.01 | 0 | 0 | 0 | 0 | 0 | 0
MAPP_US_2_NE | MAPP_US | NE | 2035 | B01 | 10 | 10 | 2000 | 0.01 | 0.15 | 0.27 | 0.17 | 0.3 | 0 | 0 | 0 | 0 | 0 | 0
MAPP_US_2_NE | MAPP_US | NE | 2035 | B02 | 25 | 25 | 2000 | 0 | 0.08 | 0.14 | 0.09 | 0.15 | 0 | 0 | 0 | 0 | 0 | 0
MAPP_US_2_NE | MAPP_US | NE | 2035 | B03 | 75 | 75 | 2000 | 0 | 0.16 | 0.12 | 0.18 | 0.12 | 0 | 0 | 0 | 0 | 0 | 0
MAPP_US_2_NE | MAPP_US | NE | 2035 | B04 | 100 | 100 | 2000 | 0 | 0.12 | 0.09 | 0.13 | 0.09 | 0 | 0 | 0 | 0 | 0 | 0
MAPP_US_2_NE | MAPP_US | NE | 2035 | B05 | 200 | 200 | 2000 | 0 | 0.06 | 0.04 | 0.07 | 0.05 | 0 | 0 | 0 | 0 | 0 | 0
MAPP_US_2_NE | MAPP_US | NE | 2035 | B06 | 300 | 300 | 2000 | 0 | 0.18 | 303.51 | 0.19 | 82.8 | 0 | 0 | 0 | 0 | 0 | 0
MAPP_US_2_NE | MAPP_US | NE | 2035 | B07 | 400 | 400 | 2000 | 799.77 | 802.07 | 1439.06 | 72.65 | 83.14 | 0 | 0 | 0 | 0 | 0 | 0
MAPP_US_2_NE | MAPP_US | NE | 2035 | B08 | 500 | 500 | 2000 | 0 | 0.01 | 0.01 | 0.02 | 0.01 | 0 | 0 | 0 | 0 | 0 | 0
MAPP_US_2_NE | MAPP_US | NE | 2035 | B09 | 800 | 800 | 2000 | 12.44 | 0 | 0.01 | 0.01 | 0.01 | 0 | 0 | 0 | 0 | 0 | 0
MAPP_US_2_NE | MAPP_US | NE | 2035 | B10 | 1262 | 0 | 2000 | 0 | 0 | 0 | 0 | 0 | 0 | 0 | 0 | 0 | 0 | 0
MAPP_US_2_NE | MAPP_US | NE | 2035 | B11 | 25 | 25 | 2000 | 0 | 0.12 | 0.17 | 0.13 | 0.19 | 0 | 0 | 0 | 0 | 0 | 0
MAPP_US_2_NE | MAPP_US | NE | 2035 | B12 | 200 | 200 | 2000 | 0 | 0.01 | 0.02 | 0.01 | 0.02 | 0 | 0 | 0 | 0 | 0 | 0
MAPP_US_2_NE | MAPP_US | NE | 2035 | B13 | 600 | 0 | 2000 | 0 | 0 | 0.01 | 0 | 0.01 | 0 | 0 | 0 | 0 | 0 | 0
MAPP_US_2_NE | MAPP_US | NE | 2035 | B14 | 900 | 0 | 2000 | 0 | 0 | 0 | 0 | 0 | 0 | 0 | 0 | 0 | 0 | 0
MAPP_US_2_NE | MAPP_US | NE | 2035 | B15 | 1203 | 0 | 2000 | 0 | 0 | 0 | 0 | 0 | 0 | 0 | 0 | 0 | 0 | 0
MAPP_US_2_NE | MAPP_US | NE | 2035 | B16 | 25 | 25 | 2000 | 0 | 0.06 | 0.15 | 0.07 | 0.16 | 0 | 0 | 0 | 0 | 0 | 0
MAPP_US_2_NE | MAPP_US | NE | 2035 | B17 | 100 | 100 | 2000 | 0 | 0.02 | 0.04 | 0.02 | 0.04 | 0 | 0 | 0 | 0 | 0 | 0
MAPP_US_2_NE | MAPP_US | NE | 2035 | B18 | 400 | 400 | 2000 | 0 | 0 | 0.01 | 0.01 | 0.01 | 0 | 0 | 0 | 0 | 0 | 0
MAPP_US_2_NE | MAPP_US | NE | 2035 | B19 | 700 | 0 | 2000 | 0 | 0 | 0.01 | 0 | 0.01 | 0 | 0 | 0 | 0 | 0 | 0
MAPP_US_2_NE | MAPP_US | NE | 2035 | B20 | 935 | 0 | 2000 | 0 | 0 | 0 | 0 | 0 | 0 | 0 | 0 | 0 | 0 | 0
MAPP_US_2_NE | MAPP_US | NE | 2040 | B01 | 10 | 10 | 2000 | 0.01 | 0.25 | 0.4 | 0.28 | 0.45 | 0 | 0 | 0 | 0 | 0 | 0
MAPP_US_2_NE | MAPP_US | NE | 2040 | B02 | 25 | 25 | 2000 | 0 | 0.09 | 0.18 | 0.11 | 0.2 | 0 | 0 | 0 | 0 | 0 | 0
MAPP_US_2_NE | MAPP_US | NE | 2040 | B03 | 75 | 75 | 2000 | 0 | 0.19 | 0.15 | 0.21 | 0.16 | 0 | 0 | 0 | 0 | 0 | 0
MAPP_US_2_NE | MAPP_US | NE | 2040 | B04 | 100 | 100 | 2000 | 0 | 0.15 | 389.8 | 0.16 | 216.3 | 0 | 0 | 0 | 0 | 0 | 0
MAPP_US_2_NE | MAPP_US | NE | 2040 | B05 | 200 | 200 | 2000 | 0 | 0.06 | 398.82 | 0.07 | 122.23 | 0 | 0 | 0 | 0 | 0 | 0
MAPP_US_2_NE | MAPP_US | NE | 2040 | B06 | 300 | 300 | 2000 | 0 | 0.2 | 679.89 | 0.22 | 87.13 | 0 | 0 | 0 | 0 | 0 | 0
MAPP_US_2_NE | MAPP_US | NE | 2040 | B07 | 400 | 400 | 2000 | 292.26 | 751.29 | 1428.82 | 94.97 | 107.11 | 0 | 0 | 0 | 0 | 0 | 0
MAPP_US_2_NE | MAPP_US | NE | 2040 | B08 | 500 | 500 | 2000 | 0 | 0.01 | 0.01 | 0.01 | 0.01 | 0 | 0 | 0 | 0 | 0 | 0
MAPP_US_2_NE | MAPP_US | NE | 2040 | B09 | 800 | 800 | 2000 | 0 | 0 | 0.01 | 0.01 | 0.01 | 0 | 0 | 0 | 0 | 0 | 0
MAPP_US_2_NE | MAPP_US | NE | 2040 | B10 | 1262 | 0 | 2000 | 0 | 0 | 0 | 0 | 0 | 0 | 0 | 0 | 0 | 0 | 0
MAPP_US_2_NE | MAPP_US | NE | 2040 | B11 | 25 | 25 | 2000 | 0 | 0.24 | 0.2 | 0.25 | 0.22 | 0 | 0 | 0 | 0 | 0 | 0
MAPP_US_2_NE | MAPP_US | NE | 2040 | B12 | 200 | 200 | 2000 | 0 | 0.02 | 0.02 | 0.02 | 0.03 | 0 | 0 | 0 | 0 | 0 | 0
MAPP_US_2_NE | MAPP_US | NE | 2040 | B13 | 600 | 600 | 2000 | 0 | 0.01 | 0.01 | 0.01 | 0.01 | 0 | 0 | 0 | 0 | 0 | 0
MAPP_US_2_NE | MAPP_US | NE | 2040 | B14 | 900 | 0 | 2000 | 0 | 0 | 0.01 | 0 | 0.01 | 0 | 0 | 0 | 0 | 0 | 0
MAPP_US_2_NE | MAPP_US | NE | 2040 | B15 | 1203 | 0 | 2000 | 0 | 0 | 0 | 0 | 0 | 0 | 0 | 0 | 0 | 0 | 0
MAPP_US_2_NE | MAPP_US | NE | 2040 | B16 | 25 | 25 | 2000 | 0 | 0.09 | 0.27 | 0.1 | 0.29 | 0 | 0 | 0 | 0 | 0 | 0
MAPP_US_2_NE | MAPP_US | NE | 2040 | B17 | 100 | 100 | 2000 | 0 | 0.02 | 0.05 | 0.02 | 0.05 | 0 | 0 | 0 | 0 | 0 | 0
MAPP_US_2_NE | MAPP_US | NE | 2040 | B18 | 400 | 400 | 2000 | 0 | 0.01 | 0.01 | 0.01 | 0.01 | 0 | 0 | 0 | 0 | 0 | 0
MAPP_US_2_NE | MAPP_US | NE | 2040 | B19 | 700 | 0 | 2000 | 0 | 0 | 0.01 | 0 | 0.01 | 0 | 0 | 0 | 0 | 0 | 0
MAPP_US_2_NE | MAPP_US | NE | 2040 | B20 | 935 | 0 | 2000 | 0 | 0 | 0 | 0 | 0 | 0 | 0 | 0 | 0 | 0 | 0
MAPP_US_2_NE | MAPP_US | NE | 2045 | B01 | 10 | 10 | 2000 | 0.01 | 0.59 | 0.57 | 0.64 | 0.64 | 0 | 0 | 0 | 0 | 0 | 0
MAPP_US_2_NE | MAPP_US | NE | 2045 | B02 | 25 | 25 | 2000 | 0 | 0.13 | 0.23 | 0.14 | 0.25 | 0 | 0 | 0 | 0 | 0 | 0
MAPP_US_2_NE | MAPP_US | NE | 2045 | B03 | 75 | 75 | 2000 | 0 | 0.27 | 330.07 | 0.29 | 307.64 | 0 | 0 | 0 | 0 | 0 | 0
MAPP_US_2_NE | MAPP_US | NE | 2045 | B04 | 100 | 100 | 2000 | 0 | 102.51 | 923.72 | 86.36 | 584.54 | 0 | 0 | 0 | 0 | 0 | 0
MAPP_US_2_NE | MAPP_US | NE | 2045 | B05 | 200 | 200 | 2000 | 0 | 0.12 | 1339.34 | 0.13 | 295.07 | 0 | 0 | 0 | 0 | 0 | 0
MAPP_US_2_NE | MAPP_US | NE | 2045 | B06 | 300 | 300 | 2000 | 0 | 504.32 | 1674.36 | 129.25 | 217.42 | 0 | 0 | 0 | 0 | 0 | 0
MAPP_US_2_NE | MAPP_US | NE | 2045 | B07 | 400 | 400 | 2000 | 641.07 | 810.77 | 777.03 | 125.39 | 163.78 | 0 | 0 | 0 | 0 | 0 | 0
MAPP_US_2_NE | MAPP_US | NE | 2045 | B08 | 500 | 500 | 2000 | 0 | 0.02 | 0.02 | 0.02 | 0.02 | 0 | 0 | 0 | 0 | 0 | 0
MAPP_US_2_NE | MAPP_US | NE | 2045 | B09 | 800 | 800 | 2000 | 0 | 0.01 | 0.01 | 0.01 | 0.01 | 0 | 0 | 0 | 0 | 0 | 0
MAPP_US_2_NE | MAPP_US | NE | 2045 | B10 | 1262 | 0 | 2000 | 0 | 0 | 0 | 0 | 0 | 0 | 0 | 0 | 0 | 0 | 0
MAPP_US_2_NE | MAPP_US | NE | 2045 | B11 | 25 | 25 | 2000 | 0 | 0.31 | 0.29 | 0.33 | 0.31 | 0 | 0 | 0 | 0 | 0 | 0
MAPP_US_2_NE | MAPP_US | NE | 2045 | B12 | 200 | 200 | 2000 | 0 | 0.02 | 0.03 | 0.02 | 0.03 | 0 | 0 | 0 | 0 | 0 | 0
MAPP_US_2_NE | MAPP_US | NE | 2045 | B13 | 600 | 600 | 2000 | 0 | 0.01 | 0.01 | 0.01 | 0.01 | 0 | 0 | 0 | 0 | 0 | 0
MAPP_US_2_NE | MAPP_US | NE | 2045 | B14 | 900 | 0 | 2000 | 0 | 0 | 0.01 | 0 | 0.01 | 0 | 0 | 0 | 0 | 0 | 0
MAPP_US_2_NE | MAPP_US | NE | 2045 | B15 | 1203 | 0 | 2000 | 0 | 0 | 0 | 0 | 0 | 0 | 0 | 0 | 0 | 0 | 0
MAPP_US_2_NE | MAPP_US | NE | 2045 | B16 | 25 | 25 | 2000 | 0 | 0.15 | 0.23 | 0.16 | 0.25 | 0 | 0 | 0 | 0 | 0 | 0
MAPP_US_2_NE | MAPP_US | NE | 2045 | B17 | 100 | 100 | 2000 | 0 | 0.04 | 0.06 | 0.04 | 0.06 | 0 | 0 | 0 | 0 | 0 | 0
MAPP_US_2_NE | MAPP_US | NE | 2045 | B18 | 400 | 400 | 2000 | 0 | 0.01 | 0.02 | 0.01 | 0.02 | 0 | 0 | 0 | 0 | 0 | 0
MAPP_US_2_NE | MAPP_US | NE | 2045 | B19 | 700 | 0 | 2000 | 0 | 0 | 0.01 | 0 | 0.01 | 0 | 0 | 0 | 0 | 0 | 0
MAPP_US_2_NE | MAPP_US | NE | 2045 | B20 | 935 | 0 | 2000 | 0 | 0 | 0.01 | 0 | 0.01 | 0 | 0 | 0 | 0 | 0 | 0
MAPP_US_2_NE | MAPP_US | NE | 2050 | B01 | 10 | 10 | 2000 | 0.01 | 0.24 | 0.27 | 0.26 | 0.3 | 0 | 0 | 0 | 0 | 0 | 0
MAPP_US_2_NE | MAPP_US | NE | 2050 | B02 | 25 | 25 | 2000 | 0 | 0.14 | 0.15 | 0.15 | 0.17 | 0 | 0 | 0 | 0 | 0 | 0
MAPP_US_2_NE | MAPP_US | NE | 2050 | B03 | 75 | 75 | 2000 | 0 | 0.12 | 0.07 | 0.13 | 0.08 | 0 | 0 | 0 | 0 | 0 | 0
MAPP_US_2_NE | MAPP_US | NE | 2050 | B04 | 100 | 100 | 2000 | 374.21 | 300.52 | 1774.02 | 134.85 | 871.52 | 0 | 0 | 0 | 0 | 0 | 0
MAPP_US_2_NE | MAPP_US | NE | 2050 | B05 | 200 | 200 | 2000 | 0 | 0.1 | 1.05 | 0.12 | 1.14 | 0 | 0 | 0 | 0 | 0 | 0
MAPP_US_2_NE | MAPP_US | NE | 2050 | B06 | 300 | 300 | 2000 | 0 | 0.04 | 0.16 | 0.04 | 0.17 | 0 | 0 | 0 | 0 | 0 | 0
MAPP_US_2_NE | MAPP_US | NE | 2050 | B07 | 400 | 400 | 2000 | 0 | 0.02 | 0.02 | 0.02 | 0.02 | 0 | 0 | 0 | 0 | 0 | 0
MAPP_US_2_NE | MAPP_US | NE | 2050 | B08 | 500 | 500 | 2000 | 428.69 | 0.01 | 0.01 | 0.01 | 0.01 | 0 | 0 | 0 | 0 | 0 | 0
MAPP_US_2_NE | MAPP_US | NE | 2050 | B09 | 800 | 800 | 2000 | 0 | 0 | 0.01 | 0.01 | 0.01 | 0 | 0 | 0 | 0 | 0 | 0
MAPP_US_2_NE | MAPP_US | NE | 2050 | B10 | 1262 | 0 | 2000 | 0 | 0 | 0 | 0 | 0 | 0 | 0 | 0 | 0 | 0 | 0
MAPP_US_2_NE | MAPP_US | NE | 2050 | B11 | 25 | 25 | 2000 | 244.92 | 0.15 | 0.16 | 0.16 | 0.18 | 0 | 0 | 0 | 0 | 0 | 0
MAPP_US_2_NE | MAPP_US | NE | 2050 | B12 | 200 | 200 | 2000 | 0 | 0.02 | 0.02 | 0.02 | 0.02 | 0 | 0 | 0 | 0 | 0 | 0
MAPP_US_2_NE | MAPP_US | NE | 2050 | B13 | 600 | 0 | 2000 | 0 | 0 | 0.01 | 0 | 0.01 | 0 | 0 | 0 | 0 | 0 | 0
MAPP_US_2_NE | MAPP_US | NE | 2050 | B14 | 900 | 0 | 2000 | 0 | 0 | 0 | 0 | 0 | 0 | 0 | 0 | 0 | 0 | 0
MAPP_US_2_NE | MAPP_US | NE | 2050 | B15 | 1203 | 0 | 2000 | 0 | 0 | 0 | 0 | 0 | 0 | 0 | 0 | 0 | 0 | 0
MAPP_US_2_NE | MAPP_US | NE | 2050 | B16 | 25 | 25 | 2000 | 0 | 0.13 | 0.21 | 0.13 | 0.23 | 0 | 0 | 0 | 0 | 0 | 0
MAPP_US_2_NE | MAPP_US | NE | 2050 | B17 | 100 | 100 | 2000 | 0 | 0.03 | 0.04 | 0.03 | 0.04 | 0 | 0 | 0 | 0 | 0 | 0
MAPP_US_2_NE | MAPP_US | NE | 2050 | B18 | 400 | 400 | 2000 | 0 | 0 | 0.01 | 0.01 | 0.01 | 0 | 0 | 0 | 0 | 0 | 0
MAPP_US_2_NE | MAPP_US | NE | 2050 | B19 | 700 | 0 | 2000 | 0 | 0 | 0 | 0 | 0 | 0 | 0 | 0 | 0 | 0 | 0
MAPP_US_2_NE | MAPP_US | NE | 2050 | B20 | 935 | 0 | 2000 | 0 | 0 | 0 | 0 | 0 | 0 | 0 | 0 | 0 | 0 | 0
MISO_IN_2_MISO_MI | MISO_IN | MISO_MI | 2015 | B01 | 10 | 10 | 5000 | 0.01 | 2.01 | 3.78 | 2.28 | 4.5 | 0 | 0 | 0 | 0 | 0 | 0
MISO_IN_2_MISO_MI | MISO_IN | MISO_MI | 2015 | B02 | 25 | 25 | 5000 | 0 | 0.9 | 1.56 | 0.98 | 1.79 | 0 | 0 | 0 | 0 | 0 | 0
MISO_IN_2_MISO_MI | MISO_IN | MISO_MI | 2015 | B03 | 75 | 75 | 5000 | 0 | 0.18 | 0.52 | 0.18 | 0.58 | 0 | 0 | 0 | 0 | 0 | 0
MISO_IN_2_MISO_MI | MISO_IN | MISO_MI | 2015 | B04 | 100 | 100 | 5000 | 0 | 0.26 | 0.4 | 0.28 | 0.44 | 0 | 0 | 0 | 0 | 0 | 0
MISO_IN_2_MISO_MI | MISO_IN | MISO_MI | 2015 | B05 | 200 | 200 | 5000 | 0 | 0.46 | 0.21 | 0.47 | 0.23 | 0 | 0 | 0 | 0 | 0 | 0
MISO_IN_2_MISO_MI | MISO_IN | MISO_MI | 2015 | B06 | 300 | 300 | 5000 | 0.02 | 0.78 | 1.58 | 0.81 | 1.54 | 0 | 0 | 0 | 0 | 0 | 0
MISO_IN_2_MISO_MI | MISO_IN | MISO_MI | 2015 | B07 | 400 | 400 | 5000 | 0.02 | 2.24 | 1.46 | 2.25 | 1.43 | 0 | 0 | 0 | 0 | 0 | 0
MISO_IN_2_MISO_MI | MISO_IN | MISO_MI | 2015 | B08 | 500 | 500 | 5000 | 0.01 | 34.2 | 1.37 | 16.09 | 1.34 | 0 | 0 | 0 | 0 | 0 | 0
MISO_IN_2_MISO_MI | MISO_IN | MISO_MI | 2015 | B09 | 800 | 800 | 5000 | 0.01 | 7.73 | 0.82 | 3.88 | 0.81 | 0 | 0 | 0 | 0 | 0 | 0
MISO_IN_2_MISO_MI | MISO_IN | MISO_MI | 2015 | B10 | 1262 | 1262 | 5000 | 2163.77 | 589.52 | 441.61 | 11.47 | 6.77 | 0 | 0 | 0 | 0 | 0 | 0
MISO_IN_2_MISO_MI | MISO_IN | MISO_MI | 2015 | B11 | 25 | 25 | 5000 | 0 | 2.22 | 1.83 | 2.3 | 2.03 | 0 | 0 | 0 | 0 | 0 | 0
MISO_IN_2_MISO_MI | MISO_IN | MISO_MI | 2015 | B12 | 200 | 200 | 5000 | 0.03 | 2.78 | 0.3 | 2.76 | 0.32 | 0 | 0 | 0 | 0 | 0 | 0
MISO_IN_2_MISO_MI | MISO_IN | MISO_MI | 2015 | B13 | 600 | 600 | 5000 | 0.01 | 1.66 | 1 | 1.63 | 0.97 | 0 | 0 | 0 | 0 | 0 | 0
MISO_IN_2_MISO_MI | MISO_IN | MISO_MI | 2015 | B14 | 900 | 900 | 5000 | 0.01 | 1.1 | 0.72 | 1.07 | 0.7 | 0 | 0 | 0 | 0 | 0 | 0
MISO_IN_2_MISO_MI | MISO_IN | MISO_MI | 2015 | B15 | 1203 | 1203 | 5000 | 0.01 | 1.42 | 0.31 | 1.36 | 0.31 | 0 | 0 | 0 | 0 | 0 | 0
MISO_IN_2_MISO_MI | MISO_IN | MISO_MI | 2015 | B16 | 25 | 25 | 5000 | 0 | 1.03 | 1.8 | 1.12 | 2.03 | 0 | 0 | 0 | 0 | 0 | 0
MISO_IN_2_MISO_MI | MISO_IN | MISO_MI | 2015 | B17 | 100 | 100 | 5000 | 0.06 | 6.67 | 4.99 | 6.51 | 4.9 | 0 | 0 | 0 | 0 | 0 | 0
MISO_IN_2_MISO_MI | MISO_IN | MISO_MI | 2015 | B18 | 400 | 400 | 5000 | 0.02 | 4.94 | 2.39 | 4.63 | 2.27 | 0 | 0 | 0 | 0 | 0 | 0
MISO_IN_2_MISO_MI | MISO_IN | MISO_MI | 2015 | B19 | 700 | 700 | 5000 | 0.01 | 824.31 | 412.14 | 18.63 | 10.84 | 0 | 0 | 0 | 0 | 0 | 0
MISO_IN_2_MISO_MI | MISO_IN | MISO_MI | 2015 | B20 | 935 | 935 | 5000 | 1649.97 | 1261.98 | 662.13 | 15.68 | 9.5 | 0 | 0 | 0 | 0 | 0 | 0
MISO_IN_2_MISO_MI | MISO_IN | MISO_MI | 2020 | B01 | 10 | 10 | 5000 | 826.04 | 3230.07 | 58.94 | 1961.04 | 85.12 | 0 | 0 | 0 | 0 | 0 | 0
MISO_IN_2_MISO_MI | MISO_IN | MISO_MI | 2020 | B02 | 25 | 25 | 5000 | 20.36 | 2749.74 | 26.26 | 481.08 | 35.2 | 0 | 0 | 0 | 0 | 0 | 0
MISO_IN_2_MISO_MI | MISO_IN | MISO_MI | 2020 | B03 | 75 | 75 | 5000 | 0.11 | 2701.27 | 9.75 | 174.83 | 12.13 | 0 | 0 | 0 | 0 | 0 | 0
MISO_IN_2_MISO_MI | MISO_IN | MISO_MI | 2020 | B04 | 100 | 100 | 5000 | 0.16 | 2522.61 | 7.51 | 133.16 | 9.22 | 0 | 0 | 0 | 0 | 0 | 0
MISO_IN_2_MISO_MI | MISO_IN | MISO_MI | 2020 | B05 | 200 | 200 | 5000 | 292.31 | 1940.38 | 3.96 | 71.19 | 4.7 | 0 | 0 | 0 | 0 | 0 | 0
MISO_IN_2_MISO_MI | MISO_IN | MISO_MI | 2020 | B06 | 300 | 300 | 5000 | 1777.33 | 4192.68 | 2.72 | 68.98 | 3.19 | 0 | 0 | 0 | 0 | 0 | 0
MISO_IN_2_MISO_MI | MISO_IN | MISO_MI | 2020 | B07 | 400 | 400 | 5000 | 2517.7 | 3675.98 | 2.08 | 50.41 | 2.43 | 0 | 0 | 0 | 0 | 0 | 0
MISO_IN_2_MISO_MI | MISO_IN | MISO_MI | 2020 | B08 | 500 | 500 | 5000 | 2507.85 | 4043.55 | 1.69 | 43.31 | 1.96 | 0 | 0 | 0 | 0 | 0 | 0
MISO_IN_2_MISO_MI | MISO_IN | MISO_MI | 2020 | B09 | 800 | 800 | 5000 | 1786.68 | 4032.33 | 1.08 | 27.62 | 1.24 | 0 | 0 | 0 | 0 | 0 | 0
MISO_IN_2_MISO_MI | MISO_IN | MISO_MI | 2020 | B10 | 1262 | 1262 | 5000 | 798.92 | 4130.8 | 0.7 | 18.64 | 0.8 | 0 | 0 | 0 | 0 | 0 | 0
MISO_IN_2_MISO_MI | MISO_IN | MISO_MI | 2020 | B11 | 25 | 25 | 5000 | 574.2 | 3213.03 | 26.36 | 539.58 | 35.46 | 0 | 0 | 0 | 0 | 0 | 0
MISO_IN_2_MISO_MI | MISO_IN | MISO_MI | 2020 | B12 | 200 | 200 | 5000 | 2392.62 | 3903.3 | 4.03 | 92.75 | 4.9 | 0 | 0 | 0 | 0 | 0 | 0
MISO_IN_2_MISO_MI | MISO_IN | MISO_MI | 2020 | B13 | 600 | 600 | 5000 | 2357.45 | 3994.98 | 1.47 | 36.69 | 1.75 | 0 | 0 | 0 | 0 | 0 | 0
MISO_IN_2_MISO_MI | MISO_IN | MISO_MI | 2020 | B14 | 900 | 900 | 5000 | 2317.5 | 3676.51 | 1 | 23.94 | 1.17 | 0 | 0 | 0 | 0 | 0 | 0
MISO_IN_2_MISO_MI | MISO_IN | MISO_MI | 2020 | B15 | 1203 | 1203 | 5000 | 972.69 | 3756.49 | 0.77 | 19.24 | 0.9 | 0 | 0 | 0 | 0 | 0 | 0
MISO_IN_2_MISO_MI | MISO_IN | MISO_MI | 2020 | B16 | 25 | 25 | 5000 | 590.06 | 4015.29 | 26.34 | 888.2 | 35.51 | 0 | 0 | 0 | 0 | 0 | 0
MISO_IN_2_MISO_MI | MISO_IN | MISO_MI | 2020 | B17 | 100 | 100 | 5000 | 1396.36 | 4021.7 | 7.55 | 168.69 | 9.41 | 0 | 0 | 0 | 0 | 0 | 0
MISO_IN_2_MISO_MI | MISO_IN | MISO_MI | 2020 | B18 | 400 | 400 | 5000 | 916.39 | 3930.8 | 2.1 | 50.07 | 2.5 | 0 | 0 | 0 | 0 | 0 | 0
MISO_IN_2_MISO_MI | MISO_IN | MISO_MI | 2020 | B19 | 700 | 700 | 5000 | 1175.24 | 4459.77 | 1.24 | 33.48 | 1.46 | 0 | 0 | 0 | 0 | 0 | 0
MISO_IN_2_MISO_MI | MISO_IN | MISO_MI | 2020 | B20 | 935 | 935 | 5000 | 98 | 4063.34 | 0.97 | 24.53 | 1.14 | 0 | 0 | 0 | 0 | 0 | 0
MISO_IN_2_MISO_MI | MISO_IN | MISO_MI | 2025 | B01 | 10 | 10 | 5000 | 2245.75 | 2865.59 | 73.33 | 1998.17 | 108.55 | 0 | 0 | 0 | 0 | 0 | 0
MISO_IN_2_MISO_MI | MISO_IN | MISO_MI | 2025 | B02 | 25 | 25 | 5000 | 940.77 | 2239.28 | 32.64 | 546.91 | 44.71 | 0 | 0 | 0 | 0 | 0 | 0
MISO_IN_2_MISO_MI | MISO_IN | MISO_MI | 2025 | B03 | 75 | 75 | 5000 | 9.82 | 4046.74 | 12.16 | 286.31 | 15.33 | 0 | 0 | 0 | 0 | 0 | 0
MISO_IN_2_MISO_MI | MISO_IN | MISO_MI | 2025 | B04 | 100 | 100 | 5000 | 113.92 | 2253.33 | 9.34 | 159.65 | 11.55 | 0 | 0 | 0 | 0 | 0 | 0
MISO_IN_2_MISO_MI | MISO_IN | MISO_MI | 2025 | B05 | 200 | 200 | 5000 | 297.48 | 2084.36 | 4.93 | 86.14 | 5.89 | 0 | 0 | 0 | 0 | 0 | 0
MISO_IN_2_MISO_MI | MISO_IN | MISO_MI | 2025 | B06 | 300 | 300 | 5000 | 0.03 | 3150.08 | 3.39 | 69.25 | 4.01 | 0 | 0 | 0 | 0 | 0 | 0
MISO_IN_2_MISO_MI | MISO_IN | MISO_MI | 2025 | B07 | 400 | 400 | 5000 | 1123.99 | 667.68 | 2.59 | 38.8 | 3.04 | 0 | 0 | 0 | 0 | 0 | 0
MISO_IN_2_MISO_MI | MISO_IN | MISO_MI | 2025 | B08 | 500 | 500 | 5000 | 428.77 | 3.39 | 2.1 | 3.97 | 2.45 | 0 | 0 | 0 | 0 | 0 | 0
MISO_IN_2_MISO_MI | MISO_IN | MISO_MI | 2025 | B09 | 800 | 800 | 5000 | 596.63 | 2972.66 | 1.37 | 30.38 | 1.58 | 0 | 0 | 0 | 0 | 0 | 0
MISO_IN_2_MISO_MI | MISO_IN | MISO_MI | 2025 | B10 | 1262 | 1262 | 5000 | 1929.05 | 4975.31 | 4982.93 | 1373 | 1729.88 | 0 | 0 | 0 | 0 | 0 | 0
MISO_IN_2_MISO_MI | MISO_IN | MISO_MI | 2025 | B11 | 25 | 25 | 5000 | 2249.48 | 728.39 | 32.79 | 361.77 | 45.04 | 0 | 0 | 0 | 0 | 0 | 0
MISO_IN_2_MISO_MI | MISO_IN | MISO_MI | 2025 | B12 | 200 | 200 | 5000 | 2055.72 | 2225.45 | 5.03 | 88.25 | 6.26 | 0 | 0 | 0 | 0 | 0 | 0
MISO_IN_2_MISO_MI | MISO_IN | MISO_MI | 2025 | B13 | 600 | 600 | 5000 | 1700.92 | 2154.72 | 1.91 | 34.91 | 2.37 | 0 | 0 | 0 | 0 | 0 | 0
MISO_IN_2_MISO_MI | MISO_IN | MISO_MI | 2025 | B14 | 900 | 900 | 5000 | 1659.42 | 4262.29 | 1.28 | 32.21 | 1.59 | 0 | 0 | 0 | 0 | 0 | 0
MISO_IN_2_MISO_MI | MISO_IN | MISO_MI | 2025 | B15 | 1203 | 1203 | 5000 | 2009.22 | 3664.43 | 4983.28 | 22.55 | 4083.73 | 0 | 0 | 0 | 0 | 0 | 0
MISO_IN_2_MISO_MI | MISO_IN | MISO_MI | 2025 | B16 | 25 | 25 | 5000 | 1170.77 | 2606.89 | 32.79 | 597.77 | 45.77 | 0 | 0 | 0 | 0 | 0 | 0
MISO_IN_2_MISO_MI | MISO_IN | MISO_MI | 2025 | B17 | 100 | 100 | 5000 | 1926.05 | 2532.94 | 9.49 | 164.87 | 12.22 | 0 | 0 | 0 | 0 | 0 | 0
MISO_IN_2_MISO_MI | MISO_IN | MISO_MI | 2025 | B18 | 400 | 400 | 5000 | 665.23 | 2572.95 | 2.64 | 51.35 | 3.23 | 0 | 0 | 0 | 0 | 0 | 0
MISO_IN_2_MISO_MI | MISO_IN | MISO_MI | 2025 | B19 | 700 | 700 | 5000 | 192.71 | 3313.47 | 1.56 | 34.58 | 1.88 | 0 | 0 | 0 | 0 | 0 | 0
MISO_IN_2_MISO_MI | MISO_IN | MISO_MI | 2025 | B20 | 935 | 935 | 5000 | 630.79 | 3691.15 | 4973.43 | 27.63 | 251.23 | 0 | 0 | 0 | 0 | 0 | 0
MISO_IN_2_MISO_MI | MISO_IN | MISO_MI | 2030 | B01 | 10 | 10 | 5000 | 5000 | 4994.04 | 89.62 | 5.08 | 5.98 | 7.9885 | 0.49854 | 0 | 0.018322 | 1.8323 | 0.61075
MISO_IN_2_MISO_MI | MISO_IN | MISO_MI | 2030 | B02 | 25 | 25 | 5000 | 2723.81 | 4904.04 | 40.26 | 1.36 | 2.44 | 0 | 0.01187 | 0 | 0 | 1.8323 | 0.61075
MISO_IN_2_MISO_MI | MISO_IN | MISO_MI | 2030 | B03 | 75 | 75 | 5000 | 2366.8 | 4913.69 | 15.18 | 0.45 | 0.83 | 0 | 0.01187 | 0 | 0 | 1.8323 | 0.61075
MISO_IN_2_MISO_MI | MISO_IN | MISO_MI | 2030 | B04 | 100 | 100 | 5000 | 1093.61 | 3094.93 | 11.68 | 0.3 | 0.62 | 0 | 0 | 0 | 0 | 1.8323 | 0.61075
MISO_IN_2_MISO_MI | MISO_IN | MISO_MI | 2030 | B05 | 200 | 200 | 5000 | 1450.78 | 1820.01 | 6.2 | 0.15 | 0.32 | 0 | 0 | 0 | 0 | 1.8323 | 0.61075
MISO_IN_2_MISO_MI | MISO_IN | MISO_MI | 2030 | B06 | 300 | 300 | 5000 | 2969.57 | 3558.75 | 4.27 | 0.1 | 0.21 | 0 | 0 | 0 | 0 | 1.8323 | 0.61075
MISO_IN_2_MISO_MI | MISO_IN | MISO_MI | 2030 | B07 | 400 | 400 | 5000 | 2362.81 | 2447.43 | 3.26 | 0.07 | 0.16 | 0 | 0 | 0 | 0 | 1.8323 | 0.61075
MISO_IN_2_MISO_MI | MISO_IN | MISO_MI | 2030 | B08 | 500 | 500 | 5000 | 4405.95 | 4999.87 | 2.65 | 690.34 | 0.13 | 0 | 1.8161 | 0 | 0 | 1.8323 | 0.61075
MISO_IN_2_MISO_MI | MISO_IN | MISO_MI | 2030 | B09 | 800 | 800 | 5000 | 4185.21 | 4540.14 | 1.71 | 0.04 | 0.08 | 0 | 0 | 0 | 0 | 1.8323 | 0.61075
MISO_IN_2_MISO_MI | MISO_IN | MISO_MI | 2030 | B10 | 1262 | 1262 | 5000 | 5000 | 4999.76 | 1.12 | 0.03 | 0.05 | 0.14244 | 0.14244 | 0 | 0.041229 | 1.8323 | 0.61075
MISO_IN_2_MISO_MI | MISO_IN | MISO_MI | 2030 | B11 | 25 | 25 | 5000 | 5000 | 4998.93 | 40.77 | 1272.76 | 2.45 | 11.3596 | 1.8161 | 0 | 0.065135 | 1.8323 | 0.61075
MISO_IN_2_MISO_MI | MISO_IN | MISO_MI | 2030 | B12 | 200 | 200 | 5000 | 5000 | 4999.86 | 6.28 | 1032.14 | 0.32 | 11.3596 | 1.8161 | 0 | 0.52108 | 1.8323 | 0.61075
MISO_IN_2_MISO_MI | MISO_IN | MISO_MI | 2030 | B13 | 600 | 600 | 5000 | 5000 | 4999.95 | 2.24 | 844.74 | 0.11 | 0.18992 | 1.8161 | 0 | 0.026136 | 1.8323 | 0.61075
MISO_IN_2_MISO_MI | MISO_IN | MISO_MI | 2030 | B14 | 900 | 900 | 5000 | 4107.41 | 4999.96 | 1.53 | 0.12 | 0.07 | 0 | 1.3294 | 0 | 0 | 1.8323 | 0.61075
MISO_IN_2_MISO_MI | MISO_IN | MISO_MI | 2030 | B15 | 1203 | 1203 | 5000 | 5000 | 4999.96 | 1.17 | 672.11 | 0.05 | 2.5164 | 1.8161 | 0 | 0.69433 | 1.8323 | 0.61075
MISO_IN_2_MISO_MI | MISO_IN | MISO_MI | 2030 | B16 | 25 | 25 | 5000 | 5000 | 4998.93 | 40.33 | 980.28 | 2.43 | 11.2765 | 1.8161 | 0 | 0.064659 | 1.8323 | 0.61075
MISO_IN_2_MISO_MI | MISO_IN | MISO_MI | 2030 | B17 | 100 | 100 | 5000 | 5000 | 4999.72 | 11.73 | 1164.55 | 0.63 | 11.2765 | 1.8161 | 0 | 0.25864 | 1.8323 | 0.61075
MISO_IN_2_MISO_MI | MISO_IN | MISO_MI | 2030 | B18 | 400 | 400 | 5000 | 4587.53 | 4999.93 | 3.27 | 669.02 | 0.16 | 0 | 1.8161 | 0 | 0 | 1.8323 | 0.61075
MISO_IN_2_MISO_MI | MISO_IN | MISO_MI | 2030 | B19 | 700 | 700 | 5000 | 3659.55 | 4999.94 | 1.93 | 0.15 | 0.09 | 0 | 1.3532 | 0 | 0 | 1.8323 | 0.61075
MISO_IN_2_MISO_MI | MISO_IN | MISO_MI | 2030 | B20 | 935 | 935 | 5000 | 5000 | 4999.97 | 1.48 | 1195.46 | 0.07 | 3.5135 | 1.8161 | 0 | 0.75347 | 1.8323 | 0.61075
MISO_IN_2_MISO_MI | MISO_IN | MISO_MI | 2035 | B01 | 10 | 10 | 5000 | 5000 | 4998.16 | 114.54 | 3988.44 | 4.75 | 11.6445 | 3.1099 | 0 | 0.013929 | 3.1237 | 1.0412
MISO_IN_2_MISO_MI | MISO_IN | MISO_MI | 2035 | B02 | 25 | 25 | 5000 | 3922.67 | 4999.21 | 50.23 | 1353.69 | 1.87 | 0 | 3.1099 | 0 | 0 | 3.1237 | 1.0412
MISO_IN_2_MISO_MI | MISO_IN | MISO_MI | 2035 | B03 | 75 | 75 | 5000 | 3428.47 | 4999.71 | 18.94 | 1420.87 | 0.63 | 0 | 3.1099 | 0 | 0 | 3.1237 | 1.0412
MISO_IN_2_MISO_MI | MISO_IN | MISO_MI | 2035 | B04 | 100 | 100 | 5000 | 2329.31 | 4999.64 | 14.64 | 0.47 | 0.48 | 0 | 1.8399 | 0 | 0 | 3.1237 | 1.0412
MISO_IN_2_MISO_MI | MISO_IN | MISO_MI | 2035 | B05 | 200 | 200 | 5000 | 3574.71 | 4999.87 | 7.82 | 1086.81 | 0.24 | 0 | 3.1099 | 0 | 0 | 3.1237 | 1.0412
MISO_IN_2_MISO_MI | MISO_IN | MISO_MI | 2035 | B06 | 300 | 300 | 5000 | 5000 | 4999.92 | 5.4 | 2172.47 | 0.16 | 4.6056 | 3.1099 | 0 | 0.16527 | 3.1237 | 1.0412
MISO_IN_2_MISO_MI | MISO_IN | MISO_MI | 2035 | B07 | 400 | 400 | 5000 | 5000 | 4999.92 | 4.15 | 0.25 | 0.12 | 3.7865 | 2.647 | 0 | 0.18117 | 3.1237 | 1.0412
MISO_IN_2_MISO_MI | MISO_IN | MISO_MI | 2035 | B08 | 500 | 500 | 5000 | 5000 | 4999.94 | 3.36 | 317.11 | 0.1 | 6.5285 | 3.1099 | 0 | 0.39046 | 3.1237 | 1.0412
MISO_IN_2_MISO_MI | MISO_IN | MISO_MI | 2035 | B09 | 800 | 800 | 5000 | 5000 | 4999.96 | 2.17 | 658.25 | 0.06 | 0.28488 | 3.1099 | 0 | 0.027261 | 3.1237 | 1.0412
MISO_IN_2_MISO_MI | MISO_IN | MISO_MI | 2035 | B10 | 1262 | 1262 | 5000 | 5000 | 4999.95 | 1.56 | 0.03 | 0.04 | 0.28488 | 1.282 | 0 | 0.043005 | 3.1237 | 1.0412
MISO_IN_2_MISO_MI | MISO_IN | MISO_MI | 2035 | B11 | 25 | 25 | 5000 | 5000 | 4999.23 | 50.68 | 3077.74 | 1.88 | 16.4518 | 3.1099 | 0 | 0.049198 | 3.1237 | 1.0412
MISO_IN_2_MISO_MI | MISO_IN | MISO_MI | 2035 | B12 | 200 | 200 | 5000 | 5000 | 4999.9 | 8.11 | 3136.45 | 0.25 | 14.9799 | 3.1099 | 0 | 0.35837 | 3.1237 | 1.0412
MISO_IN_2_MISO_MI | MISO_IN | MISO_MI | 2035 | B13 | 600 | 600 | 5000 | 5000 | 4999.96 | 3.9 | 2111.22 | 0.08 | 9.1636 | 3.1099 | 0 | 0.65768 | 3.1237 | 1.0412
MISO_IN_2_MISO_MI | MISO_IN | MISO_MI | 2035 | B14 | 900 | 900 | 5000 | 5000 | 4999.97 | 4999.85 | 467.02 | 0.09 | 0.85464 | 3.1099 | 0.4748 | 0.092007 | 3.1237 | 1.0412
MISO_IN_2_MISO_MI | MISO_IN | MISO_MI | 2035 | B15 | 1203 | 1203 | 5000 | 5000 | 4999.98 | 4999.91 | 1708.54 | 0.07 | 4.1782 | 3.1099 | 0.4748 | 0.60125 | 3.1237 | 1.0412
MISO_IN_2_MISO_MI | MISO_IN | MISO_MI | 2035 | B16 | 25 | 25 | 5000 | 5000 | 4999.24 | 52.24 | 4551.44 | 1.9 | 22.28 | 3.1099 | 0 | 0.066627 | 3.1237 | 1.0412
MISO_IN_2_MISO_MI | MISO_IN | MISO_MI | 2035 | B17 | 100 | 100 | 5000 | 5000 | 4999.8 | 519.61 | 2394.96 | 0.51 | 17.5439 | 3.1099 | 0 | 0.20985 | 3.1237 | 1.0412
MISO_IN_2_MISO_MI | MISO_IN | MISO_MI | 2035 | B18 | 400 | 400 | 5000 | 5000 | 4999.95 | 5.1 | 3110.13 | 0.12 | 13.7217 | 3.1099 | 0 | 0.65654 | 3.1237 | 1.0412
MISO_IN_2_MISO_MI | MISO_IN | MISO_MI | 2035 | B19 | 700 | 700 | 5000 | 5000 | 4999.97 | 2103.75 | 1989.76 | 0.07 | 3.3355 | 3.1099 | 0 | 0.27929 | 3.1237 | 1.0412
MISO_IN_2_MISO_MI | MISO_IN | MISO_MI | 2035 | B20 | 935 | 935 | 5000 | 5000 | 4999.98 | 4273.61 | 1075.14 | 0.06 | 3.3355 | 3.1099 | 0 | 0.37305 | 3.1237 | 1.0412
MISO_IN_2_MISO_MI | MISO_IN | MISO_MI | 2040 | B01 | 10 | 10 | 5000 | 4716.37 | 4998.4 | 143.49 | 2.69 | 2.52 | 0 | 4.6293 | 0 | 0 | 7.3802 | 2.4601
MISO_IN_2_MISO_MI | MISO_IN | MISO_MI | 2040 | B02 | 25 | 25 | 5000 | 3402.79 | 4999.27 | 62.82 | 1.03 | 1.01 | 0 | 4.6293 | 0 | 0 | 7.3802 | 2.4601
MISO_IN_2_MISO_MI | MISO_IN | MISO_MI | 2040 | B03 | 75 | 75 | 5000 | 2047.07 | 4999.06 | 23.74 | 0.18 | 0.34 | 0 | 0.97334 | 0 | 0 | 7.3802 | 2.4601
MISO_IN_2_MISO_MI | MISO_IN | MISO_MI | 2040 | B04 | 100 | 100 | 5000 | 2371.09 | 4887.86 | 18.39 | 0.12 | 0.26 | 0 | 0.01187 | 0 | 0 | 7.3802 | 2.4601
MISO_IN_2_MISO_MI | MISO_IN | MISO_MI | 2040 | B05 | 200 | 200 | 5000 | 3092.36 | 4999.8 | 9.83 | 0.09 | 0.13 | 0 | 3.6441 | 0 | 0 | 7.3802 | 2.4601
MISO_IN_2_MISO_MI | MISO_IN | MISO_MI | 2040 | B06 | 300 | 300 | 5000 | 3455.48 | 4999.9 | 6.81 | 0.1 | 0.09 | 0 | 4.9142 | 0 | 0 | 7.3802 | 2.4601
MISO_IN_2_MISO_MI | MISO_IN | MISO_MI | 2040 | B07 | 400 | 400 | 5000 | 4179.36 | 4999.76 | 5.23 | 0.03 | 0.07 | 0 | 0.97334 | 0 | 0 | 7.3802 | 2.4601
MISO_IN_2_MISO_MI | MISO_IN | MISO_MI | 2040 | B08 | 500 | 500 | 5000 | 4999.99 | 2888.35 | 4.84 | 0.02 | 0.05 | 0.14244 | 0 | 0 | 0.018926 | 7.3802 | 2.4601
MISO_IN_2_MISO_MI | MISO_IN | MISO_MI | 2040 | B09 | 800 | 800 | 5000 | 4061.44 | 960.99 | 2.78 | 0.02 | 0.03 | 0 | 0 | 0 | 0 | 7.3802 | 2.4601
MISO_IN_2_MISO_MI | MISO_IN | MISO_MI | 2040 | B10 | 1262 | 1262 | 5000 | 2929.52 | 4999.94 | 4999.82 | 0.01 | 0.02 | 0 | 1.1633 | 0.37984 | 0 | 7.3802 | 2.4601
MISO_IN_2_MISO_MI | MISO_IN | MISO_MI | 2040 | B11 | 25 | 25 | 5000 | 3987.63 | 4998.3 | 66.49 | 0.6 | 1.02 | 0 | 1.9586 | 0 | 0 | 7.3802 | 2.4601
MISO_IN_2_MISO_MI | MISO_IN | MISO_MI | 2040 | B12 | 200 | 200 | 5000 | 4438.3 | 4999.82 | 13.03 | 0.09 | 0.13 | 0 | 2.1485 | 0 | 0 | 7.3802 | 2.4601
MISO_IN_2_MISO_MI | MISO_IN | MISO_MI | 2040 | B13 | 600 | 600 | 5000 | 3524.1 | 4368.73 | 1462.12 | 0.02 | 0.04 | 0 | 0 | 0 | 0 | 7.3802 | 2.4601
MISO_IN_2_MISO_MI | MISO_IN | MISO_MI | 2040 | B14 | 900 | 900 | 5000 | 4201.42 | 4824.74 | 3248.98 | 0.01 | 0.03 | 0 | 0 | 0 | 0 | 7.3802 | 2.4601
MISO_IN_2_MISO_MI | MISO_IN | MISO_MI | 2040 | B15 | 1203 | 1203 | 5000 | 5000 | 4999.99 | 4999.86 | 0.05 | 0.03 | 16.9741 | 5.6383 | 0.37984 | 5.4265 | 7.3802 | 2.4601
MISO_IN_2_MISO_MI | MISO_IN | MISO_MI | 2040 | B16 | 25 | 25 | 5000 | 5000 | 4999.4 | 81.43 | 1.37 | 1.01 | 3.8103 | 5.3059 | 0 | 0.025314 | 7.3802 | 2.4601
MISO_IN_2_MISO_MI | MISO_IN | MISO_MI | 2040 | B17 | 100 | 100 | 5000 | 3812.47 | 3705.97 | 1256.66 | 0.13 | 0.26 | 0 | 0 | 0 | 0 | 7.3802 | 2.4601
MISO_IN_2_MISO_MI | MISO_IN | MISO_MI | 2040 | B18 | 400 | 400 | 5000 | 4999.96 | 4999.89 | 38.5 | 0.04 | 0.07 | 0.03561 | 1.7568 | 0 | 0.0037853 | 7.3802 | 2.4601
MISO_IN_2_MISO_MI | MISO_IN | MISO_MI | 2040 | B19 | 700 | 700 | 5000 | 4999.98 | 4999.96 | 1462.6 | 0.03 | 0.04 | 0.03561 | 3.2168 | 0 | 0.0066242 | 7.3802 | 2.4601
MISO_IN_2_MISO_MI | MISO_IN | MISO_MI | 2040 | B20 | 935 | 935 | 5000 | 5000 | 4999.98 | 4999.8 | 0.12 | 0.03 | 17.5439 | 6.0418 | 0.37984 | 4.3592 | 7.3802 | 2.4601
MISO_IN_2_MISO_MI | MISO_IN | MISO_MI | 2045 | B01 | 10 | 10 | 5000 | 5000 | 706.65 | 179.66 | 1.95 | 4.1 | 61.0949 | 0 | 0 | 0.17786 | 5.8944 | 1.9648
MISO_IN_2_MISO_MI | MISO_IN | MISO_MI | 2045 | B02 | 25 | 25 | 5000 | 2922.91 | 473.64 | 79.03 | 0.77 | 1.66 | 0 | 0 | 0 | 0 | 5.8944 | 1.9648
MISO_IN_2_MISO_MI | MISO_IN | MISO_MI | 2045 | B03 | 75 | 75 | 5000 | 2731.64 | 2107.67 | 29.84 | 0.26 | 0.56 | 0 | 0 | 0 | 0 | 5.8944 | 1.9648
MISO_IN_2_MISO_MI | MISO_IN | MISO_MI | 2045 | B04 | 100 | 100 | 5000 | 3620.86 | 3850.35 | 23.17 | 0.19 | 0.42 | 0 | 0 | 0 | 0 | 5.8944 | 1.9648
MISO_IN_2_MISO_MI | MISO_IN | MISO_MI | 2045 | B05 | 200 | 200 | 5000 | 3753.79 | 4957.05 | 12.37 | 0.11 | 0.21 | 0 | 0.03561 | 0 | 0 | 5.8944 | 1.9648
MISO_IN_2_MISO_MI | MISO_IN | MISO_MI | 2045 | B06 | 300 | 300 | 5000 | 4161.54 | 3953.42 | 8.68 | 0.06 | 0.14 | 0 | 0 | 0 | 0 | 5.8944 | 1.9648
MISO_IN_2_MISO_MI | MISO_IN | MISO_MI | 2045 | B07 | 400 | 400 | 5000 | 4999.65 | 4896.13 | 11.01 | 0.05 | 0.11 | 0 | 0 | 0 | 0 | 5.8944 | 1.9648
MISO_IN_2_MISO_MI | MISO_IN | MISO_MI | 2045 | B08 | 500 | 500 | 5000 | 3882.97 | 3609.05 | 4999.89 | 0.04 | 0.39 | 0 | 0 | 1.6143 | 0 | 5.8944 | 1.9648
MISO_IN_2_MISO_MI | MISO_IN | MISO_MI | 2045 | B09 | 800 | 800 | 5000 | 1834.63 | 2162.64 | 4059.42 | 0.02 | 0.06 | 0 | 0 | 0 | 0 | 5.8944 | 1.9648
MISO_IN_2_MISO_MI | MISO_IN | MISO_MI | 2045 | B10 | 1262 | 1262 | 5000 | 5000 | 4999.98 | 4999.96 | 0.11 | 0.18 | 5.935 | 5.1397 | 1.6143 | 2.1805 | 5.8944 | 1.9648
MISO_IN_2_MISO_MI | MISO_IN | MISO_MI | 2045 | B11 | 25 | 25 | 5000 | 4377.87 | 3046.08 | 4992.99 | 0.79 | 2.15 | 0 | 0 | 0.27301 | 0 | 5.8944 | 1.9648
MISO_IN_2_MISO_MI | MISO_IN | MISO_MI | 2045 | B12 | 200 | 200 | 5000 | 4312.29 | 3089.16 | 4998.92 | 0.1 | 0.28 | 0 | 0 | 0.26114 | 0 | 5.8944 | 1.9648
MISO_IN_2_MISO_MI | MISO_IN | MISO_MI | 2045 | B13 | 600 | 600 | 5000 | 3966.99 | 3148.91 | 4999.58 | 0.03 | 0.09 | 0 | 0 | 0.26114 | 0 | 5.8944 | 1.9648
MISO_IN_2_MISO_MI | MISO_IN | MISO_MI | 2045 | B14 | 900 | 900 | 5000 | 4871.65 | 4999.94 | 4999.95 | 0.03 | 0.32 | 0 | 2.101 | 1.7093 | 0 | 5.8944 | 1.9648
MISO_IN_2_MISO_MI | MISO_IN | MISO_MI | 2045 | B15 | 1203 | 1203 | 5000 | 5000 | 4999.98 | 4999.96 | 522.25 | 0.18 | 7.9766 | 5.8875 | 1.6143 | 2.7936 | 5.8944 | 1.9648
MISO_IN_2_MISO_MI | MISO_IN | MISO_MI | 2045 | B16 | 25 | 25 | 5000 | 5000 | 4999.31 | 4998.22 | 1080.91 | 6.8 | 73.2023 | 5.8757 | 1.6143 | 0.53277 | 5.8944 | 1.9648
MISO_IN_2_MISO_MI | MISO_IN | MISO_MI | 2045 | B17 | 100 | 100 | 5000 | 4164.81 | 4847.95 | 4999.53 | 0.23 | 1.84 | 0 | 0.01187 | 1.6143 | 0 | 5.8944 | 1.9648
MISO_IN_2_MISO_MI | MISO_IN | MISO_MI | 2045 | B18 | 400 | 400 | 5000 | 3616.88 | 4277.58 | 4999.42 | 0.06 | 0.16 | 0 | 0 | 0.26114 | 0 | 5.8944 | 1.9648
MISO_IN_2_MISO_MI | MISO_IN | MISO_MI | 2045 | B19 | 700 | 700 | 5000 | 4576.11 | 4999.91 | 4999.93 | 0.04 | 0.3 | 0 | 1.7924 | 1.6143 | 0 | 5.8944 | 1.9648
MISO_IN_2_MISO_MI | MISO_IN | MISO_MI | 2045 | B20 | 935 | 935 | 5000 | 5000 | 4999.98 | 4999.95 | 3121.89 | 0.23 | 7.9885 | 5.8875 | 1.6143 | 2.1745 | 5.8944 | 1.9648
MISO_IN_2_MISO_MI | MISO_IN | MISO_MI | 2050 | B01 | 10 | 10 | 5000 | 5000 | 4999.01 | 89.62 | 1.46 | 1.55 | 293.5214 | 4.107 | 0 | 0.44406 | 7.2868 | 2.4289
MISO_IN_2_MISO_MI | MISO_IN | MISO_MI | 2050 | B02 | 25 | 25 | 5000 | 4631.76 | 4999.59 | 40.38 | 0.61 | 0.61 | 0 | 4.107 | 0 | 0 | 7.2868 | 2.4289
MISO_IN_2_MISO_MI | MISO_IN | MISO_MI | 2050 | B03 | 75 | 75 | 5000 | 5000 | 4999.88 | 14.53 | 6.22 | 0.2 | 1.9942 | 7.1695 | 0 | 0.022627 | 7.2868 | 2.4289
MISO_IN_2_MISO_MI | MISO_IN | MISO_MI | 2050 | B04 | 100 | 100 | 5000 | 4867.28 | 4999.9 | 11.09 | 7.45 | 0.15 | 0 | 7.217 | 0 | 0 | 7.2868 | 2.4289
MISO_IN_2_MISO_MI | MISO_IN | MISO_MI | 2050 | B05 | 200 | 200 | 5000 | 5000 | 4999.92 | 5.96 | 3.8 | 0.08 | 4.5462 | 7.217 | 0 | 0.13756 | 7.2868 | 2.4289
MISO_IN_2_MISO_MI | MISO_IN | MISO_MI | 2050 | B06 | 300 | 300 | 5000 | 4999.98 | 4999.76 | 4.45 | 0.02 | 0.05 | 0.04748 | 0.72407 | 0 | 0.0021549 | 7.2868 | 2.4289
MISO_IN_2_MISO_MI | MISO_IN | MISO_MI | 2050 | B07 | 400 | 400 | 5000 | 3061.63 | 3579.84 | 3067.8 | 0.02 | 0.04 | 0 | 0 | 0 | 0 | 7.2868 | 2.4289
MISO_IN_2_MISO_MI | MISO_IN | MISO_MI | 2050 | B08 | 500 | 500 | 5000 | 4567.42 | 4969.25 | 4999.94 | 0.02 | 0.08 | 0 | 0.02374 | 1.46 | 0 | 7.2868 | 2.4289
MISO_IN_2_MISO_MI | MISO_IN | MISO_MI | 2050 | B09 | 800 | 800 | 5000 | 4566.13 | 4999.89 | 4999.96 | 0.01 | 188.01 | 0 | 1.8161 | 2.4215 | 0 | 7.2868 | 2.4289
MISO_IN_2_MISO_MI | MISO_IN | MISO_MI | 2050 | B10 | 1262 | 1262 | 5000 | 5000 | 4999.99 | 4999.96 | 0.04 | 0.02 | 18.2323 | 6.3504 | 0.64098 | 3.481 | 7.2868 | 2.4289
MISO_IN_2_MISO_MI | MISO_IN | MISO_MI | 2050 | B11 | 25 | 25 | 5000 | 4799.43 | 4212.12 | 4994.28 | 0.28 | 0.67 | 0 | 0 | 0.16618 | 0 | 7.2868 | 2.4289
MISO_IN_2_MISO_MI | MISO_IN | MISO_MI | 2050 | B12 | 200 | 200 | 5000 | 4770.62 | 4999.85 | 4999.62 | 0.04 | 0.09 | 0 | 1.4363 | 0.40358 | 0 | 7.2868 | 2.4289
MISO_IN_2_MISO_MI | MISO_IN | MISO_MI | 2050 | B13 | 600 | 600 | 5000 | 5000 | 4999.99 | 4999.92 | 1.07 | 0.04 | 18.1848 | 7.217 | 0.74781 | 1.6507 | 7.2868 | 2.4289
MISO_IN_2_MISO_MI | MISO_IN | MISO_MI | 2050 | B14 | 900 | 900 | 5000 | 5000 | 4999.99 | 4999.98 | 0.02 | 1857.04 | 4.9735 | 5.2703 | 2.4215 | 0.67718 | 7.2868 | 2.4289
MISO_IN_2_MISO_MI | MISO_IN | MISO_MI | 2050 | B15 | 1203 | 1203 | 5000 | 5000 | 4999.99 | 4999.99 | 0.43 | 4906.4 | 1.9942 | 6.7896 | 2.4215 | 0.36293 | 7.2868 | 2.4289
MISO_IN_2_MISO_MI | MISO_IN | MISO_MI | 2050 | B16 | 25 | 25 | 5000 | 5000 | 4999.71 | 4515.66 | 1.63 | 0.66 | 189.825 | 6.4217 | 0 | 0.71795 | 7.2868 | 2.4289
MISO_IN_2_MISO_MI | MISO_IN | MISO_MI | 2050 | B17 | 100 | 100 | 5000 | 4220.79 | 4998.79 | 4999.85 | 0.08 | 471.36 | 0 | 0.45106 | 2.4215 | 0 | 7.2868 | 2.4289
MISO_IN_2_MISO_MI | MISO_IN | MISO_MI | 2050 | B18 | 400 | 400 | 5000 | 5000 | 4999.98 | 4999.55 | 0.1 | 0.04 | 15.8465 | 6.4098 | 0.16618 | 0.95894 | 7.2868 | 2.4289
MISO_IN_2_MISO_MI | MISO_IN | MISO_MI | 2050 | B19 | 700 | 700 | 5000 | 5000 | 4999.99 | 4999.98 | 874.41 | 533.54 | 1.2345 | 7.2763 | 2.4215 | 0.13073 | 7.2868 | 2.4289
MISO_IN_2_MISO_MI | MISO_IN | MISO_MI | 2050 | B20 | 935 | 935 | 5000 | 5000 | 4999.99 | 4999.98 | 1588.83 | 4644.84 | 7.9885 | 7.2763 | 2.4215 | 1.13 | 7.2868 | 2.4289
MISO_IN_2_MISO_MO-IL | MISO_IN | MISO_MO-IL | 2015 | B01 | 10 | 10 | 5000 | 0.01 | 1.99 | 3.97 | 2.29 | 4.78 | 0 | 0 | 0 | 0 | 0 | 0
MISO_IN_2_MISO_MO-IL | MISO_IN | MISO_MO-IL | 2015 | B02 | 25 | 25 | 5000 | 0 | 0.82 | 1.67 | 0.92 | 1.94 | 0 | 0 | 0 | 0 | 0 | 0
MISO_IN_2_MISO_MO-IL | MISO_IN | MISO_MO-IL | 2015 | B03 | 75 | 75 | 5000 | 0.07 | 0.43 | 0.59 | 0.45 | 0.66 | 0 | 0 | 0 | 0 | 0 | 0
MISO_IN_2_MISO_MO-IL | MISO_IN | MISO_MO-IL | 2015 | B04 | 100 | 100 | 5000 | 0.06 | 0.31 | 0.45 | 0.32 | 0.5 | 0 | 0 | 0 | 0 | 0 | 0
MISO_IN_2_MISO_MO-IL | MISO_IN | MISO_MO-IL | 2015 | B05 | 200 | 200 | 5000 | 0.03 | 1.5 | 0.23 | 1.5 | 0.26 | 0 | 0 | 0 | 0 | 0 | 0
MISO_IN_2_MISO_MO-IL | MISO_IN | MISO_MO-IL | 2015 | B06 | 300 | 300 | 5000 | 0.04 | 3.02 | 1.67 | 2.95 | 1.64 | 0 | 0 | 0 | 0 | 0 | 0
MISO_IN_2_MISO_MO-IL | MISO_IN | MISO_MO-IL | 2015 | B07 | 400 | 400 | 5000 | 0.02 | 2.05 | 1.31 | 1.98 | 1.28 | 0 | 0 | 0 | 0 | 0 | 0
MISO_IN_2_MISO_MO-IL | MISO_IN | MISO_MO-IL | 2015 | B08 | 500 | 500 | 5000 | 0.01 | 0.25 | 1.04 | 0.26 | 1.04 | 0 | 0 | 0 | 0 | 0 | 0
MISO_IN_2_MISO_MO-IL | MISO_IN | MISO_MO-IL | 2015 | B09 | 800 | 800 | 5000 | 0.01 | 1 | 0.79 | 0.97 | 0.78 | 0 | 0 | 0 | 0 | 0 | 0
MISO_IN_2_MISO_MO-IL | MISO_IN | MISO_MO-IL | 2015 | B10 | 1262 | 1262 | 5000 | 0 | 0.02 | 0.04 | 0.02 | 0.05 | 0 | 0 | 0 | 0 | 0 | 0
MISO_IN_2_MISO_MO-IL | MISO_IN | MISO_MO-IL | 2015 | B11 | 25 | 25 | 5000 | 0.25 | 5.43 | 2.14 | 5.54 | 2.43 | 0 | 0 | 0 | 0 | 0 | 0
MISO_IN_2_MISO_MO-IL | MISO_IN | MISO_MO-IL | 2015 | B12 | 200 | 200 | 5000 | 0.03 | 0.36 | 0.24 | 0.37 | 0.26 | 0 | 0 | 0 | 0 | 0 | 0
MISO_IN_2_MISO_MO-IL | MISO_IN | MISO_MO-IL | 2015 | B13 | 600 | 600 | 5000 | 0.01 | 0.95 | 0.26 | 0.91 | 0.26 | 0 | 0 | 0 | 0 | 0 | 0
MISO_IN_2_MISO_MO-IL | MISO_IN | MISO_MO-IL | 2015 | B14 | 900 | 900 | 5000 | 0.01 | 0.88 | 0.62 | 0.84 | 0.6 | 0 | 0 | 0 | 0 | 0 | 0
MISO_IN_2_MISO_MO-IL | MISO_IN | MISO_MO-IL | 2015 | B15 | 1203 | 1203 | 5000 | 0.01 | 0.72 | 0.58 | 0.71 | 0.57 | 0 | 0 | 0 | 0 | 0 | 0
MISO_IN_2_MISO_MO-IL | MISO_IN | MISO_MO-IL | 2015 | B16 | 25 | 25 | 5000 | 0 | 0.81 | 1.68 | 0.91 | 1.94 | 0 | 0 | 0 | 0 | 0 | 0
MISO_IN_2_MISO_MO-IL | MISO_IN | MISO_MO-IL | 2015 | B17 | 100 | 100 | 5000 | 0 | 0.22 | 0.45 | 0.24 | 0.5 | 0 | 0 | 0 | 0 | 0 | 0
MISO_IN_2_MISO_MO-IL | MISO_IN | MISO_MO-IL | 2015 | B18 | 400 | 400 | 5000 | 0.01 | 0.08 | 0.13 | 0.09 | 0.14 | 0 | 0 | 0 | 0 | 0 | 0
MISO_IN_2_MISO_MO-IL | MISO_IN | MISO_MO-IL | 2015 | B19 | 700 | 700 | 5000 | 0.01 | 0.04 | 0.07 | 0.04 | 0.08 | 0 | 0 | 0 | 0 | 0 | 0
MISO_IN_2_MISO_MO-IL | MISO_IN | MISO_MO-IL | 2015 | B20 | 935 | 935 | 5000 | 0.01 | 0.04 | 0.06 | 0.05 | 0.06 | 0 | 0 | 0 | 0 | 0 | 0
MISO_IN_2_MISO_MO-IL | MISO_IN | MISO_MO-IL | 2020 | B01 | 10 | 10 | 5000 | 3274.29 | 111.26 | 64.97 | 1.49 | 3.22 | 0 | 0 | 0 | 0 | 2.1346 | 0.71153
MISO_IN_2_MISO_MO-IL | MISO_IN | MISO_MO-IL | 2020 | B02 | 25 | 25 | 5000 | 4324.13 | 4290.13 | 3871.79 | 0.63 | 1.38 | 0 | 0 | 0 | 0 | 2.1346 | 0.71153
MISO_IN_2_MISO_MO-IL | MISO_IN | MISO_MO-IL | 2020 | B03 | 75 | 75 | 5000 | 5000 | 4999.57 | 4999.06 | 0.34 | 0.75 | 0.86651 | 0.89025 | 0.32049 | 0.017869 | 2.1346 | 0.71153
MISO_IN_2_MISO_MO-IL | MISO_IN | MISO_MO-IL | 2020 | B04 | 100 | 100 | 5000 | 5000 | 4999.84 | 4999.3 | 1112.86 | 0.57 | 4.5581 | 2.1247 | 0.32049 | 0.12533 | 2.1346 | 0.71153
MISO_IN_2_MISO_MO-IL | MISO_IN | MISO_MO-IL | 2020 | B05 | 200 | 200 | 5000 | 5000 | 4999.92 | 4999.64 | 1574.2 | 0.29 | 14.7307 | 2.1247 | 0.32049 | 0.81005 | 2.1346 | 0.71153
MISO_IN_2_MISO_MO-IL | MISO_IN | MISO_MO-IL | 2020 | B06 | 300 | 300 | 5000 | 5000 | 4999.88 | 4999.72 | 0.09 | 0.19 | 2.1603 | 1.009 | 0.32049 | 0.1782 | 2.1346 | 0.71153
MISO_IN_2_MISO_MO-IL | MISO_IN | MISO_MO-IL | 2020 | B07 | 400 | 400 | 5000 | 5000 | 4999.94 | 4999.79 | 1473.53 | 0.15 | 3.9883 | 2.1247 | 0.32049 | 0.43864 | 2.1346 | 0.71153
MISO_IN_2_MISO_MO-IL | MISO_IN | MISO_MO-IL | 2020 | B08 | 500 | 500 | 5000 | 5000 | 4999.94 | 4999.82 | 743.29 | 0.12 | 0.97334 | 2.1247 | 0.32049 | 0.13381 | 2.1346 | 0.71153
MISO_IN_2_MISO_MO-IL | MISO_IN | MISO_MO-IL | 2020 | B09 | 800 | 800 | 5000 | 5000 | 4999.95 | 4999.87 | 0.4 | 0.07 | 1.092 | 1.8992 | 0.32049 | 0.24021 | 2.1346 | 0.71153
MISO_IN_2_MISO_MO-IL | MISO_IN | MISO_MO-IL | 2020 | B10 | 1262 | 1262 | 5000 | 5000 | 4999.91 | 4999.8 | 0.02 | 0.03 | 2.5995 | 0.8309 | 0.1187 | 0.90201 | 2.1346 | 0.71153
MISO_IN_2_MISO_MO-IL | MISO_IN | MISO_MO-IL | 2020 | B11 | 25 | 25 | 5000 | 4078.79 | 2995.21 | 4130.99 | 0.65 | 1.44 | 0 | 0 | 0 | 0 | 2.1346 | 0.71153
MISO_IN_2_MISO_MO-IL | MISO_IN | MISO_MO-IL | 2020 | B12 | 200 | 200 | 5000 | 3072.84 | 2697.95 | 368.96 | 0.08 | 0.17 | 0 | 0 | 0 | 0 | 2.1346 | 0.71153
MISO_IN_2_MISO_MO-IL | MISO_IN | MISO_MO-IL | 2020 | B13 | 600 | 600 | 5000 | 3669.57 | 3443.84 | 499.64 | 0.03 | 0.06 | 0 | 0 | 0 | 0 | 2.1346 | 0.71153
MISO_IN_2_MISO_MO-IL | MISO_IN | MISO_MO-IL | 2020 | B14 | 900 | 900 | 5000 | 4028.52 | 3770.12 | 1406.99 | 0.02 | 0.04 | 0 | 0 | 0 | 0 | 2.1346 | 0.71153
MISO_IN_2_MISO_MO-IL | MISO_IN | MISO_MO-IL | 2020 | B15 | 1203 | 1203 | 5000 | 3500.13 | 1329.1 | 0.75 | 0.01 | 0.03 | 0 | 0 | 0 | 0 | 2.1346 | 0.71153
MISO_IN_2_MISO_MO-IL | MISO_IN | MISO_MO-IL | 2020 | B16 | 25 | 25 | 5000 | 1115.8 | 35.17 | 26.08 | 0.6 | 1.29 | 0 | 0 | 0 | 0 | 2.1346 | 0.71153
MISO_IN_2_MISO_MO-IL | MISO_IN | MISO_MO-IL | 2020 | B17 | 100 | 100 | 5000 | 1942.83 | 10.37 | 7.53 | 0.15 | 0.33 | 0 | 0 | 0 | 0 | 2.1346 | 0.71153
MISO_IN_2_MISO_MO-IL | MISO_IN | MISO_MO-IL | 2020 | B18 | 400 | 400 | 5000 | 3465.09 | 1501.76 | 2.4 | 0.04 | 0.09 | 0 | 0 | 0 | 0 | 2.1346 | 0.71153
MISO_IN_2_MISO_MO-IL | MISO_IN | MISO_MO-IL | 2020 | B19 | 700 | 700 | 5000 | 4491.62 | 4948.07 | 2076.22 | 0.02 | 0.05 | 0 | 0 | 0 | 0 | 2.1346 | 0.71153
MISO_IN_2_MISO_MO-IL | MISO_IN | MISO_MO-IL | 2020 | B20 | 935 | 935 | 5000 | 4995.77 | 3881.23 | 2543.54 | 0.02 | 0.04 | 0 | 0 | 0 | 0 | 2.1346 | 0.71153
MISO_IN_2_MISO_MO-IL | MISO_IN | MISO_MO-IL | 2025 | B01 | 10 | 10 | 5000 | 177.74 | 4.54 | 7.17 | 5.31 | 8.68 | 0 | 0 | 0 | 0 | 0 | 0
MISO_IN_2_MISO_MO-IL | MISO_IN | MISO_MO-IL | 2025 | B02 | 25 | 25 | 5000 | 1753.27 | 2107.48 | 3.19 | 669.76 | 3.7 | 0 | 0 | 0 | 0 | 0 | 0
MISO_IN_2_MISO_MO-IL | MISO_IN | MISO_MO-IL | 2025 | B03 | 75 | 75 | 5000 | 4560.53 | 1575.62 | 11.82 | 189.23 | 11.87 | 0 | 0 | 0 | 0 | 0 | 0
MISO_IN_2_MISO_MO-IL | MISO_IN | MISO_MO-IL | 2025 | B04 | 100 | 100 | 5000 | 2968.07 | 2937.66 | 2045.34 | 205.15 | 131.45 | 0 | 0 | 0 | 0 | 0 | 0
MISO_IN_2_MISO_MO-IL | MISO_IN | MISO_MO-IL | 2025 | B05 | 200 | 200 | 5000 | 3131.8 | 3842.04 | 3377.76 | 127.33 | 89.07 | 0 | 0 | 0 | 0 | 0 | 0
MISO_IN_2_MISO_MO-IL | MISO_IN | MISO_MO-IL | 2025 | B06 | 300 | 300 | 5000 | 4702.81 | 2535.26 | 2444.1 | 74.4 | 57.15 | 0 | 0 | 0 | 0 | 0 | 0
MISO_IN_2_MISO_MO-IL | MISO_IN | MISO_MO-IL | 2025 | B07 | 400 | 400 | 5000 | 459.07 | 1229.24 | 2.5 | 54.51 | 2.57 | 0 | 0 | 0 | 0 | 0 | 0
MISO_IN_2_MISO_MO-IL | MISO_IN | MISO_MO-IL | 2025 | B08 | 500 | 500 | 5000 | 515.06 | 2518.09 | 2.08 | 64.41 | 2.19 | 0 | 0 | 0 | 0 | 0 | 0
MISO_IN_2_MISO_MO-IL | MISO_IN | MISO_MO-IL | 2025 | B09 | 800 | 800 | 5000 | 884.92 | 3.93 | 0.64 | 4.18 | 0.69 | 0 | 0 | 0 | 0 | 0 | 0
MISO_IN_2_MISO_MO-IL | MISO_IN | MISO_MO-IL | 2025 | B10 | 1262 | 1262 | 5000 | 161.33 | 0.45 | 0.07 | 0.5 | 0.08 | 0 | 0 | 0 | 0 | 0 | 0
MISO_IN_2_MISO_MO-IL | MISO_IN | MISO_MO-IL | 2025 | B11 | 25 | 25 | 5000 | 0.35 | 1456.44 | 14.39 | 487.04 | 14.84 | 0 | 0 | 0 | 0 | 0 | 0
MISO_IN_2_MISO_MO-IL | MISO_IN | MISO_MO-IL | 2025 | B12 | 200 | 200 | 5000 | 0 | 0.21 | 0.42 | 0.23 | 0.46 | 0 | 0 | 0 | 0 | 0 | 0
MISO_IN_2_MISO_MO-IL | MISO_IN | MISO_MO-IL | 2025 | B13 | 600 | 600 | 5000 | 0 | 0.07 | 0.14 | 0.08 | 0.16 | 0 | 0 | 0 | 0 | 0 | 0
MISO_IN_2_MISO_MO-IL | MISO_IN | MISO_MO-IL | 2025 | B14 | 900 | 900 | 5000 | 0 | 0.05 | 0.1 | 0.05 | 0.11 | 0 | 0 | 0 | 0 | 0 | 0
MISO_IN_2_MISO_MO-IL | MISO_IN | MISO_MO-IL | 2025 | B15 | 1203 | 1203 | 5000 | 0 | 0.06 | 0.07 | 0.07 | 0.08 | 0 | 0 | 0 | 0 | 0 | 0
MISO_IN_2_MISO_MO-IL | MISO_IN | MISO_MO-IL | 2025 | B16 | 25 | 25 | 5000 | 0.38 | 14.86 | 3.04 | 15.26 | 3.5 | 0 | 0 | 0 | 0 | 0 | 0
MISO_IN_2_MISO_MO-IL | MISO_IN | MISO_MO-IL | 2025 | B17 | 100 | 100 | 5000 | 0 | 0.4 | 0.81 | 0.44 | 0.91 | 0 | 0 | 0 | 0 | 0 | 0
MISO_IN_2_MISO_MO-IL | MISO_IN | MISO_MO-IL | 2025 | B18 | 400 | 400 | 5000 | 0 | 0.94 | 0.21 | 0.96 | 0.24 | 0 | 0 | 0 | 0 | 0 | 0
MISO_IN_2_MISO_MO-IL | MISO_IN | MISO_MO-IL | 2025 | B19 | 700 | 700 | 5000 | 0 | 0.08 | 0.12 | 0.09 | 0.14 | 0 | 0 | 0 | 0 | 0 | 0
MISO_IN_2_MISO_MO-IL | MISO_IN | MISO_MO-IL | 2025 | B20 | 935 | 935 | 5000 | 0 | 0.63 | 0.09 | 0.68 | 0.1 | 0 | 0 | 0 | 0 | 0 | 0
MISO_IN_2_MISO_MO-IL | MISO_IN | MISO_MO-IL | 2030 | B01 | 10 | 10 | 5000 | 5000 | 4996.32 | 4991.27 | 2.76 | 5.03 | 7.9885 | 0.93773 | 0.3561 | 0.055669 | 3.0432 | 1.0144
MISO_IN_2_MISO_MO-IL | MISO_IN | MISO_MO-IL | 2030 | B02 | 25 | 25 | 5000 | 5000 | 4999.08 | 4996.36 | 5.27 | 2.13 | 2.469 | 1.6025 | 0.3561 | 0.043013 | 3.0432 | 1.0144
MISO_IN_2_MISO_MO-IL | MISO_IN | MISO_MO-IL | 2030 | B03 | 75 | 75 | 5000 | 5000 | 4946.02 | 4998.77 | 0.68 | 0.75 | 2.4808 | 0.02374 | 0.3561 | 0.12966 | 3.0432 | 1.0144
MISO_IN_2_MISO_MO-IL | MISO_IN | MISO_MO-IL | 2030 | B04 | 100 | 100 | 5000 | 5000 | 4999.81 | 4571.28 | 425.81 | 0.42 | 2.4808 | 3.0269 | 0 | 0.17288 | 3.0432 | 1.0144
MISO_IN_2_MISO_MO-IL | MISO_IN | MISO_MO-IL | 2030 | B05 | 200 | 200 | 5000 | 5000 | 4999.84 | 4462.78 | 932.23 | 0.2 | 17.0809 | 3.0269 | 0 | 2.3806 | 3.0432 | 1.0144
MISO_IN_2_MISO_MO-IL | MISO_IN | MISO_MO-IL | 2030 | B06 | 300 | 300 | 5000 | 3268.83 | 4083.12 | 3733.96 | 0.06 | 0.13 | 0 | 0 | 0 | 0 | 3.0432 | 1.0144
MISO_IN_2_MISO_MO-IL | MISO_IN | MISO_MO-IL | 2030 | B07 | 400 | 400 | 5000 | 2903.91 | 3854.51 | 3334.99 | 0.04 | 0.1 | 0 | 0 | 0 | 0 | 3.0432 | 1.0144
MISO_IN_2_MISO_MO-IL | MISO_IN | MISO_MO-IL | 2030 | B08 | 500 | 500 | 5000 | 2246.26 | 3026.95 | 2843.77 | 0.04 | 0.08 | 0 | 0 | 0 | 0 | 3.0432 | 1.0144
MISO_IN_2_MISO_MO-IL | MISO_IN | MISO_MO-IL | 2030 | B09 | 800 | 800 | 5000 | 5000 | 4999.41 | 1583.42 | 0.06 | 0.05 | 2.0298 | 2.3621 | 0 | 1.1316 | 3.0432 | 1.0144
MISO_IN_2_MISO_MO-IL | MISO_IN | MISO_MO-IL | 2030 | B10 | 1262 | 1262 | 5000 | 0 | 0.04 | 1.29 | 0.01 | 0.03 | 0 | 0 | 0 | 0 | 3.0432 | 1.0144
MISO_IN_2_MISO_MO-IL | MISO_IN | MISO_MO-IL | 2030 | B11 | 25 | 25 | 5000 | 5000 | 4998.34 | 2410.36 | 1.1 | 1.51 | 7.7986 | 0.92586 | 0 | 0.13586 | 3.0432 | 1.0144
MISO_IN_2_MISO_MO-IL | MISO_IN | MISO_MO-IL | 2030 | B12 | 200 | 200 | 5000 | 4999.98 | 1887.62 | 1412.98 | 0.09 | 0.19 | 0.05935 | 0 | 0 | 0.0082718 | 3.0432 | 1.0144
MISO_IN_2_MISO_MO-IL | MISO_IN | MISO_MO-IL | 2030 | B13 | 600 | 600 | 5000 | 2713.99 | 622.58 | 1205.36 | 0.03 | 0.06 | 0 | 0 | 0 | 0 | 3.0432 | 1.0144
MISO_IN_2_MISO_MO-IL | MISO_IN | MISO_MO-IL | 2030 | B14 | 900 | 900 | 5000 | 138.25 | 1952.97 | 587.62 | 0.02 | 0.04 | 0 | 0 | 0 | 0 | 3.0432 | 1.0144
MISO_IN_2_MISO_MO-IL | MISO_IN | MISO_MO-IL | 2030 | B15 | 1203 | 1203 | 5000 | 0 | 0.46 | 1.09 | 0.01 | 0.03 | 0 | 0 | 0 | 0 | 3.0432 | 1.0144
MISO_IN_2_MISO_MO-IL | MISO_IN | MISO_MO-IL | 2030 | B16 | 25 | 25 | 5000 | 1109.58 | 2895.92 | 1722.76 | 0.73 | 1.47 | 0 | 0 | 0 | 0 | 3.0432 | 1.0144
MISO_IN_2_MISO_MO-IL | MISO_IN | MISO_MO-IL | 2030 | B17 | 100 | 100 | 5000 | 3470.82 | 2049.47 | 1469.89 | 0.17 | 0.37 | 0 | 0 | 0 | 0 | 3.0432 | 1.0144
MISO_IN_2_MISO_MO-IL | MISO_IN | MISO_MO-IL | 2030 | B18 | 400 | 400 | 5000 | 614.83 | 183.93 | 1275.69 | 0.04 | 0.1 | 0 | 0 | 0 | 0 | 3.0432 | 1.0144
MISO_IN_2_MISO_MO-IL | MISO_IN | MISO_MO-IL | 2030 | B19 | 700 | 700 | 5000 | 12.38 | 5.07 | 761.08 | 0.02 | 0.05 | 0 | 0 | 0 | 0 | 3.0432 | 1.0144
MISO_IN_2_MISO_MO-IL | MISO_IN | MISO_MO-IL | 2030 | B20 | 935 | 935 | 5000 | 0 | 2.07 | 1.39 | 0.02 | 0.04 | 0 | 0 | 0 | 0 | 3.0432 | 1.0144
MISO_IN_2_MISO_MO-IL | MISO_IN | MISO_MO-IL | 2035 | B01 | 10 | 10 | 5000 | 5000 | 4021.53 | 5.01 | 1.47 | 2.17 | 7.9885 | 0 | 0 | 0.049618 | 4.3997 | 1.4666
MISO_IN_2_MISO_MO-IL | MISO_IN | MISO_MO-IL | 2035 | B02 | 25 | 25 | 5000 | 4630.13 | 4999.29 | 2493.93 | 3.2 | 1.3 | 0 | 3.7628 | 0 | 0 | 4.3997 | 1.4666
MISO_IN_2_MISO_MO-IL | MISO_IN | MISO_MO-IL | 2035 | B03 | 75 | 75 | 5000 | 5000 | 4999.74 | 4743.25 | 1.26 | 0.46 | 9.8521 | 3.7509 | 0 | 0.45895 | 4.3997 | 1.4666
MISO_IN_2_MISO_MO-IL | MISO_IN | MISO_MO-IL | 2035 | B04 | 100 | 100 | 5000 | 5000 | 4999.7 | 4239.17 | 2.13 | 0.36 | 16.0126 | 4.2257 | 0 | 0.99457 | 4.3997 | 1.4666
MISO_IN_2_MISO_MO-IL | MISO_IN | MISO_MO-IL | 2035 | B05 | 200 | 200 | 5000 | 5000 | 3359.67 | 3990.26 | 0.08 | 0.17 | 3.5135 | 0 | 0 | 0.43646 | 4.3997 | 1.4666
MISO_IN_2_MISO_MO-IL | MISO_IN | MISO_MO-IL | 2035 | B06 | 300 | 300 | 5000 | 5000 | 3969.86 | 4570.31 | 0.05 | 0.11 | 4.6056 | 0 | 0 | 0.85818 | 4.3997 | 1.4666
MISO_IN_2_MISO_MO-IL | MISO_IN | MISO_MO-IL | 2035 | B07 | 400 | 400 | 5000 | 5000 | 4915.07 | 4952.51 | 0.04 | 0.09 | 3.7865 | 0 | 0 | 0.94075 | 4.3997 | 1.4666
MISO_IN_2_MISO_MO-IL | MISO_IN | MISO_MO-IL | 2035 | B08 | 500 | 500 | 5000 | 5000 | 4999.89 | 4999.68 | 0.66 | 580.11 | 6.5166 | 4.0358 | 1.4481 | 2.0238 | 4.3997 | 1.4666
MISO_IN_2_MISO_MO-IL | MISO_IN | MISO_MO-IL | 2035 | B09 | 800 | 800 | 5000 | 4168.57 | 3360.51 | 5.82 | 0.02 | 0.04 | 0 | 0 | 0 | 0 | 4.3997 | 1.4666
MISO_IN_2_MISO_MO-IL | MISO_IN | MISO_MO-IL | 2035 | B10 | 1262 | 1262 | 5000 | 0 | 0.02 | 0.05 | 0.01 | 0.02 | 0 | 0 | 0 | 0 | 4.3997 | 1.4666
MISO_IN_2_MISO_MO-IL | MISO_IN | MISO_MO-IL | 2035 | B11 | 25 | 25 | 5000 | 5000 | 4999.06 | 2536.24 | 1.41 | 1.31 | 6.6947 | 2.9438 | 0 | 0.10395 | 4.3997 | 1.4666
MISO_IN_2_MISO_MO-IL | MISO_IN | MISO_MO-IL | 2035 | B12 | 200 | 200 | 5000 | 0.07 | 9.81 | 7.41 | 0.07 | 0.16 | 0 | 0 | 0 | 0 | 4.3997 | 1.4666
MISO_IN_2_MISO_MO-IL | MISO_IN | MISO_MO-IL | 2035 | B13 | 600 | 600 | 5000 | 0 | 0.14 | 0.1 | 0.02 | 0.04 | 0 | 0 | 0 | 0 | 4.3997 | 1.4666
MISO_IN_2_MISO_MO-IL | MISO_IN | MISO_MO-IL | 2035 | B14 | 900 | 900 | 5000 | 0 | 0.03 | 0.06 | 0.01 | 0.03 | 0 | 0 | 0 | 0 | 4.3997 | 1.4666
MISO_IN_2_MISO_MO-IL | MISO_IN | MISO_MO-IL | 2035 | B15 | 1203 | 1203 | 5000 | 0 | 0.02 | 0.05 | 0.01 | 0.02 | 0 | 0 | 0 | 0 | 4.3997 | 1.4666
MISO_IN_2_MISO_MO-IL | MISO_IN | MISO_MO-IL | 2035 | B16 | 25 | 25 | 5000 | 0.56 | 2487.07 | 2.09 | 0.59 | 0.88 | 0 | 0 | 0 | 0 | 4.3997 | 1.4666
MISO_IN_2_MISO_MO-IL | MISO_IN | MISO_MO-IL | 2035 | B17 | 100 | 100 | 5000 | 0 | 0.34 | 0.54 | 0.11 | 0.22 | 0 | 0 | 0 | 0 | 4.3997 | 1.4666
MISO_IN_2_MISO_MO-IL | MISO_IN | MISO_MO-IL | 2035 | B18 | 400 | 400 | 5000 | 0 | 3.96 | 0.14 | 0.04 | 0.06 | 0 | 0 | 0 | 0 | 4.3997 | 1.4666
MISO_IN_2_MISO_MO-IL | MISO_IN | MISO_MO-IL | 2035 | B19 | 700 | 700 | 5000 | 0 | 2.54 | 0.08 | 0.02 | 0.03 | 0 | 0 | 0 | 0 | 4.3997 | 1.4666
MISO_IN_2_MISO_MO-IL | MISO_IN | MISO_MO-IL | 2035 | B20 | 935 | 935 | 5000 | 0 | 0.03 | 0.06 | 0.01 | 0.02 | 0 | 0 | 0 | 0 | 4.3997 | 1.4666
MISO_IN_2_MISO_MO-IL | MISO_IN | MISO_MO-IL | 2040 | B01 | 10 | 10 | 5000 | 5000 | 2.18 | 1.99 | 0.55 | 0.94 | 61.4747 | 0 | 0 | 0.55383 | 12.0546 | 4.0182
MISO_IN_2_MISO_MO-IL | MISO_IN | MISO_MO-IL | 2040 | B02 | 25 | 25 | 5000 | 5000 | 4999.19 | 1925.54 | 0.41 | 0.59 | 7.9885 | 4.8786 | 0 | 0.17992 | 12.0546 | 4.0182
MISO_IN_2_MISO_MO-IL | MISO_IN | MISO_MO-IL | 2040 | B03 | 75 | 75 | 5000 | 5000 | 4999.76 | 4998.11 | 0.15 | 0.23 | 14.1965 | 4.9261 | 0.58163 | 0.95922 | 12.0546 | 4.0182
MISO_IN_2_MISO_MO-IL | MISO_IN | MISO_MO-IL | 2040 | B04 | 100 | 100 | 5000 | 5000 | 4998.46 | 4998.86 | 0.08 | 0.17 | 7.9885 | 0.3561 | 0.5935 | 0.71969 | 12.0546 | 4.0182
MISO_IN_2_MISO_MO-IL | MISO_IN | MISO_MO-IL | 2040 | B05 | 200 | 200 | 5000 | 5000 | 4999.85 | 4999.46 | 0.06 | 0.09 | 13.3537 | 4.843 | 0.68846 | 2.4061 | 12.0546 | 4.0182
MISO_IN_2_MISO_MO-IL | MISO_IN | MISO_MO-IL | 2040 | B06 | 300 | 300 | 5000 | 5000 | 4999.92 | 4999.56 | 0.06 | 0.06 | 21.1286 | 8.2853 | 0.60537 | 5.7104 | 12.0546 | 4.0182
MISO_IN_2_MISO_MO-IL | MISO_IN | MISO_MO-IL | 2040 | B07 | 400 | 400 | 5000 | 5000 | 4999.89 | 4999.44 | 0.03 | 0.04 | 15.3835 | 4.9261 | 0.60537 | 5.5436 | 12.0546 | 4.0182
MISO_IN_2_MISO_MO-IL | MISO_IN | MISO_MO-IL | 2040 | B08 | 500 | 500 | 5000 | 3113.85 | 962.59 | 0.27 | 0.01 | 0.03 | 0 | 0 | 0 | 0 | 12.0546 | 4.0182
MISO_IN_2_MISO_MO-IL | MISO_IN | MISO_MO-IL | 2040 | B09 | 800 | 800 | 5000 | 97.49 | 0.07 | 0.16 | 0.01 | 0.02 | 0 | 0 | 0 | 0 | 12.0546 | 4.0182
MISO_IN_2_MISO_MO-IL | MISO_IN | MISO_MO-IL | 2040 | B10 | 1262 | 0 | 5000 | 0 | 0.01 | 0.01 | 0 | 0.01 | 0 | 0 | 0 | 0 | 12.0546 | 4.0182
MISO_IN_2_MISO_MO-IL | MISO_IN | MISO_MO-IL | 2040 | B11 | 25 | 25 | 5000 | 126.96 | 105.64 | 4.79 | 0.28 | 0.55 | 0 | 0 | 0 | 0 | 12.0546 | 4.0182
MISO_IN_2_MISO_MO-IL | MISO_IN | MISO_MO-IL | 2040 | B12 | 200 | 200 | 5000 | 0 | 0.07 | 0.09 | 0.03 | 0.04 | 0 | 0 | 0 | 0 | 12.0546 | 4.0182
MISO_IN_2_MISO_MO-IL | MISO_IN | MISO_MO-IL | 2040 | B13 | 600 | 600 | 5000 | 0 | 0.02 | 0.03 | 0.01 | 0.02 | 0 | 0 | 0 | 0 | 12.0546 | 4.0182
MISO_IN_2_MISO_MO-IL | MISO_IN | MISO_MO-IL | 2040 | B14 | 900 | 900 | 5000 | 0 | 0.01 | 0.02 | 0.01 | 0.01 | 0 | 0 | 0 | 0 | 12.0546 | 4.0182
MISO_IN_2_MISO_MO-IL | MISO_IN | MISO_MO-IL | 2040 | B15 | 1203 | 0 | 5000 | 0.02 | 0.02 | 0.02 | 0 | 0.01 | 0 | 0 | 0 | 0 | 12.0546 | 4.0182
MISO_IN_2_MISO_MO-IL | MISO_IN | MISO_MO-IL | 2040 | B16 | 25 | 25 | 5000 | 0.04 | 1.08 | 0.68 | 0.23 | 0.35 | 0 | 0 | 0 | 0 | 12.0546 | 4.0182
MISO_IN_2_MISO_MO-IL | MISO_IN | MISO_MO-IL | 2040 | B17 | 100 | 100 | 5000 | 0 | 0.1 | 0.17 | 0.04 | 0.09 | 0 | 0 | 0 | 0 | 12.0546 | 4.0182
MISO_IN_2_MISO_MO-IL | MISO_IN | MISO_MO-IL | 2040 | B18 | 400 | 400 | 5000 | 0 | 0.04 | 0.04 | 0.01 | 0.02 | 0 | 0 | 0 | 0 | 12.0546 | 4.0182
MISO_IN_2_MISO_MO-IL | MISO_IN | MISO_MO-IL | 2040 | B19 | 700 | 700 | 5000 | 0 | 0.03 | 0.03 | 0.01 | 0.01 | 0 | 0 | 0 | 0 | 12.0546 | 4.0182
MISO_IN_2_MISO_MO-IL | MISO_IN | MISO_MO-IL | 2040 | B20 | 935 | 935 | 5000 | 0.02 | 0.03 | 0.02 | 0.01 | 0.01 | 0 | 0 | 0 | 0 | 12.0546 | 4.0182
MISO_IN_2_MISO_MO-IL | MISO_IN | MISO_MO-IL | 2045 | B01 | 10 | 10 | 5000 | 5000 | 4957.91 | 378.75 | 0.82 | 1.65 | 148.2088 | 0.16618 | 0 | 1.3352 | 12.9917 | 4.3306
MISO_IN_2_MISO_MO-IL | MISO_IN | MISO_MO-IL | 2045 | B02 | 25 | 25 | 5000 | 5000 | 4992.47 | 1503.71 | 0.34 | 0.69 | 7.9885 | 0.45106 | 0 | 0.17992 | 12.9917 | 4.3306
MISO_IN_2_MISO_MO-IL | MISO_IN | MISO_MO-IL | 2045 | B03 | 75 | 75 | 5000 | 5000 | 4999.86 | 4914.58 | 0.6 | 0.24 | 44.6431 | 11.0154 | 0.01187 | 3.0164 | 12.9917 | 4.3306
MISO_IN_2_MISO_MO-IL | MISO_IN | MISO_MO-IL | 2045 | B04 | 100 | 100 | 5000 | 5000 | 4999.89 | 4993.61 | 0.46 | 0.18 | 16.9978 | 11.0154 | 0.14244 | 1.5313 | 12.9917 | 4.3306
MISO_IN_2_MISO_MO-IL | MISO_IN | MISO_MO-IL | 2045 | B05 | 200 | 200 | 5000 | 5000 | 4999.92 | 4997.51 | 0.09 | 0.09 | 17.0097 | 7.9054 | 0.14244 | 3.0648 | 12.9917 | 4.3306
MISO_IN_2_MISO_MO-IL | MISO_IN | MISO_MO-IL | 2045 | B06 | 300 | 300 | 5000 | 5000 | 4999.96 | 4999.26 | 140.74 | 0.08 | 24.9864 | 12.9739 | 1.2701 | 6.7531 | 12.9917 | 4.3306
MISO_IN_2_MISO_MO-IL | MISO_IN | MISO_MO-IL | 2045 | B07 | 400 | 400 | 5000 | 5000 | 4869.61 | 0.12 | 0.02 | 0.03 | 4.0002 | 0 | 0 | 1.4415 | 12.9917 | 4.3306
MISO_IN_2_MISO_MO-IL | MISO_IN | MISO_MO-IL | 2045 | B08 | 500 | 500 | 5000 | 3905.09 | 0.04 | 0.08 | 0.01 | 0.03 | 0 | 0 | 0 | 0 | 12.9917 | 4.3306
MISO_IN_2_MISO_MO-IL | MISO_IN | MISO_MO-IL | 2045 | B09 | 800 | 800 | 5000 | 314.67 | 0.03 | 0.05 | 0.01 | 0.02 | 0 | 0 | 0 | 0 | 12.9917 | 4.3306
MISO_IN_2_MISO_MO-IL | MISO_IN | MISO_MO-IL | 2045 | B10 | 1262 | 0 | 5000 | 0 | 0.02 | 0.03 | 0 | 0.01 | 0 | 0 | 0 | 0 | 12.9917 | 4.3306
MISO_IN_2_MISO_MO-IL | MISO_IN | MISO_MO-IL | 2045 | B11 | 25 | 25 | 5000 | 2675.24 | 3408.34 | 1.46 | 0.33 | 0.52 | 0 | 0 | 0 | 0 | 12.9917 | 4.3306
MISO_IN_2_MISO_MO-IL | MISO_IN | MISO_MO-IL | 2045 | B12 | 200 | 200 | 5000 | 301.45 | 645.08 | 0.2 | 0.04 | 0.07 | 0 | 0 | 0 | 0 | 12.9917 | 4.3306
MISO_IN_2_MISO_MO-IL | MISO_IN | MISO_MO-IL | 2045 | B13 | 600 | 600 | 5000 | 0 | 0.05 | 0.07 | 0.01 | 0.02 | 0 | 0 | 0 | 0 | 12.9917 | 4.3306
MISO_IN_2_MISO_MO-IL | MISO_IN | MISO_MO-IL | 2045 | B14 | 900 | 900 | 5000 | 0.03 | 0.02 | 0.04 | 0.01 | 0.02 | 0 | 0 | 0 | 0 | 12.9917 | 4.3306
MISO_IN_2_MISO_MO-IL | MISO_IN | MISO_MO-IL | 2045 | B15 | 1203 | 1203 | 5000 | 0.02 | 0.04 | 0.03 | 0.01 | 0.01 | 0 | 0 | 0 | 0 | 12.9917 | 4.3306
MISO_IN_2_MISO_MO-IL | MISO_IN | MISO_MO-IL | 2045 | B16 | 25 | 25 | 5000 | 659.62 | 619.9 | 1.44 | 0.32 | 0.51 | 0 | 0 | 0 | 0 | 12.9917 | 4.3306
MISO_IN_2_MISO_MO-IL | MISO_IN | MISO_MO-IL | 2045 | B17 | 100 | 100 | 5000 | 0.23 | 0.19 | 0.38 | 0.06 | 0.13 | 0 | 0 | 0 | 0 | 12.9917 | 4.3306
MISO_IN_2_MISO_MO-IL | MISO_IN | MISO_MO-IL | 2045 | B18 | 400 | 400 | 5000 | 0 | 0.09 | 0.1 | 0.02 | 0.03 | 0 | 0 | 0 | 0 | 12.9917 | 4.3306
MISO_IN_2_MISO_MO-IL | MISO_IN | MISO_MO-IL | 2045 | B19 | 700 | 700 | 5000 | 0.04 | 0.04 | 0.06 | 0.01 | 0.02 | 0 | 0 | 0 | 0 | 12.9917 | 4.3306
MISO_IN_2_MISO_MO-IL | MISO_IN | MISO_MO-IL | 2045 | B20 | 935 | 935 | 5000 | 0.03 | 0.06 | 0.04 | 0.01 | 0.01 | 0 | 0 | 0 | 0 | 12.9917 | 4.3306
MISO_IN_2_MISO_MO-IL | MISO_IN | MISO_MO-IL | 2050 | B01 | 10 | 10 | 5000 | 5000 | 2.91 | 1.28 | 0.28 | 0.47 | 271.455 | 0 | 0 | 9.5247 | 15.5111 | 5.1704
MISO_IN_2_MISO_MO-IL | MISO_IN | MISO_MO-IL | 2050 | B02 | 25 | 25 | 5000 | 4245.72 | 1.87 | 0.54 | 0.12 | 0.19 | 0 | 0 | 0 | 0 | 15.5111 | 5.1704
MISO_IN_2_MISO_MO-IL | MISO_IN | MISO_MO-IL | 2050 | B03 | 75 | 75 | 5000 | 5000 | 4999.79 | 870.72 | 0.06 | 0.09 | 7.9885 | 6.1961 | 0 | 2.1022 | 15.5111 | 5.1704
MISO_IN_2_MISO_MO-IL | MISO_IN | MISO_MO-IL | 2050 | B04 | 100 | 100 | 5000 | 4756.85 | 4999.91 | 4565.55 | 0.05 | 0.07 | 0 | 6.6591 | 0 | 0 | 15.5111 | 5.1704
MISO_IN_2_MISO_MO-IL | MISO_IN | MISO_MO-IL | 2050 | B05 | 200 | 200 | 5000 | 5000 | 4999.96 | 2965.81 | 0.03 | 0.03 | 12.9027 | 7.217 | 0 | 9.0545 | 15.5111 | 5.1704
MISO_IN_2_MISO_MO-IL | MISO_IN | MISO_MO-IL | 2050 | B06 | 300 | 300 | 5000 | 4854.75 | 1072.5 | 3.18 | 0.01 | 0.02 | 0 | 0 | 0 | 0 | 15.5111 | 5.1704
MISO_IN_2_MISO_MO-IL | MISO_IN | MISO_MO-IL | 2050 | B07 | 400 | 400 | 5000 | 846.61 | 0.33 | 0.04 | 0.01 | 0.01 | 0 | 0 | 0 | 0 | 15.5111 | 5.1704
MISO_IN_2_MISO_MO-IL | MISO_IN | MISO_MO-IL | 2050 | B08 | 500 | 500 | 5000 | 0 | 0.08 | 0.03 | 0.01 | 0.01 | 0 | 0 | 0 | 0 | 15.5111 | 5.1704
MISO_IN_2_MISO_MO-IL | MISO_IN | MISO_MO-IL | 2050 | B09 | 800 | 0 | 5000 | 0 | 0.01 | 0.02 | 0 | 0.01 | 0 | 0 | 0 | 0 | 15.5111 | 5.1704
MISO_IN_2_MISO_MO-IL | MISO_IN | MISO_MO-IL | 2050 | B10 | 1262 | 0 | 5000 | 0 | 0.01 | 0.01 | 0 | 0 | 0 | 0 | 0 | 0 | 15.5111 | 5.1704
MISO_IN_2_MISO_MO-IL | MISO_IN | MISO_MO-IL | 2050 | B11 | 25 | 25 | 5000 | 466.54 | 1.25 | 0.53 | 0.11 | 0.19 | 0 | 0 | 0 | 0 | 15.5111 | 5.1704
MISO_IN_2_MISO_MO-IL | MISO_IN | MISO_MO-IL | 2050 | B12 | 200 | 200 | 5000 | 0 | 0.08 | 0.07 | 0.01 | 0.02 | 0 | 0 | 0 | 0 | 15.5111 | 5.1704
MISO_IN_2_MISO_MO-IL | MISO_IN | MISO_MO-IL | 2050 | B13 | 600 | 0 | 5000 | 0 | 0.02 | 0.02 | 0 | 0.01 | 0 | 0 | 0 | 0 | 15.5111 | 5.1704
MISO_IN_2_MISO_MO-IL | MISO_IN | MISO_MO-IL | 2050 | B14 | 900 | 0 | 5000 | 0.01 | 0.01 | 0.02 | 0 | 0.01 | 0 | 0 | 0 | 0 | 15.5111 | 5.1704
MISO_IN_2_MISO_MO-IL | MISO_IN | MISO_MO-IL | 2050 | B15 | 1203 | 0 | 5000 | 0 | 0.01 | 0.01 | 0 | 0 | 0 | 0 | 0 | 0 | 15.5111 | 5.1704
MISO_IN_2_MISO_MO-IL | MISO_IN | MISO_MO-IL | 2050 | B16 | 25 | 25 | 5000 | 0.42 | 1.18 | 0.52 | 0.11 | 0.19 | 0 | 0 | 0 | 0 | 15.5111 | 5.1704
MISO_IN_2_MISO_MO-IL | MISO_IN | MISO_MO-IL | 2050 | B17 | 100 | 100 | 5000 | 0 | 0.06 | 0.14 | 0.02 | 0.05 | 0 | 0 | 0 | 0 | 15.5111 | 5.1704
MISO_IN_2_MISO_MO-IL | MISO_IN | MISO_MO-IL | 2050 | B18 | 400 | 400 | 5000 | 0 | 0.03 | 0.04 | 0.01 | 0.01 | 0 | 0 | 0 | 0 | 15.5111 | 5.1704
MISO_IN_2_MISO_MO-IL | MISO_IN | MISO_MO-IL | 2050 | B19 | 700 | 0 | 5000 | 0.02 | 0.02 | 0.02 | 0 | 0.01 | 0 | 0 | 0 | 0 | 15.5111 | 5.1704
MISO_IN_2_MISO_MO-IL | MISO_IN | MISO_MO-IL | 2050 | B20 | 935 | 0 | 5000 | 0.01 | 0.01 | 0.02 | 0 | 0.01 | 0 | 0 | 0 | 0 | 15.5111 | 5.1704
MISO_IN_2_NonRTO_Midwest | MISO_IN | NonRTO_Midwest | 2015 | B01 | 10 | 10 | 4800 | 0 | 0.44 | 0.36 | 0.46 | 0.37 | 0 | 0 | 0 | 0 | 0 | 0
MISO_IN_2_NonRTO_Midwest | MISO_IN | NonRTO_Midwest | 2015 | B02 | 25 | 25 | 4800 | 0 | 0.28 | 0.27 | 0.28 | 0.28 | 0 | 0 | 0 | 0 | 0 | 0
MISO_IN_2_NonRTO_Midwest | MISO_IN | NonRTO_Midwest | 2015 | B03 | 75 | 75 | 4800 | 0 | 0.23 | 0.29 | 0.23 | 0.29 | 0 | 0 | 0 | 0 | 0 | 0
MISO_IN_2_NonRTO_Midwest | MISO_IN | NonRTO_Midwest | 2015 | B04 | 100 | 100 | 4800 | 722.04 | 629.66 | 691.92 | 92.66 | 73.09 | 0 | 0 | 0 | 0 | 0 | 0
MISO_IN_2_NonRTO_Midwest | MISO_IN | NonRTO_Midwest | 2015 | B05 | 200 | 200 | 4800 | 411.5 | 367.02 | 418.86 | 44.83 | 35.62 | 0 | 0 | 0 | 0 | 0 | 0
MISO_IN_2_NonRTO_Midwest | MISO_IN | NonRTO_Midwest | 2015 | B06 | 300 | 300 | 4800 | 0 | 0.02 | 0.02 | 0.02 | 0.02 | 0 | 0 | 0 | 0 | 0 | 0
MISO_IN_2_NonRTO_Midwest | MISO_IN | NonRTO_Midwest | 2015 | B07 | 400 | 400 | 4800 | 0 | 0.01 | 0.01 | 0.01 | 0.01 | 0 | 0 | 0 | 0 | 0 | 0
MISO_IN_2_NonRTO_Midwest | MISO_IN | NonRTO_Midwest | 2015 | B08 | 500 | 500 | 4800 | 0 | 0.01 | 0.01 | 0.01 | 0.01 | 0 | 0 | 0 | 0 | 0 | 0
MISO_IN_2_NonRTO_Midwest | MISO_IN | NonRTO_Midwest | 2015 | B09 | 800 | 0 | 4800 | 0 | 0 | 0 | 0 | 0 | 0 | 0 | 0 | 0 | 0 | 0
MISO_IN_2_NonRTO_Midwest | MISO_IN | NonRTO_Midwest | 2015 | B10 | 1262 | 0 | 4800 | 0 | 0 | 0 | 0 | 0 | 0 | 0 | 0 | 0 | 0 | 0
MISO_IN_2_NonRTO_Midwest | MISO_IN | NonRTO_Midwest | 2015 | B11 | 25 | 25 | 4800 | 224.69 | 700.61 | 889.78 | 287.14 | 274.13 | 0 | 0 | 0 | 0 | 0 | 0
MISO_IN_2_NonRTO_Midwest | MISO_IN | NonRTO_Midwest | 2015 | B12 | 200 | 200 | 4800 | 505.47 | 512.8 | 602.36 | 52.01 | 42.31 | 0 | 0 | 0 | 0 | 0 | 0
MISO_IN_2_NonRTO_Midwest | MISO_IN | NonRTO_Midwest | 2015 | B13 | 600 | 600 | 4800 | 62.23 | 13.17 | 169.82 | 11.77 | 31.38 | 0 | 0 | 0 | 0 | 0 | 0
MISO_IN_2_NonRTO_Midwest | MISO_IN | NonRTO_Midwest | 2015 | B14 | 900 | 0 | 4800 | 0 | 0 | 0 | 0 | 0 | 0 | 0 | 0 | 0 | 0 | 0
MISO_IN_2_NonRTO_Midwest | MISO_IN | NonRTO_Midwest | 2015 | B15 | 1203 | 0 | 4800 | 0 | 0 | 0 | 0 | 0 | 0 | 0 | 0 | 0 | 0 | 0
MISO_IN_2_NonRTO_Midwest | MISO_IN | NonRTO_Midwest | 2015 | B16 | 25 | 25 | 4800 | 2035.13 | 1686.14 | 1573.7 | 388.67 | 294.86 | 0 | 0 | 0 | 0 | 0 | 0
MISO_IN_2_NonRTO_Midwest | MISO_IN | NonRTO_Midwest | 2015 | B17 | 100 | 100 | 4800 | 965.34 | 937.59 | 707.14 | 100.34 | 70.67 | 0 | 0 | 0 | 0 | 0 | 0
MISO_IN_2_NonRTO_Midwest | MISO_IN | NonRTO_Midwest | 2015 | B18 | 400 | 400 | 4800 | 190.42 | 205.69 | 15.61 | 23.77 | 7.67 | 0 | 0 | 0 | 0 | 0 | 0
MISO_IN_2_NonRTO_Midwest | MISO_IN | NonRTO_Midwest | 2015 | B19 | 700 | 0 | 4800 | 0 | 0 | 0 | 0 | 0 | 0 | 0 | 0 | 0 | 0 | 0
MISO_IN_2_NonRTO_Midwest | MISO_IN | NonRTO_Midwest | 2015 | B20 | 935 | 0 | 4800 | 0 | 0 | 0 | 0 | 0 | 0 | 0 | 0 | 0 | 0 | 0
MISO_IN_2_NonRTO_Midwest | MISO_IN | NonRTO_Midwest | 2020 | B01 | 10 | 10 | 4800 | 0 | 1.92 | 149.54 | 1.97 | 134.1 | 0 | 0 | 0 | 0 | 0 | 0
MISO_IN_2_NonRTO_Midwest | MISO_IN | NonRTO_Midwest | 2020 | B02 | 25 | 25 | 4800 | 0.01 | 0.88 | 2.45 | 0.89 | 2.49 | 0 | 0 | 0 | 0 | 0 | 0
MISO_IN_2_NonRTO_Midwest | MISO_IN | NonRTO_Midwest | 2020 | B03 | 75 | 75 | 4800 | 1301.93 | 1125.42 | 1171.3 | 175.51 | 138.22 | 0 | 0 | 0 | 0 | 0 | 0
MISO_IN_2_NonRTO_Midwest | MISO_IN | NonRTO_Midwest | 2020 | B04 | 100 | 100 | 4800 | 894.2 | 774.15 | 808.3 | 119.47 | 93.89 | 0 | 0 | 0 | 0 | 0 | 0
MISO_IN_2_NonRTO_Midwest | MISO_IN | NonRTO_Midwest | 2020 | B05 | 200 | 200 | 4800 | 856.66 | 523.59 | 545.91 | 60.67 | 46.89 | 0 | 0 | 0 | 0 | 0 | 0
MISO_IN_2_NonRTO_Midwest | MISO_IN | NonRTO_Midwest | 2020 | B06 | 300 | 300 | 4800 | 4.78 | 77.61 | 89.2 | 26.51 | 23.47 | 0 | 0 | 0 | 0 | 0 | 0
MISO_IN_2_NonRTO_Midwest | MISO_IN | NonRTO_Midwest | 2020 | B07 | 400 | 400 | 4800 | 0 | 0.01 | 0.01 | 0.01 | 0.01 | 0 | 0 | 0 | 0 | 0 | 0
MISO_IN_2_NonRTO_Midwest | MISO_IN | NonRTO_Midwest | 2020 | B08 | 500 | 500 | 4800 | 0 | 0.01 | 0.01 | 0.01 | 0.01 | 0 | 0 | 0 | 0 | 0 | 0
MISO_IN_2_NonRTO_Midwest | MISO_IN | NonRTO_Midwest | 2020 | B09 | 800 | 800 | 4800 | 0 | 0.01 | 0.01 | 0.01 | 0.01 | 0 | 0 | 0 | 0 | 0 | 0
MISO_IN_2_NonRTO_Midwest | MISO_IN | NonRTO_Midwest | 2020 | B10 | 1262 | 0 | 4800 | 0 | 0 | 0 | 0 | 0 | 0 | 0 | 0 | 0 | 0 | 0
MISO_IN_2_NonRTO_Midwest | MISO_IN | NonRTO_Midwest | 2020 | B11 | 25 | 25 | 4800 | 976.34 | 661.6 | 690.87 | 315.41 | 279.34 | 0 | 0 | 0 | 0 | 0 | 0
MISO_IN_2_NonRTO_Midwest | MISO_IN | NonRTO_Midwest | 2020 | B12 | 200 | 200 | 4800 | 451.12 | 394.32 | 498.26 | 56.86 | 46.47 | 0 | 0 | 0 | 0 | 0 | 0
MISO_IN_2_NonRTO_Midwest | MISO_IN | NonRTO_Midwest | 2020 | B13 | 600 | 600 | 4800 | 0 | 0.02 | 0.03 | 0.03 | 0.03 | 0 | 0 | 0 | 0 | 0 | 0
MISO_IN_2_NonRTO_Midwest | MISO_IN | NonRTO_Midwest | 2020 | B14 | 900 | 900 | 4800 | 0 | 0.01 | 0.01 | 0.01 | 0.01 | 0 | 0 | 0 | 0 | 0 | 0
MISO_IN_2_NonRTO_Midwest | MISO_IN | NonRTO_Midwest | 2020 | B15 | 1203 | 1203 | 4800 | 0 | 0.01 | 0.01 | 0.01 | 0.01 | 0 | 0 | 0 | 0 | 0 | 0
MISO_IN_2_NonRTO_Midwest | MISO_IN | NonRTO_Midwest | 2020 | B16 | 25 | 25 | 4800 | 2386.12 | 1887.44 | 2073.41 | 499.86 | 411.19 | 0 | 0 | 0 | 0 | 0 | 0
MISO_IN_2_NonRTO_Midwest | MISO_IN | NonRTO_Midwest | 2020 | B17 | 100 | 100 | 4800 | 1275.87 | 1150.28 | 1372.29 | 126.67 | 101.32 | 0 | 0 | 0 | 0 | 0 | 0
MISO_IN_2_NonRTO_Midwest | MISO_IN | NonRTO_Midwest | 2020 | B18 | 400 | 400 | 4800 | 519.11 | 485.29 | 589.92 | 34.48 | 26.85 | 0 | 0 | 0 | 0 | 0 | 0
MISO_IN_2_NonRTO_Midwest | MISO_IN | NonRTO_Midwest | 2020 | B19 | 700 | 700 | 4800 | 0 | 0.01 | 0.01 | 0.01 | 0.01 | 0 | 0 | 0 | 0 | 0 | 0
MISO_IN_2_NonRTO_Midwest | MISO_IN | NonRTO_Midwest | 2020 | B20 | 935 | 935 | 4800 | 0 | 0.01 | 0.01 | 0.01 | 0.01 | 0 | 0 | 0 | 0 | 0 | 0
MISO_IN_2_NonRTO_Midwest | MISO_IN | NonRTO_Midwest | 2025 | B01 | 10 | 10 | 4800 | 0.01 | 50.84 | 1674.44 | 50.2 | 1070.49 | 0 | 0 | 0 | 0 | 0 | 0
MISO_IN_2_NonRTO_Midwest | MISO_IN | NonRTO_Midwest | 2025 | B02 | 25 | 25 | 4800 | 0.01 | 1.22 | 2002.25 | 1.23 | 539.35 | 0 | 0 | 0 | 0 | 0 | 0
MISO_IN_2_NonRTO_Midwest | MISO_IN | NonRTO_Midwest | 2025 | B03 | 75 | 75 | 4800 | 0.06 | 1010.23 | 1844.31 | 202.37 | 179.23 | 0 | 0 | 0 | 0 | 0 | 0
MISO_IN_2_NonRTO_Midwest | MISO_IN | NonRTO_Midwest | 2025 | B04 | 100 | 100 | 4800 | 1583.36 | 1414.26 | 1465.32 | 170.47 | 126.82 | 0 | 0 | 0 | 0 | 0 | 0
MISO_IN_2_NonRTO_Midwest | MISO_IN | NonRTO_Midwest | 2025 | B05 | 200 | 200 | 4800 | 1256.01 | 1168.49 | 1199.75 | 88.82 | 64.98 | 0 | 0 | 0 | 0 | 0 | 0
MISO_IN_2_NonRTO_Midwest | MISO_IN | NonRTO_Midwest | 2025 | B06 | 300 | 300 | 4800 | 757.58 | 702.2 | 725.52 | 56.93 | 41.24 | 0 | 0 | 0 | 0 | 0 | 0
MISO_IN_2_NonRTO_Midwest | MISO_IN | NonRTO_Midwest | 2025 | B07 | 400 | 400 | 4800 | 694.38 | 1017.1 | 3750.93 | 54.39 | 60.05 | 0 | 0 | 0 | 0 | 0 | 0
MISO_IN_2_NonRTO_Midwest | MISO_IN | NonRTO_Midwest | 2025 | B08 | 500 | 500 | 4800 | 1557.35 | 2502.01 | 3245.84 | 69.67 | 48.85 | 0 | 0 | 0 | 0 | 0 | 0
MISO_IN_2_NonRTO_Midwest | MISO_IN | NonRTO_Midwest | 2025 | B09 | 800 | 800 | 4800 | 1789.8 | 1848.88 | 2582.62 | 43.64 | 31.3 | 0 | 0 | 0 | 0 | 0 | 0
MISO_IN_2_NonRTO_Midwest | MISO_IN | NonRTO_Midwest | 2025 | B10 | 1262 | 1262 | 4800 | 657.14 | 739.78 | 1463.9 | 20.79 | 17.69 | 0 | 0 | 0 | 0 | 0 | 0
MISO_IN_2_NonRTO_Midwest | MISO_IN | NonRTO_Midwest | 2025 | B11 | 25 | 25 | 4800 | 926.94 | 630.23 | 2379.2 | 343.41 | 662.9 | 0 | 0 | 0 | 0 | 0 | 0
MISO_IN_2_NonRTO_Midwest | MISO_IN | NonRTO_Midwest | 2025 | B12 | 200 | 200 | 4800 | 609.16 | 965.64 | 4016.7 | 83.66 | 111.04 | 0 | 0 | 0 | 0 | 0 | 0
MISO_IN_2_NonRTO_Midwest | MISO_IN | NonRTO_Midwest | 2025 | B13 | 600 | 600 | 4800 | 1016.72 | 2089.53 | 3516.67 | 50.87 | 43.46 | 0 | 0 | 0 | 0 | 0 | 0
MISO_IN_2_NonRTO_Midwest | MISO_IN | NonRTO_Midwest | 2025 | B14 | 900 | 900 | 4800 | 1389.1 | 1660.73 | 3083.53 | 34.95 | 30.19 | 0 | 0 | 0 | 0 | 0 | 0
MISO_IN_2_NonRTO_Midwest | MISO_IN | NonRTO_Midwest | 2025 | B15 | 1203 | 1203 | 4800 | 487.66 | 773.58 | 2192.33 | 21.39 | 20.16 | 0 | 0 | 0 | 0 | 0 | 0
MISO_IN_2_NonRTO_Midwest | MISO_IN | NonRTO_Midwest | 2025 | B16 | 25 | 25 | 4800 | 3481.41 | 2644.27 | 3975.82 | 781 | 1593.99 | 0 | 0 | 0 | 0 | 0 | 0
MISO_IN_2_NonRTO_Midwest | MISO_IN | NonRTO_Midwest | 2025 | B17 | 100 | 100 | 4800 | 2292.54 | 3254.81 | 4285.44 | 231.76 | 226.07 | 0 | 0 | 0 | 0 | 0 | 0
MISO_IN_2_NonRTO_Midwest | MISO_IN | NonRTO_Midwest | 2025 | B18 | 400 | 400 | 4800 | 1853.44 | 3073.15 | 3578.79 | 77.6 | 56.3 | 0 | 0 | 0 | 0 | 0 | 0
MISO_IN_2_NonRTO_Midwest | MISO_IN | NonRTO_Midwest | 2025 | B19 | 700 | 700 | 4800 | 3354.89 | 3315.65 | 2918.24 | 62.49 | 35.57 | 0 | 0 | 0 | 0 | 0 | 0
MISO_IN_2_NonRTO_Midwest | MISO_IN | NonRTO_Midwest | 2025 | B20 | 935 | 935 | 4800 | 2684.51 | 2439.76 | 2022.98 | 41.16 | 23.71 | 0 | 0 | 0 | 0 | 0 | 0
MISO_IN_2_NonRTO_Midwest | MISO_IN | NonRTO_Midwest | 2030 | B01 | 10 | 10 | 4800 | 3826.1 | 2862.35 | 2.95 | 22.48 | 2.89 | 0 | 0 | 0 | 0 | 0.16024 | 0.053415
MISO_IN_2_NonRTO_Midwest | MISO_IN | NonRTO_Midwest | 2030 | B02 | 25 | 25 | 4800 | 2692.82 | 2533.44 | 1.17 | 9.75 | 1.15 | 0 | 0 | 0 | 0 | 0.16024 | 0.053415
MISO_IN_2_NonRTO_Midwest | MISO_IN | NonRTO_Midwest | 2030 | B03 | 75 | 75 | 4800 | 2214.24 | 2212.78 | 0.43 | 3.47 | 0.42 | 0 | 0 | 0 | 0 | 0.16024 | 0.053415
MISO_IN_2_NonRTO_Midwest | MISO_IN | NonRTO_Midwest | 2030 | B04 | 100 | 100 | 4800 | 1815.55 | 1815.52 | 1768.58 | 2.61 | 5.35 | 0 | 0 | 0 | 0 | 0.16024 | 0.053415
MISO_IN_2_NonRTO_Midwest | MISO_IN | NonRTO_Midwest | 2030 | B05 | 200 | 200 | 4800 | 1623.45 | 1514.54 | 1468.83 | 1.36 | 2.82 | 0 | 0 | 0 | 0 | 0.16024 | 0.053415
MISO_IN_2_NonRTO_Midwest | MISO_IN | NonRTO_Midwest | 2030 | B06 | 300 | 300 | 4800 | 953.21 | 1719 | 1010.15 | 0.94 | 1.89 | 0 | 0 | 0 | 0 | 0.16024 | 0.053415
MISO_IN_2_NonRTO_Midwest | MISO_IN | NonRTO_Midwest | 2030 | B07 | 400 | 400 | 4800 | 2329.6 | 2426.78 | 1251.49 | 0.73 | 1.43 | 0 | 0 | 0 | 0 | 0.16024 | 0.053415
MISO_IN_2_NonRTO_Midwest | MISO_IN | NonRTO_Midwest | 2030 | B08 | 500 | 500 | 4800 | 1846.05 | 1945.53 | 1455.38 | 0.61 | 1.27 | 0 | 0 | 0 | 0 | 0.16024 | 0.053415
MISO_IN_2_NonRTO_Midwest | MISO_IN | NonRTO_Midwest | 2030 | B09 | 800 | 800 | 4800 | 1224.28 | 1324.8 | 835.15 | 0.4 | 0.84 | 0 | 0 | 0 | 0 | 0.16024 | 0.053415
MISO_IN_2_NonRTO_Midwest | MISO_IN | NonRTO_Midwest | 2030 | B10 | 1262 | 1262 | 4800 | 179.03 | 280.26 | 0.33 | 0.26 | 0.12 | 0 | 0 | 0 | 0 | 0.16024 | 0.053415
MISO_IN_2_NonRTO_Midwest | MISO_IN | NonRTO_Midwest | 2030 | B11 | 25 | 25 | 4800 | 1505.46 | 1113.07 | 1026.73 | 8.42 | 15.41 | 0 | 0 | 0 | 0 | 0.16024 | 0.053415
MISO_IN_2_NonRTO_Midwest | MISO_IN | NonRTO_Midwest | 2030 | B12 | 200 | 200 | 4800 | 1122.13 | 549.37 | 469.01 | 1.29 | 2.43 | 0 | 0 | 0 | 0 | 0.16024 | 0.053415
MISO_IN_2_NonRTO_Midwest | MISO_IN | NonRTO_Midwest | 2030 | B13 | 600 | 600 | 4800 | 916.04 | 898.1 | 270.14 | 0.49 | 0.91 | 0 | 0 | 0 | 0 | 0.16024 | 0.053415
MISO_IN_2_NonRTO_Midwest | MISO_IN | NonRTO_Midwest | 2030 | B14 | 900 | 900 | 4800 | 526.59 | 940.55 | 826.48 | 0.34 | 0.73 | 0 | 0 | 0 | 0 | 0.16024 | 0.053415
MISO_IN_2_NonRTO_Midwest | MISO_IN | NonRTO_Midwest | 2030 | B15 | 1203 | 1203 | 4800 | 588.08 | 115.51 | 0.65 | 0.26 | 0.24 | 0 | 0 | 0 | 0 | 0.16024 | 0.053415
MISO_IN_2_NonRTO_Midwest | MISO_IN | NonRTO_Midwest | 2030 | B16 | 25 | 25 | 4800 | 4799.95 | 3540.01 | 3537.18 | 10.79 | 22.22 | 0.21366 | 0 | 0 | 0.21366 | 0.16024 | 0.053415
MISO_IN_2_NonRTO_Midwest | MISO_IN | NonRTO_Midwest | 2030 | B17 | 100 | 100 | 4800 | 3192.72 | 2541.46 | 2548.49 | 2.73 | 5.7 | 0 | 0 | 0 | 0 | 0.16024 | 0.053415
MISO_IN_2_NonRTO_Midwest | MISO_IN | NonRTO_Midwest | 2030 | B18 | 400 | 400 | 4800 | 2961.39 | 2543.88 | 1797.58 | 0.74 | 1.53 | 0 | 0 | 0 | 0 | 0.16024 | 0.053415
MISO_IN_2_NonRTO_Midwest | MISO_IN | NonRTO_Midwest | 2030 | B19 | 700 | 700 | 4800 | 2481.87 | 3045.11 | 2234.2 | 0.45 | 0.93 | 0 | 0 | 0 | 0 | 0.16024 | 0.053415
MISO_IN_2_NonRTO_Midwest | MISO_IN | NonRTO_Midwest | 2030 | B20 | 935 | 935 | 4800 | 3310.74 | 2213.71 | 1403.14 | 0.34 | 0.72 | 0 | 0 | 0 | 0 | 0.16024 | 0.053415
MISO_IN_2_NonRTO_Midwest | MISO_IN | NonRTO_Midwest | 2035 | B01 | 10 | 10 | 4800 | 4462.8 | 965.67 | 978.53 | 912.17 | 897.56 | 0 | 0 | 0 | 0 | 0 | 0
MISO_IN_2_NonRTO_Midwest | MISO_IN | NonRTO_Midwest | 2035 | B02 | 25 | 25 | 4800 | 2010.25 | 1031.84 | 3.37 | 653.25 | 3.49 | 0 | 0 | 0 | 0 | 0 | 0
MISO_IN_2_NonRTO_Midwest | MISO_IN | NonRTO_Midwest | 2035 | B03 | 75 | 75 | 4800 | 1725.44 | 871.88 | 863.58 | 320.86 | 329 | 0 | 0 | 0 | 0 | 0 | 0
MISO_IN_2_NonRTO_Midwest | MISO_IN | NonRTO_Midwest | 2035 | B04 | 100 | 100 | 4800 | 1108.69 | 545.42 | 518.73 | 237.8 | 264.52 | 0 | 0 | 0 | 0 | 0 | 0
MISO_IN_2_NonRTO_Midwest | MISO_IN | NonRTO_Midwest | 2035 | B05 | 200 | 200 | 4800 | 797.86 | 341.06 | 294.62 | 131.37 | 177.93 | 0 | 0 | 0 | 0 | 0 | 0
MISO_IN_2_NonRTO_Midwest | MISO_IN | NonRTO_Midwest | 2035 | B06 | 300 | 300 | 4800 | 225.19 | 0.04 | 0.02 | 0.04 | 0.02 | 0 | 0 | 0 | 0 | 0 | 0
MISO_IN_2_NonRTO_Midwest | MISO_IN | NonRTO_Midwest | 2035 | B07 | 400 | 400 | 4800 | 0 | 0.01 | 0.01 | 0.01 | 0.01 | 0 | 0 | 0 | 0 | 0 | 0
MISO_IN_2_NonRTO_Midwest | MISO_IN | NonRTO_Midwest | 2035 | B08 | 500 | 500 | 4800 | 0 | 0.02 | 0.01 | 0.02 | 0.01 | 0 | 0 | 0 | 0 | 0 | 0
MISO_IN_2_NonRTO_Midwest | MISO_IN | NonRTO_Midwest | 2035 | B09 | 800 | 800 | 4800 | 0 | 0.02 | 0.01 | 0.02 | 0.01 | 0 | 0 | 0 | 0 | 0 | 0
MISO_IN_2_NonRTO_Midwest | MISO_IN | NonRTO_Midwest | 2035 | B10 | 1262 | 1262 | 4800 | 0 | 0.02 | 0.01 | 0.02 | 0.01 | 0 | 0 | 0 | 0 | 0 | 0
MISO_IN_2_NonRTO_Midwest | MISO_IN | NonRTO_Midwest | 2035 | B11 | 25 | 25 | 4800 | 581.98 | 501.88 | 102.61 | 379.58 | 92.45 | 0 | 0 | 0 | 0 | 0 | 0
MISO_IN_2_NonRTO_Midwest | MISO_IN | NonRTO_Midwest | 2035 | B12 | 200 | 200 | 4800 | 0 | 207.19 | 187.34 | 91.38 | 90.05 | 0 | 0 | 0 | 0 | 0 | 0
MISO_IN_2_NonRTO_Midwest | MISO_IN | NonRTO_Midwest | 2035 | B13 | 600 | 600 | 4800 | 0 | 0.04 | 0.02 | 0.04 | 0.02 | 0 | 0 | 0 | 0 | 0 | 0
MISO_IN_2_NonRTO_Midwest | MISO_IN | NonRTO_Midwest | 2035 | B14 | 900 | 900 | 4800 | 0 | 0.03 | 0.03 | 0.03 | 0.03 | 0 | 0 | 0 | 0 | 0 | 0
MISO_IN_2_NonRTO_Midwest | MISO_IN | NonRTO_Midwest | 2035 | B15 | 1203 | 1203 | 4800 | 1098.93 | 466.7 | 1229.56 | 21.58 | 19.79 | 0 | 0 | 0 | 0 | 0 | 0
MISO_IN_2_NonRTO_Midwest | MISO_IN | NonRTO_Midwest | 2035 | B16 | 25 | 25 | 4800 | 4376.92 | 1208.3 | 1241.1 | 663.4 | 628.3 | 0 | 0 | 0 | 0 | 0 | 0
MISO_IN_2_NonRTO_Midwest | MISO_IN | NonRTO_Midwest | 2035 | B17 | 100 | 100 | 4800 | 1873.29 | 641.13 | 653.42 | 193.17 | 180.06 | 0 | 0 | 0 | 0 | 0 | 0
MISO_IN_2_NonRTO_Midwest | MISO_IN | NonRTO_Midwest | 2035 | B18 | 400 | 400 | 4800 | 1388.67 | 0.4 | 0.04 | 0.41 | 0.04 | 0 | 0 | 0 | 0 | 0 | 0
MISO_IN_2_NonRTO_Midwest | MISO_IN | NonRTO_Midwest | 2035 | B19 | 700 | 700 | 4800 | 1443.95 | 0.26 | 0.02 | 0.27 | 0.02 | 0 | 0 | 0 | 0 | 0 | 0
MISO_IN_2_NonRTO_Midwest | MISO_IN | NonRTO_Midwest | 2035 | B20 | 935 | 935 | 4800 | 4216.46 | 4357.62 | 3278.43 | 59.59 | 35.91 | 0 | 0 | 0 | 0 | 0 | 0
MISO_IN_2_NonRTO_Midwest | MISO_IN | NonRTO_Midwest | 2040 | B01 | 10 | 10 | 4800 | 3614.52 | 444.8 | 443.46 | 437.12 | 440.05 | 0 | 0 | 0 | 0 | 0 | 0
MISO_IN_2_NonRTO_Midwest | MISO_IN | NonRTO_Midwest | 2040 | B02 | 25 | 25 | 4800 | 1045.69 | 366.73 | 364.09 | 312.89 | 317.59 | 0 | 0 | 0 | 0 | 0 | 0
MISO_IN_2_NonRTO_Midwest | MISO_IN | NonRTO_Midwest | 2040 | B03 | 75 | 75 | 4800 | 2049.3 | 88.36 | 86.55 | 75.72 | 81.39 | 0 | 0 | 0 | 0 | 0 | 0
MISO_IN_2_NonRTO_Midwest | MISO_IN | NonRTO_Midwest | 2040 | B04 | 100 | 100 | 4800 | 61.97 | 0.13 | 0.07 | 0.13 | 0.07 | 0 | 0 | 0 | 0 | 0 | 0
MISO_IN_2_NonRTO_Midwest | MISO_IN | NonRTO_Midwest | 2040 | B05 | 200 | 200 | 4800 | 0 | 0.04 | 0.02 | 0.04 | 0.02 | 0 | 0 | 0 | 0 | 0 | 0
MISO_IN_2_NonRTO_Midwest | MISO_IN | NonRTO_Midwest | 2040 | B06 | 300 | 300 | 4800 | 0 | 0.02 | 0.01 | 0.02 | 0.01 | 0 | 0 | 0 | 0 | 0 | 0
MISO_IN_2_NonRTO_Midwest | MISO_IN | NonRTO_Midwest | 2040 | B07 | 400 | 400 | 4800 | 0 | 0.02 | 0.01 | 0.02 | 0.01 | 0 | 0 | 0 | 0 | 0 | 0
MISO_IN_2_NonRTO_Midwest | MISO_IN | NonRTO_Midwest | 2040 | B08 | 500 | 500 | 4800 | 0 | 0.04 | 0.02 | 0.04 | 0.02 | 0 | 0 | 0 | 0 | 0 | 0
MISO_IN_2_NonRTO_Midwest | MISO_IN | NonRTO_Midwest | 2040 | B09 | 800 | 800 | 4800 | 0 | 0.02 | 0.02 | 0.02 | 0.02 | 0 | 0 | 0 | 0 | 0 | 0
MISO_IN_2_NonRTO_Midwest | MISO_IN | NonRTO_Midwest | 2040 | B10 | 1262 | 1262 | 4800 | 0 | 0.01 | 0 | 0.01 | 0 | 0 | 0 | 0 | 0 | 0 | 0
MISO_IN_2_NonRTO_Midwest | MISO_IN | NonRTO_Midwest | 2040 | B11 | 25 | 25 | 4800 | 18.53 | 6.91 | 1.39 | 6.93 | 1.41 | 0 | 0 | 0 | 0 | 0 | 0
MISO_IN_2_NonRTO_Midwest | MISO_IN | NonRTO_Midwest | 2040 | B12 | 200 | 200 | 4800 | 0 | 90.98 | 0.08 | 63.37 | 0.08 | 0 | 0 | 0 | 0 | 0 | 0
MISO_IN_2_NonRTO_Midwest | MISO_IN | NonRTO_Midwest | 2040 | B13 | 600 | 600 | 4800 | 0 | 0.06 | 902.33 | 0.06 | 121.82 | 0 | 0 | 0 | 0 | 0 | 0
MISO_IN_2_NonRTO_Midwest | MISO_IN | NonRTO_Midwest | 2040 | B14 | 900 | 900 | 4800 | 0 | 2.63 | 1547.62 | 2.5 | 44.74 | 0 | 0 | 0 | 0 | 0 | 0
MISO_IN_2_NonRTO_Midwest | MISO_IN | NonRTO_Midwest | 2040 | B15 | 1203 | 1203 | 4800 | 542.46 | 0.06 | 831.08 | 0.07 | 24.37 | 0 | 0 | 0 | 0 | 0 | 0
MISO_IN_2_NonRTO_Midwest | MISO_IN | NonRTO_Midwest | 2040 | B16 | 25 | 25 | 4800 | 4623.46 | 2258.78 | 575.65 | 1558.66 | 423.75 | 0 | 0 | 0 | 0 | 0 | 0
MISO_IN_2_NonRTO_Midwest | MISO_IN | NonRTO_Midwest | 2040 | B17 | 100 | 100 | 4800 | 573.69 | 1347.64 | 1242.93 | 344.88 | 311.51 | 0 | 0 | 0 | 0 | 0 | 0
MISO_IN_2_NonRTO_Midwest | MISO_IN | NonRTO_Midwest | 2040 | B18 | 400 | 400 | 4800 | 1783.65 | 1744.58 | 592.98 | 115.87 | 88.78 | 0 | 0 | 0 | 0 | 0 | 0
MISO_IN_2_NonRTO_Midwest | MISO_IN | NonRTO_Midwest | 2040 | B19 | 700 | 700 | 4800 | 1582.55 | 1822.18 | 1.37 | 73.39 | 1.32 | 0 | 0 | 0 | 0 | 0 | 0
MISO_IN_2_NonRTO_Midwest | MISO_IN | NonRTO_Midwest | 2040 | B20 | 935 | 935 | 4800 | 2270.61 | 2029.01 | 176.22 | 49.74 | 21.32 | 0 | 0 | 0 | 0 | 0 | 0
MISO_IN_2_NonRTO_Midwest | MISO_IN | NonRTO_Midwest | 2045 | B01 | 10 | 10 | 4800 | 3575.25 | 1494.22 | 895.24 | 0.16 | 0.34 | 0 | 0 | 0 | 0 | 65.6915 | 21.8972
MISO_IN_2_NonRTO_Midwest | MISO_IN | NonRTO_Midwest | 2045 | B02 | 25 | 25 | 4800 | 2979.21 | 1286.73 | 688.19 | 0.06 | 0.14 | 0 | 0 | 0 | 0 | 65.6915 | 21.8972
MISO_IN_2_NonRTO_Midwest | MISO_IN | NonRTO_Midwest | 2045 | B03 | 75 | 75 | 4800 | 2839.77 | 760.03 | 160.28 | 0.02 | 0.04 | 0 | 0 | 0 | 0 | 65.6915 | 21.8972
MISO_IN_2_NonRTO_Midwest | MISO_IN | NonRTO_Midwest | 2045 | B04 | 100 | 100 | 4800 | 0.01 | 320.41 | 0.09 | 0.02 | 0.03 | 0 | 0 | 0 | 0 | 65.6915 | 21.8972
MISO_IN_2_NonRTO_Midwest | MISO_IN | NonRTO_Midwest | 2045 | B05 | 200 | 200 | 4800 | 0 | 0.07 | 0.03 | 0.01 | 0.01 | 0 | 0 | 0 | 0 | 65.6915 | 21.8972
MISO_IN_2_NonRTO_Midwest | MISO_IN | NonRTO_Midwest | 2045 | B06 | 300 | 300 | 4800 | 824.37 | 0.05 | 0.02 | 0.01 | 0.01 | 0 | 0 | 0 | 0 | 65.6915 | 21.8972
MISO_IN_2_NonRTO_Midwest | MISO_IN | NonRTO_Midwest | 2045 | B07 | 400 | 0 | 4800 | 0 | 0.02 | 0.01 | 0 | 0.01 | 0 | 0 | 0 | 0 | 65.6915 | 21.8972
MISO_IN_2_NonRTO_Midwest | MISO_IN | NonRTO_Midwest | 2045 | B08 | 500 | 0 | 4800 | 0 | 0.01 | 0.01 | 0 | 0 | 0 | 0 | 0 | 0 | 65.6915 | 21.8972
MISO_IN_2_NonRTO_Midwest | MISO_IN | NonRTO_Midwest | 2045 | B09 | 800 | 0 | 4800 | 0 | 0.01 | 0.01 | 0 | 0 | 0 | 0 | 0 | 0 | 65.6915 | 21.8972
MISO_IN_2_NonRTO_Midwest | MISO_IN | NonRTO_Midwest | 2045 | B10 | 1262 | 0 | 4800 | 0 | 0.01 | 0.01 | 0 | 0 | 0 | 0 | 0 | 0 | 65.6915 | 21.8972
MISO_IN_2_NonRTO_Midwest | MISO_IN | NonRTO_Midwest | 2045 | B11 | 25 | 25 | 4800 | 0.02 | 612.6 | 0.47 | 0.06 | 0.11 | 0 | 0 | 0 | 0 | 65.6915 | 21.8972
MISO_IN_2_NonRTO_Midwest | MISO_IN | NonRTO_Midwest | 2045 | B12 | 200 | 200 | 4800 | 663.2 | 0.84 | 0.03 | 0.01 | 0.01 | 0 | 0 | 0 | 0 | 65.6915 | 21.8972
MISO_IN_2_NonRTO_Midwest | MISO_IN | NonRTO_Midwest | 2045 | B13 | 600 | 0 | 4800 | 826.95 | 184.85 | 0.03 | 0 | 0.01 | 0 | 0 | 0 | 0 | 65.6915 | 21.8972
MISO_IN_2_NonRTO_Midwest | MISO_IN | NonRTO_Midwest | 2045 | B14 | 900 | 0 | 4800 | 732.28 | 761.02 | 0.14 | 0 | 0 | 0 | 0 | 0 | 0 | 65.6915 | 21.8972
MISO_IN_2_NonRTO_Midwest | MISO_IN | NonRTO_Midwest | 2045 | B15 | 1203 | 0 | 4800 | 0.04 | 0.11 | 0.02 | 0 | 0 | 0 | 0 | 0 | 0 | 65.6915 | 21.8972
MISO_IN_2_NonRTO_Midwest | MISO_IN | NonRTO_Midwest | 2045 | B16 | 25 | 25 | 4800 | 4800 | 2519.58 | 1352.65 | 0.07 | 0.14 | 87.5887 | 0 | 0 | 87.5887 | 65.6915 | 21.8972
MISO_IN_2_NonRTO_Midwest | MISO_IN | NonRTO_Midwest | 2045 | B17 | 100 | 100 | 4800 | 1776.16 | 1410.34 | 1159.55 | 0.02 | 0.04 | 0 | 0 | 0 | 0 | 65.6915 | 21.8972
MISO_IN_2_NonRTO_Midwest | MISO_IN | NonRTO_Midwest | 2045 | B18 | 400 | 0 | 4800 | 2474.75 | 1076.88 | 0.04 | 0 | 0.01 | 0 | 0 | 0 | 0 | 65.6915 | 21.8972
MISO_IN_2_NonRTO_Midwest | MISO_IN | NonRTO_Midwest | 2045 | B19 | 700 | 0 | 4800 | 1877.64 | 782.02 | 0.03 | 0 | 0 | 0 | 0 | 0 | 0 | 65.6915 | 21.8972
MISO_IN_2_NonRTO_Midwest | MISO_IN | NonRTO_Midwest | 2045 | B20 | 935 | 0 | 4800 | 1097.91 | 0.09 | 0.02 | 0 | 0 | 0 | 0 | 0 | 0 | 65.6915 | 21.8972
MISO_IN_2_NonRTO_Midwest | MISO_IN | NonRTO_Midwest | 2050 | B01 | 10 | 10 | 4800 | 3590.27 | 1514.22 | 911.52 | 0.03 | 0.05 | 0 | 0 | 0 | 0 | 188.7686 | 62.9229
MISO_IN_2_NonRTO_Midwest | MISO_IN | NonRTO_Midwest | 2050 | B02 | 25 | 25 | 4800 | 3382.69 | 1303.78 | 703.9 | 0.01 | 0.02 | 0 | 0 | 0 | 0 | 188.7686 | 62.9229
MISO_IN_2_NonRTO_Midwest | MISO_IN | NonRTO_Midwest | 2050 | B03 | 75 | 0 | 4800 | 1981.44 | 773.4 | 175.32 | 0 | 0.01 | 0 | 0 | 0 | 0 | 188.7686 | 62.9229
MISO_IN_2_NonRTO_Midwest | MISO_IN | NonRTO_Midwest | 2050 | B04 | 100 | 0 | 4800 | 13.52 | 333.37 | 0.04 | 0 | 0.01 | 0 | 0 | 0 | 0 | 188.7686 | 62.9229
MISO_IN_2_NonRTO_Midwest | MISO_IN | NonRTO_Midwest | 2050 | B05 | 200 | 0 | 4800 | 88.04 | 0.04 | 0.01 | 0 | 0 | 0 | 0 | 0 | 0 | 188.7686 | 62.9229
MISO_IN_2_NonRTO_Midwest | MISO_IN | NonRTO_Midwest | 2050 | B06 | 300 | 0 | 4800 | 0 | 0.02 | 0.01 | 0 | 0 | 0 | 0 | 0 | 0 | 188.7686 | 62.9229
MISO_IN_2_NonRTO_Midwest | MISO_IN | NonRTO_Midwest | 2050 | B07 | 400 | 0 | 4800 | 0 | 0.01 | 0.01 | 0 | 0 | 0 | 0 | 0 | 0 | 188.7686 | 62.9229
MISO_IN_2_NonRTO_Midwest | MISO_IN | NonRTO_Midwest | 2050 | B08 | 500 | 0 | 4800 | 0 | 0.01 | 0 | 0 | 0 | 0 | 0 | 0 | 0 | 188.7686 | 62.9229
MISO_IN_2_NonRTO_Midwest | MISO_IN | NonRTO_Midwest | 2050 | B09 | 800 | 0 | 4800 | 0 | 0 | 0 | 0 | 0 | 0 | 0 | 0 | 0 | 188.7686 | 62.9229
MISO_IN_2_NonRTO_Midwest | MISO_IN | NonRTO_Midwest | 2050 | B10 | 1262 | 0 | 4800 | 0 | 0 | 0 | 0 | 0 | 0 | 0 | 0 | 0 | 188.7686 | 62.9229
MISO_IN_2_NonRTO_Midwest | MISO_IN | NonRTO_Midwest | 2050 | B11 | 25 | 25 | 4800 | 3977.47 | 0.34 | 0.58 | 0.01 | 0.02 | 0 | 0 | 0 | 0 | 188.7686 | 62.9229
MISO_IN_2_NonRTO_Midwest | MISO_IN | NonRTO_Midwest | 2050 | B12 | 200 | 0 | 4800 | 2465.4 | 1038.33 | 1038.86 | 0 | 0 | 0 | 0 | 0 | 0 | 188.7686 | 62.9229
MISO_IN_2_NonRTO_Midwest | MISO_IN | NonRTO_Midwest | 2050 | B13 | 600 | 0 | 4800 | 1489.31 | 22.23 | 0.01 | 0 | 0 | 0 | 0 | 0 | 0 | 188.7686 | 62.9229
MISO_IN_2_NonRTO_Midwest | MISO_IN | NonRTO_Midwest | 2050 | B14 | 900 | 0 | 4800 | 1031.86 | 0.08 | 0.21 | 0 | 0 | 0 | 0 | 0 | 0 | 188.7686 | 62.9229
MISO_IN_2_NonRTO_Midwest | MISO_IN | NonRTO_Midwest | 2050 | B15 | 1203 | 0 | 4800 | 110.83 | 0.15 | 0.02 | 0 | 0 | 0 | 0 | 0 | 0 | 188.7686 | 62.9229
MISO_IN_2_NonRTO_Midwest | MISO_IN | NonRTO_Midwest | 2050 | B16 | 25 | 25 | 4800 | 4800 | 4529.94 | 1969.08 | 0.01 | 0.02 | 251.6915 | 0 | 0 | 251.6915 | 188.7686 | 62.9229
MISO_IN_2_NonRTO_Midwest | MISO_IN | NonRTO_Midwest | 2050 | B17 | 100 | 0 | 4800 | 1793.33 | 3433.22 | 1620.95 | 0 | 0.01 | 0 | 0 | 0 | 0 | 188.7686 | 62.9229
MISO_IN_2_NonRTO_Midwest | MISO_IN | NonRTO_Midwest | 2050 | B18 | 400 | 0 | 4800 | 1997.77 | 2223.74 | 0.02 | 0 | 0 | 0 | 0 | 0 | 0 | 188.7686 | 62.9229
MISO_IN_2_NonRTO_Midwest | MISO_IN | NonRTO_Midwest | 2050 | B19 | 700 | 0 | 4800 | 1495.35 | 1838.86 | 0.02 | 0 | 0 | 0 | 0 | 0 | 0 | 188.7686 | 62.9229
MISO_IN_2_NonRTO_Midwest | MISO_IN | NonRTO_Midwest | 2050 | B20 | 935 | 0 | 4800 | 1280.02 | 911.92 | 0.01 | 0 | 0 | 0 | 0 | 0 | 0 | 188.7686 | 62.9229
MISO_IN_2_PJM_ROR | MISO_IN | PJM_ROR | 2015 | B01 | 10 | 10 | 992 | 0.01 | 1.6 | 3.05 | 1.85 | 3.42 | 0 | 0 | 0 | 0 | 0 | 0
MISO_IN_2_PJM_ROR | MISO_IN | PJM_ROR | 2015 | B02 | 25 | 25 | 992 | 0 | 0.41 | 0.76 | 0.47 | 0.84 | 0 | 0 | 0 | 0 | 0 | 0
MISO_IN_2_PJM_ROR | MISO_IN | PJM_ROR | 2015 | B03 | 75 | 75 | 992 | 0 | 0.13 | 0.14 | 0.14 | 0.16 | 0 | 0 | 0 | 0 | 0 | 0
MISO_IN_2_PJM_ROR | MISO_IN | PJM_ROR | 2015 | B04 | 100 | 100 | 992 | 0 | 0.1 | 0.19 | 0.11 | 0.2 | 0 | 0 | 0 | 0 | 0 | 0
MISO_IN_2_PJM_ROR | MISO_IN | PJM_ROR | 2015 | B05 | 200 | 200 | 992 | 0 | 0.4 | 0.18 | 0.41 | 0.19 | 0 | 0 | 0 | 0 | 0 | 0
MISO_IN_2_PJM_ROR | MISO_IN | PJM_ROR | 2015 | B06 | 300 | 300 | 992 | 0 | 0.08 | 2.51 | 0.08 | 2.42 | 0 | 0 | 0 | 0 | 0 | 0
MISO_IN_2_PJM_ROR | MISO_IN | PJM_ROR | 2015 | B07 | 400 | 400 | 992 | 0 | 0.06 | 1.23 | 0.06 | 1.22 | 0 | 0 | 0 | 0 | 0 | 0
MISO_IN_2_PJM_ROR | MISO_IN | PJM_ROR | 2015 | B08 | 500 | 500 | 992 | 0 | 0.04 | 1.92 | 0.05 | 1.81 | 0 | 0 | 0 | 0 | 0 | 0
MISO_IN_2_PJM_ROR | MISO_IN | PJM_ROR | 2015 | B09 | 800 | 800 | 992 | 0 | 0.02 | 0.02 | 0.02 | 0.02 | 0 | 0 | 0 | 0 | 0 | 0
MISO_IN_2_PJM_ROR | MISO_IN | PJM_ROR | 2015 | B10 | 1262 | 1262 | 992 | 0 | 0.01 | 0.01 | 0.01 | 0.01 | 0 | 0 | 0 | 0 | 0 | 0
MISO_IN_2_PJM_ROR | MISO_IN | PJM_ROR | 2015 | B11 | 25 | 25 | 992 | 0 | 0.21 | 0.16 | 0.25 | 0.19 | 0 | 0 | 0 | 0 | 0 | 0
MISO_IN_2_PJM_ROR | MISO_IN | PJM_ROR | 2015 | B12 | 200 | 200 | 992 | 0 | 0.34 | 0.21 | 0.35 | 0.22 | 0 | 0 | 0 | 0 | 0 | 0
MISO_IN_2_PJM_ROR | MISO_IN | PJM_ROR | 2015 | B13 | 600 | 600 | 992 | 0.01 | 0.04 | 0.27 | 0.04 | 0.28 | 0 | 0 | 0 | 0 | 0 | 0
MISO_IN_2_PJM_ROR | MISO_IN | PJM_ROR | 2015 | B14 | 900 | 900 | 992 | 0 | 0.02 | 0.99 | 0.03 | 0.93 | 0 | 0 | 0 | 0 | 0 | 0
MISO_IN_2_PJM_ROR | MISO_IN | PJM_ROR | 2015 | B15 | 1203 | 1203 | 992 | 0 | 0.01 | 0.01 | 0.01 | 0.01 | 0 | 0 | 0 | 0 | 0 | 0
MISO_IN_2_PJM_ROR | MISO_IN | PJM_ROR | 2015 | B16 | 25 | 25 | 992 | 0 | 0.9 | 1.56 | 1 | 1.74 | 0 | 0 | 0 | 0 | 0 | 0
MISO_IN_2_PJM_ROR | MISO_IN | PJM_ROR | 2015 | B17 | 100 | 100 | 992 | 0 | 12.51 | 9.24 | 12.13 | 8.81 | 0 | 0 | 0 | 0 | 0 | 0
MISO_IN_2_PJM_ROR | MISO_IN | PJM_ROR | 2015 | B18 | 400 | 400 | 992 | 0.03 | 29.39 | 54.72 | 15.34 | 12.34 | 0 | 0 | 0 | 0 | 0 | 0
MISO_IN_2_PJM_ROR | MISO_IN | PJM_ROR | 2015 | B19 | 700 | 700 | 992 | 0.02 | 0.03 | 0.07 | 0.03 | 0.07 | 0 | 0 | 0 | 0 | 0 | 0
MISO_IN_2_PJM_ROR | MISO_IN | PJM_ROR | 2015 | B20 | 935 | 935 | 992 | 0 | 0.02 | 0.03 | 0.02 | 0.03 | 0 | 0 | 0 | 0 | 0 | 0
MISO_IN_2_PJM_ROR | MISO_IN | PJM_ROR | 2020 | B01 | 10 | 10 | 992 | 990.62 | 984.91 | 978.1 | 2623.04 | 4611.83 | 0.01187 | 0.29675 | 0.10683 | 1.8197e-05 | 0.29547 | 0.098491
MISO_IN_2_PJM_ROR | MISO_IN | PJM_ROR | 2020 | B02 | 25 | 25 | 992 | 991.3 | 940.83 | 953.72 | 4.25 | 10.46 | 0.01187 | 0.01187 | 0.01187 | 4.5493e-05 | 0.29547 | 0.098491
MISO_IN_2_PJM_ROR | MISO_IN | PJM_ROR | 2020 | B03 | 75 | 75 | 992 | 0 | 0.49 | 0.34 | 0.39 | 0.33 | 0 | 0 | 0 | 0 | 0.29547 | 0.098491
MISO_IN_2_PJM_ROR | MISO_IN | PJM_ROR | 2020 | B04 | 100 | 100 | 992 | 744.64 | 0.16 | 0.16 | 0.16 | 0.17 | 0 | 0 | 0 | 0 | 0.29547 | 0.098491
MISO_IN_2_PJM_ROR | MISO_IN | PJM_ROR | 2020 | B05 | 200 | 200 | 992 | 992 | 982.04 | 429.74 | 0.53 | 1 | 8.2734 | 0.01187 | 0 | 0.25367 | 0.29547 | 0.098491
MISO_IN_2_PJM_ROR | MISO_IN | PJM_ROR | 2020 | B06 | 300 | 300 | 992 | 991.95 | 986.2 | 703.31 | 0.34 | 0.74 | 0.01187 | 0.01187 | 0 | 0.00054591 | 0.29547 | 0.098491
MISO_IN_2_PJM_ROR | MISO_IN | PJM_ROR | 2020 | B07 | 400 | 400 | 992 | 991.96 | 953.1 | 3.02 | 0.26 | 0.42 | 0.01187 | 0 | 0 | 0.00072789 | 0.29547 | 0.098491
MISO_IN_2_PJM_ROR | MISO_IN | PJM_ROR | 2020 | B08 | 500 | 500 | 992 | 991.99 | 741.04 | 0.11 | 0.19 | 0.09 | 0.03561 | 0 | 0 | 0.0027296 | 0.29547 | 0.098491
MISO_IN_2_PJM_ROR | MISO_IN | PJM_ROR | 2020 | B09 | 800 | 800 | 992 | 0 | 0.03 | 0.04 | 0.03 | 0.04 | 0 | 0 | 0 | 0 | 0.29547 | 0.098491
MISO_IN_2_PJM_ROR | MISO_IN | PJM_ROR | 2020 | B10 | 1262 | 1262 | 992 | 0 | 0.02 | 0.02 | 0.02 | 0.02 | 0 | 0 | 0 | 0 | 0.29547 | 0.098491
MISO_IN_2_PJM_ROR | MISO_IN | PJM_ROR | 2020 | B11 | 25 | 25 | 992 | 991.42 | 52.45 | 1.52 | 2.47 | 1.41 | 0.01187 | 0 | 0 | 4.5493e-05 | 0.29547 | 0.098491
MISO_IN_2_PJM_ROR | MISO_IN | PJM_ROR | 2020 | B12 | 200 | 200 | 992 | 991.93 | 549.34 | 986.52 | 0.47 | 1.56 | 0.01187 | 0 | 0.01187 | 0.00036394 | 0.29547 | 0.098491
MISO_IN_2_PJM_ROR | MISO_IN | PJM_ROR | 2020 | B13 | 600 | 600 | 992 | 991.97 | 310.71 | 432.8 | 0.17 | 0.45 | 0.01187 | 0 | 0 | 0.0010918 | 0.29547 | 0.098491
MISO_IN_2_PJM_ROR | MISO_IN | PJM_ROR | 2020 | B14 | 900 | 900 | 992 | 991.98 | 283.42 | 990.11 | 0.11 | 0.3 | 0.01187 | 0 | 0.01187 | 0.0016377 | 0.29547 | 0.098491
MISO_IN_2_PJM_ROR | MISO_IN | PJM_ROR | 2020 | B15 | 1203 | 1203 | 992 | 991.99 | 990.19 | 991.8 | 0.08 | 1807.35 | 0.01187 | 0.01187 | 0.09496 | 0.0021891 | 0.29547 | 0.098491
MISO_IN_2_PJM_ROR | MISO_IN | PJM_ROR | 2020 | B16 | 25 | 25 | 992 | 992 | 988.9 | 985.8 | 13855.92 | 16520.22 | 4.9379 | 0.29675 | 0.09496 | 0.018925 | 0.29547 | 0.098491
MISO_IN_2_PJM_ROR | MISO_IN | PJM_ROR | 2020 | B17 | 100 | 100 | 992 | 992 | 991.12 | 990.2 | 8946.01 | 11402.69 | 3.1574 | 0.29675 | 0.09496 | 0.048404 | 0.29547 | 0.098491
MISO_IN_2_PJM_ROR | MISO_IN | PJM_ROR | 2020 | B18 | 400 | 400 | 992 | 991.96 | 991.75 | 991.49 | 3187.98 | 4891.25 | 0.01187 | 0.29675 | 0.09496 | 0.00072789 | 0.29547 | 0.098491
MISO_IN_2_PJM_ROR | MISO_IN | PJM_ROR | 2020 | B19 | 700 | 700 | 992 | 992 | 991.82 | 991.69 | 351.78 | 4659.84 | 0.56976 | 0.29675 | 0.09496 | 0.061142 | 0.29547 | 0.098491
MISO_IN_2_PJM_ROR | MISO_IN | PJM_ROR | 2020 | B20 | 935 | 935 | 992 | 991.98 | 990.04 | 991.75 | 0.11 | 133.28 | 0.01187 | 0.01187 | 0.09496 | 0.0017014 | 0.29547 | 0.098491
MISO_IN_2_PJM_ROR | MISO_IN | PJM_ROR | 2025 | B01 | 10 | 10 | 992 | 990.47 | 972.03 | 36.87 | 2509 | 23.72 | 0.01187 | 0.1187 | 0 | 4.0609e-05 | 0.11916 | 0.039719
MISO_IN_2_PJM_ROR | MISO_IN | PJM_ROR | 2025 | B02 | 25 | 25 | 992 | 991.32 | 948.41 | 3.02 | 13.45 | 3.34 | 0.01187 | 0.02374 | 0 | 0.00010152 | 0.11916 | 0.039719
MISO_IN_2_PJM_ROR | MISO_IN | PJM_ROR | 2025 | B03 | 75 | 75 | 992 | 0 | 0.39 | 962.71 | 0.4 | 8.47 | 0 | 0 | 0.01187 | 0 | 0.11916 | 0.039719
MISO_IN_2_PJM_ROR | MISO_IN | PJM_ROR | 2025 | B04 | 100 | 100 | 992 | 466.38 | 717.51 | 985.05 | 2.23 | 18.61 | 0 | 0 | 0.03561 | 0 | 0.11916 | 0.039719
MISO_IN_2_PJM_ROR | MISO_IN | PJM_ROR | 2025 | B05 | 200 | 200 | 992 | 991.91 | 982.5 | 988.43 | 1.73 | 11.74 | 0.01187 | 0.01187 | 0.03561 | 0.00081218 | 0.11916 | 0.039719
MISO_IN_2_PJM_ROR | MISO_IN | PJM_ROR | 2025 | B06 | 300 | 300 | 992 | 0.07 | 0.37 | 989.47 | 0.27 | 8.02 | 0 | 0 | 0.03561 | 0 | 0.11916 | 0.039719
MISO_IN_2_PJM_ROR | MISO_IN | PJM_ROR | 2025 | B07 | 400 | 400 | 992 | 0.04 | 983.59 | 984.72 | 0.76 | 1.79 | 0 | 0.01187 | 0.01187 | 0 | 0.11916 | 0.039719
MISO_IN_2_PJM_ROR | MISO_IN | PJM_ROR | 2025 | B08 | 500 | 500 | 992 | 0 | 5.75 | 985.99 | 0.53 | 1.5 | 0 | 0 | 0.01187 | 0 | 0.11916 | 0.039719
MISO_IN_2_PJM_ROR | MISO_IN | PJM_ROR | 2025 | B09 | 800 | 800 | 992 | 0 | 423.6 | 2.93 | 0.32 | 0.51 | 0 | 0 | 0 | 0 | 0.11916 | 0.039719
MISO_IN_2_PJM_ROR | MISO_IN | PJM_ROR | 2025 | B10 | 1262 | 1262 | 992 | 938.26 | 538.67 | 0.07 | 0.22 | 0.07 | 0 | 0 | 0 | 0 | 0.11916 | 0.039719
MISO_IN_2_PJM_ROR | MISO_IN | PJM_ROR | 2025 | B11 | 25 | 25 | 992 | 991.31 | 892.76 | 47.07 | 9.08 | 12.41 | 0.01187 | 0.01187 | 0 | 0.00010152 | 0.11916 | 0.039719
MISO_IN_2_PJM_ROR | MISO_IN | PJM_ROR | 2025 | B12 | 200 | 200 | 992 | 0.01 | 0.21 | 0.42 | 0.2 | 0.42 | 0 | 0 | 0 | 0 | 0.11916 | 0.039719
MISO_IN_2_PJM_ROR | MISO_IN | PJM_ROR | 2025 | B13 | 600 | 600 | 992 | 0 | 0.07 | 0.15 | 0.07 | 0.14 | 0 | 0 | 0 | 0 | 0.11916 | 0.039719
MISO_IN_2_PJM_ROR | MISO_IN | PJM_ROR | 2025 | B14 | 900 | 900 | 992 | 104.93 | 0.27 | 0.1 | 0.15 | 0.1 | 0 | 0 | 0 | 0 | 0.11916 | 0.039719
MISO_IN_2_PJM_ROR | MISO_IN | PJM_ROR | 2025 | B15 | 1203 | 1203 | 992 | 991.98 | 0.07 | 0.08 | 0.06 | 0.07 | 0.01187 | 0 | 0 | 0.0048853 | 0.11916 | 0.039719
MISO_IN_2_PJM_ROR | MISO_IN | PJM_ROR | 2025 | B16 | 25 | 25 | 992 | 992 | 915.4 | 2.89 | 8.9 | 3.34 | 7.4662 | 0.01187 | 0 | 0.063858 | 0.11916 | 0.039719
MISO_IN_2_PJM_ROR | MISO_IN | PJM_ROR | 2025 | B17 | 100 | 100 | 992 | 992 | 0.41 | 0.81 | 0.42 | 0.85 | 2.4452 | 0 | 0 | 0.083654 | 0.11916 | 0.039719
MISO_IN_2_PJM_ROR | MISO_IN | PJM_ROR | 2025 | B18 | 400 | 400 | 992 | 991.95 | 118.06 | 0.22 | 0.57 | 0.21 | 0.01187 | 0 | 0 | 0.0016244 | 0.11916 | 0.039719
MISO_IN_2_PJM_ROR | MISO_IN | PJM_ROR | 2025 | B19 | 700 | 700 | 992 | 0 | 0.09 | 0.13 | 0.08 | 0.12 | 0 | 0 | 0 | 0 | 0.11916 | 0.039719
MISO_IN_2_PJM_ROR | MISO_IN | PJM_ROR | 2025 | B20 | 935 | 935 | 992 | 991.98 | 988.24 | 0.1 | 0.32 | 0.09 | 0.01187 | 0.01187 | 0 | 0.0037969 | 0.11916 | 0.039719
MISO_IN_2_PJM_ROR | MISO_IN | PJM_ROR | 2030 | B01 | 10 | 10 | 992 | 992 | 991.16 | 1.4 | 3480.97 | 1.06 | 8.0004 | 4.843 | 0 | 0.010706 | 4.8346 | 1.6115
MISO_IN_2_PJM_ROR | MISO_IN | PJM_ROR | 2030 | B02 | 25 | 25 | 992 | 517.07 | 991.21 | 0.6 | 0.85 | 0.43 | 0 | 1.6143 | 0 | 0 | 4.8346 | 1.6115
MISO_IN_2_PJM_ROR | MISO_IN | PJM_ROR | 2030 | B03 | 75 | 75 | 992 | 991.7 | 972.86 | 0.22 | 0.21 | 0.15 | 0.01187 | 0.03561 | 0 | 0.00011913 | 4.8346 | 1.6115
MISO_IN_2_PJM_ROR | MISO_IN | PJM_ROR | 2030 | B04 | 100 | 100 | 992 | 991.77 | 991.83 | 0.42 | 0.23 | 0.16 | 0.01187 | 2.5995 | 0 | 0.00015884 | 4.8346 | 1.6115
MISO_IN_2_PJM_ROR | MISO_IN | PJM_ROR | 2030 | B05 | 200 | 200 | 992 | 992 | 991.95 | 9.18 | 1578.26 | 0.11 | 16.9978 | 4.8311 | 0 | 0.45491 | 4.8346 | 1.6115
MISO_IN_2_PJM_ROR | MISO_IN | PJM_ROR | 2030 | B06 | 300 | 300 | 992 | 991.92 | 991.95 | 0.19 | 0.15 | 0.06 | 0.01187 | 3.7391 | 0 | 0.00047652 | 4.8346 | 1.6115
MISO_IN_2_PJM_ROR | MISO_IN | PJM_ROR | 2030 | B07 | 400 | 400 | 992 | 991.94 | 991.97 | 0.14 | 1028.2 | 0.04 | 0.01187 | 4.8311 | 0 | 0.00063535 | 4.8346 | 1.6115
MISO_IN_2_PJM_ROR | MISO_IN | PJM_ROR | 2030 | B08 | 500 | 500 | 992 | 992 | 991.97 | 0.03 | 0.19 | 0.02 | 2.4808 | 4.3919 | 0 | 0.16599 | 4.8346 | 1.6115
MISO_IN_2_PJM_ROR | MISO_IN | PJM_ROR | 2030 | B09 | 800 | 800 | 992 | 992 | 991.97 | 0.07 | 1722.06 | 0.02 | 8.6058 | 4.8311 | 0 | 0.92126 | 4.8346 | 1.6115
MISO_IN_2_PJM_ROR | MISO_IN | PJM_ROR | 2030 | B10 | 1262 | 1262 | 992 | 0 | 0.03 | 0.01 | 0.01 | 0.01 | 0 | 0 | 0 | 0 | 4.8346 | 1.6115
MISO_IN_2_PJM_ROR | MISO_IN | PJM_ROR | 2030 | B11 | 25 | 25 | 992 | 992 | 991.64 | 1.43 | 6984.31 | 0.57 | 14.1609 | 4.8311 | 0 | 0.047374 | 4.8346 | 1.6115
MISO_IN_2_PJM_ROR | MISO_IN | PJM_ROR | 2030 | B12 | 200 | 200 | 992 | 992 | 991.95 | 0.08 | 8841.58 | 0.05 | 13.4368 | 4.8311 | 0 | 0.35961 | 4.8346 | 1.6115
MISO_IN_2_PJM_ROR | MISO_IN | PJM_ROR | 2030 | B13 | 600 | 600 | 992 | 992 | 991.98 | 0.03 | 7262.17 | 0.02 | 9.6028 | 4.8311 | 0 | 0.771 | 4.8346 | 1.6115
MISO_IN_2_PJM_ROR | MISO_IN | PJM_ROR | 2030 | B14 | 900 | 900 | 992 | 992 | 991.99 | 0.02 | 1.47 | 0.01 | 9.6028 | 4.6887 | 0 | 1.1565 | 4.8346 | 1.6115
MISO_IN_2_PJM_ROR | MISO_IN | PJM_ROR | 2030 | B15 | 1203 | 1203 | 992 | 992 | 991.89 | 0.01 | 0.01 | 0.01 | 2.5283 | 1.828 | 0 | 0.40701 | 4.8346 | 1.6115
MISO_IN_2_PJM_ROR | MISO_IN | PJM_ROR | 2030 | B16 | 25 | 25 | 992 | 992 | 991.64 | 0.6 | 9653.55 | 0.42 | 15.3242 | 4.8311 | 0 | 0.051265 | 4.8346 | 1.6115
MISO_IN_2_PJM_ROR | MISO_IN | PJM_ROR | 2030 | B17 | 100 | 100 | 992 | 992 | 991.9 | 0.16 | 4529.35 | 0.11 | 15.8939 | 4.8311 | 0 | 0.21268 | 4.8346 | 1.6115
MISO_IN_2_PJM_ROR | MISO_IN | PJM_ROR | 2030 | B18 | 400 | 400 | 992 | 992 | 991.98 | 0.04 | 6898.07 | 0.03 | 10.5762 | 4.8311 | 0 | 0.5661 | 4.8346 | 1.6115
MISO_IN_2_PJM_ROR | MISO_IN | PJM_ROR | 2030 | B19 | 700 | 700 | 992 | 992 | 991.99 | 0.02 | 6645.88 | 0.02 | 10.5762 | 4.8311 | 0 | 0.99068 | 4.8346 | 1.6115
MISO_IN_2_PJM_ROR | MISO_IN | PJM_ROR | 2030 | B20 | 935 | 935 | 992 | 992 | 991.98 | 0.02 | 0.03 | 0.01 | 2.6351 | 3.0981 | 0 | 0.3297 | 4.8346 | 1.6115
MISO_IN_2_PJM_ROR | MISO_IN | PJM_ROR | 2035 | B01 | 10 | 10 | 992 | 992 | 990.8 | 56.74 | 2232.39 | 2.91 | 11.6563 | 4.2495 | 0.01187 | 0.015546 | 4.2435 | 1.4145
MISO_IN_2_PJM_ROR | MISO_IN | PJM_ROR | 2035 | B02 | 25 | 25 | 992 | 990.92 | 991.42 | 0.87 | 4.46 | 0.63 | 0.01187 | 3.7747 | 0 | 3.9577e-05 | 4.2435 | 1.4145
MISO_IN_2_PJM_ROR | MISO_IN | PJM_ROR | 2035 | B03 | 75 | 75 | 992 | 992 | 991.8 | 0.33 | 2.3 | 0.22 | 8.0004 | 3.7747 | 0 | 0.080025 | 4.2435 | 1.4145
MISO_IN_2_PJM_ROR | MISO_IN | PJM_ROR | 2035 | B04 | 100 | 100 | 992 | 992 | 991.86 | 502.34 | 79.09 | 0.31 | 12.0243 | 4.2376 | 0 | 0.16037 | 4.2435 | 1.4145
MISO_IN_2_PJM_ROR | MISO_IN | PJM_ROR | 2035 | B05 | 200 | 200 | 992 | 992 | 991.93 | 758.71 | 1893.81 | 0.16 | 3.5254 | 4.2495 | 0 | 0.094035 | 4.2435 | 1.4145
MISO_IN_2_PJM_ROR | MISO_IN | PJM_ROR | 2035 | B06 | 300 | 300 | 992 | 992 | 991.95 | 985.2 | 1673.62 | 0.11 | 4.6174 | 4.2495 | 0.01187 | 0.18475 | 4.2435 | 1.4145
MISO_IN_2_PJM_ROR | MISO_IN | PJM_ROR | 2035 | B07 | 400 | 400 | 992 | 992 | 991.96 | 0.09 | 3123.03 | 0.05 | 3.7984 | 4.2495 | 0 | 0.20264 | 4.2435 | 1.4145
MISO_IN_2_PJM_ROR | MISO_IN | PJM_ROR | 2035 | B08 | 500 | 500 | 992 | 992 | 991.97 | 0.18 | 3576.53 | 0.05 | 12.5466 | 4.2376 | 0 | 0.83666 | 4.2435 | 1.4145
MISO_IN_2_PJM_ROR | MISO_IN | PJM_ROR | 2035 | B09 | 800 | 800 | 992 | 992 | 991.98 | 0.03 | 0.88 | 0.02 | 0.29675 | 3.8578 | 0 | 0.031662 | 4.2435 | 1.4145
MISO_IN_2_PJM_ROR | MISO_IN | PJM_ROR | 2035 | B10 | 1262 | 1262 | 992 | 0 | 0.03 | 0.02 | 0.01 | 0.01 | 0 | 0 | 0 | 0 | 4.2435 | 1.4145
MISO_IN_2_PJM_ROR | MISO_IN | PJM_ROR | 2035 | B11 | 25 | 25 | 992 | 992 | 991.49 | 61.56 | 6668.41 | 1.05 | 16.4637 | 4.2495 | 0 | 0.054894 | 4.2435 | 1.4145
MISO_IN_2_PJM_ROR | MISO_IN | PJM_ROR | 2035 | B12 | 200 | 200 | 992 | 992 | 991.93 | 0.14 | 5488.1 | 0.09 | 14.9918 | 4.2495 | 0 | 0.39989 | 4.2435 | 1.4145
MISO_IN_2_PJM_ROR | MISO_IN | PJM_ROR | 2035 | B13 | 600 | 600 | 992 | 992 | 991.97 | 0.04 | 0.1 | 0.03 | 10.8729 | 3.1218 | 0 | 0.87007 | 4.2435 | 1.4145
MISO_IN_2_PJM_ROR | MISO_IN | PJM_ROR | 2035 | B14 | 900 | 900 | 992 | 992 | 70.76 | 0.04 | 0.02 | 0.02 | 2.4215 | 0 | 0 | 0.29066 | 4.2435 | 1.4145
MISO_IN_2_PJM_ROR | MISO_IN | PJM_ROR | 2035 | B15 | 1203 | 1203 | 992 | 992 | 991.98 | 0.03 | 0.03 | 0.02 | 2.2553 | 2.2434 | 0 | 0.36185 | 4.2435 | 1.4145
MISO_IN_2_PJM_ROR | MISO_IN | PJM_ROR | 2035 | B16 | 25 | 25 | 992 | 992 | 991.49 | 0.87 | 2450.92 | 0.63 | 21.5678 | 4.2495 | 0 | 0.071912 | 4.2435 | 1.4145
MISO_IN_2_PJM_ROR | MISO_IN | PJM_ROR | 2035 | B17 | 100 | 100 | 992 | 992 | 991.72 | 0.24 | 0.3 | 0.16 | 17.5557 | 1.9942 | 0 | 0.23414 | 4.2435 | 1.4145
MISO_IN_2_PJM_ROR | MISO_IN | PJM_ROR | 2035 | B18 | 400 | 400 | 992 | 992 | 991.96 | 0.06 | 0.29 | 0.04 | 16.8554 | 3.8459 | 0 | 0.89919 | 4.2435 | 1.4145
MISO_IN_2_PJM_ROR | MISO_IN | PJM_ROR | 2035 | B19 | 700 | 700 | 992 | 992 | 991.97 | 0.04 | 0.09 | 0.02 | 6.0656 | 3.1218 | 0 | 0.56627 | 4.2435 | 1.4145
MISO_IN_2_PJM_ROR | MISO_IN | PJM_ROR | 2035 | B20 | 935 | 935 | 992 | 992 | 991.97 | 0.04 | 0.04 | 0.02 | 2.4333 | 1.9348 | 0 | 0.30344 | 4.2435 | 1.4145
MISO_IN_2_PJM_ROR | MISO_IN | PJM_ROR | 2040 | B01 | 10 | 10 | 992 | 992 | 990.7 | 949.95 | 12084.18 | 3.58 | 62.4837 | 4.9379 | 0.08309 | 0.10247 | 4.9337 | 1.6446
MISO_IN_2_PJM_ROR | MISO_IN | PJM_ROR | 2040 | B02 | 25 | 25 | 992 | 992 | 991.44 | 2.98 | 1246.92 | 1.11 | 8.0004 | 4.9379 | 0 | 0.032799 | 4.9337 | 1.6446
MISO_IN_2_PJM_ROR | MISO_IN | PJM_ROR | 2040 | B03 | 75 | 75 | 992 | 992 | 991.8 | 25.22 | 1392.06 | 0.45 | 12.9858 | 4.9379 | 0 | 0.15971 | 4.9337 | 1.6446
MISO_IN_2_PJM_ROR | MISO_IN | PJM_ROR | 2040 | B04 | 100 | 100 | 992 | 992 | 990.85 | 27.04 | 0.5 | 0.35 | 1.0564 | 0.36797 | 0 | 0.017324 | 4.9337 | 1.6446
MISO_IN_2_PJM_ROR | MISO_IN | PJM_ROR | 2040 | B05 | 200 | 200 | 992 | 992 | 991.91 | 989.13 | 3.36 | 0.19 | 2.8963 | 4.8548 | 0.08309 | 0.094991 | 4.9337 | 1.6446
MISO_IN_2_PJM_ROR | MISO_IN | PJM_ROR | 2040 | B06 | 300 | 300 | 992 | 992 | 991.93 | 194.92 | 888.17 | 0.12 | 14.7069 | 4.9379 | 0 | 0.72353 | 4.9337 | 1.6446
MISO_IN_2_PJM_ROR | MISO_IN | PJM_ROR | 2040 | B07 | 400 | 400 | 992 | 992 | 991.95 | 93.24 | 1605.93 | 0.09 | 11.3952 | 4.9379 | 0 | 0.74747 | 4.9337 | 1.6446
MISO_IN_2_PJM_ROR | MISO_IN | PJM_ROR | 2040 | B08 | 500 | 500 | 992 | 934.2 | 979.9 | 0.11 | 0.04 | 0.05 | 0 | 0.01187 | 0 | 0 | 4.9337 | 1.6446
MISO_IN_2_PJM_ROR | MISO_IN | PJM_ROR | 2040 | B09 | 800 | 800 | 992 | 0 | 0.05 | 0.07 | 0.02 | 0.03 | 0 | 0 | 0 | 0 | 4.9337 | 1.6446
MISO_IN_2_PJM_ROR | MISO_IN | PJM_ROR | 2040 | B10 | 1262 | 1262 | 992 | 0 | 0.03 | 0.07 | 0.01 | 0.02 | 0 | 0 | 0 | 0 | 4.9337 | 1.6446
MISO_IN_2_PJM_ROR | MISO_IN | PJM_ROR | 2040 | B11 | 25 | 25 | 992 | 990.46 | 990.56 | 1.82 | 1.28 | 0.96 | 0.01187 | 1.9704 | 0 | 4.8663e-05 | 4.9337 | 1.6446
MISO_IN_2_PJM_ROR | MISO_IN | PJM_ROR | 2040 | B12 | 200 | 200 | 992 | 991.81 | 991.84 | 0.26 | 0.37 | 0.12 | 0.01187 | 2.1603 | 0 | 0.00038931 | 4.9337 | 1.6446
MISO_IN_2_PJM_ROR | MISO_IN | PJM_ROR | 2040 | B13 | 600 | 600 | 992 | 991.92 | 982.55 | 0.1 | 0.04 | 0.04 | 0.01187 | 0.01187 | 0 | 0.0011679 | 4.9337 | 1.6446
MISO_IN_2_PJM_ROR | MISO_IN | PJM_ROR | 2040 | B14 | 900 | 900 | 992 | 991.95 | 0.5 | 0.09 | 0.02 | 0.03 | 0.01187 | 0 | 0 | 0.0017519 | 4.9337 | 1.6446
MISO_IN_2_PJM_ROR | MISO_IN | PJM_ROR | 2040 | B15 | 1203 | 1203 | 992 | 992 | 991.98 | 0.07 | 753.67 | 0.02 | 12.9858 | 4.9379 | 0 | 2.5618 | 4.9337 | 1.6446
MISO_IN_2_PJM_ROR | MISO_IN | PJM_ROR | 2040 | B16 | 25 | 25 | 992 | 992 | 991.44 | 1.81 | 2300.4 | 0.96 | 3.8221 | 4.9379 | 0 | 0.01567 | 4.9337 | 1.6446
MISO_IN_2_PJM_ROR | MISO_IN | PJM_ROR | 2040 | B17 | 100 | 100 | 992 | 926.76 | 1.92 | 0.53 | 0.21 | 0.25 | 0 | 0 | 0 | 0 | 4.9337 | 1.6446
MISO_IN_2_PJM_ROR | MISO_IN | PJM_ROR | 2040 | B18 | 400 | 400 | 992 | 991.99 | 991.91 | 0.14 | 0.22 | 0.06 | 0.22553 | 1.7805 | 0 | 0.014794 | 4.9337 | 1.6446
MISO_IN_2_PJM_ROR | MISO_IN | PJM_ROR | 2040 | B19 | 700 | 700 | 992 | 992 | 991.97 | 0.08 | 0.21 | 0.04 | 0.22553 | 3.2286 | 0 | 0.025889 | 4.9337 | 1.6446
MISO_IN_2_PJM_ROR | MISO_IN | PJM_ROR | 2040 | B20 | 935 | 935 | 992 | 992 | 991.98 | 0.09 | 1292.95 | 0.03 | 13.5555 | 4.9379 | 0 | 2.0785 | 4.9337 | 1.6446
MISO_IN_2_PJM_ROR | MISO_IN | PJM_ROR | 2045 | B01 | 10 | 10 | 992 | 992 | 990.82 | 989.34 | 10202.7 | 62.73 | 148.2207 | 7.0389 | 2.2909 | 0.23914 | 7.0219 | 2.3406
MISO_IN_2_PJM_ROR | MISO_IN | PJM_ROR | 2045 | B02 | 25 | 25 | 992 | 992 | 991.5 | 990.84 | 6277.92 | 14.67 | 8.9975 | 7.027 | 2.196 | 0.036292 | 7.0219 | 2.3406
MISO_IN_2_PJM_ROR | MISO_IN | PJM_ROR | 2045 | B03 | 75 | 75 | 992 | 992 | 991.82 | 991.59 | 4637.65 | 7.06 | 40.6547 | 7.027 | 2.2078 | 0.49195 | 7.0219 | 2.3406
MISO_IN_2_PJM_ROR | MISO_IN | PJM_ROR | 2045 | B04 | 100 | 100 | 992 | 991.62 | 991.86 | 991.7 | 1324.78 | 346.99 | 0.01187 | 7.027 | 2.3384 | 0.00019151 | 7.0219 | 2.3406
MISO_IN_2_PJM_ROR | MISO_IN | PJM_ROR | 2045 | B05 | 200 | 200 | 992 | 991.85 | 991.91 | 991.84 | 502.91 | 3114.68 | 0.02374 | 7.0152 | 2.3384 | 0.00076605 | 7.0219 | 2.3406
MISO_IN_2_PJM_ROR | MISO_IN | PJM_ROR | 2045 | B06 | 300 | 300 | 992 | 992 | 991.94 | 991.78 | 2749.56 | 0.29 | 18.6478 | 7.027 | 1.2938 | 0.9026 | 7.0219 | 2.3406
MISO_IN_2_PJM_ROR | MISO_IN | PJM_ROR | 2045 | B07 | 400 | 400 | 992 | 991.92 | 981.47 | 991.49 | 0.06 | 0.12 | 0.01187 | 0.02374 | 0.27301 | 0.00076605 | 7.0219 | 2.3406
MISO_IN_2_PJM_ROR | MISO_IN | PJM_ROR | 2045 | B08 | 500 | 500 | 992 | 0 | 0.32 | 991.52 | 0.04 | 0.08 | 0 | 0 | 0.27301 | 0 | 7.0219 | 2.3406
MISO_IN_2_PJM_ROR | MISO_IN | PJM_ROR | 2045 | B09 | 800 | 800 | 992 | 0 | 991.86 | 991.69 | 0.03 | 0.05 | 0 | 0.8309 | 0.27301 | 0 | 7.0219 | 2.3406
MISO_IN_2_PJM_ROR | MISO_IN | PJM_ROR | 2045 | B10 | 1262 | 1262 | 992 | 0 | 991.93 | 991.8 | 0.02 | 0.03 | 0 | 1.1158 | 0.27301 | 0 | 7.0219 | 2.3406
MISO_IN_2_PJM_ROR | MISO_IN | PJM_ROR | 2045 | B11 | 25 | 25 | 992 | 991.98 | 991.46 | 984.7 | 7.36 | 1.5 | 1.009 | 6.576 | 0.28488 | 0.0040697 | 7.0219 | 2.3406
MISO_IN_2_PJM_ROR | MISO_IN | PJM_ROR | 2045 | B12 | 200 | 200 | 992 | 992 | 991.93 | 990.89 | 1318.52 | 0.2 | 15.0156 | 7.027 | 0.27301 | 0.48453 | 7.0219 | 2.3406
MISO_IN_2_PJM_ROR | MISO_IN | PJM_ROR | 2045 | B13 | 600 | 600 | 992 | 992 | 991.94 | 991.6 | 0.05 | 0.07 | 4.0595 | 4.0358 | 0.27301 | 0.39299 | 7.0219 | 2.3406
MISO_IN_2_PJM_ROR | MISO_IN | PJM_ROR | 2045 | B14 | 900 | 900 | 992 | 992 | 991.9 | 991.79 | 0.02 | 0.05 | 14.9918 | 1.1158 | 0.36797 | 2.1769 | 7.0219 | 2.3406
MISO_IN_2_PJM_ROR | MISO_IN | PJM_ROR | 2045 | B15 | 1203 | 1203 | 992 | 992 | 991.98 | 991.79 | 0.04 | 0.03 | 5.9825 | 5.021 | 0.27301 | 1.1612 | 7.0219 | 2.3406
MISO_IN_2_PJM_ROR | MISO_IN | PJM_ROR | 2045 | B16 | 25 | 25 | 992 | 992 | 991.48 | 984.76 | 26.22 | 1.53 | 98.5685 | 6.9321 | 0.28488 | 0.39758 | 7.0219 | 2.3406
MISO_IN_2_PJM_ROR | MISO_IN | PJM_ROR | 2045 | B17 | 100 | 100 | 992 | 991.99 | 991.24 | 989.89 | 0.21 | 0.39 | 0.68846 | 1.1158 | 0.27301 | 0.011108 | 7.0219 | 2.3406
MISO_IN_2_PJM_ROR | MISO_IN | PJM_ROR | 2045 | B18 | 400 | 400 | 992 | 992 | 991.93 | 991.41 | 0.09 | 0.1 | 7.2051 | 4.0477 | 0.27301 | 0.46499 | 7.0219 | 2.3406
MISO_IN_2_PJM_ROR | MISO_IN | PJM_ROR | 2045 | B19 | 700 | 700 | 992 | 992 | 991.94 | 991.65 | 0.04 | 0.06 | 14.9918 | 2.8132 | 0.27301 | 1.6932 | 7.0219 | 2.3406
MISO_IN_2_PJM_ROR | MISO_IN | PJM_ROR | 2045 | B20 | 935 | 935 | 992 | 992 | 991.98 | 991.73 | 0.06 | 0.04 | 5.9943 | 5.021 | 0.27301 | 0.90428 | 7.0219 | 2.3406
MISO_IN_2_PJM_ROR | MISO_IN | PJM_ROR | 2050 | B01 | 10 | 10 | 992 | 992 | 991.48 | 986.73 | 14899.7 | 1.75 | 293.5332 | 7.2288 | 0.42732 | 0.49794 | 7.2269 | 2.409
MISO_IN_2_PJM_ROR | MISO_IN | PJM_ROR | 2050 | B02 | 25 | 25 | 992 | 992 | 991.78 | 987.02 | 11196.25 | 0.63 | 64.3473 | 7.2288 | 0.17805 | 0.27289 | 7.2269 | 2.409
MISO_IN_2_PJM_ROR | MISO_IN | PJM_ROR | 2050 | B03 | 75 | 75 | 992 | 992 | 991.92 | 991.12 | 4327.87 | 0.23 | 23.0041 | 7.2288 | 0.42732 | 0.29267 | 7.2269 | 2.409
MISO_IN_2_PJM_ROR | MISO_IN | PJM_ROR | 2050 | B04 | 100 | 100 | 992 | 991.81 | 991.94 | 991.69 | 2134.07 | 0.23 | 0.01187 | 7.2288 | 1.009 | 0.00020136 | 7.2269 | 2.409
MISO_IN_2_PJM_ROR | MISO_IN | PJM_ROR | 2050 | B05 | 200 | 200 | 992 | 992 | 991.97 | 991.66 | 3487.66 | 0.09 | 13.9947 | 7.2288 | 0.42732 | 0.4748 | 7.2269 | 2.409
MISO_IN_2_PJM_ROR | MISO_IN | PJM_ROR | 2050 | B06 | 300 | 300 | 992 | 991.98 | 991.89 | 991.75 | 0.03 | 0.06 | 0.05935 | 1.2345 | 0.40358 | 0.0030204 | 7.2269 | 2.409
MISO_IN_2_PJM_ROR | MISO_IN | PJM_ROR | 2050 | B07 | 400 | 400 | 992 | 0 | 986.55 | 0.04 | 0.03 | 0.02 | 0 | 0.03561 | 0 | 0 | 7.2269 | 2.409
MISO_IN_2_PJM_ROR | MISO_IN | PJM_ROR | 2050 | B08 | 500 | 500 | 992 | 992 | 991.98 | 991.65 | 0.64 | 0.03 | 0.67659 | 5.567 | 0.17805 | 0.057387 | 7.2269 | 2.409
MISO_IN_2_PJM_ROR | MISO_IN | PJM_ROR | 2050 | B09 | 800 | 800 | 992 | 991.97 | 991.97 | 991.9 | 0.02 | 0.02 | 0.01187 | 1.828 | 0.41545 | 0.0016109 | 7.2269 | 2.409
MISO_IN_2_PJM_ROR | MISO_IN | PJM_ROR | 2050 | B10 | 1262 | 1262 | 992 | 0 | 991.97 | 0.02 | 0.01 | 0.01 | 0 | 1.2582 | 0 | 0 | 7.2269 | 2.409
MISO_IN_2_PJM_ROR | MISO_IN | PJM_ROR | 2050 | B11 | 25 | 25 | 992 | 992 | 991.78 | 986.87 | 8048.06 | 0.62 | 145.2651 | 7.2288 | 0.17805 | 0.61605 | 7.2269 | 2.409
MISO_IN_2_PJM_ROR | MISO_IN | PJM_ROR | 2050 | B12 | 200 | 200 | 992 | 992 | 991.97 | 991.64 | 1394.02 | 0.09 | 23.0041 | 7.2288 | 0.41545 | 0.78046 | 7.2269 | 2.409
MISO_IN_2_PJM_ROR | MISO_IN | PJM_ROR | 2050 | B13 | 600 | 600 | 992 | 992 | 991.99 | 991.87 | 1643.88 | 0.03 | 18.1967 | 7.2288 | 0.41545 | 1.8521 | 7.2269 | 2.409
MISO_IN_2_PJM_ROR | MISO_IN | PJM_ROR | 2050 | B14 | 900 | 900 | 992 | 992 | 991.96 | 991.81 | 0.01 | 0.02 | 4.9854 | 1.282 | 0.17805 | 0.76113 | 7.2269 | 2.409
MISO_IN_2_PJM_ROR | MISO_IN | PJM_ROR | 2050 | B15 | 1203 | 1203 | 992 | 627.41 | 991.97 | 991.85 | 0.01 | 0.01 | 0 | 1.2582 | 0.17805 | 0 | 7.2269 | 2.409
MISO_IN_2_PJM_ROR | MISO_IN | PJM_ROR | 2050 | B16 | 25 | 25 | 992 | 992 | 991.78 | 0.6 | 1816.72 | 0.35 | 265.3064 | 7.2288 | 0 | 1.1251 | 7.2269 | 2.409
MISO_IN_2_PJM_ROR | MISO_IN | PJM_ROR | 2050 | B17 | 100 | 100 | 992 | 992 | 991.68 | 990.45 | 0.09 | 0.16 | 9.5435 | 1.2582 | 0.17805 | 0.16189 | 7.2269 | 2.409
MISO_IN_2_PJM_ROR | MISO_IN | PJM_ROR | 2050 | B18 | 400 | 400 | 992 | 992 | 991.98 | 991.58 | 0.09 | 0.04 | 15.8583 | 6.0062 | 0.17805 | 1.0761 | 7.2269 | 2.409
MISO_IN_2_PJM_ROR | MISO_IN | PJM_ROR | 2050 | B19 | 700 | 700 | 992 | 992 | 991.99 | 991.86 | 0.03 | 0.03 | 5.9943 | 4.9142 | 0.41545 | 0.7118 | 7.2269 | 2.409
MISO_IN_2_PJM_ROR | MISO_IN | PJM_ROR | 2050 | B20 | 935 | 935 | 992 | 992 | 991.98 | 0.43 | 0.01 | 0.02 | 5.9943 | 2.279 | 0 | 0.95076 | 7.2269 | 2.409
MISO_MI_2_IESO | MISO_MI | IESO | 2015 | B01 | 10 | 10 | 1580 | 0 | 0.15 | 0.11 | 0.17 | 0.13 | 0 | 0 | 0 | 0 | 0 | 0
MISO_MI_2_IESO | MISO_MI | IESO | 2015 | B02 | 25 | 25 | 1580 | 0 | 0.06 | 0.04 | 0.07 | 0.05 | 0 | 0 | 0 | 0 | 0 | 0
MISO_MI_2_IESO | MISO_MI | IESO | 2015 | B03 | 75 | 75 | 1580 | 0 | 0.02 | 0.01 | 0.02 | 0.02 | 0 | 0 | 0 | 0 | 0 | 0
MISO_MI_2_IESO | MISO_MI | IESO | 2015 | B04 | 100 | 100 | 1580 | 0 | 0.01 | 0.01 | 0.01 | 0.01 | 0 | 0 | 0 | 0 | 0 | 0
MISO_MI_2_IESO | MISO_MI | IESO | 2015 | B05 | 200 | 200 | 1580 | 0 | 0.01 | 0.01 | 0.01 | 0.01 | 0 | 0 | 0 | 0 | 0 | 0
MISO_MI_2_IESO | MISO_MI | IESO | 2015 | B06 | 300 | 0 | 1580 | 0 | 0 | 0 | 0 | 0 | 0 | 0 | 0 | 0 | 0 | 0
MISO_MI_2_IESO | MISO_MI | IESO | 2015 | B07 | 400 | 0 | 1580 | 0 | 0 | 0 | 0 | 0 | 0 | 0 | 0 | 0 | 0 | 0
MISO_MI_2_IESO | MISO_MI | IESO | 2015 | B08 | 500 | 0 | 1580 | 0 | 0 | 0 | 0 | 0 | 0 | 0 | 0 | 0 | 0 | 0
MISO_MI_2_IESO | MISO_MI | IESO | 2015 | B09 | 800 | 0 | 1580 | 0 | 0 | 0 | 0 | 0 | 0 | 0 | 0 | 0 | 0 | 0
MISO_MI_2_IESO | MISO_MI | IESO | 2015 | B10 | 1262 | 0 | 1580 | 0 | 0 | 0 | 0 | 0 | 0 | 0 | 0 | 0 | 0 | 0
MISO_MI_2_IESO | MISO_MI | IESO | 2015 | B11 | 25 | 25 | 1580 | 0 | 0.05 | 0.04 | 0.06 | 0.05 | 0 | 0 | 0 | 0 | 0 | 0
MISO_MI_2_IESO | MISO_MI | IESO | 2015 | B12 | 200 | 200 | 1580 | 0 | 0.01 | 0.01 | 0.01 | 0.01 | 0 | 0 | 0 | 0 | 0 | 0
MISO_MI_2_IESO | MISO_MI | IESO | 2015 | B13 | 600 | 0 | 1580 | 0 | 0 | 0 | 0 | 0 | 0 | 0 | 0 | 0 | 0 | 0
MISO_MI_2_IESO | MISO_MI | IESO | 2015 | B14 | 900 | 0 | 1580 | 0 | 0 | 0 | 0 | 0 | 0 | 0 | 0 | 0 | 0 | 0
MISO_MI_2_IESO | MISO_MI | IESO | 2015 | B15 | 1203 | 0 | 1580 | 0 | 0 | 0 | 0 | 0 | 0 | 0 | 0 | 0 | 0 | 0
MISO_MI_2_IESO | MISO_MI | IESO | 2015 | B16 | 25 | 25 | 1580 | 0 | 0.05 | 0.04 | 0.06 | 0.05 | 0 | 0 | 0 | 0 | 0 | 0
MISO_MI_2_IESO | MISO_MI | IESO | 2015 | B17 | 100 | 100 | 1580 | 0 | 0.01 | 0.01 | 0.01 | 0.01 | 0 | 0 | 0 | 0 | 0 | 0
MISO_MI_2_IESO | MISO_MI | IESO | 2015 | B18 | 400 | 0 | 1580 | 0 | 0 | 0 | 0 | 0 | 0 | 0 | 0 | 0 | 0 | 0
MISO_MI_2_IESO | MISO_MI | IESO | 2015 | B19 | 700 | 0 | 1580 | 0 | 0 | 0 | 0 | 0 | 0 | 0 | 0 | 0 | 0 | 0
MISO_MI_2_IESO | MISO_MI | IESO | 2015 | B20 | 935 | 0 | 1580 | 0 | 0 | 0 | 0 | 0 | 0 | 0 | 0 | 0 | 0 | 0
MISO_MI_2_IESO | MISO_MI | IESO | 2020 | B01 | 10 | 10 | 1580 | 0 | 0.15 | 0.12 | 0.16 | 0.13 | 0 | 0 | 0 | 0 | 0 | 0
MISO_MI_2_IESO | MISO_MI | IESO | 2020 | B02 | 25 | 25 | 1580 | 0 | 0.05 | 0.04 | 0.06 | 0.05 | 0 | 0 | 0 | 0 | 0 | 0
MISO_MI_2_IESO | MISO_MI | IESO | 2020 | B03 | 75 | 75 | 1580 | 0 | 0.01 | 0.01 | 0.01 | 0.01 | 0 | 0 | 0 | 0 | 0 | 0
MISO_MI_2_IESO | MISO_MI | IESO | 2020 | B04 | 100 | 100 | 1580 | 0 | 0.01 | 0.01 | 0.01 | 0.01 | 0 | 0 | 0 | 0 | 0 | 0
MISO_MI_2_IESO | MISO_MI | IESO | 2020 | B05 | 200 | 0 | 1580 | 0 | 0 | 0 | 0 | 0.01 | 0 | 0 | 0 | 0 | 0 | 0
MISO_MI_2_IESO | MISO_MI | IESO | 2020 | B06 | 300 | 0 | 1580 | 0 | 0 | 0 | 0 | 0 | 0 | 0 | 0 | 0 | 0 | 0
MISO_MI_2_IESO | MISO_MI | IESO | 2020 | B07 | 400 | 0 | 1580 | 0 | 0 | 0 | 0 | 0 | 0 | 0 | 0 | 0 | 0 | 0
MISO_MI_2_IESO | MISO_MI | IESO | 2020 | B08 | 500 | 0 | 1580 | 0 | 0 | 0 | 0 | 0 | 0 | 0 | 0 | 0 | 0 | 0
MISO_MI_2_IESO | MISO_MI | IESO | 2020 | B09 | 800 | 0 | 1580 | 0 | 0 | 0 | 0 | 0 | 0 | 0 | 0 | 0 | 0 | 0
MISO_MI_2_IESO | MISO_MI | IESO | 2020 | B10 | 1262 | 0 | 1580 | 0 | 0 | 0 | 0 | 0 | 0 | 0 | 0 | 0 | 0 | 0
MISO_MI_2_IESO | MISO_MI | IESO | 2020 | B11 | 25 | 25 | 1580 | 0 | 0.03 | 0.04 | 0.03 | 0.04 | 0 | 0 | 0 | 0 | 0 | 0
MISO_MI_2_IESO | MISO_MI | IESO | 2020 | B12 | 200 | 0 | 1580 | 0 | 0 | 0 | 0 | 0.01 | 0 | 0 | 0 | 0 | 0 | 0
MISO_MI_2_IESO | MISO_MI | IESO | 2020 | B13 | 600 | 0 | 1580 | 0 | 0 | 0 | 0 | 0 | 0 | 0 | 0 | 0 | 0 | 0
MISO_MI_2_IESO | MISO_MI | IESO | 2020 | B14 | 900 | 0 | 1580 | 0 | 0 | 0 | 0 | 0 | 0 | 0 | 0 | 0 | 0 | 0
MISO_MI_2_IESO | MISO_MI | IESO | 2020 | B15 | 1203 | 0 | 1580 | 0 | 0 | 0 | 0 | 0 | 0 | 0 | 0 | 0 | 0 | 0
MISO_MI_2_IESO | MISO_MI | IESO | 2020 | B16 | 25 | 25 | 1580 | 0 | 0.04 | 0.04 | 0.04 | 0.04 | 0 | 0 | 0 | 0 | 0 | 0
MISO_MI_2_IESO | MISO_MI | IESO | 2020 | B17 | 100 | 100 | 1580 | 0 | 0.01 | 0.01 | 0.01 | 0.01 | 0 | 0 | 0 | 0 | 0 | 0
MISO_MI_2_IESO | MISO_MI | IESO | 2020 | B18 | 400 | 0 | 1580 | 0 | 0 | 0 | 0 | 0 | 0 | 0 | 0 | 0 | 0 | 0
MISO_MI_2_IESO | MISO_MI | IESO | 2020 | B19 | 700 | 0 | 1580 | 0 | 0 | 0 | 0 | 0 | 0 | 0 | 0 | 0 | 0 | 0
MISO_MI_2_IESO | MISO_MI | IESO | 2020 | B20 | 935 | 0 | 1580 | 0 | 0 | 0 | 0 | 0 | 0 | 0 | 0 | 0 | 0 | 0
MISO_MI_2_IESO | MISO_MI | IESO | 2025 | B01 | 10 | 10 | 1580 | 0 | 0.15 | 0.11 | 0.16 | 0.13 | 0 | 0 | 0 | 0 | 0 | 0
MISO_MI_2_IESO | MISO_MI | IESO | 2025 | B02 | 25 | 25 | 1580 | 0 | 0.05 | 0.04 | 0.06 | 0.05 | 0 | 0 | 0 | 0 | 0 | 0
MISO_MI_2_IESO | MISO_MI | IESO | 2025 | B03 | 75 | 75 | 1580 | 0 | 0.01 | 0.01 | 0.01 | 0.02 | 0 | 0 | 0 | 0 | 0 | 0
MISO_MI_2_IESO | MISO_MI | IESO | 2025 | B04 | 100 | 100 | 1580 | 0 | 0.01 | 0.01 | 0.01 | 0.01 | 0 | 0 | 0 | 0 | 0 | 0
MISO_MI_2_IESO | MISO_MI | IESO | 2025 | B05 | 200 | 0 | 1580 | 0 | 0 | 0.01 | 0 | 0.01 | 0 | 0 | 0 | 0 | 0 | 0
MISO_MI_2_IESO | MISO_MI | IESO | 2025 | B06 | 300 | 0 | 1580 | 0 | 0 | 0 | 0 | 0 | 0 | 0 | 0 | 0 | 0 | 0
MISO_MI_2_IESO | MISO_MI | IESO | 2025 | B07 | 400 | 0 | 1580 | 0 | 0 | 0 | 0 | 0 | 0 | 0 | 0 | 0 | 0 | 0
MISO_MI_2_IESO | MISO_MI | IESO | 2025 | B08 | 500 | 0 | 1580 | 0 | 0 | 0 | 0 | 0 | 0 | 0 | 0 | 0 | 0 | 0
MISO_MI_2_IESO | MISO_MI | IESO | 2025 | B09 | 800 | 0 | 1580 | 0 | 0 | 0 | 0 | 0 | 0 | 0 | 0 | 0 | 0 | 0
MISO_MI_2_IESO | MISO_MI | IESO | 2025 | B10 | 1262 | 0 | 1580 | 0 | 0 | 0 | 0 | 0 | 0 | 0 | 0 | 0 | 0 | 0
MISO_MI_2_IESO | MISO_MI | IESO | 2025 | B11 | 25 | 25 | 1580 | 0 | 0.03 | 0.04 | 0.03 | 0.05 | 0 | 0 | 0 | 0 | 0 | 0
MISO_MI_2_IESO | MISO_MI | IESO | 2025 | B12 | 200 | 0 | 1580 | 0 | 0 | 0.01 | 0 | 0.01 | 0 | 0 | 0 | 0 | 0 | 0
MISO_MI_2_IESO | MISO_MI | IESO | 2025 | B13 | 600 | 0 | 1580 | 0 | 0 | 0 | 0 | 0 | 0 | 0 | 0 | 0 | 0 | 0
MISO_MI_2_IESO | MISO_MI | IESO | 2025 | B14 | 900 | 0 | 1580 | 0 | 0 | 0 | 0 | 0 | 0 | 0 | 0 | 0 | 0 | 0
MISO_MI_2_IESO | MISO_MI | IESO | 2025 | B15 | 1203 | 0 | 1580 | 0 | 0 | 0 | 0 | 0 | 0 | 0 | 0 | 0 | 0 | 0
MISO_MI_2_IESO | MISO_MI | IESO | 2025 | B16 | 25 | 25 | 1580 | 0 | 0.03 | 0.05 | 0.03 | 0.06 | 0 | 0 | 0 | 0 | 0 | 0
MISO_MI_2_IESO | MISO_MI | IESO | 2025 | B17 | 100 | 100 | 1580 | 0 | 0.01 | 0.01 | 0.01 | 0.02 | 0 | 0 | 0 | 0 | 0 | 0
MISO_MI_2_IESO | MISO_MI | IESO | 2025 | B18 | 400 | 0 | 1580 | 0 | 0 | 0 | 0 | 0 | 0 | 0 | 0 | 0 | 0 | 0
MISO_MI_2_IESO | MISO_MI | IESO | 2025 | B19 | 700 | 0 | 1580 | 0 | 0 | 0 | 0 | 0 | 0 | 0 | 0 | 0 | 0 | 0
MISO_MI_2_IESO | MISO_MI | IESO | 2025 | B20 | 935 | 0 | 1580 | 0 | 0 | 0 | 0 | 0 | 0 | 0 | 0 | 0 | 0 | 0
MISO_MI_2_IESO | MISO_MI | IESO | 2030 | B01 | 10 | 10 | 1580 | 0 | 0.24 | 0.15 | 0.26 | 0.17 | 0 | 0 | 0 | 0 | 0 | 0
MISO_MI_2_IESO | MISO_MI | IESO | 2030 | B02 | 25 | 25 | 1580 | 0 | 0.08 | 0.06 | 0.08 | 0.07 | 0 | 0 | 0 | 0 | 0 | 0
MISO_MI_2_IESO | MISO_MI | IESO | 2030 | B03 | 75 | 75 | 1580 | 0 | 0.02 | 0.02 | 0.03 | 0.02 | 0 | 0 | 0 | 0 | 0 | 0
MISO_MI_2_IESO | MISO_MI | IESO | 2030 | B04 | 100 | 100 | 1580 | 0 | 0.02 | 0.02 | 0.02 | 0.02 | 0 | 0 | 0 | 0 | 0 | 0
MISO_MI_2_IESO | MISO_MI | IESO | 2030 | B05 | 200 | 200 | 1580 | 0 | 0.01 | 0.01 | 0.01 | 0.01 | 0 | 0 | 0 | 0 | 0 | 0
MISO_MI_2_IESO | MISO_MI | IESO | 2030 | B06 | 300 | 0 | 1580 | 0 | 0 | 0.01 | 0 | 0.01 | 0 | 0 | 0 | 0 | 0 | 0
MISO_MI_2_IESO | MISO_MI | IESO | 2030 | B07 | 400 | 0 | 1580 | 0 | 0 | 0 | 0 | 0 | 0 | 0 | 0 | 0 | 0 | 0
MISO_MI_2_IESO | MISO_MI | IESO | 2030 | B08 | 500 | 0 | 1580 | 0 | 0 | 0 | 0 | 0 | 0 | 0 | 0 | 0 | 0 | 0
MISO_MI_2_IESO | MISO_MI | IESO | 2030 | B09 | 800 | 0 | 1580 | 0 | 0 | 0 | 0 | 0 | 0 | 0 | 0 | 0 | 0 | 0
MISO_MI_2_IESO | MISO_MI | IESO | 2030 | B10 | 1262 | 0 | 1580 | 0 | 0 | 0 | 0 | 0 | 0 | 0 | 0 | 0 | 0 | 0
MISO_MI_2_IESO | MISO_MI | IESO | 2030 | B11 | 25 | 25 | 1580 | 0 | 0.05 | 0.06 | 0.06 | 0.07 | 0 | 0 | 0 | 0 | 0 | 0
MISO_MI_2_IESO | MISO_MI | IESO | 2030 | B12 | 200 | 200 | 1580 | 0 | 0.01 | 0.01 | 0.01 | 0.01 | 0 | 0 | 0 | 0 | 0 | 0
MISO_MI_2_IESO | MISO_MI | IESO | 2030 | B13 | 600 | 0 | 1580 | 0 | 0 | 0 | 0 | 0 | 0 | 0 | 0 | 0 | 0 | 0
MISO_MI_2_IESO | MISO_MI | IESO | 2030 | B14 | 900 | 0 | 1580 | 0 | 0 | 0 | 0 | 0 | 0 | 0 | 0 | 0 | 0 | 0
MISO_MI_2_IESO | MISO_MI | IESO | 2030 | B15 | 1203 | 0 | 1580 | 0 | 0 | 0 | 0 | 0 | 0 | 0 | 0 | 0 | 0 | 0
MISO_MI_2_IESO | MISO_MI | IESO | 2030 | B16 | 25 | 25 | 1580 | 0 | 0.07 | 0.06 | 0.07 | 0.07 | 0 | 0 | 0 | 0 | 0 | 0
MISO_MI_2_IESO | MISO_MI | IESO | 2030 | B17 | 100 | 100 | 1580 | 0 | 0.02 | 0.02 | 0.02 | 0.02 | 0 | 0 | 0 | 0 | 0 | 0
MISO_MI_2_IESO | MISO_MI | IESO | 2030 | B18 | 400 | 400 | 1580 | 0 | 0.01 | 0 | 0.01 | 0 | 0 | 0 | 0 | 0 | 0 | 0
MISO_MI_2_IESO | MISO_MI | IESO | 2030 | B19 | 700 | 0 | 1580 | 0 | 0 | 0 | 0 | 0 | 0 | 0 | 0 | 0 | 0 | 0
MISO_MI_2_IESO | MISO_MI | IESO | 2030 | B20 | 935 | 0 | 1580 | 0 | 0 | 0 | 0 | 0 | 0 | 0 | 0 | 0 | 0 | 0
MISO_MI_2_IESO | MISO_MI | IESO | 2035 | B01 | 10 | 10 | 1580 | 0 | 0.12 | 0.16 | 0.14 | 0.19 | 0 | 0 | 0 | 0 | 0 | 0
MISO_MI_2_IESO | MISO_MI | IESO | 2035 | B02 | 25 | 25 | 1580 | 0 | 0.05 | 0.07 | 0.05 | 0.07 | 0 | 0 | 0 | 0 | 0 | 0
MISO_MI_2_IESO | MISO_MI | IESO | 2035 | B03 | 75 | 75 | 1580 | 0 | 0.02 | 0.02 | 0.02 | 0.03 | 0 | 0 | 0 | 0 | 0 | 0
MISO_MI_2_IESO | MISO_MI | IESO | 2035 | B04 | 100 | 100 | 1580 | 0 | 0.01 | 0.02 | 0.01 | 0.02 | 0 | 0 | 0 | 0 | 0 | 0
MISO_MI_2_IESO | MISO_MI | IESO | 2035 | B05 | 200 | 200 | 1580 | 0 | 0.01 | 0.01 | 0.01 | 0.01 | 0 | 0 | 0 | 0 | 0 | 0
MISO_MI_2_IESO | MISO_MI | IESO | 2035 | B06 | 300 | 0 | 1580 | 0 | 0 | 0.01 | 0 | 0.01 | 0 | 0 | 0 | 0 | 0 | 0
MISO_MI_2_IESO | MISO_MI | IESO | 2035 | B07 | 400 | 0 | 1580 | 0 | 0 | 0 | 0 | 0 | 0 | 0 | 0 | 0 | 0 | 0
MISO_MI_2_IESO | MISO_MI | IESO | 2035 | B08 | 500 | 0 | 1580 | 0 | 0 | 0 | 0 | 0 | 0 | 0 | 0 | 0 | 0 | 0
MISO_MI_2_IESO | MISO_MI | IESO | 2035 | B09 | 800 | 0 | 1580 | 0 | 0 | 0 | 0 | 0 | 0 | 0 | 0 | 0 | 0 | 0
MISO_MI_2_IESO | MISO_MI | IESO | 2035 | B10 | 1262 | 0 | 1580 | 0 | 0 | 0 | 0 | 0 | 0 | 0 | 0 | 0 | 0 | 0
MISO_MI_2_IESO | MISO_MI | IESO | 2035 | B11 | 25 | 25 | 1580 | 0 | 0.05 | 0.07 | 0.05 | 0.08 | 0 | 0 | 0 | 0 | 0 | 0
MISO_MI_2_IESO | MISO_MI | IESO | 2035 | B12 | 200 | 200 | 1580 | 0 | 0.01 | 0.01 | 0.01 | 0.01 | 0 | 0 | 0 | 0 | 0 | 0
MISO_MI_2_IESO | MISO_MI | IESO | 2035 | B13 | 600 | 0 | 1580 | 0 | 0 | 0 | 0 | 0 | 0 | 0 | 0 | 0 | 0 | 0
MISO_MI_2_IESO | MISO_MI | IESO | 2035 | B14 | 900 | 0 | 1580 | 0 | 0 | 0 | 0 | 0 | 0 | 0 | 0 | 0 | 0 | 0
MISO_MI_2_IESO | MISO_MI | IESO | 2035 | B15 | 1203 | 0 | 1580 | 0 | 0 | 0 | 0 | 0 | 0 | 0 | 0 | 0 | 0 | 0
MISO_MI_2_IESO | MISO_MI | IESO | 2035 | B16 | 25 | 25 | 1580 | 0 | 0.05 | 0.07 | 0.06 | 0.08 | 0 | 0 | 0 | 0 | 0 | 0
MISO_MI_2_IESO | MISO_MI | IESO | 2035 | B17 | 100 | 100 | 1580 | 0 | 0.01 | 0.02 | 0.01 | 0.02 | 0 | 0 | 0 | 0 | 0 | 0
MISO_MI_2_IESO | MISO_MI | IESO | 2035 | B18 | 400 | 0 | 1580 | 0 | 0 | 0 | 0 | 0 | 0 | 0 | 0 | 0 | 0 | 0
MISO_MI_2_IESO | MISO_MI | IESO | 2035 | B19 | 700 | 0 | 1580 | 0 | 0 | 0 | 0 | 0 | 0 | 0 | 0 | 0 | 0 | 0
MISO_MI_2_IESO | MISO_MI | IESO | 2035 | B20 | 935 | 0 | 1580 | 0 | 0 | 0 | 0 | 0 | 0 | 0 | 0 | 0 | 0 | 0
MISO_MI_2_IESO | MISO_MI | IESO | 2040 | B01 | 10 | 10 | 1580 | 0 | 0.13 | 0.19 | 0.15 | 0.22 | 0 | 0 | 0 | 0 | 0 | 0
MISO_MI_2_IESO | MISO_MI | IESO | 2040 | B02 | 25 | 25 | 1580 | 0 | 0.05 | 0.08 | 0.06 | 0.09 | 0 | 0 | 0 | 0 | 0 | 0
MISO_MI_2_IESO | MISO_MI | IESO | 2040 | B03 | 75 | 75 | 1580 | 0 | 0.02 | 0.03 | 0.02 | 0.03 | 0 | 0 | 0 | 0 | 0 | 0
MISO_MI_2_IESO | MISO_MI | IESO | 2040 | B04 | 100 | 100 | 1580 | 0 | 0.01 | 0.02 | 0.02 | 0.02 | 0 | 0 | 0 | 0 | 0 | 0
MISO_MI_2_IESO | MISO_MI | IESO | 2040 | B05 | 200 | 200 | 1580 | 0 | 0.01 | 0.01 | 0.01 | 0.01 | 0 | 0 | 0 | 0 | 0 | 0
MISO_MI_2_IESO | MISO_MI | IESO | 2040 | B06 | 300 | 300 | 1580 | 0 | 0 | 0.01 | 0.01 | 0.01 | 0 | 0 | 0 | 0 | 0 | 0
MISO_MI_2_IESO | MISO_MI | IESO | 2040 | B07 | 400 | 0 | 1580 | 0 | 0 | 0.01 | 0 | 0.01 | 0 | 0 | 0 | 0 | 0 | 0
MISO_MI_2_IESO | MISO_MI | IESO | 2040 | B08 | 500 | 0 | 1580 | 0 | 0 | 0 | 0 | 0 | 0 | 0 | 0 | 0 | 0 | 0
MISO_MI_2_IESO | MISO_MI | IESO | 2040 | B09 | 800 | 0 | 1580 | 0 | 0 | 0 | 0 | 0 | 0 | 0 | 0 | 0 | 0 | 0
MISO_MI_2_IESO | MISO_MI | IESO | 2040 | B10 | 1262 | 0 | 1580 | 0 | 0 | 0 | 0 | 0 | 0 | 0 | 0 | 0 | 0 | 0
MISO_MI_2_IESO | MISO_MI | IESO | 2040 | B11 | 25 | 25 | 1580 | 0 | 0.05 | 0.08 | 0.06 | 0.09 | 0 | 0 | 0 | 0 | 0 | 0
MISO_MI_2_IESO | MISO_MI | IESO | 2040 | B12 | 200 | 200 | 1580 | 0 | 0.01 | 0.01 | 0.01 | 0.01 | 0 | 0 | 0 | 0 | 0 | 0
MISO_MI_2_IESO | MISO_MI | IESO | 2040 | B13 | 600 | 0 | 1580 | 0 | 0 | 0 | 0 | 0 | 0 | 0 | 0 | 0 | 0 | 0
MISO_MI_2_IESO | MISO_MI | IESO | 2040 | B14 | 900 | 0 | 1580 | 0 | 0 | 0 | 0 | 0 | 0 | 0 | 0 | 0 | 0 | 0
MISO_MI_2_IESO | MISO_MI | IESO | 2040 | B15 | 1203 | 0 | 1580 | 0 | 0 | 0 | 0 | 0 | 0 | 0 | 0 | 0 | 0 | 0
MISO_MI_2_IESO | MISO_MI | IESO | 2040 | B16 | 25 | 25 | 1580 | 0 | 0.05 | 0.08 | 0.06 | 0.09 | 0 | 0 | 0 | 0 | 0 | 0
MISO_MI_2_IESO | MISO_MI | IESO | 2040 | B17 | 100 | 100 | 1580 | 0 | 0.01 | 0.02 | 0.02 | 0.02 | 0 | 0 | 0 | 0 | 0 | 0
MISO_MI_2_IESO | MISO_MI | IESO | 2040 | B18 | 400 | 0 | 1580 | 0 | 0 | 0.01 | 0 | 0.01 | 0 | 0 | 0 | 0 | 0 | 0
MISO_MI_2_IESO | MISO_MI | IESO | 2040 | B19 | 700 | 0 | 1580 | 0 | 0 | 0 | 0 | 0 | 0 | 0 | 0 | 0 | 0 | 0
MISO_MI_2_IESO | MISO_MI | IESO | 2040 | B20 | 935 | 0 | 1580 | 0 | 0 | 0 | 0 | 0 | 0 | 0 | 0 | 0 | 0 | 0
MISO_MI_2_IESO | MISO_MI | IESO | 2045 | B01 | 10 | 10 | 1580 | 0 | 0.31 | 0.34 | 0.13 | 0.21 | 0 | 0.01187 | 0 | 0 | 57.4122 | 19.1374
MISO_MI_2_IESO | MISO_MI | IESO | 2045 | B02 | 25 | 25 | 1580 | 0 | 0.13 | 0.14 | 0.05 | 0.08 | 0 | 0 | 0 | 0 | 57.4122 | 19.1374
MISO_MI_2_IESO | MISO_MI | IESO | 2045 | B03 | 75 | 75 | 1580 | 0 | 0.06 | 0.05 | 0.02 | 0.03 | 0 | 0 | 0 | 0 | 57.4122 | 19.1374
MISO_MI_2_IESO | MISO_MI | IESO | 2045 | B04 | 100 | 100 | 1580 | 0 | 0.03 | 0.04 | 0.01 | 0.02 | 0 | 0 | 0 | 0 | 57.4122 | 19.1374
MISO_MI_2_IESO | MISO_MI | IESO | 2045 | B05 | 200 | 200 | 1580 | 0 | 0.02 | 0.02 | 0.01 | 0.01 | 0 | 0 | 0 | 0 | 57.4122 | 19.1374
MISO_MI_2_IESO | MISO_MI | IESO | 2045 | B06 | 300 | 0 | 1580 | 0 | 0.01 | 0.01 | 0 | 0.01 | 0 | 0 | 0 | 0 | 57.4122 | 19.1374
MISO_MI_2_IESO | MISO_MI | IESO | 2045 | B07 | 400 | 0 | 1580 | 0 | 0.01 | 0.01 | 0 | 0.01 | 0 | 0 | 0 | 0 | 57.4122 | 19.1374
MISO_MI_2_IESO | MISO_MI | IESO | 2045 | B08 | 500 | 0 | 1580 | 0 | 0.01 | 0.01 | 0 | 0 | 0 | 0 | 0 | 0 | 57.4122 | 19.1374
MISO_MI_2_IESO | MISO_MI | IESO | 2045 | B09 | 800 | 0 | 1580 | 0 | 0 | 0 | 0 | 0 | 0 | 0 | 0 | 0 | 57.4122 | 19.1374
MISO_MI_2_IESO | MISO_MI | IESO | 2045 | B10 | 1262 | 0 | 1580 | 1580 | 1579.99 | 1579.98 | 0 | 0 | 76.5496 | 7.395 | 2.469 | 76.5496 | 57.4122 | 19.1374
MISO_MI_2_IESO | MISO_MI | IESO | 2045 | B11 | 25 | 25 | 1580 | 0 | 0.12 | 0.14 | 0.05 | 0.08 | 0 | 0 | 0 | 0 | 57.4122 | 19.1374
MISO_MI_2_IESO | MISO_MI | IESO | 2045 | B12 | 200 | 200 | 1580 | 0 | 0.02 | 0.02 | 0.01 | 0.01 | 0 | 0 | 0 | 0 | 57.4122 | 19.1374
MISO_MI_2_IESO | MISO_MI | IESO | 2045 | B13 | 600 | 0 | 1580 | 0 | 0.01 | 0.01 | 0 | 0 | 0 | 0 | 0 | 0 | 57.4122 | 19.1374
MISO_MI_2_IESO | MISO_MI | IESO | 2045 | B14 | 900 | 0 | 1580 | 0 | 0.01 | 0.01 | 0 | 0 | 0 | 0 | 0 | 0 | 57.4122 | 19.1374
MISO_MI_2_IESO | MISO_MI | IESO | 2045 | B15 | 1203 | 0 | 1580 | 0 | 0.1 | 0.08 | 0 | 0 | 0 | 0 | 0 | 0 | 57.4122 | 19.1374
MISO_MI_2_IESO | MISO_MI | IESO | 2045 | B16 | 25 | 25 | 1580 | 0 | 0.25 | 0.14 | 0.06 | 0.09 | 0 | 0 | 0 | 0 | 57.4122 | 19.1374
MISO_MI_2_IESO | MISO_MI | IESO | 2045 | B17 | 100 | 100 | 1580 | 0 | 0.04 | 0.04 | 0.01 | 0.02 | 0 | 0 | 0 | 0 | 57.4122 | 19.1374
MISO_MI_2_IESO | MISO_MI | IESO | 2045 | B18 | 400 | 0 | 1580 | 0 | 0.01 | 0.01 | 0 | 0.01 | 0 | 0 | 0 | 0 | 57.4122 | 19.1374
MISO_MI_2_IESO | MISO_MI | IESO | 2045 | B19 | 700 | 0 | 1580 | 0 | 0.01 | 0.01 | 0 | 0 | 0 | 0 | 0 | 0 | 57.4122 | 19.1374
MISO_MI_2_IESO | MISO_MI | IESO | 2045 | B20 | 935 | 0 | 1580 | 0 | 1542.06 | 1579.91 | 0 | 0 | 0 | 0 | 2.4571 | 0 | 57.4122 | 19.1374
MISO_MI_2_IESO | MISO_MI | IESO | 2050 | B01 | 10 | 10 | 1580 | 0 | 0.15 | 0.16 | 0.07 | 0.11 | 0 | 0 | 0 | 0 | 38.5389 | 12.8463
MISO_MI_2_IESO | MISO_MI | IESO | 2050 | B02 | 25 | 25 | 1580 | 0 | 0.06 | 0.09 | 0.03 | 0.05 | 0 | 0 | 0 | 0 | 38.5389 | 12.8463
MISO_MI_2_IESO | MISO_MI | IESO | 2050 | B03 | 75 | 75 | 1580 | 61.62 | 0.03 | 0.03 | 0.01 | 0.02 | 0 | 0 | 0 | 0 | 38.5389 | 12.8463
MISO_MI_2_IESO | MISO_MI | IESO | 2050 | B04 | 100 | 100 | 1580 | 0 | 0.03 | 0.02 | 0.01 | 0.01 | 0 | 0 | 0 | 0 | 38.5389 | 12.8463
MISO_MI_2_IESO | MISO_MI | IESO | 2050 | B05 | 200 | 0 | 1580 | 0 | 0.01 | 0.01 | 0 | 0.01 | 0 | 0 | 0 | 0 | 38.5389 | 12.8463
MISO_MI_2_IESO | MISO_MI | IESO | 2050 | B06 | 300 | 0 | 1580 | 0 | 0.01 | 0.01 | 0 | 0 | 0 | 0 | 0 | 0 | 38.5389 | 12.8463
MISO_MI_2_IESO | MISO_MI | IESO | 2050 | B07 | 400 | 0 | 1580 | 0 | 0 | 0 | 0 | 0 | 0 | 0 | 0 | 0 | 38.5389 | 12.8463
MISO_MI_2_IESO | MISO_MI | IESO | 2050 | B08 | 500 | 0 | 1580 | 0 | 0 | 0 | 0 | 0 | 0 | 0 | 0 | 0 | 38.5389 | 12.8463
MISO_MI_2_IESO | MISO_MI | IESO | 2050 | B09 | 800 | 0 | 1580 | 0 | 0 | 0 | 0 | 0 | 0 | 0 | 0 | 0 | 38.5389 | 12.8463
MISO_MI_2_IESO | MISO_MI | IESO | 2050 | B10 | 1262 | 0 | 1580 | 1580 | 1041.28 | 0.03 | 0 | 0 | 51.3852 | 0 | 0 | 51.3852 | 38.5389 | 12.8463
MISO_MI_2_IESO | MISO_MI | IESO | 2050 | B11 | 25 | 25 | 1580 | 0 | 0.06 | 0.07 | 0.03 | 0.05 | 0 | 0 | 0 | 0 | 38.5389 | 12.8463
MISO_MI_2_IESO | MISO_MI | IESO | 2050 | B12 | 200 | 0 | 1580 | 0 | 0.01 | 0.01 | 0 | 0.01 | 0 | 0 | 0 | 0 | 38.5389 | 12.8463
MISO_MI_2_IESO | MISO_MI | IESO | 2050 | B13 | 600 | 0 | 1580 | 0 | 0 | 0 | 0 | 0 | 0 | 0 | 0 | 0 | 38.5389 | 12.8463
MISO_MI_2_IESO | MISO_MI | IESO | 2050 | B14 | 900 | 0 | 1580 | 0 | 0.01 | 0 | 0 | 0 | 0 | 0 | 0 | 0 | 38.5389 | 12.8463
MISO_MI_2_IESO | MISO_MI | IESO | 2050 | B15 | 1203 | 0 | 1580 | 0 | 0.01 | 0.01 | 0 | 0 | 0 | 0 | 0 | 0 | 38.5389 | 12.8463
MISO_MI_2_IESO | MISO_MI | IESO | 2050 | B16 | 25 | 25 | 1580 | 0 | 0.07 | 0.07 | 0.03 | 0.05 | 0 | 0 | 0 | 0 | 38.5389 | 12.8463
MISO_MI_2_IESO | MISO_MI | IESO | 2050 | B17 | 100 | 100 | 1580 | 0 | 0.02 | 0.02 | 0.01 | 0.01 | 0 | 0 | 0 | 0 | 38.5389 | 12.8463
MISO_MI_2_IESO | MISO_MI | IESO | 2050 | B18 | 400 | 0 | 1580 | 0 | 0 | 0 | 0 | 0 | 0 | 0 | 0 | 0 | 38.5389 | 12.8463
MISO_MI_2_IESO | MISO_MI | IESO | 2050 | B19 | 700 | 0 | 1580 | 0 | 0 | 0 | 0 | 0 | 0 | 0 | 0 | 0 | 38.5389 | 12.8463
MISO_MI_2_IESO | MISO_MI | IESO | 2050 | B20 | 935 | 0 | 1580 | 0 | 0.03 | 0.01 | 0 | 0 | 0 | 0 | 0 | 0 | 38.5389 | 12.8463
MISO_MI_2_MISO_IN | MISO_MI | MISO_IN | 2015 | B01 | 10 | 10 | 2045 | 2044.99 | 2043.11 | 2041.34 | 1.52 | 3.42 | 1.5906 | 1.1395 | 0.37984 | 0.034578 | 2.6231 | 0.87438
MISO_MI_2_MISO_IN | MISO_MI | MISO_IN | 2015 | B02 | 25 | 25 | 2045 | 2045 | 2044.13 | 2043.46 | 0.62 | 1.45 | 3.5135 | 1.2226 | 0.40358 | 0.19095 | 2.6231 | 0.87438
MISO_MI_2_MISO_IN | MISO_MI | MISO_IN | 2015 | B03 | 75 | 75 | 2045 | 2045 | 2044.83 | 2044.47 | 0.64 | 0.51 | 1.2226 | 2.279 | 0.40358 | 0.19934 | 2.6231 | 0.87438
MISO_MI_2_MISO_IN | MISO_MI | MISO_IN | 2015 | B04 | 100 | 100 | 2045 | 2045 | 2044.74 | 2044.6 | 0.16 | 0.38 | 3.6322 | 1.2226 | 0.40358 | 0.78961 | 2.6231 | 0.87438
MISO_MI_2_MISO_IN | MISO_MI | MISO_IN | 2015 | B05 | 200 | 200 | 2045 | 2045 | 2044.48 | 2044.79 | 0.06 | 0.19 | 3.9883 | 0.53415 | 0.40358 | 1.7341 | 2.6231 | 0.87438
MISO_MI_2_MISO_IN | MISO_MI | MISO_IN | 2015 | B06 | 300 | 300 | 2045 | 1764.28 | 2043.96 | 1997.57 | 0.04 | 0.08 | 0 | 0.10683 | 0 | 0 | 2.6231 | 0.87438
MISO_MI_2_MISO_IN | MISO_MI | MISO_IN | 2015 | B07 | 400 | 400 | 2045 | 1135.95 | 1849.56 | 1183.75 | 0.03 | 0.06 | 0 | 0 | 0 | 0 | 2.6231 | 0.87438
MISO_MI_2_MISO_IN | MISO_MI | MISO_IN | 2015 | B08 | 500 | 500 | 2045 | 54.2 | 1.97 | 598.14 | 0.02 | 0.05 | 0 | 0 | 0 | 0 | 2.6231 | 0.87438
MISO_MI_2_MISO_IN | MISO_MI | MISO_IN | 2015 | B09 | 800 | 800 | 2045 | 18.13 | 218.08 | 1068.26 | 0.01 | 0.03 | 0 | 0 | 0 | 0 | 2.6231 | 0.87438
MISO_MI_2_MISO_IN | MISO_MI | MISO_IN | 2015 | B10 | 1262 | 1262 | 2045 | 0 | 0.78 | 0.62 | 0.01 | 0.02 | 0 | 0 | 0 | 0 | 2.6231 | 0.87438
MISO_MI_2_MISO_IN | MISO_MI | MISO_IN | 2015 | B11 | 25 | 25 | 2045 | 2045 | 2042.67 | 2043.15 | 0.48 | 1.32 | 6.1131 | 0.29675 | 0.29675 | 0.33223 | 2.6231 | 0.87438
MISO_MI_2_MISO_IN | MISO_MI | MISO_IN | 2015 | B12 | 200 | 200 | 2045 | 441.52 | 2034.36 | 2044.69 | 0.05 | 0.16 | 0 | 0.02374 | 0.28488 | 0 | 2.6231 | 0.87438
MISO_MI_2_MISO_IN | MISO_MI | MISO_IN | 2015 | B13 | 600 | 600 | 2045 | 788.77 | 1167.25 | 1453.4 | 0.02 | 0.04 | 0 | 0 | 0 | 0 | 2.6231 | 0.87438
MISO_MI_2_MISO_IN | MISO_MI | MISO_IN | 2015 | B14 | 900 | 900 | 2045 | 617.82 | 1751.28 | 1726.89 | 0.01 | 0.03 | 0 | 0 | 0 | 0 | 2.6231 | 0.87438
MISO_MI_2_MISO_IN | MISO_MI | MISO_IN | 2015 | B15 | 1203 | 1203 | 2045 | 543.62 | 780.98 | 2044.38 | 0.01 | 0.02 | 0 | 0 | 0.03561 | 0 | 2.6231 | 0.87438
MISO_MI_2_MISO_IN | MISO_MI | MISO_IN | 2015 | B16 | 25 | 25 | 2045 | 2045 | 2044 | 2043.2 | 0.55 | 1.32 | 3.9883 | 0.86651 | 0.3561 | 0.21676 | 2.6231 | 0.87438
MISO_MI_2_MISO_IN | MISO_MI | MISO_IN | 2015 | B17 | 100 | 100 | 2045 | 588.05 | 1297.82 | 1207.95 | 0.1 | 0.23 | 0 | 0 | 0 | 0 | 2.6231 | 0.87438
MISO_MI_2_MISO_IN | MISO_MI | MISO_IN | 2015 | B18 | 400 | 400 | 2045 | 266.93 | 4.2 | 5.19 | 0.03 | 0.06 | 0 | 0 | 0 | 0 | 2.6231 | 0.87438
MISO_MI_2_MISO_IN | MISO_MI | MISO_IN | 2015 | B19 | 700 | 700 | 2045 | 62.2 | 1.37 | 1.09 | 0.01 | 0.03 | 0 | 0 | 0 | 0 | 2.6231 | 0.87438
MISO_MI_2_MISO_IN | MISO_MI | MISO_IN | 2015 | B20 | 935 | 935 | 2045 | 0.01 | 1.04 | 0.8 | 0.01 | 0.02 | 0 | 0 | 0 | 0 | 2.6231 | 0.87438
MISO_MI_2_MISO_IN | MISO_MI | MISO_IN | 2020 | B01 | 10 | 10 | 2045 | 0.72 | 72.26 | 1359.13 | 125.52 | 8111.37 | 0 | 0 | 0 | 0 | 0 | 0
MISO_MI_2_MISO_IN | MISO_MI | MISO_IN | 2020 | B02 | 25 | 25 | 2045 | 0.33 | 33.34 | 1667.63 | 54.37 | 8883.7 | 0 | 0 | 0 | 0 | 0 | 0
MISO_MI_2_MISO_IN | MISO_MI | MISO_IN | 2020 | B03 | 75 | 75 | 2045 | 154.91 | 12.81 | 1905.54 | 18.99 | 9300.97 | 0 | 0 | 0 | 0 | 0 | 0
MISO_MI_2_MISO_IN | MISO_MI | MISO_IN | 2020 | B04 | 100 | 100 | 2045 | 0.14 | 9.94 | 1938.33 | 14.39 | 8363.55 | 0 | 0 | 0 | 0 | 0 | 0
MISO_MI_2_MISO_IN | MISO_MI | MISO_IN | 2020 | B05 | 200 | 200 | 2045 | 0.04 | 5.29 | 1988.64 | 7.28 | 7924.71 | 0 | 0 | 0 | 0 | 0 | 0
MISO_MI_2_MISO_IN | MISO_MI | MISO_IN | 2020 | B06 | 300 | 300 | 2045 | 0.03 | 3.53 | 2005.69 | 4.68 | 7495.84 | 0 | 0 | 0 | 0 | 0 | 0
MISO_MI_2_MISO_IN | MISO_MI | MISO_IN | 2020 | B07 | 400 | 400 | 2045 | 0.02 | 2.72 | 2014.24 | 3.53 | 5868.12 | 0 | 0 | 0 | 0 | 0 | 0
MISO_MI_2_MISO_IN | MISO_MI | MISO_IN | 2020 | B08 | 500 | 500 | 2045 | 0.02 | 2.2 | 2019.75 | 2.84 | 6353.63 | 0 | 0 | 0 | 0 | 0 | 0
MISO_MI_2_MISO_IN | MISO_MI | MISO_IN | 2020 | B09 | 800 | 800 | 2045 | 0.01 | 1.43 | 2028.25 | 1.81 | 6645.07 | 0 | 0 | 0 | 0 | 0 | 0
MISO_MI_2_MISO_IN | MISO_MI | MISO_IN | 2020 | B10 | 1262 | 1262 | 2045 | 0.01 | 0.93 | 2033.87 | 1.17 | 7758.31 | 0 | 0 | 0 | 0 | 0 | 0
MISO_MI_2_MISO_IN | MISO_MI | MISO_IN | 2020 | B11 | 25 | 25 | 2045 | 0.29 | 33.1 | 1665.4 | 53.93 | 7985.23 | 0 | 0 | 0 | 0 | 0 | 0
MISO_MI_2_MISO_IN | MISO_MI | MISO_IN | 2020 | B12 | 200 | 200 | 2045 | 0.04 | 5.14 | 1987.16 | 6.9 | 3979.93 | 0 | 0 | 0 | 0 | 0 | 0
MISO_MI_2_MISO_IN | MISO_MI | MISO_IN | 2020 | B13 | 600 | 600 | 2045 | 0.01 | 1.86 | 2022.56 | 2.37 | 3011.21 | 0 | 0 | 0 | 0 | 0 | 0
MISO_MI_2_MISO_IN | MISO_MI | MISO_IN | 2020 | B14 | 900 | 900 | 2045 | 0.01 | 1.28 | 2029.56 | 1.59 | 4293.2 | 0 | 0 | 0 | 0 | 0 | 0
MISO_MI_2_MISO_IN | MISO_MI | MISO_IN | 2020 | B15 | 1203 | 1203 | 2045 | 0.01 | 0.97 | 2032.9 | 1.22 | 4247.18 | 0 | 0 | 0 | 0 | 0 | 0
MISO_MI_2_MISO_IN | MISO_MI | MISO_IN | 2020 | B16 | 25 | 25 | 2045 | 0.3 | 32.47 | 1666.15 | 53.01 | 8240.01 | 0 | 0 | 0 | 0 | 0 | 0
MISO_MI_2_MISO_IN | MISO_MI | MISO_IN | 2020 | B17 | 100 | 100 | 2045 | 0.07 | 9.7 | 1937.88 | 13.71 | 7415.71 | 0 | 0 | 0 | 0 | 0 | 0
MISO_MI_2_MISO_IN | MISO_MI | MISO_IN | 2020 | B18 | 400 | 400 | 2045 | 0.02 | 2.72 | 2014.31 | 3.53 | 7452.68 | 0 | 0 | 0 | 0 | 0 | 0
MISO_MI_2_MISO_IN | MISO_MI | MISO_IN | 2020 | B19 | 700 | 700 | 2045 | 0.01 | 1.61 | 2026.2 | 2.04 | 7932.5 | 0 | 0 | 0 | 0 | 0 | 0
MISO_MI_2_MISO_IN | MISO_MI | MISO_IN | 2020 | B20 | 935 | 935 | 2045 | 0.01 | 1.23 | 2030.11 | 1.56 | 6411.39 | 0 | 0 | 0 | 0 | 0 | 0
MISO_MI_2_MISO_IN | MISO_MI | MISO_IN | 2025 | B01 | 10 | 10 | 2045 | 0.87 | 90.7 | 1285.85 | 160.71 | 8301.32 | 0 | 0 | 0 | 0 | 0 | 0
MISO_MI_2_MISO_IN | MISO_MI | MISO_IN | 2025 | B02 | 25 | 25 | 2045 | 0.37 | 42.17 | 1588.99 | 70.94 | 9534.56 | 0 | 0 | 0 | 0 | 0 | 0
MISO_MI_2_MISO_IN | MISO_MI | MISO_IN | 2025 | B03 | 75 | 75 | 2045 | 0.17 | 15.64 | 1869.6 | 23.68 | 10643.56 | 0 | 0 | 0 | 0 | 0 | 0
MISO_MI_2_MISO_IN | MISO_MI | MISO_IN | 2025 | B04 | 100 | 100 | 2045 | 0.1 | 12.59 | 1911.61 | 18.86 | 11989.82 | 0 | 0 | 0 | 0 | 0 | 0
MISO_MI_2_MISO_IN | MISO_MI | MISO_IN | 2025 | B05 | 200 | 200 | 2045 | 0.05 | 6.75 | 1975.21 | 9.59 | 12788.89 | 0 | 0 | 0 | 0 | 0 | 0
MISO_MI_2_MISO_IN | MISO_MI | MISO_IN | 2025 | B06 | 300 | 300 | 2045 | 61.33 | 4.55 | 1996.58 | 6.22 | 12133.65 | 0 | 0 | 0 | 0 | 0 | 0
MISO_MI_2_MISO_IN | MISO_MI | MISO_IN | 2025 | B07 | 400 | 400 | 2045 | 0.02 | 3.74 | 2007.51 | 4.96 | 12254.05 | 0 | 0 | 0 | 0 | 0 | 0
MISO_MI_2_MISO_IN | MISO_MI | MISO_IN | 2025 | B08 | 500 | 500 | 2045 | 0.02 | 584.15 | 2014.14 | 32.23 | 10648.76 | 0 | 0 | 0 | 0 | 0 | 0
MISO_MI_2_MISO_IN | MISO_MI | MISO_IN | 2025 | B09 | 800 | 800 | 2045 | 0.01 | 1.81 | 2024.35 | 2.31 | 8121.05 | 0 | 0 | 0 | 0 | 0 | 0
MISO_MI_2_MISO_IN | MISO_MI | MISO_IN | 2025 | B10 | 1262 | 1262 | 2045 | 0.01 | 1.13 | 0.83 | 1.39 | 1 | 0 | 0 | 0 | 0 | 0 | 0
MISO_MI_2_MISO_IN | MISO_MI | MISO_IN | 2025 | B11 | 25 | 25 | 2045 | 0.36 | 45.59 | 1584.34 | 76.99 | 7798.45 | 0 | 0 | 0 | 0 | 0 | 0
MISO_MI_2_MISO_IN | MISO_MI | MISO_IN | 2025 | B12 | 200 | 200 | 2045 | 0.05 | 6.66 | 1973.88 | 9.18 | 6371.38 | 0 | 0 | 0 | 0 | 0 | 0
MISO_MI_2_MISO_IN | MISO_MI | MISO_IN | 2025 | B13 | 600 | 600 | 2045 | 0.02 | 2.41 | 2016.46 | 3.05 | 2543.41 | 0 | 0 | 0 | 0 | 0 | 0
MISO_MI_2_MISO_IN | MISO_MI | MISO_IN | 2025 | B14 | 900 | 900 | 2045 | 0.01 | 1.6 | 2025.61 | 1.99 | 3888.05 | 0 | 0 | 0 | 0 | 0 | 0
MISO_MI_2_MISO_IN | MISO_MI | MISO_IN | 2025 | B15 | 1203 | 1203 | 2045 | 0.01 | 1.23 | 0.87 | 1.5 | 1.03 | 0 | 0 | 0 | 0 | 0 | 0
MISO_MI_2_MISO_IN | MISO_MI | MISO_IN | 2025 | B16 | 25 | 25 | 2045 | 0.37 | 41.68 | 1588.37 | 69.32 | 9377.24 | 0 | 0 | 0 | 0 | 0 | 0
MISO_MI_2_MISO_IN | MISO_MI | MISO_IN | 2025 | B17 | 100 | 100 | 2045 | 0.09 | 12.4 | 1909.63 | 17.84 | 7349.29 | 0 | 0 | 0 | 0 | 0 | 0
MISO_MI_2_MISO_IN | MISO_MI | MISO_IN | 2025 | B18 | 400 | 400 | 2045 | 0.02 | 3.49 | 2007.05 | 4.56 | 8074.34 | 0 | 0 | 0 | 0 | 0 | 0
MISO_MI_2_MISO_IN | MISO_MI | MISO_IN | 2025 | B19 | 700 | 700 | 2045 | 0.01 | 2.05 | 2021.82 | 2.62 | 9013.44 | 0 | 0 | 0 | 0 | 0 | 0
MISO_MI_2_MISO_IN | MISO_MI | MISO_IN | 2025 | B20 | 935 | 935 | 2045 | 0.01 | 1.56 | 1.12 | 1.96 | 1.37 | 0 | 0 | 0 | 0 | 0 | 0
MISO_MI_2_MISO_IN | MISO_MI | MISO_IN | 2030 | B01 | 10 | 10 | 2045 | 0 | 5.44 | 1245.74 | 6.62 | 15374.64 | 0 | 0 | 0 | 0 | 0 | 0
MISO_MI_2_MISO_IN | MISO_MI | MISO_IN | 2030 | B02 | 25 | 25 | 2045 | 0.46 | 24.6 | 1514.35 | 24.86 | 14789.45 | 0 | 0 | 0 | 0 | 0 | 0
MISO_MI_2_MISO_IN | MISO_MI | MISO_IN | 2030 | B03 | 75 | 75 | 2045 | 0.16 | 11.7 | 1825.97 | 13.67 | 13569.12 | 0 | 0 | 0 | 0 | 0 | 0
MISO_MI_2_MISO_IN | MISO_MI | MISO_IN | 2030 | B04 | 100 | 100 | 2045 | 0.12 | 13.39 | 1877.55 | 13.47 | 14290.42 | 0 | 0 | 0 | 0 | 0 | 0
MISO_MI_2_MISO_IN | MISO_MI | MISO_IN | 2030 | B05 | 200 | 200 | 2045 | 0.06 | 7.8 | 1957.58 | 8.04 | 13720.6 | 0 | 0 | 0 | 0 | 0 | 0
MISO_MI_2_MISO_IN | MISO_MI | MISO_IN | 2030 | B06 | 300 | 300 | 2045 | 0.04 | 4.94 | 1984.7 | 4.89 | 13259.02 | 0 | 0 | 0 | 0 | 0 | 0
MISO_MI_2_MISO_IN | MISO_MI | MISO_IN | 2030 | B07 | 400 | 400 | 2045 | 0.03 | 4.02 | 1998.44 | 4.01 | 13376.93 | 0 | 0 | 0 | 0 | 0 | 0
MISO_MI_2_MISO_IN | MISO_MI | MISO_IN | 2030 | B08 | 500 | 500 | 2045 | 0.02 | 0.1 | 2006.79 | 0.15 | 13009.93 | 0 | 0 | 0 | 0 | 0 | 0
MISO_MI_2_MISO_IN | MISO_MI | MISO_IN | 2030 | B09 | 800 | 800 | 2045 | 0.02 | 1.75 | 2019.58 | 1.74 | 10037.06 | 0 | 0 | 0 | 0 | 0 | 0
MISO_MI_2_MISO_IN | MISO_MI | MISO_IN | 2030 | B10 | 1262 | 1262 | 2045 | 0 | 0.2 | 2027.75 | 0.22 | 7150.61 | 0 | 0 | 0 | 0 | 0 | 0
MISO_MI_2_MISO_IN | MISO_MI | MISO_IN | 2030 | B11 | 25 | 25 | 2045 | 0 | 0.99 | 1505.58 | 1.27 | 10180.88 | 0 | 0 | 0 | 0 | 0 | 0
MISO_MI_2_MISO_IN | MISO_MI | MISO_IN | 2030 | B12 | 200 | 200 | 2045 | 0 | 0.13 | 1956.69 | 0.16 | 8588.6 | 0 | 0 | 0 | 0 | 0 | 0
MISO_MI_2_MISO_IN | MISO_MI | MISO_IN | 2030 | B13 | 600 | 600 | 2045 | 0 | 0.05 | 2012.28 | 0.06 | 9703.29 | 0 | 0 | 0 | 0 | 0 | 0
MISO_MI_2_MISO_IN | MISO_MI | MISO_IN | 2030 | B14 | 900 | 900 | 2045 | 0.01 | 0.04 | 2022.04 | 0.05 | 9295.17 | 0 | 0 | 0 | 0 | 0 | 0
MISO_MI_2_MISO_IN | MISO_MI | MISO_IN | 2030 | B15 | 1203 | 1203 | 2045 | 0 | 0.04 | 2026.94 | 0.05 | 5547.74 | 0 | 0 | 0 | 0 | 0 | 0
MISO_MI_2_MISO_IN | MISO_MI | MISO_IN | 2030 | B16 | 25 | 25 | 2045 | 0 | 1 | 1511.7 | 1.27 | 12951.55 | 0 | 0 | 0 | 0 | 0 | 0
MISO_MI_2_MISO_IN | MISO_MI | MISO_IN | 2030 | B17 | 100 | 100 | 2045 | 0 | 0.27 | 1876.63 | 0.33 | 11206.8 | 0 | 0 | 0 | 0 | 0 | 0
MISO_MI_2_MISO_IN | MISO_MI | MISO_IN | 2030 | B18 | 400 | 400 | 2045 | 0.03 | 0.07 | 1998.28 | 0.08 | 10830.21 | 0 | 0 | 0 | 0 | 0 | 0
MISO_MI_2_MISO_IN | MISO_MI | MISO_IN | 2030 | B19 | 700 | 700 | 2045 | 0.02 | 0.05 | 2016.51 | 0.06 | 11314.86 | 0 | 0 | 0 | 0 | 0 | 0
MISO_MI_2_MISO_IN | MISO_MI | MISO_IN | 2030 | B20 | 935 | 935 | 2045 | 0 | 0.03 | 2022.66 | 0.04 | 7272.67 | 0 | 0 | 0 | 0 | 0 | 0
MISO_MI_2_MISO_IN | MISO_MI | MISO_IN | 2035 | B01 | 10 | 10 | 2045 | 0 | 1.74 | 1165.94 | 2.2 | 8760.25 | 0 | 0 | 0 | 0 | 0 | 0
MISO_MI_2_MISO_IN | MISO_MI | MISO_IN | 2035 | B02 | 25 | 25 | 2045 | 0.56 | 0.75 | 1425.29 | 0.93 | 11745.07 | 0 | 0 | 0 | 0 | 0 | 0
MISO_MI_2_MISO_IN | MISO_MI | MISO_IN | 2035 | B03 | 75 | 75 | 2045 | 0.2 | 0.27 | 1771.24 | 0.33 | 13993.98 | 0 | 0 | 0 | 0 | 0 | 0
MISO_MI_2_MISO_IN | MISO_MI | MISO_IN | 2035 | B04 | 100 | 100 | 2045 | 0.15 | 0.34 | 1833.64 | 0.4 | 12739.42 | 0 | 0 | 0 | 0 | 0 | 0
MISO_MI_2_MISO_IN | MISO_MI | MISO_IN | 2035 | B05 | 200 | 200 | 2045 | 0.08 | 0.11 | 1934.58 | 0.15 | 11813.59 | 0 | 0 | 0 | 0 | 0 | 0
MISO_MI_2_MISO_IN | MISO_MI | MISO_IN | 2035 | B06 | 300 | 300 | 2045 | 0 | 0.07 | 1969.3 | 0.09 | 11527.03 | 0 | 0 | 0 | 0 | 0 | 0
MISO_MI_2_MISO_IN | MISO_MI | MISO_IN | 2035 | B07 | 400 | 400 | 2045 | 0 | 0.07 | 1986.64 | 0.09 | 10259.79 | 0 | 0 | 0 | 0 | 0 | 0
MISO_MI_2_MISO_IN | MISO_MI | MISO_IN | 2035 | B08 | 500 | 500 | 2045 | 0 | 0.05 | 1997.28 | 0.07 | 10863.62 | 0 | 0 | 0 | 0 | 0 | 0
MISO_MI_2_MISO_IN | MISO_MI | MISO_IN | 2035 | B09 | 800 | 800 | 2045 | 0 | 0.03 | 2013.17 | 0.04 | 6844.88 | 0 | 0 | 0 | 0 | 0 | 0
MISO_MI_2_MISO_IN | MISO_MI | MISO_IN | 2035 | B10 | 1262 | 1262 | 2045 | 0 | 0.04 | 1902.32 | 0.05 | 27.4 | 0 | 0 | 0 | 0 | 0 | 0
MISO_MI_2_MISO_IN | MISO_MI | MISO_IN | 2035 | B11 | 25 | 25 | 2045 | 0 | 0.74 | 1419.03 | 0.89 | 9786.22 | 0 | 0 | 0 | 0 | 0 | 0
MISO_MI_2_MISO_IN | MISO_MI | MISO_IN | 2035 | B12 | 200 | 200 | 2045 | 0 | 0.1 | 1931.67 | 0.11 | 5346.76 | 0 | 0 | 0 | 0 | 0 | 0
MISO_MI_2_MISO_IN | MISO_MI | MISO_IN | 2035 | B13 | 600 | 600 | 2045 | 0 | 0.03 | 1994.51 | 0.04 | 669.19 | 0 | 0 | 0 | 0 | 0 | 0
MISO_MI_2_MISO_IN | MISO_MI | MISO_IN | 2035 | B14 | 900 | 900 | 2045 | 0 | 0.02 | 0.13 | 0.03 | 0.15 | 0 | 0 | 0 | 0 | 0 | 0
MISO_MI_2_MISO_IN | MISO_MI | MISO_IN | 2035 | B15 | 1203 | 1203 | 2045 | 0 | 0.02 | 0.08 | 0.02 | 0.09 | 0 | 0 | 0 | 0 | 0 | 0
MISO_MI_2_MISO_IN | MISO_MI | MISO_IN | 2035 | B16 | 25 | 25 | 2045 | 0 | 0.73 | 1374.72 | 0.88 | 4257.03 | 0 | 0 | 0 | 0 | 0 | 0
MISO_MI_2_MISO_IN | MISO_MI | MISO_IN | 2035 | B17 | 100 | 100 | 2045 | 0 | 0.19 | 13.98 | 0.23 | 14.79 | 0 | 0 | 0 | 0 | 0 | 0
MISO_MI_2_MISO_IN | MISO_MI | MISO_IN | 2035 | B18 | 400 | 400 | 2045 | 0 | 0.05 | 1725.92 | 0.06 | 69.83 | 0 | 0 | 0 | 0 | 0 | 0
MISO_MI_2_MISO_IN | MISO_MI | MISO_IN | 2035 | B19 | 700 | 700 | 2045 | 0 | 0.03 | 2.3 | 0.03 | 2.32 | 0 | 0 | 0 | 0 | 0 | 0
MISO_MI_2_MISO_IN | MISO_MI | MISO_IN | 2035 | B20 | 935 | 935 | 2045 | 0 | 0.02 | 1.56 | 0.03 | 1.55 | 0 | 0 | 0 | 0 | 0 | 0
MISO_MI_2_MISO_IN | MISO_MI | MISO_IN | 2040 | B01 | 10 | 10 | 2045 | 1.54 | 1.51 | 1118.19 | 1.87 | 7770.74 | 0 | 0 | 0.01187 | 0 | 0 | 0
MISO_MI_2_MISO_IN | MISO_MI | MISO_IN | 2040 | B02 | 25 | 25 | 2045 | 0.72 | 0.69 | 1340.93 | 0.85 | 10010.86 | 0 | 0 | 0 | 0 | 0 | 0
MISO_MI_2_MISO_IN | MISO_MI | MISO_IN | 2040 | B03 | 75 | 75 | 2045 | 0.26 | 0.89 | 1703.58 | 0.98 | 11350.34 | 0 | 0 | 0 | 0 | 0 | 0
MISO_MI_2_MISO_IN | MISO_MI | MISO_IN | 2040 | B04 | 100 | 100 | 2045 | 0.19 | 14.97 | 1778.48 | 16.61 | 10274.83 | 0 | 0 | 0 | 0 | 0 | 0
MISO_MI_2_MISO_IN | MISO_MI | MISO_IN | 2040 | B05 | 200 | 200 | 2045 | 0.1 | 0.18 | 1905.17 | 0.22 | 10272.9 | 0 | 0 | 0 | 0 | 0 | 0
MISO_MI_2_MISO_IN | MISO_MI | MISO_IN | 2040 | B06 | 300 | 300 | 2045 | 0.07 | 0.08 | 1949.25 | 0.12 | 8988.95 | 0 | 0 | 0 | 0 | 0 | 0
MISO_MI_2_MISO_IN | MISO_MI | MISO_IN | 2040 | B07 | 400 | 400 | 2045 | 0.05 | 0.21 | 1971.68 | 0.24 | 8804.96 | 0 | 0 | 0 | 0 | 0 | 0
MISO_MI_2_MISO_IN | MISO_MI | MISO_IN | 2040 | B08 | 500 | 500 | 2045 | 0.01 | 5 | 1975.47 | 4.95 | 949.08 | 0 | 0 | 0 | 0 | 0 | 0
MISO_MI_2_MISO_IN | MISO_MI | MISO_IN | 2040 | B09 | 800 | 800 | 2045 | 0.02 | 3.62 | 2004.65 | 3.91 | 3821.23 | 0 | 0 | 0 | 0 | 0 | 0
MISO_MI_2_MISO_IN | MISO_MI | MISO_IN | 2040 | B10 | 1262 | 1262 | 2045 | 0.02 | 0.06 | 0.15 | 0.06 | 0.17 | 0 | 0 | 0 | 0 | 0 | 0
MISO_MI_2_MISO_IN | MISO_MI | MISO_IN | 2040 | B11 | 25 | 25 | 2045 | 0.7 | 1.61 | 1265.15 | 1.81 | 3294.06 | 0 | 0 | 0 | 0 | 0 | 0
MISO_MI_2_MISO_IN | MISO_MI | MISO_IN | 2040 | B12 | 200 | 200 | 2045 | 0.09 | 0.17 | 393.68 | 0.19 | 87.9 | 0 | 0 | 0 | 0 | 0 | 0
MISO_MI_2_MISO_IN | MISO_MI | MISO_IN | 2040 | B13 | 600 | 600 | 2045 | 0.03 | 4.09 | 3.45 | 4.29 | 3.7 | 0 | 0 | 0 | 0 | 0 | 0
MISO_MI_2_MISO_IN | MISO_MI | MISO_IN | 2040 | B14 | 900 | 900 | 2045 | 0.02 | 2.2 | 2.22 | 2.15 | 2.23 | 0 | 0 | 0 | 0 | 0 | 0
MISO_MI_2_MISO_IN | MISO_MI | MISO_IN | 2040 | B15 | 1203 | 1203 | 2045 | 0 | 0.01 | 0.12 | 0.02 | 0.13 | 0 | 0 | 0 | 0 | 0 | 0
MISO_MI_2_MISO_IN | MISO_MI | MISO_IN | 2040 | B16 | 25 | 25 | 2045 | 0 | 0.57 | 354.13 | 0.69 | 289.64 | 0 | 0 | 0 | 0 | 0 | 0
MISO_MI_2_MISO_IN | MISO_MI | MISO_IN | 2040 | B17 | 100 | 100 | 2045 | 0.19 | 19.41 | 17.18 | 19.69 | 20.28 | 0 | 0 | 0 | 0 | 0 | 0
MISO_MI_2_MISO_IN | MISO_MI | MISO_IN | 2040 | B18 | 400 | 400 | 2045 | 0.02 | 0.11 | 6.23 | 0.11 | 6.71 | 0 | 0 | 0 | 0 | 0 | 0
MISO_MI_2_MISO_IN | MISO_MI | MISO_IN | 2040 | B19 | 700 | 700 | 2045 | 0.01 | 0.03 | 2.98 | 0.04 | 3.14 | 0 | 0 | 0 | 0 | 0 | 0
MISO_MI_2_MISO_IN | MISO_MI | MISO_IN | 2040 | B20 | 935 | 935 | 2045 | 0 | 0.01 | 0.17 | 0.02 | 0.19 | 0 | 0 | 0 | 0 | 0 | 0
MISO_MI_2_MISO_IN | MISO_MI | MISO_IN | 2045 | B01 | 10 | 10 | 2045 | 0 | 292.24 | 1084.41 | 315.35 | 8099.19 | 0 | 0.01187 | 0.01187 | 0 | 0 | 0
MISO_MI_2_MISO_IN | MISO_MI | MISO_IN | 2045 | B02 | 25 | 25 | 2045 | 0.92 | 117.06 | 1258.89 | 121.3 | 8648.66 | 0 | 0 | 0 | 0 | 0 | 0
MISO_MI_2_MISO_IN | MISO_MI | MISO_IN | 2045 | B03 | 75 | 75 | 2045 | 0.32 | 34.57 | 1624.57 | 34.6 | 10251.78 | 0 | 0 | 0 | 0 | 0 | 0
MISO_MI_2_MISO_IN | MISO_MI | MISO_IN | 2045 | B04 | 100 | 100 | 2045 | 0.24 | 23.78 | 1712.42 | 23.06 | 9885.65 | 0 | 0 | 0 | 0 | 0 | 0
MISO_MI_2_MISO_IN | MISO_MI | MISO_IN | 2045 | B05 | 200 | 200 | 2045 | 0.12 | 12.17 | 1868.82 | 15.35 | 11316.83 | 0 | 0 | 0 | 0 | 0 | 0
MISO_MI_2_MISO_IN | MISO_MI | MISO_IN | 2045 | B06 | 300 | 300 | 2045 | 0.08 | 8.79 | 1924.15 | 8.98 | 8785.61 | 0 | 0 | 0 | 0 | 0 | 0
MISO_MI_2_MISO_IN | MISO_MI | MISO_IN | 2045 | B07 | 400 | 400 | 2045 | 0.05 | 5.16 | 643.83 | 5.32 | 67 | 0 | 0 | 0 | 0 | 0 | 0
MISO_MI_2_MISO_IN | MISO_MI | MISO_IN | 2045 | B08 | 500 | 500 | 2045 | 0.05 | 5.96 | 0.1 | 5.86 | 0.12 | 0 | 0 | 0 | 0 | 0 | 0
MISO_MI_2_MISO_IN | MISO_MI | MISO_IN | 2045 | B09 | 800 | 800 | 2045 | 0.03 | 4.25 | 2.7 | 4.31 | 2.69 | 0 | 0 | 0 | 0 | 0 | 0
MISO_MI_2_MISO_IN | MISO_MI | MISO_IN | 2045 | B10 | 1262 | 1262 | 2045 | 0 | 0.02 | 0.04 | 0.02 | 0.04 | 0 | 0 | 0 | 0 | 0 | 0
MISO_MI_2_MISO_IN | MISO_MI | MISO_IN | 2045 | B11 | 25 | 25 | 2045 | 0.86 | 86.41 | 6.27 | 82.26 | 7.15 | 0 | 0 | 0 | 0 | 0 | 0
MISO_MI_2_MISO_IN | MISO_MI | MISO_IN | 2045 | B12 | 200 | 200 | 2045 | 0.12 | 13.9 | 0.98 | 14.2 | 1.06 | 0 | 0 | 0 | 0 | 0 | 0
MISO_MI_2_MISO_IN | MISO_MI | MISO_IN | 2045 | B13 | 600 | 600 | 2045 | 0.04 | 5.33 | 0.38 | 5.55 | 0.39 | 0 | 0 | 0 | 0 | 0 | 0
MISO_MI_2_MISO_IN | MISO_MI | MISO_IN | 2045 | B14 | 900 | 900 | 2045 | 0.03 | 0.06 | 0.05 | 0.06 | 0.06 | 0 | 0 | 0 | 0 | 0 | 0
MISO_MI_2_MISO_IN | MISO_MI | MISO_IN | 2045 | B15 | 1203 | 1203 | 2045 | 0 | 0.02 | 0.04 | 0.02 | 0.04 | 0 | 0 | 0 | 0 | 0 | 0
MISO_MI_2_MISO_IN | MISO_MI | MISO_IN | 2045 | B16 | 25 | 25 | 2045 | 0 | 0.65 | 1.63 | 0.82 | 2.14 | 0 | 0 | 0 | 0 | 0 | 0
MISO_MI_2_MISO_IN | MISO_MI | MISO_IN | 2045 | B17 | 100 | 100 | 2045 | 0.24 | 19.14 | 0.44 | 19.22 | 0.53 | 0 | 0 | 0 | 0 | 0 | 0
MISO_MI_2_MISO_IN | MISO_MI | MISO_IN | 2045 | B18 | 400 | 400 | 2045 | 0.06 | 6.73 | 0.52 | 6.87 | 0.57 | 0 | 0 | 0 | 0 | 0 | 0
MISO_MI_2_MISO_IN | MISO_MI | MISO_IN | 2045 | B19 | 700 | 700 | 2045 | 0.03 | 0.09 | 0.07 | 0.09 | 0.08 | 0 | 0 | 0 | 0 | 0 | 0
MISO_MI_2_MISO_IN | MISO_MI | MISO_IN | 2045 | B20 | 935 | 935 | 2045 | 0 | 0.02 | 0.05 | 0.02 | 0.06 | 0 | 0 | 0 | 0 | 0 | 0
MISO_MI_2_MISO_IN | MISO_MI | MISO_IN | 2050 | B01 | 10 | 10 | 2045 | 0 | 0.96 | 1181.04 | 1.11 | 4890.79 | 0 | 0 | 0 | 0 | 0 | 0
MISO_MI_2_MISO_IN | MISO_MI | MISO_IN | 2050 | B02 | 25 | 25 | 2045 | 0.39 | 0.4 | 1481.29 | 0.45 | 4018.88 | 0 | 0 | 0 | 0 | 0 | 0
MISO_MI_2_MISO_IN | MISO_MI | MISO_IN | 2050 | B03 | 75 | 75 | 2045 | 0 | 0.12 | 1838.29 | 0.14 | 7274.82 | 0 | 0 | 0 | 0 | 0 | 0
MISO_MI_2_MISO_IN | MISO_MI | MISO_IN | 2050 | B04 | 100 | 100 | 2045 | 0.1 | 0.08 | 1889.06 | 0.12 | 9845.68 | 0 | 0 | 0 | 0 | 0 | 0
MISO_MI_2_MISO_IN | MISO_MI | MISO_IN | 2050 | B05 | 200 | 200 | 2045 | 0 | 0.06 | 1963.43 | 0.09 | 7992.46 | 0 | 0 | 0 | 0 | 0 | 0
MISO_MI_2_MISO_IN | MISO_MI | MISO_IN | 2050 | B06 | 300 | 300 | 2045 | 0.01 | 0.22 | 1983.83 | 0.25 | 1987.98 | 0 | 0 | 0 | 0 | 0 | 0
MISO_MI_2_MISO_IN | MISO_MI | MISO_IN | 2050 | B07 | 400 | 400 | 2045 | 0.03 | 3.6 | 2.77 | 3.56 | 2.8 | 0 | 0 | 0 | 0 | 0 | 0
MISO_MI_2_MISO_IN | MISO_MI | MISO_IN | 2050 | B08 | 500 | 500 | 2045 | 0.02 | 4.98 | 0.06 | 5.4 | 0.07 | 0 | 0 | 0 | 0 | 0 | 0
MISO_MI_2_MISO_IN | MISO_MI | MISO_IN | 2050 | B09 | 800 | 800 | 2045 | 0.01 | 0.09 | 0.03 | 0.11 | 0.04 | 0 | 0 | 0 | 0 | 0 | 0
MISO_MI_2_MISO_IN | MISO_MI | MISO_IN | 2050 | B10 | 1262 | 1262 | 2045 | 0 | 0.01 | 0.03 | 0.01 | 0.04 | 0 | 0 | 0 | 0 | 0 | 0
MISO_MI_2_MISO_IN | MISO_MI | MISO_IN | 2050 | B11 | 25 | 25 | 2045 | 0.39 | 34.68 | 4.93 | 32.8 | 5.28 | 0 | 0 | 0 | 0 | 0 | 0
MISO_MI_2_MISO_IN | MISO_MI | MISO_IN | 2050 | B12 | 200 | 200 | 2045 | 0.05 | 0.15 | 0.35 | 0.15 | 0.37 | 0 | 0 | 0 | 0 | 0 | 0
MISO_MI_2_MISO_IN | MISO_MI | MISO_IN | 2050 | B13 | 600 | 600 | 2045 | 0 | 0.01 | 0.08 | 0.01 | 0.08 | 0 | 0 | 0 | 0 | 0 | 0
MISO_MI_2_MISO_IN | MISO_MI | MISO_IN | 2050 | B14 | 900 | 900 | 2045 | 0 | 0.01 | 0.02 | 0.01 | 0.02 | 0 | 0 | 0 | 0 | 0 | 0
MISO_MI_2_MISO_IN | MISO_MI | MISO_IN | 2050 | B15 | 1203 | 1203 | 2045 | 0 | 0.01 | 0.01 | 0.01 | 0.01 | 0 | 0 | 0 | 0 | 0 | 0
MISO_MI_2_MISO_IN | MISO_MI | MISO_IN | 2050 | B16 | 25 | 25 | 2045 | 0 | 0.29 | 24.33 | 0.33 | 23.38 | 0 | 0 | 0 | 0 | 0 | 0
MISO_MI_2_MISO_IN | MISO_MI | MISO_IN | 2050 | B17 | 100 | 100 | 2045 | 0.11 | 1.09 | 0.14 | 1.14 | 0.17 | 0 | 0 | 0 | 0 | 0 | 0
MISO_MI_2_MISO_IN | MISO_MI | MISO_IN | 2050 | B18 | 400 | 400 | 2045 | 0 | 0.02 | 0.39 | 0.02 | 0.4 | 0 | 0 | 0 | 0 | 0 | 0
MISO_MI_2_MISO_IN | MISO_MI | MISO_IN | 2050 | B19 | 700 | 700 | 2045 | 0 | 0.01 | 0.02 | 0.01 | 0.02 | 0 | 0 | 0 | 0 | 0 | 0
MISO_MI_2_MISO_IN | MISO_MI | MISO_IN | 2050 | B20 | 935 | 935 | 2045 | 0 | 0.01 | 0.02 | 0.01 | 0.02 | 0 | 0 | 0 | 0 | 0 | 0
MISO_MI_2_MISO_WUMS | MISO_MI | MISO_WUMS | 2015 | B01 | 10 | 10 | 117 | 0.92 | 1.38 | 2.62 | 2.73 | 5.63 | 0 | 0.02374 | 0.02374 | 0 | 0 | 0
MISO_MI_2_MISO_WUMS | MISO_MI | MISO_WUMS | 2015 | B02 | 25 | 25 | 117 | 0.2 | 0.62 | 1.19 | 1.11 | 2.3 | 0 | 0.01187 | 0.01187 | 0 | 0 | 0
MISO_MI_2_MISO_WUMS | MISO_MI | MISO_WUMS | 2015 | B03 | 75 | 75 | 117 | 0.15 | 10.23 | 0.46 | 15.39 | 0.81 | 0 | 0 | 0 | 0 | 0 | 0
MISO_MI_2_MISO_WUMS | MISO_MI | MISO_WUMS | 2015 | B04 | 100 | 100 | 117 | 0 | 0.18 | 0.35 | 0.29 | 0.59 | 0 | 0 | 0 | 0 | 0 | 0
MISO_MI_2_MISO_WUMS | MISO_MI | MISO_WUMS | 2015 | B05 | 200 | 200 | 117 | 0 | 0.1 | 0.19 | 0.15 | 0.3 | 0 | 0 | 0 | 0 | 0 | 0
MISO_MI_2_MISO_WUMS | MISO_MI | MISO_WUMS | 2015 | B06 | 300 | 300 | 117 | 0 | 0.06 | 0.13 | 0.09 | 0.19 | 0 | 0 | 0 | 0 | 0 | 0
MISO_MI_2_MISO_WUMS | MISO_MI | MISO_WUMS | 2015 | B07 | 400 | 400 | 117 | 0 | 0.05 | 0.1 | 0.07 | 0.15 | 0 | 0 | 0 | 0 | 0 | 0
MISO_MI_2_MISO_WUMS | MISO_MI | MISO_WUMS | 2015 | B08 | 500 | 500 | 117 | 0.01 | 0.04 | 0.08 | 0.06 | 0.12 | 0 | 0 | 0 | 0 | 0 | 0
MISO_MI_2_MISO_WUMS | MISO_MI | MISO_WUMS | 2015 | B09 | 800 | 800 | 117 | 0.01 | 0.03 | 0.05 | 0.04 | 0.07 | 0 | 0 | 0 | 0 | 0 | 0
MISO_MI_2_MISO_WUMS | MISO_MI | MISO_WUMS | 2015 | B10 | 1262 | 1262 | 117 | 0 | 0.02 | 0.03 | 0.02 | 0.05 | 0 | 0 | 0 | 0 | 0 | 0
MISO_MI_2_MISO_WUMS | MISO_MI | MISO_WUMS | 2015 | B11 | 25 | 25 | 117 | 0 | 0.67 | 1.19 | 1.35 | 2.43 | 0 | 0.01187 | 0.01187 | 0 | 0 | 0
MISO_MI_2_MISO_WUMS | MISO_MI | MISO_WUMS | 2015 | B12 | 200 | 200 | 117 | 0 | 0.09 | 0.19 | 0.13 | 0.29 | 0 | 0 | 0 | 0 | 0 | 0
MISO_MI_2_MISO_WUMS | MISO_MI | MISO_WUMS | 2015 | B13 | 600 | 600 | 117 | 0.01 | 0.03 | 0.07 | 0.05 | 0.1 | 0 | 0 | 0 | 0 | 0 | 0
MISO_MI_2_MISO_WUMS | MISO_MI | MISO_WUMS | 2015 | B14 | 900 | 900 | 117 | 0 | 0.02 | 0.05 | 0.04 | 0.07 | 0 | 0 | 0 | 0 | 0 | 0
MISO_MI_2_MISO_WUMS | MISO_MI | MISO_WUMS | 2015 | B15 | 1203 | 1203 | 117 | 0 | 0.02 | 0.04 | 0.02 | 0.05 | 0 | 0 | 0 | 0 | 0 | 0
MISO_MI_2_MISO_WUMS | MISO_MI | MISO_WUMS | 2015 | B16 | 25 | 25 | 117 | 0.13 | 0.62 | 1.19 | 1.1 | 2.29 | 0 | 0.01187 | 0.01187 | 0 | 0 | 0
MISO_MI_2_MISO_WUMS | MISO_MI | MISO_WUMS | 2015 | B17 | 100 | 100 | 117 | 0 | 0.18 | 0.35 | 0.26 | 0.57 | 0 | 0 | 0 | 0 | 0 | 0
MISO_MI_2_MISO_WUMS | MISO_MI | MISO_WUMS | 2015 | B18 | 400 | 400 | 117 | 0.03 | 0.06 | 0.1 | 0.09 | 0.15 | 0 | 0 | 0 | 0 | 0 | 0
MISO_MI_2_MISO_WUMS | MISO_MI | MISO_WUMS | 2015 | B19 | 700 | 700 | 117 | 0.02 | 0.03 | 0.06 | 0.04 | 0.08 | 0 | 0 | 0 | 0 | 0 | 0
MISO_MI_2_MISO_WUMS | MISO_MI | MISO_WUMS | 2015 | B20 | 935 | 935 | 117 | 0.01 | 0.03 | 0.05 | 0.05 | 0.07 | 0 | 0 | 0 | 0 | 0 | 0
MISO_MI_2_MISO_WUMS | MISO_MI | MISO_WUMS | 2020 | B01 | 10 | 10 | 117 | 1.18 | 104.87 | 2.71 | 3.36 | 3.37 | 0 | 0.15431 | 0.02374 | 0 | 0.82748 | 0.27583
MISO_MI_2_MISO_WUMS | MISO_MI | MISO_WUMS | 2020 | B02 | 25 | 25 | 117 | 0.5 | 33.01 | 1.24 | 1.36 | 1.39 | 0 | 0.01187 | 0.01187 | 0 | 0.82748 | 0.27583
MISO_MI_2_MISO_WUMS | MISO_MI | MISO_WUMS | 2020 | B03 | 75 | 75 | 117 | 0 | 0.45 | 0.48 | 0.31 | 0.48 | 0 | 0 | 0 | 0 | 0.82748 | 0.27583
MISO_MI_2_MISO_WUMS | MISO_MI | MISO_WUMS | 2020 | B04 | 100 | 100 | 117 | 0.13 | 1.05 | 0.37 | 0.31 | 0.36 | 0 | 0 | 0 | 0 | 0.82748 | 0.27583
MISO_MI_2_MISO_WUMS | MISO_MI | MISO_WUMS | 2020 | B05 | 200 | 200 | 117 | 0.04 | 0.62 | 0.2 | 0.16 | 0.18 | 0 | 0 | 0 | 0 | 0.82748 | 0.27583
MISO_MI_2_MISO_WUMS | MISO_MI | MISO_WUMS | 2020 | B06 | 300 | 300 | 117 | 0 | 0.07 | 0.14 | 0.06 | 0.12 | 0 | 0 | 0 | 0 | 0.82748 | 0.27583
MISO_MI_2_MISO_WUMS | MISO_MI | MISO_WUMS | 2020 | B07 | 400 | 400 | 117 | 0.04 | 1.9 | 0.1 | 0.09 | 0.09 | 0 | 0 | 0 | 0 | 0.82748 | 0.27583
MISO_MI_2_MISO_WUMS | MISO_MI | MISO_WUMS | 2020 | B08 | 500 | 500 | 117 | 116.97 | 0.28 | 0.08 | 0.07 | 0.07 | 0.01187 | 0 | 0 | 0.0014343 | 0.82748 | 0.27583
MISO_MI_2_MISO_WUMS | MISO_MI | MISO_WUMS | 2020 | B09 | 800 | 800 | 117 | 117 | 0.1 | 0.05 | 0.04 | 0.05 | 0.17805 | 0 | 0 | 0.034422 | 0.82748 | 0.27583
MISO_MI_2_MISO_WUMS | MISO_MI | MISO_WUMS | 2020 | B10 | 1262 | 1262 | 117 | 0.01 | 0.02 | 0.04 | 0.01 | 0.03 | 0 | 0 | 0 | 0 | 0.82748 | 0.27583
MISO_MI_2_MISO_WUMS | MISO_MI | MISO_WUMS | 2020 | B11 | 25 | 25 | 117 | 0.17 | 0.65 | 1.24 | 0.69 | 1.4 | 0 | 0.01187 | 0.01187 | 0 | 0.82748 | 0.27583
MISO_MI_2_MISO_WUMS | MISO_MI | MISO_WUMS | 2020 | B12 | 200 | 200 | 117 | 0.07 | 2.47 | 0.2 | 0.18 | 0.18 | 0 | 0 | 0 | 0 | 0.82748 | 0.27583
MISO_MI_2_MISO_WUMS | MISO_MI | MISO_WUMS | 2020 | B13 | 600 | 600 | 117 | 0.02 | 1.01 | 0.07 | 0.06 | 0.06 | 0 | 0 | 0 | 0 | 0.82748 | 0.27583
MISO_MI_2_MISO_WUMS | MISO_MI | MISO_WUMS | 2020 | B14 | 900 | 900 | 117 | 0.02 | 0.94 | 0.05 | 0.04 | 0.04 | 0 | 0 | 0 | 0 | 0.82748 | 0.27583
MISO_MI_2_MISO_WUMS | MISO_MI | MISO_WUMS | 2020 | B15 | 1203 | 1203 | 117 | 117 | 1.48 | 0.04 | 0.03 | 0.03 | 2.1247 | 0 | 0 | 0.6177 | 0.82748 | 0.27583
MISO_MI_2_MISO_WUMS | MISO_MI | MISO_WUMS | 2020 | B16 | 25 | 25 | 117 | 0.17 | 0.65 | 1.24 | 0.66 | 1.38 | 0 | 0.01187 | 0.01187 | 0 | 0.82748 | 0.27583
MISO_MI_2_MISO_WUMS | MISO_MI | MISO_WUMS | 2020 | B17 | 100 | 100 | 117 | 0.05 | 0.19 | 0.37 | 0.17 | 0.36 | 0 | 0 | 0 | 0 | 0.82748 | 0.27583
MISO_MI_2_MISO_WUMS | MISO_MI | MISO_WUMS | 2020 | B18 | 400 | 400 | 117 | 0.04 | 1.26 | 0.1 | 0.09 | 0.09 | 0 | 0 | 0 | 0 | 0.82748 | 0.27583
MISO_MI_2_MISO_WUMS | MISO_MI | MISO_WUMS | 2020 | B19 | 700 | 700 | 117 | 117 | 116.76 | 0.06 | 0.07 | 0.06 | 0.58163 | 0.14244 | 0 | 0.098391 | 0.82748 | 0.27583
MISO_MI_2_MISO_WUMS | MISO_MI | MISO_WUMS | 2020 | B20 | 935 | 935 | 117 | 117 | 1.79 | 0.05 | 0.04 | 0.04 | 1.555 | 0 | 0 | 0.35135 | 0.82748 | 0.27583
MISO_MI_2_MISO_WUMS | MISO_MI | MISO_WUMS | 2025 | B01 | 10 | 10 | 117 | 0.04 | 0.8 | 1.54 | 1.39 | 2.83 | 0 | 0.03561 | 0.03561 | 0 | 0 | 0
MISO_MI_2_MISO_WUMS | MISO_MI | MISO_WUMS | 2025 | B02 | 25 | 25 | 117 | 0.61 | 0.36 | 0.7 | 0.55 | 1.16 | 0 | 0.01187 | 0.01187 | 0 | 0 | 0
MISO_MI_2_MISO_WUMS | MISO_MI | MISO_WUMS | 2025 | B03 | 75 | 75 | 117 | 0 | 0.13 | 0.26 | 0.18 | 0.39 | 0 | 0 | 0 | 0 | 0 | 0
MISO_MI_2_MISO_WUMS | MISO_MI | MISO_WUMS | 2025 | B04 | 100 | 100 | 117 | 0.06 | 0.1 | 0.2 | 0.14 | 0.3 | 0 | 0 | 0 | 0 | 0 | 0
MISO_MI_2_MISO_WUMS | MISO_MI | MISO_WUMS | 2025 | B05 | 200 | 200 | 117 | 0 | 0.05 | 0.11 | 0.07 | 0.15 | 0 | 0 | 0 | 0 | 0 | 0
MISO_MI_2_MISO_WUMS | MISO_MI | MISO_WUMS | 2025 | B06 | 300 | 300 | 117 | 0.06 | 0.24 | 0.07 | 0.28 | 0.1 | 0 | 0 | 0 | 0 | 0 | 0
MISO_MI_2_MISO_WUMS | MISO_MI | MISO_WUMS | 2025 | B07 | 400 | 400 | 117 | 0.01 | 0.03 | 0.06 | 0.03 | 0.08 | 0 | 0 | 0 | 0 | 0 | 0
MISO_MI_2_MISO_WUMS | MISO_MI | MISO_WUMS | 2025 | B08 | 500 | 500 | 117 | 0 | 0.02 | 0.05 | 0.03 | 0.06 | 0 | 0 | 0 | 0 | 0 | 0
MISO_MI_2_MISO_WUMS | MISO_MI | MISO_WUMS | 2025 | B09 | 800 | 800 | 117 | 0 | 0.01 | 0.03 | 0.02 | 0.04 | 0 | 0 | 0 | 0 | 0 | 0
MISO_MI_2_MISO_WUMS | MISO_MI | MISO_WUMS | 2025 | B10 | 1262 | 1262 | 117 | 0.01 | 0.06 | 0.06 | 0.07 | 0.07 | 0 | 0 | 0 | 0 | 0 | 0
MISO_MI_2_MISO_WUMS | MISO_MI | MISO_WUMS | 2025 | B11 | 25 | 25 | 117 | 0.21 | 0.36 | 0.7 | 0.54 | 1.16 | 0 | 0.01187 | 0.01187 | 0 | 0 | 0
MISO_MI_2_MISO_WUMS | MISO_MI | MISO_WUMS | 2025 | B12 | 200 | 200 | 117 | 0 | 0.05 | 0.11 | 0.07 | 0.16 | 0 | 0 | 0 | 0 | 0 | 0
MISO_MI_2_MISO_WUMS | MISO_MI | MISO_WUMS | 2025 | B13 | 600 | 600 | 117 | 0 | 0.02 | 0.04 | 0.02 | 0.06 | 0 | 0 | 0 | 0 | 0 | 0
MISO_MI_2_MISO_WUMS | MISO_MI | MISO_WUMS | 2025 | B14 | 900 | 900 | 117 | 0 | 0.02 | 0.03 | 0.03 | 0.05 | 0 | 0 | 0 | 0 | 0 | 0
MISO_MI_2_MISO_WUMS | MISO_MI | MISO_WUMS | 2025 | B15 | 1203 | 1203 | 117 | 0 | 0.02 | 106.33 | 0.02 | 2537.11 | 0 | 0 | 0 | 0 | 0 | 0
MISO_MI_2_MISO_WUMS | MISO_MI | MISO_WUMS | 2025 | B16 | 25 | 25 | 117 | 0 | 0.36 | 0.7 | 0.56 | 1.18 | 0 | 0.01187 | 0.01187 | 0 | 0 | 0
MISO_MI_2_MISO_WUMS | MISO_MI | MISO_WUMS | 2025 | B17 | 100 | 100 | 117 | 0 | 0.1 | 0.2 | 0.14 | 0.31 | 0 | 0 | 0 | 0 | 0 | 0
MISO_MI_2_MISO_WUMS | MISO_MI | MISO_WUMS | 2025 | B18 | 400 | 400 | 117 | 0 | 0.03 | 0.06 | 0.04 | 0.08 | 0 | 0 | 0 | 0 | 0 | 0
MISO_MI_2_MISO_WUMS | MISO_MI | MISO_WUMS | 2025 | B19 | 700 | 700 | 117 | 0 | 0.02 | 0.03 | 0.02 | 0.05 | 0 | 0 | 0 | 0 | 0 | 0
MISO_MI_2_MISO_WUMS | MISO_MI | MISO_WUMS | 2025 | B20 | 935 | 935 | 117 | 0 | 0.03 | 0.06 | 0.03 | 0.07 | 0 | 0 | 0 | 0 | 0 | 0
MISO_MI_2_MISO_WUMS | MISO_MI | MISO_WUMS | 2030 | B01 | 10 | 10 | 117 | 0 | 1.83 | 3.54 | 1.76 | 3.69 | 0 | 0.05935 | 0.04748 | 0 | 1.4508 | 0.48361
MISO_MI_2_MISO_WUMS | MISO_MI | MISO_WUMS | 2030 | B02 | 25 | 25 | 117 | 0.17 | 0.83 | 1.6 | 0.71 | 1.51 | 0 | 0.02374 | 0.01187 | 0 | 1.4508 | 0.48361
MISO_MI_2_MISO_WUMS | MISO_MI | MISO_WUMS | 2030 | B03 | 75 | 75 | 117 | 0.27 | 0.32 | 0.62 | 0.24 | 0.52 | 0 | 0.01187 | 0 | 0 | 1.4508 | 0.48361
MISO_MI_2_MISO_WUMS | MISO_MI | MISO_WUMS | 2030 | B04 | 100 | 100 | 117 | 0.11 | 0.24 | 0.48 | 0.18 | 0.39 | 0 | 0 | 0 | 0 | 1.4508 | 0.48361
MISO_MI_2_MISO_WUMS | MISO_MI | MISO_WUMS | 2030 | B05 | 200 | 200 | 117 | 0.06 | 0.13 | 0.26 | 0.09 | 0.2 | 0 | 0 | 0 | 0 | 1.4508 | 0.48361
MISO_MI_2_MISO_WUMS | MISO_MI | MISO_WUMS | 2030 | B06 | 300 | 300 | 117 | 0 | 0.09 | 0.18 | 0.06 | 0.13 | 0 | 0 | 0 | 0 | 1.4508 | 0.48361
MISO_MI_2_MISO_WUMS | MISO_MI | MISO_WUMS | 2030 | B07 | 400 | 400 | 117 | 0 | 0.07 | 0.14 | 0.05 | 0.1 | 0 | 0 | 0 | 0 | 1.4508 | 0.48361
MISO_MI_2_MISO_WUMS | MISO_MI | MISO_WUMS | 2030 | B08 | 500 | 500 | 117 | 0.02 | 0.05 | 0.11 | 0.04 | 0.08 | 0 | 0 | 0 | 0 | 1.4508 | 0.48361
MISO_MI_2_MISO_WUMS | MISO_MI | MISO_WUMS | 2030 | B09 | 800 | 800 | 117 | 117 | 0.04 | 0.07 | 0.02 | 0.05 | 1.9942 | 0 | 0 | 1.9337 | 1.4508 | 0.48361
MISO_MI_2_MISO_WUMS | MISO_MI | MISO_WUMS | 2030 | B10 | 1262 | 1262 | 117 | 0 | 0.08 | 0.05 | 0.02 | 0.03 | 0 | 0 | 0 | 0 | 1.4508 | 0.48361
MISO_MI_2_MISO_WUMS | MISO_MI | MISO_WUMS | 2030 | B11 | 25 | 25 | 117 | 116.6 | 0.83 | 1.6 | 0.73 | 1.52 | 0.02374 | 0.02374 | 0.01187 | 0.00071939 | 1.4508 | 0.48361
MISO_MI_2_MISO_WUMS | MISO_MI | MISO_WUMS | 2030 | B12 | 200 | 200 | 117 | 0 | 0.13 | 0.26 | 0.09 | 0.2 | 0 | 0 | 0 | 0 | 1.4508 | 0.48361
MISO_MI_2_MISO_WUMS | MISO_MI | MISO_WUMS | 2030 | B13 | 600 | 600 | 117 | 0 | 0.05 | 0.09 | 0.03 | 0.07 | 0 | 0 | 0 | 0 | 1.4508 | 0.48361
MISO_MI_2_MISO_WUMS | MISO_MI | MISO_WUMS | 2030 | B14 | 900 | 900 | 117 | 0 | 0.03 | 0.06 | 0.02 | 0.05 | 0 | 0 | 0 | 0 | 1.4508 | 0.48361
MISO_MI_2_MISO_WUMS | MISO_MI | MISO_WUMS | 2030 | B15 | 1203 | 1203 | 117 | 0.02 | 116.96 | 0.05 | 404.42 | 0.03 | 0 | 1.4363 | 0 | 0 | 1.4508 | 0.48361
MISO_MI_2_MISO_WUMS | MISO_MI | MISO_WUMS | 2030 | B16 | 25 | 25 | 117 | 0 | 0.83 | 1.6 | 0.71 | 1.5 | 0 | 0.02374 | 0.01187 | 0 | 1.4508 | 0.48361
MISO_MI_2_MISO_WUMS | MISO_MI | MISO_WUMS | 2030 | B17 | 100 | 100 | 117 | 0 | 0.24 | 0.48 | 0.18 | 0.39 | 0 | 0 | 0 | 0 | 1.4508 | 0.48361
MISO_MI_2_MISO_WUMS | MISO_MI | MISO_WUMS | 2030 | B18 | 400 | 400 | 117 | 0.05 | 0.07 | 0.14 | 0.05 | 0.1 | 0 | 0 | 0 | 0 | 1.4508 | 0.48361
MISO_MI_2_MISO_WUMS | MISO_MI | MISO_WUMS | 2030 | B19 | 700 | 700 | 117 | 0.03 | 0.04 | 0.08 | 0.03 | 0.06 | 0 | 0 | 0 | 0 | 1.4508 | 0.48361
MISO_MI_2_MISO_WUMS | MISO_MI | MISO_WUMS | 2030 | B20 | 935 | 935 | 117 | 0 | 116.94 | 0.06 | 0.26 | 0.04 | 0 | 1.2582 | 0 | 0 | 1.4508 | 0.48361
MISO_MI_2_MISO_WUMS | MISO_MI | MISO_WUMS | 2035 | B01 | 10 | 10 | 117 | 0 | 1.29 | 2.2 | 1.82 | 3.39 | 0 | 0.07122 | 0.05935 | 0 | 0.79523 | 0.26508
MISO_MI_2_MISO_WUMS | MISO_MI | MISO_WUMS | 2035 | B02 | 25 | 25 | 117 | 0.98 | 0.52 | 1 | 0.68 | 1.37 | 0 | 0.02374 | 0.02374 | 0 | 0.79523 | 0.26508
MISO_MI_2_MISO_WUMS | MISO_MI | MISO_WUMS | 2035 | B03 | 75 | 75 | 117 | 117 | 0.2 | 0.38 | 0.24 | 0.47 | 7.9766 | 0.01187 | 0.01187 | 0.1672 | 0.79523 | 0.26508
MISO_MI_2_MISO_WUMS | MISO_MI | MISO_WUMS | 2035 | B04 | 100 | 100 | 117 | 117 | 0.27 | 0.3 | 0.26 | 0.35 | 12.0006 | 0.01187 | 0 | 0.3354 | 0.79523 | 0.26508
MISO_MI_2_MISO_WUMS | MISO_MI | MISO_WUMS | 2035 | B05 | 200 | 200 | 117 | 117 | 0.09 | 0.16 | 0.1 | 0.18 | 3.5017 | 0 | 0 | 0.19573 | 0.79523 | 0.26508
MISO_MI_2_MISO_WUMS | MISO_MI | MISO_WUMS | 2035 | B06 | 300 | 300 | 117 | 0.11 | 0.06 | 0.11 | 0.06 | 0.12 | 0 | 0 | 0 | 0 | 0.79523 | 0.26508
MISO_MI_2_MISO_WUMS | MISO_MI | MISO_WUMS | 2035 | B07 | 400 | 400 | 117 | 117 | 0.06 | 0.08 | 0.06 | 0.09 | 2.0535 | 0 | 0 | 0.22957 | 0.79523 | 0.26508
MISO_MI_2_MISO_WUMS | MISO_MI | MISO_WUMS | 2035 | B08 | 500 | 500 | 117 | 67.35 | 0.04 | 0.07 | 0.05 | 0.07 | 0 | 0 | 0 | 0 | 0.79523 | 0.26508
MISO_MI_2_MISO_WUMS | MISO_MI | MISO_WUMS | 2035 | B09 | 800 | 800 | 117 | 0 | 0.02 | 0.04 | 0.03 | 0.05 | 0 | 0 | 0 | 0 | 0.79523 | 0.26508
MISO_MI_2_MISO_WUMS | MISO_MI | MISO_WUMS | 2035 | B10 | 1262 | 1262 | 117 | 0 | 0.03 | 0.03 | 0.02 | 0.03 | 0 | 0 | 0 | 0 | 0.79523 | 0.26508
MISO_MI_2_MISO_WUMS | MISO_MI | MISO_WUMS | 2035 | B11 | 25 | 25 | 117 | 0.99 | 0.59 | 1 | 0.78 | 1.38 | 0 | 0.02374 | 0.02374 | 0 | 0.79523 | 0.26508
MISO_MI_2_MISO_WUMS | MISO_MI | MISO_WUMS | 2035 | B12 | 200 | 200 | 117 | 0 | 0.09 | 0.16 | 0.1 | 0.18 | 0 | 0 | 0 | 0 | 0.79523 | 0.26508
MISO_MI_2_MISO_WUMS | MISO_MI | MISO_WUMS | 2035 | B13 | 600 | 600 | 117 | 0 | 0.03 | 0.06 | 0.04 | 0.06 | 0 | 0 | 0 | 0 | 0.79523 | 0.26508
MISO_MI_2_MISO_WUMS | MISO_MI | MISO_WUMS | 2035 | B14 | 900 | 900 | 117 | 116.99 | 0.02 | 0.04 | 0.03 | 0.04 | 0.04748 | 0 | 0 | 0.011943 | 0.79523 | 0.26508
MISO_MI_2_MISO_WUMS | MISO_MI | MISO_WUMS | 2035 | B15 | 1203 | 1203 | 117 | 116.99 | 116.94 | 0.03 | 1371.07 | 0.03 | 0.04748 | 0.78342 | 0 | 0.015964 | 0.79523 | 0.26508
MISO_MI_2_MISO_WUMS | MISO_MI | MISO_WUMS | 2035 | B16 | 25 | 25 | 117 | 0 | 0.59 | 1 | 0.75 | 1.37 | 0 | 0.02374 | 0.02374 | 0 | 0.79523 | 0.26508
MISO_MI_2_MISO_WUMS | MISO_MI | MISO_WUMS | 2035 | B17 | 100 | 100 | 117 | 0 | 0.16 | 0.3 | 0.19 | 0.36 | 0 | 0.01187 | 0 | 0 | 0.79523 | 0.26508
MISO_MI_2_MISO_WUMS | MISO_MI | MISO_WUMS | 2035 | B18 | 400 | 400 | 117 | 0 | 0.09 | 0.08 | 0.08 | 0.09 | 0 | 0 | 0 | 0 | 0.79523 | 0.26508
MISO_MI_2_MISO_WUMS | MISO_MI | MISO_WUMS | 2035 | B19 | 700 | 700 | 117 | 117 | 0.37 | 0.05 | 0.09 | 0.06 | 0.53415 | 0 | 0 | 0.1045 | 0.79523 | 0.26508
MISO_MI_2_MISO_WUMS | MISO_MI | MISO_WUMS | 2035 | B20 | 935 | 935 | 117 | 97.01 | 116.92 | 0.06 | 961.39 | 0.05 | 0 | 0.78342 | 0 | 0 | 0.79523 | 0.26508
MISO_MI_2_MISO_WUMS | MISO_MI | MISO_WUMS | 2040 | B01 | 10 | 10 | 117 | 0 | 1.1 | 2.12 | 1.06 | 2.19 | 0 | 0.08309 | 0.07122 | 0 | 3.7603 | 1.2534
MISO_MI_2_MISO_WUMS | MISO_MI | MISO_WUMS | 2040 | B02 | 25 | 25 | 117 | 0 | 0.5 | 0.97 | 0.44 | 0.89 | 0 | 0.03561 | 0.02374 | 0 | 3.7603 | 1.2534
MISO_MI_2_MISO_WUMS | MISO_MI | MISO_WUMS | 2040 | B03 | 75 | 75 | 117 | 0.2 | 0.7 | 0.37 | 0.23 | 0.3 | 0 | 0.01187 | 0.01187 | 0 | 3.7603 | 1.2534
MISO_MI_2_MISO_WUMS | MISO_MI | MISO_WUMS | 2040 | B04 | 100 | 100 | 117 | 0 | 0.18 | 0.29 | 0.13 | 0.23 | 0 | 0.01187 | 0.01187 | 0 | 3.7603 | 1.2534
MISO_MI_2_MISO_WUMS | MISO_MI | MISO_WUMS | 2040 | B05 | 200 | 200 | 117 | 0 | 112.08 | 0.15 | 0.13 | 0.12 | 0 | 0.05935 | 0 | 0 | 3.7603 | 1.2534
MISO_MI_2_MISO_WUMS | MISO_MI | MISO_WUMS | 2040 | B06 | 300 | 300 | 117 | 117 | 116.9 | 0.1 | 0.17 | 0.08 | 14.6832 | 2.1722 | 0 | 2.4137 | 3.7603 | 1.2534
MISO_MI_2_MISO_WUMS | MISO_MI | MISO_WUMS | 2040 | B07 | 400 | 400 | 117 | 117 | 0.16 | 0.08 | 0.05 | 0.06 | 11.3715 | 0 | 0 | 2.4924 | 3.7603 | 1.2534
MISO_MI_2_MISO_WUMS | MISO_MI | MISO_WUMS | 2040 | B08 | 500 | 500 | 117 | 0.01 | 0.09 | 0.07 | 0.03 | 0.05 | 0 | 0 | 0 | 0 | 3.7603 | 1.2534
MISO_MI_2_MISO_WUMS | MISO_MI | MISO_WUMS | 2040 | B09 | 800 | 800 | 117 | 0.01 | 0.03 | 0.04 | 0.02 | 0.03 | 0 | 0 | 0 | 0 | 3.7603 | 1.2534
MISO_MI_2_MISO_WUMS | MISO_MI | MISO_WUMS | 2040 | B10 | 1262 | 1262 | 117 | 0 | 0.01 | 0.03 | 0.01 | 0.02 | 0 | 0 | 0 | 0 | 3.7603 | 1.2534
MISO_MI_2_MISO_WUMS | MISO_MI | MISO_WUMS | 2040 | B11 | 25 | 25 | 117 | 116.97 | 49.56 | 0.97 | 0.84 | 0.9 | 0.54602 | 0.04748 | 0.02374 | 0.0074797 | 3.7603 | 1.2534
MISO_MI_2_MISO_WUMS | MISO_MI | MISO_WUMS | 2040 | B12 | 200 | 200 | 117 | 0.21 | 0.21 | 0.15 | 0.08 | 0.12 | 0 | 0 | 0 | 0 | 3.7603 | 1.2534
MISO_MI_2_MISO_WUMS | MISO_MI | MISO_WUMS | 2040 | B13 | 600 | 600 | 117 | 47.16 | 0.08 | 0.06 | 0.03 | 0.04 | 0 | 0 | 0 | 0 | 3.7603 | 1.2534
MISO_MI_2_MISO_WUMS | MISO_MI | MISO_WUMS | 2040 | B14 | 900 | 900 | 117 | 0.04 | 0.04 | 0.05 | 0.02 | 0.03 | 0 | 0 | 0 | 0 | 3.7603 | 1.2534
MISO_MI_2_MISO_WUMS | MISO_MI | MISO_WUMS | 2040 | B15 | 1203 | 1203 | 117 | 0 | 0.02 | 0.03 | 0.01 | 0.02 | 0 | 0 | 0 | 0 | 3.7603 | 1.2534
MISO_MI_2_MISO_WUMS | MISO_MI | MISO_WUMS | 2040 | B16 | 25 | 25 | 117 | 0 | 1.08 | 0.97 | 0.58 | 0.88 | 0 | 0.03561 | 0.02374 | 0 | 3.7603 | 1.2534
MISO_MI_2_MISO_WUMS | MISO_MI | MISO_WUMS | 2040 | B17 | 100 | 100 | 117 | 0.18 | 0.31 | 0.29 | 0.15 | 0.23 | 0 | 0.01187 | 0.01187 | 0 | 3.7603 | 1.2534
MISO_MI_2_MISO_WUMS | MISO_MI | MISO_WUMS | 2040 | B18 | 400 | 400 | 117 | 116.99 | 0.13 | 0.08 | 0.04 | 0.06 | 0.16618 | 0 | 0 | 0.036423 | 3.7603 | 1.2534
MISO_MI_2_MISO_WUMS | MISO_MI | MISO_WUMS | 2040 | B19 | 700 | 700 | 117 | 117 | 0.06 | 0.05 | 0.02 | 0.03 | 0.16618 | 0 | 0 | 0.06374 | 3.7603 | 1.2534
MISO_MI_2_MISO_WUMS | MISO_MI | MISO_WUMS | 2040 | B20 | 935 | 935 | 117 | 0 | 0.03 | 0.04 | 0.01 | 0.03 | 0 | 0 | 0 | 0 | 3.7603 | 1.2534
MISO_MI_2_MISO_WUMS | MISO_MI | MISO_WUMS | 2045 | B01 | 10 | 10 | 117 | 0 | 0.96 | 1.85 | 0.87 | 1.88 | 0 | 0.10683 | 0.08309 | 0 | 5.5515 | 1.8505
MISO_MI_2_MISO_WUMS | MISO_MI | MISO_WUMS | 2045 | B02 | 25 | 25 | 117 | 0 | 0.43 | 0.84 | 0.35 | 0.77 | 0 | 0.04748 | 0.03561 | 0 | 5.5515 | 1.8505
MISO_MI_2_MISO_WUMS | MISO_MI | MISO_WUMS | 2045 | B03 | 75 | 75 | 117 | 0 | 0.16 | 0.32 | 0.12 | 0.26 | 0 | 0.01187 | 0.01187 | 0 | 5.5515 | 1.8505
MISO_MI_2_MISO_WUMS | MISO_MI | MISO_WUMS | 2045 | B04 | 100 | 100 | 117 | 0 | 0.12 | 0.25 | 0.09 | 0.2 | 0 | 0.01187 | 0.01187 | 0 | 5.5515 | 1.8505
MISO_MI_2_MISO_WUMS | MISO_MI | MISO_WUMS | 2045 | B05 | 200 | 200 | 117 | 0.45 | 116.45 | 0.13 | 0.13 | 0.1 | 0 | 2.4808 | 0 | 0 | 5.5515 | 1.8505
MISO_MI_2_MISO_WUMS | MISO_MI | MISO_WUMS | 2045 | B06 | 300 | 300 | 117 | 117 | 8.72 | 0.09 | 0.17 | 0.07 | 18.624 | 0.01187 | 0 | 1.9102 | 5.5515 | 1.8505
MISO_MI_2_MISO_WUMS | MISO_MI | MISO_WUMS | 2045 | B07 | 400 | 400 | 117 | 0.11 | 11.91 | 0.07 | 0.04 | 0.05 | 0 | 0 | 0 | 0 | 5.5515 | 1.8505
MISO_MI_2_MISO_WUMS | MISO_MI | MISO_WUMS | 2045 | B08 | 500 | 500 | 117 | 0.09 | 0.08 | 0.06 | 0.03 | 0.04 | 0 | 0 | 0 | 0 | 5.5515 | 1.8505
MISO_MI_2_MISO_WUMS | MISO_MI | MISO_WUMS | 2045 | B09 | 800 | 800 | 117 | 0.06 | 0.05 | 0.1 | 0.02 | 0.04 | 0 | 0 | 0 | 0 | 5.5515 | 1.8505
MISO_MI_2_MISO_WUMS | MISO_MI | MISO_WUMS | 2045 | B10 | 1262 | 1262 | 117 | 0 | 0.01 | 0.02 | 0.01 | 0.02 | 0 | 0 | 0 | 0 | 5.5515 | 1.8505
MISO_MI_2_MISO_WUMS | MISO_MI | MISO_WUMS | 2045 | B11 | 25 | 25 | 117 | 116.98 | 116.23 | 1.69 | 1.78 | 1 | 0.99708 | 3.6322 | 0.03561 | 0.0085221 | 5.5515 | 1.8505
MISO_MI_2_MISO_WUMS | MISO_MI | MISO_WUMS | 2045 | B12 | 200 | 200 | 117 | 77.21 | 116.89 | 0.28 | 0.3 | 0.13 | 0 | 4.0358 | 0 | 0 | 5.5515 | 1.8505
MISO_MI_2_MISO_WUMS | MISO_MI | MISO_WUMS | 2045 | B13 | 600 | 600 | 117 | 117 | 116.47 | 0.1 | 0.03 | 0.05 | 4.0358 | 1.0564 | 0 | 0.82786 | 5.5515 | 1.8505
MISO_MI_2_MISO_WUMS | MISO_MI | MISO_WUMS | 2045 | B14 | 900 | 900 | 117 | 117 | 0.03 | 0.03 | 0.01 | 0.02 | 0.29675 | 0 | 0 | 0.091308 | 5.5515 | 1.8505
MISO_MI_2_MISO_WUMS | MISO_MI | MISO_WUMS | 2045 | B15 | 1203 | 1203 | 117 | 0 | 0.02 | 0.02 | 0.01 | 0.02 | 0 | 0 | 0 | 0 | 5.5515 | 1.8505
MISO_MI_2_MISO_WUMS | MISO_MI | MISO_WUMS | 2045 | B16 | 25 | 25 | 117 | 0 | 1.32 | 0.85 | 0.53 | 0.78 | 0 | 0.04748 | 0.03561 | 0 | 5.5515 | 1.8505
MISO_MI_2_MISO_WUMS | MISO_MI | MISO_WUMS | 2045 | B17 | 100 | 100 | 117 | 0 | 0.36 | 0.25 | 0.13 | 0.2 | 0 | 0.01187 | 0.01187 | 0 | 5.5515 | 1.8505
MISO_MI_2_MISO_WUMS | MISO_MI | MISO_WUMS | 2045 | B18 | 400 | 400 | 117 | 117 | 116.76 | 0.15 | 0.05 | 0.07 | 7.1814 | 1.0564 | 0 | 0.98206 | 5.5515 | 1.8505
MISO_MI_2_MISO_WUMS | MISO_MI | MISO_WUMS | 2045 | B19 | 700 | 700 | 117 | 117 | 0.06 | 0.04 | 0.02 | 0.03 | 14.9681 | 0 | 0 | 3.5821 | 5.5515 | 1.8505
MISO_MI_2_MISO_WUMS | MISO_MI | MISO_WUMS | 2045 | B20 | 935 | 935 | 117 | 0 | 0.03 | 0.03 | 0.01 | 0.02 | 0 | 0 | 0 | 0 | 5.5515 | 1.8505
MISO_MI_2_MISO_WUMS | MISO_MI | MISO_WUMS | 2050 | B01 | 10 | 10 | 117 | 0 | 0.39 | 0.77 | 0.36 | 0.78 | 0 | 0.04748 | 0.03561 | 0 | 5.2343 | 1.7448
MISO_MI_2_MISO_WUMS | MISO_MI | MISO_WUMS | 2050 | B02 | 25 | 25 | 117 | 0 | 0.17 | 0.35 | 0.15 | 0.32 | 0 | 0.02374 | 0.01187 | 0 | 5.2343 | 1.7448
MISO_MI_2_MISO_WUMS | MISO_MI | MISO_WUMS | 2050 | B03 | 75 | 75 | 117 | 117 | 0.06 | 0.13 | 0.05 | 0.11 | 20.9743 | 0.01187 | 0 | 0.71503 | 5.2343 | 1.7448
MISO_MI_2_MISO_WUMS | MISO_MI | MISO_WUMS | 2050 | B04 | 100 | 100 | 117 | 116.95 | 0.45 | 0.1 | 0.08 | 0.08 | 0.05935 | 0 | 0 | 0.0026977 | 5.2343 | 1.7448
MISO_MI_2_MISO_WUMS | MISO_MI | MISO_WUMS | 2050 | B05 | 200 | 200 | 117 | 117 | 3.68 | 0.05 | 0.09 | 0.04 | 9.4367 | 0 | 0 | 0.85788 | 5.2343 | 1.7448
MISO_MI_2_MISO_WUMS | MISO_MI | MISO_WUMS | 2050 | B06 | 300 | 300 | 117 | 14.9 | 0.18 | 0.04 | 0.03 | 0.03 | 0 | 0 | 0 | 0 | 5.2343 | 1.7448
MISO_MI_2_MISO_WUMS | MISO_MI | MISO_WUMS | 2050 | B07 | 400 | 400 | 117 | 116.98 | 1.45 | 0.03 | 0.04 | 0.02 | 0.04748 | 0.01187 | 0 | 0.0086327 | 5.2343 | 1.7448
MISO_MI_2_MISO_WUMS | MISO_MI | MISO_WUMS | 2050 | B08 | 500 | 500 | 117 | 117 | 116.98 | 0.04 | 0.25 | 0.02 | 0.65285 | 4.9735 | 0 | 0.14838 | 5.2343 | 1.7448
MISO_MI_2_MISO_WUMS | MISO_MI | MISO_WUMS | 2050 | B09 | 800 | 800 | 117 | 0.03 | 0.17 | 0.02 | 0.02 | 0.01 | 0 | 0 | 0 | 0 | 5.2343 | 1.7448
MISO_MI_2_MISO_WUMS | MISO_MI | MISO_WUMS | 2050 | B10 | 1262 | 0 | 117 | 0 | 0.01 | 0.01 | 0 | 0.01 | 0 | 0 | 0 | 0 | 5.2343 | 1.7448
MISO_MI_2_MISO_WUMS | MISO_MI | MISO_WUMS | 2050 | B11 | 25 | 25 | 117 | 117 | 116.74 | 3.77 | 2858.31 | 0.65 | 145.2295 | 5.2347 | 0.01187 | 1.6503 | 5.2343 | 1.7448
MISO_MI_2_MISO_WUMS | MISO_MI | MISO_WUMS | 2050 | B12 | 200 | 200 | 117 | 117 | 116.96 | 0.6 | 979.66 | 0.09 | 22.9803 | 5.2228 | 0 | 2.0891 | 5.2343 | 1.7448
MISO_MI_2_MISO_WUMS | MISO_MI | MISO_WUMS | 2050 | B13 | 600 | 600 | 117 | 0.03 | 0.12 | 0.09 | 0.01 | 0.03 | 0 | 0 | 0 | 0 | 5.2343 | 1.7448
MISO_MI_2_MISO_WUMS | MISO_MI | MISO_WUMS | 2050 | B14 | 900 | 900 | 117 | 0.01 | 0.01 | 0.01 | 0.01 | 0.01 | 0 | 0 | 0 | 0 | 5.2343 | 1.7448
MISO_MI_2_MISO_WUMS | MISO_MI | MISO_WUMS | 2050 | B15 | 1203 | 0 | 117 | 0 | 0.01 | 0.01 | 0 | 0.01 | 0 | 0 | 0 | 0 | 5.2343 | 1.7448
MISO_MI_2_MISO_WUMS | MISO_MI | MISO_WUMS | 2050 | B16 | 25 | 25 | 117 | 0 | 112.9 | 0.42 | 0.36 | 0.35 | 0 | 0.26114 | 0.01187 | 0 | 5.2343 | 1.7448
MISO_MI_2_MISO_WUMS | MISO_MI | MISO_WUMS | 2050 | B17 | 100 | 100 | 117 | 20.27 | 115.96 | 0.11 | 0.09 | 0.09 | 0 | 0.24927 | 0 | 0 | 5.2343 | 1.7448
MISO_MI_2_MISO_WUMS | MISO_MI | MISO_WUMS | 2050 | B18 | 400 | 400 | 117 | 0.05 | 0.13 | 0.33 | 0.02 | 0.04 | 0 | 0 | 0 | 0 | 5.2343 | 1.7448
MISO_MI_2_MISO_WUMS | MISO_MI | MISO_WUMS | 2050 | B19 | 700 | 700 | 117 | 117 | 0.02 | 0.02 | 0.01 | 0.01 | 4.7361 | 0 | 0 | 1.507 | 5.2343 | 1.7448
MISO_MI_2_MISO_WUMS | MISO_MI | MISO_WUMS | 2050 | B20 | 935 | 935 | 117 | 0 | 0.01 | 0.01 | 0.01 | 0.01 | 0 | 0 | 0 | 0 | 5.2343 | 1.7448
MISO_MI_2_PJM_ROR | MISO_MI | PJM_ROR | 2015 | B01 | 10 | 10 | 1424 | 416.34 | 542.41 | 752.53 | 817.07 | 1285.05 | 0 | 0 | 0 | 0 | 0 | 0
MISO_MI_2_PJM_ROR | MISO_MI | PJM_ROR | 2015 | B02 | 25 | 25 | 1424 | 0.01 | 0.79 | 1.55 | 0.91 | 1.67 | 0 | 0 | 0 | 0 | 0 | 0
MISO_MI_2_PJM_ROR | MISO_MI | PJM_ROR | 2015 | B03 | 75 | 75 | 1424 | 1389.4 | 96.06 | 0.2 | 71.04 | 0.22 | 0 | 0 | 0 | 0 | 0 | 0
MISO_MI_2_PJM_ROR | MISO_MI | PJM_ROR | 2015 | B04 | 100 | 100 | 1424 | 0 | 0.18 | 0.38 | 0.2 | 0.4 | 0 | 0 | 0 | 0 | 0 | 0
MISO_MI_2_PJM_ROR | MISO_MI | PJM_ROR | 2015 | B05 | 200 | 200 | 1424 | 839.11 | 207.56 | 3.81 | 52.39 | 3.91 | 0 | 0 | 0 | 0 | 0 | 0
MISO_MI_2_PJM_ROR | MISO_MI | PJM_ROR | 2015 | B06 | 300 | 300 | 1424 | 0 | 0.08 | 478.67 | 0.09 | 29.81 | 0 | 0 | 0 | 0 | 0 | 0
MISO_MI_2_PJM_ROR | MISO_MI | PJM_ROR | 2015 | B07 | 400 | 400 | 1424 | 0 | 0.06 | 2.33 | 0.06 | 2.23 | 0 | 0 | 0 | 0 | 0 | 0
MISO_MI_2_PJM_ROR | MISO_MI | PJM_ROR | 2015 | B08 | 500 | 500 | 1424 | 0 | 0.04 | 268.13 | 0.05 | 24.13 | 0 | 0 | 0 | 0 | 0 | 0
MISO_MI_2_PJM_ROR | MISO_MI | PJM_ROR | 2015 | B09 | 800 | 800 | 1424 | 0 | 0.02 | 0.02 | 0.02 | 0.03 | 0 | 0 | 0 | 0 | 0 | 0
MISO_MI_2_PJM_ROR | MISO_MI | PJM_ROR | 2015 | B10 | 1262 | 1262 | 1424 | 0 | 0.01 | 0.01 | 0.01 | 0.01 | 0 | 0 | 0 | 0 | 0 | 0
MISO_MI_2_PJM_ROR | MISO_MI | PJM_ROR | 2015 | B11 | 25 | 25 | 1424 | 0 | 0.24 | 0.17 | 0.29 | 0.21 | 0 | 0 | 0 | 0 | 0 | 0
MISO_MI_2_PJM_ROR | MISO_MI | PJM_ROR | 2015 | B12 | 200 | 200 | 1424 | 0 | 0.38 | 0.94 | 0.39 | 0.97 | 0 | 0 | 0 | 0 | 0 | 0
MISO_MI_2_PJM_ROR | MISO_MI | PJM_ROR | 2015 | B13 | 600 | 600 | 1424 | 0.01 | 0.04 | 0.32 | 0.04 | 0.33 | 0 | 0 | 0 | 0 | 0 | 0
MISO_MI_2_PJM_ROR | MISO_MI | PJM_ROR | 2015 | B14 | 900 | 900 | 1424 | 0 | 0.03 | 106.26 | 0.03 | 8.72 | 0 | 0 | 0 | 0 | 0 | 0
MISO_MI_2_PJM_ROR | MISO_MI | PJM_ROR | 2015 | B15 | 1203 | 1203 | 1424 | 0 | 0.01 | 0.01 | 0.01 | 0.01 | 0 | 0 | 0 | 0 | 0 | 0
MISO_MI_2_PJM_ROR | MISO_MI | PJM_ROR | 2015 | B16 | 25 | 25 | 1424 | 514.38 | 667.89 | 771.77 | 399.14 | 351.83 | 0 | 0 | 0 | 0 | 0 | 0
MISO_MI_2_PJM_ROR | MISO_MI | PJM_ROR | 2015 | B17 | 100 | 100 | 1424 | 0 | 1300.3 | 1333.97 | 1379.75 | 1641.91 | 0 | 0 | 0 | 0 | 0 | 0
MISO_MI_2_PJM_ROR | MISO_MI | PJM_ROR | 2015 | B18 | 400 | 400 | 1424 | 315.37 | 429.05 | 860.99 | 30.65 | 28.56 | 0 | 0 | 0 | 0 | 0 | 0
MISO_MI_2_PJM_ROR | MISO_MI | PJM_ROR | 2015 | B19 | 700 | 700 | 1424 | 182.63 | 0.03 | 0.07 | 0.04 | 0.07 | 0 | 0 | 0 | 0 | 0 | 0
MISO_MI_2_PJM_ROR | MISO_MI | PJM_ROR | 2015 | B20 | 935 | 935 | 1424 | 0 | 0.02 | 0.03 | 0.02 | 0.03 | 0 | 0 | 0 | 0 | 0 | 0
MISO_MI_2_PJM_ROR | MISO_MI | PJM_ROR | 2020 | B01 | 10 | 10 | 1424 | 677.19 | 1416.34 | 1410.71 | 2.95 | 6.26 | 0 | 0.28488 | 0.1187 | 0 | 1.2258 | 0.40859
MISO_MI_2_PJM_ROR | MISO_MI | PJM_ROR | 2020 | B02 | 25 | 25 | 1424 | 907.98 | 710.59 | 1405.05 | 0.98 | 2.14 | 0 | 0 | 0.02374 | 0 | 1.2258 | 0.40859
MISO_MI_2_PJM_ROR | MISO_MI | PJM_ROR | 2020 | B03 | 75 | 75 | 1424 | 0 | 0.49 | 0.34 | 0.21 | 0.25 | 0 | 0 | 0 | 0 | 1.2258 | 0.40859
MISO_MI_2_PJM_ROR | MISO_MI | PJM_ROR | 2020 | B04 | 100 | 100 | 1424 | 571.38 | 0.16 | 0.17 | 0.11 | 0.14 | 0 | 0 | 0 | 0 | 1.2258 | 0.40859
MISO_MI_2_PJM_ROR | MISO_MI | PJM_ROR | 2020 | B05 | 200 | 200 | 1424 | 1424 | 172.7 | 1417.74 | 0.12 | 0.26 | 8.2615 | 0 | 0.01187 | 1.0835 | 1.2258 | 0.40859
MISO_MI_2_PJM_ROR | MISO_MI | PJM_ROR | 2020 | B06 | 300 | 300 | 1424 | 613.92 | 613.72 | 1420.26 | 0.08 | 0.18 | 0 | 0 | 0.01187 | 0 | 1.2258 | 0.40859
MISO_MI_2_PJM_ROR | MISO_MI | PJM_ROR | 2020 | B07 | 400 | 400 | 1424 | 998.82 | 10.44 | 690.63 | 0.06 | 0.12 | 0 | 0 | 0 | 0 | 1.2258 | 0.40859
MISO_MI_2_PJM_ROR | MISO_MI | PJM_ROR | 2020 | B08 | 500 | 500 | 1424 | 1423.99 | 6.15 | 0.11 | 0.05 | 0.05 | 0.02374 | 0 | 0 | 0.0077836 | 1.2258 | 0.40859
MISO_MI_2_PJM_ROR | MISO_MI | PJM_ROR | 2020 | B09 | 800 | 800 | 1424 | 0 | 0.03 | 0.04 | 0.02 | 0.03 | 0 | 0 | 0 | 0 | 1.2258 | 0.40859
MISO_MI_2_PJM_ROR | MISO_MI | PJM_ROR | 2020 | B10 | 1262 | 1262 | 1424 | 0 | 0.02 | 0.02 | 0.01 | 0.01 | 0 | 0 | 0 | 0 | 1.2258 | 0.40859
MISO_MI_2_PJM_ROR | MISO_MI | PJM_ROR | 2020 | B11 | 25 | 25 | 1424 | 144.48 | 22.62 | 1.58 | 0.8 | 0.95 | 0 | 0 | 0 | 0 | 1.2258 | 0.40859
MISO_MI_2_PJM_ROR | MISO_MI | PJM_ROR | 2020 | B12 | 200 | 200 | 1424 | 982.28 | 9.15 | 1421.01 | 0.12 | 0.29 | 0 | 0 | 0.02374 | 0 | 1.2258 | 0.40859
MISO_MI_2_PJM_ROR | MISO_MI | PJM_ROR | 2020 | B13 | 600 | 600 | 1424 | 380.58 | 3.8 | 1421.79 | 0.04 | 0.09 | 0 | 0 | 0.01187 | 0 | 1.2258 | 0.40859
MISO_MI_2_PJM_ROR | MISO_MI | PJM_ROR | 2020 | B14 | 900 | 900 | 1424 | 1164.2 | 2.51 | 1423.08 | 0.03 | 0.06 | 0 | 0 | 0.02374 | 0 | 1.2258 | 0.40859
MISO_MI_2_PJM_ROR | MISO_MI | PJM_ROR | 2020 | B15 | 1203 | 1203 | 1424 | 101.11 | 420.58 | 1423.8 | 0.02 | 0.06 | 0 | 0 | 0.10683 | 0 | 1.2258 | 0.40859
MISO_MI_2_PJM_ROR | MISO_MI | PJM_ROR | 2020 | B16 | 25 | 25 | 1424 | 1424 | 1420.69 | 1418.15 | 1.24 | 2.73 | 4.9261 | 0.28488 | 0.10683 | 0.080755 | 1.2258 | 0.40859
MISO_MI_2_PJM_ROR | MISO_MI | PJM_ROR | 2020 | B17 | 100 | 100 | 1424 | 1424 | 1423.07 | 1422.32 | 0.32 | 0.71 | 3.1456 | 0.28488 | 0.10683 | 0.20627 | 1.2258 | 0.40859
MISO_MI_2_PJM_ROR | MISO_MI | PJM_ROR | 2020 | B18 | 400 | 400 | 1424 | 1340.78 | 1423.73 | 1423.53 | 0.08 | 0.18 | 0 | 0.28488 | 0.10683 | 0 | 1.2258 | 0.40859
MISO_MI_2_PJM_ROR | MISO_MI | PJM_ROR | 2020 | B19 | 700 | 700 | 1424 | 1424 | 1423.8 | 1423.71 | 0.04 | 0.1 | 0.55789 | 0.28488 | 0.10683 | 0.25608 | 1.2258 | 0.40859
MISO_MI_2_PJM_ROR | MISO_MI | PJM_ROR | 2020 | B20 | 935 | 935 | 1424 | 145.43 | 1081.01 | 1423.76 | 0.03 | 0.08 | 0 | 0 | 0.10683 | 0 | 1.2258 | 0.40859
MISO_MI_2_PJM_ROR | MISO_MI | PJM_ROR | 2025 | B01 | 10 | 10 | 1424 | 1178.13 | 1401.03 | 53.16 | 1.47 | 2.85 | 0 | 0.10683 | 0 | 0 | 2.5782 | 0.85939
MISO_MI_2_PJM_ROR | MISO_MI | PJM_ROR | 2025 | B02 | 25 | 25 | 1424 | 887.16 | 1251.37 | 3.26 | 0.58 | 0.98 | 0 | 0 | 0 | 0 | 2.5782 | 0.85939
MISO_MI_2_PJM_ROR | MISO_MI | PJM_ROR | 2025 | B03 | 75 | 75 | 1424 | 0 | 0.4 | 1410.97 | 0.14 | 0.42 | 0 | 0 | 0.02374 | 0 | 2.5782 | 0.85939
MISO_MI_2_PJM_ROR | MISO_MI | PJM_ROR | 2025 | B04 | 100 | 100 | 1424 | 0.19 | 19.3 | 1418.57 | 0.14 | 0.33 | 0 | 0 | 0.04748 | 0 | 2.5782 | 0.85939
MISO_MI_2_PJM_ROR | MISO_MI | PJM_ROR | 2025 | B05 | 200 | 200 | 1424 | 1040.72 | 1129.34 | 1421.25 | 0.08 | 0.17 | 0 | 0 | 0.04748 | 0 | 2.5782 | 0.85939
MISO_MI_2_PJM_ROR | MISO_MI | PJM_ROR | 2025 | B06 | 300 | 300 | 1424 | 1345.17 | 0.36 | 1422.03 | 0.04 | 0.11 | 0 | 0 | 0.04748 | 0 | 2.5782 | 0.85939
MISO_MI_2_PJM_ROR | MISO_MI | PJM_ROR | 2025 | B07 | 400 | 400 | 1424 | 0.02 | 156.26 | 1420.9 | 0.04 | 0.08 | 0 | 0 | 0.02374 | 0 | 2.5782 | 0.85939
MISO_MI_2_PJM_ROR | MISO_MI | PJM_ROR | 2025 | B08 | 500 | 500 | 1424 | 0 | 583.98 | 1421.49 | 0.03 | 0.07 | 0 | 0 | 0.02374 | 0 | 2.5782 | 0.85939
MISO_MI_2_PJM_ROR | MISO_MI | PJM_ROR | 2025 | B09 | 800 | 800 | 1424 | 0 | 3.83 | 609.41 | 0.02 | 0.04 | 0 | 0 | 0 | 0 | 2.5782 | 0.85939
MISO_MI_2_PJM_ROR | MISO_MI | PJM_ROR | 2025 | B10 | 1262 | 1262 | 1424 | 0.02 | 3.78 | 0.07 | 0.01 | 0.02 | 0 | 0 | 0 | 0 | 2.5782 | 0.85939
MISO_MI_2_PJM_ROR | MISO_MI | PJM_ROR | 2025 | B11 | 25 | 25 | 1424 | 271.58 | 369.63 | 804.83 | 0.56 | 1.16 | 0 | 0 | 0 | 0 | 2.5782 | 0.85939
MISO_MI_2_PJM_ROR | MISO_MI | PJM_ROR | 2025 | B12 | 200 | 200 | 1424 | 0.01 | 0.21 | 0.45 | 0.06 | 0.13 | 0 | 0 | 0 | 0 | 2.5782 | 0.85939
MISO_MI_2_PJM_ROR | MISO_MI | PJM_ROR | 2025 | B13 | 600 | 600 | 1424 | 0 | 0.07 | 0.16 | 0.02 | 0.04 | 0 | 0 | 0 | 0 | 2.5782 | 0.85939
MISO_MI_2_PJM_ROR | MISO_MI | PJM_ROR | 2025 | B14 | 900 | 900 | 1424 | 0.02 | 0.25 | 0.11 | 0.02 | 0.03 | 0 | 0 | 0 | 0 | 2.5782 | 0.85939
MISO_MI_2_PJM_ROR | MISO_MI | PJM_ROR | 2025 | B15 | 1203 | 1203 | 1424 | 958.49 | 0.07 | 0.07 | 0.01 | 0.02 | 0 | 0 | 0 | 0 | 2.5782 | 0.85939
MISO_MI_2_PJM_ROR | MISO_MI | PJM_ROR | 2025 | B16 | 25 | 25 | 1424 | 1424 | 547.13 | 3.11 | 0.57 | 0.99 | 7.4544 | 0 | 0 | 1.4909 | 2.5782 | 0.85939
MISO_MI_2_PJM_ROR | MISO_MI | PJM_ROR | 2025 | B17 | 100 | 100 | 1424 | 1424 | 0.42 | 0.86 | 0.12 | 0.25 | 2.4333 | 0 | 0 | 1.9467 | 2.5782 | 0.85939
MISO_MI_2_PJM_ROR | MISO_MI | PJM_ROR | 2025 | B18 | 400 | 400 | 1424 | 722.03 | 4.38 | 0.23 | 0.04 | 0.06 | 0 | 0 | 0 | 0 | 2.5782 | 0.85939
MISO_MI_2_PJM_ROR | MISO_MI | PJM_ROR | 2025 | B19 | 700 | 700 | 1424 | 0 | 0.09 | 0.14 | 0.02 | 0.04 | 0 | 0 | 0 | 0 | 2.5782 | 0.85939
MISO_MI_2_PJM_ROR | MISO_MI | PJM_ROR | 2025 | B20 | 935 | 935 | 1424 | 911.45 | 632.64 | 0.09 | 0.02 | 0.03 | 0 | 0 | 0 | 0 | 2.5782 | 0.85939
MISO_MI_2_PJM_ROR | MISO_MI | PJM_ROR | 2030 | B01 | 10 | 10 | 1424 | 1149.25 | 1422.96 | 1.45 | 1.89 | 0.91 | 0 | 4.3326 | 0 | 0 | 6.4794 | 2.1598
MISO_MI_2_PJM_ROR | MISO_MI | PJM_ROR | 2030 | B02 | 25 | 25 | 1424 | 0.84 | 1423.13 | 0.62 | 0.46 | 0.37 | 0 | 1.5906 | 0 | 0 | 6.4794 | 2.1598
MISO_MI_2_PJM_ROR | MISO_MI | PJM_ROR | 2030 | B03 | 75 | 75 | 1424 | 887.51 | 1090.88 | 0.23 | 0.13 | 0.13 | 0 | 0.01187 | 0 | 0 | 6.4794 | 2.1598
MISO_MI_2_PJM_ROR | MISO_MI | PJM_ROR | 2030 | B04 | 100 | 100 | 1424 | 745.22 | 1423.82 | 0.43 | 0.13 | 0.13 | 0 | 2.5877 | 0 | 0 | 6.4794 | 2.1598
MISO_MI_2_PJM_ROR | MISO_MI | PJM_ROR | 2030 | B05 | 200 | 200 | 1424 | 1424 | 1423.95 | 836.3 | 0.14 | 0.08 | 16.986 | 4.8192 | 0 | 0.76341 | 6.4794 | 2.1598
MISO_MI_2_PJM_ROR | MISO_MI | PJM_ROR | 2030 | B06 | 300 | 300 | 1424 | 976.8 | 1423.95 | 0.19 | 0.06 | 0.05 | 0 | 3.7272 | 0 | 0 | 6.4794 | 2.1598
MISO_MI_2_PJM_ROR | MISO_MI | PJM_ROR | 2030 | B07 | 400 | 400 | 1424 | 175.95 | 1423.97 | 0.15 | 0.07 | 0.03 | 0 | 4.8192 | 0 | 0 | 6.4794 | 2.1598
MISO_MI_2_PJM_ROR | MISO_MI | PJM_ROR | 2030 | B08 | 500 | 500 | 1424 | 1424 | 1423.96 | 0.03 | 0.03 | 0.02 | 2.469 | 2.5639 | 0 | 0.27741 | 6.4794 | 2.1598
MISO_MI_2_PJM_ROR | MISO_MI | PJM_ROR | 2030 | B09 | 800 | 800 | 1424 | 1424 | 1423.96 | 0.08 | 0.03 | 0.02 | 8.5939 | 4.8192 | 0 | 1.545 | 6.4794 | 2.1598
MISO_MI_2_PJM_ROR | MISO_MI | PJM_ROR | 2030 | B10 | 1262 | 1262 | 1424 | 0 | 0.02 | 0.01 | 0.01 | 0.01 | 0 | 0 | 0 | 0 | 6.4794 | 2.1598
MISO_MI_2_PJM_ROR | MISO_MI | PJM_ROR | 2030 | B11 | 25 | 25 | 1424 | 1424 | 1423.44 | 1.48 | 0.58 | 0.47 | 2.7895 | 3.0031 | 0 | 0.015671 | 6.4794 | 2.1598
MISO_MI_2_PJM_ROR | MISO_MI | PJM_ROR | 2030 | B12 | 200 | 200 | 1424 | 1424 | 1423.92 | 0.08 | 0.07 | 0.05 | 2.0654 | 3.0031 | 0 | 0.092826 | 6.4794 | 2.1598
MISO_MI_2_PJM_ROR | MISO_MI | PJM_ROR | 2030 | B13 | 600 | 600 | 1424 | 1424 | 1423.97 | 0.03 | 0.02 | 0.02 | 9.401 | 3.0031 | 0 | 1.2676 | 6.4794 | 2.1598
MISO_MI_2_PJM_ROR | MISO_MI | PJM_ROR | 2030 | B14 | 900 | 900 | 1424 | 1424 | 1423.98 | 0.02 | 0.02 | 0.01 | 9.591 | 3.3592 | 0 | 1.9397 | 6.4794 | 2.1598
MISO_MI_2_PJM_ROR | MISO_MI | PJM_ROR | 2030 | B15 | 1203 | 1203 | 1424 | 44.78 | 192.27 | 0.01 | 0.01 | 0.01 | 0 | 0 | 0 | 0 | 6.4794 | 2.1598
MISO_MI_2_PJM_ROR | MISO_MI | PJM_ROR | 2030 | B16 | 25 | 25 | 1424 | 1424 | 1423.44 | 0.61 | 0.59 | 0.37 | 4.0477 | 3.0031 | 0 | 0.02274 | 6.4794 | 2.1598
MISO_MI_2_PJM_ROR | MISO_MI | PJM_ROR | 2030 | B17 | 100 | 100 | 1424 | 1424 | 1423.85 | 0.16 | 0.15 | 0.09 | 4.6056 | 3.0031 | 0 | 0.1035 | 6.4794 | 2.1598
MISO_MI_2_PJM_ROR | MISO_MI | PJM_ROR | 2030 | B18 | 400 | 400 | 1424 | 1424 | 1423.96 | 0.04 | 0.04 | 0.02 | 10.5643 | 3.0031 | 0 | 0.9496 | 6.4794 | 2.1598
MISO_MI_2_PJM_ROR | MISO_MI | PJM_ROR | 2030 | B19 | 700 | 700 | 1424 | 1424 | 1423.98 | 0.02 | 0.02 | 0.01 | 10.5643 | 3.466 | 0 | 1.6618 | 6.4794 | 2.1598
MISO_MI_2_PJM_ROR | MISO_MI | PJM_ROR | 2030 | B20 | 935 | 935 | 1424 | 0 | 1423.88 | 0.02 | 0.01 | 0.01 | 0 | 1.2701 | 0 | 0 | 6.4794 | 2.1598
MISO_MI_2_PJM_ROR | MISO_MI | PJM_ROR | 2035 | B01 | 10 | 10 | 1424 | 756.09 | 1419.8 | 91.12 | 4.73 | 4.63 | 0 | 1.1277 | 0 | 0 | 2.3904 | 0.79681
MISO_MI_2_PJM_ROR | MISO_MI | PJM_ROR | 2035 | B02 | 25 | 25 | 1424 | 701.12 | 1421.07 | 0.9 | 1.45 | 0.77 | 0 | 0.65285 | 0 | 0 | 2.3904 | 0.79681
MISO_MI_2_PJM_ROR | MISO_MI | PJM_ROR | 2035 | B03 | 75 | 75 | 1424 | 1424 | 1423.04 | 0.34 | 0.56 | 0.27 | 7.9885 | 0.65285 | 0 | 0.17241 | 2.3904 | 0.79681
MISO_MI_2_PJM_ROR | MISO_MI | PJM_ROR | 2035 | B04 | 100 | 100 | 1424 | 1424 | 1423.75 | 1401.35 | 755.69 | 0.53 | 12.0124 | 2.3859 | 0.01187 | 0.34568 | 2.3904 | 0.79681
MISO_MI_2_PJM_ROR | MISO_MI | PJM_ROR | 2035 | B05 | 200 | 200 | 1424 | 1424 | 1423.75 | 1413.01 | 0.3 | 0.27 | 3.5135 | 1.1158 | 0.01187 | 0.20222 | 2.3904 | 0.79681
MISO_MI_2_PJM_ROR | MISO_MI | PJM_ROR | 2035 | B06 | 300 | 300 | 1424 | 1414.51 | 1423.82 | 1420.24 | 0.18 | 0.2 | 0 | 1.1158 | 0.02374 | 0 | 2.3904 | 0.79681
MISO_MI_2_PJM_ROR | MISO_MI | PJM_ROR | 2035 | B07 | 400 | 400 | 1424 | 674.28 | 1423.91 | 0.09 | 0.46 | 0.06 | 0 | 1.5906 | 0 | 0 | 2.3904 | 0.79681
MISO_MI_2_PJM_ROR | MISO_MI | PJM_ROR | 2035 | B08 | 500 | 500 | 1424 | 1424 | 1423.89 | 0.19 | 0.12 | 0.07 | 6.0062 | 1.1158 | 0 | 0.8642 | 2.3904 | 0.79681
MISO_MI_2_PJM_ROR | MISO_MI | PJM_ROR | 2035 | B09 | 800 | 800 | 1424 | 916.18 | 1423.91 | 0.03 | 0.07 | 0.03 | 0 | 0.73594 | 0 | 0 | 2.3904 | 0.79681
MISO_MI_2_PJM_ROR | MISO_MI | PJM_ROR | 2035 | B10 | 1262 | 1262 | 1424 | 0 | 0.02 | 0.02 | 0.01 | 0.02 | 0 | 0 | 0 | 0 | 2.3904 | 0.79681
MISO_MI_2_PJM_ROR | MISO_MI | PJM_ROR | 2035 | B11 | 25 | 25 | 1424 | 948.84 | 1422.2 | 276.4 | 1.98 | 1.64 | 0 | 1.1277 | 0 | 0 | 2.3904 | 0.79681
MISO_MI_2_PJM_ROR | MISO_MI | PJM_ROR | 2035 | B12 | 200 | 200 | 1424 | 1067.22 | 1423.74 | 0.15 | 0.26 | 0.11 | 0 | 1.1158 | 0 | 0 | 2.3904 | 0.79681
MISO_MI_2_PJM_ROR | MISO_MI | PJM_ROR | 2035 | B13 | 600 | 600 | 1424 | 1424 | 755.55 | 0.04 | 0.05 | 0.03 | 1.6974 | 0 | 0 | 0.29308 | 2.3904 | 0.79681
MISO_MI_2_PJM_ROR | MISO_MI | PJM_ROR | 2035 | B14 | 900 | 900 | 1424 | 1424 | 0.04 | 0.03 | 0.02 | 0.02 | 1.555 | 0 | 0 | 0.40273 | 2.3904 | 0.79681
MISO_MI_2_PJM_ROR | MISO_MI | PJM_ROR | 2035 | B15 | 1203 | 1203 | 1424 | 0 | 0.06 | 0.02 | 0.02 | 0.02 | 0 | 0 | 0 | 0 | 2.3904 | 0.79681
MISO_MI_2_PJM_ROR | MISO_MI | PJM_ROR | 2035 | B16 | 25 | 25 | 1424 | 0.02 | 1422.16 | 0.89 | 1.89 | 0.76 | 0 | 1.1158 | 0 | 0 | 2.3904 | 0.79681
MISO_MI_2_PJM_ROR | MISO_MI | PJM_ROR | 2035 | B17 | 100 | 100 | 1424 | 714.66 | 0.54 | 0.24 | 0.21 | 0.2 | 0 | 0 | 0 | 0 | 2.3904 | 0.79681
MISO_MI_2_PJM_ROR | MISO_MI | PJM_ROR | 2035 | B18 | 400 | 400 | 1424 | 1424 | 1423.4 | 0.06 | 0.09 | 0.05 | 3.1218 | 0.72407 | 0 | 0.35935 | 2.3904 | 0.79681
MISO_MI_2_PJM_ROR | MISO_MI | PJM_ROR | 2035 | B19 | 700 | 700 | 1424 | 1424 | 1131.62 | 0.04 | 0.04 | 0.03 | 2.7182 | 0 | 0 | 0.54756 | 2.3904 | 0.79681
MISO_MI_2_PJM_ROR | MISO_MI | PJM_ROR | 2035 | B20 | 935 | 935 | 1424 | 0 | 0.11 | 0.04 | 0.03 | 0.03 | 0 | 0 | 0 | 0 | 2.3904 | 0.79681
MISO_MI_2_PJM_ROR | MISO_MI | PJM_ROR | 2040 | B01 | 10 | 10 | 1424 | 1424 | 1406.54 | 1384.82 | 2.26 | 4.26 | 62.4718 | 0.29675 | 0.09496 | 0.28268 | 3.949 | 1.3163
MISO_MI_2_PJM_ROR | MISO_MI | PJM_ROR | 2040 | B02 | 25 | 25 | 1424 | 1424 | 1417.26 | 3.14 | 1.01 | 1.25 | 7.9885 | 0.29675 | 0 | 0.090368 | 3.949 | 1.3163
MISO_MI_2_PJM_ROR | MISO_MI | PJM_ROR | 2040 | B03 | 75 | 75 | 1424 | 1424 | 1423.74 | 226.8 | 442.43 | 0.54 | 12.9739 | 3.9527 | 0 | 0.44029 | 3.949 | 1.3163
MISO_MI_2_PJM_ROR | MISO_MI | PJM_ROR | 2040 | B04 | 100 | 100 | 1424 | 1424 | 1422.78 | 952.62 | 0.41 | 0.43 | 1.0446 | 0.34423 | 0 | 0.047265 | 3.949 | 1.3163
MISO_MI_2_PJM_ROR | MISO_MI | PJM_ROR | 2040 | B05 | 200 | 200 | 1424 | 1424 | 1423.75 | 1421.32 | 0.23 | 0.24 | 2.8844 | 1.1989 | 0.09496 | 0.26103 | 3.949 | 1.3163
MISO_MI_2_PJM_ROR | MISO_MI | PJM_ROR | 2040 | B06 | 300 | 300 | 1424 | 1424 | 1176.75 | 1411.31 | 0.08 | 0.15 | 14.6951 | 0 | 0.01187 | 1.9948 | 3.949 | 1.3163
MISO_MI_2_PJM_ROR | MISO_MI | PJM_ROR | 2040 | B07 | 400 | 400 | 1424 | 1424 | 1423.94 | 1412.31 | 951.9 | 0.11 | 11.3833 | 3.9527 | 0.01187 | 2.0603 | 3.949 | 1.3163
MISO_MI_2_PJM_ROR | MISO_MI | PJM_ROR | 2040 | B08 | 500 | 500 | 1424 | 0.01 | 134.01 | 0.11 | 0.05 | 0.06 | 0 | 0 | 0 | 0 | 3.949 | 1.3163
MISO_MI_2_PJM_ROR | MISO_MI | PJM_ROR | 2040 | B09 | 800 | 800 | 1424 | 0 | 0.05 | 0.07 | 0.02 | 0.04 | 0 | 0 | 0 | 0 | 3.949 | 1.3163
MISO_MI_2_PJM_ROR | MISO_MI | PJM_ROR | 2040 | B10 | 1262 | 1262 | 1424 | 0 | 0.02 | 0.04 | 0.01 | 0.02 | 0 | 0 | 0 | 0 | 3.949 | 1.3163
MISO_MI_2_PJM_ROR | MISO_MI | PJM_ROR | 2040 | B11 | 25 | 25 | 1424 | 109.5 | 805 | 1.89 | 0.89 | 1.05 | 0 | 0 | 0 | 0 | 3.949 | 1.3163
MISO_MI_2_PJM_ROR | MISO_MI | PJM_ROR | 2040 | B12 | 200 | 200 | 1424 | 699.17 | 605.7 | 0.27 | 0.12 | 0.14 | 0 | 0 | 0 | 0 | 3.949 | 1.3163
MISO_MI_2_PJM_ROR | MISO_MI | PJM_ROR | 2040 | B13 | 600 | 600 | 1424 | 37.58 | 334.22 | 0.1 | 0.04 | 0.05 | 0 | 0 | 0 | 0 | 3.949 | 1.3163
MISO_MI_2_PJM_ROR | MISO_MI | PJM_ROR | 2040 | B14 | 900 | 900 | 1424 | 83.25 | 0.18 | 0.09 | 0.02 | 0.04 | 0 | 0 | 0 | 0 | 3.949 | 1.3163
MISO_MI_2_PJM_ROR | MISO_MI | PJM_ROR | 2040 | B15 | 1203 | 1203 | 1424 | 0 | 0.07 | 0.05 | 0.02 | 0.02 | 0 | 0 | 0 | 0 | 3.949 | 1.3163
MISO_MI_2_PJM_ROR | MISO_MI | PJM_ROR | 2040 | B16 | 25 | 25 | 1424 | 480.5 | 6.91 | 1.87 | 0.81 | 1.05 | 0 | 0 | 0 | 0 | 3.949 | 1.3163
MISO_MI_2_PJM_ROR | MISO_MI | PJM_ROR | 2040 | B17 | 100 | 100 | 1424 | 0.39 | 1.72 | 0.53 | 0.2 | 0.27 | 0 | 0 | 0 | 0 | 3.949 | 1.3163
MISO_MI_2_PJM_ROR | MISO_MI | PJM_ROR | 2040 | B18 | 400 | 400 | 1424 | 1423.99 | 1405.05 | 0.14 | 0.06 | 0.07 | 0.17805 | 0.01187 | 0 | 0.032226 | 3.949 | 1.3163
MISO_MI_2_PJM_ROR | MISO_MI | PJM_ROR | 2040 | B19 | 700 | 700 | 1424 | 1424 | 521.65 | 0.08 | 0.03 | 0.04 | 0.17805 | 0 | 0 | 0.056396 | 3.949 | 1.3163
MISO_MI_2_PJM_ROR | MISO_MI | PJM_ROR | 2040 | B20 | 935 | 935 | 1424 | 0 | 0.06 | 0.06 | 0.02 | 0.03 | 0 | 0 | 0 | 0 | 3.949 | 1.3163
MISO_MI_2_PJM_ROR | MISO_MI | PJM_ROR | 2045 | B01 | 10 | 10 | 1424 | 1424 | 1422.76 | 1421.18 | 4.29 | 7.42 | 87.1139 | 7.027 | 2.3028 | 0.2447 | 9.0038 | 3.0013
MISO_MI_2_PJM_ROR | MISO_MI | PJM_ROR | 2045 | B02 | 25 | 25 | 1424 | 1424 | 1423.48 | 1422.78 | 1.82 | 3.09 | 8.9856 | 7.0152 | 2.2078 | 0.063101 | 9.0038 | 3.0013
MISO_MI_2_PJM_ROR | MISO_MI | PJM_ROR | 2045 | B03 | 75 | 75 | 1424 | 1424 | 1423.81 | 1423.57 | 0.63 | 1.15 | 40.6429 | 7.0152 | 2.2197 | 0.85624 | 9.0038 | 3.0013
MISO_MI_2_PJM_ROR | MISO_MI | PJM_ROR | 2045 | B04 | 100 | 100 | 1424 | 1344.6 | 1423.85 | 1423.68 | 0.46 | 0.97 | 0 | 7.0152 | 2.3503 | 0 | 9.0038 | 3.0013
MISO_MI_2_PJM_ROR | MISO_MI | PJM_ROR | 2045 | B05 | 200 | 200 | 1424 | 1423.56 | 1423.9 | 1423.83 | 0.18 | 0.51 | 0.01187 | 6.9677 | 2.3503 | 0.00066685 | 9.0038 | 3.0013
MISO_MI_2_PJM_ROR | MISO_MI | PJM_ROR | 2045 | B06 | 300 | 300 | 1424 | 1424 | 1423.93 | 1423.75 | 0.15 | 0.16 | 18.6359 | 7.0033 | 1.3057 | 1.5704 | 9.0038 | 3.0013
MISO_MI_2_PJM_ROR | MISO_MI | PJM_ROR | 2045 | B07 | 400 | 400 | 1424 | 1113.51 | 1101.98 | 1423.49 | 0.04 | 0.08 | 0 | 0 | 0.28488 | 0 | 9.0038 | 3.0013
MISO_MI_2_PJM_ROR | MISO_MI | PJM_ROR | 2045 | B08 | 500 | 500 | 1424 | 0 | 0.32 | 0.12 | 0.02 | 0.04 | 0 | 0 | 0 | 0 | 9.0038 | 3.0013
MISO_MI_2_PJM_ROR | MISO_MI | PJM_ROR | 2045 | B09 | 800 | 800 | 1424 | 0 | 1423.86 | 1423.53 | 0.02 | 0.04 | 0 | 0.81903 | 0.26114 | 0 | 9.0038 | 3.0013
MISO_MI_2_PJM_ROR | MISO_MI | PJM_ROR | 2045 | B10 | 1262 | 1262 | 1424 | 0 | 0.02 | 0.04 | 0.01 | 0.02 | 0 | 0 | 0 | 0 | 9.0038 | 3.0013
MISO_MI_2_PJM_ROR | MISO_MI | PJM_ROR | 2045 | B11 | 25 | 25 | 1424 | 1423.98 | 1423.43 | 702.15 | 1.44 | 0.96 | 0.99708 | 6.5522 | 0 | 0.007002 | 9.0038 | 3.0013
MISO_MI_2_PJM_ROR | MISO_MI | PJM_ROR | 2045 | B12 | 200 | 200 | 1424 | 1424 | 1423.93 | 656.24 | 0.24 | 0.13 | 15.0037 | 7.0152 | 0 | 0.8429 | 9.0038 | 3.0013
MISO_MI_2_PJM_ROR | MISO_MI | PJM_ROR | 2045 | B13 | 600 | 600 | 1424 | 1424 | 1423.93 | 1257.56 | 0.03 | 0.04 | 4.0477 | 4.0239 | 0 | 0.68219 | 9.0038 | 3.0013
MISO_MI_2_PJM_ROR | MISO_MI | PJM_ROR | 2045 | B14 | 900 | 900 | 1424 | 1424 | 0.13 | 0.06 | 0.01 | 0.02 | 14.9799 | 0 | 0 | 3.7871 | 9.0038 | 3.0013
MISO_MI_2_PJM_ROR | MISO_MI | PJM_ROR | 2045 | B15 | 1203 | 1203 | 1424 | 0 | 0.09 | 0.05 | 0.01 | 0.02 | 0 | 0 | 0 | 0 | 9.0038 | 3.0013
MISO_MI_2_PJM_ROR | MISO_MI | PJM_ROR | 2045 | B16 | 25 | 25 | 1424 | 1424 | 1420.96 | 1.91 | 0.55 | 0.76 | 25.3543 | 1.0446 | 0 | 0.17805 | 9.0038 | 3.0013
MISO_MI_2_PJM_ROR | MISO_MI | PJM_ROR | 2045 | B17 | 100 | 100 | 1424 | 1423.99 | 1422.16 | 0.52 | 0.13 | 0.19 | 0.67659 | 1.092 | 0 | 0.019005 | 9.0038 | 3.0013
MISO_MI_2_PJM_ROR | MISO_MI | PJM_ROR | 2045 | B18 | 400 | 400 | 1424 | 1424 | 1423.92 | 1192.78 | 0.05 | 0.06 | 7.1932 | 4.0358 | 0 | 0.80823 | 9.0038 | 3.0013
MISO_MI_2_PJM_ROR | MISO_MI | PJM_ROR | 2045 | B19 | 700 | 700 | 1424 | 1424 | 1423.77 | 0.08 | 0.02 | 0.03 | 14.9799 | 1.009 | 0 | 2.9455 | 9.0038 | 3.0013
MISO_MI_2_PJM_ROR | MISO_MI | PJM_ROR | 2045 | B20 | 935 | 935 | 1424 | 0 | 0.12 | 0.06 | 0.01 | 0.02 | 0 | 0 | 0 | 0 | 9.0038 | 3.0013
MISO_MI_2_PJM_ROR | MISO_MI | PJM_ROR | 2050 | B01 | 10 | 10 | 1424 | 617.58 | 1422.77 | 1418.56 | 0.9 | 1.44 | 0 | 3.1099 | 0.43919 | 0 | 8.0261 | 2.6754
MISO_MI_2_PJM_ROR | MISO_MI | PJM_ROR | 2050 | B02 | 25 | 25 | 1424 | 1424 | 1423.47 | 1419.09 | 0.37 | 0.54 | 64.3354 | 3.1099 | 0.18992 | 0.8694 | 8.0261 | 2.6754
MISO_MI_2_PJM_ROR | MISO_MI | PJM_ROR | 2050 | B03 | 75 | 75 | 1424 | 1424 | 1393.6 | 1423.1 | 0.1 | 0.2 | 20.9862 | 0.04748 | 0.45106 | 0.85079 | 8.0261 | 2.6754
MISO_MI_2_PJM_ROR | MISO_MI | PJM_ROR | 2050 | B04 | 100 | 100 | 1424 | 986.35 | 279.26 | 1423.68 | 0.07 | 0.19 | 0 | 0 | 1.0208 | 0 | 8.0261 | 2.6754
MISO_MI_2_PJM_ROR | MISO_MI | PJM_ROR | 2050 | B05 | 200 | 200 | 1424 | 1424 | 1162.45 | 1423.65 | 0.04 | 0.08 | 9.4485 | 0 | 0.45106 | 1.0215 | 8.0261 | 2.6754
MISO_MI_2_PJM_ROR | MISO_MI | PJM_ROR | 2050 | B06 | 300 | 300 | 1424 | 1046.32 | 1423.76 | 1423.75 | 0.02 | 0.05 | 0 | 0.49854 | 0.41545 | 0 | 8.0261 | 2.6754
MISO_MI_2_PJM_ROR | MISO_MI | PJM_ROR | 2050 | B07 | 400 | 400 | 1424 | 0 | 1401.88 | 0.04 | 0.02 | 0.02 | 0 | 0.02374 | 0 | 0 | 8.0261 | 2.6754
MISO_MI_2_PJM_ROR | MISO_MI | PJM_ROR | 2050 | B08 | 500 | 500 | 1424 | 1424 | 1423.98 | 0.07 | 0.03 | 0.02 | 0.66472 | 5.5314 | 0 | 0.17965 | 8.0261 | 2.6754
MISO_MI_2_PJM_ROR | MISO_MI | PJM_ROR | 2050 | B09 | 800 | 800 | 1424 | 262.58 | 709.23 | 0.04 | 0.01 | 0.01 | 0 | 0 | 0 | 0 | 8.0261 | 2.6754
MISO_MI_2_PJM_ROR | MISO_MI | PJM_ROR | 2050 | B10 | 1262 | 0 | 1424 | 0 | 0.01 | 0.01 | 0 | 0.01 | 0 | 0 | 0 | 0 | 8.0261 | 2.6754
MISO_MI_2_PJM_ROR | MISO_MI | PJM_ROR | 2050 | B11 | 25 | 25 | 1424 | 1424 | 1423.77 | 1151.93 | 1.81 | 0.49 | 145.2532 | 7.217 | 0 | 1.9629 | 8.0261 | 2.6754
MISO_MI_2_PJM_ROR | MISO_MI | PJM_ROR | 2050 | B12 | 200 | 200 | 1424 | 1424 | 1423.96 | 590.98 | 0.1 | 0.06 | 22.9922 | 5.7807 | 0 | 2.4856 | 8.0261 | 2.6754
MISO_MI_2_PJM_ROR | MISO_MI | PJM_ROR | 2050 | B13 | 600 | 600 | 1424 | 300.9 | 513.25 | 0.18 | 0.01 | 0.02 | 0 | 0 | 0 | 0 | 8.0261 | 2.6754
MISO_MI_2_PJM_ROR | MISO_MI | PJM_ROR | 2050 | B14 | 900 | 900 | 1424 | 1275.61 | 0.02 | 0.02 | 0.01 | 0.01 | 0 | 0 | 0 | 0 | 8.0261 | 2.6754
MISO_MI_2_PJM_ROR | MISO_MI | PJM_ROR | 2050 | B15 | 1203 | 0 | 1424 | 0 | 0.01 | 0.01 | 0 | 0.01 | 0 | 0 | 0 | 0 | 8.0261 | 2.6754
MISO_MI_2_PJM_ROR | MISO_MI | PJM_ROR | 2050 | B16 | 25 | 25 | 1424 | 1424 | 1422.37 | 0.57 | 0.28 | 0.3 | 75.4695 | 0.79529 | 0 | 1.0199 | 8.0261 | 2.6754
MISO_MI_2_PJM_ROR | MISO_MI | PJM_ROR | 2050 | B17 | 100 | 100 | 1424 | 1424 | 1423.48 | 0.15 | 0.07 | 0.08 | 9.5316 | 0.79529 | 0 | 0.51522 | 8.0261 | 2.6754
MISO_MI_2_PJM_ROR | MISO_MI | PJM_ROR | 2050 | B18 | 400 | 400 | 1424 | 1148.54 | 1.29 | 900.29 | 0.02 | 0.03 | 0 | 0 | 0 | 0 | 8.0261 | 2.6754
MISO_MI_2_PJM_ROR | MISO_MI | PJM_ROR | 2050 | B19 | 700 | 700 | 1424 | 1424 | 0.04 | 0.02 | 0.01 | 0.01 | 4.748 | 0 | 0 | 1.7965 | 8.0261 | 2.6754
MISO_MI_2_PJM_ROR | MISO_MI | PJM_ROR | 2050 | B20 | 935 | 0 | 1424 | 0 | 0.01 | 0.01 | 0 | 0.01 | 0 | 0 | 0 | 0 | 8.0261 | 2.6754
MISO_MO-IL_2_ENT | MISO_MO-IL | ENT | 2015 | B01 | 10 | 10 | 2540 | 0 | 0.28 | 0.21 | 0.3 | 0.23 | 0 | 0 | 0 | 0 | 0 | 0
MISO_MO-IL_2_ENT | MISO_MO-IL | ENT | 2015 | B02 | 25 | 25 | 2540 | 0 | 0.11 | 0.08 | 0.12 | 0.09 | 0 | 0 | 0 | 0 | 0 | 0
MISO_MO-IL_2_ENT | MISO_MO-IL | ENT | 2015 | B03 | 75 | 75 | 2540 | 0 | 0.05 | 0.03 | 0.05 | 0.04 | 0 | 0 | 0 | 0 | 0 | 0
MISO_MO-IL_2_ENT | MISO_MO-IL | ENT | 2015 | B04 | 100 | 100 | 2540 | 0 | 0.09 | 0.09 | 0.09 | 0.09 | 0 | 0 | 0 | 0 | 0 | 0
MISO_MO-IL_2_ENT | MISO_MO-IL | ENT | 2015 | B05 | 200 | 200 | 2540 | 0 | 617.76 | 1320.4 | 86.78 | 71.6 | 0 | 0 | 0 | 0 | 0 | 0
MISO_MO-IL_2_ENT | MISO_MO-IL | ENT | 2015 | B06 | 300 | 300 | 2540 | 0 | 0.02 | 0.05 | 0.02 | 0.05 | 0 | 0 | 0 | 0 | 0 | 0
MISO_MO-IL_2_ENT | MISO_MO-IL | ENT | 2015 | B07 | 400 | 400 | 2540 | 0 | 0.01 | 0.01 | 0.01 | 0.01 | 0 | 0 | 0 | 0 | 0 | 0
MISO_MO-IL_2_ENT | MISO_MO-IL | ENT | 2015 | B08 | 500 | 500 | 2540 | 0 | 0.01 | 0.01 | 0.01 | 0.01 | 0 | 0 | 0 | 0 | 0 | 0
MISO_MO-IL_2_ENT | MISO_MO-IL | ENT | 2015 | B09 | 800 | 800 | 2540 | 0 | 0.01 | 0 | 0.01 | 0 | 0 | 0 | 0 | 0 | 0 | 0
MISO_MO-IL_2_ENT | MISO_MO-IL | ENT | 2015 | B10 | 1262 | 1262 | 2540 | 0 | 0.01 | 0 | 0.01 | 0 | 0 | 0 | 0 | 0 | 0 | 0
MISO_MO-IL_2_ENT | MISO_MO-IL | ENT | 2015 | B11 | 25 | 25 | 2540 | 0 | 0.24 | 0.18 | 0.25 | 0.19 | 0 | 0 | 0 | 0 | 0 | 0
MISO_MO-IL_2_ENT | MISO_MO-IL | ENT | 2015 | B12 | 200 | 200 | 2540 | 0 | 0.01 | 0.01 | 0.01 | 0.01 | 0 | 0 | 0 | 0 | 0 | 0
MISO_MO-IL_2_ENT | MISO_MO-IL | ENT | 2015 | B13 | 600 | 600 | 2540 | 0 | 0.01 | 0 | 0.01 | 0 | 0 | 0 | 0 | 0 | 0 | 0
MISO_MO-IL_2_ENT | MISO_MO-IL | ENT | 2015 | B14 | 900 | 0 | 2540 | 0 | 0 | 0 | 0 | 0 | 0 | 0 | 0 | 0 | 0 | 0
MISO_MO-IL_2_ENT | MISO_MO-IL | ENT | 2015 | B15 | 1203 | 0 | 2540 | 0 | 0 | 0 | 0 | 0 | 0 | 0 | 0 | 0 | 0 | 0
MISO_MO-IL_2_ENT | MISO_MO-IL | ENT | 2015 | B16 | 25 | 25 | 2540 | 0 | 0.11 | 0.1 | 0.12 | 0.1 | 0 | 0 | 0 | 0 | 0 | 0
MISO_MO-IL_2_ENT | MISO_MO-IL | ENT | 2015 | B17 | 100 | 100 | 2540 | 0 | 0.02 | 0.01 | 0.02 | 0.02 | 0 | 0 | 0 | 0 | 0 | 0
MISO_MO-IL_2_ENT | MISO_MO-IL | ENT | 2015 | B18 | 400 | 400 | 2540 | 0 | 0.01 | 0.01 | 0.01 | 0.01 | 0 | 0 | 0 | 0 | 0 | 0
MISO_MO-IL_2_ENT | MISO_MO-IL | ENT | 2015 | B19 | 700 | 700 | 2540 | 0 | 0.01 | 0 | 0.01 | 0 | 0 | 0 | 0 | 0 | 0 | 0
MISO_MO-IL_2_ENT | MISO_MO-IL | ENT | 2015 | B20 | 935 | 935 | 2540 | 0 | 0.01 | 0.01 | 0.01 | 0.01 | 0 | 0 | 0 | 0 | 0 | 0
MISO_MO-IL_2_ENT | MISO_MO-IL | ENT | 2020 | B01 | 10 | 10 | 2540 | 0 | 0.3 | 0.25 | 0.33 | 0.27 | 0 | 0 | 0 | 0 | 0 | 0
MISO_MO-IL_2_ENT | MISO_MO-IL | ENT | 2020 | B02 | 25 | 25 | 2540 | 0 | 0.14 | 0.1 | 0.15 | 0.11 | 0 | 0 | 0 | 0 | 0 | 0
MISO_MO-IL_2_ENT | MISO_MO-IL | ENT | 2020 | B03 | 75 | 75 | 2540 | 0 | 0.06 | 0.04 | 0.06 | 0.04 | 0 | 0 | 0 | 0 | 0 | 0
MISO_MO-IL_2_ENT | MISO_MO-IL | ENT | 2020 | B04 | 100 | 100 | 2540 | 0 | 0.04 | 0.05 | 0.04 | 0.05 | 0 | 0 | 0 | 0 | 0 | 0
MISO_MO-IL_2_ENT | MISO_MO-IL | ENT | 2020 | B05 | 200 | 200 | 2540 | 0 | 0.03 | 0.02 | 0.03 | 0.02 | 0 | 0 | 0 | 0 | 0 | 0
MISO_MO-IL_2_ENT | MISO_MO-IL | ENT | 2020 | B06 | 300 | 300 | 2540 | 0 | 0.02 | 0.01 | 0.02 | 0.01 | 0 | 0 | 0 | 0 | 0 | 0
MISO_MO-IL_2_ENT | MISO_MO-IL | ENT | 2020 | B07 | 400 | 400 | 2540 | 0 | 0.01 | 0.01 | 0.01 | 0.01 | 0 | 0 | 0 | 0 | 0 | 0
MISO_MO-IL_2_ENT | MISO_MO-IL | ENT | 2020 | B08 | 500 | 500 | 2540 | 0 | 0.01 | 0.01 | 0.02 | 0.01 | 0 | 0 | 0 | 0 | 0 | 0
MISO_MO-IL_2_ENT | MISO_MO-IL | ENT | 2020 | B09 | 800 | 800 | 2540 | 0 | 0.01 | 0.01 | 0.01 | 0.01 | 0 | 0 | 0 | 0 | 0 | 0
MISO_MO-IL_2_ENT | MISO_MO-IL | ENT | 2020 | B10 | 1262 | 1262 | 2540 | 0 | 0.01 | 0 | 0.01 | 0 | 0 | 0 | 0 | 0 | 0 | 0
MISO_MO-IL_2_ENT | MISO_MO-IL | ENT | 2020 | B11 | 25 | 25 | 2540 | 0 | 0.21 | 0.13 | 0.22 | 0.14 | 0 | 0 | 0 | 0 | 0 | 0
MISO_MO-IL_2_ENT | MISO_MO-IL | ENT | 2020 | B12 | 200 | 200 | 2540 | 0 | 0.02 | 0.02 | 0.02 | 0.02 | 0 | 0 | 0 | 0 | 0 | 0
MISO_MO-IL_2_ENT | MISO_MO-IL | ENT | 2020 | B13 | 600 | 600 | 2540 | 0 | 0.01 | 0.01 | 0.01 | 0.01 | 0 | 0 | 0 | 0 | 0 | 0
MISO_MO-IL_2_ENT | MISO_MO-IL | ENT | 2020 | B14 | 900 | 900 | 2540 | 0 | 0.01 | 0 | 0.01 | 0 | 0 | 0 | 0 | 0 | 0 | 0
MISO_MO-IL_2_ENT | MISO_MO-IL | ENT | 2020 | B15 | 1203 | 0 | 2540 | 0 | 0 | 0 | 0 | 0 | 0 | 0 | 0 | 0 | 0 | 0
MISO_MO-IL_2_ENT | MISO_MO-IL | ENT | 2020 | B16 | 25 | 25 | 2540 | 0 | 0.12 | 0.11 | 0.13 | 0.12 | 0 | 0 | 0 | 0 | 0 | 0
MISO_MO-IL_2_ENT | MISO_MO-IL | ENT | 2020 | B17 | 100 | 100 | 2540 | 0 | 0.03 | 0.03 | 0.03 | 0.03 | 0 | 0 | 0 | 0 | 0 | 0
MISO_MO-IL_2_ENT | MISO_MO-IL | ENT | 2020 | B18 | 400 | 400 | 2540 | 0 | 0.01 | 0.01 | 0.01 | 0.01 | 0 | 0 | 0 | 0 | 0 | 0
MISO_MO-IL_2_ENT | MISO_MO-IL | ENT | 2020 | B19 | 700 | 700 | 2540 | 0 | 0.01 | 0 | 0.01 | 0.01 | 0 | 0 | 0 | 0 | 0 | 0
MISO_MO-IL_2_ENT | MISO_MO-IL | ENT | 2020 | B20 | 935 | 935 | 2540 | 0 | 0.01 | 0 | 0.01 | 0 | 0 | 0 | 0 | 0 | 0 | 0
MISO_MO-IL_2_ENT | MISO_MO-IL | ENT | 2025 | B01 | 10 | 10 | 2540 | 0.01 | 0.39 | 0.32 | 0.43 | 0.35 | 0 | 0 | 0 | 0 | 0 | 0
MISO_MO-IL_2_ENT | MISO_MO-IL | ENT | 2025 | B02 | 25 | 25 | 2540 | 0 | 0.19 | 0.14 | 0.2 | 0.15 | 0 | 0 | 0 | 0 | 0 | 0
MISO_MO-IL_2_ENT | MISO_MO-IL | ENT | 2025 | B03 | 75 | 75 | 2540 | 0 | 0.08 | 0.06 | 0.09 | 0.06 | 0 | 0 | 0 | 0 | 0 | 0
MISO_MO-IL_2_ENT | MISO_MO-IL | ENT | 2025 | B04 | 100 | 100 | 2540 | 0 | 47.98 | 0.15 | 36.32 | 0.16 | 0 | 0 | 0 | 0 | 0 | 0
MISO_MO-IL_2_ENT | MISO_MO-IL | ENT | 2025 | B05 | 200 | 200 | 2540 | 0 | 0.22 | 0.06 | 0.23 | 0.06 | 0 | 0 | 0 | 0 | 0 | 0
MISO_MO-IL_2_ENT | MISO_MO-IL | ENT | 2025 | B06 | 300 | 300 | 2540 | 0 | 0.03 | 0.02 | 0.03 | 0.02 | 0 | 0 | 0 | 0 | 0 | 0
MISO_MO-IL_2_ENT | MISO_MO-IL | ENT | 2025 | B07 | 400 | 400 | 2540 | 0 | 0.01 | 0.02 | 0.02 | 0.02 | 0 | 0 | 0 | 0 | 0 | 0
MISO_MO-IL_2_ENT | MISO_MO-IL | ENT | 2025 | B08 | 500 | 500 | 2540 | 0 | 0.01 | 0.02 | 0.01 | 0.02 | 0 | 0 | 0 | 0 | 0 | 0
MISO_MO-IL_2_ENT | MISO_MO-IL | ENT | 2025 | B09 | 800 | 800 | 2540 | 0 | 0.01 | 0.01 | 0.01 | 0.01 | 0 | 0 | 0 | 0 | 0 | 0
MISO_MO-IL_2_ENT | MISO_MO-IL | ENT | 2025 | B10 | 1262 | 1262 | 2540 | 813.24 | 0.01 | 0 | 0.01 | 0 | 0 | 0 | 0 | 0 | 0 | 0
MISO_MO-IL_2_ENT | MISO_MO-IL | ENT | 2025 | B11 | 25 | 25 | 2540 | 0 | 84.86 | 0.18 | 76.84 | 0.19 | 0 | 0 | 0 | 0 | 0 | 0
MISO_MO-IL_2_ENT | MISO_MO-IL | ENT | 2025 | B12 | 200 | 200 | 2540 | 0 | 0.02 | 0.02 | 0.02 | 0.02 | 0 | 0 | 0 | 0 | 0 | 0
MISO_MO-IL_2_ENT | MISO_MO-IL | ENT | 2025 | B13 | 600 | 600 | 2540 | 0 | 0.01 | 0.01 | 0.01 | 0.01 | 0 | 0 | 0 | 0 | 0 | 0
MISO_MO-IL_2_ENT | MISO_MO-IL | ENT | 2025 | B14 | 900 | 900 | 2540 | 0 | 0.01 | 0 | 0.01 | 0 | 0 | 0 | 0 | 0 | 0 | 0
MISO_MO-IL_2_ENT | MISO_MO-IL | ENT | 2025 | B15 | 1203 | 0 | 2540 | 0 | 0 | 0 | 0 | 0 | 0 | 0 | 0 | 0 | 0 | 0
MISO_MO-IL_2_ENT | MISO_MO-IL | ENT | 2025 | B16 | 25 | 25 | 2540 | 0 | 0.17 | 0.14 | 0.19 | 0.15 | 0 | 0 | 0 | 0 | 0 | 0
MISO_MO-IL_2_ENT | MISO_MO-IL | ENT | 2025 | B17 | 100 | 100 | 2540 | 0 | 0.04 | 0.03 | 0.05 | 0.04 | 0 | 0 | 0 | 0 | 0 | 0
MISO_MO-IL_2_ENT | MISO_MO-IL | ENT | 2025 | B18 | 400 | 400 | 2540 | 0 | 0.01 | 0.01 | 0.01 | 0.01 | 0 | 0 | 0 | 0 | 0 | 0
MISO_MO-IL_2_ENT | MISO_MO-IL | ENT | 2025 | B19 | 700 | 700 | 2540 | 0 | 0.01 | 0.01 | 0.01 | 0.01 | 0 | 0 | 0 | 0 | 0 | 0
MISO_MO-IL_2_ENT | MISO_MO-IL | ENT | 2025 | B20 | 935 | 935 | 2540 | 0 | 0.01 | 0 | 0.01 | 0 | 0 | 0 | 0 | 0 | 0 | 0
MISO_MO-IL_2_ENT | MISO_MO-IL | ENT | 2030 | B01 | 10 | 10 | 2540 | 0.01 | 0.56 | 0.3 | 0.46 | 0.31 | 0 | 0 | 0 | 0 | 2.9824 | 0.99412
MISO_MO-IL_2_ENT | MISO_MO-IL | ENT | 2030 | B02 | 25 | 25 | 2540 | 0 | 0.3 | 0.18 | 0.22 | 0.17 | 0 | 0 | 0 | 0 | 2.9824 | 0.99412
MISO_MO-IL_2_ENT | MISO_MO-IL | ENT | 2030 | B03 | 75 | 75 | 2540 | 0 | 0.15 | 0.08 | 0.1 | 0.07 | 0 | 0 | 0 | 0 | 2.9824 | 0.99412
MISO_MO-IL_2_ENT | MISO_MO-IL | ENT | 2030 | B04 | 100 | 100 | 2540 | 0 | 917.02 | 0.24 | 0.16 | 0.15 | 0 | 0 | 0 | 0 | 2.9824 | 0.99412
MISO_MO-IL_2_ENT | MISO_MO-IL | ENT | 2030 | B05 | 200 | 200 | 2540 | 0 | 2054.32 | 0.11 | 0.08 | 0.06 | 0 | 0 | 0 | 0 | 2.9824 | 0.99412
MISO_MO-IL_2_ENT | MISO_MO-IL | ENT | 2030 | B06 | 300 | 300 | 2540 | 0 | 0.02 | 0.03 | 0.02 | 0.02 | 0 | 0 | 0 | 0 | 2.9824 | 0.99412
MISO_MO-IL_2_ENT | MISO_MO-IL | ENT | 2030 | B07 | 400 | 400 | 2540 | 0 | 0.02 | 0.04 | 0.02 | 0.03 | 0 | 0 | 0 | 0 | 2.9824 | 0.99412
MISO_MO-IL_2_ENT | MISO_MO-IL | ENT | 2030 | B08 | 500 | 500 | 2540 | 0 | 679.72 | 0.01 | 0.03 | 0.01 | 0 | 0 | 0 | 0 | 2.9824 | 0.99412
MISO_MO-IL_2_ENT | MISO_MO-IL | ENT | 2030 | B09 | 800 | 800 | 2540 | 2540 | 2511.78 | 0.02 | 0.02 | 0.01 | 3.9883 | 0 | 0 | 0.68104 | 2.9824 | 0.99412
MISO_MO-IL_2_ENT | MISO_MO-IL | ENT | 2030 | B10 | 1262 | 1262 | 2540 | 1167.15 | 0.01 | 0 | 0.01 | 0 | 0 | 0 | 0 | 0 | 2.9824 | 0.99412
MISO_MO-IL_2_ENT | MISO_MO-IL | ENT | 2030 | B11 | 25 | 25 | 2540 | 2539.99 | 2509.24 | 0.24 | 0.65 | 0.22 | 1.7686 | 0.03561 | 0 | 0.0094377 | 2.9824 | 0.99412
MISO_MO-IL_2_ENT | MISO_MO-IL | ENT | 2030 | B12 | 200 | 200 | 2540 | 2540 | 0.21 | 0.02 | 0.06 | 0.02 | 6.3504 | 0 | 0 | 0.2711 | 2.9824 | 0.99412
MISO_MO-IL_2_ENT | MISO_MO-IL | ENT | 2030 | B13 | 600 | 600 | 2540 | 2540 | 0.09 | 0.01 | 0.02 | 0.01 | 6.4098 | 0 | 0 | 0.82089 | 2.9824 | 0.99412
MISO_MO-IL_2_ENT | MISO_MO-IL | ENT | 2030 | B14 | 900 | 900 | 2540 | 2540 | 0.01 | 0 | 0.01 | 0 | 0.42732 | 0 | 0 | 0.082089 | 2.9824 | 0.99412
MISO_MO-IL_2_ENT | MISO_MO-IL | ENT | 2030 | B15 | 1203 | 0 | 2540 | 1364.41 | 0.01 | 0 | 0 | 0 | 0 | 0 | 0 | 0 | 2.9824 | 0.99412
MISO_MO-IL_2_ENT | MISO_MO-IL | ENT | 2030 | B16 | 25 | 25 | 2540 | 2540 | 1.2 | 0.16 | 0.43 | 0.16 | 6.9321 | 0 | 0 | 0.036991 | 2.9824 | 0.99412
MISO_MO-IL_2_ENT | MISO_MO-IL | ENT | 2030 | B17 | 100 | 100 | 2540 | 2540 | 0.1 | 0.04 | 0.07 | 0.04 | 6.9321 | 0 | 0 | 0.14796 | 2.9824 | 0.99412
MISO_MO-IL_2_ENT | MISO_MO-IL | ENT | 2030 | B18 | 400 | 400 | 2540 | 2540 | 587.15 | 0.01 | 0.04 | 0.01 | 6.9321 | 0 | 0 | 0.59185 | 2.9824 | 0.99412
MISO_MO-IL_2_ENT | MISO_MO-IL | ENT | 2030 | B19 | 700 | 700 | 2540 | 2540 | 0.02 | 0.01 | 0.01 | 0.01 | 1.3888 | 0 | 0 | 0.2075 | 2.9824 | 0.99412
MISO_MO-IL_2_ENT | MISO_MO-IL | ENT | 2030 | B20 | 935 | 935 | 2540 | 2540 | 0.01 | 0 | 0.01 | 0 | 5.6501 | 0 | 0 | 1.1276 | 2.9824 | 0.99412
MISO_MO-IL_2_ENT | MISO_MO-IL | ENT | 2035 | B01 | 10 | 10 | 2540 | 1461.17 | 0.61 | 0.49 | 0.64 | 0.53 | 0 | 0 | 0 | 0 | 0.77104 | 0.25701
MISO_MO-IL_2_ENT | MISO_MO-IL | ENT | 2035 | B02 | 25 | 25 | 2540 | 0 | 0.6 | 0.29 | 0.53 | 0.3 | 0 | 0 | 0 | 0 | 0.77104 | 0.25701
MISO_MO-IL_2_ENT | MISO_MO-IL | ENT | 2035 | B03 | 75 | 75 | 2540 | 0 | 0.43 | 0.32 | 0.3 | 0.3 | 0 | 0 | 0 | 0 | 0.77104 | 0.25701
MISO_MO-IL_2_ENT | MISO_MO-IL | ENT | 2035 | B04 | 100 | 100 | 2540 | 0 | 236.1 | 164 | 0.64 | 1.33 | 0 | 0 | 0 | 0 | 0.77104 | 0.25701
MISO_MO-IL_2_ENT | MISO_MO-IL | ENT | 2035 | B05 | 200 | 200 | 2540 | 0 | 0.04 | 0.03 | 0.04 | 0.03 | 0 | 0 | 0 | 0 | 0.77104 | 0.25701
MISO_MO-IL_2_ENT | MISO_MO-IL | ENT | 2035 | B06 | 300 | 300 | 2540 | 0 | 0.03 | 0.02 | 0.03 | 0.02 | 0 | 0 | 0 | 0 | 0.77104 | 0.25701
MISO_MO-IL_2_ENT | MISO_MO-IL | ENT | 2035 | B07 | 400 | 400 | 2540 | 0 | 297.33 | 0.03 | 0.19 | 0.03 | 0 | 0 | 0 | 0 | 0.77104 | 0.25701
MISO_MO-IL_2_ENT | MISO_MO-IL | ENT | 2035 | B08 | 500 | 500 | 2540 | 1779.08 | 2539.81 | 2539.48 | 1111.5 | 3706.46 | 0 | 0.77155 | 0.26114 | 0 | 0.77104 | 0.25701
MISO_MO-IL_2_ENT | MISO_MO-IL | ENT | 2035 | B09 | 800 | 800 | 2540 | 0 | 2539.87 | 2106.08 | 306.9 | 0.25 | 0 | 0.77155 | 0 | 0 | 0.77104 | 0.25701
MISO_MO-IL_2_ENT | MISO_MO-IL | ENT | 2035 | B10 | 1262 | 1262 | 2540 | 0 | 0.01 | 0 | 0.01 | 0 | 0 | 0 | 0 | 0 | 0.77104 | 0.25701
MISO_MO-IL_2_ENT | MISO_MO-IL | ENT | 2035 | B11 | 25 | 25 | 2540 | 2540 | 2537.07 | 2.01 | 1777.85 | 1.45 | 6.8134 | 0.77155 | 0 | 0.17293 | 0.77104 | 0.25701
MISO_MO-IL_2_ENT | MISO_MO-IL | ENT | 2035 | B12 | 200 | 200 | 2540 | 357.2 | 0.04 | 0.03 | 0.04 | 0.03 | 0 | 0 | 0 | 0 | 0.77104 | 0.25701
MISO_MO-IL_2_ENT | MISO_MO-IL | ENT | 2035 | B13 | 600 | 600 | 2540 | 0 | 0.01 | 0.01 | 0.01 | 0.01 | 0 | 0 | 0 | 0 | 0.77104 | 0.25701
MISO_MO-IL_2_ENT | MISO_MO-IL | ENT | 2035 | B14 | 900 | 900 | 2540 | 0 | 0.01 | 0.01 | 0.01 | 0.01 | 0 | 0 | 0 | 0 | 0.77104 | 0.25701
MISO_MO-IL_2_ENT | MISO_MO-IL | ENT | 2035 | B15 | 1203 | 1203 | 2540 | 1969.41 | 0.01 | 0 | 0.01 | 0 | 0 | 0 | 0 | 0 | 0.77104 | 0.25701
MISO_MO-IL_2_ENT | MISO_MO-IL | ENT | 2035 | B16 | 25 | 25 | 2540 | 2540 | 0.31 | 0.21 | 0.32 | 0.22 | 6.6116 | 0 | 0 | 0.16781 | 0.77104 | 0.25701
MISO_MO-IL_2_ENT | MISO_MO-IL | ENT | 2035 | B17 | 100 | 100 | 2540 | 213.26 | 0.07 | 0.05 | 0.07 | 0.06 | 0 | 0 | 0 | 0 | 0.77104 | 0.25701
MISO_MO-IL_2_ENT | MISO_MO-IL | ENT | 2035 | B18 | 400 | 400 | 2540 | 0 | 0.02 | 0.01 | 0.02 | 0.01 | 0 | 0 | 0 | 0 | 0.77104 | 0.25701
MISO_MO-IL_2_ENT | MISO_MO-IL | ENT | 2035 | B19 | 700 | 700 | 2540 | 0 | 0.01 | 0.01 | 0.01 | 0.01 | 0 | 0 | 0 | 0 | 0.77104 | 0.25701
MISO_MO-IL_2_ENT | MISO_MO-IL | ENT | 2035 | B20 | 935 | 935 | 2540 | 2540 | 0.01 | 0.01 | 0.01 | 0.01 | 0.72407 | 0 | 0 | 0.68732 | 0.77104 | 0.25701
MISO_MO-IL_2_ENT | MISO_MO-IL | ENT | 2040 | B01 | 10 | 10 | 2540 | 551.87 | 1.98 | 0.79 | 2.03 | 0.87 | 0 | 0 | 0 | 0 | 0.32939 | 0.1098
MISO_MO-IL_2_ENT | MISO_MO-IL | ENT | 2040 | B02 | 25 | 25 | 2540 | 0.01 | 0.85 | 0.34 | 0.85 | 0.37 | 0 | 0 | 0 | 0 | 0.32939 | 0.1098
MISO_MO-IL_2_ENT | MISO_MO-IL | ENT | 2040 | B03 | 75 | 75 | 2540 | 0 | 2.94 | 0.72 | 1.43 | 0.68 | 0 | 0 | 0 | 0 | 0.32939 | 0.1098
MISO_MO-IL_2_ENT | MISO_MO-IL | ENT | 2040 | B04 | 100 | 100 | 2540 | 0 | 268.7 | 169.44 | 1.72 | 3.27 | 0 | 0 | 0 | 0 | 0.32939 | 0.1098
MISO_MO-IL_2_ENT | MISO_MO-IL | ENT | 2040 | B05 | 200 | 200 | 2540 | 0 | 0.09 | 0.05 | 0.09 | 0.05 | 0 | 0 | 0 | 0 | 0.32939 | 0.1098
MISO_MO-IL_2_ENT | MISO_MO-IL | ENT | 2040 | B06 | 300 | 300 | 2540 | 0 | 0.06 | 0.05 | 0.06 | 0.05 | 0 | 0 | 0 | 0 | 0.32939 | 0.1098
MISO_MO-IL_2_ENT | MISO_MO-IL | ENT | 2040 | B07 | 400 | 400 | 2540 | 0 | 2379.39 | 2538.01 | 1.07 | 1232.48 | 0 | 0 | 0.10683 | 0 | 0.32939 | 0.1098
MISO_MO-IL_2_ENT | MISO_MO-IL | ENT | 2040 | B08 | 500 | 500 | 2540 | 0 | 3.94 | 2016.83 | 0.39 | 1.19 | 0 | 0 | 0 | 0 | 0.32939 | 0.1098
MISO_MO-IL_2_ENT | MISO_MO-IL | ENT | 2040 | B09 | 800 | 800 | 2540 | 0 | 0.04 | 0.02 | 0.04 | 0.02 | 0 | 0 | 0 | 0 | 0.32939 | 0.1098
MISO_MO-IL_2_ENT | MISO_MO-IL | ENT | 2040 | B10 | 1262 | 1262 | 2540 | 0 | 0.01 | 0.01 | 0.01 | 0.01 | 0 | 0 | 0 | 0 | 0.32939 | 0.1098
MISO_MO-IL_2_ENT | MISO_MO-IL | ENT | 2040 | B11 | 25 | 25 | 2540 | 349.73 | 2.9 | 232.57 | 2.43 | 11.01 | 0 | 0 | 0 | 0 | 0.32939 | 0.1098
MISO_MO-IL_2_ENT | MISO_MO-IL | ENT | 2040 | B12 | 200 | 200 | 2540 | 2404.45 | 0.12 | 0.05 | 0.12 | 0.05 | 0 | 0 | 0 | 0 | 0.32939 | 0.1098
MISO_MO-IL_2_ENT | MISO_MO-IL | ENT | 2040 | B13 | 600 | 600 | 2540 | 2023.32 | 0.04 | 0.02 | 0.04 | 0.02 | 0 | 0 | 0 | 0 | 0.32939 | 0.1098
MISO_MO-IL_2_ENT | MISO_MO-IL | ENT | 2040 | B14 | 900 | 900 | 2540 | 894.28 | 0.03 | 0.01 | 0.03 | 0.01 | 0 | 0 | 0 | 0 | 0.32939 | 0.1098
MISO_MO-IL_2_ENT | MISO_MO-IL | ENT | 2040 | B15 | 1203 | 1203 | 2540 | 928.69 | 0.02 | 0.01 | 0.02 | 0.01 | 0 | 0 | 0 | 0 | 0.32939 | 0.1098
MISO_MO-IL_2_ENT | MISO_MO-IL | ENT | 2040 | B16 | 25 | 25 | 2540 | 1167.53 | 0.87 | 0.34 | 0.9 | 0.37 | 0 | 0 | 0 | 0 | 0.32939 | 0.1098
MISO_MO-IL_2_ENT | MISO_MO-IL | ENT | 2040 | B17 | 100 | 100 | 2540 | 704.68 | 0.23 | 0.09 | 0.23 | 0.09 | 0 | 0 | 0 | 0 | 0.32939 | 0.1098
MISO_MO-IL_2_ENT | MISO_MO-IL | ENT | 2040 | B18 | 400 | 400 | 2540 | 2540 | 0.06 | 0.02 | 0.06 | 0.02 | 0.43919 | 0 | 0 | 0.43919 | 0.32939 | 0.1098
MISO_MO-IL_2_ENT | MISO_MO-IL | ENT | 2040 | B19 | 700 | 700 | 2540 | 1622.64 | 0.04 | 0.01 | 0.04 | 0.01 | 0 | 0 | 0 | 0 | 0.32939 | 0.1098
MISO_MO-IL_2_ENT | MISO_MO-IL | ENT | 2040 | B20 | 935 | 935 | 2540 | 887.93 | 0.03 | 0.01 | 0.03 | 0.01 | 0 | 0 | 0 | 0 | 0.32939 | 0.1098
MISO_MO-IL_2_ENT | MISO_MO-IL | ENT | 2045 | B01 | 10 | 10 | 2540 | 0.02 | 1.11 | 0.83 | 1 | 0.86 | 0 | 0 | 0 | 0 | 2.7105 | 0.90351
MISO_MO-IL_2_ENT | MISO_MO-IL | ENT | 2045 | B02 | 25 | 25 | 2540 | 150.53 | 0.48 | 0.36 | 0.42 | 0.36 | 0 | 0 | 0 | 0 | 2.7105 | 0.90351
MISO_MO-IL_2_ENT | MISO_MO-IL | ENT | 2045 | B03 | 75 | 75 | 2540 | 0 | 0.28 | 2251.37 | 0.2 | 0.97 | 0 | 0 | 0 | 0 | 2.7105 | 0.90351
MISO_MO-IL_2_ENT | MISO_MO-IL | ENT | 2045 | B04 | 100 | 100 | 2540 | 0 | 312.74 | 1589.31 | 0.35 | 0.73 | 0 | 0 | 0 | 0 | 2.7105 | 0.90351
MISO_MO-IL_2_ENT | MISO_MO-IL | ENT | 2045 | B05 | 200 | 200 | 2540 | 0 | 0.11 | 0.14 | 0.08 | 0.11 | 0 | 0 | 0 | 0 | 2.7105 | 0.90351
MISO_MO-IL_2_ENT | MISO_MO-IL | ENT | 2045 | B06 | 300 | 300 | 2540 | 0 | 0.19 | 213.99 | 0.08 | 0.23 | 0 | 0 | 0 | 0 | 2.7105 | 0.90351
MISO_MO-IL_2_ENT | MISO_MO-IL | ENT | 2045 | B07 | 400 | 400 | 2540 | 0 | 734.52 | 678.61 | 0.11 | 0.19 | 0 | 0 | 0 | 0 | 2.7105 | 0.90351
MISO_MO-IL_2_ENT | MISO_MO-IL | ENT | 2045 | B08 | 500 | 500 | 2540 | 0 | 1936.17 | 0.07 | 0.1 | 0.05 | 0 | 0 | 0 | 0 | 2.7105 | 0.90351
MISO_MO-IL_2_ENT | MISO_MO-IL | ENT | 2045 | B09 | 800 | 800 | 2540 | 0 | 0.06 | 0.01 | 0.02 | 0.01 | 0 | 0 | 0 | 0 | 2.7105 | 0.90351
MISO_MO-IL_2_ENT | MISO_MO-IL | ENT | 2045 | B10 | 1262 | 1262 | 2540 | 336.06 | 0.01 | 0.01 | 0.01 | 0.01 | 0 | 0 | 0 | 0 | 2.7105 | 0.90351
MISO_MO-IL_2_ENT | MISO_MO-IL | ENT | 2045 | B11 | 25 | 25 | 2540 | 691.81 | 706.69 | 0.6 | 1.34 | 0.55 | 0 | 0 | 0 | 0 | 2.7105 | 0.90351
MISO_MO-IL_2_ENT | MISO_MO-IL | ENT | 2045 | B12 | 200 | 200 | 2540 | 2540 | 0.06 | 0.05 | 0.06 | 0.05 | 8.9975 | 0 | 0 | 1.5513 | 2.7105 | 0.90351
MISO_MO-IL_2_ENT | MISO_MO-IL | ENT | 2045 | B13 | 600 | 600 | 2540 | 1496.48 | 0.02 | 0.02 | 0.02 | 0.02 | 0 | 0 | 0 | 0 | 2.7105 | 0.90351
MISO_MO-IL_2_ENT | MISO_MO-IL | ENT | 2045 | B14 | 900 | 900 | 2540 | 396.73 | 0.01 | 0.01 | 0.01 | 0.01 | 0 | 0 | 0 | 0 | 2.7105 | 0.90351
MISO_MO-IL_2_ENT | MISO_MO-IL | ENT | 2045 | B15 | 1203 | 1203 | 2540 | 586.37 | 0.01 | 0.01 | 0.01 | 0.01 | 0 | 0 | 0 | 0 | 2.7105 | 0.90351
MISO_MO-IL_2_ENT | MISO_MO-IL | ENT | 2045 | B16 | 25 | 25 | 2540 | 2540 | 0.48 | 0.35 | 0.44 | 0.36 | 95.2686 | 0 | 0 | 2.0532 | 2.7105 | 0.90351
MISO_MO-IL_2_ENT | MISO_MO-IL | ENT | 2045 | B17 | 100 | 100 | 2540 | 2120.02 | 0.12 | 0.09 | 0.11 | 0.09 | 0 | 0 | 0 | 0 | 2.7105 | 0.90351
MISO_MO-IL_2_ENT | MISO_MO-IL | ENT | 2045 | B18 | 400 | 400 | 2540 | 1346.91 | 0.03 | 0.02 | 0.03 | 0.02 | 0 | 0 | 0 | 0 | 2.7105 | 0.90351
MISO_MO-IL_2_ENT | MISO_MO-IL | ENT | 2045 | B19 | 700 | 700 | 2540 | 770.59 | 0.02 | 0.01 | 0.02 | 0.01 | 0 | 0 | 0 | 0 | 2.7105 | 0.90351
MISO_MO-IL_2_ENT | MISO_MO-IL | ENT | 2045 | B20 | 935 | 935 | 2540 | 2539.94 | 0.01 | 0.01 | 0.01 | 0.01 | 0.01187 | 0 | 0 | 0.0095676 | 2.7105 | 0.90351
MISO_MO-IL_2_ENT | MISO_MO-IL | ENT | 2050 | B01 | 10 | 10 | 2540 | 1859.34 | 4.86 | 0.52 | 0.5 | 0.39 | 0 | 0 | 0 | 0 | 7.9592 | 2.6531
MISO_MO-IL_2_ENT | MISO_MO-IL | ENT | 2050 | B02 | 25 | 25 | 2540 | 2540 | 509.04 | 0.23 | 0.22 | 0.17 | 14.3271 | 0 | 0 | 0.12747 | 7.9592 | 2.6531
MISO_MO-IL_2_ENT | MISO_MO-IL | ENT | 2050 | B03 | 75 | 75 | 2540 | 0 | 1893.54 | 0.08 | 0.08 | 0.06 | 0 | 0 | 0 | 0 | 7.9592 | 2.6531
MISO_MO-IL_2_ENT | MISO_MO-IL | ENT | 2050 | B04 | 100 | 100 | 2540 | 410.47 | 248.34 | 1614.71 | 0.06 | 0.12 | 0 | 0 | 0 | 0 | 7.9592 | 2.6531
MISO_MO-IL_2_ENT | MISO_MO-IL | ENT | 2050 | B05 | 200 | 200 | 2540 | 1431.68 | 2539.86 | 1845.68 | 0.04 | 0.06 | 0 | 2.9912 | 0 | 0 | 7.9592 | 2.6531
MISO_MO-IL_2_ENT | MISO_MO-IL | ENT | 2050 | B06 | 300 | 300 | 2540 | 427.91 | 1548.5 | 0.43 | 0.02 | 0.03 | 0 | 0 | 0 | 0 | 7.9592 | 2.6531
MISO_MO-IL_2_ENT | MISO_MO-IL | ENT | 2050 | B07 | 400 | 400 | 2540 | 0 | 2539.02 | 0.02 | 0.02 | 0.01 | 0 | 0.17805 | 0 | 0 | 7.9592 | 2.6531
MISO_MO-IL_2_ENT | MISO_MO-IL | ENT | 2050 | B08 | 500 | 500 | 2540 | 2540 | 2539.52 | 0.01 | 0.01 | 0.01 | 5.8044 | 0.17805 | 0 | 1.0328 | 7.9592 | 2.6531
MISO_MO-IL_2_ENT | MISO_MO-IL | ENT | 2050 | B09 | 800 | 800 | 2540 | 580.4 | 0.75 | 0.01 | 0.01 | 0.01 | 0 | 0 | 0 | 0 | 7.9592 | 2.6531
MISO_MO-IL_2_ENT | MISO_MO-IL | ENT | 2050 | B10 | 1262 | 0 | 2540 | 0 | 0.05 | 0 | 0 | 0 | 0 | 0 | 0 | 0 | 7.9592 | 2.6531
MISO_MO-IL_2_ENT | MISO_MO-IL | ENT | 2050 | B11 | 25 | 25 | 2540 | 2540 | 2532.29 | 0.24 | 0.24 | 0.17 | 150.6184 | 0.17805 | 0 | 1.34 | 7.9592 | 2.6531
MISO_MO-IL_2_ENT | MISO_MO-IL | ENT | 2050 | B12 | 200 | 200 | 2540 | 2540 | 2539.76 | 0.03 | 0.03 | 0.02 | 50.7324 | 0.99708 | 0 | 3.6108 | 7.9592 | 2.6531
MISO_MO-IL_2_ENT | MISO_MO-IL | ENT | 2050 | B13 | 600 | 600 | 2540 | 2540 | 2539.85 | 0.01 | 0.01 | 0.01 | 1.9111 | 1.1751 | 0 | 0.40806 | 7.9592 | 2.6531
MISO_MO-IL_2_ENT | MISO_MO-IL | ENT | 2050 | B14 | 900 | 900 | 2540 | 274.36 | 0.07 | 0.01 | 0.01 | 0 | 0 | 0 | 0 | 0 | 7.9592 | 2.6531
MISO_MO-IL_2_ENT | MISO_MO-IL | ENT | 2050 | B15 | 1203 | 0 | 2540 | 881.23 | 0.05 | 0.01 | 0 | 0 | 0 | 0 | 0 | 0 | 7.9592 | 2.6531
MISO_MO-IL_2_ENT | MISO_MO-IL | ENT | 2050 | B16 | 25 | 25 | 2540 | 2540 | 46.68 | 0.24 | 0.22 | 0.17 | 268.7012 | 0 | 0 | 2.3906 | 7.9592 | 2.6531
MISO_MO-IL_2_ENT | MISO_MO-IL | ENT | 2050 | B17 | 100 | 100 | 2540 | 2540 | 0.6 | 0.06 | 0.05 | 0.04 | 43.741 | 0 | 0 | 1.5566 | 7.9592 | 2.6531
MISO_MO-IL_2_ENT | MISO_MO-IL | ENT | 2050 | B18 | 400 | 400 | 2540 | 2540 | 924.46 | 0.02 | 0.01 | 0.01 | 0.99708 | 0 | 0 | 0.14193 | 7.9592 | 2.6531
MISO_MO-IL_2_ENT | MISO_MO-IL | ENT | 2050 | B19 | 700 | 700 | 2540 | 750.35 | 0.08 | 0.01 | 0.01 | 0.01 | 0 | 0 | 0 | 0 | 7.9592 | 2.6531
MISO_MO-IL_2_ENT | MISO_MO-IL | ENT | 2050 | B20 | 935 | 935 | 2540 | 2539.98 | 0.08 | 0.01 | 0.01 | 0 | 0.01187 | 0 | 0 | 0.0039496 | 7.9592 | 2.6531
MISO_MO-IL_2_MISO_IN | MISO_MO-IL | MISO_IN | 2015 | B01 | 10 | 10 | 2100 | 2099.99 | 2098.12 | 2096.14 | 1662.72 | 1920.21 | 1.5906 | 1.1158 | 0.36797 | 0.011186 | 1.1275 | 0.37582
MISO_MO-IL_2_MISO_IN | MISO_MO-IL | MISO_IN | 2015 | B02 | 25 | 25 | 2100 | 2100 | 2099.22 | 2098.34 | 1412 | 1654.64 | 3.5017 | 1.1158 | 0.36797 | 0.061562 | 1.1275 | 0.37582
MISO_MO-IL_2_MISO_IN | MISO_MO-IL | MISO_IN | 2015 | B03 | 75 | 75 | 2100 | 1625.9 | 2099.62 | 2099.4 | 587.76 | 827.29 | 0 | 1.1158 | 0.36797 | 0 | 1.1275 | 0.37582
MISO_MO-IL_2_MISO_IN | MISO_MO-IL | MISO_IN | 2015 | B04 | 100 | 100 | 2100 | 732.96 | 2099.69 | 2099.55 | 809.13 | 1090.4 | 0 | 1.1158 | 0.36797 | 0 | 1.1275 | 0.37582
MISO_MO-IL_2_MISO_IN | MISO_MO-IL | MISO_IN | 2015 | B05 | 200 | 200 | 2100 | 262.91 | 2094.68 | 2099.76 | 0.18 | 271.43 | 0 | 0.41545 | 0.36797 | 0 | 1.1275 | 0.37582
MISO_MO-IL_2_MISO_IN | MISO_MO-IL | MISO_IN | 2015 | B06 | 300 | 300 | 2100 | 0.04 | 812.47 | 1329.16 | 0.09 | 0.24 | 0 | 0 | 0 | 0 | 1.1275 | 0.37582
MISO_MO-IL_2_MISO_IN | MISO_MO-IL | MISO_IN | 2015 | B07 | 400 | 400 | 2100 | 65.05 | 421.13 | 1631.62 | 0.07 | 0.17 | 0 | 0 | 0 | 0 | 1.1275 | 0.37582
MISO_MO-IL_2_MISO_IN | MISO_MO-IL | MISO_IN | 2015 | B08 | 500 | 500 | 2100 | 457.37 | 2099.69 | 1637.11 | 0.08 | 0.17 | 0 | 0.1187 | 0 | 0 | 1.1275 | 0.37582
MISO_MO-IL_2_MISO_IN | MISO_MO-IL | MISO_IN | 2015 | B09 | 800 | 800 | 2100 | 991.35 | 1656.79 | 1157.33 | 0.03 | 0.09 | 0 | 0 | 0 | 0 | 1.1275 | 0.37582
MISO_MO-IL_2_MISO_IN | MISO_MO-IL | MISO_IN | 2015 | B10 | 1262 | 1262 | 2100 | 2100 | 2099.98 | 2099.96 | 0.23 | 0.29 | 1.1633 | 1.0446 | 0.30862 | 1.0324 | 1.1275 | 0.37582
MISO_MO-IL_2_MISO_IN | MISO_MO-IL | MISO_IN | 2015 | B11 | 25 | 25 | 2100 | 95.94 | 2093.4 | 2097.82 | 1.24 | 7.22 | 0 | 0.10683 | 0.24927 | 0 | 1.1275 | 0.37582
MISO_MO-IL_2_MISO_IN | MISO_MO-IL | MISO_IN | 2015 | B12 | 200 | 200 | 2100 | 1953.08 | 2099.62 | 2099.76 | 0.18 | 277.88 | 0 | 0.28488 | 0.36797 | 0 | 1.1275 | 0.37582
MISO_MO-IL_2_MISO_IN | MISO_MO-IL | MISO_IN | 2015 | B13 | 600 | 600 | 2100 | 1676.25 | 1997.79 | 2099.67 | 0.05 | 0.13 | 0 | 0 | 0.08309 | 0 | 1.1275 | 0.37582
MISO_MO-IL_2_MISO_IN | MISO_MO-IL | MISO_IN | 2015 | B14 | 900 | 900 | 2100 | 1102.56 | 1187.06 | 1423.87 | 0.03 | 0.09 | 0 | 0 | 0 | 0 | 1.1275 | 0.37582
MISO_MO-IL_2_MISO_IN | MISO_MO-IL | MISO_IN | 2015 | B15 | 1203 | 1203 | 2100 | 926.4 | 907.34 | 87.45 | 0.02 | 0.05 | 0 | 0 | 0 | 0 | 1.1275 | 0.37582
MISO_MO-IL_2_MISO_IN | MISO_MO-IL | MISO_IN | 2015 | B16 | 25 | 25 | 2100 | 2100 | 2099.22 | 2098.34 | 1015.57 | 1005.32 | 3.9883 | 1.1158 | 0.36797 | 0.070118 | 1.1275 | 0.37582
MISO_MO-IL_2_MISO_IN | MISO_MO-IL | MISO_IN | 2015 | B17 | 100 | 100 | 2100 | 2100 | 2099.79 | 2099.54 | 3.71 | 14.33 | 4.6649 | 1.0683 | 0.3561 | 0.32805 | 1.1275 | 0.37582
MISO_MO-IL_2_MISO_IN | MISO_MO-IL | MISO_IN | 2015 | B18 | 400 | 400 | 2100 | 1359.34 | 2099.91 | 2099.86 | 0.47 | 0.89 | 0 | 1.0327 | 0.32049 | 0 | 1.1275 | 0.37582
MISO_MO-IL_2_MISO_IN | MISO_MO-IL | MISO_IN | 2015 | B19 | 700 | 700 | 2100 | 823.85 | 2099.96 | 2099.92 | 0.32 | 0.72 | 0 | 1.0208 | 0.33236 | 0 | 1.1275 | 0.37582
MISO_MO-IL_2_MISO_IN | MISO_MO-IL | MISO_IN | 2015 | B20 | 935 | 935 | 2100 | 1948.79 | 2099.95 | 2099.94 | 0.28 | 0.51 | 0 | 1.0446 | 0.33236 | 0 | 1.1275 | 0.37582
MISO_MO-IL_2_MISO_IN | MISO_MO-IL | MISO_IN | 2020 | B01 | 10 | 10 | 2100 | 0.68 | 337.7 | 1184.88 | 292.65 | 1365.34 | 0 | 0 | 0 | 0 | 0 | 0
MISO_MO-IL_2_MISO_IN | MISO_MO-IL | MISO_IN | 2020 | B02 | 25 | 25 | 2100 | 0.27 | 23.99 | 20.11 | 23.52 | 21.05 | 0 | 0 | 0 | 0 | 0 | 0
MISO_MO-IL_2_MISO_IN | MISO_MO-IL | MISO_IN | 2020 | B03 | 75 | 75 | 2100 | 0 | 0.4 | 0.82 | 0.47 | 0.99 | 0 | 0 | 0 | 0 | 0 | 0
MISO_MO-IL_2_MISO_IN | MISO_MO-IL | MISO_IN | 2020 | B04 | 100 | 100 | 2100 | 0 | 0.15 | 0.61 | 0.19 | 0.73 | 0 | 0 | 0 | 0 | 0 | 0
MISO_MO-IL_2_MISO_IN | MISO_MO-IL | MISO_IN | 2020 | B05 | 200 | 200 | 2100 | 0 | 0.08 | 0.32 | 0.1 | 0.37 | 0 | 0 | 0 | 0 | 0 | 0
MISO_MO-IL_2_MISO_IN | MISO_MO-IL | MISO_IN | 2020 | B06 | 300 | 300 | 2100 | 0 | 0.11 | 0.24 | 0.13 | 0.29 | 0 | 0 | 0 | 0 | 0 | 0
MISO_MO-IL_2_MISO_IN | MISO_MO-IL | MISO_IN | 2020 | B07 | 400 | 400 | 2100 | 0 | 0.05 | 0.17 | 0.07 | 0.21 | 0 | 0 | 0 | 0 | 0 | 0
MISO_MO-IL_2_MISO_IN | MISO_MO-IL | MISO_IN | 2020 | B08 | 500 | 500 | 2100 | 0 | 0.04 | 0.15 | 0.06 | 0.19 | 0 | 0 | 0 | 0 | 0 | 0
MISO_MO-IL_2_MISO_IN | MISO_MO-IL | MISO_IN | 2020 | B09 | 800 | 800 | 2100 | 0 | 0.04 | 0.1 | 0.05 | 0.13 | 0 | 0 | 0 | 0 | 0 | 0
MISO_MO-IL_2_MISO_IN | MISO_MO-IL | MISO_IN | 2020 | B10 | 1262 | 1262 | 2100 | 0 | 0.06 | 0.14 | 0.09 | 0.18 | 0 | 0 | 0 | 0 | 0 | 0
MISO_MO-IL_2_MISO_IN | MISO_MO-IL | MISO_IN | 2020 | B11 | 25 | 25 | 2100 | 0.28 | 28.69 | 19.34 | 29.11 | 19.66 | 0 | 0 | 0 | 0 | 0 | 0
MISO_MO-IL_2_MISO_IN | MISO_MO-IL | MISO_IN | 2020 | B12 | 200 | 200 | 2100 | 0.04 | 4.75 | 4.06 | 4.78 | 4.52 | 0 | 0 | 0 | 0 | 0 | 0
MISO_MO-IL_2_MISO_IN | MISO_MO-IL | MISO_IN | 2020 | B13 | 600 | 600 | 2100 | 0.01 | 1.73 | 1.51 | 1.74 | 1.79 | 0 | 0 | 0 | 0 | 0 | 0
MISO_MO-IL_2_MISO_IN | MISO_MO-IL | MISO_IN | 2020 | B14 | 900 | 900 | 2100 | 0.01 | 1.19 | 0.98 | 1.23 | 1.16 | 0 | 0 | 0 | 0 | 0 | 0
MISO_MO-IL_2_MISO_IN | MISO_MO-IL | MISO_IN | 2020 | B15 | 1203 | 1203 | 2100 | 0.01 | 0.96 | 2085.99 | 0.98 | 431.25 | 0 | 0 | 0 | 0 | 0 | 0
MISO_MO-IL_2_MISO_IN | MISO_MO-IL | MISO_IN | 2020 | B16 | 25 | 25 | 2100 | 0.29 | 1647.84 | 1726.04 | 10805.14 | 12474.28 | 0 | 0 | 0 | 0 | 0 | 0
MISO_MO-IL_2_MISO_IN | MISO_MO-IL | MISO_IN | 2020 | B17 | 100 | 100 | 2100 | 0.07 | 1952.75 | 1992.08 | 3709.82 | 5829.42 | 0 | 0 | 0 | 0 | 0 | 0
MISO_MO-IL_2_MISO_IN | MISO_MO-IL | MISO_IN | 2020 | B18 | 400 | 400 | 2100 | 0.02 | 2.71 | 21.97 | 2.76 | 14.68 | 0 | 0 | 0 | 0 | 0 | 0
MISO_MO-IL_2_MISO_IN | MISO_MO-IL | MISO_IN | 2020 | B19 | 700 | 700 | 2100 | 0.01 | 1.2 | 1.22 | 1.2 | 1.39 | 0 | 0 | 0 | 0 | 0 | 0
MISO_MO-IL_2_MISO_IN | MISO_MO-IL | MISO_IN | 2020 | B20 | 935 | 935 | 2100 | 0.01 | 1.15 | 1.01 | 1.14 | 1.33 | 0 | 0 | 0 | 0 | 0 | 0
MISO_MO-IL_2_MISO_IN | MISO_MO-IL | MISO_IN | 2025 | B01 | 10 | 10 | 2100 | 0.99 | 2095.67 | 2093.02 | 14.35 | 2415.47 | 0 | 0.70033 | 0.30862 | 0 | 0.95706 | 0.31902
MISO_MO-IL_2_MISO_IN | MISO_MO-IL | MISO_IN | 2025 | B02 | 25 | 25 | 2100 | 0.37 | 44.06 | 2096.81 | 2.02 | 91.17 | 0 | 0 | 0.29675 | 0 | 0.95706 | 0.31902
MISO_MO-IL_2_MISO_IN | MISO_MO-IL | MISO_IN | 2025 | B03 | 75 | 75 | 2100 | 0.12 | 17.16 | 470.81 | 0.63 | 1.89 | 0 | 0 | 0 | 0 | 0.95706 | 0.31902
MISO_MO-IL_2_MISO_IN | MISO_MO-IL | MISO_IN | 2025 | B04 | 100 | 100 | 2100 | 0.09 | 12.43 | 10.16 | 0.47 | 1.22 | 0 | 0 | 0 | 0 | 0.95706 | 0.31902
MISO_MO-IL_2_MISO_IN | MISO_MO-IL | MISO_IN | 2025 | B05 | 200 | 200 | 2100 | 0.05 | 6.6 | 5.12 | 0.23 | 0.6 | 0 | 0 | 0 | 0 | 0.95706 | 0.31902
MISO_MO-IL_2_MISO_IN | MISO_MO-IL | MISO_IN | 2025 | B06 | 300 | 300 | 2100 | 0.03 | 4.68 | 3.87 | 0.16 | 0.46 | 0 | 0 | 0 | 0 | 0.95706 | 0.31902
MISO_MO-IL_2_MISO_IN | MISO_MO-IL | MISO_IN | 2025 | B07 | 400 | 400 | 2100 | 0.03 | 3.94 | 1009.24 | 0.13 | 0.46 | 0 | 0 | 0 | 0 | 0.95706 | 0.31902
MISO_MO-IL_2_MISO_IN | MISO_MO-IL | MISO_IN | 2025 | B08 | 500 | 500 | 2100 | 0.02 | 3.19 | 1327.07 | 0.12 | 0.45 | 0 | 0 | 0 | 0 | 0.95706 | 0.31902
MISO_MO-IL_2_MISO_IN | MISO_MO-IL | MISO_IN | 2025 | B09 | 800 | 800 | 2100 | 0.01 | 5.41 | 2098.29 | 0.16 | 1.92 | 0 | 0 | 0.02374 | 0 | 0.95706 | 0.31902
MISO_MO-IL_2_MISO_IN | MISO_MO-IL | MISO_IN | 2025 | B10 | 1262 | 1262 | 2100 | 0.01 | 2099.22 | 2099.93 | 0.28 | 15693.43 | 0 | 0.04748 | 0.30862 | 0 | 0.95706 | 0.31902
MISO_MO-IL_2_MISO_IN | MISO_MO-IL | MISO_IN | 2025 | B11 | 25 | 25 | 2100 | 1080.11 | 45.31 | 2069.96 | 1.94 | 6.97 | 0 | 0 | 0.02374 | 0 | 0.95706 | 0.31902
MISO_MO-IL_2_MISO_IN | MISO_MO-IL | MISO_IN | 2025 | B12 | 200 | 200 | 2100 | 2100 | 2099.8 | 2099.57 | 293.51 | 3763.53 | 1.5668 | 0.9496 | 0.30862 | 0.062201 | 0.95706 | 0.31902
MISO_MO-IL_2_MISO_IN | MISO_MO-IL | MISO_IN | 2025 | B13 | 600 | 600 | 2100 | 2100 | 2099.93 | 2099.85 | 816.57 | 7519.9 | 1.5906 | 0.9496 | 0.30862 | 0.18943 | 0.95706 | 0.31902
MISO_MO-IL_2_MISO_IN | MISO_MO-IL | MISO_IN | 2025 | B14 | 900 | 900 | 2100 | 2100 | 2099.95 | 2099.9 | 2060.38 | 4991.39 | 0.78342 | 0.9496 | 0.30862 | 0.13995 | 0.95706 | 0.31902
MISO_MO-IL_2_MISO_IN | MISO_MO-IL | MISO_IN | 2025 | B15 | 1203 | 1203 | 2100 | 2100 | 2099.94 | 2099.92 | 0.97 | 18822.65 | 1.5668 | 0.42732 | 0.30862 | 0.37414 | 0.95706 | 0.31902
MISO_MO-IL_2_MISO_IN | MISO_MO-IL | MISO_IN | 2025 | B16 | 25 | 25 | 2100 | 611.19 | 2075.33 | 2096.97 | 3.05 | 3894.29 | 0 | 0.03561 | 0.30862 | 0 | 0.95706 | 0.31902
MISO_MO-IL_2_MISO_IN | MISO_MO-IL | MISO_IN | 2025 | B17 | 100 | 100 | 2100 | 2100 | 2099.61 | 2099.17 | 841.41 | 5127.03 | 5.4483 | 0.9496 | 0.30862 | 0.10814 | 0.95706 | 0.31902
MISO_MO-IL_2_MISO_IN | MISO_MO-IL | MISO_IN | 2025 | B18 | 400 | 400 | 2100 | 2100 | 2098.64 | 2099.78 | 0.3 | 2615.04 | 1.8636 | 0.04748 | 0.30862 | 0.14796 | 0.95706 | 0.31902
MISO_MO-IL_2_MISO_IN | MISO_MO-IL | MISO_IN | 2025 | B19 | 700 | 700 | 2100 | 2100 | 2099.92 | 2099.87 | 0.44 | 143.41 | 0.73594 | 0.73594 | 0.30862 | 0.10225 | 0.95706 | 0.31902
MISO_MO-IL_2_MISO_IN | MISO_MO-IL | MISO_IN | 2025 | B20 | 935 | 935 | 2100 | 2100 | 2098.86 | 2099.9 | 0.32 | 14024.06 | 0.81903 | 0.03561 | 0.30862 | 0.152 | 0.95706 | 0.31902
MISO_MO-IL_2_MISO_IN | MISO_MO-IL | MISO_IN | 2030 | B01 | 10 | 10 | 2100 | 0 | 3.46 | 7.4 | 1.58 | 3.72 | 0 | 0 | 0 | 0 | 2.0046 | 0.66819
MISO_MO-IL_2_MISO_IN | MISO_MO-IL | MISO_IN | 2030 | B02 | 25 | 25 | 2100 | 0 | 0.86 | 3.17 | 0.53 | 1.49 | 0 | 0 | 0 | 0 | 2.0046 | 0.66819
MISO_MO-IL_2_MISO_IN | MISO_MO-IL | MISO_IN | 2030 | B03 | 75 | 75 | 2100 | 0 | 12.03 | 1.08 | 0.27 | 0.5 | 0 | 0 | 0 | 0 | 2.0046 | 0.66819
MISO_MO-IL_2_MISO_IN | MISO_MO-IL | MISO_IN | 2030 | B04 | 100 | 100 | 2100 | 0 | 0.17 | 8.12 | 0.12 | 0.5 | 0 | 0 | 0 | 0 | 2.0046 | 0.66819
MISO_MO-IL_2_MISO_IN | MISO_MO-IL | MISO_IN | 2030 | B05 | 200 | 200 | 2100 | 0 | 0.12 | 4.81 | 0.06 | 0.27 | 0 | 0 | 0 | 0 | 2.0046 | 0.66819
MISO_MO-IL_2_MISO_IN | MISO_MO-IL | MISO_IN | 2030 | B06 | 300 | 300 | 2100 | 0.04 | 4.81 | 3.74 | 0.09 | 0.18 | 0 | 0 | 0 | 0 | 2.0046 | 0.66819
MISO_MO-IL_2_MISO_IN | MISO_MO-IL | MISO_IN | 2030 | B07 | 400 | 400 | 2100 | 0.03 | 3.93 | 2.97 | 0.06 | 0.14 | 0 | 0 | 0 | 0 | 2.0046 | 0.66819
MISO_MO-IL_2_MISO_IN | MISO_MO-IL | MISO_IN | 2030 | B08 | 500 | 500 | 2100 | 0.02 | 3.38 | 2.49 | 0.05 | 0.11 | 0 | 0 | 0 | 0 | 2.0046 | 0.66819
MISO_MO-IL_2_MISO_IN | MISO_MO-IL | MISO_IN | 2030 | B09 | 800 | 800 | 2100 | 0 | 0.2 | 1.69 | 0.02 | 0.07 | 0 | 0 | 0 | 0 | 2.0046 | 0.66819
MISO_MO-IL_2_MISO_IN | MISO_MO-IL | MISO_IN | 2030 | B10 | 1262 | 1262 | 2100 | 2100 | 2099.96 | 142.39 | 62.56 | 0.05 | 0.92586 | 1.9942 | 0 | 0.34366 | 2.0046 | 0.66819
MISO_MO-IL_2_MISO_IN | MISO_MO-IL | MISO_IN | 2030 | B11 | 25 | 25 | 2100 | 0 | 1.57 | 35.65 | 0.65 | 2.06 | 0 | 0 | 0 | 0 | 2.0046 | 0.66819
MISO_MO-IL_2_MISO_IN | MISO_MO-IL | MISO_IN | 2030 | B12 | 200 | 200 | 2100 | 0.01 | 7.99 | 6.16 | 0.13 | 0.29 | 0 | 0 | 0 | 0 | 2.0046 | 0.66819
MISO_MO-IL_2_MISO_IN | MISO_MO-IL | MISO_IN | 2030 | B13 | 600 | 600 | 2100 | 0.02 | 3.29 | 2.27 | 0.05 | 0.1 | 0 | 0 | 0 | 0 | 2.0046 | 0.66819
MISO_MO-IL_2_MISO_IN | MISO_MO-IL | MISO_IN | 2030 | B14 | 900 | 900 | 2100 | 0.02 | 2.02 | 1.64 | 0.03 | 0.07 | 0 | 0 | 0 | 0 | 2.0046 | 0.66819
MISO_MO-IL_2_MISO_IN | MISO_MO-IL | MISO_IN | 2030 | B15 | 1203 | 1203 | 2100 | 2100 | 2099.31 | 992.04 | 0.06 | 0.06 | 1.1395 | 0.04748 | 0 | 0.40319 | 2.0046 | 0.66819
MISO_MO-IL_2_MISO_IN | MISO_MO-IL | MISO_IN | 2030 | B16 | 25 | 25 | 2100 | 0.47 | 46.94 | 37.42 | 0.92 | 2.12 | 0 | 0 | 0 | 0 | 2.0046 | 0.66819
MISO_MO-IL_2_MISO_IN | MISO_MO-IL | MISO_IN | 2030 | B17 | 100 | 100 | 2100 | 0.12 | 14.45 | 11.24 | 0.25 | 0.56 | 0 | 0 | 0 | 0 | 2.0046 | 0.66819
MISO_MO-IL_2_MISO_IN | MISO_MO-IL | MISO_IN | 2030 | B18 | 400 | 400 | 2100 | 0.03 | 5.09 | 3.28 | 0.07 | 0.15 | 0 | 0 | 0 | 0 | 2.0046 | 0.66819
MISO_MO-IL_2_MISO_IN | MISO_MO-IL | MISO_IN | 2030 | B19 | 700 | 700 | 2100 | 0.02 | 35.95 | 2.04 | 0.04 | 0.09 | 0 | 0 | 0 | 0 | 2.0046 | 0.66819
MISO_MO-IL_2_MISO_IN | MISO_MO-IL | MISO_IN | 2030 | B20 | 935 | 935 | 2100 | 2100 | 1952.31 | 976.17 | 0.04 | 0.07 | 7.0033 | 0 | 0 | 1.9259 | 2.0046 | 0.66819
MISO_MO-IL_2_MISO_IN | MISO_MO-IL | MISO_IN | 2035 | B01 | 10 | 10 | 2100 | 0 | 106.8 | 2095.33 | 2.5 | 954.96 | 0 | 0 | 0.79529 | 0 | 2.4244 | 0.80814
MISO_MO-IL_2_MISO_IN | MISO_MO-IL | MISO_IN | 2035 | B02 | 25 | 25 | 2100 | 0.53 | 0.65 | 42.9 | 0.5 | 2.24 | 0 | 0 | 0 | 0 | 2.4244 | 0.80814
MISO_MO-IL_2_MISO_IN | MISO_MO-IL | MISO_IN | 2035 | B03 | 75 | 75 | 2100 | 0 | 0.23 | 11.87 | 0.17 | 0.72 | 0 | 0 | 0 | 0 | 2.4244 | 0.80814
MISO_MO-IL_2_MISO_IN | MISO_MO-IL | MISO_IN | 2035 | B04 | 100 | 100 | 2100 | 0 | 0.25 | 10.28 | 0.14 | 0.54 | 0 | 0 | 0 | 0 | 2.4244 | 0.80814
MISO_MO-IL_2_MISO_IN | MISO_MO-IL | MISO_IN | 2035 | B05 | 200 | 200 | 2100 | 0 | 9.09 | 6.18 | 0.13 | 0.29 | 0 | 0 | 0 | 0 | 2.4244 | 0.80814
MISO_MO-IL_2_MISO_IN | MISO_MO-IL | MISO_IN | 2035 | B06 | 300 | 300 | 2100 | 0 | 6.12 | 4.2 | 0.09 | 0.2 | 0 | 0 | 0 | 0 | 2.4244 | 0.80814
MISO_MO-IL_2_MISO_IN | MISO_MO-IL | MISO_IN | 2035 | B07 | 400 | 400 | 2100 | 0 | 3.49 | 2.44 | 0.07 | 0.15 | 0 | 0 | 0 | 0 | 2.4244 | 0.80814
MISO_MO-IL_2_MISO_IN | MISO_MO-IL | MISO_IN | 2035 | B08 | 500 | 500 | 2100 | 0 | 0.06 | 0.17 | 0.03 | 0.07 | 0 | 0 | 0 | 0 | 2.4244 | 0.80814
MISO_MO-IL_2_MISO_IN | MISO_MO-IL | MISO_IN | 2035 | B09 | 800 | 800 | 2100 | 0.02 | 2.64 | 4.28 | 0.04 | 0.08 | 0 | 0 | 0 | 0 | 2.4244 | 0.80814
MISO_MO-IL_2_MISO_IN | MISO_MO-IL | MISO_IN | 2035 | B10 | 1262 | 1262 | 2100 | 2100 | 2099.98 | 2099.95 | 404.09 | 4878.5 | 4.0714 | 2.4096 | 0.79529 | 0.84231 | 2.4244 | 0.80814
MISO_MO-IL_2_MISO_IN | MISO_MO-IL | MISO_IN | 2035 | B11 | 25 | 25 | 2100 | 0 | 0.87 | 43.67 | 0.55 | 2.21 | 0 | 0 | 0 | 0 | 2.4244 | 0.80814
MISO_MO-IL_2_MISO_IN | MISO_MO-IL | MISO_IN | 2035 | B12 | 200 | 200 | 2100 | 1389.58 | 754.63 | 853.08 | 0.14 | 0.41 | 0 | 0 | 0 | 0 | 2.4244 | 0.80814
MISO_MO-IL_2_MISO_IN | MISO_MO-IL | MISO_IN | 2035 | B13 | 600 | 600 | 2100 | 2100 | 2099.86 | 2099.9 | 0.07 | 2623.8 | 4.107 | 0.72407 | 0.79529 | 0.40397 | 2.4244 | 0.80814
MISO_MO-IL_2_MISO_IN | MISO_MO-IL | MISO_IN | 2035 | B14 | 900 | 900 | 2100 | 2100 | 2099.97 | 2099.94 | 0.26 | 12860.53 | 3.2643 | 2.1247 | 0.79529 | 0.48161 | 2.4244 | 0.80814
MISO_MO-IL_2_MISO_IN | MISO_MO-IL | MISO_IN | 2035 | B15 | 1203 | 1203 | 2100 | 2100 | 2099.98 | 2099.95 | 891.7 | 13144.04 | 1.1395 | 2.4096 | 0.79529 | 0.22473 | 2.4244 | 0.80814
MISO_MO-IL_2_MISO_IN | MISO_MO-IL | MISO_IN | 2035 | B16 | 25 | 25 | 2100 | 1375.83 | 59.85 | 2098.01 | 1.03 | 3727.07 | 0 | 0 | 0.79529 | 0 | 2.4244 | 0.80814
MISO_MO-IL_2_MISO_IN | MISO_MO-IL | MISO_IN | 2035 | B17 | 100 | 100 | 2100 | 2100 | 2099.67 | 2099.47 | 1.02 | 7957.41 | 4.4869 | 1.8636 | 0.79529 | 0.073555 | 2.4244 | 0.80814
MISO_MO-IL_2_MISO_IN | MISO_MO-IL | MISO_IN | 2035 | B18 | 400 | 400 | 2100 | 2100 | 1969.35 | 2099.86 | 0.08 | 4078.73 | 0.4748 | 0 | 0.79529 | 0.031134 | 2.4244 | 0.80814
MISO_MO-IL_2_MISO_IN | MISO_MO-IL | MISO_IN | 2035 | B19 | 700 | 700 | 2100 | 2100 | 1732.3 | 2099.92 | 0.05 | 7358.92 | 0.4748 | 0 | 0.79529 | 0.054485 | 2.4244 | 0.80814
MISO_MO-IL_2_MISO_IN | MISO_MO-IL | MISO_IN | 2035 | B20 | 935 | 935 | 2100 | 2100 | 2099.97 | 2099.94 | 1379.02 | 15000.24 | 7.3119 | 2.4096 | 0.79529 | 1.1208 | 2.4244 | 0.80814
MISO_MO-IL_2_MISO_IN | MISO_MO-IL | MISO_IN | 2040 | B01 | 10 | 10 | 2100 | 0 | 2097.98 | 2098.15 | 1.12 | 6.84 | 0 | 3.3948 | 2.6945 | 0 | 10.2962 | 3.4321
MISO_MO-IL_2_MISO_IN | MISO_MO-IL | MISO_IN | 2040 | B02 | 25 | 25 | 2100 | 0 | 0.7 | 57.17 | 0.24 | 0.73 | 0 | 0 | 0 | 0 | 10.2962 | 3.4321
MISO_MO-IL_2_MISO_IN | MISO_MO-IL | MISO_IN | 2040 | B03 | 75 | 75 | 2100 | 0 | 0.22 | 1.56 | 0.08 | 0.22 | 0 | 0 | 0 | 0 | 10.2962 | 3.4321
MISO_MO-IL_2_MISO_IN | MISO_MO-IL | MISO_IN | 2040 | B04 | 100 | 100 | 2100 | 0 | 1.29 | 0.96 | 0.07 | 0.16 | 0 | 0 | 0 | 0 | 10.2962 | 3.4321
MISO_MO-IL_2_MISO_IN | MISO_MO-IL | MISO_IN | 2040 | B05 | 200 | 200 | 2100 | 0 | 0.11 | 0.44 | 0.03 | 0.08 | 0 | 0 | 0 | 0 | 10.2962 | 3.4321
MISO_MO-IL_2_MISO_IN | MISO_MO-IL | MISO_IN | 2040 | B06 | 300 | 300 | 2100 | 0 | 0.05 | 0.35 | 0.02 | 0.05 | 0 | 0 | 0 | 0 | 10.2962 | 3.4321
MISO_MO-IL_2_MISO_IN | MISO_MO-IL | MISO_IN | 2040 | B07 | 400 | 400 | 2100 | 0 | 0.07 | 0.35 | 0.02 | 0.04 | 0 | 0 | 0 | 0 | 10.2962 | 3.4321
MISO_MO-IL_2_MISO_IN | MISO_MO-IL | MISO_IN | 2040 | B08 | 500 | 500 | 2100 | 0.04 | 5.4 | 2099.73 | 0.02 | 0.04 | 0 | 0 | 0.42732 | 0 | 10.2962 | 3.4321
MISO_MO-IL_2_MISO_IN | MISO_MO-IL | MISO_IN | 2040 | B09 | 800 | 800 | 2100 | 0.03 | 2099.94 | 2099.83 | 0.01 | 0.03 | 0 | 1.9467 | 0.42732 | 0 | 10.2962 | 3.4321
MISO_MO-IL_2_MISO_IN | MISO_MO-IL | MISO_IN | 2040 | B10 | 1262 | 1262 | 2100 | 2100 | 2099.99 | 2099.99 | 2912.3 | 9029.07 | 24.9864 | 10.2794 | 3.4186 | 7.5311 | 10.2962 | 3.4321
MISO_MO-IL_2_MISO_IN | MISO_MO-IL | MISO_IN | 2040 | B11 | 25 | 25 | 2100 | 0.81 | 232.13 | 2095.48 | 0.32 | 0.79 | 0 | 0 | 0.42732 | 0 | 10.2962 | 3.4321
MISO_MO-IL_2_MISO_IN | MISO_MO-IL | MISO_IN | 2040 | B12 | 200 | 200 | 2100 | 2100 | 2099.93 | 2099.91 | 0.09 | 4700.42 | 3.1693 | 6.1605 | 3.4186 | 0.15139 | 10.2962 | 3.4321
MISO_MO-IL_2_MISO_IN | MISO_MO-IL | MISO_IN | 2040 | B13 | 600 | 600 | 2100 | 2100 | 2099.98 | 2099.97 | 0.06 | 7286.59 | 10.0301 | 8.309 | 3.4186 | 1.4373 | 10.2962 | 3.4321
MISO_MO-IL_2_MISO_IN | MISO_MO-IL | MISO_IN | 2040 | B14 | 900 | 900 | 2100 | 2100 | 2099.99 | 2099.98 | 0.06 | 11050.27 | 10.0301 | 9.0093 | 3.4186 | 2.156 | 10.2962 | 3.4321
MISO_MO-IL_2_MISO_IN | MISO_MO-IL | MISO_IN | 2040 | B15 | 1203 | 1203 | 2100 | 2091.39 | 2099.98 | 2099.99 | 0.01 | 11018.61 | 0 | 3.3948 | 3.4186 | 0 | 10.2962 | 3.4321
MISO_MO-IL_2_MISO_IN | MISO_MO-IL | MISO_IN | 2040 | B16 | 25 | 25 | 2100 | 2099.95 | 2098.98 | 2099.37 | 0.43 | 7119 | 0.54602 | 2.7182 | 3.4186 | 0.0032602 | 10.2962 | 3.4321
MISO_MO-IL_2_MISO_IN | MISO_MO-IL | MISO_IN | 2040 | B17 | 100 | 100 | 2100 | 2100 | 2099.91 | 2099.83 | 0.44 | 8621.54 | 3.7034 | 8.7007 | 3.4186 | 0.088451 | 10.2962 | 3.4321
MISO_MO-IL_2_MISO_IN | MISO_MO-IL | MISO_IN | 2040 | B18 | 400 | 400 | 2100 | 2100 | 2099.96 | 2099.96 | 0.05 | 5774.52 | 8.9856 | 6.5404 | 3.4186 | 0.85843 | 10.2962 | 3.4321
MISO_MO-IL_2_MISO_IN | MISO_MO-IL | MISO_IN | 2040 | B19 | 700 | 700 | 2100 | 2100 | 2099.98 | 2099.97 | 0.02 | 5815.61 | 8.9856 | 5.0922 | 3.4186 | 1.5022 | 10.2962 | 3.4321
MISO_MO-IL_2_MISO_IN | MISO_MO-IL | MISO_IN | 2040 | B20 | 935 | 935 | 2100 | 1249.7 | 2099.97 | 2099.98 | 0.01 | 10245.53 | 0 | 3.3948 | 3.4186 | 0 | 10.2962 | 3.4321
MISO_MO-IL_2_MISO_IN | MISO_MO-IL | MISO_IN | 2045 | B01 | 10 | 10 | 2100 | 0 | 33.74 | 312.26 | 1.71 | 4.96 | 0 | 0.01187 | 0.01187 | 0 | 5.7278 | 1.9093
MISO_MO-IL_2_MISO_IN | MISO_MO-IL | MISO_IN | 2045 | B02 | 25 | 25 | 2100 | 0 | 6.67 | 76.04 | 0.67 | 1.95 | 0 | 0 | 0 | 0 | 5.7278 | 1.9093
MISO_MO-IL_2_MISO_IN | MISO_MO-IL | MISO_IN | 2045 | B03 | 75 | 75 | 2100 | 0 | 0.13 | 17.49 | 0.1 | 0.6 | 0 | 0 | 0 | 0 | 5.7278 | 1.9093
MISO_MO-IL_2_MISO_IN | MISO_MO-IL | MISO_IN | 2045 | B04 | 100 | 100 | 2100 | 0 | 0.1 | 4.44 | 0.07 | 0.45 | 0 | 0 | 0 | 0 | 5.7278 | 1.9093
MISO_MO-IL_2_MISO_IN | MISO_MO-IL | MISO_IN | 2045 | B05 | 200 | 200 | 2100 | 0 | 0.08 | 1.92 | 0.04 | 0.23 | 0 | 0 | 0 | 0 | 5.7278 | 1.9093
MISO_MO-IL_2_MISO_IN | MISO_MO-IL | MISO_IN | 2045 | B06 | 300 | 300 | 2100 | 0 | 0.04 | 0.43 | 0.02 | 0.13 | 0 | 0 | 0 | 0 | 5.7278 | 1.9093
MISO_MO-IL_2_MISO_IN | MISO_MO-IL | MISO_IN | 2045 | B07 | 400 | 400 | 2100 | 0 | 5.91 | 2099.88 | 0.05 | 591.47 | 0 | 0 | 1.8992 | 0 | 5.7278 | 1.9093
MISO_MO-IL_2_MISO_IN | MISO_MO-IL | MISO_IN | 2045 | B08 | 500 | 500 | 2100 | 0.05 | 2099.96 | 2099.92 | 394.47 | 6469.5 | 0 | 5.7213 | 1.8992 | 0 | 5.7278 | 1.9093
MISO_MO-IL_2_MISO_IN | MISO_MO-IL | MISO_IN | 2045 | B09 | 800 | 800 | 2100 | 0.03 | 2099.98 | 2099.95 | 1297.53 | 7720.17 | 0 | 5.7213 | 1.8992 | 0 | 5.7278 | 1.9093
MISO_MO-IL_2_MISO_IN | MISO_MO-IL | MISO_IN | 2045 | B10 | 1262 | 1262 | 2100 | 2100 | 2099.99 | 2099.97 | 2426.27 | 8167.27 | 9.1043 | 5.7213 | 1.8992 | 5.0794 | 5.7278 | 1.9093
MISO_MO-IL_2_MISO_IN | MISO_MO-IL | MISO_IN | 2045 | B11 | 25 | 25 | 2100 | 0.93 | 84.9 | 2098.62 | 0.7 | 7114.38 | 0 | 0 | 1.8992 | 0 | 5.7278 | 1.9093
MISO_MO-IL_2_MISO_IN | MISO_MO-IL | MISO_IN | 2045 | B12 | 200 | 200 | 2100 | 0.13 | 17.65 | 2099.81 | 0.1 | 7424.53 | 0 | 0 | 1.8992 | 0 | 5.7278 | 1.9093
MISO_MO-IL_2_MISO_IN | MISO_MO-IL | MISO_IN | 2045 | B13 | 600 | 600 | 2100 | 2100 | 2099.95 | 2099.93 | 0.21 | 10356.24 | 6.6591 | 2.8013 | 1.8992 | 1.7663 | 5.7278 | 1.9093
MISO_MO-IL_2_MISO_IN | MISO_MO-IL | MISO_IN | 2045 | B14 | 900 | 900 | 2100 | 1742.1 | 2099.98 | 2099.96 | 1265.46 | 9606.81 | 0 | 5.7213 | 1.8992 | 0 | 5.7278 | 1.9093
MISO_MO-IL_2_MISO_IN | MISO_MO-IL | MISO_IN | 2045 | B15 | 1203 | 1203 | 2100 | 1782.37 | 2099.96 | 2099.97 | 0.03 | 13883.19 | 0 | 1.8161 | 1.8992 | 0 | 5.7278 | 1.9093
MISO_MO-IL_2_MISO_IN | MISO_MO-IL | MISO_IN | 2045 | B16 | 25 | 25 | 2100 | 0.98 | 119.26 | 2098.64 | 0.75 | 14306.36 | 0 | 0 | 1.8992 | 0 | 5.7278 | 1.9093
MISO_MO-IL_2_MISO_IN | MISO_MO-IL | MISO_IN | 2045 | B17 | 100 | 100 | 2100 | 1715.38 | 2099.82 | 2099.63 | 1725.55 | 14377.61 | 0 | 5.7213 | 1.8992 | 0 | 5.7278 | 1.9093
MISO_MO-IL_2_MISO_IN | MISO_MO-IL | MISO_IN | 2045 | B18 | 400 | 400 | 2100 | 2100 | 2099.91 | 2099.9 | 0.1 | 12959.91 | 4.475 | 2.7895 | 1.8992 | 0.79133 | 5.7278 | 1.9093
MISO_MO-IL_2_MISO_IN | MISO_MO-IL | MISO_IN | 2045 | B19 | 700 | 700 | 2100 | 2014.79 | 2099.97 | 2099.94 | 0.15 | 12099.31 | 0 | 4.0239 | 1.8992 | 0 | 5.7278 | 1.9093
MISO_MO-IL_2_MISO_IN | MISO_MO-IL | MISO_IN | 2045 | B20 | 935 | 935 | 2100 | 331.5 | 2099.94 | 2099.96 | 0.03 | 14508.37 | 0 | 1.8161 | 1.8992 | 0 | 5.7278 | 1.9093
MISO_MO-IL_2_MISO_IN | MISO_MO-IL | MISO_IN | 2050 | B01 | 10 | 10 | 2100 | 0 | 2097.22 | 2098.8 | 0.78 | 2169.53 | 0 | 1.3176 | 2.4215 | 0 | 7.2866 | 2.4289
MISO_MO-IL_2_MISO_IN | MISO_MO-IL | MISO_IN | 2050 | B02 | 25 | 25 | 2100 | 0.41 | 2098.18 | 2099.49 | 0.29 | 2178.47 | 0 | 0.75968 | 2.4215 | 0 | 7.2866 | 2.4289
MISO_MO-IL_2_MISO_IN | MISO_MO-IL | MISO_IN | 2050 | B03 | 75 | 75 | 2100 | 0 | 0.18 | 14.71 | 0.06 | 0.21 | 0 | 0 | 0 | 0 | 7.2866 | 2.4289
MISO_MO-IL_2_MISO_IN | MISO_MO-IL | MISO_IN | 2050 | B04 | 100 | 100 | 2100 | 0.1 | 0.08 | 9.02 | 0.04 | 0.15 | 0 | 0 | 0 | 0 | 7.2866 | 2.4289
MISO_MO-IL_2_MISO_IN | MISO_MO-IL | MISO_IN | 2050 | B05 | 200 | 200 | 2100 | 0 | 0.04 | 5.42 | 0.02 | 0.08 | 0 | 0 | 0 | 0 | 7.2866 | 2.4289
MISO_MO-IL_2_MISO_IN | MISO_MO-IL | MISO_IN | 2050 | B06 | 300 | 300 | 2100 | 0.04 | 5.32 | 2070.97 | 0.02 | 0.05 | 0 | 0 | 0 | 0 | 7.2866 | 2.4289
MISO_MO-IL_2_MISO_IN | MISO_MO-IL | MISO_IN | 2050 | B07 | 400 | 400 | 2100 | 0.03 | 2099.75 | 2099.96 | 0.02 | 5546.25 | 0 | 2.9438 | 2.4215 | 0 | 7.2866 | 2.4289
MISO_MO-IL_2_MISO_IN | MISO_MO-IL | MISO_IN | 2050 | B08 | 500 | 500 | 2100 | 2100 | 2099.94 | 2099.97 | 0.02 | 7192.02 | 5.2822 | 2.9794 | 2.4215 | 0.52144 | 7.2866 | 2.4289
MISO_MO-IL_2_MISO_IN | MISO_MO-IL | MISO_IN | 2050 | B09 | 800 | 800 | 2100 | 2100 | 2099.99 | 2099.98 | 841.83 | 10475.25 | 20.3214 | 7.2763 | 2.4215 | 3.2097 | 7.2866 | 2.4289
MISO_MO-IL_2_MISO_IN | MISO_MO-IL | MISO_IN | 2050 | B10 | 1262 | 1262 | 2100 | 2100 | 2099.99 | 2099.99 | 3659.85 | 11816.42 | 1.9823 | 7.2763 | 2.4215 | 0.49391 | 7.2866 | 2.4289
MISO_MO-IL_2_MISO_IN | MISO_MO-IL | MISO_IN | 2050 | B11 | 25 | 25 | 2100 | 0.45 | 2098.81 | 2099.5 | 0.31 | 9745.91 | 0 | 1.3057 | 2.4215 | 0 | 7.2866 | 2.4289
MISO_MO-IL_2_MISO_IN | MISO_MO-IL | MISO_IN | 2050 | B12 | 200 | 200 | 2100 | 2100 | 2099.93 | 2099.93 | 0.06 | 13066.01 | 41.1652 | 3.0506 | 2.4215 | 1.6255 | 7.2866 | 2.4289
MISO_MO-IL_2_MISO_IN | MISO_MO-IL | MISO_IN | 2050 | B13 | 600 | 600 | 2100 | 2100 | 2099.98 | 2099.98 | 0.02 | 11527.38 | 6.6353 | 3.2286 | 2.4215 | 0.78602 | 7.2866 | 2.4289
MISO_MO-IL_2_MISO_IN | MISO_MO-IL | MISO_IN | 2050 | B14 | 900 | 900 | 2100 | 433.16 | 2099.99 | 2099.98 | 2.49 | 13067.96 | 0 | 7.2526 | 2.4215 | 0 | 7.2866 | 2.4289
MISO_MO-IL_2_MISO_IN | MISO_MO-IL | MISO_IN | 2050 | B15 | 1203 | 1203 | 2100 | 2100 | 2099.99 | 2099.99 | 52.06 | 19362.32 | 5.9706 | 7.2763 | 2.4215 | 1.4181 | 7.2866 | 2.4289
MISO_MO-IL_2_MISO_IN | MISO_MO-IL | MISO_IN | 2050 | B16 | 25 | 25 | 2100 | 868.38 | 2098.85 | 2099.5 | 0.32 | 13863.48 | 0 | 1.3176 | 2.4215 | 0 | 7.2866 | 2.4289
MISO_MO-IL_2_MISO_IN | MISO_MO-IL | MISO_IN | 2050 | B17 | 100 | 100 | 2100 | 2100 | 2099.94 | 2099.87 | 3760.72 | 16023.87 | 48.1803 | 7.2763 | 2.4215 | 0.95124 | 7.2866 | 2.4289
MISO_MO-IL_2_MISO_IN | MISO_MO-IL | MISO_IN | 2050 | B18 | 400 | 400 | 2100 | 2100 | 2099.97 | 2099.97 | 0.03 | 13063.6 | 8.9856 | 3.2643 | 2.4215 | 0.70962 | 7.2866 | 2.4289
MISO_MO-IL_2_MISO_IN | MISO_MO-IL | MISO_IN | 2050 | B19 | 700 | 700 | 2100 | 1102.28 | 2099.98 | 2099.98 | 0.02 | 12687.51 | 0 | 3.6204 | 2.4215 | 0 | 7.2866 | 2.4289
MISO_MO-IL_2_MISO_IN | MISO_MO-IL | MISO_IN | 2050 | B20 | 935 | 935 | 2100 | 1129.76 | 2099.99 | 2099.98 | 0.05 | 18776.96 | 0 | 6.2555 | 2.4215 | 0 | 7.2866 | 2.4289
MISO_MO-IL_2_MISO_W | MISO_MO-IL | MISO_W | 2015 | B01 | 10 | 10 | 960 | 0.54 | 54.61 | 40.15 | 3.49 | 7.25 | 0 | 0 | 0 | 0 | 0.73891 | 0.2463
MISO_MO-IL_2_MISO_W | MISO_MO-IL | MISO_W | 2015 | B02 | 25 | 25 | 960 | 0.23 | 26.24 | 18.48 | 1.42 | 2.98 | 0 | 0 | 0 | 0 | 0.73891 | 0.2463
MISO_MO-IL_2_MISO_W | MISO_MO-IL | MISO_W | 2015 | B03 | 75 | 75 | 960 | 0.08 | 9.06 | 6.6 | 0.47 | 0.99 | 0 | 0 | 0 | 0 | 0.73891 | 0.2463
MISO_MO-IL_2_MISO_W | MISO_MO-IL | MISO_W | 2015 | B04 | 100 | 100 | 960 | 0.12 | 7.17 | 5.21 | 0.35 | 0.75 | 0 | 0 | 0 | 0 | 0.73891 | 0.2463
MISO_MO-IL_2_MISO_W | MISO_MO-IL | MISO_W | 2015 | B05 | 200 | 200 | 960 | 164.84 | 3.94 | 2.78 | 0.18 | 0.38 | 0 | 0 | 0 | 0 | 0.73891 | 0.2463
MISO_MO-IL_2_MISO_W | MISO_MO-IL | MISO_W | 2015 | B06 | 300 | 300 | 960 | 960 | 6.18 | 2.04 | 0.12 | 0.25 | 0.98521 | 0 | 0 | 0.98521 | 0.73891 | 0.2463
MISO_MO-IL_2_MISO_W | MISO_MO-IL | MISO_W | 2015 | B07 | 400 | 400 | 960 | 844.04 | 378.54 | 1.54 | 0.09 | 0.19 | 0 | 0 | 0 | 0 | 0.73891 | 0.2463
MISO_MO-IL_2_MISO_W | MISO_MO-IL | MISO_W | 2015 | B08 | 500 | 500 | 960 | 319.48 | 1.72 | 1.26 | 0.07 | 0.15 | 0 | 0 | 0 | 0 | 0.73891 | 0.2463
MISO_MO-IL_2_MISO_W | MISO_MO-IL | MISO_W | 2015 | B09 | 800 | 800 | 960 | 119.61 | 115.54 | 1.07 | 0.05 | 0.1 | 0 | 0 | 0 | 0 | 0.73891 | 0.2463
MISO_MO-IL_2_MISO_W | MISO_MO-IL | MISO_W | 2015 | B10 | 1262 | 1262 | 960 | 0 | 0.78 | 0.58 | 0.03 | 0.06 | 0 | 0 | 0 | 0 | 0.73891 | 0.2463
MISO_MO-IL_2_MISO_W | MISO_MO-IL | MISO_W | 2015 | B11 | 25 | 25 | 960 | 0.23 | 23.65 | 17.43 | 1.37 | 2.92 | 0 | 0 | 0 | 0 | 0.73891 | 0.2463
MISO_MO-IL_2_MISO_W | MISO_MO-IL | MISO_W | 2015 | B12 | 200 | 200 | 960 | 0.03 | 3.85 | 2.82 | 0.18 | 0.38 | 0 | 0 | 0 | 0 | 0.73891 | 0.2463
MISO_MO-IL_2_MISO_W | MISO_MO-IL | MISO_W | 2015 | B13 | 600 | 600 | 960 | 0.01 | 1.44 | 1.06 | 0.06 | 0.13 | 0 | 0 | 0 | 0 | 0.73891 | 0.2463
MISO_MO-IL_2_MISO_W | MISO_MO-IL | MISO_W | 2015 | B14 | 900 | 900 | 960 | 0.01 | 1.01 | 0.72 | 0.04 | 0.09 | 0 | 0 | 0 | 0 | 0.73891 | 0.2463
MISO_MO-IL_2_MISO_W | MISO_MO-IL | MISO_W | 2015 | B15 | 1203 | 1203 | 960 | 0.01 | 0.87 | 1.46 | 0.03 | 0.07 | 0 | 0 | 0 | 0 | 0.73891 | 0.2463
MISO_MO-IL_2_MISO_W | MISO_MO-IL | MISO_W | 2015 | B16 | 25 | 25 | 960 | 0.22 | 23.09 | 17.09 | 1.37 | 2.9 | 0 | 0 | 0 | 0 | 0.73891 | 0.2463
MISO_MO-IL_2_MISO_W | MISO_MO-IL | MISO_W | 2015 | B17 | 100 | 100 | 960 | 0.06 | 7.45 | 5.47 | 0.35 | 0.76 | 0 | 0 | 0 | 0 | 0.73891 | 0.2463
MISO_MO-IL_2_MISO_W | MISO_MO-IL | MISO_W | 2015 | B18 | 400 | 400 | 960 | 0.03 | 2.17 | 1.59 | 0.09 | 0.2 | 0 | 0 | 0 | 0 | 0.73891 | 0.2463
MISO_MO-IL_2_MISO_W | MISO_MO-IL | MISO_W | 2015 | B19 | 700 | 700 | 960 | 854.93 | 1.38 | 1.04 | 0.05 | 0.12 | 0 | 0 | 0 | 0 | 0.73891 | 0.2463
MISO_MO-IL_2_MISO_W | MISO_MO-IL | MISO_W | 2015 | B20 | 935 | 935 | 960 | 7.49 | 257.99 | 273.81 | 0.04 | 0.1 | 0 | 0 | 0 | 0 | 0.73891 | 0.2463
MISO_MO-IL_2_MISO_W | MISO_MO-IL | MISO_W | 2020 | B01 | 10 | 10 | 960 | 227.95 | 946.86 | 928.26 | 2.96 | 6.31 | 0 | 0.15431 | 0.04748 | 0 | 1.1781 | 0.39271
MISO_MO-IL_2_MISO_W | MISO_MO-IL | MISO_W | 2020 | B02 | 25 | 25 | 960 | 22.52 | 956.09 | 24.3 | 1.35 | 2.42 | 0 | 0.24927 | 0 | 0 | 1.1781 | 0.39271
MISO_MO-IL_2_MISO_W | MISO_MO-IL | MISO_W | 2020 | B03 | 75 | 75 | 960 | 960 | 959.51 | 9.12 | 0.94 | 0.85 | 2.3621 | 0.7122 | 0 | 0.02965 | 1.1781 | 0.39271
MISO_MO-IL_2_MISO_W | MISO_MO-IL | MISO_W | 2020 | B04 | 100 | 100 | 960 | 960 | 14.04 | 6.75 | 0.3 | 0.63 | 1.1039 | 0 | 0 | 0.018475 | 1.1781 | 0.39271
MISO_MO-IL_2_MISO_W | MISO_MO-IL | MISO_W | 2020 | B05 | 200 | 200 | 960 | 371.89 | 642.43 | 3.7 | 0.15 | 0.32 | 0 | 0 | 0 | 0 | 1.1781 | 0.39271
MISO_MO-IL_2_MISO_W | MISO_MO-IL | MISO_W | 2020 | B06 | 300 | 300 | 960 | 0.05 | 4.07 | 2.72 | 0.1 | 0.21 | 0 | 0 | 0 | 0 | 1.1781 | 0.39271
MISO_MO-IL_2_MISO_W | MISO_MO-IL | MISO_W | 2020 | B07 | 400 | 400 | 960 | 613.61 | 691.46 | 2 | 0.07 | 0.16 | 0 | 0 | 0 | 0 | 1.1781 | 0.39271
MISO_MO-IL_2_MISO_W | MISO_MO-IL | MISO_W | 2020 | B08 | 500 | 500 | 960 | 312.88 | 50.98 | 1.65 | 0.06 | 0.13 | 0 | 0 | 0 | 0 | 1.1781 | 0.39271
MISO_MO-IL_2_MISO_W | MISO_MO-IL | MISO_W | 2020 | B09 | 800 | 800 | 960 | 960 | 370.69 | 1.23 | 0.04 | 0.08 | 1.365 | 0 | 0 | 0.18277 | 1.1781 | 0.39271
MISO_MO-IL_2_MISO_W | MISO_MO-IL | MISO_W | 2020 | B10 | 1262 | 1262 | 960 | 960 | 959.94 | 959.9 | 0.04 | 0.09 | 1.1751 | 0.33236 | 0.17805 | 0.2482 | 1.1781 | 0.39271
MISO_MO-IL_2_MISO_W | MISO_MO-IL | MISO_W | 2020 | B11 | 25 | 25 | 960 | 0.28 | 30.31 | 22.78 | 1.13 | 2.42 | 0 | 0 | 0 | 0 | 1.1781 | 0.39271
MISO_MO-IL_2_MISO_W | MISO_MO-IL | MISO_W | 2020 | B12 | 200 | 200 | 960 | 32.29 | 5.59 | 3.42 | 0.14 | 0.31 | 0 | 0 | 0 | 0 | 1.1781 | 0.39271
MISO_MO-IL_2_MISO_W | MISO_MO-IL | MISO_W | 2020 | B13 | 600 | 600 | 960 | 0.03 | 2.14 | 1.29 | 0.05 | 0.1 | 0 | 0 | 0 | 0 | 1.1781 | 0.39271
MISO_MO-IL_2_MISO_W | MISO_MO-IL | MISO_W | 2020 | B14 | 900 | 900 | 960 | 960 | 684.21 | 0.9 | 0.03 | 0.07 | 1.4719 | 0 | 0 | 0.22171 | 1.1781 | 0.39271
MISO_MO-IL_2_MISO_W | MISO_MO-IL | MISO_W | 2020 | B15 | 1203 | 1203 | 960 | 960 | 959.84 | 0.69 | 0.03 | 0.05 | 2.1366 | 0.15431 | 0 | 0.43018 | 1.1781 | 0.39271
MISO_MO-IL_2_MISO_W | MISO_MO-IL | MISO_W | 2020 | B16 | 25 | 25 | 960 | 0.27 | 28.14 | 20.82 | 1.08 | 2.28 | 0 | 0 | 0 | 0 | 1.1781 | 0.39271
MISO_MO-IL_2_MISO_W | MISO_MO-IL | MISO_W | 2020 | B17 | 100 | 100 | 960 | 0.07 | 8.5 | 6.22 | 0.28 | 0.59 | 0 | 0 | 0 | 0 | 1.1781 | 0.39271
MISO_MO-IL_2_MISO_W | MISO_MO-IL | MISO_W | 2020 | B18 | 400 | 400 | 960 | 585.33 | 2.6 | 1.82 | 0.07 | 0.16 | 0 | 0 | 0 | 0 | 1.1781 | 0.39271
MISO_MO-IL_2_MISO_W | MISO_MO-IL | MISO_W | 2020 | B19 | 700 | 700 | 960 | 960 | 959.8 | 1.14 | 0.05 | 0.09 | 1.6618 | 0.26114 | 0 | 0.19469 | 1.1781 | 0.39271
MISO_MO-IL_2_MISO_W | MISO_MO-IL | MISO_W | 2020 | B20 | 935 | 935 | 960 | 960 | 959.78 | 0.87 | 0.04 | 0.07 | 1.5668 | 0.14244 | 0 | 0.24519 | 1.1781 | 0.39271
MISO_MO-IL_2_MISO_W | MISO_MO-IL | MISO_W | 2025 | B01 | 10 | 10 | 960 | 0.04 | 0.34 | 0.7 | 0.4 | 0.85 | 0 | 0 | 0 | 0 | 0 | 0
MISO_MO-IL_2_MISO_W | MISO_MO-IL | MISO_W | 2025 | B02 | 25 | 25 | 960 | 0.35 | 0.13 | 0.28 | 0.15 | 0.33 | 0 | 0 | 0 | 0 | 0 | 0
MISO_MO-IL_2_MISO_W | MISO_MO-IL | MISO_W | 2025 | B03 | 75 | 75 | 960 | 0.12 | 0.15 | 0.1 | 0.15 | 0.11 | 0 | 0 | 0 | 0 | 0 | 0
MISO_MO-IL_2_MISO_W | MISO_MO-IL | MISO_W | 2025 | B04 | 100 | 100 | 960 | 0.09 | 0.11 | 0.07 | 0.11 | 0.08 | 0 | 0 | 0 | 0 | 0 | 0
MISO_MO-IL_2_MISO_W | MISO_MO-IL | MISO_W | 2025 | B05 | 200 | 200 | 960 | 0.05 | 0.06 | 0.04 | 0.06 | 0.04 | 0 | 0 | 0 | 0 | 0 | 0
MISO_MO-IL_2_MISO_W | MISO_MO-IL | MISO_W | 2025 | B06 | 300 | 300 | 960 | 0.03 | 0.28 | 0.03 | 0.29 | 0.03 | 0 | 0 | 0 | 0 | 0 | 0
MISO_MO-IL_2_MISO_W | MISO_MO-IL | MISO_W | 2025 | B07 | 400 | 400 | 960 | 0.02 | 0.02 | 0.02 | 0.03 | 0.02 | 0 | 0 | 0 | 0 | 0 | 0
MISO_MO-IL_2_MISO_W | MISO_MO-IL | MISO_W | 2025 | B08 | 500 | 500 | 960 | 0 | 0.01 | 0.02 | 0.01 | 0.02 | 0 | 0 | 0 | 0 | 0 | 0
MISO_MO-IL_2_MISO_W | MISO_MO-IL | MISO_W | 2025 | B09 | 800 | 800 | 960 | 0.02 | 0 | 0.01 | 0.01 | 0.01 | 0 | 0 | 0 | 0 | 0 | 0
MISO_MO-IL_2_MISO_W | MISO_MO-IL | MISO_W | 2025 | B10 | 1262 | 0 | 960 | 0.01 | 0 | 0.01 | 0 | 0.01 | 0 | 0 | 0 | 0 | 0 | 0
MISO_MO-IL_2_MISO_W | MISO_MO-IL | MISO_W | 2025 | B11 | 25 | 25 | 960 | 0.33 | 0.21 | 0.28 | 0.24 | 0.33 | 0 | 0 | 0 | 0 | 0 | 0
MISO_MO-IL_2_MISO_W | MISO_MO-IL | MISO_W | 2025 | B12 | 200 | 200 | 960 | 0 | 0.02 | 0.04 | 0.02 | 0.04 | 0 | 0 | 0 | 0 | 0 | 0
MISO_MO-IL_2_MISO_W | MISO_MO-IL | MISO_W | 2025 | B13 | 600 | 600 | 960 | 0 | 0.01 | 0.01 | 0.01 | 0.01 | 0 | 0 | 0 | 0 | 0 | 0
MISO_MO-IL_2_MISO_W | MISO_MO-IL | MISO_W | 2025 | B14 | 900 | 900 | 960 | 0 | 0 | 0.01 | 0.01 | 0.01 | 0 | 0 | 0 | 0 | 0 | 0
MISO_MO-IL_2_MISO_W | MISO_MO-IL | MISO_W | 2025 | B15 | 1203 | 0 | 960 | 0 | 0 | 0.01 | 0 | 0.01 | 0 | 0 | 0 | 0 | 0 | 0
MISO_MO-IL_2_MISO_W | MISO_MO-IL | MISO_W | 2025 | B16 | 25 | 25 | 960 | 0 | 0.13 | 0.28 | 0.15 | 0.33 | 0 | 0 | 0 | 0 | 0 | 0
MISO_MO-IL_2_MISO_W | MISO_MO-IL | MISO_W | 2025 | B17 | 100 | 100 | 960 | 0 | 0.03 | 0.07 | 0.04 | 0.08 | 0 | 0 | 0 | 0 | 0 | 0
MISO_MO-IL_2_MISO_W | MISO_MO-IL | MISO_W | 2025 | B18 | 400 | 400 | 960 | 0 | 0.01 | 0.02 | 0.01 | 0.02 | 0 | 0 | 0 | 0 | 0 | 0
MISO_MO-IL_2_MISO_W | MISO_MO-IL | MISO_W | 2025 | B19 | 700 | 700 | 960 | 0 | 0.01 | 0.01 | 0.01 | 0.01 | 0 | 0 | 0 | 0 | 0 | 0
MISO_MO-IL_2_MISO_W | MISO_MO-IL | MISO_W | 2025 | B20 | 935 | 935 | 960 | 0 | 0 | 0.01 | 0.01 | 0.01 | 0 | 0 | 0 | 0 | 0 | 0
MISO_MO-IL_2_MISO_W | MISO_MO-IL | MISO_W | 2030 | B01 | 10 | 10 | 960 | 959.99 | 0.26 | 0.35 | 0.26 | 0.38 | 3.1337 | 0 | 0 | 0.042635 | 2.6258 | 0.87527
MISO_MO-IL_2_MISO_W | MISO_MO-IL | MISO_W | 2030 | B02 | 25 | 25 | 960 | 959.97 | 0.09 | 0.15 | 0.09 | 0.15 | 0.52228 | 0 | 0 | 0.017765 | 2.6258 | 0.87527
MISO_MO-IL_2_MISO_W | MISO_MO-IL | MISO_W | 2030 | B03 | 75 | 75 | 960 | 960 | 0.29 | 0.05 | 0.13 | 0.05 | 1.5075 | 0 | 0 | 0.15383 | 2.6258 | 0.87527
MISO_MO-IL_2_MISO_W | MISO_MO-IL | MISO_W | 2030 | B04 | 100 | 100 | 960 | 960 | 0.09 | 0.05 | 0.06 | 0.05 | 0.65285 | 0 | 0 | 0.088823 | 2.6258 | 0.87527
MISO_MO-IL_2_MISO_W | MISO_MO-IL | MISO_W | 2030 | B05 | 200 | 200 | 960 | 960 | 0.05 | 0.03 | 0.03 | 0.02 | 4.9735 | 0 | 0 | 1.3533 | 2.6258 | 0.87527
MISO_MO-IL_2_MISO_W | MISO_MO-IL | MISO_W | 2030 | B06 | 300 | 300 | 960 | 960 | 0.09 | 0.02 | 0.04 | 0.02 | 3.9883 | 0 | 0 | 1.6279 | 2.6258 | 0.87527
MISO_MO-IL_2_MISO_W | MISO_MO-IL | MISO_W | 2030 | B07 | 400 | 400 | 960 | 0.03 | 0.01 | 0.01 | 0.01 | 0.01 | 0 | 0 | 0 | 0 | 2.6258 | 0.87527
MISO_MO-IL_2_MISO_W | MISO_MO-IL | MISO_W | 2030 | B08 | 500 | 500 | 960 | 0.02 | 0.01 | 0.01 | 0.01 | 0.01 | 0 | 0 | 0 | 0 | 2.6258 | 0.87527
MISO_MO-IL_2_MISO_W | MISO_MO-IL | MISO_W | 2030 | B09 | 800 | 0 | 960 | 0.02 | 0 | 0.01 | 0 | 0.01 | 0 | 0 | 0 | 0 | 2.6258 | 0.87527
MISO_MO-IL_2_MISO_W | MISO_MO-IL | MISO_W | 2030 | B10 | 1262 | 0 | 960 | 0.01 | 0 | 0 | 0 | 0 | 0 | 0 | 0 | 0 | 2.6258 | 0.87527
MISO_MO-IL_2_MISO_W | MISO_MO-IL | MISO_W | 2030 | B11 | 25 | 25 | 960 | 960 | 0.11 | 0.17 | 0.11 | 0.17 | 6.3742 | 0 | 0 | 0.21681 | 2.6258 | 0.87527
MISO_MO-IL_2_MISO_W | MISO_MO-IL | MISO_W | 2030 | B12 | 200 | 200 | 960 | 0.06 | 0.02 | 0.02 | 0.01 | 0.02 | 0 | 0 | 0 | 0 | 2.6258 | 0.87527
MISO_MO-IL_2_MISO_W | MISO_MO-IL | MISO_W | 2030 | B13 | 600 | 600 | 960 | 0.02 | 0.01 | 0.01 | 0.01 | 0.01 | 0 | 0 | 0 | 0 | 2.6258 | 0.87527
MISO_MO-IL_2_MISO_W | MISO_MO-IL | MISO_W | 2030 | B14 | 900 | 0 | 960 | 0 | 0 | 0 | 0 | 0 | 0 | 0 | 0 | 0 | 2.6258 | 0.87527
MISO_MO-IL_2_MISO_W | MISO_MO-IL | MISO_W | 2030 | B15 | 1203 | 0 | 960 | 0 | 0 | 0 | 0 | 0 | 0 | 0 | 0 | 0 | 2.6258 | 0.87527
MISO_MO-IL_2_MISO_W | MISO_MO-IL | MISO_W | 2030 | B16 | 25 | 25 | 960 | 0.01 | 0.12 | 0.15 | 0.11 | 0.16 | 0 | 0 | 0 | 0 | 2.6258 | 0.87527
MISO_MO-IL_2_MISO_W | MISO_MO-IL | MISO_W | 2030 | B17 | 100 | 100 | 960 | 0 | 0.03 | 0.04 | 0.03 | 0.04 | 0 | 0 | 0 | 0 | 2.6258 | 0.87527
MISO_MO-IL_2_MISO_W | MISO_MO-IL | MISO_W | 2030 | B18 | 400 | 400 | 960 | 0.03 | 0.01 | 0.01 | 0.01 | 0.01 | 0 | 0 | 0 | 0 | 2.6258 | 0.87527
MISO_MO-IL_2_MISO_W | MISO_MO-IL | MISO_W | 2030 | B19 | 700 | 0 | 960 | 0.02 | 0 | 0.01 | 0 | 0.01 | 0 | 0 | 0 | 0 | 2.6258 | 0.87527
MISO_MO-IL_2_MISO_W | MISO_MO-IL | MISO_W | 2030 | B20 | 935 | 0 | 960 | 0 | 0 | 0 | 0 | 0 | 0 | 0 | 0 | 0 | 2.6258 | 0.87527
MISO_MO-IL_2_MISO_W | MISO_MO-IL | MISO_W | 2035 | B01 | 10 | 10 | 960 | 960 | 0.37 | 0.67 | 0.36 | 0.71 | 7.6443 | 0.01187 | 0 | 0.042234 | 2.6016 | 0.8672
MISO_MO-IL_2_MISO_W | MISO_MO-IL | MISO_W | 2035 | B02 | 25 | 25 | 960 | 94.15 | 0.12 | 0.21 | 0.12 | 0.22 | 0 | 0 | 0 | 0 | 2.6016 | 0.8672
MISO_MO-IL_2_MISO_W | MISO_MO-IL | MISO_W | 2035 | B03 | 75 | 75 | 960 | 960 | 0.08 | 0.07 | 0.07 | 0.07 | 2.4927 | 0 | 0 | 0.10329 | 2.6016 | 0.8672
MISO_MO-IL_2_MISO_W | MISO_MO-IL | MISO_W | 2035 | B04 | 100 | 100 | 960 | 930.8 | 0.03 | 0.07 | 0.03 | 0.07 | 0 | 0 | 0 | 0 | 2.6016 | 0.8672
MISO_MO-IL_2_MISO_W | MISO_MO-IL | MISO_W | 2035 | B05 | 200 | 200 | 960 | 960 | 0.04 | 0.03 | 0.03 | 0.03 | 3.9883 | 0 | 0 | 0.4407 | 2.6016 | 0.8672
MISO_MO-IL_2_MISO_W | MISO_MO-IL | MISO_W | 2035 | B06 | 300 | 300 | 960 | 960 | 0.05 | 0.02 | 0.03 | 0.02 | 9.6622 | 0 | 0 | 1.6015 | 2.6016 | 0.8672
MISO_MO-IL_2_MISO_W | MISO_MO-IL | MISO_W | 2035 | B07 | 400 | 400 | 960 | 960 | 0.02 | 0.02 | 0.01 | 0.02 | 4.8311 | 0 | 0 | 1.0676 | 2.6016 | 0.8672
MISO_MO-IL_2_MISO_W | MISO_MO-IL | MISO_W | 2035 | B08 | 500 | 500 | 960 | 159.64 | 0.01 | 0.01 | 0.01 | 0.01 | 0 | 0 | 0 | 0 | 2.6016 | 0.8672
MISO_MO-IL_2_MISO_W | MISO_MO-IL | MISO_W | 2035 | B09 | 800 | 0 | 960 | 960 | 0.01 | 0.01 | 0 | 0.01 | 0.17805 | 0 | 0 | 0.078696 | 2.6016 | 0.8672
MISO_MO-IL_2_MISO_W | MISO_MO-IL | MISO_W | 2035 | B10 | 1262 | 0 | 960 | 0 | 0 | 0.01 | 0 | 0 | 0 | 0 | 0 | 0 | 2.6016 | 0.8672
MISO_MO-IL_2_MISO_W | MISO_MO-IL | MISO_W | 2035 | B11 | 25 | 25 | 960 | 960 | 0.13 | 0.24 | 0.13 | 0.25 | 9.7571 | 0 | 0 | 0.13477 | 2.6016 | 0.8672
MISO_MO-IL_2_MISO_W | MISO_MO-IL | MISO_W | 2035 | B12 | 200 | 200 | 960 | 0.08 | 0.02 | 0.03 | 0.02 | 0.03 | 0 | 0 | 0 | 0 | 2.6016 | 0.8672
MISO_MO-IL_2_MISO_W | MISO_MO-IL | MISO_W | 2035 | B13 | 600 | 600 | 960 | 0.03 | 0.01 | 0.01 | 0.01 | 0.01 | 0 | 0 | 0 | 0 | 2.6016 | 0.8672
MISO_MO-IL_2_MISO_W | MISO_MO-IL | MISO_W | 2035 | B14 | 900 | 0 | 960 | 0 | 0 | 0.01 | 0 | 0.01 | 0 | 0 | 0 | 0 | 2.6016 | 0.8672
MISO_MO-IL_2_MISO_W | MISO_MO-IL | MISO_W | 2035 | B15 | 1203 | 0 | 960 | 0 | 0 | 0.01 | 0 | 0.01 | 0 | 0 | 0 | 0 | 2.6016 | 0.8672
MISO_MO-IL_2_MISO_W | MISO_MO-IL | MISO_W | 2035 | B16 | 25 | 25 | 960 | 0 | 0.15 | 0.23 | 0.15 | 0.24 | 0 | 0 | 0 | 0 | 2.6016 | 0.8672
MISO_MO-IL_2_MISO_W | MISO_MO-IL | MISO_W | 2035 | B17 | 100 | 100 | 960 | 0 | 0.04 | 0.06 | 0.04 | 0.06 | 0 | 0 | 0 | 0 | 2.6016 | 0.8672
MISO_MO-IL_2_MISO_W | MISO_MO-IL | MISO_W | 2035 | B18 | 400 | 400 | 960 | 0.04 | 0.01 | 0.02 | 0.01 | 0.02 | 0 | 0 | 0 | 0 | 2.6016 | 0.8672
MISO_MO-IL_2_MISO_W | MISO_MO-IL | MISO_W | 2035 | B19 | 700 | 700 | 960 | 0.02 | 0.01 | 0.01 | 0.01 | 0.01 | 0 | 0 | 0 | 0 | 2.6016 | 0.8672
MISO_MO-IL_2_MISO_W | MISO_MO-IL | MISO_W | 2035 | B20 | 935 | 0 | 960 | 0 | 0 | 0.01 | 0 | 0.01 | 0 | 0 | 0 | 0 | 2.6016 | 0.8672
MISO_MO-IL_2_MISO_W | MISO_MO-IL | MISO_W | 2040 | B01 | 10 | 10 | 960 | 959.98 | 0.48 | 0.99 | 0.33 | 0.7 | 2.4571 | 0.01187 | 0.01187 | 0.022136 | 11.1491 | 3.7164
MISO_MO-IL_2_MISO_W | MISO_MO-IL | MISO_W | 2040 | B02 | 25 | 25 | 960 | 1.43 | 0.14 | 0.26 | 0.11 | 0.21 | 0 | 0 | 0 | 0 | 11.1491 | 3.7164
MISO_MO-IL_2_MISO_W | MISO_MO-IL | MISO_W | 2040 | B03 | 75 | 75 | 960 | 960 | 0.08 | 0.09 | 0.05 | 0.07 | 2.7776 | 0 | 0 | 0.18767 | 11.1491 | 3.7164
MISO_MO-IL_2_MISO_W | MISO_MO-IL | MISO_W | 2040 | B04 | 100 | 100 | 960 | 960 | 0.13 | 0.07 | 0.05 | 0.05 | 63.2552 | 0 | 0 | 5.6987 | 11.1491 | 3.7164
MISO_MO-IL_2_MISO_W | MISO_MO-IL | MISO_W | 2040 | B05 | 200 | 200 | 960 | 960 | 0.31 | 0.04 | 0.03 | 0.03 | 13.8286 | 0 | 0 | 2.4916 | 11.1491 | 3.7164
MISO_MO-IL_2_MISO_W | MISO_MO-IL | MISO_W | 2040 | B06 | 300 | 300 | 960 | 960 | 6.97 | 0.02 | 0.02 | 0.02 | 12.9858 | 0 | 0 | 3.5097 | 11.1491 | 3.7164
MISO_MO-IL_2_MISO_W | MISO_MO-IL | MISO_W | 2040 | B07 | 400 | 400 | 960 | 960 | 0.02 | 0.02 | 0.01 | 0.01 | 7.9766 | 0 | 0 | 2.8745 | 11.1491 | 3.7164
MISO_MO-IL_2_MISO_W | MISO_MO-IL | MISO_W | 2040 | B08 | 500 | 500 | 960 | 0.04 | 0.01 | 0.01 | 0.01 | 0.01 | 0 | 0 | 0 | 0 | 11.1491 | 3.7164
MISO_MO-IL_2_MISO_W | MISO_MO-IL | MISO_W | 2040 | B09 | 800 | 0 | 960 | 0.02 | 0 | 0.01 | 0 | 0.01 | 0 | 0 | 0 | 0 | 11.1491 | 3.7164
MISO_MO-IL_2_MISO_W | MISO_MO-IL | MISO_W | 2040 | B10 | 1262 | 0 | 960 | 0 | 0 | 0.01 | 0 | 0.01 | 0 | 0 | 0 | 0 | 11.1491 | 3.7164
MISO_MO-IL_2_MISO_W | MISO_MO-IL | MISO_W | 2040 | B11 | 25 | 25 | 960 | 960 | 0.15 | 0.26 | 0.11 | 0.22 | 3.6085 | 0 | 0 | 0.081272 | 11.1491 | 3.7164
MISO_MO-IL_2_MISO_W | MISO_MO-IL | MISO_W | 2040 | B12 | 200 | 200 | 960 | 0.1 | 0.03 | 0.05 | 0.02 | 0.04 | 0 | 0 | 0 | 0 | 11.1491 | 3.7164
MISO_MO-IL_2_MISO_W | MISO_MO-IL | MISO_W | 2040 | B13 | 600 | 600 | 960 | 0.03 | 0.01 | 0.02 | 0.01 | 0.01 | 0 | 0 | 0 | 0 | 11.1491 | 3.7164
MISO_MO-IL_2_MISO_W | MISO_MO-IL | MISO_W | 2040 | B14 | 900 | 0 | 960 | 0 | 0.01 | 0.01 | 0 | 0.01 | 0 | 0 | 0 | 0 | 11.1491 | 3.7164
MISO_MO-IL_2_MISO_W | MISO_MO-IL | MISO_W | 2040 | B15 | 1203 | 0 | 960 | 0.02 | 0 | 0.01 | 0 | 0.01 | 0 | 0 | 0 | 0 | 11.1491 | 3.7164
MISO_MO-IL_2_MISO_W | MISO_MO-IL | MISO_W | 2040 | B16 | 25 | 25 | 960 | 0 | 0.19 | 0.39 | 0.13 | 0.27 | 0 | 0 | 0 | 0 | 11.1491 | 3.7164
MISO_MO-IL_2_MISO_W | MISO_MO-IL | MISO_W | 2040 | B17 | 100 | 100 | 960 | 0 | 0.05 | 0.11 | 0.03 | 0.07 | 0 | 0 | 0 | 0 | 11.1491 | 3.7164
MISO_MO-IL_2_MISO_W | MISO_MO-IL | MISO_W | 2040 | B18 | 400 | 400 | 960 | 0 | 0.01 | 0.03 | 0.01 | 0.02 | 0 | 0 | 0 | 0 | 11.1491 | 3.7164
MISO_MO-IL_2_MISO_W | MISO_MO-IL | MISO_W | 2040 | B19 | 700 | 700 | 960 | 0 | 0.01 | 0.02 | 0.01 | 0.01 | 0 | 0 | 0 | 0 | 11.1491 | 3.7164
MISO_MO-IL_2_MISO_W | MISO_MO-IL | MISO_W | 2040 | B20 | 935 | 0 | 960 | 0.02 | 0.01 | 0.01 | 0 | 0.01 | 0 | 0 | 0 | 0 | 11.1491 | 3.7164
MISO_MO-IL_2_MISO_W | MISO_MO-IL | MISO_W | 2045 | B01 | 10 | 10 | 960 | 4.55 | 0.48 | 1 | 0.48 | 1.03 | 0 | 0.01187 | 0.01187 | 0 | 4.3768 | 1.4589
MISO_MO-IL_2_MISO_W | MISO_MO-IL | MISO_W | 2045 | B02 | 25 | 25 | 960 | 0.9 | 0.2 | 0.42 | 0.19 | 0.41 | 0 | 0 | 0 | 0 | 4.3768 | 1.4589
MISO_MO-IL_2_MISO_W | MISO_MO-IL | MISO_W | 2045 | B03 | 75 | 75 | 960 | 0.61 | 0.09 | 0.15 | 0.08 | 0.14 | 0 | 0 | 0 | 0 | 4.3768 | 1.4589
MISO_MO-IL_2_MISO_W | MISO_MO-IL | MISO_W | 2045 | B04 | 100 | 100 | 960 | 960 | 0.07 | 0.11 | 0.06 | 0.11 | 7.1457 | 0 | 0 | 1.1433 | 4.3768 | 1.4589
MISO_MO-IL_2_MISO_W | MISO_MO-IL | MISO_W | 2045 | B05 | 200 | 200 | 960 | 959.99 | 0.4 | 0.06 | 0.09 | 0.05 | 0.4748 | 0 | 0 | 0.15194 | 4.3768 | 1.4589
MISO_MO-IL_2_MISO_W | MISO_MO-IL | MISO_W | 2045 | B06 | 300 | 300 | 960 | 960 | 0.17 | 0.04 | 0.06 | 0.04 | 9.3773 | 0 | 0 | 4.5011 | 4.3768 | 1.4589
MISO_MO-IL_2_MISO_W | MISO_MO-IL | MISO_W | 2045 | B07 | 400 | 400 | 960 | 62.06 | 0.01 | 0.03 | 0.01 | 0.03 | 0 | 0 | 0 | 0 | 4.3768 | 1.4589
MISO_MO-IL_2_MISO_W | MISO_MO-IL | MISO_W | 2045 | B08 | 500 | 500 | 960 | 0.05 | 0.01 | 0.02 | 0.01 | 0.02 | 0 | 0 | 0 | 0 | 4.3768 | 1.4589
MISO_MO-IL_2_MISO_W | MISO_MO-IL | MISO_W | 2045 | B09 | 800 | 800 | 960 | 0.03 | 0.01 | 0.02 | 0.01 | 0.01 | 0 | 0 | 0 | 0 | 4.3768 | 1.4589
MISO_MO-IL_2_MISO_W | MISO_MO-IL | MISO_W | 2045 | B10 | 1262 | 0 | 960 | 0 | 0 | 0.01 | 0 | 0.01 | 0 | 0 | 0 | 0 | 4.3768 | 1.4589
MISO_MO-IL_2_MISO_W | MISO_MO-IL | MISO_W | 2045 | B11 | 25 | 25 | 960 | 959.98 | 0.2 | 0.42 | 0.19 | 0.41 | 0.98521 | 0 | 0 | 0.039408 | 4.3768 | 1.4589
MISO_MO-IL_2_MISO_W | MISO_MO-IL | MISO_W | 2045 | B12 | 200 | 200 | 960 | 0.11 | 0.03 | 0.06 | 0.03 | 0.05 | 0 | 0 | 0 | 0 | 4.3768 | 1.4589
MISO_MO-IL_2_MISO_W | MISO_MO-IL | MISO_W | 2045 | B13 | 600 | 600 | 960 | 0 | 0.01 | 0.02 | 0.01 | 0.02 | 0 | 0 | 0 | 0 | 4.3768 | 1.4589
MISO_MO-IL_2_MISO_W | MISO_MO-IL | MISO_W | 2045 | B14 | 900 | 900 | 960 | 0 | 0.01 | 0.01 | 0.01 | 0.01 | 0 | 0 | 0 | 0 | 4.3768 | 1.4589
MISO_MO-IL_2_MISO_W | MISO_MO-IL | MISO_W | 2045 | B15 | 1203 | 0 | 960 | 0 | 0 | 0.01 | 0 | 0.01 | 0 | 0 | 0 | 0 | 4.3768 | 1.4589
MISO_MO-IL_2_MISO_W | MISO_MO-IL | MISO_W | 2045 | B16 | 25 | 25 | 960 | 0 | 0.2 | 0.42 | 0.19 | 0.41 | 0 | 0 | 0 | 0 | 4.3768 | 1.4589
MISO_MO-IL_2_MISO_W | MISO_MO-IL | MISO_W | 2045 | B17 | 100 | 100 | 960 | 0 | 0.05 | 0.11 | 0.05 | 0.1 | 0 | 0 | 0 | 0 | 4.3768 | 1.4589
MISO_MO-IL_2_MISO_W | MISO_MO-IL | MISO_W | 2045 | B18 | 400 | 400 | 960 | 0 | 0.01 | 0.03 | 0.01 | 0.03 | 0 | 0 | 0 | 0 | 4.3768 | 1.4589
MISO_MO-IL_2_MISO_W | MISO_MO-IL | MISO_W | 2045 | B19 | 700 | 700 | 960 | 0 | 0.01 | 0.02 | 0.01 | 0.02 | 0 | 0 | 0 | 0 | 4.3768 | 1.4589
MISO_MO-IL_2_MISO_W | MISO_MO-IL | MISO_W | 2045 | B20 | 935 | 935 | 960 | 0 | 0.01 | 0.01 | 0.01 | 0.01 | 0 | 0 | 0 | 0 | 4.3768 | 1.4589
MISO_MO-IL_2_MISO_W | MISO_MO-IL | MISO_W | 2050 | B01 | 10 | 10 | 960 | 960 | 0.23 | 0.48 | 0.17 | 0.38 | 17.3183 | 0 | 0 | 0.15962 | 9.3332 | 3.1111
MISO_MO-IL_2_MISO_W | MISO_MO-IL | MISO_W | 2050 | B02 | 25 | 25 | 960 | 0.41 | 0.09 | 0.19 | 0.07 | 0.15 | 0 | 0 | 0 | 0 | 9.3332 | 3.1111
MISO_MO-IL_2_MISO_W | MISO_MO-IL | MISO_W | 2050 | B03 | 75 | 75 | 960 | 960 | 0.11 | 0.05 | 0.04 | 0.04 | 18.992 | 0 | 0 | 1.3128 | 9.3332 | 3.1111
MISO_MO-IL_2_MISO_W | MISO_MO-IL | MISO_W | 2050 | B04 | 100 | 100 | 960 | 960 | 8.04 | 0.04 | 0.05 | 0.03 | 11.4308 | 0 | 0 | 1.0535 | 9.3332 | 3.1111
MISO_MO-IL_2_MISO_W | MISO_MO-IL | MISO_W | 2050 | B05 | 200 | 200 | 960 | 960 | 5.56 | 0.02 | 0.02 | 0.02 | 12.7128 | 0 | 0 | 2.3434 | 9.3332 | 3.1111
MISO_MO-IL_2_MISO_W | MISO_MO-IL | MISO_W | 2050 | B06 | 300 | 300 | 960 | 960 | 4.15 | 0.01 | 0.02 | 0.01 | 27.3485 | 0 | 0 | 7.5618 | 9.3332 | 3.1111
MISO_MO-IL_2_MISO_W | MISO_MO-IL | MISO_W | 2050 | B07 | 400 | 0 | 960 | 959.98 | 0.01 | 0.01 | 0 | 0.01 | 0.03561 | 0 | 0 | 0.013128 | 9.3332 | 3.1111
MISO_MO-IL_2_MISO_W | MISO_MO-IL | MISO_W | 2050 | B08 | 500 | 0 | 960 | 0.02 | 0.01 | 0.01 | 0 | 0.01 | 0 | 0 | 0 | 0 | 9.3332 | 3.1111
MISO_MO-IL_2_MISO_W | MISO_MO-IL | MISO_W | 2050 | B09 | 800 | 0 | 960 | 0 | 0 | 0.01 | 0 | 0 | 0 | 0 | 0 | 0 | 9.3332 | 3.1111
MISO_MO-IL_2_MISO_W | MISO_MO-IL | MISO_W | 2050 | B10 | 1262 | 0 | 960 | 0 | 0 | 0 | 0 | 0 | 0 | 0 | 0 | 0 | 9.3332 | 3.1111
MISO_MO-IL_2_MISO_W | MISO_MO-IL | MISO_W | 2050 | B11 | 25 | 25 | 960 | 619.26 | 0.1 | 0.19 | 0.07 | 0.15 | 0 | 0 | 0 | 0 | 9.3332 | 3.1111
MISO_MO-IL_2_MISO_W | MISO_MO-IL | MISO_W | 2050 | B12 | 200 | 200 | 960 | 0.05 | 0.01 | 0.03 | 0.01 | 0.02 | 0 | 0 | 0 | 0 | 9.3332 | 3.1111
MISO_MO-IL_2_MISO_W | MISO_MO-IL | MISO_W | 2050 | B13 | 600 | 0 | 960 | 0.02 | 0 | 0.01 | 0 | 0.01 | 0 | 0 | 0 | 0 | 9.3332 | 3.1111
MISO_MO-IL_2_MISO_W | MISO_MO-IL | MISO_W | 2050 | B14 | 900 | 0 | 960 | 0 | 0 | 0.01 | 0 | 0 | 0 | 0 | 0 | 0 | 9.3332 | 3.1111
MISO_MO-IL_2_MISO_W | MISO_MO-IL | MISO_W | 2050 | B15 | 1203 | 0 | 960 | 0 | 0 | 0 | 0 | 0 | 0 | 0 | 0 | 0 | 9.3332 | 3.1111
MISO_MO-IL_2_MISO_W | MISO_MO-IL | MISO_W | 2050 | B16 | 25 | 25 | 960 | 0 | 0.1 | 0.15 | 0.07 | 0.13 | 0 | 0 | 0 | 0 | 9.3332 | 3.1111
MISO_MO-IL_2_MISO_W | MISO_MO-IL | MISO_W | 2050 | B17 | 100 | 100 | 960 | 0 | 0.02 | 0.05 | 0.02 | 0.04 | 0 | 0 | 0 | 0 | 9.3332 | 3.1111
MISO_MO-IL_2_MISO_W | MISO_MO-IL | MISO_W | 2050 | B18 | 400 | 0 | 960 | 0.03 | 0.01 | 0.01 | 0 | 0.01 | 0 | 0 | 0 | 0 | 9.3332 | 3.1111
MISO_MO-IL_2_MISO_W | MISO_MO-IL | MISO_W | 2050 | B19 | 700 | 0 | 960 | 0.02 | 0 | 0.01 | 0 | 0.01 | 0 | 0 | 0 | 0 | 9.3332 | 3.1111
MISO_MO-IL_2_MISO_W | MISO_MO-IL | MISO_W | 2050 | B20 | 935 | 0 | 960 | 0 | 0 | 0.01 | 0 | 0 | 0 | 0 | 0 | 0 | 9.3332 | 3.1111
MISO_MO-IL_2_PJM_ROR | MISO_MO-IL | PJM_ROR | 2015 | B01 | 10 | 10 | 1212 | 57.99 | 49.51 | 40 | 0.74 | 1.47 | 0 | 0 | 0 | 0 | 2.9734 | 0.99115
MISO_MO-IL_2_PJM_ROR | MISO_MO-IL | PJM_ROR | 2015 | B02 | 25 | 25 | 1212 | 0.01 | 0.86 | 1.42 | 0.24 | 0.48 | 0 | 0 | 0 | 0 | 2.9734 | 0.99115
MISO_MO-IL_2_PJM_ROR | MISO_MO-IL | PJM_ROR | 2015 | B03 | 75 | 75 | 1212 | 0 | 0.24 | 0.19 | 0.08 | 0.11 | 0 | 0 | 0 | 0 | 2.9734 | 0.99115
MISO_MO-IL_2_PJM_ROR | MISO_MO-IL | PJM_ROR | 2015 | B04 | 100 | 100 | 1212 | 0 | 0.17 | 0.34 | 0.06 | 0.12 | 0 | 0 | 0 | 0 | 2.9734 | 0.99115
MISO_MO-IL_2_PJM_ROR | MISO_MO-IL | PJM_ROR | 2015 | B05 | 200 | 200 | 1212 | 0 | 0.73 | 1.12 | 0.04 | 0.08 | 0 | 0 | 0 | 0 | 2.9734 | 0.99115
MISO_MO-IL_2_PJM_ROR | MISO_MO-IL | PJM_ROR | 2015 | B06 | 300 | 300 | 1212 | 0 | 0.08 | 53.09 | 0.02 | 0.06 | 0 | 0 | 0 | 0 | 2.9734 | 0.99115
MISO_MO-IL_2_PJM_ROR | MISO_MO-IL | PJM_ROR | 2015 | B07 | 400 | 400 | 1212 | 0 | 0.06 | 2.66 | 0.02 | 0.04 | 0 | 0 | 0 | 0 | 2.9734 | 0.99115
MISO_MO-IL_2_PJM_ROR | MISO_MO-IL | PJM_ROR | 2015 | B08 | 500 | 500 | 1212 | 0 | 0.16 | 690.46 | 0.01 | 0.03 | 0 | 0 | 0 | 0 | 2.9734 | 0.99115
MISO_MO-IL_2_PJM_ROR | MISO_MO-IL | PJM_ROR | 2015 | B09 | 800 | 800 | 1212 | 0 | 0.02 | 0.03 | 0.01 | 0.01 | 0 | 0 | 0 | 0 | 2.9734 | 0.99115
MISO_MO-IL_2_PJM_ROR | MISO_MO-IL | PJM_ROR | 2015 | B10 | 1262 | 0 | 1212 | 0 | 0.01 | 0.01 | 0 | 0 | 0 | 0 | 0 | 0 | 2.9734 | 0.99115
MISO_MO-IL_2_PJM_ROR | MISO_MO-IL | PJM_ROR | 2015 | B11 | 25 | 25 | 1212 | 0 | 0.22 | 0.17 | 0.15 | 0.16 | 0 | 0 | 0 | 0 | 2.9734 | 0.99115
MISO_MO-IL_2_PJM_ROR | MISO_MO-IL | PJM_ROR | 2015 | B12 | 200 | 200 | 1212 | 0 | 133.52 | 701 | 0.04 | 0.08 | 0 | 0 | 0 | 0 | 2.9734 | 0.99115
MISO_MO-IL_2_PJM_ROR | MISO_MO-IL | PJM_ROR | 2015 | B13 | 600 | 600 | 1212 | 0.01 | 0.04 | 201.6 | 0.01 | 0.03 | 0 | 0 | 0 | 0 | 2.9734 | 0.99115
MISO_MO-IL_2_PJM_ROR | MISO_MO-IL | PJM_ROR | 2015 | B14 | 900 | 900 | 1212 | 0 | 0.03 | 100.1 | 0.01 | 0.02 | 0 | 0 | 0 | 0 | 2.9734 | 0.99115
MISO_MO-IL_2_PJM_ROR | MISO_MO-IL | PJM_ROR | 2015 | B15 | 1203 | 0 | 1212 | 0 | 0.01 | 0.01 | 0 | 0.01 | 0 | 0 | 0 | 0 | 2.9734 | 0.99115
MISO_MO-IL_2_PJM_ROR | MISO_MO-IL | PJM_ROR | 2015 | B16 | 25 | 25 | 1212 | 890.41 | 1208.79 | 1048.48 | 0.33 | 0.66 | 0 | 0.24927 | 0 | 0 | 2.9734 | 0.99115
MISO_MO-IL_2_PJM_ROR | MISO_MO-IL | PJM_ROR | 2015 | B17 | 100 | 100 | 1212 | 1212 | 1211.76 | 1211.52 | 0.12 | 0.25 | 3.9646 | 1.0683 | 0.3561 | 3.9646 | 2.9734 | 0.99115
MISO_MO-IL_2_PJM_ROR | MISO_MO-IL | PJM_ROR | 2015 | B18 | 400 | 400 | 1212 | 817.92 | 1211.83 | 1211.83 | 0.03 | 0.06 | 0 | 1.0446 | 0.33236 | 0 | 2.9734 | 0.99115
MISO_MO-IL_2_PJM_ROR | MISO_MO-IL | PJM_ROR | 2015 | B19 | 700 | 700 | 1212 | 1121.71 | 1039.4 | 857.03 | 0.01 | 0.03 | 0 | 0 | 0 | 0 | 2.9734 | 0.99115
MISO_MO-IL_2_PJM_ROR | MISO_MO-IL | PJM_ROR | 2015 | B20 | 935 | 935 | 1212 | 0 | 0.06 | 4.95 | 0.01 | 0.01 | 0 | 0 | 0 | 0 | 2.9734 | 0.99115
MISO_MO-IL_2_PJM_ROR | MISO_MO-IL | PJM_ROR | 2020 | B01 | 10 | 10 | 1212 | 353.99 | 1204.71 | 1198.77 | 5.51 | 11.81 | 0 | 0.30862 | 0.1187 | 0 | 0.75294 | 0.25098
MISO_MO-IL_2_PJM_ROR | MISO_MO-IL | PJM_ROR | 2020 | B02 | 25 | 25 | 1212 | 18.6 | 401.7 | 320.28 | 1.4 | 3.01 | 0 | 0 | 0 | 0 | 0.75294 | 0.25098
MISO_MO-IL_2_PJM_ROR | MISO_MO-IL | PJM_ROR | 2020 | B03 | 75 | 75 | 1212 | 0 | 0.22 | 0.24 | 0.17 | 0.22 | 0 | 0 | 0 | 0 | 0.75294 | 0.25098
MISO_MO-IL_2_PJM_ROR | MISO_MO-IL | PJM_ROR | 2020 | B04 | 100 | 100 | 1212 | 0 | 0.08 | 0.13 | 0.08 | 0.13 | 0 | 0 | 0 | 0 | 0.75294 | 0.25098
MISO_MO-IL_2_PJM_ROR | MISO_MO-IL | PJM_ROR | 2020 | B05 | 200 | 200 | 1212 | 0 | 0.07 | 0.3 | 0.06 | 0.18 | 0 | 0 | 0 | 0 | 0.75294 | 0.25098
MISO_MO-IL_2_PJM_ROR | MISO_MO-IL | PJM_ROR | 2020 | B06 | 300 | 300 | 1212 | 0 | 0.09 | 0.22 | 0.06 | 0.13 | 0 | 0 | 0 | 0 | 0.75294 | 0.25098
MISO_MO-IL_2_PJM_ROR | MISO_MO-IL | PJM_ROR | 2020 | B07 | 400 | 400 | 1212 | 0 | 0.04 | 0.14 | 0.03 | 0.09 | 0 | 0 | 0 | 0 | 0.75294 | 0.25098
MISO_MO-IL_2_PJM_ROR | MISO_MO-IL | PJM_ROR | 2020 | B08 | 500 | 500 | 1212 | 0 | 0.03 | 0.06 | 0.02 | 0.05 | 0 | 0 | 0 | 0 | 0.75294 | 0.25098
MISO_MO-IL_2_PJM_ROR | MISO_MO-IL | PJM_ROR | 2020 | B09 | 800 | 800 | 1212 | 0 | 0.01 | 0.03 | 0.01 | 0.02 | 0 | 0 | 0 | 0 | 0.75294 | 0.25098
MISO_MO-IL_2_PJM_ROR | MISO_MO-IL | PJM_ROR | 2020 | B10 | 1262 | 1262 | 1212 | 0 | 0.01 | 0.02 | 0.01 | 0.01 | 0 | 0 | 0 | 0 | 0.75294 | 0.25098
MISO_MO-IL_2_PJM_ROR | MISO_MO-IL | PJM_ROR | 2020 | B11 | 25 | 25 | 1212 | 107.28 | 23.12 | 1.42 | 1.13 | 1.05 | 0 | 0 | 0 | 0 | 0.75294 | 0.25098
MISO_MO-IL_2_PJM_ROR | MISO_MO-IL | PJM_ROR | 2020 | B12 | 200 | 200 | 1212 | 779.06 | 8.73 | 795.63 | 0.19 | 0.45 | 0 | 0 | 0 | 0 | 0.75294 | 0.25098
MISO_MO-IL_2_PJM_ROR | MISO_MO-IL | PJM_ROR | 2020 | B13 | 600 | 600 | 1212 | 281.93 | 3.43 | 3.21 | 0.06 | 0.14 | 0 | 0 | 0 | 0 | 0.75294 | 0.25098
MISO_MO-IL_2_PJM_ROR | MISO_MO-IL | PJM_ROR | 2020 | B14 | 900 | 900 | 1212 | 898.89 | 2.31 | 93.88 | 0.04 | 0.1 | 0 | 0 | 0 | 0 | 0.75294 | 0.25098
MISO_MO-IL_2_PJM_ROR | MISO_MO-IL | PJM_ROR | 2020 | B15 | 1203 | 1203 | 1212 | 72.99 | 417.92 | 1211.81 | 0.03 | 0.12 | 0 | 0 | 0.10683 | 0 | 0.75294 | 0.25098
MISO_MO-IL_2_PJM_ROR | MISO_MO-IL | PJM_ROR | 2020 | B16 | 25 | 25 | 1212 | 1212 | 1208.94 | 1206.28 | 2.46 | 5.53 | 4.9261 | 0.30862 | 0.10683 | 0.14927 | 0.75294 | 0.25098
MISO_MO-IL_2_PJM_ROR | MISO_MO-IL | PJM_ROR | 2020 | B17 | 100 | 100 | 1212 | 1212 | 1211.14 | 1210.35 | 0.64 | 1.46 | 3.1456 | 0.30862 | 0.10683 | 0.38128 | 0.75294 | 0.25098
MISO_MO-IL_2_PJM_ROR | MISO_MO-IL | PJM_ROR | 2020 | B18 | 400 | 400 | 1212 | 1121.62 | 1211.73 | 1211.52 | 0.15 | 0.37 | 0 | 0.28488 | 0.10683 | 0 | 0.75294 | 0.25098
MISO_MO-IL_2_PJM_ROR | MISO_MO-IL | PJM_ROR | 2020 | B19 | 700 | 700 | 1212 | 1212 | 1211.79 | 1211.65 | 0.08 | 0.19 | 0.55789 | 0.28488 | 0.08309 | 0.47336 | 0.75294 | 0.25098
MISO_MO-IL_2_PJM_ROR | MISO_MO-IL | PJM_ROR | 2020 | B20 | 935 | 935 | 1212 | 3.48 | 918.98 | 1211.72 | 0.04 | 0.14 | 0 | 0 | 0.08309 | 0 | 0.75294 | 0.25098
MISO_MO-IL_2_PJM_ROR | MISO_MO-IL | PJM_ROR | 2025 | B01 | 10 | 10 | 1212 | 1100.56 | 1208.39 | 1204.62 | 21.35 | 39.94 | 0 | 0.8309 | 0.28488 | 0 | 0.9535 | 0.31783
MISO_MO-IL_2_PJM_ROR | MISO_MO-IL | PJM_ROR | 2025 | B02 | 25 | 25 | 1212 | 641.22 | 1047.11 | 1177.45 | 1.62 | 3.5 | 0 | 0.01187 | 0.02374 | 0 | 0.9535 | 0.31783
MISO_MO-IL_2_PJM_ROR | MISO_MO-IL | PJM_ROR | 2025 | B03 | 75 | 75 | 1212 | 0 | 0.4 | 1198.67 | 0.25 | 1.17 | 0 | 0 | 0.02374 | 0 | 0.9535 | 0.31783
MISO_MO-IL_2_PJM_ROR | MISO_MO-IL | PJM_ROR | 2025 | B04 | 100 | 100 | 1212 | 0.18 | 18.67 | 1201.72 | 0.36 | 0.89 | 0 | 0 | 0.02374 | 0 | 0.9535 | 0.31783
MISO_MO-IL_2_PJM_ROR | MISO_MO-IL | PJM_ROR | 2025 | B05 | 200 | 200 | 1212 | 338.97 | 855.69 | 1206.54 | 0.2 | 0.46 | 0 | 0 | 0.02374 | 0 | 0.9535 | 0.31783
MISO_MO-IL_2_PJM_ROR | MISO_MO-IL | PJM_ROR | 2025 | B06 | 300 | 300 | 1212 | 0.03 | 0.36 | 1208.31 | 0.1 | 0.31 | 0 | 0 | 0.02374 | 0 | 0.9535 | 0.31783
MISO_MO-IL_2_PJM_ROR | MISO_MO-IL | PJM_ROR | 2025 | B07 | 400 | 400 | 1212 | 0.02 | 131.7 | 1209.01 | 0.1 | 0.24 | 0 | 0 | 0.02374 | 0 | 0.9535 | 0.31783
MISO_MO-IL_2_PJM_ROR | MISO_MO-IL | PJM_ROR | 2025 | B08 | 500 | 500 | 1212 | 0 | 3.22 | 1209.58 | 0.08 | 0.19 | 0 | 0 | 0.02374 | 0 | 0.9535 | 0.31783
MISO_MO-IL_2_PJM_ROR | MISO_MO-IL | PJM_ROR | 2025 | B09 | 800 | 800 | 1212 | 0 | 133.7 | 1210.41 | 0.05 | 0.12 | 0 | 0 | 0.02374 | 0 | 0.9535 | 0.31783
MISO_MO-IL_2_PJM_ROR | MISO_MO-IL | PJM_ROR | 2025 | B10 | 1262 | 1262 | 1212 | 0.02 | 1211.49 | 1210.94 | 0.03 | 0.08 | 0 | 0.05935 | 0.02374 | 0 | 0.9535 | 0.31783
MISO_MO-IL_2_PJM_ROR | MISO_MO-IL | PJM_ROR | 2025 | B11 | 25 | 25 | 1212 | 1211.65 | 277.24 | 1177.74 | 1.44 | 3.45 | 0.02374 | 0 | 0.02374 | 0.00013224 | 0.9535 | 0.31783
MISO_MO-IL_2_PJM_ROR | MISO_MO-IL | PJM_ROR | 2025 | B12 | 200 | 200 | 1212 | 1212 | 1209.52 | 1206.47 | 0.21 | 0.47 | 1.4481 | 0.05935 | 0.02374 | 0.064534 | 0.9535 | 0.31783
MISO_MO-IL_2_PJM_ROR | MISO_MO-IL | PJM_ROR | 2025 | B13 | 600 | 600 | 1212 | 475.19 | 1211.34 | 1209.93 | 0.07 | 0.16 | 0 | 0.09496 | 0.02374 | 0 | 0.9535 | 0.31783
MISO_MO-IL_2_PJM_ROR | MISO_MO-IL | PJM_ROR | 2025 | B14 | 900 | 900 | 1212 | 1212 | 1211.93 | 1210.57 | 0.28 | 0.11 | 0.79529 | 0.8309 | 0.02374 | 0.15948 | 0.9535 | 0.31783
MISO_MO-IL_2_PJM_ROR | MISO_MO-IL | PJM_ROR | 2025 | B15 | 1203 | 1203 | 1212 | 1212 | 1211.49 | 1210.89 | 0.04 | 0.08 | 1.5906 | 0.05935 | 0.02374 | 0.42635 | 0.9535 | 0.31783
MISO_MO-IL_2_PJM_ROR | MISO_MO-IL | PJM_ROR | 2025 | B16 | 25 | 25 | 1212 | 1212 | 1195.5 | 1177.65 | 1.75 | 3.67 | 7.4781 | 0.05935 | 0.02374 | 0.041656 | 0.9535 | 0.31783
MISO_MO-IL_2_PJM_ROR | MISO_MO-IL | PJM_ROR | 2025 | B17 | 100 | 100 | 1212 | 1212 | 1207.84 | 1201.86 | 0.45 | 0.95 | 7.9054 | 0.05935 | 0.02374 | 0.17615 | 0.9535 | 0.31783
MISO_MO-IL_2_PJM_ROR | MISO_MO-IL | PJM_ROR | 2025 | B18 | 400 | 400 | 1212 | 1212 | 1210.62 | 1209.04 | 0.11 | 0.24 | 1.8873 | 0.05935 | 0.02374 | 0.16821 | 0.9535 | 0.31783
MISO_MO-IL_2_PJM_ROR | MISO_MO-IL | PJM_ROR | 2025 | B19 | 700 | 700 | 1212 | 1212 | 1211.56 | 1210.23 | 0.07 | 0.14 | 0.37984 | 0.18992 | 0.02374 | 0.059244 | 0.9535 | 0.31783
MISO_MO-IL_2_PJM_ROR | MISO_MO-IL | PJM_ROR | 2025 | B20 | 935 | 935 | 1212 | 1212 | 1211.35 | 1210.62 | 0.05 | 0.1 | 0.84277 | 0.05935 | 0.02374 | 0.17558 | 0.9535 | 0.31783
MISO_MO-IL_2_PJM_ROR | MISO_MO-IL | PJM_ROR | 2030 | B01 | 10 | 10 | 1212 | 647.82 | 1210.86 | 1.24 | 1.98 | 0.9 | 0 | 3.8815 | 0 | 0 | 5.9579 | 1.986
MISO_MO-IL_2_PJM_ROR | MISO_MO-IL | PJM_ROR | 2030 | B02 | 25 | 25 | 1212 | 0 | 272.14 | 0.53 | 0.37 | 0.36 | 0 | 0 | 0 | 0 | 5.9579 | 1.986
MISO_MO-IL_2_PJM_ROR | MISO_MO-IL | PJM_ROR | 2030 | B03 | 75 | 75 | 1212 | 0 | 456.1 | 0.19 | 0.12 | 0.12 | 0 | 0 | 0 | 0 | 5.9579 | 1.986
MISO_MO-IL_2_PJM_ROR | MISO_MO-IL | PJM_ROR | 2030 | B04 | 100 | 100 | 1212 | 0 | 1.15 | 0.4 | 0.09 | 0.13 | 0 | 0 | 0 | 0 | 5.9579 | 1.986
MISO_MO-IL_2_PJM_ROR | MISO_MO-IL | PJM_ROR | 2030 | B05 | 200 | 200 | 1212 | 0.04 | 1211.88 | 4.45 | 0.07 | 0.09 | 0 | 1.7924 | 0 | 0 | 5.9579 | 1.986
MISO_MO-IL_2_PJM_ROR | MISO_MO-IL | PJM_ROR | 2030 | B06 | 300 | 300 | 1212 | 782.21 | 1211.95 | 0.18 | 0.07 | 0.05 | 0 | 3.7272 | 0 | 0 | 5.9579 | 1.986
MISO_MO-IL_2_PJM_ROR | MISO_MO-IL | PJM_ROR | 2030 | B07 | 400 | 400 | 1212 | 165.12 | 1211.97 | 0.14 | 0.1 | 0.04 | 0 | 4.8192 | 0 | 0 | 5.9579 | 1.986
MISO_MO-IL_2_PJM_ROR | MISO_MO-IL | PJM_ROR | 2030 | B08 | 500 | 500 | 1212 | 1212 | 1211.97 | 0.03 | 0.06 | 0.02 | 2.469 | 4.38 | 0 | 0.19325 | 5.9579 | 1.986
MISO_MO-IL_2_PJM_ROR | MISO_MO-IL | PJM_ROR | 2030 | B09 | 800 | 800 | 1212 | 1212 | 1211.97 | 0.07 | 0.02 | 0.02 | 6.5641 | 2.4571 | 0 | 0.82206 | 5.9579 | 1.986
MISO_MO-IL_2_PJM_ROR | MISO_MO-IL | PJM_ROR | 2030 | B10 | 1262 | 1262 | 1212 | 0 | 0.19 | 0.01 | 0.01 | 0.01 | 0 | 0 | 0 | 0 | 5.9579 | 1.986
MISO_MO-IL_2_PJM_ROR | MISO_MO-IL | PJM_ROR | 2030 | B11 | 25 | 25 | 1212 | 1212 | 1211.53 | 1.41 | 0.84 | 0.49 | 6.3504 | 3.9052 | 0 | 0.024853 | 5.9579 | 1.986
MISO_MO-IL_2_PJM_ROR | MISO_MO-IL | PJM_ROR | 2030 | B12 | 200 | 200 | 1212 | 1212 | 1211.95 | 0.08 | 0.21 | 0.05 | 13.3656 | 4.8192 | 0 | 0.41846 | 5.9579 | 1.986
MISO_MO-IL_2_PJM_ROR | MISO_MO-IL | PJM_ROR | 2030 | B13 | 600 | 600 | 1212 | 1212 | 1211.98 | 0.03 | 0.07 | 0.02 | 9.591 | 4.8192 | 0 | 0.90084 | 5.9579 | 1.986
MISO_MO-IL_2_PJM_ROR | MISO_MO-IL | PJM_ROR | 2030 | B14 | 900 | 900 | 1212 | 1212 | 1211.99 | 0.02 | 0.05 | 0.01 | 9.591 | 4.6768 | 0 | 1.3513 | 5.9579 | 1.986
MISO_MO-IL_2_PJM_ROR | MISO_MO-IL | PJM_ROR | 2030 | B15 | 1203 | 1203 | 1212 | 1212 | 1211.98 | 0.01 | 0.01 | 0.01 | 3.6797 | 1.8873 | 0 | 0.69297 | 5.9579 | 1.986
MISO_MO-IL_2_PJM_ROR | MISO_MO-IL | PJM_ROR | 2030 | B16 | 25 | 25 | 1212 | 1212 | 1211.63 | 0.6 | 1.48 | 0.38 | 15.3123 | 4.8192 | 0 | 0.059926 | 5.9579 | 1.986
MISO_MO-IL_2_PJM_ROR | MISO_MO-IL | PJM_ROR | 2030 | B17 | 100 | 100 | 1212 | 1212 | 1211.9 | 0.16 | 0.41 | 0.1 | 15.8821 | 4.8192 | 0 | 0.24862 | 5.9579 | 1.986
MISO_MO-IL_2_PJM_ROR | MISO_MO-IL | PJM_ROR | 2030 | B18 | 400 | 400 | 1212 | 1212 | 1211.98 | 0.04 | 0.11 | 0.02 | 10.5643 | 4.8192 | 0 | 0.66151 | 5.9579 | 1.986
MISO_MO-IL_2_PJM_ROR | MISO_MO-IL | PJM_ROR | 2030 | B19 | 700 | 700 | 1212 | 1212 | 1211.99 | 0.02 | 0.07 | 0.01 | 10.5643 | 4.843 | 0 | 1.1576 | 5.9579 | 1.986
MISO_MO-IL_2_PJM_ROR | MISO_MO-IL | PJM_ROR | 2030 | B20 | 935 | 935 | 1212 | 1212 | 1211.98 | 0.02 | 0.02 | 0.01 | 9.6503 | 3.1099 | 0 | 1.4125 | 5.9579 | 1.986
MISO_MO-IL_2_PJM_ROR | MISO_MO-IL | PJM_ROR | 2035 | B01 | 10 | 10 | 1212 | 1211.99 | 1210.75 | 1207.03 | 6.86 | 4.27 | 3.656 | 4.2376 | 0.77155 | 0.0047728 | 4.9407 | 1.6469
MISO_MO-IL_2_PJM_ROR | MISO_MO-IL | PJM_ROR | 2035 | B02 | 25 | 25 | 1212 | 296 | 547.51 | 0.88 | 0.56 | 0.58 | 0 | 0 | 0 | 0 | 4.9407 | 1.6469
MISO_MO-IL_2_PJM_ROR | MISO_MO-IL | PJM_ROR | 2035 | B03 | 75 | 75 | 1212 | 0 | 799.2 | 0.32 | 0.19 | 0.2 | 0 | 0 | 0 | 0 | 4.9407 | 1.6469
MISO_MO-IL_2_PJM_ROR | MISO_MO-IL | PJM_ROR | 2035 | B04 | 100 | 100 | 1212 | 0 | 1110.18 | 20 | 0.17 | 0.26 | 0 | 0.01187 | 0 | 0 | 4.9407 | 1.6469
MISO_MO-IL_2_PJM_ROR | MISO_MO-IL | PJM_ROR | 2035 | B05 | 200 | 200 | 1212 | 383.82 | 1211.93 | 13.2 | 0.4 | 0.14 | 0 | 4.2257 | 0 | 0 | 4.9407 | 1.6469
MISO_MO-IL_2_PJM_ROR | MISO_MO-IL | PJM_ROR | 2035 | B06 | 300 | 300 | 1212 | 437.3 | 1211.95 | 796.47 | 0.27 | 0.09 | 0 | 4.2257 | 0 | 0 | 4.9407 | 1.6469
MISO_MO-IL_2_PJM_ROR | MISO_MO-IL | PJM_ROR | 2035 | B07 | 400 | 400 | 1212 | 718.19 | 1211.96 | 0.09 | 0.17 | 0.04 | 0 | 4.2257 | 0 | 0 | 4.9407 | 1.6469
MISO_MO-IL_2_PJM_ROR | MISO_MO-IL | PJM_ROR | 2035 | B08 | 500 | 500 | 1212 | 1212 | 1210.49 | 0.05 | 0.03 | 0.03 | 6.0181 | 0.18992 | 0 | 0.39283 | 4.9407 | 1.6469
MISO_MO-IL_2_PJM_ROR | MISO_MO-IL | PJM_ROR | 2035 | B09 | 800 | 800 | 1212 | 1212 | 1211.98 | 0.03 | 0.08 | 0.02 | 0.28488 | 3.8459 | 0 | 0.029752 | 4.9407 | 1.6469
MISO_MO-IL_2_PJM_ROR | MISO_MO-IL | PJM_ROR | 2035 | B10 | 1262 | 1262 | 1212 | 1212 | 1211.75 | 0.04 | 0.01 | 0.02 | 1.8399 | 0.17805 | 0 | 0.30312 | 4.9407 | 1.6469
MISO_MO-IL_2_PJM_ROR | MISO_MO-IL | PJM_ROR | 2035 | B11 | 25 | 25 | 1212 | 1212 | 1210.59 | 33.07 | 0.78 | 0.91 | 9.7571 | 1.2938 | 0 | 0.031844 | 4.9407 | 1.6469
MISO_MO-IL_2_PJM_ROR | MISO_MO-IL | PJM_ROR | 2035 | B12 | 200 | 200 | 1212 | 1212 | 1211.93 | 0.16 | 0.5 | 0.08 | 15.0037 | 4.2613 | 0 | 0.39174 | 4.9407 | 1.6469
MISO_MO-IL_2_PJM_ROR | MISO_MO-IL | PJM_ROR | 2035 | B13 | 600 | 600 | 1212 | 1212 | 1211.97 | 0.07 | 0.12 | 0.03 | 15.0037 | 3.8696 | 0 | 1.1752 | 4.9407 | 1.6469
MISO_MO-IL_2_PJM_ROR | MISO_MO-IL | PJM_ROR | 2035 | B14 | 900 | 900 | 1212 | 1212 | 1211.97 | 0.1 | 0.04 | 0.03 | 5.6976 | 2.1366 | 0 | 0.66943 | 4.9407 | 1.6469
MISO_MO-IL_2_PJM_ROR | MISO_MO-IL | PJM_ROR | 2035 | B15 | 1203 | 1203 | 1212 | 1212 | 1211.99 | 0.07 | 0.2 | 0.02 | 3.4067 | 4.6768 | 0 | 0.53502 | 4.9407 | 1.6469
MISO_MO-IL_2_PJM_ROR | MISO_MO-IL | PJM_ROR | 2035 | B16 | 25 | 25 | 1212 | 1212 | 1211.48 | 1.5 | 3.03 | 0.73 | 21.5797 | 4.2376 | 0 | 0.07043 | 4.9407 | 1.6469
MISO_MO-IL_2_PJM_ROR | MISO_MO-IL | PJM_ROR | 2035 | B17 | 100 | 100 | 1212 | 1212 | 1211.85 | 0.43 | 0.58 | 0.19 | 22.0663 | 3.8696 | 0 | 0.28807 | 4.9407 | 1.6469
MISO_MO-IL_2_PJM_ROR | MISO_MO-IL | PJM_ROR | 2035 | B18 | 400 | 400 | 1212 | 1212 | 1211.96 | 0.11 | 0.16 | 0.05 | 17.3421 | 3.8578 | 0 | 0.90559 | 4.9407 | 1.6469
MISO_MO-IL_2_PJM_ROR | MISO_MO-IL | PJM_ROR | 2035 | B19 | 700 | 700 | 1212 | 1212 | 1211.97 | 0.08 | 0.08 | 0.03 | 6.5522 | 3.1337 | 0 | 0.59877 | 4.9407 | 1.6469
MISO_MO-IL_2_PJM_ROR | MISO_MO-IL | PJM_ROR | 2035 | B20 | 935 | 935 | 1212 | 1212 | 1211.98 | 0.09 | 0.34 | 0.02 | 9.7571 | 4.3563 | 0 | 1.191 | 4.9407 | 1.6469
MISO_MO-IL_2_PJM_ROR | MISO_MO-IL | PJM_ROR | 2040 | B01 | 10 | 10 | 1212 | 1211.95 | 1211.18 | 1210.28 | 5.15 | 10.53 | 0.99708 | 8.3446 | 2.7776 | 0.0015739 | 9.6105 | 3.2035
MISO_MO-IL_2_PJM_ROR | MISO_MO-IL | PJM_ROR | 2040 | B02 | 25 | 25 | 1212 | 421.57 | 1159.4 | 3 | 0.39 | 0.67 | 0 | 0.04748 | 0 | 0 | 9.6105 | 3.2035
MISO_MO-IL_2_PJM_ROR | MISO_MO-IL | PJM_ROR | 2040 | B03 | 75 | 75 | 1212 | 0.01 | 439.82 | 1.11 | 0.12 | 0.22 | 0 | 0 | 0 | 0 | 9.6105 | 3.2035
MISO_MO-IL_2_PJM_ROR | MISO_MO-IL | PJM_ROR | 2040 | B04 | 100 | 100 | 1212 | 0 | 734.67 | 0.83 | 0.09 | 0.17 | 0 | 0 | 0 | 0 | 9.6105 | 3.2035
MISO_MO-IL_2_PJM_ROR | MISO_MO-IL | PJM_ROR | 2040 | B05 | 200 | 200 | 1212 | 0 | 339.52 | 0.44 | 0.05 | 0.08 | 0 | 0 | 0 | 0 | 9.6105 | 3.2035
MISO_MO-IL_2_PJM_ROR | MISO_MO-IL | PJM_ROR | 2040 | B06 | 300 | 300 | 1212 | 0 | 0.1 | 0.3 | 0.02 | 0.06 | 0 | 0 | 0 | 0 | 9.6105 | 3.2035
MISO_MO-IL_2_PJM_ROR | MISO_MO-IL | PJM_ROR | 2040 | B07 | 400 | 400 | 1212 | 0 | 156.14 | 0.23 | 0.02 | 0.04 | 0 | 0 | 0 | 0 | 9.6105 | 3.2035
MISO_MO-IL_2_PJM_ROR | MISO_MO-IL | PJM_ROR | 2040 | B08 | 500 | 500 | 1212 | 0.09 | 153.16 | 0.18 | 0.02 | 0.03 | 0 | 0 | 0 | 0 | 9.6105 | 3.2035
MISO_MO-IL_2_PJM_ROR | MISO_MO-IL | PJM_ROR | 2040 | B09 | 800 | 800 | 1212 | 0 | 0.33 | 0.12 | 0.01 | 0.02 | 0 | 0 | 0 | 0 | 9.6105 | 3.2035
MISO_MO-IL_2_PJM_ROR | MISO_MO-IL | PJM_ROR | 2040 | B10 | 1262 | 1262 | 1212 | 1212 | 1211.99 | 1211.98 | 0.05 | 0.1 | 20.998 | 8.3327 | 2.7776 | 4.183 | 9.6105 | 3.2035
MISO_MO-IL_2_PJM_ROR | MISO_MO-IL | PJM_ROR | 2040 | B11 | 25 | 25 | 1212 | 598.28 | 1210.54 | 2.97 | 0.43 | 0.66 | 0 | 1.9823 | 0 | 0 | 9.6105 | 3.2035
MISO_MO-IL_2_PJM_ROR | MISO_MO-IL | PJM_ROR | 2040 | B12 | 200 | 200 | 1212 | 1212 | 1211.95 | 1211.88 | 0.31 | 0.36 | 3.193 | 8.3327 | 2.374 | 0.10081 | 9.6105 | 3.2035
MISO_MO-IL_2_PJM_ROR | MISO_MO-IL | PJM_ROR | 2040 | B13 | 600 | 600 | 1212 | 1212 | 1211.98 | 1211.96 | 0.11 | 0.14 | 10.0539 | 8.3327 | 2.4571 | 0.95222 | 9.6105 | 3.2035
MISO_MO-IL_2_PJM_ROR | MISO_MO-IL | PJM_ROR | 2040 | B14 | 900 | 900 | 1212 | 1212 | 1211.99 | 1211.98 | 0.07 | 0.15 | 10.0539 | 8.3327 | 2.7657 | 1.4283 | 9.6105 | 3.2035
MISO_MO-IL_2_PJM_ROR | MISO_MO-IL | PJM_ROR | 2040 | B15 | 1203 | 1203 | 1212 | 1212 | 1211.99 | 1211.98 | 0.06 | 0.12 | 12.9977 | 8.3327 | 2.7776 | 2.4682 | 9.6105 | 3.2035
MISO_MO-IL_2_PJM_ROR | MISO_MO-IL | PJM_ROR | 2040 | B16 | 25 | 25 | 1212 | 1212 | 1211.63 | 1211.16 | 1.52 | 2.61 | 4.38 | 7.6562 | 2.3859 | 0.017285 | 9.6105 | 3.2035
MISO_MO-IL_2_PJM_ROR | MISO_MO-IL | PJM_ROR | 2040 | B17 | 100 | 100 | 1212 | 1212 | 1211.91 | 1211.78 | 0.61 | 0.75 | 3.7153 | 8.3327 | 2.4571 | 0.058647 | 9.6105 | 3.2035
MISO_MO-IL_2_PJM_ROR | MISO_MO-IL | PJM_ROR | 2040 | B18 | 400 | 400 | 1212 | 1212 | 1211.98 | 1211.94 | 0.16 | 0.2 | 9.223 | 8.3327 | 2.4571 | 0.58235 | 9.6105 | 3.2035
MISO_MO-IL_2_PJM_ROR | MISO_MO-IL | PJM_ROR | 2040 | B19 | 700 | 700 | 1212 | 1212 | 1211.99 | 1211.97 | 0.09 | 0.12 | 9.223 | 8.3327 | 2.4571 | 1.0191 | 9.6105 | 3.2035
MISO_MO-IL_2_PJM_ROR | MISO_MO-IL | PJM_ROR | 2040 | B20 | 935 | 935 | 1212 | 1212 | 1211.99 | 1211.98 | 0.07 | 0.14 | 13.5674 | 8.3327 | 2.7776 | 2.0025 | 9.6105 | 3.2035
MISO_MO-IL_2_PJM_ROR | MISO_MO-IL | PJM_ROR | 2045 | B01 | 10 | 10 | 1212 | 1022.74 | 1210.77 | 1209.46 | 22.94 | 48.94 | 0 | 6.849 | 2.2909 | 0 | 7.1888 | 2.3963
MISO_MO-IL_2_PJM_ROR | MISO_MO-IL | PJM_ROR | 2045 | B02 | 25 | 25 | 1212 | 1211.98 | 1211.46 | 1210.86 | 5.69 | 12.93 | 0.99708 | 6.5641 | 2.1841 | 0.0039101 | 7.1888 | 2.3963
MISO_MO-IL_2_PJM_ROR | MISO_MO-IL | PJM_ROR | 2045 | B03 | 75 | 75 | 1212 | 0 | 0.33 | 1211.58 | 0.15 | 3.94 | 0 | 0 | 2.1841 | 0 | 7.1888 | 2.3963
MISO_MO-IL_2_PJM_ROR | MISO_MO-IL | PJM_ROR | 2045 | B04 | 100 | 100 | 1212 | 0 | 0.26 | 1211.68 | 0.11 | 3.02 | 0 | 0 | 2.1841 | 0 | 7.1888 | 2.3963
MISO_MO-IL_2_PJM_ROR | MISO_MO-IL | PJM_ROR | 2045 | B05 | 200 | 200 | 1212 | 0 | 0.43 | 1211.83 | 0.07 | 1.49 | 0 | 0 | 2.1841 | 0 | 7.1888 | 2.3963
MISO_MO-IL_2_PJM_ROR | MISO_MO-IL | PJM_ROR | 2045 | B06 | 300 | 300 | 1212 | 0 | 0.06 | 1147.75 | 0.03 | 0.14 | 0 | 0 | 0.01187 | 0 | 7.1888 | 2.3963
MISO_MO-IL_2_PJM_ROR | MISO_MO-IL | PJM_ROR | 2045 | B07 | 400 | 400 | 1212 | 0 | 1035.13 | 1211.92 | 0.04 | 0.88 | 0 | 0 | 2.1841 | 0 | 7.1888 | 2.3963
MISO_MO-IL_2_PJM_ROR | MISO_MO-IL | PJM_ROR | 2045 | B08 | 500 | 500 | 1212 | 0 | 1211.95 | 1211.93 | 0.09 | 0.72 | 0 | 3.6085 | 2.1841 | 0 | 7.1888 | 2.3963
MISO_MO-IL_2_PJM_ROR | MISO_MO-IL | PJM_ROR | 2045 | B09 | 800 | 800 | 1212 | 0 | 1211.98 | 1211.96 | 0.21 | 0.46 | 0 | 6.5522 | 2.1841 | 0 | 7.1888 | 2.3963
MISO_MO-IL_2_PJM_ROR | MISO_MO-IL | PJM_ROR | 2045 | B10 | 1262 | 1262 | 1212 | 1212 | 1211.99 | 1211.97 | 0.24 | 0.3 | 5.9943 | 6.8371 | 2.1841 | 1.1866 | 7.1888 | 2.3963
MISO_MO-IL_2_PJM_ROR | MISO_MO-IL | PJM_ROR | 2045 | B11 | 25 | 25 | 1212 | 1211.98 | 1211.45 | 1210.85 | 5.01 | 11.63 | 0.99708 | 6.5522 | 2.1841 | 0.0039101 | 7.1888 | 2.3963
MISO_MO-IL_2_PJM_ROR | MISO_MO-IL | PJM_ROR | 2045 | B12 | 200 | 200 | 1212 | 1212 | 1211.93 | 1211.84 | 2.63 | 1.82 | 15.0037 | 7.0152 | 2.1841 | 0.4707 | 7.1888 | 2.3963
MISO_MO-IL_2_PJM_ROR | MISO_MO-IL | PJM_ROR | 2045 | B13 | 600 | 600 | 1212 | 1212 | 1211.98 | 1211.94 | 0.52 | 0.62 | 10.7424 | 6.8371 | 2.1841 | 1.011 | 7.1888 | 2.3963
MISO_MO-IL_2_PJM_ROR | MISO_MO-IL | PJM_ROR | 2045 | B14 | 900 | 900 | 1212 | 1212 | 1211.98 | 1211.96 | 0.35 | 0.7 | 15.0037 | 6.8371 | 2.279 | 2.1182 | 7.1888 | 2.3963
MISO_MO-IL_2_PJM_ROR | MISO_MO-IL | PJM_ROR | 2045 | B15 | 1203 | 1203 | 1212 | 1212 | 1211.99 | 1211.97 | 0.27 | 0.32 | 5.9943 | 6.8371 | 2.1841 | 1.1312 | 7.1888 | 2.3963
MISO_MO-IL_2_PJM_ROR | MISO_MO-IL | PJM_ROR | 2045 | B16 | 25 | 25 | 1212 | 1212 | 1211.48 | 1210.86 | 13 | 13.57 | 98.5566 | 6.9202 | 2.1841 | 0.3865 | 7.1888 | 2.3963
MISO_MO-IL_2_PJM_ROR | MISO_MO-IL | PJM_ROR | 2045 | B17 | 100 | 100 | 1212 | 1211.99 | 1211.86 | 1211.69 | 2.86 | 3.58 | 0.70033 | 6.849 | 2.1841 | 0.010986 | 7.1888 | 2.3963
MISO_MO-IL_2_PJM_ROR | MISO_MO-IL | PJM_ROR | 2045 | B18 | 400 | 400 | 1212 | 1212 | 1211.96 | 1211.92 | 0.76 | 0.92 | 11.692 | 6.849 | 2.1841 | 0.73361 | 7.1888 | 2.3963
MISO_MO-IL_2_PJM_ROR | MISO_MO-IL | PJM_ROR | 2045 | B19 | 700 | 700 | 1212 | 1212 | 1211.98 | 1211.95 | 0.46 | 0.54 | 15.0037 | 6.8371 | 2.1841 | 1.6475 | 7.1888 | 2.3963
MISO_MO-IL_2_PJM_ROR | MISO_MO-IL | PJM_ROR | 2045 | B20 | 935 | 935 | 1212 | 1212 | 1211.98 | 1211.96 | 0.34 | 0.41 | 6.0062 | 6.8371 | 2.1841 | 0.88091 | 7.1888 | 2.3963
MISO_MO-IL_2_PJM_ROR | MISO_MO-IL | PJM_ROR | 2050 | B01 | 10 | 10 | 1212 | 1212 | 1211.55 | 1211.04 | 2.3 | 4.81 | 22.0782 | 8.5583 | 2.8488 | 0.031549 | 10.4692 | 3.4897
MISO_MO-IL_2_PJM_ROR | MISO_MO-IL | PJM_ROR | 2050 | B02 | 25 | 25 | 1212 | 1212 | 1211.8 | 1211.55 | 0.75 | 1.43 | 64.3354 | 8.0004 | 2.6114 | 0.22983 | 10.4692 | 3.4897
MISO_MO-IL_2_PJM_ROR | MISO_MO-IL | PJM_ROR | 2050 | B03 | 75 | 75 | 1212 | 1212 | 1211.61 | 1211.13 | 0.09 | 0.15 | 15.0037 | 1.009 | 0.42732 | 0.1608 | 10.4692 | 3.4897
MISO_MO-IL_2_PJM_ROR | MISO_MO-IL | PJM_ROR | 2050 | B04 | 100 | 100 | 1212 | 1028.2 | 1211.15 | 1211.68 | 0.05 | 0.14 | 0 | 0.55789 | 0.99708 | 0 | 10.4692 | 3.4897
MISO_MO-IL_2_PJM_ROR | MISO_MO-IL | PJM_ROR | 2050 | B05 | 200 | 200 | 1212 | 1212 | 773.94 | 1211.65 | 0.02 | 0.06 | 1.092 | 0 | 0.41545 | 0.03121 | 10.4692 | 3.4897
MISO_MO-IL_2_PJM_ROR | MISO_MO-IL | PJM_ROR | 2050 | B06 | 300 | 300 | 1212 | 1211.98 | 1211.88 | 1211.76 | 0.02 | 0.04 | 0.04748 | 1.2226 | 0.41545 | 0.0020354 | 10.4692 | 3.4897
MISO_MO-IL_2_PJM_ROR | MISO_MO-IL | PJM_ROR | 2050 | B07 | 400 | 400 | 1212 | 0 | 1211.96 | 1211.82 | 0.02 | 0.03 | 0 | 2.9912 | 0.41545 | 0 | 10.4692 | 3.4897
MISO_MO-IL_2_PJM_ROR | MISO_MO-IL | PJM_ROR | 2050 | B08 | 500 | 500 | 1212 | 1212 | 1211.99 | 1211.97 | 0.05 | 0.07 | 5.9706 | 8.5464 | 2.5995 | 0.42659 | 10.4692 | 3.4897
MISO_MO-IL_2_PJM_ROR | MISO_MO-IL | PJM_ROR | 2050 | B09 | 800 | 800 | 1212 | 1212 | 1211.99 | 1211.98 | 0.05 | 0.06 | 20.3452 | 9.1162 | 2.8488 | 2.3258 | 10.4692 | 3.4897
MISO_MO-IL_2_PJM_ROR | MISO_MO-IL | PJM_ROR | 2050 | B10 | 1262 | 1262 | 1212 | 82.79 | 1212 | 1211.95 | 0.02 | 0.01 | 0 | 8.5464 | 0.42732 | 0 | 10.4692 | 3.4897
MISO_MO-IL_2_PJM_ROR | MISO_MO-IL | PJM_ROR | 2050 | B11 | 25 | 25 | 1212 | 1212 | 1211.81 | 1211.55 | 0.91 | 1.41 | 145.2532 | 8.5464 | 2.6114 | 0.51891 | 10.4692 | 3.4897
MISO_MO-IL_2_PJM_ROR | MISO_MO-IL | PJM_ROR | 2050 | B12 | 200 | 200 | 1212 | 1212 | 1211.98 | 1211.94 | 0.97 | 0.26 | 64.1692 | 10.2794 | 2.8488 | 1.8339 | 10.4692 | 3.4897
MISO_MO-IL_2_PJM_ROR | MISO_MO-IL | PJM_ROR | 2050 | B13 | 600 | 600 | 1212 | 1212 | 1211.99 | 1211.98 | 1283.95 | 0.09 | 24.8439 | 10.4693 | 2.8488 | 2.1301 | 10.4692 | 3.4897
MISO_MO-IL_2_PJM_ROR | MISO_MO-IL | PJM_ROR | 2050 | B14 | 900 | 900 | 1212 | 1212 | 1211.99 | 1211.99 | 0.03 | 0.04 | 4.9973 | 8.5464 | 2.6114 | 0.64269 | 10.4692 | 3.4897
MISO_MO-IL_2_PJM_ROR | MISO_MO-IL | PJM_ROR | 2050 | B15 | 1203 | 1203 | 1212 | 1212 | 1212 | 1211.99 | 0.02 | 0.03 | 5.9825 | 8.5464 | 2.5995 | 1.0284 | 10.4692 | 3.4897
MISO_MO-IL_2_PJM_ROR | MISO_MO-IL | PJM_ROR | 2050 | B16 | 25 | 25 | 1212 | 1212 | 1211.81 | 1209.63 | 0.96 | 0.5 | 265.3182 | 8.5464 | 0.42732 | 0.94784 | 10.4692 | 3.4897
MISO_MO-IL_2_PJM_ROR | MISO_MO-IL | PJM_ROR | 2050 | B17 | 100 | 100 | 1212 | 1212 | 1211.95 | 1211.88 | 0.24 | 0.37 | 57.7476 | 8.5464 | 2.5995 | 0.8252 | 10.4692 | 3.4897
MISO_MO-IL_2_PJM_ROR | MISO_MO-IL | PJM_ROR | 2050 | B18 | 400 | 400 | 1212 | 1212 | 1211.99 | 1211.97 | 0.1 | 0.1 | 24.8558 | 9.2823 | 2.5995 | 1.4207 | 10.4692 | 3.4897
MISO_MO-IL_2_PJM_ROR | MISO_MO-IL | PJM_ROR | 2050 | B19 | 700 | 700 | 1212 | 1212 | 1211.99 | 1211.98 | 0.04 | 0.07 | 6.0062 | 8.5464 | 2.8488 | 0.60079 | 10.4692 | 3.4897
MISO_MO-IL_2_PJM_ROR | MISO_MO-IL | PJM_ROR | 2050 | B20 | 935 | 935 | 1212 | 1212 | 1211.99 | 1211.98 | 0.03 | 0.03 | 6.0062 | 8.5464 | 2.3265 | 0.80249 | 10.4692 | 3.4897
MISO_MO-IL_2_SPP_N | MISO_MO-IL | SPP_N | 2015 | B01 | 10 | 10 | 2000 | 0 | 0.3 | 0.21 | 0.34 | 0.23 | 0 | 0 | 0 | 0 | 0 | 0
MISO_MO-IL_2_SPP_N | MISO_MO-IL | SPP_N | 2015 | B02 | 25 | 25 | 2000 | 0 | 0.16 | 0.1 | 0.17 | 0.11 | 0 | 0 | 0 | 0 | 0 | 0
MISO_MO-IL_2_SPP_N | MISO_MO-IL | SPP_N | 2015 | B03 | 75 | 75 | 2000 | 0 | 0.07 | 0.04 | 0.07 | 0.05 | 0 | 0 | 0 | 0 | 0 | 0
MISO_MO-IL_2_SPP_N | MISO_MO-IL | SPP_N | 2015 | B04 | 100 | 100 | 2000 | 0 | 0.06 | 0.03 | 0.06 | 0.04 | 0 | 0 | 0 | 0 | 0 | 0
MISO_MO-IL_2_SPP_N | MISO_MO-IL | SPP_N | 2015 | B05 | 200 | 200 | 2000 | 0 | 0.11 | 0.08 | 0.11 | 0.08 | 0 | 0 | 0 | 0 | 0 | 0
MISO_MO-IL_2_SPP_N | MISO_MO-IL | SPP_N | 2015 | B06 | 300 | 300 | 2000 | 513.35 | 0.08 | 0.05 | 0.08 | 0.06 | 0 | 0 | 0 | 0 | 0 | 0
MISO_MO-IL_2_SPP_N | MISO_MO-IL | SPP_N | 2015 | B07 | 400 | 400 | 2000 | 0 | 0.06 | 0.04 | 0.06 | 0.04 | 0 | 0 | 0 | 0 | 0 | 0
MISO_MO-IL_2_SPP_N | MISO_MO-IL | SPP_N | 2015 | B08 | 500 | 500 | 2000 | 0 | 0.03 | 0.01 | 0.03 | 0.01 | 0 | 0 | 0 | 0 | 0 | 0
MISO_MO-IL_2_SPP_N | MISO_MO-IL | SPP_N | 2015 | B09 | 800 | 800 | 2000 | 0 | 0.01 | 0 | 0.01 | 0 | 0 | 0 | 0 | 0 | 0 | 0
MISO_MO-IL_2_SPP_N | MISO_MO-IL | SPP_N | 2015 | B10 | 1262 | 1262 | 2000 | 0 | 0 | 0 | 0.01 | 0 | 0 | 0 | 0 | 0 | 0 | 0
MISO_MO-IL_2_SPP_N | MISO_MO-IL | SPP_N | 2015 | B11 | 25 | 25 | 2000 | 0.01 | 0.81 | 0.59 | 0.86 | 0.62 | 0 | 0 | 0 | 0 | 0 | 0
MISO_MO-IL_2_SPP_N | MISO_MO-IL | SPP_N | 2015 | B12 | 200 | 200 | 2000 | 0 | 0.02 | 0.01 | 0.02 | 0.01 | 0 | 0 | 0 | 0 | 0 | 0
MISO_MO-IL_2_SPP_N | MISO_MO-IL | SPP_N | 2015 | B13 | 600 | 600 | 2000 | 0 | 0.01 | 0 | 0.01 | 0 | 0 | 0 | 0 | 0 | 0 | 0
MISO_MO-IL_2_SPP_N | MISO_MO-IL | SPP_N | 2015 | B14 | 900 | 0 | 2000 | 0 | 0 | 0 | 0 | 0 | 0 | 0 | 0 | 0 | 0 | 0
MISO_MO-IL_2_SPP_N | MISO_MO-IL | SPP_N | 2015 | B15 | 1203 | 0 | 2000 | 0 | 0 | 0 | 0 | 0 | 0 | 0 | 0 | 0 | 0 | 0
MISO_MO-IL_2_SPP_N | MISO_MO-IL | SPP_N | 2015 | B16 | 25 | 25 | 2000 | 0 | 0.15 | 0.06 | 0.16 | 0.07 | 0 | 0 | 0 | 0 | 0 | 0
MISO_MO-IL_2_SPP_N | MISO_MO-IL | SPP_N | 2015 | B17 | 100 | 100 | 2000 | 0 | 0.02 | 0.01 | 0.02 | 0.02 | 0 | 0 | 0 | 0 | 0 | 0
MISO_MO-IL_2_SPP_N | MISO_MO-IL | SPP_N | 2015 | B18 | 400 | 400 | 2000 | 0 | 0.01 | 0.01 | 0.01 | 0.01 | 0 | 0 | 0 | 0 | 0 | 0
MISO_MO-IL_2_SPP_N | MISO_MO-IL | SPP_N | 2015 | B19 | 700 | 700 | 2000 | 0 | 0.01 | 0 | 0.01 | 0 | 0 | 0 | 0 | 0 | 0 | 0
MISO_MO-IL_2_SPP_N | MISO_MO-IL | SPP_N | 2015 | B20 | 935 | 935 | 2000 | 0 | 0.01 | 0.01 | 0.01 | 0.01 | 0 | 0 | 0 | 0 | 0 | 0
MISO_MO-IL_2_SPP_N | MISO_MO-IL | SPP_N | 2020 | B01 | 10 | 10 | 2000 | 0 | 0.19 | 0.15 | 0.21 | 0.18 | 0 | 0 | 0 | 0 | 0 | 0
MISO_MO-IL_2_SPP_N | MISO_MO-IL | SPP_N | 2020 | B02 | 25 | 25 | 2000 | 0 | 0.08 | 0.06 | 0.09 | 0.07 | 0 | 0 | 0 | 0 | 0 | 0
MISO_MO-IL_2_SPP_N | MISO_MO-IL | SPP_N | 2020 | B03 | 75 | 75 | 2000 | 0 | 0.03 | 0.02 | 0.04 | 0.03 | 0 | 0 | 0 | 0 | 0 | 0
MISO_MO-IL_2_SPP_N | MISO_MO-IL | SPP_N | 2020 | B04 | 100 | 100 | 2000 | 0 | 0.02 | 0.02 | 0.03 | 0.02 | 0 | 0 | 0 | 0 | 0 | 0
MISO_MO-IL_2_SPP_N | MISO_MO-IL | SPP_N | 2020 | B05 | 200 | 200 | 2000 | 0 | 0.01 | 0.01 | 0.01 | 0.01 | 0 | 0 | 0 | 0 | 0 | 0
MISO_MO-IL_2_SPP_N | MISO_MO-IL | SPP_N | 2020 | B06 | 300 | 300 | 2000 | 0 | 0.01 | 0.01 | 0.01 | 0.01 | 0 | 0 | 0 | 0 | 0 | 0
MISO_MO-IL_2_SPP_N | MISO_MO-IL | SPP_N | 2020 | B07 | 400 | 400 | 2000 | 0 | 0.01 | 0.01 | 0.01 | 0.01 | 0 | 0 | 0 | 0 | 0 | 0
MISO_MO-IL_2_SPP_N | MISO_MO-IL | SPP_N | 2020 | B08 | 500 | 500 | 2000 | 0 | 0.01 | 0 | 0.01 | 0.01 | 0 | 0 | 0 | 0 | 0 | 0
MISO_MO-IL_2_SPP_N | MISO_MO-IL | SPP_N | 2020 | B09 | 800 | 0 | 2000 | 0 | 0 | 0 | 0 | 0 | 0 | 0 | 0 | 0 | 0 | 0
MISO_MO-IL_2_SPP_N | MISO_MO-IL | SPP_N | 2020 | B10 | 1262 | 0 | 2000 | 0 | 0 | 0 | 0 | 0 | 0 | 0 | 0 | 0 | 0 | 0
MISO_MO-IL_2_SPP_N | MISO_MO-IL | SPP_N | 2020 | B11 | 25 | 25 | 2000 | 0 | 0.08 | 0.07 | 0.1 | 0.08 | 0 | 0 | 0 | 0 | 0 | 0
MISO_MO-IL_2_SPP_N | MISO_MO-IL | SPP_N | 2020 | B12 | 200 | 200 | 2000 | 0 | 0.01 | 0.01 | 0.01 | 0.01 | 0 | 0 | 0 | 0 | 0 | 0
MISO_MO-IL_2_SPP_N | MISO_MO-IL | SPP_N | 2020 | B13 | 600 | 0 | 2000 | 0 | 0 | 0 | 0 | 0 | 0 | 0 | 0 | 0 | 0 | 0
MISO_MO-IL_2_SPP_N | MISO_MO-IL | SPP_N | 2020 | B14 | 900 | 0 | 2000 | 0 | 0 | 0 | 0 | 0 | 0 | 0 | 0 | 0 | 0 | 0
MISO_MO-IL_2_SPP_N | MISO_MO-IL | SPP_N | 2020 | B15 | 1203 | 0 | 2000 | 0 | 0 | 0 | 0 | 0 | 0 | 0 | 0 | 0 | 0 | 0
MISO_MO-IL_2_SPP_N | MISO_MO-IL | SPP_N | 2020 | B16 | 25 | 25 | 2000 | 0 | 0.08 | 0.06 | 0.09 | 0.07 | 0 | 0 | 0 | 0 | 0 | 0
MISO_MO-IL_2_SPP_N | MISO_MO-IL | SPP_N | 2020 | B17 | 100 | 100 | 2000 | 0 | 0.02 | 0.02 | 0.02 | 0.02 | 0 | 0 | 0 | 0 | 0 | 0
MISO_MO-IL_2_SPP_N | MISO_MO-IL | SPP_N | 2020 | B18 | 400 | 400 | 2000 | 0 | 0.01 | 0 | 0.01 | 0 | 0 | 0 | 0 | 0 | 0 | 0
MISO_MO-IL_2_SPP_N | MISO_MO-IL | SPP_N | 2020 | B19 | 700 | 0 | 2000 | 0 | 0 | 0 | 0 | 0 | 0 | 0 | 0 | 0 | 0 | 0
MISO_MO-IL_2_SPP_N | MISO_MO-IL | SPP_N | 2020 | B20 | 935 | 0 | 2000 | 0 | 0 | 0 | 0 | 0 | 0 | 0 | 0 | 0 | 0 | 0
MISO_MO-IL_2_SPP_N | MISO_MO-IL | SPP_N | 2025 | B01 | 10 | 10 | 2000 | 0 | 0.13 | 0.15 | 0.15 | 0.17 | 0 | 0 | 0 | 0 | 0 | 0
MISO_MO-IL_2_SPP_N | MISO_MO-IL | SPP_N | 2025 | B02 | 25 | 25 | 2000 | 0 | 0.06 | 0.06 | 0.06 | 0.07 | 0 | 0 | 0 | 0 | 0 | 0
MISO_MO-IL_2_SPP_N | MISO_MO-IL | SPP_N | 2025 | B03 | 75 | 75 | 2000 | 0 | 0.03 | 0.02 | 0.04 | 0.03 | 0 | 0 | 0 | 0 | 0 | 0
MISO_MO-IL_2_SPP_N | MISO_MO-IL | SPP_N | 2025 | B04 | 100 | 100 | 2000 | 0 | 0.03 | 0.02 | 0.03 | 0.03 | 0 | 0 | 0 | 0 | 0 | 0
MISO_MO-IL_2_SPP_N | MISO_MO-IL | SPP_N | 2025 | B05 | 200 | 200 | 2000 | 0 | 0.01 | 0.01 | 0.02 | 0.01 | 0 | 0 | 0 | 0 | 0 | 0
MISO_MO-IL_2_SPP_N | MISO_MO-IL | SPP_N | 2025 | B06 | 300 | 300 | 2000 | 0 | 0.01 | 0.01 | 0.01 | 0.01 | 0 | 0 | 0 | 0 | 0 | 0
MISO_MO-IL_2_SPP_N | MISO_MO-IL | SPP_N | 2025 | B07 | 400 | 400 | 2000 | 0 | 0.01 | 0.01 | 0.01 | 0.01 | 0 | 0 | 0 | 0 | 0 | 0
MISO_MO-IL_2_SPP_N | MISO_MO-IL | SPP_N | 2025 | B08 | 500 | 500 | 2000 | 0 | 0.01 | 0 | 0.01 | 0 | 0 | 0 | 0 | 0 | 0 | 0
MISO_MO-IL_2_SPP_N | MISO_MO-IL | SPP_N | 2025 | B09 | 800 | 0 | 2000 | 0 | 0 | 0 | 0 | 0 | 0 | 0 | 0 | 0 | 0 | 0
MISO_MO-IL_2_SPP_N | MISO_MO-IL | SPP_N | 2025 | B10 | 1262 | 0 | 2000 | 0 | 0 | 0 | 0 | 0 | 0 | 0 | 0 | 0 | 0 | 0
MISO_MO-IL_2_SPP_N | MISO_MO-IL | SPP_N | 2025 | B11 | 25 | 25 | 2000 | 0 | 0.08 | 0.07 | 0.09 | 0.08 | 0 | 0 | 0 | 0 | 0 | 0
MISO_MO-IL_2_SPP_N | MISO_MO-IL | SPP_N | 2025 | B12 | 200 | 200 | 2000 | 0 | 0.01 | 0.01 | 0.01 | 0.01 | 0 | 0 | 0 | 0 | 0 | 0
MISO_MO-IL_2_SPP_N | MISO_MO-IL | SPP_N | 2025 | B13 | 600 | 0 | 2000 | 0 | 0 | 0 | 0 | 0 | 0 | 0 | 0 | 0 | 0 | 0
MISO_MO-IL_2_SPP_N | MISO_MO-IL | SPP_N | 2025 | B14 | 900 | 0 | 2000 | 0 | 0 | 0 | 0 | 0 | 0 | 0 | 0 | 0 | 0 | 0
MISO_MO-IL_2_SPP_N | MISO_MO-IL | SPP_N | 2025 | B15 | 1203 | 0 | 2000 | 0 | 0 | 0 | 0 | 0 | 0 | 0 | 0 | 0 | 0 | 0
MISO_MO-IL_2_SPP_N | MISO_MO-IL | SPP_N | 2025 | B16 | 25 | 25 | 2000 | 0 | 0.06 | 0.06 | 0.06 | 0.07 | 0 | 0 | 0 | 0 | 0 | 0
MISO_MO-IL_2_SPP_N | MISO_MO-IL | SPP_N | 2025 | B17 | 100 | 100 | 2000 | 0 | 0.01 | 0.02 | 0.02 | 0.02 | 0 | 0 | 0 | 0 | 0 | 0
MISO_MO-IL_2_SPP_N | MISO_MO-IL | SPP_N | 2025 | B18 | 400 | 0 | 2000 | 0 | 0 | 0 | 0 | 0 | 0 | 0 | 0 | 0 | 0 | 0
MISO_MO-IL_2_SPP_N | MISO_MO-IL | SPP_N | 2025 | B19 | 700 | 0 | 2000 | 0 | 0 | 0 | 0 | 0 | 0 | 0 | 0 | 0 | 0 | 0
MISO_MO-IL_2_SPP_N | MISO_MO-IL | SPP_N | 2025 | B20 | 935 | 0 | 2000 | 0 | 0 | 0 | 0 | 0 | 0 | 0 | 0 | 0 | 0 | 0
MISO_MO-IL_2_SPP_N | MISO_MO-IL | SPP_N | 2030 | B01 | 10 | 10 | 2000 | 0 | 0.12 | 0.14 | 0.13 | 0.15 | 0 | 0 | 0 | 0 | 0 | 0
MISO_MO-IL_2_SPP_N | MISO_MO-IL | SPP_N | 2030 | B02 | 25 | 25 | 2000 | 0 | 0.05 | 0.07 | 0.05 | 0.07 | 0 | 0 | 0 | 0 | 0 | 0
MISO_MO-IL_2_SPP_N | MISO_MO-IL | SPP_N | 2030 | B03 | 75 | 75 | 2000 | 0 | 0.04 | 0.02 | 0.05 | 0.03 | 0 | 0 | 0 | 0 | 0 | 0
MISO_MO-IL_2_SPP_N | MISO_MO-IL | SPP_N | 2030 | B04 | 100 | 100 | 2000 | 0 | 0.04 | 0.02 | 0.04 | 0.02 | 0 | 0 | 0 | 0 | 0 | 0
MISO_MO-IL_2_SPP_N | MISO_MO-IL | SPP_N | 2030 | B05 | 200 | 200 | 2000 | 0 | 0.02 | 0.01 | 0.02 | 0.01 | 0 | 0 | 0 | 0 | 0 | 0
MISO_MO-IL_2_SPP_N | MISO_MO-IL | SPP_N | 2030 | B06 | 300 | 300 | 2000 | 0 | 0.01 | 0.01 | 0.01 | 0.01 | 0 | 0 | 0 | 0 | 0 | 0
MISO_MO-IL_2_SPP_N | MISO_MO-IL | SPP_N | 2030 | B07 | 400 | 400 | 2000 | 0 | 0.01 | 0.01 | 0.01 | 0.01 | 0 | 0 | 0 | 0 | 0 | 0
MISO_MO-IL_2_SPP_N | MISO_MO-IL | SPP_N | 2030 | B08 | 500 | 500 | 2000 | 0 | 0.01 | 0 | 0.01 | 0 | 0 | 0 | 0 | 0 | 0 | 0
MISO_MO-IL_2_SPP_N | MISO_MO-IL | SPP_N | 2030 | B09 | 800 | 0 | 2000 | 0 | 0 | 0 | 0 | 0 | 0 | 0 | 0 | 0 | 0 | 0
MISO_MO-IL_2_SPP_N | MISO_MO-IL | SPP_N | 2030 | B10 | 1262 | 0 | 2000 | 0 | 0 | 0 | 0 | 0 | 0 | 0 | 0 | 0 | 0 | 0
MISO_MO-IL_2_SPP_N | MISO_MO-IL | SPP_N | 2030 | B11 | 25 | 25 | 2000 | 0.01 | 0.06 | 0.07 | 0.07 | 0.08 | 0 | 0 | 0 | 0 | 0 | 0
MISO_MO-IL_2_SPP_N | MISO_MO-IL | SPP_N | 2030 | B12 | 200 | 200 | 2000 | 0 | 0.01 | 0.01 | 0.01 | 0.01 | 0 | 0 | 0 | 0 | 0 | 0
MISO_MO-IL_2_SPP_N | MISO_MO-IL | SPP_N | 2030 | B13 | 600 | 0 | 2000 | 0 | 0 | 0 | 0 | 0 | 0 | 0 | 0 | 0 | 0 | 0
MISO_MO-IL_2_SPP_N | MISO_MO-IL | SPP_N | 2030 | B14 | 900 | 0 | 2000 | 0 | 0 | 0 | 0 | 0 | 0 | 0 | 0 | 0 | 0 | 0
MISO_MO-IL_2_SPP_N | MISO_MO-IL | SPP_N | 2030 | B15 | 1203 | 0 | 2000 | 0 | 0 | 0 | 0 | 0 | 0 | 0 | 0 | 0 | 0 | 0
MISO_MO-IL_2_SPP_N | MISO_MO-IL | SPP_N | 2030 | B16 | 25 | 25 | 2000 | 0 | 0.06 | 0.06 | 0.06 | 0.07 | 0 | 0 | 0 | 0 | 0 | 0
MISO_MO-IL_2_SPP_N | MISO_MO-IL | SPP_N | 2030 | B17 | 100 | 100 | 2000 | 0 | 0.01 | 0.02 | 0.01 | 0.02 | 0 | 0 | 0 | 0 | 0 | 0
MISO_MO-IL_2_SPP_N | MISO_MO-IL | SPP_N | 2030 | B18 | 400 | 0 | 2000 | 0 | 0 | 0 | 0 | 0 | 0 | 0 | 0 | 0 | 0 | 0
MISO_MO-IL_2_SPP_N | MISO_MO-IL | SPP_N | 2030 | B19 | 700 | 0 | 2000 | 0 | 0 | 0 | 0 | 0 | 0 | 0 | 0 | 0 | 0 | 0
MISO_MO-IL_2_SPP_N | MISO_MO-IL | SPP_N | 2030 | B20 | 935 | 0 | 2000 | 0 | 0 | 0 | 0 | 0 | 0 | 0 | 0 | 0 | 0 | 0
MISO_MO-IL_2_SPP_N | MISO_MO-IL | SPP_N | 2035 | B01 | 10 | 10 | 2000 | 0 | 0.09 | 0.14 | 0.1 | 0.15 | 0 | 0 | 0 | 0 | 0 | 0
MISO_MO-IL_2_SPP_N | MISO_MO-IL | SPP_N | 2035 | B02 | 25 | 25 | 2000 | 0 | 0.04 | 0.06 | 0.04 | 0.07 | 0 | 0 | 0 | 0 | 0 | 0
MISO_MO-IL_2_SPP_N | MISO_MO-IL | SPP_N | 2035 | B03 | 75 | 75 | 2000 | 0 | 0.04 | 0.03 | 0.04 | 0.03 | 0 | 0 | 0 | 0 | 0 | 0
MISO_MO-IL_2_SPP_N | MISO_MO-IL | SPP_N | 2035 | B04 | 100 | 100 | 2000 | 0 | 0.02 | 0.02 | 0.02 | 0.02 | 0 | 0 | 0 | 0 | 0 | 0
MISO_MO-IL_2_SPP_N | MISO_MO-IL | SPP_N | 2035 | B05 | 200 | 200 | 2000 | 0 | 0.01 | 0.01 | 0.02 | 0.01 | 0 | 0 | 0 | 0 | 0 | 0
MISO_MO-IL_2_SPP_N | MISO_MO-IL | SPP_N | 2035 | B06 | 300 | 300 | 2000 | 0 | 0.02 | 0.01 | 0.02 | 0.01 | 0 | 0 | 0 | 0 | 0 | 0
MISO_MO-IL_2_SPP_N | MISO_MO-IL | SPP_N | 2035 | B07 | 400 | 400 | 2000 | 0 | 0.01 | 0.01 | 0.01 | 0.01 | 0 | 0 | 0 | 0 | 0 | 0
MISO_MO-IL_2_SPP_N | MISO_MO-IL | SPP_N | 2035 | B08 | 500 | 0 | 2000 | 0 | 0 | 0 | 0 | 0 | 0 | 0 | 0 | 0 | 0 | 0
MISO_MO-IL_2_SPP_N | MISO_MO-IL | SPP_N | 2035 | B09 | 800 | 0 | 2000 | 0 | 0 | 0 | 0 | 0 | 0 | 0 | 0 | 0 | 0 | 0
MISO_MO-IL_2_SPP_N | MISO_MO-IL | SPP_N | 2035 | B10 | 1262 | 0 | 2000 | 0 | 0 | 0 | 0 | 0 | 0 | 0 | 0 | 0 | 0 | 0
MISO_MO-IL_2_SPP_N | MISO_MO-IL | SPP_N | 2035 | B11 | 25 | 25 | 2000 | 0 | 0.04 | 0.07 | 0.05 | 0.08 | 0 | 0 | 0 | 0 | 0 | 0
MISO_MO-IL_2_SPP_N | MISO_MO-IL | SPP_N | 2035 | B12 | 200 | 200 | 2000 | 0 | 0 | 0.01 | 0.01 | 0.01 | 0 | 0 | 0 | 0 | 0 | 0
MISO_MO-IL_2_SPP_N | MISO_MO-IL | SPP_N | 2035 | B13 | 600 | 0 | 2000 | 0 | 0 | 0 | 0 | 0 | 0 | 0 | 0 | 0 | 0 | 0
MISO_MO-IL_2_SPP_N | MISO_MO-IL | SPP_N | 2035 | B14 | 900 | 0 | 2000 | 0 | 0 | 0 | 0 | 0 | 0 | 0 | 0 | 0 | 0 | 0
MISO_MO-IL_2_SPP_N | MISO_MO-IL | SPP_N | 2035 | B15 | 1203 | 0 | 2000 | 0 | 0 | 0 | 0 | 0 | 0 | 0 | 0 | 0 | 0 | 0
MISO_MO-IL_2_SPP_N | MISO_MO-IL | SPP_N | 2035 | B16 | 25 | 25 | 2000 | 0 | 0.04 | 0.06 | 0.04 | 0.06 | 0 | 0 | 0 | 0 | 0 | 0
MISO_MO-IL_2_SPP_N | MISO_MO-IL | SPP_N | 2035 | B17 | 100 | 100 | 2000 | 0 | 0.01 | 0.01 | 0.01 | 0.02 | 0 | 0 | 0 | 0 | 0 | 0
MISO_MO-IL_2_SPP_N | MISO_MO-IL | SPP_N | 2035 | B18 | 400 | 0 | 2000 | 0 | 0 | 0 | 0 | 0 | 0 | 0 | 0 | 0 | 0 | 0
MISO_MO-IL_2_SPP_N | MISO_MO-IL | SPP_N | 2035 | B19 | 700 | 0 | 2000 | 0 | 0 | 0 | 0 | 0 | 0 | 0 | 0 | 0 | 0 | 0
MISO_MO-IL_2_SPP_N | MISO_MO-IL | SPP_N | 2035 | B20 | 935 | 0 | 2000 | 0 | 0 | 0 | 0 | 0 | 0 | 0 | 0 | 0 | 0 | 0
MISO_MO-IL_2_SPP_N | MISO_MO-IL | SPP_N | 2040 | B01 | 10 | 10 | 2000 | 0 | 0.1 | 0.17 | 0.11 | 0.19 | 0 | 0 | 0 | 0 | 0 | 0
MISO_MO-IL_2_SPP_N | MISO_MO-IL | SPP_N | 2040 | B02 | 25 | 25 | 2000 | 0 | 0.04 | 0.07 | 0.05 | 0.08 | 0 | 0 | 0 | 0 | 0 | 0
MISO_MO-IL_2_SPP_N | MISO_MO-IL | SPP_N | 2040 | B03 | 75 | 75 | 2000 | 0 | 0.04 | 0.04 | 0.04 | 0.04 | 0 | 0 | 0 | 0 | 0 | 0
MISO_MO-IL_2_SPP_N | MISO_MO-IL | SPP_N | 2040 | B04 | 100 | 100 | 2000 | 0 | 0.04 | 0.05 | 0.04 | 0.05 | 0 | 0 | 0 | 0 | 0 | 0
MISO_MO-IL_2_SPP_N | MISO_MO-IL | SPP_N | 2040 | B05 | 200 | 200 | 2000 | 0 | 0.03 | 0.02 | 0.03 | 0.02 | 0 | 0 | 0 | 0 | 0 | 0
MISO_MO-IL_2_SPP_N | MISO_MO-IL | SPP_N | 2040 | B06 | 300 | 300 | 2000 | 635.48 | 0.03 | 0.02 | 0.03 | 0.02 | 0 | 0 | 0 | 0 | 0 | 0
MISO_MO-IL_2_SPP_N | MISO_MO-IL | SPP_N | 2040 | B07 | 400 | 400 | 2000 | 770.99 | 0.01 | 0.01 | 0.02 | 0.01 | 0 | 0 | 0 | 0 | 0 | 0
MISO_MO-IL_2_SPP_N | MISO_MO-IL | SPP_N | 2040 | B08 | 500 | 0 | 2000 | 0 | 0 | 0 | 0 | 0 | 0 | 0 | 0 | 0 | 0 | 0
MISO_MO-IL_2_SPP_N | MISO_MO-IL | SPP_N | 2040 | B09 | 800 | 0 | 2000 | 0 | 0 | 0 | 0 | 0 | 0 | 0 | 0 | 0 | 0 | 0
MISO_MO-IL_2_SPP_N | MISO_MO-IL | SPP_N | 2040 | B10 | 1262 | 0 | 2000 | 0 | 0 | 0 | 0 | 0 | 0 | 0 | 0 | 0 | 0 | 0
MISO_MO-IL_2_SPP_N | MISO_MO-IL | SPP_N | 2040 | B11 | 25 | 25 | 2000 | 0 | 0.04 | 0.08 | 0.05 | 0.09 | 0 | 0 | 0 | 0 | 0 | 0
MISO_MO-IL_2_SPP_N | MISO_MO-IL | SPP_N | 2040 | B12 | 200 | 200 | 2000 | 0 | 0.01 | 0.01 | 0.01 | 0.01 | 0 | 0 | 0 | 0 | 0 | 0
MISO_MO-IL_2_SPP_N | MISO_MO-IL | SPP_N | 2040 | B13 | 600 | 0 | 2000 | 0 | 0 | 0 | 0 | 0 | 0 | 0 | 0 | 0 | 0 | 0
MISO_MO-IL_2_SPP_N | MISO_MO-IL | SPP_N | 2040 | B14 | 900 | 0 | 2000 | 0 | 0 | 0 | 0 | 0 | 0 | 0 | 0 | 0 | 0 | 0
MISO_MO-IL_2_SPP_N | MISO_MO-IL | SPP_N | 2040 | B15 | 1203 | 0 | 2000 | 0 | 0 | 0 | 0 | 0 | 0 | 0 | 0 | 0 | 0 | 0
MISO_MO-IL_2_SPP_N | MISO_MO-IL | SPP_N | 2040 | B16 | 25 | 25 | 2000 | 0 | 0.04 | 0.07 | 0.05 | 0.08 | 0 | 0 | 0 | 0 | 0 | 0
MISO_MO-IL_2_SPP_N | MISO_MO-IL | SPP_N | 2040 | B17 | 100 | 100 | 2000 | 0 | 0.01 | 0.02 | 0.01 | 0.02 | 0 | 0 | 0 | 0 | 0 | 0
MISO_MO-IL_2_SPP_N | MISO_MO-IL | SPP_N | 2040 | B18 | 400 | 0 | 2000 | 0 | 0 | 0 | 0 | 0 | 0 | 0 | 0 | 0 | 0 | 0
MISO_MO-IL_2_SPP_N | MISO_MO-IL | SPP_N | 2040 | B19 | 700 | 0 | 2000 | 0 | 0 | 0 | 0 | 0 | 0 | 0 | 0 | 0 | 0 | 0
MISO_MO-IL_2_SPP_N | MISO_MO-IL | SPP_N | 2040 | B20 | 935 | 0 | 2000 | 0 | 0 | 0 | 0 | 0 | 0 | 0 | 0 | 0 | 0 | 0
MISO_MO-IL_2_SPP_N | MISO_MO-IL | SPP_N | 2045 | B01 | 10 | 10 | 2000 | 0 | 0.15 | 0.23 | 0.16 | 0.26 | 0 | 0 | 0 | 0 | 0 | 0
MISO_MO-IL_2_SPP_N | MISO_MO-IL | SPP_N | 2045 | B02 | 25 | 25 | 2000 | 0 | 0.06 | 0.09 | 0.07 | 0.11 | 0 | 0 | 0 | 0 | 0 | 0
MISO_MO-IL_2_SPP_N | MISO_MO-IL | SPP_N | 2045 | B03 | 75 | 75 | 2000 | 0 | 0.05 | 0.07 | 0.05 | 0.07 | 0 | 0 | 0 | 0 | 0 | 0
MISO_MO-IL_2_SPP_N | MISO_MO-IL | SPP_N | 2045 | B04 | 100 | 100 | 2000 | 0 | 0.05 | 0.05 | 0.05 | 0.06 | 0 | 0 | 0 | 0 | 0 | 0
MISO_MO-IL_2_SPP_N | MISO_MO-IL | SPP_N | 2045 | B05 | 200 | 200 | 2000 | 0 | 0.04 | 0.04 | 0.04 | 0.04 | 0 | 0 | 0 | 0 | 0 | 0
MISO_MO-IL_2_SPP_N | MISO_MO-IL | SPP_N | 2045 | B06 | 300 | 300 | 2000 | 1649.6 | 0.08 | 0.03 | 0.08 | 0.03 | 0 | 0 | 0 | 0 | 0 | 0
MISO_MO-IL_2_SPP_N | MISO_MO-IL | SPP_N | 2045 | B07 | 400 | 400 | 2000 | 0 | 0.01 | 0.01 | 0.01 | 0.01 | 0 | 0 | 0 | 0 | 0 | 0
MISO_MO-IL_2_SPP_N | MISO_MO-IL | SPP_N | 2045 | B08 | 500 | 0 | 2000 | 0 | 0 | 0.01 | 0 | 0.01 | 0 | 0 | 0 | 0 | 0 | 0
MISO_MO-IL_2_SPP_N | MISO_MO-IL | SPP_N | 2045 | B09 | 800 | 0 | 2000 | 0 | 0 | 0 | 0 | 0 | 0 | 0 | 0 | 0 | 0 | 0
MISO_MO-IL_2_SPP_N | MISO_MO-IL | SPP_N | 2045 | B10 | 1262 | 0 | 2000 | 0 | 0 | 0 | 0 | 0 | 0 | 0 | 0 | 0 | 0 | 0
MISO_MO-IL_2_SPP_N | MISO_MO-IL | SPP_N | 2045 | B11 | 25 | 25 | 2000 | 0 | 0.07 | 0.11 | 0.07 | 0.12 | 0 | 0 | 0 | 0 | 0 | 0
MISO_MO-IL_2_SPP_N | MISO_MO-IL | SPP_N | 2045 | B12 | 200 | 200 | 2000 | 0 | 0.01 | 0.01 | 0.01 | 0.01 | 0 | 0 | 0 | 0 | 0 | 0
MISO_MO-IL_2_SPP_N | MISO_MO-IL | SPP_N | 2045 | B13 | 600 | 0 | 2000 | 0 | 0 | 0 | 0 | 0 | 0 | 0 | 0 | 0 | 0 | 0
MISO_MO-IL_2_SPP_N | MISO_MO-IL | SPP_N | 2045 | B14 | 900 | 0 | 2000 | 0 | 0 | 0 | 0 | 0 | 0 | 0 | 0 | 0 | 0 | 0
MISO_MO-IL_2_SPP_N | MISO_MO-IL | SPP_N | 2045 | B15 | 1203 | 0 | 2000 | 0 | 0 | 0 | 0 | 0 | 0 | 0 | 0 | 0 | 0 | 0
MISO_MO-IL_2_SPP_N | MISO_MO-IL | SPP_N | 2045 | B16 | 25 | 25 | 2000 | 0 | 0.06 | 0.09 | 0.07 | 0.1 | 0 | 0 | 0 | 0 | 0 | 0
MISO_MO-IL_2_SPP_N | MISO_MO-IL | SPP_N | 2045 | B17 | 100 | 100 | 2000 | 0 | 0.02 | 0.02 | 0.02 | 0.03 | 0 | 0 | 0 | 0 | 0 | 0
MISO_MO-IL_2_SPP_N | MISO_MO-IL | SPP_N | 2045 | B18 | 400 | 0 | 2000 | 0 | 0 | 0.01 | 0 | 0.01 | 0 | 0 | 0 | 0 | 0 | 0
MISO_MO-IL_2_SPP_N | MISO_MO-IL | SPP_N | 2045 | B19 | 700 | 0 | 2000 | 0 | 0 | 0 | 0 | 0 | 0 | 0 | 0 | 0 | 0 | 0
MISO_MO-IL_2_SPP_N | MISO_MO-IL | SPP_N | 2045 | B20 | 935 | 0 | 2000 | 0 | 0 | 0 | 0 | 0 | 0 | 0 | 0 | 0 | 0 | 0
MISO_MO-IL_2_SPP_N | MISO_MO-IL | SPP_N | 2050 | B01 | 10 | 10 | 2000 | 0 | 0.08 | 0.12 | 0.09 | 0.13 | 0 | 0 | 0 | 0 | 0 | 0
MISO_MO-IL_2_SPP_N | MISO_MO-IL | SPP_N | 2050 | B02 | 25 | 25 | 2000 | 0 | 0.03 | 0.05 | 0.04 | 0.05 | 0 | 0 | 0 | 0 | 0 | 0
MISO_MO-IL_2_SPP_N | MISO_MO-IL | SPP_N | 2050 | B03 | 75 | 75 | 2000 | 0 | 0.02 | 0.02 | 0.02 | 0.02 | 0 | 0 | 0 | 0 | 0 | 0
MISO_MO-IL_2_SPP_N | MISO_MO-IL | SPP_N | 2050 | B04 | 100 | 100 | 2000 | 0 | 0.04 | 0.02 | 0.04 | 0.02 | 0 | 0 | 0 | 0 | 0 | 0
MISO_MO-IL_2_SPP_N | MISO_MO-IL | SPP_N | 2050 | B05 | 200 | 200 | 2000 | 0.01 | 0.02 | 0.01 | 0.02 | 0.01 | 0 | 0 | 0 | 0 | 0 | 0
MISO_MO-IL_2_SPP_N | MISO_MO-IL | SPP_N | 2050 | B06 | 300 | 300 | 2000 | 1373.34 | 0.01 | 0.01 | 0.01 | 0.01 | 0 | 0 | 0 | 0 | 0 | 0
MISO_MO-IL_2_SPP_N | MISO_MO-IL | SPP_N | 2050 | B07 | 400 | 0 | 2000 | 0 | 0 | 0 | 0 | 0 | 0 | 0 | 0 | 0 | 0 | 0
MISO_MO-IL_2_SPP_N | MISO_MO-IL | SPP_N | 2050 | B08 | 500 | 0 | 2000 | 0 | 0 | 0 | 0 | 0 | 0 | 0 | 0 | 0 | 0 | 0
MISO_MO-IL_2_SPP_N | MISO_MO-IL | SPP_N | 2050 | B09 | 800 | 0 | 2000 | 0 | 0 | 0 | 0 | 0 | 0 | 0 | 0 | 0 | 0 | 0
MISO_MO-IL_2_SPP_N | MISO_MO-IL | SPP_N | 2050 | B10 | 1262 | 0 | 2000 | 0 | 0 | 0 | 0 | 0 | 0 | 0 | 0 | 0 | 0 | 0
MISO_MO-IL_2_SPP_N | MISO_MO-IL | SPP_N | 2050 | B11 | 25 | 25 | 2000 | 0 | 0.03 | 0.05 | 0.04 | 0.05 | 0 | 0 | 0 | 0 | 0 | 0
MISO_MO-IL_2_SPP_N | MISO_MO-IL | SPP_N | 2050 | B12 | 200 | 0 | 2000 | 0 | 0 | 0.01 | 0 | 0.01 | 0 | 0 | 0 | 0 | 0 | 0
MISO_MO-IL_2_SPP_N | MISO_MO-IL | SPP_N | 2050 | B13 | 600 | 0 | 2000 | 0 | 0 | 0 | 0 | 0 | 0 | 0 | 0 | 0 | 0 | 0
MISO_MO-IL_2_SPP_N | MISO_MO-IL | SPP_N | 2050 | B14 | 900 | 0 | 2000 | 0 | 0 | 0 | 0 | 0 | 0 | 0 | 0 | 0 | 0 | 0
MISO_MO-IL_2_SPP_N | MISO_MO-IL | SPP_N | 2050 | B15 | 1203 | 0 | 2000 | 0 | 0 | 0 | 0 | 0 | 0 | 0 | 0 | 0 | 0 | 0
MISO_MO-IL_2_SPP_N | MISO_MO-IL | SPP_N | 2050 | B16 | 25 | 25 | 2000 | 0 | 0.03 | 0.05 | 0.04 | 0.05 | 0 | 0 | 0 | 0 | 0 | 0
MISO_MO-IL_2_SPP_N | MISO_MO-IL | SPP_N | 2050 | B17 | 100 | 100 | 2000 | 0 | 0.01 | 0.01 | 0.01 | 0.01 | 0 | 0 | 0 | 0 | 0 | 0
MISO_MO-IL_2_SPP_N | MISO_MO-IL | SPP_N | 2050 | B18 | 400 | 0 | 2000 | 0 | 0 | 0 | 0 | 0 | 0 | 0 | 0 | 0 | 0 | 0
MISO_MO-IL_2_SPP_N | MISO_MO-IL | SPP_N | 2050 | B19 | 700 | 0 | 2000 | 0 | 0 | 0 | 0 | 0 | 0 | 0 | 0 | 0 | 0 | 0
MISO_MO-IL_2_SPP_N | MISO_MO-IL | SPP_N | 2050 | B20 | 935 | 0 | 2000 | 0 | 0 | 0 | 0 | 0 | 0 | 0 | 0 | 0 | 0 | 0
MISO_MO-IL_2_TVA_Transmission | MISO_MO-IL | TVA_Transmission | 2015 | B01 | 10 | 10 | 4000 | 158.84 | 80.91 | 64.07 | 78.45 | 62.52 | 0 | 0 | 0 | 0 | 0 | 0
MISO_MO-IL_2_TVA_Transmission | MISO_MO-IL | TVA_Transmission | 2015 | B02 | 25 | 25 | 4000 | 88.78 | 1.12 | 1.78 | 1.16 | 1.82 | 0 | 0 | 0 | 0 | 0 | 0
MISO_MO-IL_2_TVA_Transmission | MISO_MO-IL | TVA_Transmission | 2015 | B03 | 75 | 75 | 4000 | 0 | 0.25 | 0.19 | 0.26 | 0.2 | 0 | 0 | 0 | 0 | 0 | 0
MISO_MO-IL_2_TVA_Transmission | MISO_MO-IL | TVA_Transmission | 2015 | B04 | 100 | 100 | 4000 | 0 | 0.17 | 0.34 | 0.17 | 0.35 | 0 | 0 | 0 | 0 | 0 | 0
MISO_MO-IL_2_TVA_Transmission | MISO_MO-IL | TVA_Transmission | 2015 | B05 | 200 | 200 | 4000 | 0 | 0.38 | 0.16 | 0.38 | 0.16 | 0 | 0 | 0 | 0 | 0 | 0
MISO_MO-IL_2_TVA_Transmission | MISO_MO-IL | TVA_Transmission | 2015 | B06 | 300 | 300 | 4000 | 0 | 0.03 | 0.04 | 0.03 | 0.04 | 0 | 0 | 0 | 0 | 0 | 0
MISO_MO-IL_2_TVA_Transmission | MISO_MO-IL | TVA_Transmission | 2015 | B07 | 400 | 400 | 4000 | 0 | 0.02 | 0.02 | 0.02 | 0.02 | 0 | 0 | 0 | 0 | 0 | 0
MISO_MO-IL_2_TVA_Transmission | MISO_MO-IL | TVA_Transmission | 2015 | B08 | 500 | 500 | 4000 | 0 | 0.03 | 0.03 | 0.03 | 0.03 | 0 | 0 | 0 | 0 | 0 | 0
MISO_MO-IL_2_TVA_Transmission | MISO_MO-IL | TVA_Transmission | 2015 | B09 | 800 | 800 | 4000 | 0 | 0.02 | 0.02 | 0.02 | 0.02 | 0 | 0 | 0 | 0 | 0 | 0
MISO_MO-IL_2_TVA_Transmission | MISO_MO-IL | TVA_Transmission | 2015 | B10 | 1262 | 1262 | 4000 | 0 | 0.01 | 0.01 | 0.01 | 0.01 | 0 | 0 | 0 | 0 | 0 | 0
MISO_MO-IL_2_TVA_Transmission | MISO_MO-IL | TVA_Transmission | 2015 | B11 | 25 | 25 | 4000 | 0 | 0.23 | 0.17 | 0.25 | 0.18 | 0 | 0 | 0 | 0 | 0 | 0
MISO_MO-IL_2_TVA_Transmission | MISO_MO-IL | TVA_Transmission | 2015 | B12 | 200 | 200 | 4000 | 0 | 0.02 | 0.02 | 0.02 | 0.02 | 0 | 0 | 0 | 0 | 0 | 0
MISO_MO-IL_2_TVA_Transmission | MISO_MO-IL | TVA_Transmission | 2015 | B13 | 600 | 600 | 4000 | 0 | 0.01 | 0.01 | 0.01 | 0.01 | 0 | 0 | 0 | 0 | 0 | 0
MISO_MO-IL_2_TVA_Transmission | MISO_MO-IL | TVA_Transmission | 2015 | B14 | 900 | 900 | 4000 | 0 | 0.01 | 0.01 | 0.01 | 0.01 | 0 | 0 | 0 | 0 | 0 | 0
MISO_MO-IL_2_TVA_Transmission | MISO_MO-IL | TVA_Transmission | 2015 | B15 | 1203 | 1203 | 4000 | 0 | 0.01 | 0.01 | 0.01 | 0.01 | 0 | 0 | 0 | 0 | 0 | 0
MISO_MO-IL_2_TVA_Transmission | MISO_MO-IL | TVA_Transmission | 2015 | B16 | 25 | 25 | 4000 | 250.79 | 1230.09 | 2009.71 | 486.77 | 541.91 | 0 | 0 | 0 | 0 | 0 | 0
MISO_MO-IL_2_TVA_Transmission | MISO_MO-IL | TVA_Transmission | 2015 | B17 | 100 | 100 | 4000 | 0 | 0.04 | 0.03 | 0.04 | 0.03 | 0 | 0 | 0 | 0 | 0 | 0
MISO_MO-IL_2_TVA_Transmission | MISO_MO-IL | TVA_Transmission | 2015 | B18 | 400 | 400 | 4000 | 0 | 0.02 | 0.01 | 0.02 | 0.01 | 0 | 0 | 0 | 0 | 0 | 0
MISO_MO-IL_2_TVA_Transmission | MISO_MO-IL | TVA_Transmission | 2015 | B19 | 700 | 700 | 4000 | 0 | 0.02 | 0.01 | 0.02 | 0.01 | 0 | 0 | 0 | 0 | 0 | 0
MISO_MO-IL_2_TVA_Transmission | MISO_MO-IL | TVA_Transmission | 2015 | B20 | 935 | 935 | 4000 | 0 | 0.06 | 4.96 | 0.06 | 3.87 | 0 | 0 | 0 | 0 | 0 | 0
MISO_MO-IL_2_TVA_Transmission | MISO_MO-IL | TVA_Transmission | 2020 | B01 | 10 | 10 | 4000 | 355.92 | 574.34 | 600.49 | 465.44 | 446.13 | 0 | 0 | 0 | 0 | 0 | 0
MISO_MO-IL_2_TVA_Transmission | MISO_MO-IL | TVA_Transmission | 2020 | B02 | 25 | 25 | 4000 | 21.46 | 243.25 | 68.5 | 169.7 | 57.23 | 0 | 0 | 0 | 0 | 0 | 0
MISO_MO-IL_2_TVA_Transmission | MISO_MO-IL | TVA_Transmission | 2020 | B03 | 75 | 75 | 4000 | 0 | 0.22 | 0.24 | 0.23 | 0.25 | 0 | 0 | 0 | 0 | 0 | 0
MISO_MO-IL_2_TVA_Transmission | MISO_MO-IL | TVA_Transmission | 2020 | B04 | 100 | 100 | 4000 | 0 | 0.08 | 0.13 | 0.08 | 0.13 | 0 | 0 | 0 | 0 | 0 | 0
MISO_MO-IL_2_TVA_Transmission | MISO_MO-IL | TVA_Transmission | 2020 | B05 | 200 | 200 | 4000 | 0 | 0.05 | 0.04 | 0.06 | 0.04 | 0 | 0 | 0 | 0 | 0 | 0
MISO_MO-IL_2_TVA_Transmission | MISO_MO-IL | TVA_Transmission | 2020 | B06 | 300 | 300 | 4000 | 0 | 0.04 | 0.02 | 0.04 | 0.02 | 0 | 0 | 0 | 0 | 0 | 0
MISO_MO-IL_2_TVA_Transmission | MISO_MO-IL | TVA_Transmission | 2020 | B07 | 400 | 400 | 4000 | 0 | 0.02 | 0.02 | 0.02 | 0.02 | 0 | 0 | 0 | 0 | 0 | 0
MISO_MO-IL_2_TVA_Transmission | MISO_MO-IL | TVA_Transmission | 2020 | B08 | 500 | 500 | 4000 | 0 | 0.02 | 0.02 | 0.02 | 0.02 | 0 | 0 | 0 | 0 | 0 | 0
MISO_MO-IL_2_TVA_Transmission | MISO_MO-IL | TVA_Transmission | 2020 | B09 | 800 | 800 | 4000 | 0 | 0.01 | 0.01 | 0.01 | 0.01 | 0 | 0 | 0 | 0 | 0 | 0
MISO_MO-IL_2_TVA_Transmission | MISO_MO-IL | TVA_Transmission | 2020 | B10 | 1262 | 1262 | 4000 | 0 | 0.01 | 0 | 0.01 | 0.01 | 0 | 0 | 0 | 0 | 0 | 0
MISO_MO-IL_2_TVA_Transmission | MISO_MO-IL | TVA_Transmission | 2020 | B11 | 25 | 25 | 4000 | 0.01 | 0.67 | 0.26 | 0.7 | 0.28 | 0 | 0 | 0 | 0 | 0 | 0
MISO_MO-IL_2_TVA_Transmission | MISO_MO-IL | TVA_Transmission | 2020 | B12 | 200 | 200 | 4000 | 0 | 0.03 | 0.03 | 0.03 | 0.03 | 0 | 0 | 0 | 0 | 0 | 0
MISO_MO-IL_2_TVA_Transmission | MISO_MO-IL | TVA_Transmission | 2020 | B13 | 600 | 600 | 4000 | 0 | 0.01 | 0.01 | 0.01 | 0.01 | 0 | 0 | 0 | 0 | 0 | 0
MISO_MO-IL_2_TVA_Transmission | MISO_MO-IL | TVA_Transmission | 2020 | B14 | 900 | 900 | 4000 | 0 | 0.01 | 0.01 | 0.01 | 0.01 | 0 | 0 | 0 | 0 | 0 | 0
MISO_MO-IL_2_TVA_Transmission | MISO_MO-IL | TVA_Transmission | 2020 | B15 | 1203 | 1203 | 4000 | 0 | 0.04 | 0.14 | 0.04 | 0.14 | 0 | 0 | 0 | 0 | 0 | 0
MISO_MO-IL_2_TVA_Transmission | MISO_MO-IL | TVA_Transmission | 2020 | B16 | 25 | 25 | 4000 | 0 | 0.37 | 80.6 | 0.4 | 74.72 | 0 | 0 | 0 | 0 | 0 | 0
MISO_MO-IL_2_TVA_Transmission | MISO_MO-IL | TVA_Transmission | 2020 | B17 | 100 | 100 | 4000 | 0 | 0.07 | 0.06 | 0.08 | 0.07 | 0 | 0 | 0 | 0 | 0 | 0
MISO_MO-IL_2_TVA_Transmission | MISO_MO-IL | TVA_Transmission | 2020 | B18 | 400 | 400 | 4000 | 0 | 0.02 | 0.02 | 0.02 | 0.02 | 0 | 0 | 0 | 0 | 0 | 0
MISO_MO-IL_2_TVA_Transmission | MISO_MO-IL | TVA_Transmission | 2020 | B19 | 700 | 700 | 4000 | 0 | 0.01 | 0.01 | 0.01 | 0.01 | 0 | 0 | 0 | 0 | 0 | 0
MISO_MO-IL_2_TVA_Transmission | MISO_MO-IL | TVA_Transmission | 2020 | B20 | 935 | 935 | 4000 | 0 | 0.15 | 704.21 | 0.15 | 40.95 | 0 | 0 | 0 | 0 | 0 | 0
MISO_MO-IL_2_TVA_Transmission | MISO_MO-IL | TVA_Transmission | 2025 | B01 | 10 | 10 | 4000 | 3771.12 | 1068.86 | 1116.06 | 846.75 | 790.48 | 0 | 0 | 0 | 0 | 0 | 0
MISO_MO-IL_2_TVA_Transmission | MISO_MO-IL | TVA_Transmission | 2025 | B02 | 25 | 25 | 4000 | 2112.91 | 1845.1 | 2186.59 | 753.58 | 728.9 | 0 | 0 | 0 | 0 | 0 | 0
MISO_MO-IL_2_TVA_Transmission | MISO_MO-IL | TVA_Transmission | 2025 | B03 | 75 | 75 | 4000 | 0 | 0.4 | 1535.49 | 0.41 | 202.48 | 0 | 0 | 0 | 0 | 0 | 0
MISO_MO-IL_2_TVA_Transmission | MISO_MO-IL | TVA_Transmission | 2025 | B04 | 100 | 100 | 4000 | 0.18 | 17.72 | 927.94 | 16.28 | 129.58 | 0 | 0 | 0 | 0 | 0 | 0
MISO_MO-IL_2_TVA_Transmission | MISO_MO-IL | TVA_Transmission | 2025 | B05 | 200 | 200 | 4000 | 470.5 | 1080.74 | 0.19 | 88.45 | 0.19 | 0 | 0 | 0 | 0 | 0 | 0
MISO_MO-IL_2_TVA_Transmission | MISO_MO-IL | TVA_Transmission | 2025 | B06 | 300 | 300 | 4000 | 0 | 0.22 | 0.05 | 0.23 | 0.05 | 0 | 0 | 0 | 0 | 0 | 0
MISO_MO-IL_2_TVA_Transmission | MISO_MO-IL | TVA_Transmission | 2025 | B07 | 400 | 400 | 4000 | 0 | 0.05 | 0.05 | 0.05 | 0.05 | 0 | 0 | 0 | 0 | 0 | 0
MISO_MO-IL_2_TVA_Transmission | MISO_MO-IL | TVA_Transmission | 2025 | B08 | 500 | 500 | 4000 | 0 | 0.03 | 0.07 | 0.03 | 0.07 | 0 | 0 | 0 | 0 | 0 | 0
MISO_MO-IL_2_TVA_Transmission | MISO_MO-IL | TVA_Transmission | 2025 | B09 | 800 | 800 | 4000 | 0 | 0.02 | 740.62 | 0.02 | 23.8 | 0 | 0 | 0 | 0 | 0 | 0
MISO_MO-IL_2_TVA_Transmission | MISO_MO-IL | TVA_Transmission | 2025 | B10 | 1262 | 1262 | 4000 | 0 | 0.02 | 852.43 | 0.02 | 13.42 | 0 | 0 | 0 | 0 | 0 | 0
MISO_MO-IL_2_TVA_Transmission | MISO_MO-IL | TVA_Transmission | 2025 | B11 | 25 | 25 | 4000 | 430.55 | 292.64 | 542.81 | 197.8 | 321.91 | 0 | 0 | 0 | 0 | 0 | 0
MISO_MO-IL_2_TVA_Transmission | MISO_MO-IL | TVA_Transmission | 2025 | B12 | 200 | 200 | 4000 | 0 | 0.05 | 0.15 | 0.06 | 0.15 | 0 | 0 | 0 | 0 | 0 | 0
MISO_MO-IL_2_TVA_Transmission | MISO_MO-IL | TVA_Transmission | 2025 | B13 | 600 | 600 | 4000 | 0 | 0.02 | 0.15 | 0.02 | 0.15 | 0 | 0 | 0 | 0 | 0 | 0
MISO_MO-IL_2_TVA_Transmission | MISO_MO-IL | TVA_Transmission | 2025 | B14 | 900 | 900 | 4000 | 0 | 0.03 | 2797.47 | 0.03 | 22.76 | 0 | 0 | 0 | 0 | 0 | 0
MISO_MO-IL_2_TVA_Transmission | MISO_MO-IL | TVA_Transmission | 2025 | B15 | 1203 | 1203 | 4000 | 1172.77 | 277.82 | 1748.92 | 13.45 | 14.74 | 0 | 0 | 0 | 0 | 0 | 0
MISO_MO-IL_2_TVA_Transmission | MISO_MO-IL | TVA_Transmission | 2025 | B16 | 25 | 25 | 4000 | 3473.85 | 12.4 | 2163.2 | 12.28 | 682.02 | 0 | 0 | 0 | 0 | 0 | 0
MISO_MO-IL_2_TVA_Transmission | MISO_MO-IL | TVA_Transmission | 2025 | B17 | 100 | 100 | 4000 | 0 | 0.16 | 1.05 | 0.17 | 1.08 | 0 | 0 | 0 | 0 | 0 | 0
MISO_MO-IL_2_TVA_Transmission | MISO_MO-IL | TVA_Transmission | 2025 | B18 | 400 | 400 | 4000 | 0 | 0.03 | 0.2 | 0.03 | 0.21 | 0 | 0 | 0 | 0 | 0 | 0
MISO_MO-IL_2_TVA_Transmission | MISO_MO-IL | TVA_Transmission | 2025 | B19 | 700 | 700 | 4000 | 0 | 0.02 | 0.15 | 0.02 | 0.15 | 0 | 0 | 0 | 0 | 0 | 0
MISO_MO-IL_2_TVA_Transmission | MISO_MO-IL | TVA_Transmission | 2025 | B20 | 935 | 935 | 4000 | 1654.1 | 1899.69 | 0.13 | 47.31 | 0.13 | 0 | 0 | 0 | 0 | 0 | 0
MISO_MO-IL_2_TVA_Transmission | MISO_MO-IL | TVA_Transmission | 2030 | B01 | 10 | 10 | 4000 | 2270.59 | 422.63 | 0.9 | 1.7 | 0.81 | 0 | 0 | 0 | 0 | 2.6284 | 0.87615
MISO_MO-IL_2_TVA_Transmission | MISO_MO-IL | TVA_Transmission | 2030 | B02 | 25 | 25 | 4000 | 1115.84 | 1299.24 | 0.71 | 0.76 | 0.52 | 0 | 0 | 0 | 0 | 2.6284 | 0.87615
MISO_MO-IL_2_TVA_Transmission | MISO_MO-IL | TVA_Transmission | 2030 | B03 | 75 | 75 | 4000 | 0 | 779.89 | 0.2 | 0.25 | 0.16 | 0 | 0 | 0 | 0 | 2.6284 | 0.87615
MISO_MO-IL_2_TVA_Transmission | MISO_MO-IL | TVA_Transmission | 2030 | B04 | 100 | 100 | 4000 | 0 | 1.36 | 0.41 | 0.17 | 0.21 | 0 | 0 | 0 | 0 | 2.6284 | 0.87615
MISO_MO-IL_2_TVA_Transmission | MISO_MO-IL | TVA_Transmission | 2030 | B05 | 200 | 200 | 4000 | 0 | 0.96 | 0.14 | 0.09 | 0.08 | 0 | 0 | 0 | 0 | 2.6284 | 0.87615
MISO_MO-IL_2_TVA_Transmission | MISO_MO-IL | TVA_Transmission | 2030 | B06 | 300 | 300 | 4000 | 0 | 0.07 | 0.05 | 0.04 | 0.04 | 0 | 0 | 0 | 0 | 2.6284 | 0.87615
MISO_MO-IL_2_TVA_Transmission | MISO_MO-IL | TVA_Transmission | 2030 | B07 | 400 | 400 | 4000 | 0 | 0.07 | 0.05 | 0.03 | 0.04 | 0 | 0 | 0 | 0 | 2.6284 | 0.87615
MISO_MO-IL_2_TVA_Transmission | MISO_MO-IL | TVA_Transmission | 2030 | B08 | 500 | 500 | 4000 | 0 | 0.23 | 0.03 | 0.03 | 0.02 | 0 | 0 | 0 | 0 | 2.6284 | 0.87615
MISO_MO-IL_2_TVA_Transmission | MISO_MO-IL | TVA_Transmission | 2030 | B09 | 800 | 800 | 4000 | 1745.63 | 1559.78 | 0.07 | 0.02 | 0.03 | 0 | 0 | 0 | 0 | 2.6284 | 0.87615
MISO_MO-IL_2_TVA_Transmission | MISO_MO-IL | TVA_Transmission | 2030 | B10 | 1262 | 1262 | 4000 | 0 | 0.06 | 0.01 | 0.01 | 0.01 | 0 | 0 | 0 | 0 | 2.6284 | 0.87615
MISO_MO-IL_2_TVA_Transmission | MISO_MO-IL | TVA_Transmission | 2030 | B11 | 25 | 25 | 4000 | 2589.32 | 1884.98 | 0.62 | 0.8 | 0.48 | 0 | 0 | 0 | 0 | 2.6284 | 0.87615
MISO_MO-IL_2_TVA_Transmission | MISO_MO-IL | TVA_Transmission | 2030 | B12 | 200 | 200 | 4000 | 3362.2 | 2147.19 | 0.08 | 0.1 | 0.06 | 0 | 0 | 0 | 0 | 2.6284 | 0.87615
MISO_MO-IL_2_TVA_Transmission | MISO_MO-IL | TVA_Transmission | 2030 | B13 | 600 | 600 | 4000 | 1380.04 | 725.02 | 0.03 | 0.03 | 0.02 | 0 | 0 | 0 | 0 | 2.6284 | 0.87615
MISO_MO-IL_2_TVA_Transmission | MISO_MO-IL | TVA_Transmission | 2030 | B14 | 900 | 900 | 4000 | 2719.46 | 2719.58 | 0.03 | 0.02 | 0.02 | 0 | 0 | 0 | 0 | 2.6284 | 0.87615
MISO_MO-IL_2_TVA_Transmission | MISO_MO-IL | TVA_Transmission | 2030 | B15 | 1203 | 1203 | 4000 | 4000 | 558.16 | 0.01 | 0.02 | 0.01 | 1.1277 | 0 | 0 | 0.59945 | 2.6284 | 0.87615
MISO_MO-IL_2_TVA_Transmission | MISO_MO-IL | TVA_Transmission | 2030 | B16 | 25 | 25 | 4000 | 4000 | 3999.23 | 0.86 | 8.73 | 0.6 | 8.1903 | 2.4571 | 0 | 0.090481 | 2.6284 | 0.87615
MISO_MO-IL_2_TVA_Transmission | MISO_MO-IL | TVA_Transmission | 2030 | B17 | 100 | 100 | 4000 | 4000 | 2417.34 | 0.22 | 0.21 | 0.15 | 0.87838 | 0 | 0 | 0.038815 | 2.6284 | 0.87615
MISO_MO-IL_2_TVA_Transmission | MISO_MO-IL | TVA_Transmission | 2030 | B18 | 400 | 400 | 4000 | 1316.22 | 91.61 | 0.04 | 0.05 | 0.03 | 0 | 0 | 0 | 0 | 2.6284 | 0.87615
MISO_MO-IL_2_TVA_Transmission | MISO_MO-IL | TVA_Transmission | 2030 | B19 | 700 | 700 | 4000 | 1016.14 | 875.81 | 0.02 | 0.03 | 0.02 | 0 | 0 | 0 | 0 | 2.6284 | 0.87615
MISO_MO-IL_2_TVA_Transmission | MISO_MO-IL | TVA_Transmission | 2030 | B20 | 935 | 935 | 4000 | 4000 | 1157.46 | 0.01 | 0.03 | 0.01 | 6.7184 | 0 | 0 | 2.7758 | 2.6284 | 0.87615
MISO_MO-IL_2_TVA_Transmission | MISO_MO-IL | TVA_Transmission | 2035 | B01 | 10 | 10 | 4000 | 883.02 | 3.53 | 5.7 | 1.81 | 3.16 | 0 | 0 | 0 | 0 | 1.8695 | 0.62315
MISO_MO-IL_2_TVA_Transmission | MISO_MO-IL | TVA_Transmission | 2035 | B02 | 25 | 25 | 4000 | 574.66 | 1156.18 | 0.89 | 1.25 | 0.72 | 0 | 0 | 0 | 0 | 1.8695 | 0.62315
MISO_MO-IL_2_TVA_Transmission | MISO_MO-IL | TVA_Transmission | 2035 | B03 | 75 | 75 | 4000 | 0 | 1081.36 | 0.31 | 0.42 | 0.25 | 0 | 0 | 0 | 0 | 1.8695 | 0.62315
MISO_MO-IL_2_TVA_Transmission | MISO_MO-IL | TVA_Transmission | 2035 | B04 | 100 | 100 | 4000 | 0 | 871.2 | 22.29 | 0.31 | 0.56 | 0 | 0 | 0 | 0 | 1.8695 | 0.62315
MISO_MO-IL_2_TVA_Transmission | MISO_MO-IL | TVA_Transmission | 2035 | B05 | 200 | 200 | 4000 | 0 | 0.17 | 0.37 | 0.09 | 0.18 | 0 | 0 | 0 | 0 | 1.8695 | 0.62315
MISO_MO-IL_2_TVA_Transmission | MISO_MO-IL | TVA_Transmission | 2035 | B06 | 300 | 300 | 4000 | 0 | 0.04 | 0.02 | 0.03 | 0.02 | 0 | 0 | 0 | 0 | 1.8695 | 0.62315
MISO_MO-IL_2_TVA_Transmission | MISO_MO-IL | TVA_Transmission | 2035 | B07 | 400 | 400 | 4000 | 0 | 0.02 | 0.01 | 0.02 | 0.01 | 0 | 0 | 0 | 0 | 1.8695 | 0.62315
MISO_MO-IL_2_TVA_Transmission | MISO_MO-IL | TVA_Transmission | 2035 | B08 | 500 | 500 | 4000 | 0 | 0.02 | 0.02 | 0.02 | 0.02 | 0 | 0 | 0 | 0 | 1.8695 | 0.62315
MISO_MO-IL_2_TVA_Transmission | MISO_MO-IL | TVA_Transmission | 2035 | B09 | 800 | 800 | 4000 | 0 | 0.04 | 0.02 | 0.02 | 0.02 | 0 | 0 | 0 | 0 | 1.8695 | 0.62315
MISO_MO-IL_2_TVA_Transmission | MISO_MO-IL | TVA_Transmission | 2035 | B10 | 1262 | 1262 | 4000 | 2565.1 | 0.03 | 0.02 | 0.02 | 0.01 | 0 | 0 | 0 | 0 | 1.8695 | 0.62315
MISO_MO-IL_2_TVA_Transmission | MISO_MO-IL | TVA_Transmission | 2035 | B11 | 25 | 25 | 4000 | 3267.33 | 649.81 | 0.35 | 1.23 | 0.35 | 0 | 0 | 0 | 0 | 1.8695 | 0.62315
MISO_MO-IL_2_TVA_Transmission | MISO_MO-IL | TVA_Transmission | 2035 | B12 | 200 | 200 | 4000 | 331.49 | 0.14 | 0.06 | 0.08 | 0.06 | 0 | 0 | 0 | 0 | 1.8695 | 0.62315
MISO_MO-IL_2_TVA_Transmission | MISO_MO-IL | TVA_Transmission | 2035 | B13 | 600 | 600 | 4000 | 2331.89 | 0.04 | 0.02 | 0.03 | 0.02 | 0 | 0 | 0 | 0 | 1.8695 | 0.62315
MISO_MO-IL_2_TVA_Transmission | MISO_MO-IL | TVA_Transmission | 2035 | B14 | 900 | 900 | 4000 | 3867.47 | 0.04 | 0.03 | 0.02 | 0.02 | 0 | 0 | 0 | 0 | 1.8695 | 0.62315
MISO_MO-IL_2_TVA_Transmission | MISO_MO-IL | TVA_Transmission | 2035 | B15 | 1203 | 1203 | 4000 | 4000 | 0.06 | 0.06 | 0.02 | 0.03 | 1.1989 | 0 | 0 | 0.66678 | 1.8695 | 0.62315
MISO_MO-IL_2_TVA_Transmission | MISO_MO-IL | TVA_Transmission | 2035 | B16 | 25 | 25 | 4000 | 4000 | 3948.35 | 1.47 | 1.41 | 1.01 | 6.5879 | 0.02374 | 0 | 0.076143 | 1.8695 | 0.62315
MISO_MO-IL_2_TVA_Transmission | MISO_MO-IL | TVA_Transmission | 2035 | B17 | 100 | 100 | 4000 | 2999.08 | 0.35 | 0.15 | 0.19 | 0.13 | 0 | 0 | 0 | 0 | 1.8695 | 0.62315
MISO_MO-IL_2_TVA_Transmission | MISO_MO-IL | TVA_Transmission | 2035 | B18 | 400 | 400 | 4000 | 2731.95 | 0.08 | 0.04 | 0.04 | 0.03 | 0 | 0 | 0 | 0 | 1.8695 | 0.62315
MISO_MO-IL_2_TVA_Transmission | MISO_MO-IL | TVA_Transmission | 2035 | B19 | 700 | 700 | 4000 | 3385.42 | 0.06 | 0.02 | 0.03 | 0.02 | 0 | 0 | 0 | 0 | 1.8695 | 0.62315
MISO_MO-IL_2_TVA_Transmission | MISO_MO-IL | TVA_Transmission | 2035 | B20 | 935 | 935 | 4000 | 4000 | 0.07 | 0.08 | 0.03 | 0.04 | 4.0477 | 0 | 0 | 1.7497 | 1.8695 | 0.62315
MISO_MO-IL_2_TVA_Transmission | MISO_MO-IL | TVA_Transmission | 2040 | B01 | 10 | 10 | 4000 | 820.15 | 3998.19 | 3993.27 | 10.85 | 8.21 | 0 | 4.5937 | 1.2226 | 0 | 4.97 | 1.6567
MISO_MO-IL_2_TVA_Transmission | MISO_MO-IL | TVA_Transmission | 2040 | B02 | 25 | 25 | 4000 | 915.95 | 3269.24 | 3.04 | 0.67 | 0.97 | 0 | 0 | 0 | 0 | 4.97 | 1.6567
MISO_MO-IL_2_TVA_Transmission | MISO_MO-IL | TVA_Transmission | 2040 | B03 | 75 | 75 | 4000 | 0 | 556.57 | 1.05 | 0.21 | 0.32 | 0 | 0 | 0 | 0 | 4.97 | 1.6567
MISO_MO-IL_2_TVA_Transmission | MISO_MO-IL | TVA_Transmission | 2040 | B04 | 100 | 100 | 4000 | 0 | 379.17 | 0.72 | 0.16 | 0.23 | 0 | 0 | 0 | 0 | 4.97 | 1.6567
MISO_MO-IL_2_TVA_Transmission | MISO_MO-IL | TVA_Transmission | 2040 | B05 | 200 | 200 | 4000 | 0 | 0.05 | 0.03 | 0.04 | 0.03 | 0 | 0 | 0 | 0 | 4.97 | 1.6567
MISO_MO-IL_2_TVA_Transmission | MISO_MO-IL | TVA_Transmission | 2040 | B06 | 300 | 300 | 4000 | 0 | 0.02 | 0.02 | 0.02 | 0.02 | 0 | 0 | 0 | 0 | 4.97 | 1.6567
MISO_MO-IL_2_TVA_Transmission | MISO_MO-IL | TVA_Transmission | 2040 | B07 | 400 | 400 | 4000 | 0 | 0.03 | 0.02 | 0.02 | 0.02 | 0 | 0 | 0 | 0 | 4.97 | 1.6567
MISO_MO-IL_2_TVA_Transmission | MISO_MO-IL | TVA_Transmission | 2040 | B08 | 500 | 500 | 4000 | 0 | 0.07 | 0.04 | 0.02 | 0.03 | 0 | 0 | 0 | 0 | 4.97 | 1.6567
MISO_MO-IL_2_TVA_Transmission | MISO_MO-IL | TVA_Transmission | 2040 | B09 | 800 | 800 | 4000 | 0 | 0.05 | 0.01 | 0.02 | 0.01 | 0 | 0 | 0 | 0 | 4.97 | 1.6567
MISO_MO-IL_2_TVA_Transmission | MISO_MO-IL | TVA_Transmission | 2040 | B10 | 1262 | 1262 | 4000 | 1822.32 | 0.02 | 0.01 | 0.01 | 0.01 | 0 | 0 | 0 | 0 | 4.97 | 1.6567
MISO_MO-IL_2_TVA_Transmission | MISO_MO-IL | TVA_Transmission | 2040 | B11 | 25 | 25 | 4000 | 0.03 | 86.37 | 0.8 | 0.64 | 0.55 | 0 | 0 | 0 | 0 | 4.97 | 1.6567
MISO_MO-IL_2_TVA_Transmission | MISO_MO-IL | TVA_Transmission | 2040 | B12 | 200 | 200 | 4000 | 0 | 708.23 | 0.08 | 0.09 | 0.06 | 0 | 0 | 0 | 0 | 4.97 | 1.6567
MISO_MO-IL_2_TVA_Transmission | MISO_MO-IL | TVA_Transmission | 2040 | B13 | 600 | 600 | 4000 | 637.98 | 0.22 | 0.05 | 0.03 | 0.03 | 0 | 0 | 0 | 0 | 4.97 | 1.6567
MISO_MO-IL_2_TVA_Transmission | MISO_MO-IL | TVA_Transmission | 2040 | B14 | 900 | 900 | 4000 | 2747.94 | 2777.14 | 356.81 | 0.02 | 0.04 | 0 | 0 | 0 | 0 | 4.97 | 1.6567
MISO_MO-IL_2_TVA_Transmission | MISO_MO-IL | TVA_Transmission | 2040 | B15 | 1203 | 1203 | 4000 | 4000 | 3999.97 | 2923.22 | 0.03 | 0.03 | 7.0033 | 1.9111 | 0 | 3.895 | 4.97 | 1.6567
MISO_MO-IL_2_TVA_Transmission | MISO_MO-IL | TVA_Transmission | 2040 | B16 | 25 | 25 | 4000 | 3999.97 | 3999.3 | 8.79 | 6.05 | 1.23 | 0.60537 | 4.6412 | 0 | 0.0069969 | 4.97 | 1.6567
MISO_MO-IL_2_TVA_Transmission | MISO_MO-IL | TVA_Transmission | 2040 | B17 | 100 | 100 | 4000 | 2019.85 | 2775.4 | 1135.6 | 0.18 | 0.34 | 0 | 0 | 0 | 0 | 4.97 | 1.6567
MISO_MO-IL_2_TVA_Transmission | MISO_MO-IL | TVA_Transmission | 2040 | B18 | 400 | 400 | 4000 | 375.17 | 47.53 | 0.09 | 0.04 | 0.05 | 0 | 0 | 0 | 0 | 4.97 | 1.6567
MISO_MO-IL_2_TVA_Transmission | MISO_MO-IL | TVA_Transmission | 2040 | B19 | 700 | 700 | 4000 | 1617.32 | 1353.32 | 0.06 | 0.02 | 0.03 | 0 | 0 | 0 | 0 | 4.97 | 1.6567
MISO_MO-IL_2_TVA_Transmission | MISO_MO-IL | TVA_Transmission | 2040 | B20 | 935 | 935 | 4000 | 4000 | 3999.9 | 2778.23 | 0.03 | 0.04 | 6.303 | 0.56976 | 0 | 2.7246 | 4.97 | 1.6567
MISO_MO-IL_2_TVA_Transmission | MISO_MO-IL | TVA_Transmission | 2045 | B01 | 10 | 10 | 4000 | 872.7 | 24.75 | 44.46 | 0.15 | 0.32 | 0 | 0 | 0 | 0 | 71.6829 | 23.8943
MISO_MO-IL_2_TVA_Transmission | MISO_MO-IL | TVA_Transmission | 2045 | B02 | 25 | 25 | 4000 | 705.55 | 14.07 | 1687.7 | 0.06 | 0.13 | 0 | 0 | 0 | 0 | 71.6829 | 23.8943
MISO_MO-IL_2_TVA_Transmission | MISO_MO-IL | TVA_Transmission | 2045 | B03 | 75 | 75 | 4000 | 0 | 0.34 | 2185.17 | 0.02 | 0.04 | 0 | 0 | 0 | 0 | 71.6829 | 23.8943
MISO_MO-IL_2_TVA_Transmission | MISO_MO-IL | TVA_Transmission | 2045 | B04 | 100 | 100 | 4000 | 0 | 0.25 | 1241.17 | 0.01 | 0.03 | 0 | 0 | 0 | 0 | 71.6829 | 23.8943
MISO_MO-IL_2_TVA_Transmission | MISO_MO-IL | TVA_Transmission | 2045 | B05 | 200 | 200 | 4000 | 0 | 0.07 | 0.05 | 0.01 | 0.01 | 0 | 0 | 0 | 0 | 71.6829 | 23.8943
MISO_MO-IL_2_TVA_Transmission | MISO_MO-IL | TVA_Transmission | 2045 | B06 | 300 | 0 | 4000 | 0 | 0.03 | 0.03 | 0 | 0.01 | 0 | 0 | 0 | 0 | 71.6829 | 23.8943
MISO_MO-IL_2_TVA_Transmission | MISO_MO-IL | TVA_Transmission | 2045 | B07 | 400 | 0 | 4000 | 0 | 0.03 | 0.03 | 0 | 0.01 | 0 | 0 | 0 | 0 | 71.6829 | 23.8943
MISO_MO-IL_2_TVA_Transmission | MISO_MO-IL | TVA_Transmission | 2045 | B08 | 500 | 0 | 4000 | 0 | 0.09 | 0.03 | 0 | 0.01 | 0 | 0 | 0 | 0 | 71.6829 | 23.8943
MISO_MO-IL_2_TVA_Transmission | MISO_MO-IL | TVA_Transmission | 2045 | B09 | 800 | 0 | 4000 | 0 | 0.37 | 0.01 | 0 | 0 | 0 | 0 | 0 | 0 | 71.6829 | 23.8943
MISO_MO-IL_2_TVA_Transmission | MISO_MO-IL | TVA_Transmission | 2045 | B10 | 1262 | 0 | 4000 | 0.06 | 0.01 | 0.01 | 0 | 0 | 0 | 0 | 0 | 0 | 71.6829 | 23.8943
MISO_MO-IL_2_TVA_Transmission | MISO_MO-IL | TVA_Transmission | 2045 | B11 | 25 | 25 | 4000 | 0.07 | 1951.51 | 1.29 | 0.06 | 0.12 | 0 | 0 | 0 | 0 | 71.6829 | 23.8943
MISO_MO-IL_2_TVA_Transmission | MISO_MO-IL | TVA_Transmission | 2045 | B12 | 200 | 200 | 4000 | 1993.05 | 0.19 | 0.06 | 0.01 | 0.01 | 0 | 0 | 0 | 0 | 71.6829 | 23.8943
MISO_MO-IL_2_TVA_Transmission | MISO_MO-IL | TVA_Transmission | 2045 | B13 | 600 | 0 | 4000 | 0 | 0.06 | 0.02 | 0 | 0 | 0 | 0 | 0 | 0 | 71.6829 | 23.8943
MISO_MO-IL_2_TVA_Transmission | MISO_MO-IL | TVA_Transmission | 2045 | B14 | 900 | 0 | 4000 | 1975.4 | 0.37 | 0.06 | 0 | 0 | 0 | 0 | 0 | 0 | 71.6829 | 23.8943
MISO_MO-IL_2_TVA_Transmission | MISO_MO-IL | TVA_Transmission | 2045 | B15 | 1203 | 0 | 4000 | 3589.92 | 0.31 | 0.49 | 0 | 0 | 0 | 0 | 0 | 0 | 71.6829 | 23.8943
MISO_MO-IL_2_TVA_Transmission | MISO_MO-IL | TVA_Transmission | 2045 | B16 | 25 | 25 | 4000 | 4000 | 13.92 | 19.11 | 0.06 | 0.13 | 95.5772 | 0 | 0 | 95.5772 | 71.6829 | 23.8943
MISO_MO-IL_2_TVA_Transmission | MISO_MO-IL | TVA_Transmission | 2045 | B17 | 100 | 100 | 4000 | 0 | 2.34 | 0.31 | 0.02 | 0.03 | 0 | 0 | 0 | 0 | 71.6829 | 23.8943
MISO_MO-IL_2_TVA_Transmission | MISO_MO-IL | TVA_Transmission | 2045 | B18 | 400 | 0 | 4000 | 0 | 0.1 | 0.03 | 0 | 0.01 | 0 | 0 | 0 | 0 | 71.6829 | 23.8943
MISO_MO-IL_2_TVA_Transmission | MISO_MO-IL | TVA_Transmission | 2045 | B19 | 700 | 0 | 4000 | 1023.22 | 0.12 | 0.03 | 0 | 0 | 0 | 0 | 0 | 0 | 71.6829 | 23.8943
MISO_MO-IL_2_TVA_Transmission | MISO_MO-IL | TVA_Transmission | 2045 | B20 | 935 | 0 | 4000 | 3323.51 | 0.4 | 0.67 | 0 | 0 | 0 | 0 | 0 | 0 | 71.6829 | 23.8943
MISO_MO-IL_2_TVA_Transmission | MISO_MO-IL | TVA_Transmission | 2050 | B01 | 10 | 10 | 4000 | 4000 | 3999.52 | 3998.43 | 1.06 | 1.49 | 8.0004 | 8.5464 | 2.4215 | 0.04482 | 12.6446 | 4.2149
MISO_MO-IL_2_TVA_Transmission | MISO_MO-IL | TVA_Transmission | 2050 | B02 | 25 | 25 | 4000 | 4000 | 3999.77 | 3662.29 | 0.36 | 0.33 | 41.0821 | 8.0004 | 0 | 0.57538 | 12.6446 | 4.2149
MISO_MO-IL_2_TVA_Transmission | MISO_MO-IL | TVA_Transmission | 2050 | B03 | 75 | 75 | 4000 | 1642.7 | 2206.84 | 2210.69 | 0.05 | 0.1 | 0 | 0 | 0 | 0 | 12.6446 | 4.2149
MISO_MO-IL_2_TVA_Transmission | MISO_MO-IL | TVA_Transmission | 2050 | B04 | 100 | 100 | 4000 | 0 | 1535.33 | 1279.21 | 0.04 | 0.07 | 0 | 0 | 0 | 0 | 12.6446 | 4.2149
MISO_MO-IL_2_TVA_Transmission | MISO_MO-IL | TVA_Transmission | 2050 | B05 | 200 | 200 | 4000 | 0 | 0.04 | 0.02 | 0.01 | 0.02 | 0 | 0 | 0 | 0 | 12.6446 | 4.2149
MISO_MO-IL_2_TVA_Transmission | MISO_MO-IL | TVA_Transmission | 2050 | B06 | 300 | 300 | 4000 | 0 | 0.04 | 0.01 | 0.01 | 0.01 | 0 | 0 | 0 | 0 | 12.6446 | 4.2149
MISO_MO-IL_2_TVA_Transmission | MISO_MO-IL | TVA_Transmission | 2050 | B07 | 400 | 400 | 4000 | 0 | 0.02 | 0.01 | 0.01 | 0.01 | 0 | 0 | 0 | 0 | 12.6446 | 4.2149
MISO_MO-IL_2_TVA_Transmission | MISO_MO-IL | TVA_Transmission | 2050 | B08 | 500 | 500 | 4000 | 1339.82 | 0.02 | 0.01 | 0.01 | 0.01 | 0 | 0 | 0 | 0 | 12.6446 | 4.2149
MISO_MO-IL_2_TVA_Transmission | MISO_MO-IL | TVA_Transmission | 2050 | B09 | 800 | 0 | 4000 | 4000 | 632.6 | 0.01 | 0 | 0 | 5.3415 | 0 | 0 | 2.3939 | 12.6446 | 4.2149
MISO_MO-IL_2_TVA_Transmission | MISO_MO-IL | TVA_Transmission | 2050 | B10 | 1262 | 0 | 4000 | 0 | 0.05 | 0.01 | 0 | 0 | 0 | 0 | 0 | 0 | 12.6446 | 4.2149
MISO_MO-IL_2_TVA_Transmission | MISO_MO-IL | TVA_Transmission | 2050 | B11 | 25 | 25 | 4000 | 4000 | 3998.68 | 0.61 | 0.22 | 0.22 | 142.5231 | 1.2226 | 0 | 1.9961 | 12.6446 | 4.2149
MISO_MO-IL_2_TVA_Transmission | MISO_MO-IL | TVA_Transmission | 2050 | B12 | 200 | 200 | 4000 | 4000 | 1071.51 | 0.41 | 0.02 | 0.04 | 49.1774 | 0 | 0 | 5.5101 | 12.6446 | 4.2149
MISO_MO-IL_2_TVA_Transmission | MISO_MO-IL | TVA_Transmission | 2050 | B13 | 600 | 600 | 4000 | 4000 | 0.08 | 0.01 | 0.01 | 0.01 | 0.91399 | 0 | 0 | 0.30722 | 12.6446 | 4.2149
MISO_MO-IL_2_TVA_Transmission | MISO_MO-IL | TVA_Transmission | 2050 | B14 | 900 | 0 | 4000 | 2064.02 | 1079.48 | 0.02 | 0 | 0.01 | 0 | 0 | 0 | 0 | 12.6446 | 4.2149
MISO_MO-IL_2_TVA_Transmission | MISO_MO-IL | TVA_Transmission | 2050 | B15 | 1203 | 1203 | 4000 | 1948.2 | 3999.99 | 3299.97 | 0.01 | 0.01 | 0 | 5.9587 | 0 | 0 | 12.6446 | 4.2149
MISO_MO-IL_2_TVA_Transmission | MISO_MO-IL | TVA_Transmission | 2050 | B16 | 25 | 25 | 4000 | 4000 | 3999.8 | 2406.64 | 0.44 | 0.33 | 259.7037 | 8.5464 | 0 | 3.6373 | 12.6446 | 4.2149
MISO_MO-IL_2_TVA_Transmission | MISO_MO-IL | TVA_Transmission | 2050 | B17 | 100 | 100 | 4000 | 4000 | 3999.89 | 1447.58 | 0.06 | 0.08 | 42.7439 | 4.5818 | 0 | 2.3946 | 12.6446 | 4.2149
MISO_MO-IL_2_TVA_Transmission | MISO_MO-IL | TVA_Transmission | 2050 | B18 | 400 | 400 | 4000 | 3050.3 | 0.14 | 0.02 | 0.01 | 0.01 | 0 | 0 | 0 | 0 | 12.6446 | 4.2149
MISO_MO-IL_2_TVA_Transmission | MISO_MO-IL | TVA_Transmission | 2050 | B19 | 700 | 700 | 4000 | 0.01 | 0.1 | 0.01 | 0.01 | 0.01 | 0 | 0 | 0 | 0 | 12.6446 | 4.2149
MISO_MO-IL_2_TVA_Transmission | MISO_MO-IL | TVA_Transmission | 2050 | B20 | 935 | 935 | 4000 | 1744.67 | 3999.99 | 0.02 | 0.01 | 0.01 | 0 | 5.5433 | 0 | 0 | 12.6446 | 4.2149
MISO_W_2_IESO | MISO_W | IESO | 2015 | B01 | 10 | 10 | 90 | 0 | 0.13 | 0.1 | 0.17 | 0.13 | 0 | 0.02374 | 0.02374 | 0 | 0 | 0
MISO_W_2_IESO | MISO_W | IESO | 2015 | B02 | 25 | 25 | 90 | 0 | 0.05 | 0.04 | 0.07 | 0.05 | 0 | 0.01187 | 0.01187 | 0 | 0 | 0
MISO_W_2_IESO | MISO_W | IESO | 2015 | B03 | 75 | 75 | 90 | 0 | 0.02 | 0.01 | 0.02 | 0.02 | 0 | 0 | 0 | 0 | 0 | 0
MISO_W_2_IESO | MISO_W | IESO | 2015 | B04 | 100 | 100 | 90 | 0 | 0.01 | 0.01 | 0.01 | 0.01 | 0 | 0 | 0 | 0 | 0 | 0
MISO_W_2_IESO | MISO_W | IESO | 2015 | B05 | 200 | 200 | 90 | 0 | 0.01 | 0.01 | 0.01 | 0.01 | 0 | 0 | 0 | 0 | 0 | 0
MISO_W_2_IESO | MISO_W | IESO | 2015 | B06 | 300 | 0 | 90 | 0 | 0 | 0 | 0 | 0 | 0 | 0 | 0 | 0 | 0 | 0
MISO_W_2_IESO | MISO_W | IESO | 2015 | B07 | 400 | 0 | 90 | 0 | 0 | 0 | 0 | 0 | 0 | 0 | 0 | 0 | 0 | 0
MISO_W_2_IESO | MISO_W | IESO | 2015 | B08 | 500 | 0 | 90 | 0 | 0 | 0 | 0 | 0 | 0 | 0 | 0 | 0 | 0 | 0
MISO_W_2_IESO | MISO_W | IESO | 2015 | B09 | 800 | 0 | 90 | 0 | 0 | 0 | 0 | 0 | 0 | 0 | 0 | 0 | 0 | 0
MISO_W_2_IESO | MISO_W | IESO | 2015 | B10 | 1262 | 0 | 90 | 0 | 0 | 0 | 0 | 0 | 0 | 0 | 0 | 0 | 0 | 0
MISO_W_2_IESO | MISO_W | IESO | 2015 | B11 | 25 | 25 | 90 | 0 | 0.05 | 0.04 | 0.06 | 0.05 | 0 | 0.01187 | 0.01187 | 0 | 0 | 0
MISO_W_2_IESO | MISO_W | IESO | 2015 | B12 | 200 | 200 | 90 | 0 | 0.01 | 0.01 | 0.01 | 0.01 | 0 | 0 | 0 | 0 | 0 | 0
MISO_W_2_IESO | MISO_W | IESO | 2015 | B13 | 600 | 0 | 90 | 0 | 0 | 0 | 0 | 0 | 0 | 0 | 0 | 0 | 0 | 0
MISO_W_2_IESO | MISO_W | IESO | 2015 | B14 | 900 | 0 | 90 | 0 | 0 | 0 | 0 | 0 | 0 | 0 | 0 | 0 | 0 | 0
MISO_W_2_IESO | MISO_W | IESO | 2015 | B15 | 1203 | 0 | 90 | 0 | 0 | 0 | 0 | 0 | 0 | 0 | 0 | 0 | 0 | 0
MISO_W_2_IESO | MISO_W | IESO | 2015 | B16 | 25 | 25 | 90 | 0 | 0.05 | 0.04 | 0.06 | 0.05 | 0 | 0.01187 | 0.01187 | 0 | 0 | 0
MISO_W_2_IESO | MISO_W | IESO | 2015 | B17 | 100 | 100 | 90 | 0 | 0.01 | 0.01 | 0.02 | 0.01 | 0 | 0 | 0 | 0 | 0 | 0
MISO_W_2_IESO | MISO_W | IESO | 2015 | B18 | 400 | 0 | 90 | 0 | 0 | 0 | 0 | 0 | 0 | 0 | 0 | 0 | 0 | 0
MISO_W_2_IESO | MISO_W | IESO | 2015 | B19 | 700 | 0 | 90 | 0 | 0 | 0 | 0 | 0 | 0 | 0 | 0 | 0 | 0 | 0
MISO_W_2_IESO | MISO_W | IESO | 2015 | B20 | 935 | 0 | 90 | 0 | 0 | 0 | 0 | 0 | 0 | 0 | 0 | 0 | 0 | 0
MISO_W_2_IESO | MISO_W | IESO | 2020 | B01 | 10 | 10 | 90 | 0 | 0.13 | 0.1 | 0.16 | 0.13 | 0 | 0.03561 | 0.02374 | 0 | 0 | 0
MISO_W_2_IESO | MISO_W | IESO | 2020 | B02 | 25 | 25 | 90 | 0 | 0.05 | 0.04 | 0.06 | 0.05 | 0 | 0.01187 | 0.01187 | 0 | 0 | 0
MISO_W_2_IESO | MISO_W | IESO | 2020 | B03 | 75 | 75 | 90 | 0 | 0.01 | 0.01 | 0.01 | 0.01 | 0 | 0 | 0 | 0 | 0 | 0
MISO_W_2_IESO | MISO_W | IESO | 2020 | B04 | 100 | 100 | 90 | 0 | 0.01 | 0.01 | 0.01 | 0.01 | 0 | 0 | 0 | 0 | 0 | 0
MISO_W_2_IESO | MISO_W | IESO | 2020 | B05 | 200 | 0 | 90 | 0 | 0 | 0 | 0 | 0.01 | 0 | 0 | 0 | 0 | 0 | 0
MISO_W_2_IESO | MISO_W | IESO | 2020 | B06 | 300 | 0 | 90 | 0 | 0 | 0 | 0 | 0 | 0 | 0 | 0 | 0 | 0 | 0
MISO_W_2_IESO | MISO_W | IESO | 2020 | B07 | 400 | 0 | 90 | 0 | 0 | 0 | 0 | 0 | 0 | 0 | 0 | 0 | 0 | 0
MISO_W_2_IESO | MISO_W | IESO | 2020 | B08 | 500 | 0 | 90 | 0 | 0 | 0 | 0 | 0 | 0 | 0 | 0 | 0 | 0 | 0
MISO_W_2_IESO | MISO_W | IESO | 2020 | B09 | 800 | 0 | 90 | 0 | 0 | 0 | 0 | 0 | 0 | 0 | 0 | 0 | 0 | 0
MISO_W_2_IESO | MISO_W | IESO | 2020 | B10 | 1262 | 0 | 90 | 0 | 0 | 0 | 0 | 0 | 0 | 0 | 0 | 0 | 0 | 0
MISO_W_2_IESO | MISO_W | IESO | 2020 | B11 | 25 | 25 | 90 | 0 | 0.03 | 0.03 | 0.03 | 0.04 | 0 | 0.01187 | 0.01187 | 0 | 0 | 0
MISO_W_2_IESO | MISO_W | IESO | 2020 | B12 | 200 | 0 | 90 | 0 | 0 | 0 | 0 | 0.01 | 0 | 0 | 0 | 0 | 0 | 0
MISO_W_2_IESO | MISO_W | IESO | 2020 | B13 | 600 | 0 | 90 | 0 | 0 | 0 | 0 | 0 | 0 | 0 | 0 | 0 | 0 | 0
MISO_W_2_IESO | MISO_W | IESO | 2020 | B14 | 900 | 0 | 90 | 0 | 0 | 0 | 0 | 0 | 0 | 0 | 0 | 0 | 0 | 0
MISO_W_2_IESO | MISO_W | IESO | 2020 | B15 | 1203 | 0 | 90 | 0 | 0 | 0 | 0 | 0 | 0 | 0 | 0 | 0 | 0 | 0
MISO_W_2_IESO | MISO_W | IESO | 2020 | B16 | 25 | 25 | 90 | 0 | 0.03 | 0.03 | 0.04 | 0.04 | 0 | 0.01187 | 0.01187 | 0 | 0 | 0
MISO_W_2_IESO | MISO_W | IESO | 2020 | B17 | 100 | 100 | 90 | 0 | 0.01 | 0.01 | 0.01 | 0.01 | 0 | 0 | 0 | 0 | 0 | 0
MISO_W_2_IESO | MISO_W | IESO | 2020 | B18 | 400 | 0 | 90 | 0 | 0 | 0 | 0 | 0 | 0 | 0 | 0 | 0 | 0 | 0
MISO_W_2_IESO | MISO_W | IESO | 2020 | B19 | 700 | 0 | 90 | 0 | 0 | 0 | 0 | 0 | 0 | 0 | 0 | 0 | 0 | 0
MISO_W_2_IESO | MISO_W | IESO | 2020 | B20 | 935 | 0 | 90 | 0 | 0 | 0 | 0 | 0 | 0 | 0 | 0 | 0 | 0 | 0
MISO_W_2_IESO | MISO_W | IESO | 2025 | B01 | 10 | 10 | 90 | 0 | 0.2 | 0.11 | 0.27 | 0.15 | 0 | 0.04748 | 0.03561 | 0 | 0 | 0
MISO_W_2_IESO | MISO_W | IESO | 2025 | B02 | 25 | 25 | 90 | 0 | 0.08 | 0.04 | 0.09 | 0.06 | 0 | 0.02374 | 0.01187 | 0 | 0 | 0
MISO_W_2_IESO | MISO_W | IESO | 2025 | B03 | 75 | 75 | 90 | 0 | 0.01 | 0.01 | 0.02 | 0.02 | 0 | 0.01187 | 0 | 0 | 0 | 0
MISO_W_2_IESO | MISO_W | IESO | 2025 | B04 | 100 | 100 | 90 | 0 | 0.01 | 0.01 | 0.01 | 0.01 | 0 | 0 | 0 | 0 | 0 | 0
MISO_W_2_IESO | MISO_W | IESO | 2025 | B05 | 200 | 0 | 90 | 0 | 0 | 0.01 | 0 | 0.01 | 0 | 0 | 0 | 0 | 0 | 0
MISO_W_2_IESO | MISO_W | IESO | 2025 | B06 | 300 | 0 | 90 | 0 | 0 | 0 | 0 | 0 | 0 | 0 | 0 | 0 | 0 | 0
MISO_W_2_IESO | MISO_W | IESO | 2025 | B07 | 400 | 0 | 90 | 0 | 0 | 0 | 0 | 0 | 0 | 0 | 0 | 0 | 0 | 0
MISO_W_2_IESO | MISO_W | IESO | 2025 | B08 | 500 | 0 | 90 | 0 | 0 | 0 | 0 | 0 | 0 | 0 | 0 | 0 | 0 | 0
MISO_W_2_IESO | MISO_W | IESO | 2025 | B09 | 800 | 0 | 90 | 0 | 0 | 0 | 0 | 0 | 0 | 0 | 0 | 0 | 0 | 0
MISO_W_2_IESO | MISO_W | IESO | 2025 | B10 | 1262 | 0 | 90 | 0 | 0 | 0 | 0 | 0 | 0 | 0 | 0 | 0 | 0 | 0
MISO_W_2_IESO | MISO_W | IESO | 2025 | B11 | 25 | 25 | 90 | 0 | 0.03 | 0.04 | 0.04 | 0.05 | 0 | 0.02374 | 0.01187 | 0 | 0 | 0
MISO_W_2_IESO | MISO_W | IESO | 2025 | B12 | 200 | 200 | 90 | 0 | 0.01 | 0.01 | 0.01 | 0.01 | 0 | 0 | 0 | 0 | 0 | 0
MISO_W_2_IESO | MISO_W | IESO | 2025 | B13 | 600 | 0 | 90 | 0 | 0 | 0 | 0 | 0 | 0 | 0 | 0 | 0 | 0 | 0
MISO_W_2_IESO | MISO_W | IESO | 2025 | B14 | 900 | 0 | 90 | 0 | 0 | 0 | 0 | 0 | 0 | 0 | 0 | 0 | 0 | 0
MISO_W_2_IESO | MISO_W | IESO | 2025 | B15 | 1203 | 0 | 90 | 0 | 0 | 0 | 0 | 0 | 0 | 0 | 0 | 0 | 0 | 0
MISO_W_2_IESO | MISO_W | IESO | 2025 | B16 | 25 | 25 | 90 | 0 | 0.03 | 0.05 | 0.04 | 0.07 | 0 | 0.02374 | 0.01187 | 0 | 0 | 0
MISO_W_2_IESO | MISO_W | IESO | 2025 | B17 | 100 | 100 | 90 | 0 | 0.01 | 0.02 | 0.01 | 0.02 | 0 | 0 | 0 | 0 | 0 | 0
MISO_W_2_IESO | MISO_W | IESO | 2025 | B18 | 400 | 0 | 90 | 0 | 0 | 0 | 0 | 0 | 0 | 0 | 0 | 0 | 0 | 0
MISO_W_2_IESO | MISO_W | IESO | 2025 | B19 | 700 | 0 | 90 | 0 | 0 | 0 | 0 | 0 | 0 | 0 | 0 | 0 | 0 | 0
MISO_W_2_IESO | MISO_W | IESO | 2025 | B20 | 935 | 0 | 90 | 0 | 0 | 0 | 0 | 0 | 0 | 0 | 0 | 0 | 0 | 0
MISO_W_2_IESO | MISO_W | IESO | 2030 | B01 | 10 | 10 | 90 | 0 | 2.26 | 0.18 | 0.41 | 0.22 | 0 | 0.07122 | 0.04748 | 0 | 9.6695 | 3.2232
MISO_W_2_IESO | MISO_W | IESO | 2030 | B02 | 25 | 25 | 90 | 0 | 0.21 | 0.08 | 0.12 | 0.09 | 0 | 0.02374 | 0.02374 | 0 | 9.6695 | 3.2232
MISO_W_2_IESO | MISO_W | IESO | 2030 | B03 | 75 | 75 | 90 | 0 | 0.02 | 0.03 | 0.02 | 0.03 | 0 | 0.01187 | 0.01187 | 0 | 9.6695 | 3.2232
MISO_W_2_IESO | MISO_W | IESO | 2030 | B04 | 100 | 100 | 90 | 0 | 0.02 | 0.02 | 0.02 | 0.02 | 0 | 0.01187 | 0 | 0 | 9.6695 | 3.2232
MISO_W_2_IESO | MISO_W | IESO | 2030 | B05 | 200 | 200 | 90 | 0 | 0.01 | 0.01 | 0.01 | 0.01 | 0 | 0 | 0 | 0 | 9.6695 | 3.2232
MISO_W_2_IESO | MISO_W | IESO | 2030 | B06 | 300 | 0 | 90 | 0 | 0 | 0.01 | 0 | 0.01 | 0 | 0 | 0 | 0 | 9.6695 | 3.2232
MISO_W_2_IESO | MISO_W | IESO | 2030 | B07 | 400 | 0 | 90 | 0 | 0 | 0.01 | 0 | 0.01 | 0 | 0 | 0 | 0 | 9.6695 | 3.2232
MISO_W_2_IESO | MISO_W | IESO | 2030 | B08 | 500 | 0 | 90 | 0 | 0 | 0 | 0 | 0 | 0 | 0 | 0 | 0 | 9.6695 | 3.2232
MISO_W_2_IESO | MISO_W | IESO | 2030 | B09 | 800 | 0 | 90 | 0 | 0 | 0 | 0 | 0 | 0 | 0 | 0 | 0 | 9.6695 | 3.2232
MISO_W_2_IESO | MISO_W | IESO | 2030 | B10 | 1262 | 0 | 90 | 0 | 0 | 0 | 0 | 0 | 0 | 0 | 0 | 0 | 9.6695 | 3.2232
MISO_W_2_IESO | MISO_W | IESO | 2030 | B11 | 25 | 25 | 90 | 0 | 0.09 | 0.08 | 0.07 | 0.09 | 0 | 0.02374 | 0.02374 | 0 | 9.6695 | 3.2232
MISO_W_2_IESO | MISO_W | IESO | 2030 | B12 | 200 | 200 | 90 | 0 | 0.02 | 0.02 | 0.01 | 0.01 | 0 | 0 | 0 | 0 | 9.6695 | 3.2232
MISO_W_2_IESO | MISO_W | IESO | 2030 | B13 | 600 | 0 | 90 | 0 | 0.01 | 0 | 0 | 0 | 0 | 0 | 0 | 0 | 9.6695 | 3.2232
MISO_W_2_IESO | MISO_W | IESO | 2030 | B14 | 900 | 0 | 90 | 0 | 0.01 | 0.01 | 0 | 0 | 0 | 0 | 0 | 0 | 9.6695 | 3.2232
MISO_W_2_IESO | MISO_W | IESO | 2030 | B15 | 1203 | 0 | 90 | 90 | 0.01 | 0.01 | 0 | 0 | 4.5818 | 0 | 0 | 2.5781 | 9.6695 | 3.2232
MISO_W_2_IESO | MISO_W | IESO | 2030 | B16 | 25 | 25 | 90 | 0 | 0.14 | 0.08 | 0.1 | 0.09 | 0 | 0.02374 | 0.02374 | 0 | 9.6695 | 3.2232
MISO_W_2_IESO | MISO_W | IESO | 2030 | B17 | 100 | 100 | 90 | 0 | 0.04 | 0.02 | 0.03 | 0.02 | 0 | 0.01187 | 0 | 0 | 9.6695 | 3.2232
MISO_W_2_IESO | MISO_W | IESO | 2030 | B18 | 400 | 400 | 90 | 0 | 0.02 | 0.01 | 0.01 | 0.01 | 0 | 0 | 0 | 0 | 9.6695 | 3.2232
MISO_W_2_IESO | MISO_W | IESO | 2030 | B19 | 700 | 0 | 90 | 0 | 0.01 | 0 | 0 | 0 | 0 | 0 | 0 | 0 | 9.6695 | 3.2232
MISO_W_2_IESO | MISO_W | IESO | 2030 | B20 | 935 | 935 | 90 | 90 | 2.92 | 0.01 | 0.01 | 0 | 23.5857 | 0 | 0 | 10.3146 | 9.6695 | 3.2232
MISO_W_2_IESO | MISO_W | IESO | 2035 | B01 | 10 | 10 | 90 | 0 | 0.15 | 0.17 | 0.21 | 0.25 | 0 | 0.08309 | 0.05935 | 0 | 0 | 0
MISO_W_2_IESO | MISO_W | IESO | 2035 | B02 | 25 | 25 | 90 | 0 | 0.07 | 0.08 | 0.09 | 0.11 | 0 | 0.03561 | 0.02374 | 0 | 0 | 0
MISO_W_2_IESO | MISO_W | IESO | 2035 | B03 | 75 | 75 | 90 | 0 | 0.02 | 0.03 | 0.02 | 0.04 | 0 | 0.01187 | 0.01187 | 0 | 0 | 0
MISO_W_2_IESO | MISO_W | IESO | 2035 | B04 | 100 | 100 | 90 | 0 | 0.02 | 0.02 | 0.02 | 0.02 | 0 | 0.01187 | 0 | 0 | 0 | 0
MISO_W_2_IESO | MISO_W | IESO | 2035 | B05 | 200 | 200 | 90 | 0 | 0.01 | 0.01 | 0.01 | 0.01 | 0 | 0 | 0 | 0 | 0 | 0
MISO_W_2_IESO | MISO_W | IESO | 2035 | B06 | 300 | 300 | 90 | 0 | 0.01 | 0.01 | 0.01 | 0.01 | 0 | 0 | 0 | 0 | 0 | 0
MISO_W_2_IESO | MISO_W | IESO | 2035 | B07 | 400 | 0 | 90 | 0 | 0 | 0.01 | 0 | 0.01 | 0 | 0 | 0 | 0 | 0 | 0
MISO_W_2_IESO | MISO_W | IESO | 2035 | B08 | 500 | 0 | 90 | 0 | 0 | 0 | 0 | 0.01 | 0 | 0 | 0 | 0 | 0 | 0
MISO_W_2_IESO | MISO_W | IESO | 2035 | B09 | 800 | 0 | 90 | 0 | 0 | 0 | 0 | 0 | 0 | 0 | 0 | 0 | 0 | 0
MISO_W_2_IESO | MISO_W | IESO | 2035 | B10 | 1262 | 0 | 90 | 0 | 0 | 0 | 0 | 0 | 0 | 0 | 0 | 0 | 0 | 0
MISO_W_2_IESO | MISO_W | IESO | 2035 | B11 | 25 | 25 | 90 | 0 | 0.07 | 0.08 | 0.08 | 0.1 | 0 | 0.03561 | 0.02374 | 0 | 0 | 0
MISO_W_2_IESO | MISO_W | IESO | 2035 | B12 | 200 | 200 | 90 | 0 | 0.01 | 0.01 | 0.01 | 0.01 | 0 | 0 | 0 | 0 | 0 | 0
MISO_W_2_IESO | MISO_W | IESO | 2035 | B13 | 600 | 0 | 90 | 0 | 0 | 0 | 0 | 0 | 0 | 0 | 0 | 0 | 0 | 0
MISO_W_2_IESO | MISO_W | IESO | 2035 | B14 | 900 | 0 | 90 | 0 | 0 | 0 | 0 | 0 | 0 | 0 | 0 | 0 | 0 | 0
MISO_W_2_IESO | MISO_W | IESO | 2035 | B15 | 1203 | 0 | 90 | 0 | 0 | 0 | 0 | 0 | 0 | 0 | 0 | 0 | 0 | 0
MISO_W_2_IESO | MISO_W | IESO | 2035 | B16 | 25 | 25 | 90 | 0 | 0.08 | 0.08 | 0.1 | 0.11 | 0 | 0.03561 | 0.02374 | 0 | 0 | 0
MISO_W_2_IESO | MISO_W | IESO | 2035 | B17 | 100 | 100 | 90 | 0 | 0.02 | 0.02 | 0.03 | 0.03 | 0 | 0.01187 | 0 | 0 | 0 | 0
MISO_W_2_IESO | MISO_W | IESO | 2035 | B18 | 400 | 400 | 90 | 0 | 0.01 | 0.01 | 0.01 | 0.01 | 0 | 0 | 0 | 0 | 0 | 0
MISO_W_2_IESO | MISO_W | IESO | 2035 | B19 | 700 | 0 | 90 | 0 | 0 | 0 | 0 | 0 | 0 | 0 | 0 | 0 | 0 | 0
MISO_W_2_IESO | MISO_W | IESO | 2035 | B20 | 935 | 0 | 90 | 0 | 0 | 0 | 0 | 0 | 0 | 0 | 0 | 0 | 0 | 0
MISO_W_2_IESO | MISO_W | IESO | 2040 | B01 | 10 | 10 | 90 | 0 | 0.18 | 0.2 | 0.21 | 0.27 | 0 | 0.09496 | 0.07122 | 0 | 4.5211 | 1.507
MISO_W_2_IESO | MISO_W | IESO | 2040 | B02 | 25 | 25 | 90 | 0 | 0.08 | 0.09 | 0.08 | 0.11 | 0 | 0.03561 | 0.03561 | 0 | 4.5211 | 1.507
MISO_W_2_IESO | MISO_W | IESO | 2040 | B03 | 75 | 75 | 90 | 0 | 0.02 | 0.03 | 0.02 | 0.04 | 0 | 0.01187 | 0.01187 | 0 | 4.5211 | 1.507
MISO_W_2_IESO | MISO_W | IESO | 2040 | B04 | 100 | 100 | 90 | 0 | 0.01 | 0.02 | 0.02 | 0.03 | 0 | 0.01187 | 0.01187 | 0 | 4.5211 | 1.507
MISO_W_2_IESO | MISO_W | IESO | 2040 | B05 | 200 | 200 | 90 | 0 | 0.01 | 0.01 | 0.01 | 0.01 | 0 | 0 | 0 | 0 | 4.5211 | 1.507
MISO_W_2_IESO | MISO_W | IESO | 2040 | B06 | 300 | 0 | 90 | 0 | 0 | 0.01 | 0 | 0.01 | 0 | 0 | 0 | 0 | 4.5211 | 1.507
MISO_W_2_IESO | MISO_W | IESO | 2040 | B07 | 400 | 0 | 90 | 0 | 0 | 0.01 | 0 | 0.01 | 0 | 0 | 0 | 0 | 4.5211 | 1.507
MISO_W_2_IESO | MISO_W | IESO | 2040 | B08 | 500 | 0 | 90 | 0 | 0 | 0.01 | 0 | 0.01 | 0 | 0 | 0 | 0 | 4.5211 | 1.507
MISO_W_2_IESO | MISO_W | IESO | 2040 | B09 | 800 | 0 | 90 | 0 | 0 | 0 | 0 | 0 | 0 | 0 | 0 | 0 | 4.5211 | 1.507
MISO_W_2_IESO | MISO_W | IESO | 2040 | B10 | 1262 | 1262 | 90 | 0.03 | 89.98 | 0 | 1975.54 | 0 | 0 | 4.5225 | 0 | 0 | 4.5211 | 1.507
MISO_W_2_IESO | MISO_W | IESO | 2040 | B11 | 25 | 25 | 90 | 0 | 0.07 | 0.09 | 0.08 | 0.11 | 0 | 0.03561 | 0.03561 | 0 | 4.5211 | 1.507
MISO_W_2_IESO | MISO_W | IESO | 2040 | B12 | 200 | 200 | 90 | 0 | 0.01 | 0.01 | 0.01 | 0.01 | 0 | 0 | 0 | 0 | 4.5211 | 1.507
MISO_W_2_IESO | MISO_W | IESO | 2040 | B13 | 600 | 0 | 90 | 0 | 0 | 0 | 0 | 0 | 0 | 0 | 0 | 0 | 4.5211 | 1.507
MISO_W_2_IESO | MISO_W | IESO | 2040 | B14 | 900 | 0 | 90 | 0 | 0 | 0 | 0 | 0 | 0 | 0 | 0 | 0 | 4.5211 | 1.507
MISO_W_2_IESO | MISO_W | IESO | 2040 | B15 | 1203 | 1203 | 90 | 90 | 89.99 | 0.01 | 4875.45 | 0.01 | 5.1041 | 4.5225 | 0 | 2.872 | 4.5211 | 1.507
MISO_W_2_IESO | MISO_W | IESO | 2040 | B16 | 25 | 25 | 90 | 1.08 | 0.08 | 0.09 | 0.09 | 0.12 | 0 | 0.03561 | 0.03561 | 0 | 4.5211 | 1.507
MISO_W_2_IESO | MISO_W | IESO | 2040 | B17 | 100 | 100 | 90 | 0.33 | 0.02 | 0.03 | 0.02 | 0.03 | 0 | 0.01187 | 0.01187 | 0 | 4.5211 | 1.507
MISO_W_2_IESO | MISO_W | IESO | 2040 | B18 | 400 | 400 | 90 | 0 | 0.01 | 0.01 | 0.01 | 0.01 | 0 | 0 | 0 | 0 | 4.5211 | 1.507
MISO_W_2_IESO | MISO_W | IESO | 2040 | B19 | 700 | 0 | 90 | 0 | 0 | 0 | 0 | 0 | 0 | 0 | 0 | 0 | 4.5211 | 1.507
MISO_W_2_IESO | MISO_W | IESO | 2040 | B20 | 935 | 935 | 90 | 90 | 89.98 | 0.01 | 2815.82 | 0.01 | 7.217 | 4.5225 | 0 | 3.1562 | 4.5211 | 1.507
MISO_W_2_IESO | MISO_W | IESO | 2045 | B01 | 10 | 10 | 90 | 0 | 0.51 | 0.37 | 0.23 | 0.32 | 0 | 0.14244 | 0.10683 | 0 | 36.8276 | 12.2759
MISO_W_2_IESO | MISO_W | IESO | 2045 | B02 | 25 | 25 | 90 | 0 | 0.23 | 0.16 | 0.09 | 0.13 | 0 | 0.05935 | 0.03561 | 0 | 36.8276 | 12.2759
MISO_W_2_IESO | MISO_W | IESO | 2045 | B03 | 75 | 75 | 90 | 0 | 0.06 | 0.06 | 0.03 | 0.04 | 0 | 0.01187 | 0.01187 | 0 | 36.8276 | 12.2759
MISO_W_2_IESO | MISO_W | IESO | 2045 | B04 | 100 | 100 | 90 | 0 | 0.03 | 0.04 | 0.02 | 0.03 | 0 | 0.01187 | 0.01187 | 0 | 36.8276 | 12.2759
MISO_W_2_IESO | MISO_W | IESO | 2045 | B05 | 200 | 200 | 90 | 0 | 0.01 | 0.02 | 0.01 | 0.02 | 0 | 0.01187 | 0 | 0 | 36.8276 | 12.2759
MISO_W_2_IESO | MISO_W | IESO | 2045 | B06 | 300 | 300 | 90 | 0 | 0.01 | 0.02 | 0.01 | 0.01 | 0 | 0 | 0 | 0 | 36.8276 | 12.2759
MISO_W_2_IESO | MISO_W | IESO | 2045 | B07 | 400 | 400 | 90 | 0 | 0.02 | 0.01 | 0.01 | 0.01 | 0 | 0 | 0 | 0 | 36.8276 | 12.2759
MISO_W_2_IESO | MISO_W | IESO | 2045 | B08 | 500 | 500 | 90 | 0 | 0.02 | 0.01 | 0.01 | 0.01 | 0 | 0 | 0 | 0 | 36.8276 | 12.2759
MISO_W_2_IESO | MISO_W | IESO | 2045 | B09 | 800 | 0 | 90 | 0 | 0.02 | 0.01 | 0 | 0 | 0 | 0 | 0 | 0 | 36.8276 | 12.2759
MISO_W_2_IESO | MISO_W | IESO | 2045 | B10 | 1262 | 1262 | 90 | 90 | 90 | 90 | 2513.27 | 2773.67 | 108.385 | 36.8326 | 12.2736 | 31.6259 | 36.8276 | 12.2759
MISO_W_2_IESO | MISO_W | IESO | 2045 | B11 | 25 | 25 | 90 | 0 | 0.23 | 0.19 | 0.09 | 0.14 | 0 | 0.05935 | 0.03561 | 0 | 36.8276 | 12.2759
MISO_W_2_IESO | MISO_W | IESO | 2045 | B12 | 200 | 200 | 90 | 0 | 0.03 | 0.03 | 0.01 | 0.02 | 0 | 0.01187 | 0 | 0 | 36.8276 | 12.2759
MISO_W_2_IESO | MISO_W | IESO | 2045 | B13 | 600 | 0 | 90 | 0 | 0.02 | 0.01 | 0 | 0.01 | 0 | 0 | 0 | 0 | 36.8276 | 12.2759
MISO_W_2_IESO | MISO_W | IESO | 2045 | B14 | 900 | 0 | 90 | 90 | 89.99 | 0.08 | 0 | 0.01 | 24.286 | 13.4131 | 0 | 5.0537 | 36.8276 | 12.2759
MISO_W_2_IESO | MISO_W | IESO | 2045 | B15 | 1203 | 1203 | 90 | 90 | 90 | 89.99 | 0.01 | 0.02 | 24.3098 | 25.2594 | 7.6918 | 6.7618 | 36.8276 | 12.2759
MISO_W_2_IESO | MISO_W | IESO | 2045 | B16 | 25 | 25 | 90 | 90 | 89.68 | 0.21 | 0.16 | 0.15 | 25.5205 | 9.401 | 0.03561 | 0.14752 | 36.8276 | 12.2759
MISO_W_2_IESO | MISO_W | IESO | 2045 | B17 | 100 | 100 | 90 | 21.44 | 0.25 | 0.06 | 0.03 | 0.04 | 0 | 0.01187 | 0.01187 | 0 | 36.8276 | 12.2759
MISO_W_2_IESO | MISO_W | IESO | 2045 | B18 | 400 | 400 | 90 | 0 | 0.15 | 0.01 | 0.01 | 0.01 | 0 | 0 | 0 | 0 | 36.8276 | 12.2759
MISO_W_2_IESO | MISO_W | IESO | 2045 | B19 | 700 | 0 | 90 | 0 | 79.83 | 0.01 | 0 | 0.01 | 0 | 0.01187 | 0 | 0 | 36.8276 | 12.2759
MISO_W_2_IESO | MISO_W | IESO | 2045 | B20 | 935 | 935 | 90 | 90 | 90 | 89.99 | 0.01 | 151.4 | 25.5086 | 26.2683 | 12.2736 | 5.5146 | 36.8276 | 12.2759
MISO_W_2_IESO | MISO_W | IESO | 2050 | B01 | 10 | 10 | 90 | 0 | 0.5 | 0.22 | 0.13 | 0.17 | 0 | 0.05935 | 0.04748 | 0 | 31.7681 | 10.5894
MISO_W_2_IESO | MISO_W | IESO | 2050 | B02 | 25 | 25 | 90 | 0 | 0.23 | 0.17 | 0.06 | 0.09 | 0 | 0.02374 | 0.01187 | 0 | 31.7681 | 10.5894
MISO_W_2_IESO | MISO_W | IESO | 2050 | B03 | 75 | 75 | 90 | 0 | 0.04 | 0.06 | 0.01 | 0.03 | 0 | 0.01187 | 0 | 0 | 31.7681 | 10.5894
MISO_W_2_IESO | MISO_W | IESO | 2050 | B04 | 100 | 100 | 90 | 0 | 0.03 | 0.03 | 0.01 | 0.02 | 0 | 0 | 0 | 0 | 31.7681 | 10.5894
MISO_W_2_IESO | MISO_W | IESO | 2050 | B05 | 200 | 0 | 90 | 0 | 0.01 | 0.01 | 0 | 0.01 | 0 | 0 | 0 | 0 | 31.7681 | 10.5894
MISO_W_2_IESO | MISO_W | IESO | 2050 | B06 | 300 | 0 | 90 | 0 | 0.01 | 0.01 | 0 | 0.01 | 0 | 0 | 0 | 0 | 31.7681 | 10.5894
MISO_W_2_IESO | MISO_W | IESO | 2050 | B07 | 400 | 0 | 90 | 0 | 0.03 | 0.01 | 0 | 0 | 0 | 0 | 0 | 0 | 31.7681 | 10.5894
MISO_W_2_IESO | MISO_W | IESO | 2050 | B08 | 500 | 0 | 90 | 0 | 0.01 | 0.01 | 0 | 0 | 0 | 0 | 0 | 0 | 31.7681 | 10.5894
MISO_W_2_IESO | MISO_W | IESO | 2050 | B09 | 800 | 0 | 90 | 90 | 0.02 | 0 | 0 | 0 | 8.1784 | 0 | 0 | 1.2766 | 31.7681 | 10.5894
MISO_W_2_IESO | MISO_W | IESO | 2050 | B10 | 1262 | 1262 | 90 | 90 | 90 | 90 | 3385.86 | 4688.42 | 111.6136 | 31.7641 | 10.588 | 27.4842 | 31.7681 | 10.5894
MISO_W_2_IESO | MISO_W | IESO | 2050 | B11 | 25 | 25 | 90 | 0 | 0.14 | 0.1 | 0.05 | 0.07 | 0 | 0.02374 | 0.01187 | 0 | 31.7681 | 10.5894
MISO_W_2_IESO | MISO_W | IESO | 2050 | B12 | 200 | 200 | 90 | 0 | 0.02 | 0.02 | 0.01 | 0.01 | 0 | 0 | 0 | 0 | 31.7681 | 10.5894
MISO_W_2_IESO | MISO_W | IESO | 2050 | B13 | 600 | 0 | 90 | 0 | 89.97 | 0.01 | 0 | 0 | 0 | 2.1722 | 0 | 0 | 31.7681 | 10.5894
MISO_W_2_IESO | MISO_W | IESO | 2050 | B14 | 900 | 0 | 90 | 90 | 90 | 0.03 | 0 | 0 | 26.9805 | 19.7873 | 0 | 4.738 | 31.7681 | 10.5894
MISO_W_2_IESO | MISO_W | IESO | 2050 | B15 | 1203 | 1203 | 90 | 90 | 90 | 89.99 | 0.03 | 0.01 | 27.0043 | 26.6125 | 4.2732 | 6.3388 | 31.7681 | 10.5894
MISO_W_2_IESO | MISO_W | IESO | 2050 | B16 | 25 | 25 | 90 | 90 | 0.32 | 0.12 | 0.07 | 0.08 | 17.1403 | 0.02374 | 0.01187 | 0.083611 | 31.7681 | 10.5894
MISO_W_2_IESO | MISO_W | IESO | 2050 | B17 | 100 | 100 | 90 | 79.41 | 0.1 | 0.03 | 0.02 | 0.02 | 0 | 0.01187 | 0 | 0 | 31.7681 | 10.5894
MISO_W_2_IESO | MISO_W | IESO | 2050 | B18 | 400 | 0 | 90 | 0 | 89.95 | 0.01 | 0 | 0 | 0 | 1.8161 | 0 | 0 | 31.7681 | 10.5894
MISO_W_2_IESO | MISO_W | IESO | 2050 | B19 | 700 | 0 | 90 | 0 | 90 | 0.01 | 0 | 0 | 0 | 14.1372 | 0 | 0 | 31.7681 | 10.5894
MISO_W_2_IESO | MISO_W | IESO | 2050 | B20 | 935 | 935 | 90 | 90 | 90 | 89.99 | 0.04 | 0.03 | 13.3537 | 27.6927 | 3.4304 | 2.4362 | 31.7681 | 10.5894
MISO_W_2_MAPP_CA | MISO_W | MAPP_CA | 2015 | B01 | 10 | 10 | 700 | 0.53 | 52.76 | 39.81 | 0.87 | 1.95 | 0 | 0 | 0 | 0 | 3.0012 | 1.0004
MISO_W_2_MAPP_CA | MISO_W | MAPP_CA | 2015 | B02 | 25 | 25 | 700 | 0.22 | 24.24 | 17.99 | 0.35 | 0.78 | 0 | 0 | 0 | 0 | 3.0012 | 1.0004
MISO_W_2_MAPP_CA | MISO_W | MAPP_CA | 2015 | B03 | 75 | 75 | 700 | 0.08 | 9.28 | 6.91 | 0.12 | 0.26 | 0 | 0 | 0 | 0 | 3.0012 | 1.0004
MISO_W_2_MAPP_CA | MISO_W | MAPP_CA | 2015 | B04 | 100 | 100 | 700 | 0.06 | 7.15 | 5.32 | 0.09 | 0.19 | 0 | 0 | 0 | 0 | 3.0012 | 1.0004
MISO_W_2_MAPP_CA | MISO_W | MAPP_CA | 2015 | B05 | 200 | 200 | 700 | 0.03 | 3.83 | 2.85 | 0.04 | 0.1 | 0 | 0 | 0 | 0 | 3.0012 | 1.0004
MISO_W_2_MAPP_CA | MISO_W | MAPP_CA | 2015 | B06 | 300 | 300 | 700 | 0.02 | 2.63 | 1.96 | 0.03 | 0.06 | 0 | 0 | 0 | 0 | 3.0012 | 1.0004
MISO_W_2_MAPP_CA | MISO_W | MAPP_CA | 2015 | B07 | 400 | 400 | 700 | 0.01 | 2.06 | 1.53 | 0.02 | 0.05 | 0 | 0 | 0 | 0 | 3.0012 | 1.0004
MISO_W_2_MAPP_CA | MISO_W | MAPP_CA | 2015 | B08 | 500 | 500 | 700 | 292.3 | 294.84 | 1.25 | 0.02 | 0.04 | 0 | 0 | 0 | 0 | 3.0012 | 1.0004
MISO_W_2_MAPP_CA | MISO_W | MAPP_CA | 2015 | B09 | 800 | 800 | 700 | 700 | 699.95 | 404.75 | 0.01 | 0.03 | 0.85464 | 0.51041 | 0 | 0.11028 | 3.0012 | 1.0004
MISO_W_2_MAPP_CA | MISO_W | MAPP_CA | 2015 | B10 | 1262 | 1262 | 700 | 700 | 699.99 | 699.99 | 0.04 | 939.87 | 2.3859 | 2.5639 | 0.98521 | 0.48564 | 3.0012 | 1.0004
MISO_W_2_MAPP_CA | MISO_W | MAPP_CA | 2015 | B11 | 25 | 25 | 700 | 0.21 | 23.32 | 17.37 | 0.35 | 0.78 | 0 | 0 | 0 | 0 | 3.0012 | 1.0004
MISO_W_2_MAPP_CA | MISO_W | MAPP_CA | 2015 | B12 | 200 | 200 | 700 | 0.03 | 3.83 | 2.84 | 0.04 | 0.1 | 0 | 0 | 0 | 0 | 3.0012 | 1.0004
MISO_W_2_MAPP_CA | MISO_W | MAPP_CA | 2015 | B13 | 600 | 600 | 700 | 0.01 | 1.42 | 1.06 | 0.01 | 0.03 | 0 | 0 | 0 | 0 | 3.0012 | 1.0004
MISO_W_2_MAPP_CA | MISO_W | MAPP_CA | 2015 | B14 | 900 | 900 | 700 | 700 | 599.44 | 0.72 | 0.01 | 0.02 | 1.5312 | 0 | 0 | 0.22228 | 3.0012 | 1.0004
MISO_W_2_MAPP_CA | MISO_W | MAPP_CA | 2015 | B15 | 1203 | 1203 | 700 | 700 | 699.99 | 699.99 | 0.04 | 1885.36 | 3.2049 | 2.3146 | 0.98521 | 0.62185 | 3.0012 | 1.0004
MISO_W_2_MAPP_CA | MISO_W | MAPP_CA | 2015 | B16 | 25 | 25 | 700 | 0.22 | 25.6 | 18.38 | 0.35 | 0.78 | 0 | 0 | 0 | 0 | 3.0012 | 1.0004
MISO_W_2_MAPP_CA | MISO_W | MAPP_CA | 2015 | B17 | 100 | 100 | 700 | 0.06 | 7.53 | 5.58 | 0.09 | 0.2 | 0 | 0 | 0 | 0 | 3.0012 | 1.0004
MISO_W_2_MAPP_CA | MISO_W | MAPP_CA | 2015 | B18 | 400 | 400 | 700 | 700 | 2.55 | 1.88 | 0.02 | 0.05 | 3.5491 | 0 | 0 | 0.22898 | 3.0012 | 1.0004
MISO_W_2_MAPP_CA | MISO_W | MAPP_CA | 2015 | B19 | 700 | 700 | 700 | 700 | 98.39 | 97.56 | 0.01 | 0.03 | 6.3742 | 0 | 0 | 0.71967 | 3.0012 | 1.0004
MISO_W_2_MAPP_CA | MISO_W | MAPP_CA | 2015 | B20 | 935 | 935 | 700 | 700 | 699.99 | 699.98 | 1910.59 | 1910.76 | 10.6949 | 2.9912 | 0.98521 | 1.6129 | 3.0012 | 1.0004
MISO_W_2_MAPP_CA | MISO_W | MAPP_CA | 2020 | B01 | 10 | 10 | 700 | 0.62 | 65.72 | 50.15 | 1.8 | 4.03 | 0 | 0.01187 | 0 | 0 | 1.8784 | 0.62612
MISO_W_2_MAPP_CA | MISO_W | MAPP_CA | 2020 | B02 | 25 | 25 | 700 | 0.26 | 28.97 | 21.59 | 0.72 | 1.6 | 0 | 0 | 0 | 0 | 1.8784 | 0.62612
MISO_W_2_MAPP_CA | MISO_W | MAPP_CA | 2020 | B03 | 75 | 75 | 700 | 0.09 | 11.09 | 8.28 | 0.24 | 0.53 | 0 | 0 | 0 | 0 | 1.8784 | 0.62612
MISO_W_2_MAPP_CA | MISO_W | MAPP_CA | 2020 | B04 | 100 | 100 | 700 | 0.07 | 8.61 | 6.42 | 0.18 | 0.39 | 0 | 0 | 0 | 0 | 1.8784 | 0.62612
MISO_W_2_MAPP_CA | MISO_W | MAPP_CA | 2020 | B05 | 200 | 200 | 700 | 0.04 | 4.66 | 3.47 | 0.09 | 0.2 | 0 | 0 | 0 | 0 | 1.8784 | 0.62612
MISO_W_2_MAPP_CA | MISO_W | MAPP_CA | 2020 | B06 | 300 | 300 | 700 | 0.02 | 3.23 | 2.44 | 0.06 | 0.13 | 0 | 0 | 0 | 0 | 1.8784 | 0.62612
MISO_W_2_MAPP_CA | MISO_W | MAPP_CA | 2020 | B07 | 400 | 400 | 700 | 0.02 | 2.55 | 1.9 | 0.05 | 0.1 | 0 | 0 | 0 | 0 | 1.8784 | 0.62612
MISO_W_2_MAPP_CA | MISO_W | MAPP_CA | 2020 | B08 | 500 | 500 | 700 | 0.01 | 2.07 | 1.54 | 0.04 | 0.08 | 0 | 0 | 0 | 0 | 1.8784 | 0.62612
MISO_W_2_MAPP_CA | MISO_W | MAPP_CA | 2020 | B09 | 800 | 800 | 700 | 32.16 | 452.31 | 0.99 | 0.02 | 0.05 | 0 | 0 | 0 | 0 | 1.8784 | 0.62612
MISO_W_2_MAPP_CA | MISO_W | MAPP_CA | 2020 | B10 | 1262 | 1262 | 700 | 700 | 699.99 | 699.97 | 0.54 | 1503.82 | 0.99708 | 1.8042 | 0.61724 | 0.30691 | 1.8784 | 0.62612
MISO_W_2_MAPP_CA | MISO_W | MAPP_CA | 2020 | B11 | 25 | 25 | 700 | 0.25 | 29.07 | 21.6 | 0.71 | 1.58 | 0 | 0 | 0 | 0 | 1.8784 | 0.62612
MISO_W_2_MAPP_CA | MISO_W | MAPP_CA | 2020 | B12 | 200 | 200 | 700 | 0.04 | 4.88 | 3.63 | 0.09 | 0.2 | 0 | 0 | 0 | 0 | 1.8784 | 0.62612
MISO_W_2_MAPP_CA | MISO_W | MAPP_CA | 2020 | B13 | 600 | 600 | 700 | 0.01 | 1.78 | 1.32 | 0.03 | 0.07 | 0 | 0 | 0 | 0 | 1.8784 | 0.62612
MISO_W_2_MAPP_CA | MISO_W | MAPP_CA | 2020 | B14 | 900 | 900 | 700 | 506.32 | 1.21 | 0.9 | 0.02 | 0.05 | 0 | 0 | 0 | 0 | 1.8784 | 0.62612
MISO_W_2_MAPP_CA | MISO_W | MAPP_CA | 2020 | B15 | 1203 | 1203 | 700 | 700 | 699.99 | 699.97 | 1422.65 | 1422.81 | 2.6589 | 1.8636 | 0.61724 | 0.78015 | 1.8784 | 0.62612
MISO_W_2_MAPP_CA | MISO_W | MAPP_CA | 2020 | B16 | 25 | 25 | 700 | 0.27 | 31.33 | 23.88 | 0.73 | 1.63 | 0 | 0 | 0 | 0 | 1.8784 | 0.62612
MISO_W_2_MAPP_CA | MISO_W | MAPP_CA | 2020 | B17 | 100 | 100 | 700 | 0.07 | 10.92 | 8.04 | 0.19 | 0.42 | 0 | 0 | 0 | 0 | 1.8784 | 0.62612
MISO_W_2_MAPP_CA | MISO_W | MAPP_CA | 2020 | B18 | 400 | 400 | 700 | 313.45 | 2.95 | 2.17 | 0.05 | 0.11 | 0 | 0 | 0 | 0 | 1.8784 | 0.62612
MISO_W_2_MAPP_CA | MISO_W | MAPP_CA | 2020 | B19 | 700 | 700 | 700 | 700 | 1.69 | 1.25 | 0.03 | 0.06 | 1.0564 | 0 | 0 | 0.18037 | 1.8784 | 0.62612
MISO_W_2_MAPP_CA | MISO_W | MAPP_CA | 2020 | B20 | 935 | 935 | 700 | 700 | 699.98 | 699.96 | 1280.6 | 1445.75 | 5.4246 | 1.8636 | 0.61724 | 1.2371 | 1.8784 | 0.62612
MISO_W_2_MAPP_CA | MISO_W | MAPP_CA | 2025 | B01 | 10 | 10 | 700 | 0 | 0.5 | 1 | 0.13 | 0.29 | 0 | 0.01187 | 0 | 0 | 25.3592 | 8.4531
MISO_W_2_MAPP_CA | MISO_W | MAPP_CA | 2025 | B02 | 25 | 25 | 700 | 0 | 0.21 | 0.43 | 0.05 | 0.12 | 0 | 0 | 0 | 0 | 25.3592 | 8.4531
MISO_W_2_MAPP_CA | MISO_W | MAPP_CA | 2025 | B03 | 75 | 75 | 700 | 0 | 0.07 | 0.15 | 0.02 | 0.04 | 0 | 0 | 0 | 0 | 25.3592 | 8.4531
MISO_W_2_MAPP_CA | MISO_W | MAPP_CA | 2025 | B04 | 100 | 100 | 700 | 0 | 0.05 | 0.11 | 0.01 | 0.03 | 0 | 0 | 0 | 0 | 25.3592 | 8.4531
MISO_W_2_MAPP_CA | MISO_W | MAPP_CA | 2025 | B05 | 200 | 200 | 700 | 0 | 0.03 | 0.06 | 0.01 | 0.01 | 0 | 0 | 0 | 0 | 25.3592 | 8.4531
MISO_W_2_MAPP_CA | MISO_W | MAPP_CA | 2025 | B06 | 300 | 0 | 700 | 0 | 0.02 | 0.04 | 0 | 0.01 | 0 | 0 | 0 | 0 | 25.3592 | 8.4531
MISO_W_2_MAPP_CA | MISO_W | MAPP_CA | 2025 | B07 | 400 | 0 | 700 | 0 | 0.01 | 0.03 | 0 | 0.01 | 0 | 0 | 0 | 0 | 25.3592 | 8.4531
MISO_W_2_MAPP_CA | MISO_W | MAPP_CA | 2025 | B08 | 500 | 0 | 700 | 0 | 0.01 | 0.02 | 0 | 0.01 | 0 | 0 | 0 | 0 | 25.3592 | 8.4531
MISO_W_2_MAPP_CA | MISO_W | MAPP_CA | 2025 | B09 | 800 | 0 | 700 | 0 | 0.02 | 0.02 | 0 | 0 | 0 | 0 | 0 | 0 | 25.3592 | 8.4531
MISO_W_2_MAPP_CA | MISO_W | MAPP_CA | 2025 | B10 | 1262 | 0 | 700 | 640.63 | 699.99 | 700 | 0 | 0.01 | 0 | 7.2526 | 5.2703 | 0 | 25.3592 | 8.4531
MISO_W_2_MAPP_CA | MISO_W | MAPP_CA | 2025 | B11 | 25 | 25 | 700 | 0 | 0.2 | 0.43 | 0.05 | 0.12 | 0 | 0 | 0 | 0 | 25.3592 | 8.4531
MISO_W_2_MAPP_CA | MISO_W | MAPP_CA | 2025 | B12 | 200 | 200 | 700 | 0 | 0.04 | 0.06 | 0.01 | 0.02 | 0 | 0 | 0 | 0 | 25.3592 | 8.4531
MISO_W_2_MAPP_CA | MISO_W | MAPP_CA | 2025 | B13 | 600 | 0 | 700 | 0 | 0.02 | 0.02 | 0 | 0.01 | 0 | 0 | 0 | 0 | 25.3592 | 8.4531
MISO_W_2_MAPP_CA | MISO_W | MAPP_CA | 2025 | B14 | 900 | 0 | 700 | 0.01 | 1.22 | 1.02 | 0 | 0 | 0 | 0 | 0 | 0 | 25.3592 | 8.4531
MISO_W_2_MAPP_CA | MISO_W | MAPP_CA | 2025 | B15 | 1203 | 0 | 700 | 700 | 699.99 | 699.99 | 0 | 0.01 | 51.955 | 8.0835 | 3.3948 | 29.2338 | 25.3592 | 8.4531
MISO_W_2_MAPP_CA | MISO_W | MAPP_CA | 2025 | B16 | 25 | 25 | 700 | 319.21 | 26.95 | 20.64 | 0.06 | 0.14 | 0 | 0 | 0 | 0 | 25.3592 | 8.4531
MISO_W_2_MAPP_CA | MISO_W | MAPP_CA | 2025 | B17 | 100 | 100 | 700 | 0.11 | 9.04 | 6.78 | 0.02 | 0.04 | 0 | 0 | 0 | 0 | 25.3592 | 8.4531
MISO_W_2_MAPP_CA | MISO_W | MAPP_CA | 2025 | B18 | 400 | 0 | 700 | 0.02 | 2.73 | 2.05 | 0 | 0.01 | 0 | 0 | 0 | 0 | 25.3592 | 8.4531
MISO_W_2_MAPP_CA | MISO_W | MAPP_CA | 2025 | B19 | 700 | 0 | 700 | 0.01 | 1.79 | 1.33 | 0 | 0.01 | 0 | 0 | 0 | 0 | 25.3592 | 8.4531
MISO_W_2_MAPP_CA | MISO_W | MAPP_CA | 2025 | B20 | 935 | 0 | 700 | 700 | 700 | 699.99 | 0 | 0.01 | 10.4693 | 10.4693 | 4.9023 | 4.5785 | 25.3592 | 8.4531
MISO_W_2_MAPP_CA | MISO_W | MAPP_CA | 2030 | B01 | 10 | 10 | 700 | 0 | 0.32 | 0.66 | 0.19 | 0.43 | 0 | 0.01187 | 0.01187 | 0 | 14.1612 | 4.7204
MISO_W_2_MAPP_CA | MISO_W | MAPP_CA | 2030 | B02 | 25 | 25 | 700 | 0 | 0.13 | 0.28 | 0.08 | 0.17 | 0 | 0 | 0 | 0 | 14.1612 | 4.7204
MISO_W_2_MAPP_CA | MISO_W | MAPP_CA | 2030 | B03 | 75 | 75 | 700 | 0 | 0.05 | 0.1 | 0.03 | 0.06 | 0 | 0 | 0 | 0 | 14.1612 | 4.7204
MISO_W_2_MAPP_CA | MISO_W | MAPP_CA | 2030 | B04 | 100 | 100 | 700 | 0 | 0.04 | 0.08 | 0.02 | 0.04 | 0 | 0 | 0 | 0 | 14.1612 | 4.7204
MISO_W_2_MAPP_CA | MISO_W | MAPP_CA | 2030 | B05 | 200 | 200 | 700 | 0 | 0.02 | 0.04 | 0.01 | 0.02 | 0 | 0 | 0 | 0 | 14.1612 | 4.7204
MISO_W_2_MAPP_CA | MISO_W | MAPP_CA | 2030 | B06 | 300 | 300 | 700 | 0 | 0.01 | 0.03 | 0.01 | 0.01 | 0 | 0 | 0 | 0 | 14.1612 | 4.7204
MISO_W_2_MAPP_CA | MISO_W | MAPP_CA | 2030 | B07 | 400 | 0 | 700 | 0 | 0.01 | 0.02 | 0 | 0.01 | 0 | 0 | 0 | 0 | 14.1612 | 4.7204
MISO_W_2_MAPP_CA | MISO_W | MAPP_CA | 2030 | B08 | 500 | 0 | 700 | 0 | 0.01 | 0.02 | 0 | 0.01 | 0 | 0 | 0 | 0 | 14.1612 | 4.7204
MISO_W_2_MAPP_CA | MISO_W | MAPP_CA | 2030 | B09 | 800 | 0 | 700 | 0 | 0.01 | 0.01 | 0 | 0.01 | 0 | 0 | 0 | 0 | 14.1612 | 4.7204
MISO_W_2_MAPP_CA | MISO_W | MAPP_CA | 2030 | B10 | 1262 | 0 | 700 | 0.01 | 1.37 | 1.33 | 0 | 0.01 | 0 | 0 | 0 | 0 | 14.1612 | 4.7204
MISO_W_2_MAPP_CA | MISO_W | MAPP_CA | 2030 | B11 | 25 | 25 | 700 | 0 | 0.13 | 0.28 | 0.08 | 0.17 | 0 | 0 | 0 | 0 | 14.1612 | 4.7204
MISO_W_2_MAPP_CA | MISO_W | MAPP_CA | 2030 | B12 | 200 | 200 | 700 | 0 | 0.02 | 0.04 | 0.01 | 0.02 | 0 | 0 | 0 | 0 | 14.1612 | 4.7204
MISO_W_2_MAPP_CA | MISO_W | MAPP_CA | 2030 | B13 | 600 | 0 | 700 | 0 | 0.01 | 0.01 | 0 | 0.01 | 0 | 0 | 0 | 0 | 14.1612 | 4.7204
MISO_W_2_MAPP_CA | MISO_W | MAPP_CA | 2030 | B14 | 900 | 0 | 700 | 0 | 0.01 | 0.05 | 0 | 0.01 | 0 | 0 | 0 | 0 | 14.1612 | 4.7204
MISO_W_2_MAPP_CA | MISO_W | MAPP_CA | 2030 | B15 | 1203 | 0 | 700 | 700 | 1.3 | 1.09 | 0 | 0.01 | 4.57 | 0 | 0 | 2.5714 | 14.1612 | 4.7204
MISO_W_2_MAPP_CA | MISO_W | MAPP_CA | 2030 | B16 | 25 | 25 | 700 | 0.45 | 0.16 | 0.28 | 0.09 | 0.18 | 0 | 0 | 0 | 0 | 14.1612 | 4.7204
MISO_W_2_MAPP_CA | MISO_W | MAPP_CA | 2030 | B17 | 100 | 100 | 700 | 0.11 | 0.04 | 0.08 | 0.02 | 0.05 | 0 | 0 | 0 | 0 | 14.1612 | 4.7204
MISO_W_2_MAPP_CA | MISO_W | MAPP_CA | 2030 | B18 | 400 | 400 | 700 | 0 | 0.02 | 0.02 | 0.01 | 0.01 | 0 | 0 | 0 | 0 | 14.1612 | 4.7204
MISO_W_2_MAPP_CA | MISO_W | MAPP_CA | 2030 | B19 | 700 | 0 | 700 | 0 | 0.01 | 0.01 | 0 | 0.01 | 0 | 0 | 0 | 0 | 14.1612 | 4.7204
MISO_W_2_MAPP_CA | MISO_W | MAPP_CA | 2030 | B20 | 935 | 0 | 700 | 700 | 1.92 | 1.48 | 0 | 0.01 | 37.2955 | 0 | 0 | 16.3103 | 14.1612 | 4.7204
MISO_W_2_MAPP_CA | MISO_W | MAPP_CA | 2035 | B01 | 10 | 10 | 700 | 0 | 0.18 | 0.37 | 0.21 | 0.47 | 0 | 0.01187 | 0.01187 | 0 | 0 | 0
MISO_W_2_MAPP_CA | MISO_W | MAPP_CA | 2035 | B02 | 25 | 25 | 700 | 0 | 0.07 | 0.16 | 0.08 | 0.19 | 0 | 0 | 0 | 0 | 0 | 0
MISO_W_2_MAPP_CA | MISO_W | MAPP_CA | 2035 | B03 | 75 | 75 | 700 | 0 | 0.03 | 0.05 | 0.03 | 0.06 | 0 | 0 | 0 | 0 | 0 | 0
MISO_W_2_MAPP_CA | MISO_W | MAPP_CA | 2035 | B04 | 100 | 100 | 700 | 0 | 0.02 | 0.04 | 0.02 | 0.05 | 0 | 0 | 0 | 0 | 0 | 0
MISO_W_2_MAPP_CA | MISO_W | MAPP_CA | 2035 | B05 | 200 | 200 | 700 | 0 | 0.01 | 0.02 | 0.01 | 0.02 | 0 | 0 | 0 | 0 | 0 | 0
MISO_W_2_MAPP_CA | MISO_W | MAPP_CA | 2035 | B06 | 300 | 300 | 700 | 0 | 0.01 | 0.01 | 0.01 | 0.02 | 0 | 0 | 0 | 0 | 0 | 0
MISO_W_2_MAPP_CA | MISO_W | MAPP_CA | 2035 | B07 | 400 | 400 | 700 | 0 | 0 | 0.01 | 0.01 | 0.01 | 0 | 0 | 0 | 0 | 0 | 0
MISO_W_2_MAPP_CA | MISO_W | MAPP_CA | 2035 | B08 | 500 | 500 | 700 | 0 | 0.01 | 0.01 | 0.01 | 0.01 | 0 | 0 | 0 | 0 | 0 | 0
MISO_W_2_MAPP_CA | MISO_W | MAPP_CA | 2035 | B09 | 800 | 800 | 700 | 0 | 0.01 | 0.01 | 0.01 | 0.01 | 0 | 0 | 0 | 0 | 0 | 0
MISO_W_2_MAPP_CA | MISO_W | MAPP_CA | 2035 | B10 | 1262 | 1262 | 700 | 0.01 | 0.01 | 0.02 | 0.01 | 0.04 | 0 | 0 | 0 | 0 | 0 | 0
MISO_W_2_MAPP_CA | MISO_W | MAPP_CA | 2035 | B11 | 25 | 25 | 700 | 0 | 0.1 | 0.16 | 0.12 | 0.19 | 0 | 0 | 0 | 0 | 0 | 0
MISO_W_2_MAPP_CA | MISO_W | MAPP_CA | 2035 | B12 | 200 | 200 | 700 | 0 | 0.02 | 0.04 | 0.03 | 0.04 | 0 | 0 | 0 | 0 | 0 | 0
MISO_W_2_MAPP_CA | MISO_W | MAPP_CA | 2035 | B13 | 600 | 600 | 700 | 0 | 0.01 | 0.01 | 0.01 | 0.01 | 0 | 0 | 0 | 0 | 0 | 0
MISO_W_2_MAPP_CA | MISO_W | MAPP_CA | 2035 | B14 | 900 | 900 | 700 | 0 | 0.01 | 0.01 | 0.01 | 0.01 | 0 | 0 | 0 | 0 | 0 | 0
MISO_W_2_MAPP_CA | MISO_W | MAPP_CA | 2035 | B15 | 1203 | 1203 | 700 | 0.03 | 0.01 | 0.04 | 0.01 | 0.05 | 0 | 0 | 0 | 0 | 0 | 0
MISO_W_2_MAPP_CA | MISO_W | MAPP_CA | 2035 | B16 | 25 | 25 | 700 | 0.6 | 0.22 | 0.26 | 0.24 | 0.3 | 0 | 0 | 0 | 0 | 0 | 0
MISO_W_2_MAPP_CA | MISO_W | MAPP_CA | 2035 | B17 | 100 | 100 | 700 | 0.14 | 0.07 | 0.07 | 0.08 | 0.08 | 0 | 0 | 0 | 0 | 0 | 0
MISO_W_2_MAPP_CA | MISO_W | MAPP_CA | 2035 | B18 | 400 | 400 | 700 | 0 | 0.02 | 0.02 | 0.02 | 0.02 | 0 | 0 | 0 | 0 | 0 | 0
MISO_W_2_MAPP_CA | MISO_W | MAPP_CA | 2035 | B19 | 700 | 700 | 700 | 0 | 0.01 | 0.01 | 0.01 | 0.01 | 0 | 0 | 0 | 0 | 0 | 0
MISO_W_2_MAPP_CA | MISO_W | MAPP_CA | 2035 | B20 | 935 | 935 | 700 | 0.03 | 1.87 | 1.39 | 1.82 | 1.38 | 0 | 0 | 0 | 0 | 0 | 0
MISO_W_2_MAPP_CA | MISO_W | MAPP_CA | 2040 | B01 | 10 | 10 | 700 | 0 | 0.16 | 0.29 | 0.17 | 0.32 | 0 | 0.01187 | 0.01187 | 0 | 5.4038 | 1.8013
MISO_W_2_MAPP_CA | MISO_W | MAPP_CA | 2040 | B02 | 25 | 25 | 700 | 0 | 0.07 | 0.12 | 0.07 | 0.13 | 0 | 0 | 0 | 0 | 5.4038 | 1.8013
MISO_W_2_MAPP_CA | MISO_W | MAPP_CA | 2040 | B03 | 75 | 75 | 700 | 0 | 0.02 | 0.04 | 0.02 | 0.04 | 0 | 0 | 0 | 0 | 5.4038 | 1.8013
MISO_W_2_MAPP_CA | MISO_W | MAPP_CA | 2040 | B04 | 100 | 100 | 700 | 0 | 0.01 | 0.03 | 0.02 | 0.03 | 0 | 0 | 0 | 0 | 5.4038 | 1.8013
MISO_W_2_MAPP_CA | MISO_W | MAPP_CA | 2040 | B05 | 200 | 200 | 700 | 0 | 0.01 | 0.02 | 0.01 | 0.02 | 0 | 0 | 0 | 0 | 5.4038 | 1.8013
MISO_W_2_MAPP_CA | MISO_W | MAPP_CA | 2040 | B06 | 300 | 300 | 700 | 0 | 0.01 | 0.01 | 0.01 | 0.01 | 0 | 0 | 0 | 0 | 5.4038 | 1.8013
MISO_W_2_MAPP_CA | MISO_W | MAPP_CA | 2040 | B07 | 400 | 0 | 700 | 0 | 0 | 0.01 | 0 | 0.01 | 0 | 0 | 0 | 0 | 5.4038 | 1.8013
MISO_W_2_MAPP_CA | MISO_W | MAPP_CA | 2040 | B08 | 500 | 0 | 700 | 0 | 0 | 0.01 | 0 | 0.01 | 0 | 0 | 0 | 0 | 5.4038 | 1.8013
MISO_W_2_MAPP_CA | MISO_W | MAPP_CA | 2040 | B09 | 800 | 0 | 700 | 0 | 0 | 0 | 0 | 0 | 0 | 0 | 0 | 0 | 5.4038 | 1.8013
MISO_W_2_MAPP_CA | MISO_W | MAPP_CA | 2040 | B10 | 1262 | 1262 | 700 | 0.02 | 521.72 | 139.25 | 0.01 | 0.03 | 0 | 0 | 0 | 0 | 5.4038 | 1.8013
MISO_W_2_MAPP_CA | MISO_W | MAPP_CA | 2040 | B11 | 25 | 25 | 700 | 0 | 0.06 | 0.12 | 0.07 | 0.13 | 0 | 0 | 0 | 0 | 5.4038 | 1.8013
MISO_W_2_MAPP_CA | MISO_W | MAPP_CA | 2040 | B12 | 200 | 200 | 700 | 0 | 0.01 | 0.02 | 0.01 | 0.02 | 0 | 0 | 0 | 0 | 5.4038 | 1.8013
MISO_W_2_MAPP_CA | MISO_W | MAPP_CA | 2040 | B13 | 600 | 0 | 700 | 0 | 0 | 0.01 | 0 | 0.01 | 0 | 0 | 0 | 0 | 5.4038 | 1.8013
MISO_W_2_MAPP_CA | MISO_W | MAPP_CA | 2040 | B14 | 900 | 0 | 700 | 0 | 0 | 0 | 0 | 0 | 0 | 0 | 0 | 0 | 5.4038 | 1.8013
MISO_W_2_MAPP_CA | MISO_W | MAPP_CA | 2040 | B15 | 1203 | 1203 | 700 | 592.94 | 503.35 | 172.09 | 0.01 | 0.03 | 0 | 0 | 0 | 0 | 5.4038 | 1.8013
MISO_W_2_MAPP_CA | MISO_W | MAPP_CA | 2040 | B16 | 25 | 25 | 700 | 0.73 | 0.07 | 0.12 | 0.07 | 0.13 | 0 | 0 | 0 | 0 | 5.4038 | 1.8013
MISO_W_2_MAPP_CA | MISO_W | MAPP_CA | 2040 | B17 | 100 | 100 | 700 | 0.18 | 0.02 | 0.03 | 0.02 | 0.03 | 0 | 0 | 0 | 0 | 5.4038 | 1.8013
MISO_W_2_MAPP_CA | MISO_W | MAPP_CA | 2040 | B18 | 400 | 0 | 700 | 0 | 0 | 0.01 | 0 | 0.01 | 0 | 0 | 0 | 0 | 5.4038 | 1.8013
MISO_W_2_MAPP_CA | MISO_W | MAPP_CA | 2040 | B19 | 700 | 0 | 700 | 0 | 0 | 0 | 0 | 0 | 0 | 0 | 0 | 0 | 5.4038 | 1.8013
MISO_W_2_MAPP_CA | MISO_W | MAPP_CA | 2040 | B20 | 935 | 935 | 700 | 700 | 384.78 | 57.72 | 0.02 | 0.04 | 7.2051 | 0 | 0 | 7.2051 | 5.4038 | 1.8013
MISO_W_2_MAPP_CA | MISO_W | MAPP_CA | 2045 | B01 | 10 | 10 | 700 | 0 | 0.13 | 0.2 | 0.14 | 0.23 | 0 | 0.01187 | 0.01187 | 0 | 9.9506 | 3.3169
MISO_W_2_MAPP_CA | MISO_W | MAPP_CA | 2045 | B02 | 25 | 25 | 700 | 0 | 0.05 | 0.08 | 0.05 | 0.09 | 0 | 0.01187 | 0 | 0 | 9.9506 | 3.3169
MISO_W_2_MAPP_CA | MISO_W | MAPP_CA | 2045 | B03 | 75 | 75 | 700 | 0 | 0.02 | 0.03 | 0.02 | 0.03 | 0 | 0 | 0 | 0 | 9.9506 | 3.3169
MISO_W_2_MAPP_CA | MISO_W | MAPP_CA | 2045 | B04 | 100 | 100 | 700 | 0 | 0.01 | 0.02 | 0.01 | 0.02 | 0 | 0 | 0 | 0 | 9.9506 | 3.3169
MISO_W_2_MAPP_CA | MISO_W | MAPP_CA | 2045 | B05 | 200 | 200 | 700 | 0 | 0.01 | 0.01 | 0.01 | 0.01 | 0 | 0 | 0 | 0 | 9.9506 | 3.3169
MISO_W_2_MAPP_CA | MISO_W | MAPP_CA | 2045 | B06 | 300 | 0 | 700 | 0 | 0 | 0.01 | 0 | 0.01 | 0 | 0 | 0 | 0 | 9.9506 | 3.3169
MISO_W_2_MAPP_CA | MISO_W | MAPP_CA | 2045 | B07 | 400 | 0 | 700 | 0 | 0 | 0.01 | 0 | 0.01 | 0 | 0 | 0 | 0 | 9.9506 | 3.3169
MISO_W_2_MAPP_CA | MISO_W | MAPP_CA | 2045 | B08 | 500 | 0 | 700 | 0 | 0 | 0 | 0 | 0 | 0 | 0 | 0 | 0 | 9.9506 | 3.3169
MISO_W_2_MAPP_CA | MISO_W | MAPP_CA | 2045 | B09 | 800 | 0 | 700 | 0 | 0 | 0 | 0 | 0 | 0 | 0 | 0 | 0 | 9.9506 | 3.3169
MISO_W_2_MAPP_CA | MISO_W | MAPP_CA | 2045 | B10 | 1262 | 1262 | 700 | 700 | 699.99 | 699.97 | 0.02 | 0.04 | 3.9646 | 6.4454 | 2.1366 | 2.2517 | 9.9506 | 3.3169
MISO_W_2_MAPP_CA | MISO_W | MAPP_CA | 2045 | B11 | 25 | 25 | 700 | 0 | 0.05 | 0.09 | 0.05 | 0.1 | 0 | 0.01187 | 0 | 0 | 9.9506 | 3.3169
MISO_W_2_MAPP_CA | MISO_W | MAPP_CA | 2045 | B12 | 200 | 200 | 700 | 0 | 0.01 | 0.01 | 0.01 | 0.01 | 0 | 0 | 0 | 0 | 9.9506 | 3.3169
MISO_W_2_MAPP_CA | MISO_W | MAPP_CA | 2045 | B13 | 600 | 0 | 700 | 0 | 0 | 0 | 0 | 0 | 0 | 0 | 0 | 0 | 9.9506 | 3.3169
MISO_W_2_MAPP_CA | MISO_W | MAPP_CA | 2045 | B14 | 900 | 900 | 700 | 0.03 | 0.01 | 0.01 | 0.01 | 0.01 | 0 | 0 | 0 | 0 | 9.9506 | 3.3169
MISO_W_2_MAPP_CA | MISO_W | MAPP_CA | 2045 | B15 | 1203 | 1203 | 700 | 567.53 | 5.88 | 153.35 | 0.01 | 0.02 | 0 | 0 | 0 | 0 | 9.9506 | 3.3169
MISO_W_2_MAPP_CA | MISO_W | MAPP_CA | 2045 | B16 | 25 | 25 | 700 | 700 | 0.08 | 0.09 | 0.08 | 0.11 | 25.4968 | 0.01187 | 0 | 0.28687 | 9.9506 | 3.3169
MISO_W_2_MAPP_CA | MISO_W | MAPP_CA | 2045 | B17 | 100 | 100 | 700 | 0.43 | 0.04 | 0.04 | 0.03 | 0.04 | 0 | 0 | 0 | 0 | 9.9506 | 3.3169
MISO_W_2_MAPP_CA | MISO_W | MAPP_CA | 2045 | B18 | 400 | 400 | 700 | 0.06 | 0.01 | 0.01 | 0.01 | 0.01 | 0 | 0 | 0 | 0 | 9.9506 | 3.3169
MISO_W_2_MAPP_CA | MISO_W | MAPP_CA | 2045 | B19 | 700 | 700 | 700 | 0.03 | 0.01 | 0.01 | 0.01 | 0.01 | 0 | 0 | 0 | 0 | 9.9506 | 3.3169
MISO_W_2_MAPP_CA | MISO_W | MAPP_CA | 2045 | B20 | 935 | 935 | 700 | 700 | 654.06 | 652.44 | 0.01 | 0.03 | 25.4968 | 0 | 0 | 10.7288 | 9.9506 | 3.3169
MISO_W_2_MAPP_CA | MISO_W | MAPP_CA | 2050 | B01 | 10 | 10 | 700 | 0 | 0.05 | 0.09 | 0.05 | 0.1 | 0 | 0.01187 | 0 | 0 | 10.0064 | 3.3355
MISO_W_2_MAPP_CA | MISO_W | MAPP_CA | 2050 | B02 | 25 | 25 | 700 | 0 | 0.02 | 0.04 | 0.02 | 0.04 | 0 | 0 | 0 | 0 | 10.0064 | 3.3355
MISO_W_2_MAPP_CA | MISO_W | MAPP_CA | 2050 | B03 | 75 | 75 | 700 | 0 | 0.01 | 0.01 | 0.01 | 0.01 | 0 | 0 | 0 | 0 | 10.0064 | 3.3355
MISO_W_2_MAPP_CA | MISO_W | MAPP_CA | 2050 | B04 | 100 | 0 | 700 | 0 | 0 | 0.01 | 0 | 0.01 | 0 | 0 | 0 | 0 | 10.0064 | 3.3355
MISO_W_2_MAPP_CA | MISO_W | MAPP_CA | 2050 | B05 | 200 | 0 | 700 | 0 | 0 | 0 | 0 | 0 | 0 | 0 | 0 | 0 | 10.0064 | 3.3355
MISO_W_2_MAPP_CA | MISO_W | MAPP_CA | 2050 | B06 | 300 | 0 | 700 | 0 | 0 | 0 | 0 | 0 | 0 | 0 | 0 | 0 | 10.0064 | 3.3355
MISO_W_2_MAPP_CA | MISO_W | MAPP_CA | 2050 | B07 | 400 | 0 | 700 | 0 | 0 | 0 | 0 | 0 | 0 | 0 | 0 | 0 | 10.0064 | 3.3355
MISO_W_2_MAPP_CA | MISO_W | MAPP_CA | 2050 | B08 | 500 | 0 | 700 | 0 | 0 | 0 | 0 | 0 | 0 | 0 | 0 | 0 | 10.0064 | 3.3355
MISO_W_2_MAPP_CA | MISO_W | MAPP_CA | 2050 | B09 | 800 | 0 | 700 | 0 | 0 | 0 | 0 | 0 | 0 | 0 | 0 | 0 | 10.0064 | 3.3355
MISO_W_2_MAPP_CA | MISO_W | MAPP_CA | 2050 | B10 | 1262 | 0 | 700 | 392.25 | 642.7 | 642.06 | 0 | 0.01 | 0 | 0 | 0 | 0 | 10.0064 | 3.3355
MISO_W_2_MAPP_CA | MISO_W | MAPP_CA | 2050 | B11 | 25 | 25 | 700 | 0 | 0.02 | 0.04 | 0.02 | 0.04 | 0 | 0 | 0 | 0 | 10.0064 | 3.3355
MISO_W_2_MAPP_CA | MISO_W | MAPP_CA | 2050 | B12 | 200 | 0 | 700 | 0 | 0 | 0.01 | 0 | 0.01 | 0 | 0 | 0 | 0 | 10.0064 | 3.3355
MISO_W_2_MAPP_CA | MISO_W | MAPP_CA | 2050 | B13 | 600 | 0 | 700 | 0 | 0 | 0 | 0 | 0 | 0 | 0 | 0 | 0 | 10.0064 | 3.3355
MISO_W_2_MAPP_CA | MISO_W | MAPP_CA | 2050 | B14 | 900 | 0 | 700 | 0.01 | 0.01 | 0.01 | 0 | 0 | 0 | 0 | 0 | 0 | 10.0064 | 3.3355
MISO_W_2_MAPP_CA | MISO_W | MAPP_CA | 2050 | B15 | 1203 | 0 | 700 | 630.46 | 1.42 | 1.03 | 0 | 0.01 | 0 | 0 | 0 | 0 | 10.0064 | 3.3355
MISO_W_2_MAPP_CA | MISO_W | MAPP_CA | 2050 | B16 | 25 | 25 | 700 | 700 | 0.02 | 0.04 | 0.03 | 0.04 | 13.3419 | 0 | 0 | 0.34744 | 10.0064 | 3.3355
MISO_W_2_MAPP_CA | MISO_W | MAPP_CA | 2050 | B17 | 100 | 100 | 700 | 0.11 | 0.02 | 0.02 | 0.01 | 0.02 | 0 | 0 | 0 | 0 | 10.0064 | 3.3355
MISO_W_2_MAPP_CA | MISO_W | MAPP_CA | 2050 | B18 | 400 | 0 | 700 | 0 | 0.01 | 0 | 0 | 0 | 0 | 0 | 0 | 0 | 10.0064 | 3.3355
MISO_W_2_MAPP_CA | MISO_W | MAPP_CA | 2050 | B19 | 700 | 0 | 700 | 0 | 0 | 0.01 | 0 | 0 | 0 | 0 | 0 | 0 | 10.0064 | 3.3355
MISO_W_2_MAPP_CA | MISO_W | MAPP_CA | 2050 | B20 | 935 | 935 | 700 | 700 | 290.73 | 297.3 | 0.01 | 0.01 | 13.3419 | 0 | 0 | 12.9944 | 10.0064 | 3.3355
MISO_W_2_MAPP_US | MISO_W | MAPP_US | 2015 | B01 | 10 | 10 | 2300 | 0 | 0.18 | 0.13 | 0.21 | 0.15 | 0 | 0 | 0 | 0 | 0 | 0
MISO_W_2_MAPP_US | MISO_W | MAPP_US | 2015 | B02 | 25 | 25 | 2300 | 0 | 0.08 | 0.06 | 0.09 | 0.06 | 0 | 0 | 0 | 0 | 0 | 0
MISO_W_2_MAPP_US | MISO_W | MAPP_US | 2015 | B03 | 75 | 75 | 2300 | 0 | 0.03 | 0.02 | 0.03 | 0.02 | 0 | 0 | 0 | 0 | 0 | 0
MISO_W_2_MAPP_US | MISO_W | MAPP_US | 2015 | B04 | 100 | 100 | 2300 | 0 | 0.02 | 0.02 | 0.03 | 0.02 | 0 | 0 | 0 | 0 | 0 | 0
MISO_W_2_MAPP_US | MISO_W | MAPP_US | 2015 | B05 | 200 | 200 | 2300 | 0 | 0.02 | 0.01 | 0.02 | 0.01 | 0 | 0 | 0 | 0 | 0 | 0
MISO_W_2_MAPP_US | MISO_W | MAPP_US | 2015 | B06 | 300 | 300 | 2300 | 0 | 0.01 | 0.01 | 0.01 | 0.01 | 0 | 0 | 0 | 0 | 0 | 0
MISO_W_2_MAPP_US | MISO_W | MAPP_US | 2015 | B07 | 400 | 400 | 2300 | 0 | 0.01 | 0.01 | 0.01 | 0.01 | 0 | 0 | 0 | 0 | 0 | 0
MISO_W_2_MAPP_US | MISO_W | MAPP_US | 2015 | B08 | 500 | 500 | 2300 | 0 | 0.01 | 0 | 0.01 | 0 | 0 | 0 | 0 | 0 | 0 | 0
MISO_W_2_MAPP_US | MISO_W | MAPP_US | 2015 | B09 | 800 | 0 | 2300 | 0 | 0 | 0 | 0 | 0 | 0 | 0 | 0 | 0 | 0 | 0
MISO_W_2_MAPP_US | MISO_W | MAPP_US | 2015 | B10 | 1262 | 0 | 2300 | 0 | 0 | 0 | 0 | 0 | 0 | 0 | 0 | 0 | 0 | 0
MISO_W_2_MAPP_US | MISO_W | MAPP_US | 2015 | B11 | 25 | 25 | 2300 | 0 | 0.12 | 0.09 | 0.13 | 0.1 | 0 | 0 | 0 | 0 | 0 | 0
MISO_W_2_MAPP_US | MISO_W | MAPP_US | 2015 | B12 | 200 | 200 | 2300 | 0 | 0.01 | 0.01 | 0.01 | 0.01 | 0 | 0 | 0 | 0 | 0 | 0
MISO_W_2_MAPP_US | MISO_W | MAPP_US | 2015 | B13 | 600 | 0 | 2300 | 0 | 0 | 0 | 0 | 0 | 0 | 0 | 0 | 0 | 0 | 0
MISO_W_2_MAPP_US | MISO_W | MAPP_US | 2015 | B14 | 900 | 0 | 2300 | 0 | 0 | 0 | 0 | 0 | 0 | 0 | 0 | 0 | 0 | 0
MISO_W_2_MAPP_US | MISO_W | MAPP_US | 2015 | B15 | 1203 | 0 | 2300 | 0 | 0 | 0 | 0 | 0 | 0 | 0 | 0 | 0 | 0 | 0
MISO_W_2_MAPP_US | MISO_W | MAPP_US | 2015 | B16 | 25 | 25 | 2300 | 0 | 0.07 | 0.05 | 0.08 | 0.06 | 0 | 0 | 0 | 0 | 0 | 0
MISO_W_2_MAPP_US | MISO_W | MAPP_US | 2015 | B17 | 100 | 100 | 2300 | 0 | 0.02 | 0.01 | 0.02 | 0.01 | 0 | 0 | 0 | 0 | 0 | 0
MISO_W_2_MAPP_US | MISO_W | MAPP_US | 2015 | B18 | 400 | 400 | 2300 | 0 | 0.01 | 0 | 0.01 | 0 | 0 | 0 | 0 | 0 | 0 | 0
MISO_W_2_MAPP_US | MISO_W | MAPP_US | 2015 | B19 | 700 | 700 | 2300 | 0 | 0.01 | 0 | 0.01 | 0 | 0 | 0 | 0 | 0 | 0 | 0
MISO_W_2_MAPP_US | MISO_W | MAPP_US | 2015 | B20 | 935 | 935 | 2300 | 0 | 0.01 | 0.01 | 0.01 | 0.01 | 0 | 0 | 0 | 0 | 0 | 0
MISO_W_2_MAPP_US | MISO_W | MAPP_US | 2020 | B01 | 10 | 10 | 2300 | 0 | 0.21 | 0.16 | 0.24 | 0.18 | 0 | 0 | 0 | 0 | 0 | 0
MISO_W_2_MAPP_US | MISO_W | MAPP_US | 2020 | B02 | 25 | 25 | 2300 | 0 | 0.09 | 0.06 | 0.09 | 0.07 | 0 | 0 | 0 | 0 | 0 | 0
MISO_W_2_MAPP_US | MISO_W | MAPP_US | 2020 | B03 | 75 | 75 | 2300 | 0 | 0.03 | 0.02 | 0.03 | 0.02 | 0 | 0 | 0 | 0 | 0 | 0
MISO_W_2_MAPP_US | MISO_W | MAPP_US | 2020 | B04 | 100 | 100 | 2300 | 0 | 0.02 | 0.02 | 0.02 | 0.02 | 0 | 0 | 0 | 0 | 0 | 0
MISO_W_2_MAPP_US | MISO_W | MAPP_US | 2020 | B05 | 200 | 200 | 2300 | 0 | 0.01 | 0.01 | 0.01 | 0.01 | 0 | 0 | 0 | 0 | 0 | 0
MISO_W_2_MAPP_US | MISO_W | MAPP_US | 2020 | B06 | 300 | 300 | 2300 | 0 | 0.01 | 0.01 | 0.01 | 0.01 | 0 | 0 | 0 | 0 | 0 | 0
MISO_W_2_MAPP_US | MISO_W | MAPP_US | 2020 | B07 | 400 | 400 | 2300 | 0 | 0.01 | 0 | 0.01 | 0 | 0 | 0 | 0 | 0 | 0 | 0
MISO_W_2_MAPP_US | MISO_W | MAPP_US | 2020 | B08 | 500 | 0 | 2300 | 0 | 0 | 0 | 0 | 0 | 0 | 0 | 0 | 0 | 0 | 0
MISO_W_2_MAPP_US | MISO_W | MAPP_US | 2020 | B09 | 800 | 0 | 2300 | 0 | 0 | 0 | 0 | 0 | 0 | 0 | 0 | 0 | 0 | 0
MISO_W_2_MAPP_US | MISO_W | MAPP_US | 2020 | B10 | 1262 | 0 | 2300 | 0 | 0 | 0 | 0 | 0 | 0 | 0 | 0 | 0 | 0 | 0
MISO_W_2_MAPP_US | MISO_W | MAPP_US | 2020 | B11 | 25 | 25 | 2300 | 0 | 0.09 | 0.06 | 0.1 | 0.07 | 0 | 0 | 0 | 0 | 0 | 0
MISO_W_2_MAPP_US | MISO_W | MAPP_US | 2020 | B12 | 200 | 200 | 2300 | 0 | 0.01 | 0.01 | 0.01 | 0.01 | 0 | 0 | 0 | 0 | 0 | 0
MISO_W_2_MAPP_US | MISO_W | MAPP_US | 2020 | B13 | 600 | 0 | 2300 | 0 | 0 | 0 | 0 | 0 | 0 | 0 | 0 | 0 | 0 | 0
MISO_W_2_MAPP_US | MISO_W | MAPP_US | 2020 | B14 | 900 | 0 | 2300 | 0 | 0 | 0 | 0 | 0 | 0 | 0 | 0 | 0 | 0 | 0
MISO_W_2_MAPP_US | MISO_W | MAPP_US | 2020 | B15 | 1203 | 0 | 2300 | 0 | 0 | 0 | 0 | 0 | 0 | 0 | 0 | 0 | 0 | 0
MISO_W_2_MAPP_US | MISO_W | MAPP_US | 2020 | B16 | 25 | 25 | 2300 | 0 | 0.08 | 0.06 | 0.09 | 0.07 | 0 | 0 | 0 | 0 | 0 | 0
MISO_W_2_MAPP_US | MISO_W | MAPP_US | 2020 | B17 | 100 | 100 | 2300 | 0 | 0.02 | 0.02 | 0.02 | 0.02 | 0 | 0 | 0 | 0 | 0 | 0
MISO_W_2_MAPP_US | MISO_W | MAPP_US | 2020 | B18 | 400 | 400 | 2300 | 0 | 0.01 | 0 | 0.01 | 0 | 0 | 0 | 0 | 0 | 0 | 0
MISO_W_2_MAPP_US | MISO_W | MAPP_US | 2020 | B19 | 700 | 0 | 2300 | 0 | 0 | 0 | 0 | 0 | 0 | 0 | 0 | 0 | 0 | 0
MISO_W_2_MAPP_US | MISO_W | MAPP_US | 2020 | B20 | 935 | 0 | 2300 | 0 | 0 | 0 | 0 | 0 | 0 | 0 | 0 | 0 | 0 | 0
MISO_W_2_MAPP_US | MISO_W | MAPP_US | 2025 | B01 | 10 | 10 | 2300 | 0 | 0.42 | 0.21 | 0.46 | 0.24 | 0 | 0 | 0 | 0 | 0 | 0
MISO_W_2_MAPP_US | MISO_W | MAPP_US | 2025 | B02 | 25 | 25 | 2300 | 0 | 0.11 | 0.08 | 0.12 | 0.09 | 0 | 0 | 0 | 0 | 0 | 0
MISO_W_2_MAPP_US | MISO_W | MAPP_US | 2025 | B03 | 75 | 75 | 2300 | 0 | 0.04 | 0.03 | 0.04 | 0.03 | 0 | 0 | 0 | 0 | 0 | 0
MISO_W_2_MAPP_US | MISO_W | MAPP_US | 2025 | B04 | 100 | 100 | 2300 | 0 | 0.03 | 0.02 | 0.03 | 0.02 | 0 | 0 | 0 | 0 | 0 | 0
MISO_W_2_MAPP_US | MISO_W | MAPP_US | 2025 | B05 | 200 | 200 | 2300 | 0 | 0.01 | 0.01 | 0.02 | 0.01 | 0 | 0 | 0 | 0 | 0 | 0
MISO_W_2_MAPP_US | MISO_W | MAPP_US | 2025 | B06 | 300 | 300 | 2300 | 0 | 0.01 | 0.01 | 0.01 | 0.01 | 0 | 0 | 0 | 0 | 0 | 0
MISO_W_2_MAPP_US | MISO_W | MAPP_US | 2025 | B07 | 400 | 400 | 2300 | 0 | 0.01 | 0.01 | 0.01 | 0.01 | 0 | 0 | 0 | 0 | 0 | 0
MISO_W_2_MAPP_US | MISO_W | MAPP_US | 2025 | B08 | 500 | 500 | 2300 | 0 | 0.01 | 0 | 0.01 | 0 | 0 | 0 | 0 | 0 | 0 | 0
MISO_W_2_MAPP_US | MISO_W | MAPP_US | 2025 | B09 | 800 | 0 | 2300 | 0 | 0 | 0 | 0 | 0 | 0 | 0 | 0 | 0 | 0 | 0
MISO_W_2_MAPP_US | MISO_W | MAPP_US | 2025 | B10 | 1262 | 0 | 2300 | 0 | 0 | 0 | 0 | 0 | 0 | 0 | 0 | 0 | 0 | 0
MISO_W_2_MAPP_US | MISO_W | MAPP_US | 2025 | B11 | 25 | 25 | 2300 | 0 | 0.11 | 0.08 | 0.12 | 0.09 | 0 | 0 | 0 | 0 | 0 | 0
MISO_W_2_MAPP_US | MISO_W | MAPP_US | 2025 | B12 | 200 | 200 | 2300 | 0 | 0.01 | 0.01 | 0.02 | 0.01 | 0 | 0 | 0 | 0 | 0 | 0
MISO_W_2_MAPP_US | MISO_W | MAPP_US | 2025 | B13 | 600 | 600 | 2300 | 0 | 0 | 0 | 0.01 | 0 | 0 | 0 | 0 | 0 | 0 | 0
MISO_W_2_MAPP_US | MISO_W | MAPP_US | 2025 | B14 | 900 | 0 | 2300 | 0 | 0 | 0 | 0 | 0 | 0 | 0 | 0 | 0 | 0 | 0
MISO_W_2_MAPP_US | MISO_W | MAPP_US | 2025 | B15 | 1203 | 0 | 2300 | 0 | 0 | 0 | 0 | 0 | 0 | 0 | 0 | 0 | 0 | 0
MISO_W_2_MAPP_US | MISO_W | MAPP_US | 2025 | B16 | 25 | 25 | 2300 | 0 | 0.11 | 0.08 | 0.12 | 0.09 | 0 | 0 | 0 | 0 | 0 | 0
MISO_W_2_MAPP_US | MISO_W | MAPP_US | 2025 | B17 | 100 | 100 | 2300 | 0 | 0.03 | 0.02 | 0.03 | 0.02 | 0 | 0 | 0 | 0 | 0 | 0
MISO_W_2_MAPP_US | MISO_W | MAPP_US | 2025 | B18 | 400 | 400 | 2300 | 0 | 0.01 | 0.01 | 0.01 | 0.01 | 0 | 0 | 0 | 0 | 0 | 0
MISO_W_2_MAPP_US | MISO_W | MAPP_US | 2025 | B19 | 700 | 0 | 2300 | 0 | 0 | 0 | 0 | 0 | 0 | 0 | 0 | 0 | 0 | 0
MISO_W_2_MAPP_US | MISO_W | MAPP_US | 2025 | B20 | 935 | 0 | 2300 | 0 | 0 | 0 | 0 | 0 | 0 | 0 | 0 | 0 | 0 | 0
MISO_W_2_MAPP_US | MISO_W | MAPP_US | 2030 | B01 | 10 | 10 | 2300 | 0 | 0.35 | 0.3 | 0.4 | 0.34 | 0 | 0 | 0 | 0 | 0 | 0
MISO_W_2_MAPP_US | MISO_W | MAPP_US | 2030 | B02 | 25 | 25 | 2300 | 0 | 0.14 | 0.1 | 0.16 | 0.12 | 0 | 0 | 0 | 0 | 0 | 0
MISO_W_2_MAPP_US | MISO_W | MAPP_US | 2030 | B03 | 75 | 75 | 2300 | 0 | 0.05 | 0.04 | 0.05 | 0.04 | 0 | 0 | 0 | 0 | 0 | 0
MISO_W_2_MAPP_US | MISO_W | MAPP_US | 2030 | B04 | 100 | 100 | 2300 | 0 | 0.04 | 0.03 | 0.04 | 0.03 | 0 | 0 | 0 | 0 | 0 | 0
MISO_W_2_MAPP_US | MISO_W | MAPP_US | 2030 | B05 | 200 | 200 | 2300 | 0 | 0.02 | 0.01 | 0.02 | 0.01 | 0 | 0 | 0 | 0 | 0 | 0
MISO_W_2_MAPP_US | MISO_W | MAPP_US | 2030 | B06 | 300 | 300 | 2300 | 0 | 0.01 | 0.01 | 0.01 | 0.01 | 0 | 0 | 0 | 0 | 0 | 0
MISO_W_2_MAPP_US | MISO_W | MAPP_US | 2030 | B07 | 400 | 400 | 2300 | 0 | 0.01 | 0.01 | 0.01 | 0.01 | 0 | 0 | 0 | 0 | 0 | 0
MISO_W_2_MAPP_US | MISO_W | MAPP_US | 2030 | B08 | 500 | 500 | 2300 | 0 | 0.01 | 0.01 | 0.01 | 0.01 | 0 | 0 | 0 | 0 | 0 | 0
MISO_W_2_MAPP_US | MISO_W | MAPP_US | 2030 | B09 | 800 | 0 | 2300 | 0 | 0 | 0 | 0 | 0 | 0 | 0 | 0 | 0 | 0 | 0
MISO_W_2_MAPP_US | MISO_W | MAPP_US | 2030 | B10 | 1262 | 0 | 2300 | 0 | 0 | 0 | 0 | 0 | 0 | 0 | 0 | 0 | 0 | 0
MISO_W_2_MAPP_US | MISO_W | MAPP_US | 2030 | B11 | 25 | 25 | 2300 | 0 | 0.14 | 0.1 | 0.16 | 0.12 | 0 | 0 | 0 | 0 | 0 | 0
MISO_W_2_MAPP_US | MISO_W | MAPP_US | 2030 | B12 | 200 | 200 | 2300 | 0 | 0.02 | 0.01 | 0.02 | 0.01 | 0 | 0 | 0 | 0 | 0 | 0
MISO_W_2_MAPP_US | MISO_W | MAPP_US | 2030 | B13 | 600 | 600 | 2300 | 0 | 0.01 | 0 | 0.01 | 0 | 0 | 0 | 0 | 0 | 0 | 0
MISO_W_2_MAPP_US | MISO_W | MAPP_US | 2030 | B14 | 900 | 0 | 2300 | 0 | 0 | 0 | 0 | 0 | 0 | 0 | 0 | 0 | 0 | 0
MISO_W_2_MAPP_US | MISO_W | MAPP_US | 2030 | B15 | 1203 | 0 | 2300 | 0 | 0 | 0 | 0 | 0 | 0 | 0 | 0 | 0 | 0 | 0
MISO_W_2_MAPP_US | MISO_W | MAPP_US | 2030 | B16 | 25 | 25 | 2300 | 0 | 0.14 | 0.1 | 0.15 | 0.11 | 0 | 0 | 0 | 0 | 0 | 0
MISO_W_2_MAPP_US | MISO_W | MAPP_US | 2030 | B17 | 100 | 100 | 2300 | 0 | 0.04 | 0.03 | 0.04 | 0.03 | 0 | 0 | 0 | 0 | 0 | 0
MISO_W_2_MAPP_US | MISO_W | MAPP_US | 2030 | B18 | 400 | 400 | 2300 | 0 | 0.01 | 0.01 | 0.01 | 0.01 | 0 | 0 | 0 | 0 | 0 | 0
MISO_W_2_MAPP_US | MISO_W | MAPP_US | 2030 | B19 | 700 | 700 | 2300 | 0 | 0.01 | 0 | 0.01 | 0 | 0 | 0 | 0 | 0 | 0 | 0
MISO_W_2_MAPP_US | MISO_W | MAPP_US | 2030 | B20 | 935 | 0 | 2300 | 0 | 0 | 0 | 0 | 0 | 0 | 0 | 0 | 0 | 0 | 0
MISO_W_2_MAPP_US | MISO_W | MAPP_US | 2035 | B01 | 10 | 10 | 2300 | 0 | 0.41 | 0.31 | 0.44 | 0.35 | 0 | 0 | 0 | 0 | 0 | 0
MISO_W_2_MAPP_US | MISO_W | MAPP_US | 2035 | B02 | 25 | 25 | 2300 | 0 | 0.16 | 0.12 | 0.17 | 0.13 | 0 | 0 | 0 | 0 | 0 | 0
MISO_W_2_MAPP_US | MISO_W | MAPP_US | 2035 | B03 | 75 | 75 | 2300 | 0 | 0.06 | 0.04 | 0.06 | 0.05 | 0 | 0 | 0 | 0 | 0 | 0
MISO_W_2_MAPP_US | MISO_W | MAPP_US | 2035 | B04 | 100 | 100 | 2300 | 0 | 0.04 | 0.03 | 0.05 | 0.04 | 0 | 0 | 0 | 0 | 0 | 0
MISO_W_2_MAPP_US | MISO_W | MAPP_US | 2035 | B05 | 200 | 200 | 2300 | 0 | 0.02 | 0.02 | 0.02 | 0.02 | 0 | 0 | 0 | 0 | 0 | 0
MISO_W_2_MAPP_US | MISO_W | MAPP_US | 2035 | B06 | 300 | 300 | 2300 | 0 | 0.02 | 0.01 | 0.02 | 0.01 | 0 | 0 | 0 | 0 | 0 | 0
MISO_W_2_MAPP_US | MISO_W | MAPP_US | 2035 | B07 | 400 | 400 | 2300 | 0 | 0.01 | 0.01 | 0.02 | 0.01 | 0 | 0 | 0 | 0 | 0 | 0
MISO_W_2_MAPP_US | MISO_W | MAPP_US | 2035 | B08 | 500 | 500 | 2300 | 0 | 0.01 | 0.01 | 0.01 | 0.01 | 0 | 0 | 0 | 0 | 0 | 0
MISO_W_2_MAPP_US | MISO_W | MAPP_US | 2035 | B09 | 800 | 800 | 2300 | 0 | 0.01 | 0 | 0.01 | 0 | 0 | 0 | 0 | 0 | 0 | 0
MISO_W_2_MAPP_US | MISO_W | MAPP_US | 2035 | B10 | 1262 | 0 | 2300 | 0 | 0 | 0 | 0 | 0 | 0 | 0 | 0 | 0 | 0 | 0
MISO_W_2_MAPP_US | MISO_W | MAPP_US | 2035 | B11 | 25 | 25 | 2300 | 0 | 0.11 | 0.13 | 0.12 | 0.14 | 0 | 0 | 0 | 0 | 0 | 0
MISO_W_2_MAPP_US | MISO_W | MAPP_US | 2035 | B12 | 200 | 200 | 2300 | 0 | 0.02 | 0.01 | 0.02 | 0.01 | 0 | 0 | 0 | 0 | 0 | 0
MISO_W_2_MAPP_US | MISO_W | MAPP_US | 2035 | B13 | 600 | 600 | 2300 | 0 | 0.01 | 0 | 0.01 | 0 | 0 | 0 | 0 | 0 | 0 | 0
MISO_W_2_MAPP_US | MISO_W | MAPP_US | 2035 | B14 | 900 | 900 | 2300 | 0 | 0.01 | 0 | 0.01 | 0 | 0 | 0 | 0 | 0 | 0 | 0
MISO_W_2_MAPP_US | MISO_W | MAPP_US | 2035 | B15 | 1203 | 0 | 2300 | 0 | 0 | 0 | 0 | 0 | 0 | 0 | 0 | 0 | 0 | 0
MISO_W_2_MAPP_US | MISO_W | MAPP_US | 2035 | B16 | 25 | 25 | 2300 | 0 | 0.13 | 0.09 | 0.14 | 0.1 | 0 | 0 | 0 | 0 | 0 | 0
MISO_W_2_MAPP_US | MISO_W | MAPP_US | 2035 | B17 | 100 | 100 | 2300 | 0 | 0.04 | 0.02 | 0.04 | 0.03 | 0 | 0 | 0 | 0 | 0 | 0
MISO_W_2_MAPP_US | MISO_W | MAPP_US | 2035 | B18 | 400 | 400 | 2300 | 0 | 0.01 | 0.01 | 0.01 | 0.01 | 0 | 0 | 0 | 0 | 0 | 0
MISO_W_2_MAPP_US | MISO_W | MAPP_US | 2035 | B19 | 700 | 700 | 2300 | 0 | 0.01 | 0 | 0.01 | 0 | 0 | 0 | 0 | 0 | 0 | 0
MISO_W_2_MAPP_US | MISO_W | MAPP_US | 2035 | B20 | 935 | 935 | 2300 | 0 | 0 | 0 | 0.01 | 0 | 0 | 0 | 0 | 0 | 0 | 0
MISO_W_2_MAPP_US | MISO_W | MAPP_US | 2040 | B01 | 10 | 10 | 2300 | 0 | 0.52 | 0.38 | 0.55 | 0.43 | 0 | 0 | 0 | 0 | 0 | 0
MISO_W_2_MAPP_US | MISO_W | MAPP_US | 2040 | B02 | 25 | 25 | 2300 | 0 | 0.2 | 0.12 | 0.21 | 0.13 | 0 | 0 | 0 | 0 | 0 | 0
MISO_W_2_MAPP_US | MISO_W | MAPP_US | 2040 | B03 | 75 | 75 | 2300 | 0 | 0.07 | 0.06 | 0.08 | 0.06 | 0 | 0 | 0 | 0 | 0 | 0
MISO_W_2_MAPP_US | MISO_W | MAPP_US | 2040 | B04 | 100 | 100 | 2300 | 0 | 0.06 | 0.06 | 0.06 | 0.06 | 0 | 0 | 0 | 0 | 0 | 0
MISO_W_2_MAPP_US | MISO_W | MAPP_US | 2040 | B05 | 200 | 200 | 2300 | 0 | 0.04 | 0.03 | 0.04 | 0.03 | 0 | 0 | 0 | 0 | 0 | 0
MISO_W_2_MAPP_US | MISO_W | MAPP_US | 2040 | B06 | 300 | 300 | 2300 | 0 | 0.02 | 0.02 | 0.02 | 0.03 | 0 | 0 | 0 | 0 | 0 | 0
MISO_W_2_MAPP_US | MISO_W | MAPP_US | 2040 | B07 | 400 | 400 | 2300 | 0 | 0.02 | 0.01 | 0.02 | 0.01 | 0 | 0 | 0 | 0 | 0 | 0
MISO_W_2_MAPP_US | MISO_W | MAPP_US | 2040 | B08 | 500 | 500 | 2300 | 0 | 0.01 | 0.01 | 0.01 | 0.01 | 0 | 0 | 0 | 0 | 0 | 0
MISO_W_2_MAPP_US | MISO_W | MAPP_US | 2040 | B09 | 800 | 800 | 2300 | 0 | 0.01 | 0 | 0.01 | 0 | 0 | 0 | 0 | 0 | 0 | 0
MISO_W_2_MAPP_US | MISO_W | MAPP_US | 2040 | B10 | 1262 | 0 | 2300 | 0 | 0 | 0 | 0 | 0 | 0 | 0 | 0 | 0 | 0 | 0
MISO_W_2_MAPP_US | MISO_W | MAPP_US | 2040 | B11 | 25 | 25 | 2300 | 0 | 0.12 | 0.16 | 0.13 | 0.17 | 0 | 0 | 0 | 0 | 0 | 0
MISO_W_2_MAPP_US | MISO_W | MAPP_US | 2040 | B12 | 200 | 200 | 2300 | 0 | 0.01 | 0.01 | 0.01 | 0.01 | 0 | 0 | 0 | 0 | 0 | 0
MISO_W_2_MAPP_US | MISO_W | MAPP_US | 2040 | B13 | 600 | 0 | 2300 | 0 | 0 | 0 | 0 | 0 | 0 | 0 | 0 | 0 | 0 | 0
MISO_W_2_MAPP_US | MISO_W | MAPP_US | 2040 | B14 | 900 | 0 | 2300 | 0 | 0 | 0 | 0 | 0 | 0 | 0 | 0 | 0 | 0 | 0
MISO_W_2_MAPP_US | MISO_W | MAPP_US | 2040 | B15 | 1203 | 0 | 2300 | 0 | 0 | 0 | 0 | 0 | 0 | 0 | 0 | 0 | 0 | 0
MISO_W_2_MAPP_US | MISO_W | MAPP_US | 2040 | B16 | 25 | 25 | 2300 | 0 | 0.1 | 0.09 | 0.11 | 0.1 | 0 | 0 | 0 | 0 | 0 | 0
MISO_W_2_MAPP_US | MISO_W | MAPP_US | 2040 | B17 | 100 | 100 | 2300 | 0 | 0.03 | 0.03 | 0.03 | 0.03 | 0 | 0 | 0 | 0 | 0 | 0
MISO_W_2_MAPP_US | MISO_W | MAPP_US | 2040 | B18 | 400 | 400 | 2300 | 0 | 0.01 | 0.01 | 0.01 | 0.01 | 0 | 0 | 0 | 0 | 0 | 0
MISO_W_2_MAPP_US | MISO_W | MAPP_US | 2040 | B19 | 700 | 700 | 2300 | 0 | 0.01 | 0 | 0.01 | 0 | 0 | 0 | 0 | 0 | 0 | 0
MISO_W_2_MAPP_US | MISO_W | MAPP_US | 2040 | B20 | 935 | 935 | 2300 | 0 | 0.01 | 0 | 0.01 | 0 | 0 | 0 | 0 | 0 | 0 | 0
MISO_W_2_MAPP_US | MISO_W | MAPP_US | 2045 | B01 | 10 | 10 | 2300 | 0 | 0.67 | 0.5 | 0.76 | 0.57 | 0 | 0 | 0 | 0 | 0 | 0
MISO_W_2_MAPP_US | MISO_W | MAPP_US | 2045 | B02 | 25 | 25 | 2300 | 0 | 0.21 | 0.16 | 0.23 | 0.18 | 0 | 0 | 0 | 0 | 0 | 0
MISO_W_2_MAPP_US | MISO_W | MAPP_US | 2045 | B03 | 75 | 75 | 2300 | 0 | 0.1 | 0.07 | 0.1 | 0.08 | 0 | 0 | 0 | 0 | 0 | 0
MISO_W_2_MAPP_US | MISO_W | MAPP_US | 2045 | B04 | 100 | 100 | 2300 | 0 | 0.1 | 0.06 | 0.1 | 0.06 | 0 | 0 | 0 | 0 | 0 | 0
MISO_W_2_MAPP_US | MISO_W | MAPP_US | 2045 | B05 | 200 | 200 | 2300 | 0 | 0.04 | 0.04 | 0.04 | 0.04 | 0 | 0 | 0 | 0 | 0 | 0
MISO_W_2_MAPP_US | MISO_W | MAPP_US | 2045 | B06 | 300 | 300 | 2300 | 0 | 0.04 | 0.03 | 0.04 | 0.03 | 0 | 0 | 0 | 0 | 0 | 0
MISO_W_2_MAPP_US | MISO_W | MAPP_US | 2045 | B07 | 400 | 400 | 2300 | 0 | 0.02 | 0.01 | 0.02 | 0.01 | 0 | 0 | 0 | 0 | 0 | 0
MISO_W_2_MAPP_US | MISO_W | MAPP_US | 2045 | B08 | 500 | 500 | 2300 | 0 | 0.01 | 0.01 | 0.01 | 0.01 | 0 | 0 | 0 | 0 | 0 | 0
MISO_W_2_MAPP_US | MISO_W | MAPP_US | 2045 | B09 | 800 | 800 | 2300 | 0 | 0.01 | 0.01 | 0.01 | 0.01 | 0 | 0 | 0 | 0 | 0 | 0
MISO_W_2_MAPP_US | MISO_W | MAPP_US | 2045 | B10 | 1262 | 1262 | 2300 | 0 | 0.01 | 0 | 0.01 | 0 | 0 | 0 | 0 | 0 | 0 | 0
MISO_W_2_MAPP_US | MISO_W | MAPP_US | 2045 | B11 | 25 | 25 | 2300 | 0 | 0.15 | 0.16 | 0.18 | 0.18 | 0 | 0 | 0 | 0 | 0 | 0
MISO_W_2_MAPP_US | MISO_W | MAPP_US | 2045 | B12 | 200 | 200 | 2300 | 0 | 0.02 | 0.02 | 0.02 | 0.02 | 0 | 0 | 0 | 0 | 0 | 0
MISO_W_2_MAPP_US | MISO_W | MAPP_US | 2045 | B13 | 600 | 600 | 2300 | 0 | 0.01 | 0.01 | 0.01 | 0.01 | 0 | 0 | 0 | 0 | 0 | 0
MISO_W_2_MAPP_US | MISO_W | MAPP_US | 2045 | B14 | 900 | 900 | 2300 | 0 | 0.01 | 0.01 | 0.01 | 0.01 | 0 | 0 | 0 | 0 | 0 | 0
MISO_W_2_MAPP_US | MISO_W | MAPP_US | 2045 | B15 | 1203 | 1203 | 2300 | 0 | 0.01 | 0 | 0.01 | 0 | 0 | 0 | 0 | 0 | 0 | 0
MISO_W_2_MAPP_US | MISO_W | MAPP_US | 2045 | B16 | 25 | 25 | 2300 | 0 | 0.15 | 0.16 | 0.17 | 0.18 | 0 | 0 | 0 | 0 | 0 | 0
MISO_W_2_MAPP_US | MISO_W | MAPP_US | 2045 | B17 | 100 | 100 | 2300 | 0 | 0.04 | 0.04 | 0.04 | 0.05 | 0 | 0 | 0 | 0 | 0 | 0
MISO_W_2_MAPP_US | MISO_W | MAPP_US | 2045 | B18 | 400 | 400 | 2300 | 0 | 0.01 | 0.01 | 0.01 | 0.01 | 0 | 0 | 0 | 0 | 0 | 0
MISO_W_2_MAPP_US | MISO_W | MAPP_US | 2045 | B19 | 700 | 700 | 2300 | 0 | 0.01 | 0.01 | 0.01 | 0.01 | 0 | 0 | 0 | 0 | 0 | 0
MISO_W_2_MAPP_US | MISO_W | MAPP_US | 2045 | B20 | 935 | 935 | 2300 | 0 | 0.01 | 0.01 | 0.01 | 0.01 | 0 | 0 | 0 | 0 | 0 | 0
MISO_W_2_MAPP_US | MISO_W | MAPP_US | 2050 | B01 | 10 | 10 | 2300 | 0 | 0.3 | 0.23 | 0.33 | 0.25 | 0 | 0 | 0 | 0 | 0 | 0
MISO_W_2_MAPP_US | MISO_W | MAPP_US | 2050 | B02 | 25 | 25 | 2300 | 0 | 0.09 | 0.07 | 0.1 | 0.08 | 0 | 0 | 0 | 0 | 0 | 0
MISO_W_2_MAPP_US | MISO_W | MAPP_US | 2050 | B03 | 75 | 75 | 2300 | 0 | 0.04 | 0.03 | 0.05 | 0.03 | 0 | 0 | 0 | 0 | 0 | 0
MISO_W_2_MAPP_US | MISO_W | MAPP_US | 2050 | B04 | 100 | 100 | 2300 | 0 | 0.03 | 0.03 | 0.03 | 0.03 | 0 | 0 | 0 | 0 | 0 | 0
MISO_W_2_MAPP_US | MISO_W | MAPP_US | 2050 | B05 | 200 | 200 | 2300 | 0 | 0.02 | 0.01 | 0.02 | 0.01 | 0 | 0 | 0 | 0 | 0 | 0
MISO_W_2_MAPP_US | MISO_W | MAPP_US | 2050 | B06 | 300 | 300 | 2300 | 0 | 0.01 | 0.01 | 0.01 | 0.01 | 0 | 0 | 0 | 0 | 0 | 0
MISO_W_2_MAPP_US | MISO_W | MAPP_US | 2050 | B07 | 400 | 400 | 2300 | 0 | 0.01 | 0 | 0.01 | 0.01 | 0 | 0 | 0 | 0 | 0 | 0
MISO_W_2_MAPP_US | MISO_W | MAPP_US | 2050 | B08 | 500 | 0 | 2300 | 0 | 0 | 0 | 0 | 0 | 0 | 0 | 0 | 0 | 0 | 0
MISO_W_2_MAPP_US | MISO_W | MAPP_US | 2050 | B09 | 800 | 0 | 2300 | 0 | 0 | 0 | 0 | 0 | 0 | 0 | 0 | 0 | 0 | 0
MISO_W_2_MAPP_US | MISO_W | MAPP_US | 2050 | B10 | 1262 | 0 | 2300 | 0 | 0 | 0 | 0 | 0 | 0 | 0 | 0 | 0 | 0 | 0
MISO_W_2_MAPP_US | MISO_W | MAPP_US | 2050 | B11 | 25 | 25 | 2300 | 0 | 0.07 | 0.07 | 0.08 | 0.08 | 0 | 0 | 0 | 0 | 0 | 0
MISO_W_2_MAPP_US | MISO_W | MAPP_US | 2050 | B12 | 200 | 200 | 2300 | 0 | 0.01 | 0.01 | 0.01 | 0.01 | 0 | 0 | 0 | 0 | 0 | 0
MISO_W_2_MAPP_US | MISO_W | MAPP_US | 2050 | B13 | 600 | 600 | 2300 | 0 | 0.01 | 0 | 0.01 | 0 | 0 | 0 | 0 | 0 | 0 | 0
MISO_W_2_MAPP_US | MISO_W | MAPP_US | 2050 | B14 | 900 | 0 | 2300 | 0 | 0 | 0 | 0 | 0 | 0 | 0 | 0 | 0 | 0 | 0
MISO_W_2_MAPP_US | MISO_W | MAPP_US | 2050 | B15 | 1203 | 0 | 2300 | 0 | 0 | 0 | 0 | 0 | 0 | 0 | 0 | 0 | 0 | 0
MISO_W_2_MAPP_US | MISO_W | MAPP_US | 2050 | B16 | 25 | 25 | 2300 | 0 | 0.07 | 0.07 | 0.08 | 0.08 | 0 | 0 | 0 | 0 | 0 | 0
MISO_W_2_MAPP_US | MISO_W | MAPP_US | 2050 | B17 | 100 | 100 | 2300 | 0 | 0.02 | 0.02 | 0.02 | 0.02 | 0 | 0 | 0 | 0 | 0 | 0
MISO_W_2_MAPP_US | MISO_W | MAPP_US | 2050 | B18 | 400 | 400 | 2300 | 0 | 0.01 | 0 | 0.01 | 0.01 | 0 | 0 | 0 | 0 | 0 | 0
MISO_W_2_MAPP_US | MISO_W | MAPP_US | 2050 | B19 | 700 | 0 | 2300 | 0 | 0 | 0 | 0 | 0 | 0 | 0 | 0 | 0 | 0 | 0
MISO_W_2_MAPP_US | MISO_W | MAPP_US | 2050 | B20 | 935 | 0 | 2300 | 0 | 0 | 0 | 0 | 0 | 0 | 0 | 0 | 0 | 0 | 0
MISO_W_2_MISO_MO-IL | MISO_W | MISO_MO-IL | 2015 | B01 | 10 | 10 | 3800 | 297.89 | 1684.83 | 2035.95 | 878.83 | 728.82 | 0 | 0 | 0 | 0 | 0 | 0
MISO_W_2_MISO_MO-IL | MISO_W | MISO_MO-IL | 2015 | B02 | 25 | 25 | 3800 | 502.69 | 1213.4 | 1531.57 | 323.14 | 243.25 | 0 | 0 | 0 | 0 | 0 | 0
MISO_W_2_MISO_MO-IL | MISO_W | MISO_MO-IL | 2015 | B03 | 75 | 75 | 3800 | 366.67 | 3561.92 | 3651.62 | 535.03 | 688.63 | 0 | 0 | 0 | 0 | 0 | 0
MISO_W_2_MISO_MO-IL | MISO_W | MISO_MO-IL | 2015 | B04 | 100 | 100 | 3800 | 0.11 | 3294.32 | 3592.53 | 154.7 | 139.07 | 0 | 0 | 0 | 0 | 0 | 0
MISO_W_2_MISO_MO-IL | MISO_W | MISO_MO-IL | 2015 | B05 | 200 | 200 | 3800 | 0.03 | 2865.72 | 3729.24 | 67.25 | 171.65 | 0 | 0 | 0 | 0 | 0 | 0
MISO_W_2_MISO_MO-IL | MISO_W | MISO_MO-IL | 2015 | B06 | 300 | 300 | 3800 | 0 | 407.78 | 987.37 | 35.69 | 27.23 | 0 | 0 | 0 | 0 | 0 | 0
MISO_W_2_MISO_MO-IL | MISO_W | MISO_MO-IL | 2015 | B07 | 400 | 400 | 3800 | 0.02 | 2.14 | 1770.99 | 2.13 | 23.72 | 0 | 0 | 0 | 0 | 0 | 0
MISO_W_2_MISO_MO-IL | MISO_W | MISO_MO-IL | 2015 | B08 | 500 | 500 | 3800 | 0.01 | 1296.01 | 1528.5 | 23.97 | 18.99 | 0 | 0 | 0 | 0 | 0 | 0
MISO_W_2_MISO_MO-IL | MISO_W | MISO_MO-IL | 2015 | B09 | 800 | 800 | 3800 | 0.01 | 1.15 | 37.07 | 1.12 | 6.58 | 0 | 0 | 0 | 0 | 0 | 0
MISO_W_2_MISO_MO-IL | MISO_W | MISO_MO-IL | 2015 | B10 | 1262 | 1262 | 3800 | 519.07 | 349.28 | 351.76 | 8.55 | 6.41 | 0 | 0 | 0 | 0 | 0 | 0
MISO_W_2_MISO_MO-IL | MISO_W | MISO_MO-IL | 2015 | B11 | 25 | 25 | 3800 | 622.32 | 2835.98 | 3170.97 | 599.27 | 538.76 | 0 | 0 | 0 | 0 | 0 | 0
MISO_W_2_MISO_MO-IL | MISO_W | MISO_MO-IL | 2015 | B12 | 200 | 200 | 3800 | 1850.91 | 2817.24 | 3683.12 | 74.46 | 79.07 | 0 | 0 | 0 | 0 | 0 | 0
MISO_W_2_MISO_MO-IL | MISO_W | MISO_MO-IL | 2015 | B13 | 600 | 600 | 3800 | 1304.63 | 2284.48 | 2621.38 | 25.04 | 19.18 | 0 | 0 | 0 | 0 | 0 | 0
MISO_W_2_MISO_MO-IL | MISO_W | MISO_MO-IL | 2015 | B14 | 900 | 900 | 3800 | 855.31 | 955.78 | 1973.98 | 14.26 | 12.6 | 0 | 0 | 0 | 0 | 0 | 0
MISO_W_2_MISO_MO-IL | MISO_W | MISO_MO-IL | 2015 | B15 | 1203 | 1203 | 3800 | 137.71 | 141.55 | 1.29 | 7.64 | 1.14 | 0 | 0 | 0 | 0 | 0 | 0
MISO_W_2_MISO_MO-IL | MISO_W | MISO_MO-IL | 2015 | B16 | 25 | 25 | 3800 | 1951.19 | 3242.29 | 3413.77 | 1594.68 | 2051.06 | 0 | 0 | 0 | 0 | 0 | 0
MISO_W_2_MISO_MO-IL | MISO_W | MISO_MO-IL | 2015 | B17 | 100 | 100 | 3800 | 1532.17 | 1508.21 | 1249.01 | 97.45 | 69.62 | 0 | 0 | 0 | 0 | 0 | 0
MISO_W_2_MISO_MO-IL | MISO_W | MISO_MO-IL | 2015 | B18 | 400 | 400 | 3800 | 0.03 | 1269.78 | 1248.81 | 30.27 | 21.82 | 0 | 0 | 0 | 0 | 0 | 0
MISO_W_2_MISO_MO-IL | MISO_W | MISO_MO-IL | 2015 | B19 | 700 | 700 | 3800 | 0.01 | 488.37 | 282.09 | 15.5 | 10.14 | 0 | 0 | 0 | 0 | 0 | 0
MISO_W_2_MISO_MO-IL | MISO_W | MISO_MO-IL | 2015 | B20 | 935 | 935 | 3800 | 0.01 | 0.92 | 0.71 | 0.91 | 0.71 | 0 | 0 | 0 | 0 | 0 | 0
MISO_W_2_MISO_MO-IL | MISO_W | MISO_MO-IL | 2020 | B01 | 10 | 10 | 3800 | 0.68 | 14.46 | 27.08 | 18.41 | 37.66 | 0 | 0 | 0 | 0 | 0 | 0
MISO_W_2_MISO_MO-IL | MISO_W | MISO_MO-IL | 2020 | B02 | 25 | 25 | 3800 | 0.29 | 4.01 | 393.18 | 4.46 | 175.32 | 0 | 0 | 0 | 0 | 0 | 0
MISO_W_2_MISO_MO-IL | MISO_W | MISO_MO-IL | 2020 | B03 | 75 | 75 | 3800 | 0 | 0.5 | 1170.44 | 0.56 | 109.21 | 0 | 0 | 0 | 0 | 0 | 0
MISO_W_2_MISO_MO-IL | MISO_W | MISO_MO-IL | 2020 | B04 | 100 | 100 | 3800 | 0 | 27.88 | 2247.93 | 23.68 | 103.97 | 0 | 0 | 0 | 0 | 0 | 0
MISO_W_2_MISO_MO-IL | MISO_W | MISO_MO-IL | 2020 | B05 | 200 | 200 | 3800 | 0.04 | 4.39 | 1871.82 | 4.36 | 53.23 | 0 | 0 | 0 | 0 | 0 | 0
MISO_W_2_MISO_MO-IL | MISO_W | MISO_MO-IL | 2020 | B06 | 300 | 300 | 3800 | 0.05 | 180.09 | 926.09 | 31.67 | 31.47 | 0 | 0 | 0 | 0 | 0 | 0
MISO_W_2_MISO_MO-IL | MISO_W | MISO_MO-IL | 2020 | B07 | 400 | 400 | 3800 | 0.02 | 2.3 | 1525.1 | 2.25 | 28.19 | 0 | 0 | 0 | 0 | 0 | 0
MISO_W_2_MISO_MO-IL | MISO_W | MISO_MO-IL | 2020 | B08 | 500 | 500 | 3800 | 0.02 | 2.95 | 1188.28 | 2.77 | 21.71 | 0 | 0 | 0 | 0 | 0 | 0
MISO_W_2_MISO_MO-IL | MISO_W | MISO_MO-IL | 2020 | B09 | 800 | 800 | 3800 | 0 | 1.29 | 605.48 | 1.27 | 13.08 | 0 | 0 | 0 | 0 | 0 | 0
MISO_W_2_MISO_MO-IL | MISO_W | MISO_MO-IL | 2020 | B10 | 1262 | 1262 | 3800 | 0 | 0.06 | 0.1 | 0.07 | 0.11 | 0 | 0 | 0 | 0 | 0 | 0
MISO_W_2_MISO_MO-IL | MISO_W | MISO_MO-IL | 2020 | B11 | 25 | 25 | 3800 | 575.04 | 1981.99 | 1536.49 | 528.47 | 317.58 | 0 | 0 | 0 | 0 | 0 | 0
MISO_W_2_MISO_MO-IL | MISO_W | MISO_MO-IL | 2020 | B12 | 200 | 200 | 3800 | 0.04 | 646.97 | 3727.95 | 55.89 | 914.55 | 0 | 0 | 0 | 0 | 0 | 0
MISO_W_2_MISO_MO-IL | MISO_W | MISO_MO-IL | 2020 | B13 | 600 | 600 | 3800 | 0.03 | 210.59 | 3425.3 | 17.63 | 29.04 | 0 | 0 | 0 | 0 | 0 | 0
MISO_W_2_MISO_MO-IL | MISO_W | MISO_MO-IL | 2020 | B14 | 900 | 900 | 3800 | 0 | 1.1 | 2054.12 | 1.1 | 16.78 | 0 | 0 | 0 | 0 | 0 | 0
MISO_W_2_MISO_MO-IL | MISO_W | MISO_MO-IL | 2020 | B15 | 1203 | 1203 | 3800 | 0 | 0.14 | 1045.31 | 0.15 | 11.56 | 0 | 0 | 0 | 0 | 0 | 0
MISO_W_2_MISO_MO-IL | MISO_W | MISO_MO-IL | 2020 | B16 | 25 | 25 | 3800 | 3187.17 | 3228.06 | 3386.04 | 4123.88 | 9859.18 | 0 | 0 | 0 | 0 | 0 | 0
MISO_W_2_MISO_MO-IL | MISO_W | MISO_MO-IL | 2020 | B17 | 100 | 100 | 3800 | 1460.84 | 3608.54 | 3684.16 | 866.57 | 5445.74 | 0 | 0 | 0 | 0 | 0 | 0
MISO_W_2_MISO_MO-IL | MISO_W | MISO_MO-IL | 2020 | B18 | 400 | 400 | 3800 | 0.02 | 2152.57 | 3761.85 | 47.05 | 840.55 | 0 | 0 | 0 | 0 | 0 | 0
MISO_W_2_MISO_MO-IL | MISO_W | MISO_MO-IL | 2020 | B19 | 700 | 700 | 3800 | 0 | 0.19 | 1813.62 | 0.2 | 20.87 | 0 | 0 | 0 | 0 | 0 | 0
MISO_W_2_MISO_MO-IL | MISO_W | MISO_MO-IL | 2020 | B20 | 935 | 935 | 3800 | 0 | 0.19 | 2658.16 | 0.19 | 18.49 | 0 | 0 | 0 | 0 | 0 | 0
MISO_W_2_MISO_MO-IL | MISO_W | MISO_MO-IL | 2025 | B01 | 10 | 10 | 3800 | 3799.95 | 3799.66 | 3799.26 | 4.71 | 13.77 | 0.51041 | 10.1607 | 3.383 | 0.00091586 | 10.9459 | 3.6486
MISO_W_2_MISO_MO-IL | MISO_W | MISO_MO-IL | 2025 | B02 | 25 | 25 | 3800 | 2820.23 | 3799.87 | 3799.71 | 3065.09 | 10838.41 | 0 | 10.9323 | 3.6322 | 0 | 10.9459 | 3.6486
MISO_W_2_MISO_MO-IL | MISO_W | MISO_MO-IL | 2025 | B03 | 75 | 75 | 3800 | 1247.68 | 3799.85 | 3799.9 | 0.08 | 7199.6 | 0 | 3.2286 | 3.6322 | 0 | 10.9459 | 3.6486
MISO_W_2_MISO_MO-IL | MISO_W | MISO_MO-IL | 2025 | B04 | 100 | 100 | 3800 | 2416.82 | 3799.89 | 3799.92 | 0.07 | 5162.08 | 0 | 3.2286 | 3.6322 | 0 | 10.9459 | 3.6486
MISO_W_2_MISO_MO-IL | MISO_W | MISO_MO-IL | 2025 | B05 | 200 | 200 | 3800 | 2428.42 | 3799.94 | 3799.96 | 0.03 | 2313.72 | 0 | 3.2286 | 3.6322 | 0 | 10.9459 | 3.6486
MISO_W_2_MISO_MO-IL | MISO_W | MISO_MO-IL | 2025 | B06 | 300 | 300 | 3800 | 45.19 | 3799.69 | 3799.97 | 0.01 | 721.27 | 0 | 0.64098 | 3.6322 | 0 | 10.9459 | 3.6486
MISO_W_2_MISO_MO-IL | MISO_W | MISO_MO-IL | 2025 | B07 | 400 | 400 | 3800 | 3132.95 | 3799.98 | 3799.98 | 0.09 | 7490.73 | 0 | 3.2643 | 3.6322 | 0 | 10.9459 | 3.6486
MISO_W_2_MISO_MO-IL | MISO_W | MISO_MO-IL | 2025 | B08 | 500 | 500 | 3800 | 3800 | 3799.99 | 3799.98 | 2.04 | 5651.31 | 5.5908 | 10.6711 | 3.6322 | 0.50159 | 10.9459 | 3.6486
MISO_W_2_MISO_MO-IL | MISO_W | MISO_MO-IL | 2025 | B09 | 800 | 800 | 3800 | 3000.55 | 3799.99 | 3799.99 | 958.72 | 5961.96 | 0 | 10.9323 | 3.6322 | 0 | 10.9459 | 3.6486
MISO_W_2_MISO_MO-IL | MISO_W | MISO_MO-IL | 2025 | B10 | 1262 | 1262 | 3800 | 3492.09 | 3800 | 3799.99 | 3224.14 | 20199.48 | 0 | 10.9323 | 3.6322 | 0 | 10.9459 | 3.6486
MISO_W_2_MISO_MO-IL | MISO_W | MISO_MO-IL | 2025 | B11 | 25 | 25 | 3800 | 3104.22 | 3799.79 | 3799.71 | 0.65 | 6517.96 | 0 | 5.8519 | 3.6322 | 0 | 10.9459 | 3.6486
MISO_W_2_MISO_MO-IL | MISO_W | MISO_MO-IL | 2025 | B12 | 200 | 200 | 3800 | 3800 | 3799.98 | 3799.96 | 93.06 | 6939.92 | 4.7243 | 10.9323 | 3.6322 | 0.16954 | 10.9459 | 3.6486
MISO_W_2_MISO_MO-IL | MISO_W | MISO_MO-IL | 2025 | B13 | 600 | 600 | 3800 | 3800 | 3799.99 | 3799.99 | 2.98 | 7739.43 | 2.1129 | 10.8967 | 3.6322 | 0.22747 | 10.9459 | 3.6486
MISO_W_2_MISO_MO-IL | MISO_W | MISO_MO-IL | 2025 | B14 | 900 | 900 | 3800 | 3800 | 3800 | 3799.99 | 0.2 | 11949.93 | 5.8638 | 10.1607 | 3.6322 | 0.94696 | 10.9459 | 3.6486
MISO_W_2_MISO_MO-IL | MISO_W | MISO_MO-IL | 2025 | B15 | 1203 | 1203 | 3800 | 3800 | 3800 | 3799.99 | 2531.76 | 21371.28 | 52.1093 | 10.9323 | 3.6322 | 11.2484 | 10.9459 | 3.6486
MISO_W_2_MISO_MO-IL | MISO_W | MISO_MO-IL | 2025 | B16 | 25 | 25 | 3800 | 3800 | 3799.87 | 3799.71 | 2498.46 | 12361.8 | 14.4814 | 10.9323 | 3.6322 | 0.064962 | 10.9459 | 3.6486
MISO_W_2_MISO_MO-IL | MISO_W | MISO_MO-IL | 2025 | B17 | 100 | 100 | 3800 | 3800 | 3799.97 | 3799.92 | 414.11 | 7265.82 | 3.4186 | 10.9323 | 3.6322 | 0.061341 | 10.9459 | 3.6486
MISO_W_2_MISO_MO-IL | MISO_W | MISO_MO-IL | 2025 | B18 | 400 | 400 | 3800 | 3800 | 3799.99 | 3799.98 | 2659.82 | 5243.84 | 3.4186 | 10.9323 | 3.6322 | 0.24537 | 10.9459 | 3.6486
MISO_W_2_MISO_MO-IL | MISO_W | MISO_MO-IL | 2025 | B19 | 700 | 700 | 3800 | 3800 | 3799.99 | 3799.99 | 1.53 | 3996.89 | 1.0683 | 10.8017 | 3.6322 | 0.13418 | 10.9459 | 3.6486
MISO_W_2_MISO_MO-IL | MISO_W | MISO_MO-IL | 2025 | B20 | 935 | 935 | 3800 | 3800 | 3800 | 3799.99 | 4192.39 | 10471.24 | 5.9231 | 10.9323 | 3.6322 | 0.99374 | 10.9459 | 3.6486
MISO_W_2_MISO_MO-IL | MISO_W | MISO_MO-IL | 2030 | B01 | 10 | 10 | 3800 | 0.01 | 3799.75 | 3799.64 | 0.33 | 2.32 | 0 | 16.7604 | 9.3536 | 0 | 32.1483 | 10.7161
MISO_W_2_MISO_MO-IL | MISO_W | MISO_MO-IL | 2030 | B02 | 25 | 25 | 3800 | 0.03 | 3799.91 | 3799.85 | 0.17 | 0.98 | 0 | 20.6419 | 9.3536 | 0 | 32.1483 | 10.7161
MISO_W_2_MISO_MO-IL | MISO_W | MISO_MO-IL | 2030 | B03 | 75 | 75 | 3800 | 0 | 3799.71 | 3799.95 | 0.03 | 0.32 | 0 | 1.5906 | 9.3536 | 0 | 32.1483 | 10.7161
MISO_W_2_MISO_MO-IL | MISO_W | MISO_MO-IL | 2030 | B04 | 100 | 100 | 3800 | 0 | 3799.91 | 3799.95 | 0.02 | 0.13 | 0 | 4.6174 | 7.6205 | 0 | 32.1483 | 10.7161
MISO_W_2_MISO_MO-IL | MISO_W | MISO_MO-IL | 2030 | B05 | 200 | 200 | 3800 | 0 | 3799.95 | 3799.97 | 0.01 | 0.05 | 0 | 4.6174 | 6.8965 | 0 | 32.1483 | 10.7161
MISO_W_2_MISO_MO-IL | MISO_W | MISO_MO-IL | 2030 | B06 | 300 | 300 | 3800 | 0 | 3799.91 | 3799.98 | 0.01 | 0.04 | 0 | 1.5787 | 7.4306 | 0 | 32.1483 | 10.7161
MISO_W_2_MISO_MO-IL | MISO_W | MISO_MO-IL | 2030 | B07 | 400 | 400 | 3800 | 1089.25 | 3799.99 | 3799.99 | 0.01 | 0.03 | 0 | 11.9887 | 7.4306 | 0 | 32.1483 | 10.7161
MISO_W_2_MISO_MO-IL | MISO_W | MISO_MO-IL | 2030 | B08 | 500 | 500 | 3800 | 1888.97 | 3799.99 | 3799.99 | 0.01 | 0.04 | 0 | 16.2619 | 8.9975 | 0 | 32.1483 | 10.7161
MISO_W_2_MISO_MO-IL | MISO_W | MISO_MO-IL | 2030 | B09 | 800 | 0 | 3800 | 1746.56 | 3800 | 3799.99 | 0 | 0.02 | 0 | 18.1848 | 7.5018 | 0 | 32.1483 | 10.7161
MISO_W_2_MISO_MO-IL | MISO_W | MISO_MO-IL | 2030 | B10 | 1262 | 0 | 3800 | 3680.32 | 3800 | 3800 | 0 | 0.02 | 0 | 20.8675 | 8.9737 | 0 | 32.1483 | 10.7161
MISO_W_2_MISO_MO-IL | MISO_W | MISO_MO-IL | 2030 | B11 | 25 | 25 | 3800 | 0 | 3799.89 | 3799.83 | 0.13 | 0.56 | 0 | 16.7367 | 7.4544 | 0 | 32.1483 | 10.7161
MISO_W_2_MISO_MO-IL | MISO_W | MISO_MO-IL | 2030 | B12 | 200 | 200 | 3800 | 1562.17 | 3799.98 | 3799.98 | 0.02 | 0.1 | 0 | 15.8227 | 8.9975 | 0 | 32.1483 | 10.7161
MISO_W_2_MISO_MO-IL | MISO_W | MISO_MO-IL | 2030 | B13 | 600 | 600 | 3800 | 2873.89 | 3799.99 | 3799.99 | 0.01 | 0.04 | 0 | 15.8227 | 8.9975 | 0 | 32.1483 | 10.7161
MISO_W_2_MISO_MO-IL | MISO_W | MISO_MO-IL | 2030 | B14 | 900 | 0 | 3800 | 3800 | 3800 | 3800 | 0 | 0.02 | 52.1093 | 15.9651 | 8.9975 | 14.8272 | 32.1483 | 10.7161
MISO_W_2_MISO_MO-IL | MISO_W | MISO_MO-IL | 2030 | B15 | 1203 | 0 | 3800 | 3800 | 3800 | 3800 | 0 | 0.02 | 51.7176 | 18.7546 | 8.9737 | 19.67 | 32.1483 | 10.7161
MISO_W_2_MISO_MO-IL | MISO_W | MISO_MO-IL | 2030 | B16 | 25 | 25 | 3800 | 3799.99 | 3799.89 | 3799.85 | 0.13 | 0.81 | 2.006 | 15.8227 | 8.9975 | 0.015855 | 32.1483 | 10.7161
MISO_W_2_MISO_MO-IL | MISO_W | MISO_MO-IL | 2030 | B17 | 100 | 100 | 3800 | 3800 | 3799.97 | 3799.96 | 0.03 | 0.21 | 2.006 | 15.8227 | 8.9975 | 0.063422 | 32.1483 | 10.7161
MISO_W_2_MISO_MO-IL | MISO_W | MISO_MO-IL | 2030 | B18 | 400 | 400 | 3800 | 3778.57 | 3799.99 | 3799.99 | 0.01 | 0.05 | 0 | 15.8227 | 8.9975 | 0 | 32.1483 | 10.7161
MISO_W_2_MISO_MO-IL | MISO_W | MISO_MO-IL | 2030 | B19 | 700 | 0 | 3800 | 3439.03 | 3800 | 3799.99 | 0 | 0.03 | 0 | 15.799 | 8.9975 | 0 | 32.1483 | 10.7161
MISO_W_2_MISO_MO-IL | MISO_W | MISO_MO-IL | 2030 | B20 | 935 | 0 | 3800 | 3800 | 3800 | 3800 | 0 | 0.02 | 28.0369 | 17.532 | 8.9737 | 8.2879 | 32.1483 | 10.7161
MISO_W_2_MISO_MO-IL | MISO_W | MISO_MO-IL | 2035 | B01 | 10 | 10 | 3800 | 0 | 3799.63 | 3799.29 | 0.66 | 1.9 | 0 | 15.1461 | 5.6739 | 0 | 24.9001 | 8.3
MISO_W_2_MISO_MO-IL | MISO_W | MISO_MO-IL | 2035 | B02 | 25 | 25 | 3800 | 0.58 | 3799.88 | 3799.79 | 0.44 | 2972.62 | 0 | 19.3718 | 8.2853 | 0 | 24.9001 | 8.3
MISO_W_2_MISO_MO-IL | MISO_W | MISO_MO-IL | 2035 | B03 | 75 | 75 | 3800 | 0 | 3799.92 | 3799.93 | 0.06 | 16.15 | 0 | 9.3179 | 8.2734 | 0 | 24.9001 | 8.3
MISO_W_2_MISO_MO-IL | MISO_W | MISO_MO-IL | 2035 | B04 | 100 | 100 | 3800 | 0.12 | 3799.97 | 3799.93 | 0.09 | 0.32 | 0 | 18.173 | 6.4573 | 0 | 24.9001 | 8.3
MISO_W_2_MISO_MO-IL | MISO_W | MISO_MO-IL | 2035 | B05 | 200 | 200 | 3800 | 0 | 3799.96 | 3799.97 | 0.02 | 0.16 | 0 | 8.2497 | 6.4573 | 0 | 24.9001 | 8.3
MISO_W_2_MISO_MO-IL | MISO_W | MISO_MO-IL | 2035 | B06 | 300 | 300 | 3800 | 0 | 3799.95 | 3799.98 | 0.01 | 0.1 | 0 | 4.0833 | 6.4454 | 0 | 24.9001 | 8.3
MISO_W_2_MISO_MO-IL | MISO_W | MISO_MO-IL | 2035 | B07 | 400 | 400 | 3800 | 0 | 3799.98 | 3799.98 | 0.01 | 0.19 | 0 | 8.7957 | 7.6443 | 0 | 24.9001 | 8.3
MISO_W_2_MISO_MO-IL | MISO_W | MISO_MO-IL | 2035 | B08 | 500 | 500 | 3800 | 0.03 | 3799.99 | 3799.99 | 0.02 | 2840.92 | 0 | 19.17 | 8.2853 | 0 | 24.9001 | 8.3
MISO_W_2_MISO_MO-IL | MISO_W | MISO_MO-IL | 2035 | B09 | 800 | 800 | 3800 | 0 | 3799.99 | 3799.99 | 0.01 | 3274.23 | 0 | 15.5141 | 8.2853 | 0 | 24.9001 | 8.3
MISO_W_2_MISO_MO-IL | MISO_W | MISO_MO-IL | 2035 | B10 | 1262 | 1262 | 3800 | 3800 | 3800 | 3799.99 | 0.01 | 0.05 | 38.9692 | 19.1819 | 7.4781 | 11.1139 | 24.9001 | 8.3
MISO_W_2_MISO_MO-IL | MISO_W | MISO_MO-IL | 2035 | B11 | 25 | 25 | 3800 | 0 | 3799.87 | 3799.75 | 0.35 | 1.46 | 0 | 18.078 | 6.481 | 0 | 24.9001 | 8.3
MISO_W_2_MISO_MO-IL | MISO_W | MISO_MO-IL | 2035 | B12 | 200 | 200 | 3800 | 113.58 | 3799.98 | 3799.97 | 0.03 | 16.5 | 0 | 15.1105 | 8.2734 | 0 | 24.9001 | 8.3
MISO_W_2_MISO_MO-IL | MISO_W | MISO_MO-IL | 2035 | B13 | 600 | 600 | 3800 | 3115.04 | 3799.99 | 3799.99 | 0.01 | 0.09 | 0 | 15.5022 | 7.4781 | 0 | 24.9001 | 8.3
MISO_W_2_MISO_MO-IL | MISO_W | MISO_MO-IL | 2035 | B14 | 900 | 900 | 3800 | 3800 | 3800 | 3799.99 | 0.01 | 0.04 | 33.9601 | 17.2352 | 6.9796 | 6.9071 | 24.9001 | 8.3
MISO_W_2_MISO_MO-IL | MISO_W | MISO_MO-IL | 2035 | B15 | 1203 | 1203 | 3800 | 3800 | 3800 | 3799.99 | 0.01 | 0.03 | 46.7678 | 14.6951 | 6.9796 | 12.7145 | 24.9001 | 8.3
MISO_W_2_MISO_MO-IL | MISO_W | MISO_MO-IL | 2035 | B16 | 25 | 25 | 3800 | 3800 | 3799.85 | 3799.77 | 0.27 | 2.1 | 16.7842 | 15.1343 | 7.4662 | 0.094826 | 24.9001 | 8.3
MISO_W_2_MISO_MO-IL | MISO_W | MISO_MO-IL | 2035 | B17 | 100 | 100 | 3800 | 3800 | 3799.96 | 3799.94 | 0.07 | 0.51 | 16.2975 | 15.5022 | 7.4544 | 0.36831 | 24.9001 | 8.3
MISO_W_2_MISO_MO-IL | MISO_W | MISO_MO-IL | 2035 | B18 | 400 | 400 | 3800 | 3148.99 | 3799.99 | 3799.98 | 0.02 | 0.14 | 0 | 15.5022 | 7.4781 | 0 | 24.9001 | 8.3
MISO_W_2_MISO_MO-IL | MISO_W | MISO_MO-IL | 2035 | B19 | 700 | 700 | 3800 | 3041.73 | 3799.99 | 3799.99 | 0.01 | 0.07 | 0 | 16.2263 | 7.4544 | 0 | 24.9001 | 8.3
MISO_W_2_MISO_MO-IL | MISO_W | MISO_MO-IL | 2035 | B20 | 935 | 935 | 3800 | 3800 | 3800 | 3799.99 | 0.01 | 0.04 | 9.4723 | 15.0037 | 6.9796 | 2.0015 | 24.9001 | 8.3
MISO_W_2_MISO_MO-IL | MISO_W | MISO_MO-IL | 2040 | B01 | 10 | 10 | 3800 | 0.02 | 3799.51 | 3798.94 | 0.79 | 1.8 | 0 | 14.5289 | 4.8311 | 0 | 24.7144 | 8.2381
MISO_W_2_MISO_MO-IL | MISO_W | MISO_MO-IL | 2040 | B02 | 25 | 25 | 3800 | 1.38 | 3799.87 | 3799.73 | 1.36 | 3557.98 | 0 | 22.8141 | 8.2259 | 0 | 24.7144 | 8.2381
MISO_W_2_MISO_MO-IL | MISO_W | MISO_MO-IL | 2040 | B03 | 75 | 75 | 3800 | 0 | 3799.92 | 3799.91 | 0.09 | 629.14 | 0 | 12.1786 | 8.2259 | 0 | 24.7144 | 8.2381
MISO_W_2_MISO_MO-IL | MISO_W | MISO_MO-IL | 2040 | B04 | 100 | 100 | 3800 | 0 | 3799.87 | 3799.93 | 0.05 | 2360.7 | 0 | 4.9854 | 8.2259 | 0 | 24.7144 | 8.2381
MISO_W_2_MISO_MO-IL | MISO_W | MISO_MO-IL | 2040 | B05 | 200 | 200 | 3800 | 0 | 3799.68 | 3799.96 | 0.02 | 1476.63 | 0 | 1.0564 | 8.2259 | 0 | 24.7144 | 8.2381
MISO_W_2_MISO_MO-IL | MISO_W | MISO_MO-IL | 2040 | B06 | 300 | 300 | 3800 | 0 | 3089.41 | 3799.98 | 0.01 | 1148.06 | 0 | 0 | 8.2259 | 0 | 24.7144 | 8.2381
MISO_W_2_MISO_MO-IL | MISO_W | MISO_MO-IL | 2040 | B07 | 400 | 400 | 3800 | 0 | 3799.98 | 3799.98 | 0.02 | 3596.16 | 0 | 11.9887 | 8.2259 | 0 | 24.7144 | 8.2381
MISO_W_2_MISO_MO-IL | MISO_W | MISO_MO-IL | 2040 | B08 | 500 | 500 | 3800 | 954.21 | 3799.99 | 3799.99 | 0.09 | 6949.71 | 0 | 22.8498 | 8.2259 | 0 | 24.7144 | 8.2381
MISO_W_2_MISO_MO-IL | MISO_W | MISO_MO-IL | 2040 | B09 | 800 | 800 | 3800 | 2230.79 | 3800 | 3799.99 | 0.06 | 3854.02 | 0 | 23.1346 | 8.2259 | 0 | 24.7144 | 8.2381
MISO_W_2_MISO_MO-IL | MISO_W | MISO_MO-IL | 2040 | B10 | 1262 | 1262 | 3800 | 3800 | 3800 | 3799.99 | 0.01 | 0.02 | 15.4073 | 14.517 | 4.8311 | 5.7408 | 24.7144 | 8.2381
MISO_W_2_MISO_MO-IL | MISO_W | MISO_MO-IL | 2040 | B11 | 25 | 25 | 3800 | 0.01 | 3799.85 | 3799.73 | 0.6 | 5098.24 | 0 | 19.3244 | 8.2259 | 0 | 24.7144 | 8.2381
MISO_W_2_MISO_MO-IL | MISO_W | MISO_MO-IL | 2040 | B12 | 200 | 200 | 3800 | 2449.78 | 3799.97 | 3799.94 | 0.04 | 0.1 | 0 | 14.517 | 5.2347 | 0 | 24.7144 | 8.2381
MISO_W_2_MISO_MO-IL | MISO_W | MISO_MO-IL | 2040 | B13 | 600 | 600 | 3800 | 3342.31 | 3799.99 | 3799.98 | 0.01 | 0.03 | 0 | 14.517 | 5.1516 | 0 | 24.7144 | 8.2381
MISO_W_2_MISO_MO-IL | MISO_W | MISO_MO-IL | 2040 | B14 | 900 | 900 | 3800 | 3800 | 3799.99 | 3799.99 | 0.01 | 0.02 | 61.1661 | 14.517 | 4.843 | 16.2532 | 24.7144 | 8.2381
MISO_W_2_MISO_MO-IL | MISO_W | MISO_MO-IL | 2040 | B15 | 1203 | 1203 | 3800 | 3392.65 | 3799.99 | 3799.99 | 0.01 | 0.02 | 0 | 14.517 | 4.8311 | 0 | 24.7144 | 8.2381
MISO_W_2_MISO_MO-IL | MISO_W | MISO_MO-IL | 2040 | B16 | 25 | 25 | 3800 | 3800 | 3799.81 | 3799.59 | 0.35 | 0.84 | 79.4578 | 15.1936 | 5.2347 | 0.58649 | 24.7144 | 8.2381
MISO_W_2_MISO_MO-IL | MISO_W | MISO_MO-IL | 2040 | B17 | 100 | 100 | 3800 | 3800 | 3799.95 | 3799.89 | 0.08 | 0.2 | 79.4578 | 14.517 | 5.1516 | 2.346 | 24.7144 | 8.2381
MISO_W_2_MISO_MO-IL | MISO_W | MISO_MO-IL | 2040 | B18 | 400 | 400 | 3800 | 3800 | 3799.99 | 3799.97 | 0.02 | 0.05 | 24.7133 | 14.517 | 5.1516 | 2.9186 | 24.7144 | 8.2381
MISO_W_2_MISO_MO-IL | MISO_W | MISO_MO-IL | 2040 | B19 | 700 | 700 | 3800 | 3800 | 3799.99 | 3799.98 | 0.01 | 0.03 | 24.7133 | 14.517 | 5.1516 | 5.1076 | 24.7144 | 8.2381
MISO_W_2_MISO_MO-IL | MISO_W | MISO_MO-IL | 2040 | B20 | 935 | 935 | 3800 | 2617.23 | 3799.99 | 3799.99 | 0.01 | 0.02 | 0 | 14.517 | 4.8311 | 0 | 24.7144 | 8.2381
MISO_W_2_MISO_MO-IL | MISO_W | MISO_MO-IL | 2045 | B01 | 10 | 10 | 3800 | 4.16 | 3799.5 | 3798.92 | 27.63 | 66.78 | 0 | 18.5409 | 6.1724 | 0 | 18.8369 | 6.279
MISO_W_2_MISO_MO-IL | MISO_W | MISO_MO-IL | 2045 | B02 | 25 | 25 | 3800 | 1874.87 | 3799.8 | 3799.55 | 2088.77 | 9656.45 | 0 | 18.8258 | 6.2674 | 0 | 18.8369 | 6.279
MISO_W_2_MISO_MO-IL | MISO_W | MISO_MO-IL | 2045 | B03 | 75 | 75 | 3800 | 0.66 | 3799.91 | 3799.84 | 0.34 | 8113.45 | 0 | 13.5437 | 6.2674 | 0 | 18.8369 | 6.279
MISO_W_2_MISO_MO-IL | MISO_W | MISO_MO-IL | 2045 | B04 | 100 | 100 | 3800 | 0 | 3799.93 | 3799.88 | 0.24 | 7417.18 | 0 | 13.5318 | 6.2674 | 0 | 18.8369 | 6.279
MISO_W_2_MISO_MO-IL | MISO_W | MISO_MO-IL | 2045 | B05 | 200 | 200 | 3800 | 0.01 | 3799.59 | 3799.94 | 0.04 | 4576.87 | 0 | 0.90212 | 6.2674 | 0 | 18.8369 | 6.279
MISO_W_2_MISO_MO-IL | MISO_W | MISO_MO-IL | 2045 | B06 | 300 | 300 | 3800 | 0 | 3799.82 | 3799.96 | 0.02 | 4161.7 | 0 | 1.9467 | 6.2674 | 0 | 18.8369 | 6.279
MISO_W_2_MISO_MO-IL | MISO_W | MISO_MO-IL | 2045 | B07 | 400 | 400 | 3800 | 0.06 | 3799.99 | 3799.97 | 381.64 | 9605.99 | 0 | 18.8258 | 6.2674 | 0 | 18.8369 | 6.279
MISO_W_2_MISO_MO-IL | MISO_W | MISO_MO-IL | 2045 | B08 | 500 | 500 | 3800 | 1450.91 | 3799.99 | 3799.98 | 8028.76 | 14203.25 | 0 | 18.8258 | 6.2674 | 0 | 18.8369 | 6.279
MISO_W_2_MISO_MO-IL | MISO_W | MISO_MO-IL | 2045 | B09 | 800 | 800 | 3800 | 2657.49 | 3799.99 | 3799.98 | 5645.1 | 12856.1 | 0 | 18.8258 | 6.2674 | 0 | 18.8369 | 6.279
MISO_W_2_MISO_MO-IL | MISO_W | MISO_MO-IL | 2045 | B10 | 1262 | 1262 | 3800 | 3800 | 3800 | 3799.99 | 0.29 | 1726.98 | 16.7723 | 18.5409 | 6.2674 | 3.4558 | 18.8369 | 6.279
MISO_W_2_MISO_MO-IL | MISO_W | MISO_MO-IL | 2045 | B11 | 25 | 25 | 3800 | 0.02 | 3799.8 | 3799.55 | 958.98 | 14492.45 | 0 | 18.8258 | 6.2674 | 0 | 18.8369 | 6.279
MISO_W_2_MISO_MO-IL | MISO_W | MISO_MO-IL | 2045 | B12 | 200 | 200 | 3800 | 3684.46 | 3799.97 | 3799.94 | 1.11 | 4043.09 | 0 | 18.3748 | 6.2674 | 0 | 18.8369 | 6.279
MISO_W_2_MISO_MO-IL | MISO_W | MISO_MO-IL | 2045 | B13 | 600 | 600 | 3800 | 3800 | 3799.99 | 3799.98 | 0.57 | 4105.6 | 26.0072 | 18.5409 | 6.2674 | 2.5476 | 18.8369 | 6.279
MISO_W_2_MISO_MO-IL | MISO_W | MISO_MO-IL | 2045 | B14 | 900 | 900 | 3800 | 3800 | 3799.99 | 3799.99 | 0.39 | 1.02 | 49.4148 | 18.5409 | 6.1724 | 7.261 | 18.8369 | 6.279
MISO_W_2_MISO_MO-IL | MISO_W | MISO_MO-IL | 2045 | B15 | 1203 | 1203 | 3800 | 3800 | 3799.99 | 3799.99 | 0.29 | 2744.97 | 18.5053 | 18.5409 | 6.2674 | 3.6346 | 18.8369 | 6.279
MISO_W_2_MISO_MO-IL | MISO_W | MISO_MO-IL | 2045 | B16 | 25 | 25 | 3800 | 3800 | 3799.79 | 3799.55 | 10.88 | 16580.5 | 72.7631 | 18.4579 | 6.2674 | 0.29699 | 18.8369 | 6.279
MISO_W_2_MISO_MO-IL | MISO_W | MISO_MO-IL | 2045 | B17 | 100 | 100 | 3800 | 3800 | 3799.95 | 3799.88 | 3.42 | 12371.3 | 142.5231 | 18.5409 | 6.2674 | 2.3269 | 18.8369 | 6.279
MISO_W_2_MISO_MO-IL | MISO_W | MISO_MO-IL | 2045 | B18 | 400 | 400 | 3800 | 3800 | 3799.99 | 3799.97 | 0.86 | 8384.43 | 21.1642 | 18.5409 | 6.2674 | 1.3822 | 18.8369 | 6.279
MISO_W_2_MISO_MO-IL | MISO_W | MISO_MO-IL | 2045 | B19 | 700 | 700 | 3800 | 3800 | 3799.99 | 3799.98 | 0.49 | 2563.49 | 12.143 | 18.5409 | 6.2674 | 1.3878 | 18.8369 | 6.279
MISO_W_2_MISO_MO-IL | MISO_W | MISO_MO-IL | 2045 | B20 | 935 | 935 | 3800 | 3800 | 3799.99 | 3799.99 | 0.37 | 5578.24 | 18.4935 | 18.5409 | 6.2674 | 2.8231 | 18.8369 | 6.279
MISO_W_2_MISO_MO-IL | MISO_W | MISO_MO-IL | 2050 | B01 | 10 | 10 | 3800 | 0 | 3799.78 | 3799.5 | 0.62 | 1.39 | 0 | 18.1017 | 6.03 | 0 | 25.4029 | 8.4676
MISO_W_2_MISO_MO-IL | MISO_W | MISO_MO-IL | 2050 | B02 | 25 | 25 | 3800 | 2138.83 | 3799.91 | 3799.8 | 0.27 | 0.66 | 0 | 18.6478 | 6.2674 | 0 | 25.4029 | 8.4676
MISO_W_2_MISO_MO-IL | MISO_W | MISO_MO-IL | 2050 | B03 | 75 | 75 | 3800 | 0 | 3799.87 | 3799.95 | 0.04 | 1998.09 | 0 | 7.5137 | 8.4514 | 0 | 25.4029 | 8.4676
MISO_W_2_MISO_MO-IL | MISO_W | MISO_MO-IL | 2050 | B04 | 100 | 100 | 3800 | 0 | 3677.13 | 3799.96 | 0.02 | 0.68 | 0 | 0 | 7.8817 | 0 | 25.4029 | 8.4676
MISO_W_2_MISO_MO-IL | MISO_W | MISO_MO-IL | 2050 | B05 | 200 | 200 | 3800 | 0 | 3137.07 | 3799.98 | 0.01 | 655.04 | 0 | 0 | 8.4514 | 0 | 25.4029 | 8.4676
MISO_W_2_MISO_MO-IL | MISO_W | MISO_MO-IL | 2050 | B06 | 300 | 300 | 3800 | 0 | 3259.26 | 3799.99 | 0.01 | 2575.63 | 0 | 0 | 8.4514 | 0 | 25.4029 | 8.4676
MISO_W_2_MISO_MO-IL | MISO_W | MISO_MO-IL | 2050 | B07 | 400 | 400 | 3800 | 0.01 | 3799.99 | 3799.99 | 0.06 | 4460.98 | 0 | 23.6688 | 8.4514 | 0 | 25.4029 | 8.4676
MISO_W_2_MISO_MO-IL | MISO_W | MISO_MO-IL | 2050 | B08 | 500 | 500 | 3800 | 3477.21 | 3799.99 | 3799.99 | 0.03 | 0.06 | 0 | 18.1017 | 6.2674 | 0 | 25.4029 | 8.4676
MISO_W_2_MISO_MO-IL | MISO_W | MISO_MO-IL | 2050 | B09 | 800 | 800 | 3800 | 3800 | 3800 | 3799.99 | 0.01 | 0.03 | 29.3664 | 17.5439 | 6.03 | 4.4963 | 25.4029 | 8.4676
MISO_W_2_MISO_MO-IL | MISO_W | MISO_MO-IL | 2050 | B10 | 1262 | 1262 | 3800 | 3800 | 3800 | 3800 | 0.01 | 1.43 | 39.9782 | 18.1017 | 8.4514 | 9.656 | 25.4029 | 8.4676
MISO_W_2_MISO_MO-IL | MISO_W | MISO_MO-IL | 2050 | B11 | 25 | 25 | 3800 | 0.42 | 3799.91 | 3799.8 | 0.25 | 0.65 | 0 | 18.1017 | 6.2674 | 0 | 25.4029 | 8.4676
MISO_W_2_MISO_MO-IL | MISO_W | MISO_MO-IL | 2050 | B12 | 200 | 200 | 3800 | 3240.31 | 3799.99 | 3799.97 | 0.03 | 0.08 | 0 | 16.3687 | 6.03 | 0 | 25.4029 | 8.4676
MISO_W_2_MISO_MO-IL | MISO_W | MISO_MO-IL | 2050 | B13 | 600 | 600 | 3800 | 3615.07 | 3800 | 3799.99 | 0.01 | 0.03 | 0 | 16.1788 | 6.03 | 0 | 25.4029 | 8.4676
MISO_W_2_MISO_MO-IL | MISO_W | MISO_MO-IL | 2050 | B14 | 900 | 900 | 3800 | 3800 | 3800 | 3799.99 | 0.01 | 0.02 | 41.9605 | 18.1017 | 6.2674 | 7.2276 | 25.4029 | 8.4676
MISO_W_2_MISO_MO-IL | MISO_W | MISO_MO-IL | 2050 | B15 | 1203 | 1203 | 3800 | 3800 | 3800 | 3800 | 0.01 | 0.01 | 33.9838 | 18.1017 | 6.2674 | 7.8244 | 25.4029 | 8.4676
MISO_W_2_MISO_MO-IL | MISO_W | MISO_MO-IL | 2050 | B16 | 25 | 25 | 3800 | 3800 | 3799.91 | 3799.85 | 0.25 | 3743.73 | 27.0873 | 18.1017 | 8.4514 | 0.1296 | 25.4029 | 8.4676
MISO_W_2_MISO_MO-IL | MISO_W | MISO_MO-IL | 2050 | B17 | 100 | 100 | 3800 | 3800 | 3799.98 | 3799.95 | 0.06 | 0.17 | 58.6853 | 18.1017 | 6.2674 | 1.1232 | 25.4029 | 8.4676
MISO_W_2_MISO_MO-IL | MISO_W | MISO_MO-IL | 2050 | B18 | 400 | 400 | 3800 | 3082.91 | 3799.99 | 3799.99 | 0.02 | 0.04 | 0 | 17.3658 | 6.2674 | 0 | 25.4029 | 8.4676
MISO_W_2_MISO_MO-IL | MISO_W | MISO_MO-IL | 2050 | B19 | 700 | 700 | 3800 | 2305.8 | 3800 | 3799.99 | 0.01 | 0.02 | 0 | 18.1017 | 6.03 | 0 | 25.4029 | 8.4676
MISO_W_2_MISO_MO-IL | MISO_W | MISO_MO-IL | 2050 | B20 | 935 | 935 | 3800 | 3800 | 3800 | 3799.99 | 0.01 | 0.02 | 19.0751 | 18.1017 | 6.5522 | 3.4134 | 25.4029 | 8.4676
MISO_W_2_MISO_WUMS | MISO_W | MISO_WUMS | 2015 | B01 | 10 | 10 | 1629 | 47.18 | 1.93 | 3.63 | 2.44 | 4.89 | 0 | 0 | 0 | 0 | 0 | 0
MISO_W_2_MISO_WUMS | MISO_W | MISO_WUMS | 2015 | B02 | 25 | 25 | 1629 | 0.18 | 0.88 | 1.52 | 1.03 | 1.93 | 0 | 0 | 0 | 0 | 0 | 0
MISO_W_2_MISO_WUMS | MISO_W | MISO_WUMS | 2015 | B03 | 75 | 75 | 1629 | 0 | 0.26 | 0.53 | 0.3 | 0.64 | 0 | 0 | 0 | 0 | 0 | 0
MISO_W_2_MISO_WUMS | MISO_W | MISO_WUMS | 2015 | B04 | 100 | 100 | 1629 | 0 | 0.2 | 0.41 | 0.22 | 0.48 | 0 | 0 | 0 | 0 | 0 | 0
MISO_W_2_MISO_WUMS | MISO_W | MISO_WUMS | 2015 | B05 | 200 | 200 | 1629 | 0 | 0.1 | 0.21 | 0.11 | 0.24 | 0 | 0 | 0 | 0 | 0 | 0
MISO_W_2_MISO_WUMS | MISO_W | MISO_WUMS | 2015 | B06 | 300 | 300 | 1629 | 0 | 0.07 | 0.16 | 0.08 | 0.19 | 0 | 0 | 0 | 0 | 0 | 0
MISO_W_2_MISO_WUMS | MISO_W | MISO_WUMS | 2015 | B07 | 400 | 400 | 1629 | 0 | 0.06 | 0.13 | 0.07 | 0.15 | 0 | 0 | 0 | 0 | 0 | 0
MISO_W_2_MISO_WUMS | MISO_W | MISO_WUMS | 2015 | B08 | 500 | 500 | 1629 | 0.01 | 0.12 | 0.14 | 0.14 | 0.16 | 0 | 0 | 0 | 0 | 0 | 0
MISO_W_2_MISO_WUMS | MISO_W | MISO_WUMS | 2015 | B09 | 800 | 800 | 1629 | 0 | 0.04 | 0.07 | 0.05 | 0.08 | 0 | 0 | 0 | 0 | 0 | 0
MISO_W_2_MISO_WUMS | MISO_W | MISO_WUMS | 2015 | B10 | 1262 | 1262 | 1629 | 368.03 | 525.87 | 0.67 | 9.77 | 0.68 | 0 | 0 | 0 | 0 | 0 | 0
MISO_W_2_MISO_WUMS | MISO_W | MISO_WUMS | 2015 | B11 | 25 | 25 | 1629 | 0 | 0.73 | 1.48 | 0.87 | 1.86 | 0 | 0 | 0 | 0 | 0 | 0
MISO_W_2_MISO_WUMS | MISO_W | MISO_WUMS | 2015 | B12 | 200 | 200 | 1629 | 0 | 0.15 | 0.29 | 0.17 | 0.33 | 0 | 0 | 0 | 0 | 0 | 0
MISO_W_2_MISO_WUMS | MISO_W | MISO_WUMS | 2015 | B13 | 600 | 600 | 1629 | 0.01 | 0.05 | 0.11 | 0.05 | 0.12 | 0 | 0 | 0 | 0 | 0 | 0
MISO_W_2_MISO_WUMS | MISO_W | MISO_WUMS | 2015 | B14 | 900 | 900 | 1629 | 0 | 0.03 | 0.07 | 0.04 | 0.08 | 0 | 0 | 0 | 0 | 0 | 0
MISO_W_2_MISO_WUMS | MISO_W | MISO_WUMS | 2015 | B15 | 1203 | 1203 | 1629 | 0 | 0.02 | 0.04 | 0.03 | 0.04 | 0 | 0 | 0 | 0 | 0 | 0
MISO_W_2_MISO_WUMS | MISO_W | MISO_WUMS | 2015 | B16 | 25 | 25 | 1629 | 0.22 | 1.06 | 1.79 | 1.26 | 2.24 | 0 | 0 | 0 | 0 | 0 | 0
MISO_W_2_MISO_WUMS | MISO_W | MISO_WUMS | 2015 | B17 | 100 | 100 | 1629 | 0.06 | 285.51 | 889.84 | 69.05 | 80.74 | 0 | 0 | 0 | 0 | 0 | 0
MISO_W_2_MISO_WUMS | MISO_W | MISO_WUMS | 2015 | B18 | 400 | 400 | 1629 | 0.03 | 1.71 | 1.28 | 1.68 | 1.28 | 0 | 0 | 0 | 0 | 0 | 0
MISO_W_2_MISO_WUMS | MISO_W | MISO_WUMS | 2015 | B19 | 700 | 700 | 1629 | 0.01 | 1.31 | 153.54 | 1.3 | 9.17 | 0 | 0 | 0 | 0 | 0 | 0
MISO_W_2_MISO_WUMS | MISO_W | MISO_WUMS | 2015 | B20 | 935 | 935 | 1629 | 806.45 | 0.85 | 0.63 | 0.85 | 0.64 | 0 | 0 | 0 | 0 | 0 | 0
MISO_W_2_MISO_WUMS | MISO_W | MISO_WUMS | 2020 | B01 | 10 | 10 | 1629 | 0.7 | 57.47 | 3.5 | 59.47 | 4.48 | 0 | 0 | 0 | 0 | 0 | 0
MISO_W_2_MISO_WUMS | MISO_W | MISO_WUMS | 2020 | B02 | 25 | 25 | 1629 | 0.27 | 3.09 | 1.53 | 3.33 | 1.83 | 0 | 0 | 0 | 0 | 0 | 0
MISO_W_2_MISO_WUMS | MISO_W | MISO_WUMS | 2020 | B03 | 75 | 75 | 1629 | 0 | 0.17 | 0.36 | 0.2 | 0.43 | 0 | 0 | 0 | 0 | 0 | 0
MISO_W_2_MISO_WUMS | MISO_W | MISO_WUMS | 2020 | B04 | 100 | 100 | 1629 | 0 | 0.13 | 0.27 | 0.15 | 0.32 | 0 | 0 | 0 | 0 | 0 | 0
MISO_W_2_MISO_WUMS | MISO_W | MISO_WUMS | 2020 | B05 | 200 | 200 | 1629 | 0 | 0.07 | 0.14 | 0.07 | 0.16 | 0 | 0 | 0 | 0 | 0 | 0
MISO_W_2_MISO_WUMS | MISO_W | MISO_WUMS | 2020 | B06 | 300 | 300 | 1629 | 0 | 0.05 | 0.1 | 0.05 | 0.11 | 0 | 0 | 0 | 0 | 0 | 0
MISO_W_2_MISO_WUMS | MISO_W | MISO_WUMS | 2020 | B07 | 400 | 400 | 1629 | 0 | 0.04 | 0.07 | 0.04 | 0.08 | 0 | 0 | 0 | 0 | 0 | 0
MISO_W_2_MISO_WUMS | MISO_W | MISO_WUMS | 2020 | B08 | 500 | 500 | 1629 | 0 | 0.03 | 0.06 | 0.03 | 0.07 | 0 | 0 | 0 | 0 | 0 | 0
MISO_W_2_MISO_WUMS | MISO_W | MISO_WUMS | 2020 | B09 | 800 | 800 | 1629 | 0 | 0.02 | 0.04 | 0.02 | 0.04 | 0 | 0 | 0 | 0 | 0 | 0
MISO_W_2_MISO_WUMS | MISO_W | MISO_WUMS | 2020 | B10 | 1262 | 1262 | 1629 | 0 | 0.01 | 0.02 | 0.01 | 0.03 | 0 | 0 | 0 | 0 | 0 | 0
MISO_W_2_MISO_WUMS | MISO_W | MISO_WUMS | 2020 | B11 | 25 | 25 | 1629 | 0.27 | 0.81 | 1.5 | 0.94 | 1.78 | 0 | 0 | 0 | 0 | 0 | 0
MISO_W_2_MISO_WUMS | MISO_W | MISO_WUMS | 2020 | B12 | 200 | 200 | 1629 | 0.04 | 3.84 | 0.23 | 3.77 | 0.26 | 0 | 0 | 0 | 0 | 0 | 0
MISO_W_2_MISO_WUMS | MISO_W | MISO_WUMS | 2020 | B13 | 600 | 600 | 1629 | 0.02 | 1.65 | 0.08 | 1.63 | 0.09 | 0 | 0 | 0 | 0 | 0 | 0
MISO_W_2_MISO_WUMS | MISO_W | MISO_WUMS | 2020 | B14 | 900 | 900 | 1629 | 0 | 0.71 | 0.06 | 0.71 | 0.06 | 0 | 0 | 0 | 0 | 0 | 0
MISO_W_2_MISO_WUMS | MISO_W | MISO_WUMS | 2020 | B15 | 1203 | 1203 | 1629 | 0.01 | 0.18 | 0.04 | 0.22 | 0.05 | 0 | 0 | 0 | 0 | 0 | 0
MISO_W_2_MISO_WUMS | MISO_W | MISO_WUMS | 2020 | B16 | 25 | 25 | 1629 | 0.27 | 0.86 | 1.7 | 1.03 | 2.1 | 0 | 0 | 0 | 0 | 0 | 0
MISO_W_2_MISO_WUMS | MISO_W | MISO_WUMS | 2020 | B17 | 100 | 100 | 1629 | 0.07 | 0.23 | 0.47 | 0.27 | 0.54 | 0 | 0 | 0 | 0 | 0 | 0
MISO_W_2_MISO_WUMS | MISO_W | MISO_WUMS | 2020 | B18 | 400 | 400 | 1629 | 0.02 | 2.02 | 0.12 | 2 | 0.14 | 0 | 0 | 0 | 0 | 0 | 0
MISO_W_2_MISO_WUMS | MISO_W | MISO_WUMS | 2020 | B19 | 700 | 700 | 1629 | 0 | 0.64 | 0.07 | 0.66 | 0.08 | 0 | 0 | 0 | 0 | 0 | 0
MISO_W_2_MISO_WUMS | MISO_W | MISO_WUMS | 2020 | B20 | 935 | 935 | 1629 | 0.01 | 0.23 | 0.05 | 0.24 | 0.06 | 0 | 0 | 0 | 0 | 0 | 0
MISO_W_2_MISO_WUMS | MISO_W | MISO_WUMS | 2025 | B01 | 10 | 10 | 1629 | 754.26 | 1628.58 | 1628.09 | 0.3 | 0.67 | 0 | 7.6324 | 2.5995 | 0 | 21.1201 | 7.04
MISO_W_2_MISO_WUMS | MISO_W | MISO_WUMS | 2025 | B02 | 25 | 25 | 1629 | 325.78 | 1628.82 | 1628.64 | 0.12 | 0.28 | 0 | 7.6799 | 2.8488 | 0 | 21.1201 | 7.04
MISO_W_2_MISO_WUMS | MISO_W | MISO_WUMS | 2025 | B03 | 75 | 75 | 1629 | 0 | 13.09 | 1628.86 | 0.03 | 0.09 | 0 | 0 | 2.552 | 0 | 21.1201 | 7.04
MISO_W_2_MISO_WUMS | MISO_W | MISO_WUMS | 2025 | B04 | 100 | 100 | 1629 | 0.09 | 12.49 | 1628.9 | 0.02 | 0.07 | 0 | 0 | 2.5283 | 0 | 21.1201 | 7.04
MISO_W_2_MISO_WUMS | MISO_W | MISO_WUMS | 2025 | B05 | 200 | 200 | 1629 | 0 | 4.14 | 1628.95 | 0.01 | 0.03 | 0 | 0 | 2.5283 | 0 | 21.1201 | 7.04
MISO_W_2_MISO_WUMS | MISO_W | MISO_WUMS | 2025 | B06 | 300 | 300 | 1629 | 0.03 | 3.94 | 1628.96 | 0.01 | 0.02 | 0 | 0 | 2.5283 | 0 | 21.1201 | 7.04
MISO_W_2_MISO_WUMS | MISO_W | MISO_WUMS | 2025 | B07 | 400 | 400 | 1629 | 0.02 | 1380.78 | 1628.97 | 0.01 | 0.02 | 0 | 0.01187 | 2.552 | 0 | 21.1201 | 7.04
MISO_W_2_MISO_WUMS | MISO_W | MISO_WUMS | 2025 | B08 | 500 | 500 | 1629 | 0.02 | 1628.99 | 1628.98 | 0.01 | 0.01 | 0 | 7.395 | 2.552 | 0 | 21.1201 | 7.04
MISO_W_2_MISO_WUMS | MISO_W | MISO_WUMS | 2025 | B09 | 800 | 0 | 1629 | 0 | 1628.99 | 1628.99 | 0 | 0.01 | 0 | 7.6918 | 2.5758 | 0 | 21.1201 | 7.04
MISO_W_2_MISO_WUMS | MISO_W | MISO_WUMS | 2025 | B10 | 1262 | 0 | 1629 | 0.02 | 1629 | 1628.99 | 0 | 0.01 | 0 | 10.6355 | 3.656 | 0 | 21.1201 | 7.04
MISO_W_2_MISO_WUMS | MISO_W | MISO_WUMS | 2025 | B11 | 25 | 25 | 1629 | 408.35 | 1628.57 | 1628.62 | 0.1 | 0.27 | 0 | 2.6114 | 2.5758 | 0 | 21.1201 | 7.04
MISO_W_2_MISO_WUMS | MISO_W | MISO_WUMS | 2025 | B12 | 200 | 200 | 1629 | 415.94 | 1628.98 | 1628.95 | 0.02 | 0.04 | 0 | 8.6532 | 2.8607 | 0 | 21.1201 | 7.04
MISO_W_2_MISO_WUMS | MISO_W | MISO_WUMS | 2025 | B13 | 600 | 600 | 1629 | 643.14 | 1628.99 | 1628.98 | 0.01 | 0.01 | 0 | 8.6176 | 2.8607 | 0 | 21.1201 | 7.04
MISO_W_2_MISO_WUMS | MISO_W | MISO_WUMS | 2025 | B14 | 900 | 0 | 1629 | 1629 | 1629 | 1628.99 | 0 | 0.01 | 3.383 | 9.128 | 2.8607 | 1.4478 | 21.1201 | 7.04
MISO_W_2_MISO_WUMS | MISO_W | MISO_WUMS | 2025 | B15 | 1203 | 0 | 1629 | 1629 | 1629 | 1628.99 | 0 | 0.01 | 46.6966 | 9.8402 | 3.9765 | 26.7123 | 21.1201 | 7.04
MISO_W_2_MISO_WUMS | MISO_W | MISO_WUMS | 2025 | B16 | 25 | 25 | 1629 | 1598.52 | 1628.83 | 1628.65 | 0.12 | 0.28 | 0 | 7.7392 | 2.8607 | 0 | 21.1201 | 7.04
MISO_W_2_MISO_WUMS | MISO_W | MISO_WUMS | 2025 | B17 | 100 | 100 | 1629 | 1155.79 | 1628.96 | 1628.91 | 0.03 | 0.07 | 0 | 8.6532 | 2.8607 | 0 | 21.1201 | 7.04
MISO_W_2_MISO_WUMS | MISO_W | MISO_WUMS | 2025 | B18 | 400 | 400 | 1629 | 649.12 | 1628.99 | 1628.98 | 0.01 | 0.02 | 0 | 7.7511 | 2.8607 | 0 | 21.1201 | 7.04
MISO_W_2_MISO_WUMS | MISO_W | MISO_WUMS | 2025 | B19 | 700 | 0 | 1629 | 307.42 | 1628.99 | 1628.99 | 0 | 0.01 | 0 | 8.309 | 2.8607 | 0 | 21.1201 | 7.04
MISO_W_2_MISO_WUMS | MISO_W | MISO_WUMS | 2025 | B20 | 935 | 0 | 1629 | 1517.28 | 1629 | 1628.99 | 0 | 0.01 | 0 | 9.7453 | 3.5254 | 0 | 21.1201 | 7.04
MISO_W_2_MISO_WUMS | MISO_W | MISO_WUMS | 2030 | B01 | 10 | 10 | 1629 | 0 | 1628.72 | 1628.63 | 0.5 | 5985.27 | 0 | 14.7425 | 8.4396 | 0 | 25.3602 | 8.4534
MISO_W_2_MISO_WUMS | MISO_W | MISO_WUMS | 2030 | B02 | 25 | 25 | 1629 | 0 | 1628.9 | 1628.84 | 0.24 | 4016.36 | 0 | 17.4726 | 8.4396 | 0 | 25.3602 | 8.4534
MISO_W_2_MISO_WUMS | MISO_W | MISO_WUMS | 2030 | B03 | 75 | 75 | 1629 | 0 | 392.09 | 1628.95 | 0.03 | 211.57 | 0 | 0 | 8.4396 | 0 | 25.3602 | 8.4534
MISO_W_2_MISO_WUMS | MISO_W | MISO_WUMS | 2030 | B04 | 100 | 100 | 1629 | 0 | 890.71 | 1628.95 | 0.03 | 0.34 | 0 | 0 | 7.0627 | 0 | 25.3602 | 8.4534
MISO_W_2_MISO_WUMS | MISO_W | MISO_WUMS | 2030 | B05 | 200 | 200 | 1629 | 0 | 720.12 | 1628.97 | 0.01 | 0.13 | 0 | 0 | 6.3504 | 0 | 25.3602 | 8.4534
MISO_W_2_MISO_WUMS | MISO_W | MISO_WUMS | 2030 | B06 | 300 | 300 | 1629 | 0 | 945.27 | 1628.98 | 0.01 | 0.13 | 0 | 0 | 6.8727 | 0 | 25.3602 | 8.4534
MISO_W_2_MISO_WUMS | MISO_W | MISO_WUMS | 2030 | B07 | 400 | 400 | 1629 | 0 | 1628.99 | 1628.99 | 0.01 | 0.13 | 0 | 10.41 | 6.8727 | 0 | 25.3602 | 8.4534
MISO_W_2_MISO_WUMS | MISO_W | MISO_WUMS | 2030 | B08 | 500 | 500 | 1629 | 0.02 | 1628.99 | 1628.99 | 0.01 | 889.2 | 0 | 16.4993 | 8.4396 | 0 | 25.3602 | 8.4534
MISO_W_2_MISO_WUMS | MISO_W | MISO_WUMS | 2030 | B09 | 800 | 800 | 1629 | 0.02 | 1629 | 1628.99 | 0.01 | 1.97 | 0 | 14.244 | 6.9558 | 0 | 25.3602 | 8.4534
MISO_W_2_MISO_WUMS | MISO_W | MISO_WUMS | 2030 | B10 | 1262 | 1262 | 1629 | 1629 | 1629 | 1629 | 0.01 | 18229.42 | 0.67659 | 22.6124 | 8.4396 | 0.19296 | 25.3602 | 8.4534
MISO_W_2_MISO_WUMS | MISO_W | MISO_WUMS | 2030 | B11 | 25 | 25 | 1629 | 0 | 1628.89 | 1628.82 | 0.22 | 2.57 | 0 | 16.0601 | 6.8965 | 0 | 25.3602 | 8.4534
MISO_W_2_MISO_WUMS | MISO_W | MISO_WUMS | 2030 | B12 | 200 | 200 | 1629 | 0.06 | 1628.99 | 1628.98 | 0.03 | 2629.83 | 0 | 16.0601 | 8.4396 | 0 | 25.3602 | 8.4534
MISO_W_2_MISO_WUMS | MISO_W | MISO_WUMS | 2030 | B13 | 600 | 600 | 1629 | 0.02 | 1628.99 | 1628.99 | 0.01 | 3444.64 | 0 | 16.0601 | 8.4396 | 0 | 25.3602 | 8.4534
MISO_W_2_MISO_WUMS | MISO_W | MISO_WUMS | 2030 | B14 | 900 | 900 | 1629 | 1629 | 1629 | 1629 | 0.01 | 3631.89 | 51.86 | 15.704 | 8.4396 | 10.5478 | 25.3602 | 8.4534
MISO_W_2_MISO_WUMS | MISO_W | MISO_WUMS | 2030 | B15 | 1203 | 1203 | 1629 | 1629 | 1629 | 1629 | 0.01 | 17230.12 | 55.3973 | 22.0901 | 8.4396 | 15.0606 | 25.3602 | 8.4534
MISO_W_2_MISO_WUMS | MISO_W | MISO_WUMS | 2030 | B16 | 25 | 25 | 1629 | 1628.99 | 1628.89 | 1628.85 | 0.22 | 4805.45 | 1.733 | 16.0601 | 8.4396 | 0.0097911 | 25.3602 | 8.4534
MISO_W_2_MISO_WUMS | MISO_W | MISO_WUMS | 2030 | B17 | 100 | 100 | 1629 | 1629 | 1628.97 | 1628.96 | 0.06 | 5533.87 | 1.733 | 16.0601 | 8.4396 | 0.039164 | 25.3602 | 8.4534
MISO_W_2_MISO_WUMS | MISO_W | MISO_WUMS | 2030 | B18 | 400 | 400 | 1629 | 26.09 | 1628.99 | 1628.99 | 0.01 | 4392.11 | 0 | 16.0601 | 8.4396 | 0 | 25.3602 | 8.4534
MISO_W_2_MISO_WUMS | MISO_W | MISO_WUMS | 2030 | B19 | 700 | 700 | 1629 | 8.39 | 1629 | 1628.99 | 0.01 | 4094.63 | 0 | 15.5972 | 8.4396 | 0 | 25.3602 | 8.4534
MISO_W_2_MISO_WUMS | MISO_W | MISO_WUMS | 2030 | B20 | 935 | 935 | 1629 | 1629 | 1629 | 1629 | 0.01 | 6041.19 | 37.6872 | 20.6419 | 8.4396 | 7.9633 | 25.3602 | 8.4534
MISO_W_2_MISO_WUMS | MISO_W | MISO_WUMS | 2035 | B01 | 10 | 10 | 1629 | 0 | 1628.65 | 1628.28 | 1.05 | 2.94 | 0 | 15.2292 | 5.3059 | 0 | 21.3644 | 7.1215
MISO_W_2_MISO_WUMS | MISO_W | MISO_WUMS | 2035 | B02 | 25 | 25 | 1629 | 0.54 | 1628.85 | 1628.76 | 0.44 | 60.8 | 0 | 15.2173 | 7.0983 | 0 | 21.3644 | 7.1215
MISO_W_2_MISO_WUMS | MISO_W | MISO_WUMS | 2035 | B03 | 75 | 75 | 1629 | 0 | 1628.87 | 1628.92 | 0.07 | 8.28 | 0 | 5.1753 | 7.0745 | 0 | 21.3644 | 7.1215
MISO_W_2_MISO_WUMS | MISO_W | MISO_WUMS | 2035 | B04 | 100 | 100 | 1629 | 0 | 1628.96 | 1628.92 | 0.1 | 0.34 | 0 | 14.0303 | 5.2703 | 0 | 21.3644 | 7.1215
MISO_W_2_MISO_WUMS | MISO_W | MISO_WUMS | 2035 | B05 | 200 | 200 | 1629 | 0 | 1628.97 | 1628.96 | 0.03 | 0.19 | 0 | 8.3327 | 5.2703 | 0 | 21.3644 | 7.1215
MISO_W_2_MISO_WUMS | MISO_W | MISO_WUMS | 2035 | B06 | 300 | 300 | 1629 | 0 | 1628.95 | 1628.97 | 0.01 | 0.13 | 0 | 4.1664 | 5.2584 | 0 | 21.3644 | 7.1215
MISO_W_2_MISO_WUMS | MISO_W | MISO_WUMS | 2035 | B07 | 400 | 400 | 1629 | 0 | 1628.98 | 1628.98 | 0.02 | 0.21 | 0 | 8.8669 | 6.4454 | 0 | 21.3644 | 7.1215
MISO_W_2_MISO_WUMS | MISO_W | MISO_WUMS | 2035 | B08 | 500 | 500 | 1629 | 822.73 | 1628.99 | 1628.98 | 0.02 | 0.24 | 0 | 15.2173 | 5.6383 | 0 | 21.3644 | 7.1215
MISO_W_2_MISO_WUMS | MISO_W | MISO_WUMS | 2035 | B09 | 800 | 800 | 1629 | 534.02 | 1628.99 | 1628.99 | 0.01 | 731.55 | 0 | 15.3242 | 7.1101 | 0 | 21.3644 | 7.1215
MISO_W_2_MISO_WUMS | MISO_W | MISO_WUMS | 2035 | B10 | 1262 | 1262 | 1629 | 1629 | 1629 | 1628.99 | 2413.05 | 11961.1 | 42.8744 | 21.3541 | 7.1101 | 8.5546 | 21.3644 | 7.1215
MISO_W_2_MISO_WUMS | MISO_W | MISO_WUMS | 2035 | B11 | 25 | 25 | 1629 | 0.54 | 1628.85 | 1628.71 | 0.43 | 1.6 | 0 | 15.2173 | 5.294 | 0 | 21.3644 | 7.1215
MISO_W_2_MISO_WUMS | MISO_W | MISO_WUMS | 2035 | B12 | 200 | 200 | 1629 | 1629 | 1628.98 | 1628.97 | 0.06 | 247.09 | 0.90212 | 15.2173 | 7.1101 | 0.028526 | 21.3644 | 7.1215
MISO_W_2_MISO_WUMS | MISO_W | MISO_WUMS | 2035 | B13 | 600 | 600 | 1629 | 1629 | 1628.99 | 1628.99 | 0.02 | 5771.7 | 4.202 | 16.1788 | 7.1101 | 0.39861 | 21.3644 | 7.1215
MISO_W_2_MISO_WUMS | MISO_W | MISO_WUMS | 2035 | B14 | 900 | 900 | 1629 | 1629 | 1629 | 1628.99 | 0.04 | 5431.42 | 38.1621 | 19.6567 | 7.1101 | 5.4302 | 21.3644 | 7.1215
MISO_W_2_MISO_WUMS | MISO_W | MISO_WUMS | 2035 | B15 | 1203 | 1203 | 1629 | 1629 | 1629 | 1628.99 | 0.19 | 4271.43 | 52.1687 | 21.0336 | 7.1101 | 9.9224 | 21.3644 | 7.1215
MISO_W_2_MISO_WUMS | MISO_W | MISO_WUMS | 2035 | B16 | 25 | 25 | 1629 | 1629 | 1628.86 | 1628.76 | 0.45 | 95.3 | 20.6775 | 15.2173 | 7.0983 | 0.081729 | 21.3644 | 7.1215
MISO_W_2_MISO_WUMS | MISO_W | MISO_WUMS | 2035 | B17 | 100 | 100 | 1629 | 1629 | 1628.97 | 1628.94 | 0.16 | 546.74 | 20.6775 | 17.259 | 7.1101 | 0.32692 | 21.3644 | 7.1215
MISO_W_2_MISO_WUMS | MISO_W | MISO_WUMS | 2035 | B18 | 400 | 400 | 1629 | 1629 | 1628.99 | 1628.98 | 0.04 | 2139.51 | 4.38 | 17.259 | 7.1101 | 0.277 | 21.3644 | 7.1215
MISO_W_2_MISO_WUMS | MISO_W | MISO_WUMS | 2035 | B19 | 700 | 700 | 1629 | 1629 | 1629 | 1628.99 | 0.04 | 5665.78 | 4.38 | 19.2057 | 7.1101 | 0.48475 | 21.3644 | 7.1215
MISO_W_2_MISO_WUMS | MISO_W | MISO_WUMS | 2035 | B20 | 935 | 935 | 1629 | 1629 | 1629 | 1628.99 | 327.45 | 4113.77 | 20.1671 | 21.3541 | 7.1101 | 2.9812 | 21.3644 | 7.1215
MISO_W_2_MISO_WUMS | MISO_W | MISO_WUMS | 2040 | B01 | 10 | 10 | 1629 | 0 | 1628.62 | 1628.17 | 2.31 | 5.9 | 0 | 17.8881 | 5.9587 | 0 | 21.3105 | 7.1035
MISO_W_2_MISO_WUMS | MISO_W | MISO_WUMS | 2040 | B02 | 25 | 25 | 1629 | 0 | 1628.84 | 1628.68 | 0.96 | 5.05 | 0 | 17.8762 | 6.6353 | 0 | 21.3105 | 7.1035
MISO_W_2_MISO_WUMS | MISO_W | MISO_WUMS | 2040 | B03 | 75 | 75 | 1629 | 0 | 1628.86 | 1628.88 | 0.09 | 1.02 | 0 | 7.2051 | 6.0537 | 0 | 21.3105 | 7.1035
MISO_W_2_MISO_WUMS | MISO_W | MISO_WUMS | 2040 | B04 | 100 | 100 | 1629 | 0 | 1349.45 | 1628.91 | 0.06 | 0.73 | 0 | 0.01187 | 6.0537 | 0 | 21.3105 | 7.1035
MISO_W_2_MISO_WUMS | MISO_W | MISO_WUMS | 2040 | B05 | 200 | 200 | 1629 | 0 | 8.25 | 1628.95 | 0.02 | 0.36 | 0 | 0 | 5.9469 | 0 | 21.3105 | 7.1035
MISO_W_2_MISO_WUMS | MISO_W | MISO_WUMS | 2040 | B06 | 300 | 300 | 1629 | 0 | 0.35 | 1628.97 | 0.01 | 0.26 | 0 | 0 | 6.03 | 0 | 21.3105 | 7.1035
MISO_W_2_MISO_WUMS | MISO_W | MISO_WUMS | 2040 | B07 | 400 | 400 | 1629 | 0 | 1628.97 | 1628.98 | 0.02 | 0.29 | 0 | 7.0033 | 6.03 | 0 | 21.3105 | 7.1035
MISO_W_2_MISO_WUMS | MISO_W | MISO_WUMS | 2040 | B08 | 500 | 500 | 1629 | 0.04 | 1628.99 | 1628.98 | 5330 | 5953.22 | 0 | 21.2948 | 7.0864 | 0 | 21.3105 | 7.1035
MISO_W_2_MISO_WUMS | MISO_W | MISO_WUMS | 2040 | B09 | 800 | 800 | 1629 | 0.01 | 1629 | 1628.99 | 4942.15 | 15007.66 | 0 | 21.2948 | 7.0864 | 0 | 21.3105 | 7.1035
MISO_W_2_MISO_WUMS | MISO_W | MISO_WUMS | 2040 | B10 | 1262 | 1262 | 1629 | 1629 | 1629 | 1628.99 | 3944.91 | 9138.56 | 36.4053 | 21.2948 | 7.0864 | 7.2638 | 21.3105 | 7.1035
MISO_W_2_MISO_WUMS | MISO_W | MISO_WUMS | 2040 | B11 | 25 | 25 | 1629 | 0.01 | 1628.86 | 1628.7 | 3557.56 | 4276.81 | 0 | 21.2948 | 7.0983 | 0 | 21.3105 | 7.1035
MISO_W_2_MISO_WUMS | MISO_W | MISO_WUMS | 2040 | B12 | 200 | 200 | 1629 | 1629 | 1628.98 | 1628.96 | 4460.76 | 9443.88 | 3.193 | 21.2948 | 7.0864 | 0.10097 | 21.3105 | 7.1035
MISO_W_2_MISO_WUMS | MISO_W | MISO_WUMS | 2040 | B13 | 600 | 600 | 1629 | 1629 | 1628.99 | 1628.99 | 4533.26 | 6775.22 | 10.0658 | 21.2948 | 7.0864 | 0.95485 | 21.3105 | 7.1035
MISO_W_2_MISO_WUMS | MISO_W | MISO_WUMS | 2040 | B14 | 900 | 900 | 1629 | 1629 | 1629 | 1628.99 | 4142.01 | 6899.54 | 71.22 | 21.2948 | 7.0864 | 10.1341 | 21.3105 | 7.1035
MISO_W_2_MISO_WUMS | MISO_W | MISO_WUMS | 2040 | B15 | 1203 | 1203 | 1629 | 1629 | 1629 | 1628.99 | 2842.19 | 9736 | 8.0004 | 21.2948 | 7.0864 | 1.5217 | 21.3105 | 7.1035
MISO_W_2_MISO_WUMS | MISO_W | MISO_WUMS | 2040 | B16 | 25 | 25 | 1629 | 1629 | 1628.86 | 1628.7 | 3172.3 | 10429.63 | 10.41 | 21.2948 | 7.0983 | 0.041146 | 21.3105 | 7.1035
MISO_W_2_MISO_WUMS | MISO_W | MISO_WUMS | 2040 | B17 | 100 | 100 | 1629 | 1629 | 1628.96 | 1628.92 | 4109.11 | 7297.44 | 83.1731 | 21.2948 | 7.0864 | 1.315 | 21.3105 | 7.1035
MISO_W_2_MISO_WUMS | MISO_W | MISO_WUMS | 2040 | B18 | 400 | 400 | 1629 | 1629 | 1628.99 | 1628.98 | 4234.9 | 7069.75 | 33.9245 | 21.2948 | 7.0864 | 2.1454 | 21.3105 | 7.1035
MISO_W_2_MISO_WUMS | MISO_W | MISO_WUMS | 2040 | B19 | 700 | 700 | 1629 | 1629 | 1628.99 | 1628.99 | 4195.55 | 6896.44 | 33.9245 | 21.2948 | 7.0864 | 3.7545 | 21.3105 | 7.1035
MISO_W_2_MISO_WUMS | MISO_W | MISO_WUMS | 2040 | B20 | 935 | 935 | 1629 | 1629 | 1629 | 1628.99 | 3094.82 | 8683.61 | 8.0004 | 21.2948 | 7.0864 | 1.1827 | 21.3105 | 7.1035
MISO_W_2_MISO_WUMS | MISO_W | MISO_WUMS | 2045 | B01 | 10 | 10 | 1629 | 0 | 1628.25 | 1627.48 | 0.97 | 2.49 | 0 | 11.3715 | 3.834 | 0 | 22.4311 | 7.477
MISO_W_2_MISO_WUMS | MISO_W | MISO_WUMS | 2045 | B02 | 25 | 25 | 1629 | 0 | 1628.68 | 1628.35 | 0.39 | 1.03 | 0 | 11.3715 | 3.9171 | 0 | 22.4311 | 7.477
MISO_W_2_MISO_WUMS | MISO_W | MISO_WUMS | 2045 | B03 | 75 | 75 | 1629 | 0 | 0.55 | 1628.77 | 0.06 | 0.33 | 0 | 0 | 3.9052 | 0 | 22.4311 | 7.477
MISO_W_2_MISO_WUMS | MISO_W | MISO_WUMS | 2045 | B04 | 100 | 100 | 1629 | 0 | 0.41 | 1628.82 | 0.05 | 0.25 | 0 | 0 | 3.7628 | 0 | 22.4311 | 7.477
MISO_W_2_MISO_WUMS | MISO_W | MISO_WUMS | 2045 | B05 | 200 | 200 | 1629 | 0 | 0.13 | 1628.91 | 0.02 | 0.13 | 0 | 0 | 3.7628 | 0 | 22.4311 | 7.477
MISO_W_2_MISO_WUMS | MISO_W | MISO_WUMS | 2045 | B06 | 300 | 300 | 1629 | 0 | 0.07 | 1628.92 | 0.01 | 0.08 | 0 | 0 | 2.6351 | 0 | 22.4311 | 7.477
MISO_W_2_MISO_WUMS | MISO_W | MISO_WUMS | 2045 | B07 | 400 | 400 | 1629 | 0 | 1628.99 | 1628.97 | 0.06 | 0.13 | 0 | 18.8258 | 5.8282 | 0 | 22.4311 | 7.477
MISO_W_2_MISO_WUMS | MISO_W | MISO_WUMS | 2045 | B08 | 500 | 500 | 1629 | 1530.94 | 1628.99 | 1628.98 | 3118.01 | 5972.62 | 0 | 22.4224 | 7.4662 | 0 | 22.4311 | 7.477
MISO_W_2_MISO_WUMS | MISO_W | MISO_WUMS | 2045 | B09 | 800 | 800 | 1629 | 475.67 | 1628.99 | 1628.99 | 2900.83 | 4765.59 | 0 | 22.4224 | 7.4662 | 0 | 22.4311 | 7.477
MISO_W_2_MISO_WUMS | MISO_W | MISO_WUMS | 2045 | B10 | 1262 | 1262 | 1629 | 1629 | 1629 | 1628.99 | 1913.8 | 8167.81 | 24.7727 | 22.4224 | 7.4662 | 4.9428 | 22.4311 | 7.477
MISO_W_2_MISO_WUMS | MISO_W | MISO_WUMS | 2045 | B11 | 25 | 25 | 1629 | 303.5 | 1628.83 | 1628.63 | 2944.86 | 594.34 | 0 | 22.4224 | 7.4662 | 0 | 22.4311 | 7.477
MISO_W_2_MISO_WUMS | MISO_W | MISO_WUMS | 2045 | B12 | 200 | 200 | 1629 | 1628.78 | 1628.98 | 1628.95 | 2715.6 | 4151.79 | 0.01187 | 22.4224 | 7.4662 | 0.00037534 | 22.4311 | 7.477
MISO_W_2_MISO_WUMS | MISO_W | MISO_WUMS | 2045 | B13 | 600 | 600 | 1629 | 1629 | 1628.99 | 1628.98 | 3145.53 | 4444.99 | 36.7377 | 22.4224 | 7.4662 | 3.485 | 22.4311 | 7.477
MISO_W_2_MISO_WUMS | MISO_W | MISO_WUMS | 2045 | B14 | 900 | 900 | 1629 | 1629 | 1628.99 | 1628.99 | 3149.98 | 7521.75 | 49.7472 | 22.4224 | 7.4662 | 7.0786 | 22.4311 | 7.477
MISO_W_2_MISO_WUMS | MISO_W | MISO_WUMS | 2045 | B15 | 1203 | 1203 | 1629 | 1629 | 1629 | 1628.99 | 3719.16 | 10827.43 | 24.4997 | 22.4224 | 7.4662 | 4.6598 | 22.4311 | 7.477
MISO_W_2_MISO_WUMS | MISO_W | MISO_WUMS | 2045 | B16 | 25 | 25 | 1629 | 1629 | 1628.83 | 1628.64 | 1290.85 | 7143.52 | 26.5057 | 22.4224 | 7.4662 | 0.10477 | 22.4311 | 7.477
MISO_W_2_MISO_WUMS | MISO_W | MISO_WUMS | 2045 | B17 | 100 | 100 | 1629 | 1629 | 1628.96 | 1628.9 | 2203.38 | 6263.04 | 59.0058 | 22.4224 | 7.4662 | 0.9329 | 22.4311 | 7.477
MISO_W_2_MISO_WUMS | MISO_W | MISO_WUMS | 2045 | B18 | 400 | 400 | 1629 | 1629 | 1628.99 | 1628.97 | 2580.73 | 5848.15 | 32.8562 | 22.4224 | 7.4662 | 2.0779 | 22.4311 | 7.477
MISO_W_2_MISO_WUMS | MISO_W | MISO_WUMS | 2045 | B19 | 700 | 700 | 1629 | 1629 | 1628.99 | 1628.99 | 2602.78 | 5967.44 | 27.1467 | 22.4224 | 7.4662 | 3.0044 | 22.4311 | 7.477
MISO_W_2_MISO_WUMS | MISO_W | MISO_WUMS | 2045 | B20 | 935 | 935 | 1629 | 1629 | 1628.99 | 1628.99 | 3727.67 | 10387.22 | 24.4997 | 22.4224 | 7.4662 | 3.6217 | 22.4311 | 7.477
MISO_W_2_MISO_WUMS | MISO_W | MISO_WUMS | 2050 | B01 | 10 | 10 | 1629 | 0 | 1628.75 | 1628.49 | 0.44 | 1.19 | 0 | 15.0512 | 5.6145 | 0 | 26.118 | 8.706
MISO_W_2_MISO_WUMS | MISO_W | MISO_WUMS | 2050 | B02 | 25 | 25 | 1629 | 0 | 1628.9 | 1628.8 | 0.18 | 0.54 | 0 | 15.0512 | 5.8519 | 0 | 26.118 | 8.706
MISO_W_2_MISO_WUMS | MISO_W | MISO_WUMS | 2050 | B03 | 75 | 75 | 1629 | 0 | 15.82 | 1628.93 | 0.03 | 0.17 | 0 | 0 | 5.6026 | 0 | 26.118 | 8.706
MISO_W_2_MISO_WUMS | MISO_W | MISO_WUMS | 2050 | B04 | 100 | 100 | 1629 | 0 | 2.17 | 1628.94 | 0.02 | 0.11 | 0 | 0 | 5.021 | 0 | 26.118 | 8.706
MISO_W_2_MISO_WUMS | MISO_W | MISO_WUMS | 2050 | B05 | 200 | 200 | 1629 | 0 | 6.92 | 1628.97 | 0.01 | 0.07 | 0 | 0 | 5.6026 | 0 | 26.118 | 8.706
MISO_W_2_MISO_WUMS | MISO_W | MISO_WUMS | 2050 | B06 | 300 | 300 | 1629 | 0 | 1626.99 | 1628.98 | 0.01 | 0.05 | 0 | 0.05935 | 5.6264 | 0 | 26.118 | 8.706
MISO_W_2_MISO_WUMS | MISO_W | MISO_WUMS | 2050 | B07 | 400 | 400 | 1629 | 333.07 | 1629 | 1628.99 | 3644.91 | 4920.42 | 0 | 26.1021 | 8.6888 | 0 | 26.118 | 8.706
MISO_W_2_MISO_WUMS | MISO_W | MISO_WUMS | 2050 | B08 | 500 | 500 | 1629 | 1629 | 1629 | 1628.99 | 3338.49 | 5031.68 | 5.9706 | 26.1021 | 8.6888 | 0.39024 | 26.118 | 8.706
MISO_W_2_MISO_WUMS | MISO_W | MISO_WUMS | 2050 | B09 | 800 | 800 | 1629 | 1629 | 1629 | 1629 | 3125.88 | 4989 | 49.7116 | 26.1021 | 8.6888 | 5.1986 | 26.118 | 8.706
MISO_W_2_MISO_WUMS | MISO_W | MISO_WUMS | 2050 | B10 | 1262 | 1262 | 1629 | 1629 | 1629 | 1629 | 1838.35 | 8140.27 | 41.9723 | 26.1021 | 8.6888 | 6.9241 | 26.118 | 8.706
MISO_W_2_MISO_WUMS | MISO_W | MISO_WUMS | 2050 | B11 | 25 | 25 | 1629 | 1629 | 1628.94 | 1628.86 | 1.18 | 4547.58 | 145.2176 | 24.6777 | 8.7007 | 0.47457 | 26.118 | 8.706
MISO_W_2_MISO_WUMS | MISO_W | MISO_WUMS | 2050 | B12 | 200 | 200 | 1629 | 1629 | 1628.99 | 1628.98 | 2593.16 | 5358.2 | 64.1692 | 26.1021 | 8.6888 | 1.6776 | 26.118 | 8.706
MISO_W_2_MISO_WUMS | MISO_W | MISO_WUMS | 2050 | B13 | 600 | 600 | 1629 | 1629 | 1629 | 1628.99 | 3681.86 | 5116.8 | 24.8439 | 26.1021 | 8.6888 | 1.9485 | 26.118 | 8.706
MISO_W_2_MISO_WUMS | MISO_W | MISO_WUMS | 2050 | B14 | 900 | 900 | 1629 | 1629 | 1629 | 1629 | 3032.45 | 6875.05 | 46.9577 | 26.1021 | 8.6888 | 5.5244 | 26.118 | 8.706
MISO_W_2_MISO_WUMS | MISO_W | MISO_WUMS | 2050 | B15 | 1203 | 1203 | 1629 | 1629 | 1629 | 1629 | 3898.41 | 6141.03 | 39.9782 | 26.1021 | 8.6888 | 6.2868 | 26.118 | 8.706
MISO_W_2_MISO_WUMS | MISO_W | MISO_WUMS | 2050 | B16 | 25 | 25 | 1629 | 1629 | 1628.94 | 1628.86 | 2111.13 | 6690.9 | 27.0873 | 26.1021 | 8.7007 | 0.088521 | 26.118 | 8.706
MISO_W_2_MISO_WUMS | MISO_W | MISO_WUMS | 2050 | B17 | 100 | 100 | 1629 | 1629 | 1628.98 | 1628.96 | 3213.82 | 6594.58 | 106.9012 | 26.1021 | 8.6888 | 1.3974 | 26.118 | 8.706
MISO_W_2_MISO_WUMS | MISO_W | MISO_WUMS | 2050 | B18 | 400 | 400 | 1629 | 1629 | 1629 | 1628.99 | 3500.62 | 6326.85 | 24.8558 | 26.1021 | 8.6888 | 1.2996 | 26.118 | 8.706
MISO_W_2_MISO_WUMS | MISO_W | MISO_WUMS | 2050 | B19 | 700 | 700 | 1629 | 1629 | 1629 | 1628.99 | 3343.04 | 6033.99 | 6.0062 | 26.1021 | 8.6888 | 0.54959 | 26.118 | 8.706
MISO_W_2_MISO_WUMS | MISO_W | MISO_WUMS | 2050 | B20 | 935 | 935 | 1629 | 1629 | 1629 | 1629 | 3918.55 | 6500.77 | 25.0694 | 26.1021 | 8.6888 | 3.064 | 26.118 | 8.706
MISO_W_2_NE | MISO_W | NE | 2015 | B01 | 10 | 10 | 2800 | 0 | 0.31 | 0.23 | 0.34 | 0.26 | 0 | 0 | 0 | 0 | 0 | 0
MISO_W_2_NE | MISO_W | NE | 2015 | B02 | 25 | 25 | 2800 | 0 | 0.15 | 0.12 | 0.17 | 0.13 | 0 | 0 | 0 | 0 | 0 | 0
MISO_W_2_NE | MISO_W | NE | 2015 | B03 | 75 | 75 | 2800 | 0 | 0.07 | 0.05 | 0.08 | 0.06 | 0 | 0 | 0 | 0 | 0 | 0
MISO_W_2_NE | MISO_W | NE | 2015 | B04 | 100 | 100 | 2800 | 0 | 0.07 | 0.04 | 0.07 | 0.04 | 0 | 0 | 0 | 0 | 0 | 0
MISO_W_2_NE | MISO_W | NE | 2015 | B05 | 200 | 200 | 2800 | 0.01 | 4.04 | 2.97 | 3.7 | 2.72 | 0 | 0 | 0 | 0 | 0 | 0
MISO_W_2_NE | MISO_W | NE | 2015 | B06 | 300 | 300 | 2800 | 0 | 0.04 | 0.09 | 0.05 | 0.09 | 0 | 0 | 0 | 0 | 0 | 0
MISO_W_2_NE | MISO_W | NE | 2015 | B07 | 400 | 400 | 2800 | 0 | 0.03 | 0.06 | 0.03 | 0.06 | 0 | 0 | 0 | 0 | 0 | 0
MISO_W_2_NE | MISO_W | NE | 2015 | B08 | 500 | 500 | 2800 | 0 | 0.02 | 0.01 | 0.03 | 0.01 | 0 | 0 | 0 | 0 | 0 | 0
MISO_W_2_NE | MISO_W | NE | 2015 | B09 | 800 | 800 | 2800 | 0 | 0.01 | 0.01 | 0.01 | 0.01 | 0 | 0 | 0 | 0 | 0 | 0
MISO_W_2_NE | MISO_W | NE | 2015 | B10 | 1262 | 0 | 2800 | 0 | 0 | 0 | 0 | 0 | 0 | 0 | 0 | 0 | 0 | 0
MISO_W_2_NE | MISO_W | NE | 2015 | B11 | 25 | 25 | 2800 | 0 | 18.96 | 19.56 | 18.42 | 18.42 | 0 | 0 | 0 | 0 | 0 | 0
MISO_W_2_NE | MISO_W | NE | 2015 | B12 | 200 | 200 | 2800 | 0 | 0.03 | 0.01 | 0.03 | 0.01 | 0 | 0 | 0 | 0 | 0 | 0
MISO_W_2_NE | MISO_W | NE | 2015 | B13 | 600 | 600 | 2800 | 0 | 0.01 | 0.01 | 0.01 | 0.01 | 0 | 0 | 0 | 0 | 0 | 0
MISO_W_2_NE | MISO_W | NE | 2015 | B14 | 900 | 900 | 2800 | 0 | 0.01 | 0 | 0.01 | 0 | 0 | 0 | 0 | 0 | 0 | 0
MISO_W_2_NE | MISO_W | NE | 2015 | B15 | 1203 | 0 | 2800 | 0 | 0 | 0 | 0 | 0 | 0 | 0 | 0 | 0 | 0 | 0
MISO_W_2_NE | MISO_W | NE | 2015 | B16 | 25 | 25 | 2800 | 0 | 0.13 | 0.07 | 0.14 | 0.08 | 0 | 0 | 0 | 0 | 0 | 0
MISO_W_2_NE | MISO_W | NE | 2015 | B17 | 100 | 100 | 2800 | 0 | 0.02 | 0.02 | 0.02 | 0.02 | 0 | 0 | 0 | 0 | 0 | 0
MISO_W_2_NE | MISO_W | NE | 2015 | B18 | 400 | 400 | 2800 | 0 | 0.01 | 0.01 | 0.01 | 0.01 | 0 | 0 | 0 | 0 | 0 | 0
MISO_W_2_NE | MISO_W | NE | 2015 | B19 | 700 | 700 | 2800 | 0 | 0.01 | 0 | 0.01 | 0 | 0 | 0 | 0 | 0 | 0 | 0
MISO_W_2_NE | MISO_W | NE | 2015 | B20 | 935 | 935 | 2800 | 0 | 0.01 | 0.01 | 0.01 | 0.01 | 0 | 0 | 0 | 0 | 0 | 0
MISO_W_2_NE | MISO_W | NE | 2020 | B01 | 10 | 10 | 2800 | 0 | 0.2 | 0.17 | 0.22 | 0.19 | 0 | 0 | 0 | 0 | 0 | 0
MISO_W_2_NE | MISO_W | NE | 2020 | B02 | 25 | 25 | 2800 | 0 | 0.08 | 0.07 | 0.09 | 0.08 | 0 | 0 | 0 | 0 | 0 | 0
MISO_W_2_NE | MISO_W | NE | 2020 | B03 | 75 | 75 | 2800 | 0 | 0.03 | 0.02 | 0.04 | 0.03 | 0 | 0 | 0 | 0 | 0 | 0
MISO_W_2_NE | MISO_W | NE | 2020 | B04 | 100 | 100 | 2800 | 0 | 0.03 | 0.02 | 0.03 | 0.02 | 0 | 0 | 0 | 0 | 0 | 0
MISO_W_2_NE | MISO_W | NE | 2020 | B05 | 200 | 200 | 2800 | 0 | 0.01 | 0.01 | 0.01 | 0.01 | 0 | 0 | 0 | 0 | 0 | 0
MISO_W_2_NE | MISO_W | NE | 2020 | B06 | 300 | 300 | 2800 | 0 | 0.01 | 0.01 | 0.01 | 0.01 | 0 | 0 | 0 | 0 | 0 | 0
MISO_W_2_NE | MISO_W | NE | 2020 | B07 | 400 | 400 | 2800 | 0 | 0.01 | 0.01 | 0.01 | 0.01 | 0 | 0 | 0 | 0 | 0 | 0
MISO_W_2_NE | MISO_W | NE | 2020 | B08 | 500 | 500 | 2800 | 0 | 0.01 | 0.01 | 0.01 | 0.01 | 0 | 0 | 0 | 0 | 0 | 0
MISO_W_2_NE | MISO_W | NE | 2020 | B09 | 800 | 0 | 2800 | 0 | 0 | 0 | 0 | 0 | 0 | 0 | 0 | 0 | 0 | 0
MISO_W_2_NE | MISO_W | NE | 2020 | B10 | 1262 | 0 | 2800 | 0 | 0 | 0 | 0 | 0 | 0 | 0 | 0 | 0 | 0 | 0
MISO_W_2_NE | MISO_W | NE | 2020 | B11 | 25 | 25 | 2800 | 0 | 0.09 | 0.07 | 0.1 | 0.08 | 0 | 0 | 0 | 0 | 0 | 0
MISO_W_2_NE | MISO_W | NE | 2020 | B12 | 200 | 200 | 2800 | 0 | 0.01 | 0.01 | 0.01 | 0.01 | 0 | 0 | 0 | 0 | 0 | 0
MISO_W_2_NE | MISO_W | NE | 2020 | B13 | 600 | 0 | 2800 | 0 | 0 | 0 | 0 | 0 | 0 | 0 | 0 | 0 | 0 | 0
MISO_W_2_NE | MISO_W | NE | 2020 | B14 | 900 | 0 | 2800 | 0 | 0 | 0 | 0 | 0 | 0 | 0 | 0 | 0 | 0 | 0
MISO_W_2_NE | MISO_W | NE | 2020 | B15 | 1203 | 0 | 2800 | 0 | 0 | 0 | 0 | 0 | 0 | 0 | 0 | 0 | 0 | 0
MISO_W_2_NE | MISO_W | NE | 2020 | B16 | 25 | 25 | 2800 | 0 | 0.08 | 0.07 | 0.09 | 0.08 | 0 | 0 | 0 | 0 | 0 | 0
MISO_W_2_NE | MISO_W | NE | 2020 | B17 | 100 | 100 | 2800 | 0 | 0.02 | 0.02 | 0.02 | 0.02 | 0 | 0 | 0 | 0 | 0 | 0
MISO_W_2_NE | MISO_W | NE | 2020 | B18 | 400 | 400 | 2800 | 0 | 0.01 | 0 | 0.01 | 0.01 | 0 | 0 | 0 | 0 | 0 | 0
MISO_W_2_NE | MISO_W | NE | 2020 | B19 | 700 | 0 | 2800 | 0 | 0 | 0 | 0 | 0 | 0 | 0 | 0 | 0 | 0 | 0
MISO_W_2_NE | MISO_W | NE | 2020 | B20 | 935 | 0 | 2800 | 0 | 0 | 0 | 0 | 0 | 0 | 0 | 0 | 0 | 0 | 0
MISO_W_2_NE | MISO_W | NE | 2025 | B01 | 10 | 10 | 2800 | 0 | 0.3 | 0.21 | 0.35 | 0.23 | 0 | 0 | 0 | 0 | 0 | 0
MISO_W_2_NE | MISO_W | NE | 2025 | B02 | 25 | 25 | 2800 | 0 | 0.1 | 0.08 | 0.12 | 0.09 | 0 | 0 | 0 | 0 | 0 | 0
MISO_W_2_NE | MISO_W | NE | 2025 | B03 | 75 | 75 | 2800 | 0 | 0.05 | 0.03 | 0.05 | 0.04 | 0 | 0 | 0 | 0 | 0 | 0
MISO_W_2_NE | MISO_W | NE | 2025 | B04 | 100 | 100 | 2800 | 0 | 0.05 | 0.04 | 0.06 | 0.04 | 0 | 0 | 0 | 0 | 0 | 0
MISO_W_2_NE | MISO_W | NE | 2025 | B05 | 200 | 200 | 2800 | 0 | 0.02 | 0.02 | 0.02 | 0.02 | 0 | 0 | 0 | 0 | 0 | 0
MISO_W_2_NE | MISO_W | NE | 2025 | B06 | 300 | 300 | 2800 | 0 | 0.01 | 0.01 | 0.01 | 0.01 | 0 | 0 | 0 | 0 | 0 | 0
MISO_W_2_NE | MISO_W | NE | 2025 | B07 | 400 | 400 | 2800 | 0 | 0.01 | 0.01 | 0.01 | 0.01 | 0 | 0 | 0 | 0 | 0 | 0
MISO_W_2_NE | MISO_W | NE | 2025 | B08 | 500 | 500 | 2800 | 0 | 0.02 | 0.01 | 0.02 | 0.01 | 0 | 0 | 0 | 0 | 0 | 0
MISO_W_2_NE | MISO_W | NE | 2025 | B09 | 800 | 800 | 2800 | 0 | 0.01 | 0 | 0.01 | 0 | 0 | 0 | 0 | 0 | 0 | 0
MISO_W_2_NE | MISO_W | NE | 2025 | B10 | 1262 | 0 | 2800 | 0 | 0 | 0 | 0 | 0 | 0 | 0 | 0 | 0 | 0 | 0
MISO_W_2_NE | MISO_W | NE | 2025 | B11 | 25 | 25 | 2800 | 0 | 0.13 | 0.09 | 0.14 | 0.1 | 0 | 0 | 0 | 0 | 0 | 0
MISO_W_2_NE | MISO_W | NE | 2025 | B12 | 200 | 200 | 2800 | 0 | 0.01 | 0.01 | 0.01 | 0.01 | 0 | 0 | 0 | 0 | 0 | 0
MISO_W_2_NE | MISO_W | NE | 2025 | B13 | 600 | 0 | 2800 | 0 | 0 | 0 | 0 | 0 | 0 | 0 | 0 | 0 | 0 | 0
MISO_W_2_NE | MISO_W | NE | 2025 | B14 | 900 | 0 | 2800 | 0 | 0 | 0 | 0 | 0 | 0 | 0 | 0 | 0 | 0 | 0
MISO_W_2_NE | MISO_W | NE | 2025 | B15 | 1203 | 0 | 2800 | 0 | 0 | 0 | 0 | 0 | 0 | 0 | 0 | 0 | 0 | 0
MISO_W_2_NE | MISO_W | NE | 2025 | B16 | 25 | 25 | 2800 | 0 | 0.09 | 0.08 | 0.11 | 0.09 | 0 | 0 | 0 | 0 | 0 | 0
MISO_W_2_NE | MISO_W | NE | 2025 | B17 | 100 | 100 | 2800 | 0 | 0.02 | 0.02 | 0.03 | 0.02 | 0 | 0 | 0 | 0 | 0 | 0
MISO_W_2_NE | MISO_W | NE | 2025 | B18 | 400 | 400 | 2800 | 0 | 0.01 | 0.01 | 0.01 | 0.01 | 0 | 0 | 0 | 0 | 0 | 0
MISO_W_2_NE | MISO_W | NE | 2025 | B19 | 700 | 0 | 2800 | 0 | 0 | 0 | 0 | 0 | 0 | 0 | 0 | 0 | 0 | 0
MISO_W_2_NE | MISO_W | NE | 2025 | B20 | 935 | 0 | 2800 | 0 | 0 | 0 | 0 | 0 | 0 | 0 | 0 | 0 | 0 | 0
MISO_W_2_NE | MISO_W | NE | 2030 | B01 | 10 | 10 | 2800 | 0 | 0.24 | 0.24 | 0.27 | 0.26 | 0 | 0 | 0 | 0 | 0 | 0
MISO_W_2_NE | MISO_W | NE | 2030 | B02 | 25 | 25 | 2800 | 0 | 0.11 | 0.11 | 0.12 | 0.12 | 0 | 0 | 0 | 0 | 0 | 0
MISO_W_2_NE | MISO_W | NE | 2030 | B03 | 75 | 75 | 2800 | 0 | 0.06 | 0.04 | 0.06 | 0.04 | 0 | 0 | 0 | 0 | 0 | 0
MISO_W_2_NE | MISO_W | NE | 2030 | B04 | 100 | 100 | 2800 | 0 | 0.07 | 0.04 | 0.07 | 0.04 | 0 | 0 | 0 | 0 | 0 | 0
MISO_W_2_NE | MISO_W | NE | 2030 | B05 | 200 | 200 | 2800 | 0 | 0.03 | 0.02 | 0.03 | 0.02 | 0 | 0 | 0 | 0 | 0 | 0
MISO_W_2_NE | MISO_W | NE | 2030 | B06 | 300 | 300 | 2800 | 0 | 0.02 | 0.01 | 0.02 | 0.01 | 0 | 0 | 0 | 0 | 0 | 0
MISO_W_2_NE | MISO_W | NE | 2030 | B07 | 400 | 400 | 2800 | 0 | 0.02 | 0.01 | 0.03 | 0.01 | 0 | 0 | 0 | 0 | 0 | 0
MISO_W_2_NE | MISO_W | NE | 2030 | B08 | 500 | 500 | 2800 | 0 | 0.02 | 0.01 | 0.02 | 0.01 | 0 | 0 | 0 | 0 | 0 | 0
MISO_W_2_NE | MISO_W | NE | 2030 | B09 | 800 | 800 | 2800 | 0 | 0.01 | 0 | 0.01 | 0 | 0 | 0 | 0 | 0 | 0 | 0
MISO_W_2_NE | MISO_W | NE | 2030 | B10 | 1262 | 0 | 2800 | 0 | 0 | 0 | 0 | 0 | 0 | 0 | 0 | 0 | 0 | 0
MISO_W_2_NE | MISO_W | NE | 2030 | B11 | 25 | 25 | 2800 | 0 | 0.16 | 0.11 | 0.17 | 0.12 | 0 | 0 | 0 | 0 | 0 | 0
MISO_W_2_NE | MISO_W | NE | 2030 | B12 | 200 | 200 | 2800 | 0 | 0.01 | 0.01 | 0.01 | 0.01 | 0 | 0 | 0 | 0 | 0 | 0
MISO_W_2_NE | MISO_W | NE | 2030 | B13 | 600 | 600 | 2800 | 0 | 0 | 0 | 0.01 | 0 | 0 | 0 | 0 | 0 | 0 | 0
MISO_W_2_NE | MISO_W | NE | 2030 | B14 | 900 | 0 | 2800 | 0 | 0 | 0 | 0 | 0 | 0 | 0 | 0 | 0 | 0 | 0
MISO_W_2_NE | MISO_W | NE | 2030 | B15 | 1203 | 0 | 2800 | 0 | 0 | 0 | 0 | 0 | 0 | 0 | 0 | 0 | 0 | 0
MISO_W_2_NE | MISO_W | NE | 2030 | B16 | 25 | 25 | 2800 | 0 | 0.1 | 0.1 | 0.11 | 0.11 | 0 | 0 | 0 | 0 | 0 | 0
MISO_W_2_NE | MISO_W | NE | 2030 | B17 | 100 | 100 | 2800 | 0 | 0.03 | 0.03 | 0.03 | 0.03 | 0 | 0 | 0 | 0 | 0 | 0
MISO_W_2_NE | MISO_W | NE | 2030 | B18 | 400 | 400 | 2800 | 0 | 0.01 | 0.01 | 0.01 | 0.01 | 0 | 0 | 0 | 0 | 0 | 0
MISO_W_2_NE | MISO_W | NE | 2030 | B19 | 700 | 0 | 2800 | 0 | 0 | 0 | 0 | 0 | 0 | 0 | 0 | 0 | 0 | 0
MISO_W_2_NE | MISO_W | NE | 2030 | B20 | 935 | 0 | 2800 | 0 | 0 | 0 | 0 | 0 | 0 | 0 | 0 | 0 | 0 | 0
MISO_W_2_NE | MISO_W | NE | 2035 | B01 | 10 | 10 | 2800 | 0 | 0.13 | 0.19 | 0.14 | 0.21 | 0 | 0 | 0 | 0 | 0 | 0
MISO_W_2_NE | MISO_W | NE | 2035 | B02 | 25 | 25 | 2800 | 0 | 0.07 | 0.09 | 0.07 | 0.1 | 0 | 0 | 0 | 0 | 0 | 0
MISO_W_2_NE | MISO_W | NE | 2035 | B03 | 75 | 75 | 2800 | 0 | 0.07 | 0.05 | 0.07 | 0.05 | 0 | 0 | 0 | 0 | 0 | 0
MISO_W_2_NE | MISO_W | NE | 2035 | B04 | 100 | 100 | 2800 | 0 | 0.05 | 0.04 | 0.05 | 0.04 | 0 | 0 | 0 | 0 | 0 | 0
MISO_W_2_NE | MISO_W | NE | 2035 | B05 | 200 | 200 | 2800 | 0 | 0.03 | 0.02 | 0.03 | 0.02 | 0 | 0 | 0 | 0 | 0 | 0
MISO_W_2_NE | MISO_W | NE | 2035 | B06 | 300 | 300 | 2800 | 0 | 0.03 | 0.02 | 0.03 | 0.02 | 0 | 0 | 0 | 0 | 0 | 0
MISO_W_2_NE | MISO_W | NE | 2035 | B07 | 400 | 400 | 2800 | 0 | 0.04 | 0.03 | 0.04 | 0.04 | 0 | 0 | 0 | 0 | 0 | 0
MISO_W_2_NE | MISO_W | NE | 2035 | B08 | 500 | 500 | 2800 | 0 | 0.01 | 0.01 | 0.01 | 0.01 | 0 | 0 | 0 | 0 | 0 | 0
MISO_W_2_NE | MISO_W | NE | 2035 | B09 | 800 | 0 | 2800 | 0 | 0 | 0 | 0 | 0 | 0 | 0 | 0 | 0 | 0 | 0
MISO_W_2_NE | MISO_W | NE | 2035 | B10 | 1262 | 0 | 2800 | 0 | 0 | 0 | 0 | 0 | 0 | 0 | 0 | 0 | 0 | 0
MISO_W_2_NE | MISO_W | NE | 2035 | B11 | 25 | 25 | 2800 | 0 | 0.07 | 0.1 | 0.08 | 0.11 | 0 | 0 | 0 | 0 | 0 | 0
MISO_W_2_NE | MISO_W | NE | 2035 | B12 | 200 | 200 | 2800 | 0 | 0.01 | 0.01 | 0.01 | 0.01 | 0 | 0 | 0 | 0 | 0 | 0
MISO_W_2_NE | MISO_W | NE | 2035 | B13 | 600 | 0 | 2800 | 0 | 0 | 0 | 0 | 0 | 0 | 0 | 0 | 0 | 0 | 0
MISO_W_2_NE | MISO_W | NE | 2035 | B14 | 900 | 0 | 2800 | 0 | 0 | 0 | 0 | 0 | 0 | 0 | 0 | 0 | 0 | 0
MISO_W_2_NE | MISO_W | NE | 2035 | B15 | 1203 | 0 | 2800 | 0 | 0 | 0 | 0 | 0 | 0 | 0 | 0 | 0 | 0 | 0
MISO_W_2_NE | MISO_W | NE | 2035 | B16 | 25 | 25 | 2800 | 0 | 0.05 | 0.07 | 0.05 | 0.08 | 0 | 0 | 0 | 0 | 0 | 0
MISO_W_2_NE | MISO_W | NE | 2035 | B17 | 100 | 100 | 2800 | 0 | 0.01 | 0.02 | 0.01 | 0.02 | 0 | 0 | 0 | 0 | 0 | 0
MISO_W_2_NE | MISO_W | NE | 2035 | B18 | 400 | 0 | 2800 | 0 | 0 | 0 | 0 | 0.01 | 0 | 0 | 0 | 0 | 0 | 0
MISO_W_2_NE | MISO_W | NE | 2035 | B19 | 700 | 0 | 2800 | 0 | 0 | 0 | 0 | 0 | 0 | 0 | 0 | 0 | 0 | 0
MISO_W_2_NE | MISO_W | NE | 2035 | B20 | 935 | 0 | 2800 | 0 | 0 | 0 | 0 | 0 | 0 | 0 | 0 | 0 | 0 | 0
MISO_W_2_NE | MISO_W | NE | 2040 | B01 | 10 | 10 | 2800 | 0 | 0.2 | 0.27 | 0.22 | 0.29 | 0 | 0 | 0 | 0 | 0 | 0
MISO_W_2_NE | MISO_W | NE | 2040 | B02 | 25 | 25 | 2800 | 0 | 0.07 | 0.09 | 0.08 | 0.1 | 0 | 0 | 0 | 0 | 0 | 0
MISO_W_2_NE | MISO_W | NE | 2040 | B03 | 75 | 75 | 2800 | 0 | 0.09 | 0.06 | 0.09 | 0.07 | 0 | 0 | 0 | 0 | 0 | 0
MISO_W_2_NE | MISO_W | NE | 2040 | B04 | 100 | 100 | 2800 | 0 | 0.07 | 0.22 | 0.07 | 0.23 | 0 | 0 | 0 | 0 | 0 | 0
MISO_W_2_NE | MISO_W | NE | 2040 | B05 | 200 | 200 | 2800 | 0 | 0.04 | 0.06 | 0.04 | 0.06 | 0 | 0 | 0 | 0 | 0 | 0
MISO_W_2_NE | MISO_W | NE | 2040 | B06 | 300 | 300 | 2800 | 0 | 0.03 | 0.26 | 0.03 | 0.27 | 0 | 0 | 0 | 0 | 0 | 0
MISO_W_2_NE | MISO_W | NE | 2040 | B07 | 400 | 400 | 2800 | 0 | 0.09 | 0.03 | 0.09 | 0.03 | 0 | 0 | 0 | 0 | 0 | 0
MISO_W_2_NE | MISO_W | NE | 2040 | B08 | 500 | 0 | 2800 | 0 | 0 | 0.01 | 0 | 0.01 | 0 | 0 | 0 | 0 | 0 | 0
MISO_W_2_NE | MISO_W | NE | 2040 | B09 | 800 | 0 | 2800 | 0 | 0 | 0 | 0 | 0 | 0 | 0 | 0 | 0 | 0 | 0
MISO_W_2_NE | MISO_W | NE | 2040 | B10 | 1262 | 0 | 2800 | 0 | 0 | 0 | 0 | 0 | 0 | 0 | 0 | 0 | 0 | 0
MISO_W_2_NE | MISO_W | NE | 2040 | B11 | 25 | 25 | 2800 | 0 | 0.1 | 0.12 | 0.11 | 0.13 | 0 | 0 | 0 | 0 | 0 | 0
MISO_W_2_NE | MISO_W | NE | 2040 | B12 | 200 | 200 | 2800 | 0 | 0.01 | 0.01 | 0.01 | 0.01 | 0 | 0 | 0 | 0 | 0 | 0
MISO_W_2_NE | MISO_W | NE | 2040 | B13 | 600 | 0 | 2800 | 0 | 0 | 0 | 0 | 0 | 0 | 0 | 0 | 0 | 0 | 0
MISO_W_2_NE | MISO_W | NE | 2040 | B14 | 900 | 0 | 2800 | 0 | 0 | 0 | 0 | 0 | 0 | 0 | 0 | 0 | 0 | 0
MISO_W_2_NE | MISO_W | NE | 2040 | B15 | 1203 | 0 | 2800 | 0 | 0 | 0 | 0 | 0 | 0 | 0 | 0 | 0 | 0 | 0
MISO_W_2_NE | MISO_W | NE | 2040 | B16 | 25 | 25 | 2800 | 0 | 0.05 | 0.08 | 0.06 | 0.09 | 0 | 0 | 0 | 0 | 0 | 0
MISO_W_2_NE | MISO_W | NE | 2040 | B17 | 100 | 100 | 2800 | 0 | 0.01 | 0.02 | 0.02 | 0.02 | 0 | 0 | 0 | 0 | 0 | 0
MISO_W_2_NE | MISO_W | NE | 2040 | B18 | 400 | 0 | 2800 | 0 | 0 | 0.01 | 0 | 0.01 | 0 | 0 | 0 | 0 | 0 | 0
MISO_W_2_NE | MISO_W | NE | 2040 | B19 | 700 | 0 | 2800 | 0 | 0 | 0 | 0 | 0 | 0 | 0 | 0 | 0 | 0 | 0
MISO_W_2_NE | MISO_W | NE | 2040 | B20 | 935 | 0 | 2800 | 0 | 0 | 0 | 0 | 0 | 0 | 0 | 0 | 0 | 0 | 0
MISO_W_2_NE | MISO_W | NE | 2045 | B01 | 10 | 10 | 2800 | 0.01 | 0.42 | 0.37 | 0.45 | 0.42 | 0 | 0 | 0 | 0 | 0 | 0
MISO_W_2_NE | MISO_W | NE | 2045 | B02 | 25 | 25 | 2800 | 0 | 0.09 | 0.13 | 0.1 | 0.14 | 0 | 0 | 0 | 0 | 0 | 0
MISO_W_2_NE | MISO_W | NE | 2045 | B03 | 75 | 75 | 2800 | 0 | 0.11 | 0.12 | 0.12 | 0.13 | 0 | 0 | 0 | 0 | 0 | 0
MISO_W_2_NE | MISO_W | NE | 2045 | B04 | 100 | 100 | 2800 | 0 | 0.32 | 0.11 | 0.33 | 0.11 | 0 | 0 | 0 | 0 | 0 | 0
MISO_W_2_NE | MISO_W | NE | 2045 | B05 | 200 | 200 | 2800 | 0 | 0.05 | 0.16 | 0.05 | 0.16 | 0 | 0 | 0 | 0 | 0 | 0
MISO_W_2_NE | MISO_W | NE | 2045 | B06 | 300 | 300 | 2800 | 0 | 9.84 | 0.3 | 9.73 | 0.31 | 0 | 0 | 0 | 0 | 0 | 0
MISO_W_2_NE | MISO_W | NE | 2045 | B07 | 400 | 400 | 2800 | 0 | 0.05 | 0.03 | 0.05 | 0.03 | 0 | 0 | 0 | 0 | 0 | 0
MISO_W_2_NE | MISO_W | NE | 2045 | B08 | 500 | 500 | 2800 | 0 | 0.01 | 0.01 | 0.01 | 0.01 | 0 | 0 | 0 | 0 | 0 | 0
MISO_W_2_NE | MISO_W | NE | 2045 | B09 | 800 | 0 | 2800 | 0 | 0 | 0 | 0 | 0 | 0 | 0 | 0 | 0 | 0 | 0
MISO_W_2_NE | MISO_W | NE | 2045 | B10 | 1262 | 0 | 2800 | 0 | 0 | 0 | 0 | 0 | 0 | 0 | 0 | 0 | 0 | 0
MISO_W_2_NE | MISO_W | NE | 2045 | B11 | 25 | 25 | 2800 | 0 | 0.13 | 0.14 | 0.14 | 0.16 | 0 | 0 | 0 | 0 | 0 | 0
MISO_W_2_NE | MISO_W | NE | 2045 | B12 | 200 | 200 | 2800 | 0 | 0.01 | 0.02 | 0.01 | 0.02 | 0 | 0 | 0 | 0 | 0 | 0
MISO_W_2_NE | MISO_W | NE | 2045 | B13 | 600 | 0 | 2800 | 0 | 0 | 0.01 | 0 | 0.01 | 0 | 0 | 0 | 0 | 0 | 0
MISO_W_2_NE | MISO_W | NE | 2045 | B14 | 900 | 0 | 2800 | 0 | 0 | 0 | 0 | 0 | 0 | 0 | 0 | 0 | 0 | 0
MISO_W_2_NE | MISO_W | NE | 2045 | B15 | 1203 | 0 | 2800 | 0 | 0 | 0 | 0 | 0 | 0 | 0 | 0 | 0 | 0 | 0
MISO_W_2_NE | MISO_W | NE | 2045 | B16 | 25 | 25 | 2800 | 0 | 0.09 | 0.12 | 0.1 | 0.14 | 0 | 0 | 0 | 0 | 0 | 0
MISO_W_2_NE | MISO_W | NE | 2045 | B17 | 100 | 100 | 2800 | 0 | 0.02 | 0.03 | 0.03 | 0.04 | 0 | 0 | 0 | 0 | 0 | 0
MISO_W_2_NE | MISO_W | NE | 2045 | B18 | 400 | 400 | 2800 | 0 | 0.01 | 0.01 | 0.01 | 0.01 | 0 | 0 | 0 | 0 | 0 | 0
MISO_W_2_NE | MISO_W | NE | 2045 | B19 | 700 | 0 | 2800 | 0 | 0 | 0 | 0 | 0.01 | 0 | 0 | 0 | 0 | 0 | 0
MISO_W_2_NE | MISO_W | NE | 2045 | B20 | 935 | 0 | 2800 | 0 | 0 | 0 | 0 | 0 | 0 | 0 | 0 | 0 | 0 | 0
MISO_W_2_NE | MISO_W | NE | 2050 | B01 | 10 | 10 | 2800 | 0 | 0.17 | 0.17 | 0.19 | 0.19 | 0 | 0 | 0 | 0 | 0 | 0
MISO_W_2_NE | MISO_W | NE | 2050 | B02 | 25 | 25 | 2800 | 0 | 0.07 | 0.07 | 0.08 | 0.08 | 0 | 0 | 0 | 0 | 0 | 0
MISO_W_2_NE | MISO_W | NE | 2050 | B03 | 75 | 75 | 2800 | 0 | 0.05 | 0.03 | 0.05 | 0.03 | 0 | 0 | 0 | 0 | 0 | 0
MISO_W_2_NE | MISO_W | NE | 2050 | B04 | 100 | 100 | 2800 | 0 | 0.06 | 0.05 | 0.06 | 0.05 | 0 | 0 | 0 | 0 | 0 | 0
MISO_W_2_NE | MISO_W | NE | 2050 | B05 | 200 | 200 | 2800 | 0 | 0.02 | 0.02 | 0.02 | 0.02 | 0 | 0 | 0 | 0 | 0 | 0
MISO_W_2_NE | MISO_W | NE | 2050 | B06 | 300 | 300 | 2800 | 0 | 0.01 | 0.01 | 0.01 | 0.01 | 0 | 0 | 0 | 0 | 0 | 0
MISO_W_2_NE | MISO_W | NE | 2050 | B07 | 400 | 400 | 2800 | 0 | 0.01 | 0.01 | 0.01 | 0.01 | 0 | 0 | 0 | 0 | 0 | 0
MISO_W_2_NE | MISO_W | NE | 2050 | B08 | 500 | 0 | 2800 | 0 | 0 | 0 | 0 | 0 | 0 | 0 | 0 | 0 | 0 | 0
MISO_W_2_NE | MISO_W | NE | 2050 | B09 | 800 | 0 | 2800 | 0 | 0 | 0 | 0 | 0 | 0 | 0 | 0 | 0 | 0 | 0
MISO_W_2_NE | MISO_W | NE | 2050 | B10 | 1262 | 0 | 2800 | 0 | 0 | 0 | 0 | 0 | 0 | 0 | 0 | 0 | 0 | 0
MISO_W_2_NE | MISO_W | NE | 2050 | B11 | 25 | 25 | 2800 | 0 | 0.06 | 0.07 | 0.06 | 0.08 | 0 | 0 | 0 | 0 | 0 | 0
MISO_W_2_NE | MISO_W | NE | 2050 | B12 | 200 | 200 | 2800 | 0 | 0.01 | 0.01 | 0.01 | 0.01 | 0 | 0 | 0 | 0 | 0 | 0
MISO_W_2_NE | MISO_W | NE | 2050 | B13 | 600 | 0 | 2800 | 0 | 0 | 0 | 0 | 0 | 0 | 0 | 0 | 0 | 0 | 0
MISO_W_2_NE | MISO_W | NE | 2050 | B14 | 900 | 0 | 2800 | 0 | 0 | 0 | 0 | 0 | 0 | 0 | 0 | 0 | 0 | 0
MISO_W_2_NE | MISO_W | NE | 2050 | B15 | 1203 | 0 | 2800 | 0 | 0 | 0 | 0 | 0 | 0 | 0 | 0 | 0 | 0 | 0
MISO_W_2_NE | MISO_W | NE | 2050 | B16 | 25 | 25 | 2800 | 0 | 0.05 | 0.08 | 0.06 | 0.08 | 0 | 0 | 0 | 0 | 0 | 0
MISO_W_2_NE | MISO_W | NE | 2050 | B17 | 100 | 100 | 2800 | 0 | 0.01 | 0.02 | 0.01 | 0.02 | 0 | 0 | 0 | 0 | 0 | 0
MISO_W_2_NE | MISO_W | NE | 2050 | B18 | 400 | 0 | 2800 | 0 | 0 | 0 | 0 | 0 | 0 | 0 | 0 | 0 | 0 | 0
MISO_W_2_NE | MISO_W | NE | 2050 | B19 | 700 | 0 | 2800 | 0 | 0 | 0 | 0 | 0 | 0 | 0 | 0 | 0 | 0 | 0
MISO_W_2_NE | MISO_W | NE | 2050 | B20 | 935 | 0 | 2800 | 0 | 0 | 0 | 0 | 0 | 0 | 0 | 0 | 0 | 0 | 0
MISO_W_2_PJM_ROR | MISO_W | PJM_ROR | 2015 | B01 | 10 | 10 | 773 | 771.71 | 113.64 | 87.86 | 0.96 | 1.91 | 0.01187 | 0 | 0 | 0.00087926 | 2.2114 | 0.73715 | xxx
MISO_W_2_PJM_ROR | MISO_W | PJM_ROR | 2015 | B02 | 25 | 25 | 773 | 0.01 | 0.81 | 1.39 | 0.3 | 0.58 | 0 | 0 | 0 | 0 | 2.2114 | 0.73715
MISO_W_2_PJM_ROR | MISO_W | PJM_ROR | 2015 | B03 | 75 | 75 | 773 | 0 | 0.24 | 0.19 | 0.1 | 0.13 | 0 | 0 | 0 | 0 | 2.2114 | 0.73715
MISO_W_2_PJM_ROR | MISO_W | PJM_ROR | 2015 | B04 | 100 | 100 | 773 | 0 | 0.16 | 0.35 | 0.07 | 0.14 | 0 | 0 | 0 | 0 | 2.2114 | 0.73715
MISO_W_2_PJM_ROR | MISO_W | PJM_ROR | 2015 | B05 | 200 | 200 | 773 | 0 | 0.8 | 1.34 | 0.05 | 0.1 | 0 | 0 | 0 | 0 | 2.2114 | 0.73715
MISO_W_2_PJM_ROR | MISO_W | PJM_ROR | 2015 | B06 | 300 | 300 | 773 | 0 | 0.08 | 765.96 | 0.03 | 0.08 | 0 | 0 | 0.01187 | 0 | 2.2114 | 0.73715
MISO_W_2_PJM_ROR | MISO_W | PJM_ROR | 2015 | B07 | 400 | 400 | 773 | 0 | 0.06 | 235.11 | 0.02 | 0.06 | 0 | 0 | 0 | 0 | 2.2114 | 0.73715
MISO_W_2_PJM_ROR | MISO_W | PJM_ROR | 2015 | B08 | 500 | 500 | 773 | 0 | 0.16 | 770.68 | 0.02 | 0.05 | 0 | 0 | 0.01187 | 0 | 2.2114 | 0.73715
MISO_W_2_PJM_ROR | MISO_W | PJM_ROR | 2015 | B09 | 800 | 800 | 773 | 0 | 0.02 | 0.02 | 0.01 | 0.01 | 0 | 0 | 0 | 0 | 2.2114 | 0.73715
MISO_W_2_PJM_ROR | MISO_W | PJM_ROR | 2015 | B10 | 1262 | 1262 | 773 | 0 | 0.01 | 0.01 | 0.01 | 0.01 | 0 | 0 | 0 | 0 | 2.2114 | 0.73715
MISO_W_2_PJM_ROR | MISO_W | PJM_ROR | 2015 | B11 | 25 | 25 | 773 | 0 | 0.22 | 0.17 | 0.17 | 0.17 | 0 | 0 | 0 | 0 | 2.2114 | 0.73715
MISO_W_2_PJM_ROR | MISO_W | PJM_ROR | 2015 | B12 | 200 | 200 | 773 | 0 | 764.67 | 767.98 | 0.05 | 0.11 | 0 | 0.01187 | 0.01187 | 0 | 2.2114 | 0.73715
MISO_W_2_PJM_ROR | MISO_W | PJM_ROR | 2015 | B13 | 600 | 600 | 773 | 0.02 | 0.04 | 770.6 | 0.01 | 0.04 | 0 | 0 | 0.01187 | 0 | 2.2114 | 0.73715
MISO_W_2_PJM_ROR | MISO_W | PJM_ROR | 2015 | B14 | 900 | 900 | 773 | 0 | 0.03 | 770.81 | 0.01 | 0.03 | 0 | 0 | 0.01187 | 0 | 2.2114 | 0.73715
MISO_W_2_PJM_ROR | MISO_W | PJM_ROR | 2015 | B15 | 1203 | 1203 | 773 | 0 | 0.01 | 0.01 | 0.01 | 0.01 | 0 | 0 | 0 | 0 | 2.2114 | 0.73715
MISO_W_2_PJM_ROR | MISO_W | PJM_ROR | 2015 | B16 | 25 | 25 | 773 | 772.6 | 770.04 | 751.22 | 0.45 | 0.88 | 0.01187 | 0.26114 | 0.01187 | 0.0021981 | 2.2114 | 0.73715
MISO_W_2_PJM_ROR | MISO_W | PJM_ROR | 2015 | B17 | 100 | 100 | 773 | 773 | 772.78 | 772.55 | 0.19 | 0.41 | 3.9765 | 1.0802 | 0.36797 | 2.9455 | 2.2114 | 0.73715
MISO_W_2_PJM_ROR | MISO_W | PJM_ROR | 2015 | B18 | 400 | 400 | 773 | 345.03 | 772.85 | 772.84 | 0.04 | 0.1 | 0 | 1.0564 | 0.34423 | 0 | 2.2114 | 0.73715
MISO_W_2_PJM_ROR | MISO_W | PJM_ROR | 2015 | B19 | 700 | 700 | 773 | 0.02 | 771.1 | 771.24 | 0.02 | 0.03 | 0 | 0.01187 | 0.01187 | 0 | 2.2114 | 0.73715
MISO_W_2_PJM_ROR | MISO_W | PJM_ROR | 2015 | B20 | 935 | 935 | 773 | 0 | 0.06 | 0.92 | 0.01 | 0.02 | 0 | 0 | 0 | 0 | 2.2114 | 0.73715
MISO_W_2_PJM_ROR | MISO_W | PJM_ROR | 2020 | B01 | 10 | 10 | 773 | 1.27 | 760.03 | 752.07 | 1.38 | 2.92 | 0 | 0.14244 | 0.05935 | 0 | 2.1974 | 0.73248 | 1.38 | 0
MISO_W_2_PJM_ROR | MISO_W | PJM_ROR | 2020 | B02 | 25 | 25 | 773 | 0.5 | 3.39 | 724.32 | 0.47 | 1.1 | 0 | 0 | 0.01187 | 0 | 2.1974 | 0.73248 | 0.47 | 0
MISO_W_2_PJM_ROR | MISO_W | PJM_ROR | 2020 | B03 | 75 | 75 | 773 | 0 | 0.15 | 0.24 | 0.09 | 0.16 | 0 | 0 | 0 | 0 | 2.1974 | 0.73248 | 0.09 | 0
MISO_W_2_PJM_ROR | MISO_W | PJM_ROR | 2020 | B04 | 100 | 100 | 773 | 0 | 0.07 | 0.13 | 0.06 | 0.1 | 0 | 0 | 0 | 0 | 2.1974 | 0.73248 | 0.06 | 0
MISO_W_2_PJM_ROR | MISO_W | PJM_ROR | 2020 | B05 | 200 | 200 | 773 | 0 | 0.07 | 0.3 | 0.04 | 0.1 | 0 | 0 | 0 | 0 | 2.1974 | 0.73248 | 0.04 | 0
MISO_W_2_PJM_ROR | MISO_W | PJM_ROR | 2020 | B06 | 300 | 300 | 773 | 0 | 0.09 | 0.22 | 0.03 | 0.07 | 0 | 0 | 0 | 0 | 2.1974 | 0.73248 | 0.03 | 0
MISO_W_2_PJM_ROR | MISO_W | PJM_ROR | 2020 | B07 | 400 | 400 | 773 | 0 | 0.03 | 0.14 | 0.02 | 0.05 | 0 | 0 | 0 | 0 | 2.1974 | 0.73248 | 0.02 | 0
MISO_W_2_PJM_ROR | MISO_W | PJM_ROR | 2020 | B08 | 500 | 500 | 773 | 0 | 0.03 | 0.06 | 0.02 | 0.03 | 0 | 0 | 0 | 0 | 2.1974 | 0.73248 | 0.02 | 0
MISO_W_2_PJM_ROR | MISO_W | PJM_ROR | 2020 | B09 | 800 | 800 | 773 | 0 | 0.01 | 0.03 | 0.01 | 0.02 | 0 | 0 | 0 | 0 | 2.1974 | 0.73248 | 0.01 | 0
MISO_W_2_PJM_ROR | MISO_W | PJM_ROR | 2020 | B10 | 1262 | 1262 | 773 | 0 | 0.01 | 0.01 | 0.01 | 0.01 | 0 | 0 | 0 | 0 | 2.1974 | 0.73248 | 0.01 | 0
MISO_W_2_PJM_ROR | MISO_W | PJM_ROR | 2020 | B11 | 25 | 25 | 773 | 772.4 | 52.88 | 1.41 | 0.46 | 0.66 | 0.01187 | 0 | 0 | 0.0019783 | 2.1974 | 0.73248 | 0.46 | 0
MISO_W_2_PJM_ROR | MISO_W | PJM_ROR | 2020 | B12 | 200 | 200 | 773 | 0.08 | 323.1 | 768.14 | 0.07 | 0.15 | 0 | 0 | 0.01187 | 0 | 2.1974 | 0.73248 | 0.07 | 0
MISO_W_2_PJM_ROR | MISO_W | PJM_ROR | 2020 | B13 | 600 | 600 | 773 | 317.22 | 126.63 | 578.93 | 0.02 | 0.05 | 0 | 0 | 0 | 0 | 2.1974 | 0.73248 | 0.02 | 0
MISO_W_2_PJM_ROR | MISO_W | PJM_ROR | 2020 | B14 | 900 | 900 | 773 | 0 | 1.03 | 771.2 | 0.02 | 0.03 | 0 | 0 | 0.01187 | 0 | 2.1974 | 0.73248 | 0.02 | 0
MISO_W_2_PJM_ROR | MISO_W | PJM_ROR | 2020 | B15 | 1203 | 1203 | 773 | 0 | 0.14 | 772.84 | 0.01 | 0.03 | 0 | 0 | 0.1187 | 0 | 2.1974 | 0.73248 | 0.01 | 0
MISO_W_2_PJM_ROR | MISO_W | PJM_ROR | 2020 | B16 | 25 | 25 | 773 | 773 | 770.18 | 768.09 | 0.62 | 1.36 | 4.9379 | 0.32049 | 0.13057 | 0.82299 | 2.1974 | 0.73248 | 0.62 | 0
MISO_W_2_PJM_ROR | MISO_W | PJM_ROR | 2020 | B17 | 100 | 100 | 773 | 773 | 772.19 | 771.57 | 0.16 | 0.35 | 3.1574 | 0.32049 | 0.13057 | 2.1049 | 2.1974 | 0.73248 | 0.16 | 0
MISO_W_2_PJM_ROR | MISO_W | PJM_ROR | 2020 | B18 | 400 | 400 | 773 | 0.04 | 772.75 | 772.58 | 0.04 | 0.09 | 0 | 0.29675 | 0.1187 | 0 | 2.1974 | 0.73248 | 0.04 | 0
MISO_W_2_PJM_ROR | MISO_W | PJM_ROR | 2020 | B19 | 700 | 700 | 773 | 0 | 750.96 | 772.7 | 0.02 | 0.05 | 0 | 0 | 0.09496 | 0 | 2.1974 | 0.73248 | 0.02 | 0
MISO_W_2_PJM_ROR | MISO_W | PJM_ROR | 2020 | B20 | 935 | 935 | 773 | 0 | 0.21 | 772.76 | 0.01 | 0.04 | 0 | 0 | 0.09496 | 0 | 2.1974 | 0.73248 | 0.01 | 0
MISO_W_2_PJM_ROR | MISO_W | PJM_ROR | 2025 | B01 | 10 | 10 | 773 | 772.96 | 772.71 | 772.37 | 3335.86 | 17161.25 | 0.52228 | 11.0035 | 3.6678 | 0.00089693 | 11.0011 | 3.667 | 3335.86 | 0
MISO_W_2_PJM_ROR | MISO_W | PJM_ROR | 2025 | B02 | 25 | 25 | 773 | 772.33 | 772.88 | 772.73 | 33.66 | 12715.38 | 0.01187 | 10.956 | 3.6678 | 5.0962e-05 | 11.0011 | 3.667 | 33.66 | 0
MISO_W_2_PJM_ROR | MISO_W | PJM_ROR | 2025 | B03 | 75 | 75 | 773 | 0 | 772.78 | 772.91 | 0.07 | 3463.93 | 0 | 2.0773 | 3.6678 | 0 | 11.0011 | 3.667 | 0.07 | 0
MISO_W_2_PJM_ROR | MISO_W | PJM_ROR | 2025 | B04 | 100 | 100 | 773 | 386.21 | 772.89 | 772.93 | 0.06 | 4940.13 | 0 | 3.2286 | 3.6678 | 0 | 11.0011 | 3.667 | 0.06 | 0
MISO_W_2_PJM_ROR | MISO_W | PJM_ROR | 2025 | B05 | 200 | 200 | 773 | 772.91 | 772.94 | 772.96 | 0.03 | 6634.58 | 0.01187 | 3.2405 | 3.6678 | 0.00040769 | 11.0011 | 3.667 | 0.03 | 0
MISO_W_2_PJM_ROR | MISO_W | PJM_ROR | 2025 | B06 | 300 | 300 | 773 | 0.06 | 16.09 | 772.97 | 0.01 | 8275.41 | 0 | 0 | 3.6678 | 0 | 11.0011 | 3.667 | 0.01 | 0
MISO_W_2_PJM_ROR | MISO_W | PJM_ROR | 2025 | B07 | 400 | 400 | 773 | 0.05 | 772.98 | 772.98 | 0.03 | 9683.26 | 0 | 3.2761 | 3.6678 | 0 | 11.0011 | 3.667 | 0.03 | 0
MISO_W_2_PJM_ROR | MISO_W | PJM_ROR | 2025 | B08 | 500 | 500 | 773 | 773 | 772.99 | 772.98 | 0.49 | 16715.12 | 2.1722 | 10.6593 | 3.6678 | 0.18652 | 11.0011 | 3.667 | 0.49 | 0
MISO_W_2_PJM_ROR | MISO_W | PJM_ROR | 2025 | B09 | 800 | 800 | 773 | 0 | 773 | 772.99 | 0.69 | 16837.95 | 0 | 10.9441 | 3.6678 | 0 | 11.0011 | 3.667 | 0.69 | 0
MISO_W_2_PJM_ROR | MISO_W | PJM_ROR | 2025 | B10 | 1262 | 1262 | 773 | 742.57 | 773 | 772.99 | 2564.13 | 8199.85 | 0 | 11.0035 | 3.6678 | 0 | 11.0011 | 3.667 | 2564.13 | 0
MISO_W_2_PJM_ROR | MISO_W | PJM_ROR | 2025 | B11 | 25 | 25 | 773 | 772.78 | 772.8 | 772.73 | 0.48 | 9303.56 | 0.03561 | 5.8638 | 3.6678 | 0.00015289 | 11.0011 | 3.667 | 0.48 | 0
MISO_W_2_PJM_ROR | MISO_W | PJM_ROR | 2025 | B12 | 200 | 200 | 773 | 773 | 772.98 | 772.96 | 4116.18 | 21893.03 | 6.1843 | 11.0035 | 3.6678 | 0.21241 | 11.0011 | 3.667 | 4116.18 | 0
MISO_W_2_PJM_ROR | MISO_W | PJM_ROR | 2025 | B13 | 600 | 600 | 773 | 773 | 772.99 | 772.99 | 5864.04 | 24198.03 | 2.1247 | 11.0035 | 3.6678 | 0.21893 | 11.0011 | 3.667 | 5864.04 | 0
MISO_W_2_PJM_ROR | MISO_W | PJM_ROR | 2025 | B14 | 900 | 900 | 773 | 773 | 773 | 772.99 | 9825.12 | 22345.49 | 6.6709 | 11.0035 | 3.6678 | 1.0311 | 11.0011 | 3.667 | 9825.12 | 0
MISO_W_2_PJM_ROR | MISO_W | PJM_ROR | 2025 | B15 | 1203 | 1203 | 773 | 773 | 773 | 772.99 | 5917.08 | 15516.66 | 53.7118 | 11.0035 | 3.6678 | 11.0966 | 11.0011 | 3.667 | 5917.08 | 0
MISO_W_2_PJM_ROR | MISO_W | PJM_ROR | 2025 | B16 | 25 | 25 | 773 | 773 | 772.88 | 772.73 | 15538.83 | 42187.95 | 21.9832 | 11.0035 | 3.6678 | 0.094381 | 11.0011 | 3.667 | 15538.83 | 0
MISO_W_2_PJM_ROR | MISO_W | PJM_ROR | 2025 | B17 | 100 | 100 | 773 | 773 | 772.97 | 772.93 | 14129.34 | 42574.82 | 11.3477 | 11.0035 | 3.6678 | 0.19488 | 11.0011 | 3.667 | 14129.34 | 0
MISO_W_2_PJM_ROR | MISO_W | PJM_ROR | 2025 | B18 | 400 | 400 | 773 | 773 | 772.99 | 772.98 | 6363.87 | 33568.65 | 5.3296 | 11.0035 | 3.6678 | 0.36611 | 11.0011 | 3.667 | 6363.87 | 0
MISO_W_2_PJM_ROR | MISO_W | PJM_ROR | 2025 | B19 | 700 | 700 | 773 | 773 | 772.99 | 772.99 | 5223.77 | 29037.51 | 1.46 | 11.0035 | 3.6678 | 0.17551 | 11.0011 | 3.667 | 5223.77 | 0
MISO_W_2_PJM_ROR | MISO_W | PJM_ROR | 2025 | B20 | 935 | 935 | 773 | 773 | 773 | 772.99 | 4601.11 | 27546.77 | 6.7896 | 11.0035 | 3.6678 | 1.0902 | 11.0011 | 3.667 | 4601.11 | 0
MISO_W_2_PJM_ROR | MISO_W | PJM_ROR | 2030 | B01 | 10 | 10 | 773 | 0.01 | 772.81 | 772.57 | 1998.6 | 18137.98 | 0 | 20.6538 | 6.8846 | 0 | 20.6543 | 6.8848 | 1998.6 | 0
MISO_W_2_PJM_ROR | MISO_W | PJM_ROR | 2030 | B02 | 25 | 25 | 773 | 0 | 772.92 | 772.82 | 4671.82 | 17967.87 | 0 | 20.6538 | 6.8846 | 0 | 20.6543 | 6.8848 | 4671.82 | 0
MISO_W_2_PJM_ROR | MISO_W | PJM_ROR | 2030 | B03 | 75 | 75 | 773 | 0 | 772.72 | 772.94 | 0.05 | 11924.83 | 0 | 1.6025 | 6.8846 | 0 | 20.6543 | 6.8848 | 0.05 | 0
MISO_W_2_PJM_ROR | MISO_W | PJM_ROR | 2030 | B04 | 100 | 100 | 773 | 0 | 772.9 | 772.95 | 0.05 | 12871.35 | 0 | 4.1901 | 6.8846 | 0 | 20.6543 | 6.8848 | 0.05 | 0
MISO_W_2_PJM_ROR | MISO_W | PJM_ROR | 2030 | B05 | 200 | 200 | 773 | 0 | 772.97 | 772.98 | 0.02 | 11158.9 | 0 | 6.4217 | 6.8846 | 0 | 20.6543 | 6.8848 | 0.02 | 0
MISO_W_2_PJM_ROR | MISO_W | PJM_ROR | 2030 | B06 | 300 | 300 | 773 | 0 | 772.97 | 772.98 | 0.01 | 11331.75 | 0 | 5.3178 | 6.8846 | 0 | 20.6543 | 6.8848 | 0.01 | 0
MISO_W_2_PJM_ROR | MISO_W | PJM_ROR | 2030 | B07 | 400 | 400 | 773 | 772.94 | 772.99 | 772.99 | 0.03 | 16678.78 | 0.01187 | 16.8198 | 6.8846 | 0.00070206 | 20.6543 | 6.8848 | 0.03 | 0
MISO_W_2_PJM_ROR | MISO_W | PJM_ROR | 2030 | B08 | 500 | 500 | 773 | 773 | 773 | 772.99 | 5169.12 | 24173.85 | 2.4808 | 20.6538 | 6.8846 | 0.18341 | 20.6543 | 6.8848 | 5169.12 | 0
MISO_W_2_PJM_ROR | MISO_W | PJM_ROR | 2030 | B09 | 800 | 800 | 773 | 773 | 773 | 772.99 | 6749.47 | 23274.74 | 6.576 | 20.6538 | 6.8846 | 0.77788 | 20.6543 | 6.8848 | 6749.47 | 0
MISO_W_2_PJM_ROR | MISO_W | PJM_ROR | 2030 | B10 | 1262 | 1262 | 773 | 0 | 773 | 773 | 12259.12 | 13691.65 | 0 | 20.6538 | 6.8846 | 0 | 20.6543 | 6.8848 | 12259.12 | 0
MISO_W_2_PJM_ROR | MISO_W | PJM_ROR | 2030 | B11 | 25 | 25 | 773 | 0.3 | 772.92 | 772.82 | 1762.47 | 16534.09 | 0 | 20.6538 | 6.8846 | 0 | 20.6543 | 6.8848 | 1762.47 | 0
MISO_W_2_PJM_ROR | MISO_W | PJM_ROR | 2030 | B12 | 200 | 200 | 773 | 773 | 772.99 | 772.98 | 7780.65 | 28631.53 | 13.3775 | 20.6538 | 6.8846 | 0.39561 | 20.6543 | 6.8848 | 7780.65 | 0
MISO_W_2_PJM_ROR | MISO_W | PJM_ROR | 2030 | B13 | 600 | 600 | 773 | 773 | 773 | 772.99 | 9716.63 | 28374.9 | 9.6028 | 20.6538 | 6.8846 | 0.85194 | 20.6543 | 6.8848 | 9716.63 | 0
MISO_W_2_PJM_ROR | MISO_W | PJM_ROR | 2030 | B14 | 900 | 900 | 773 | 773 | 773 | 772.99 | 13667.36 | 31268.21 | 61.7121 | 20.6538 | 6.8846 | 8.2125 | 20.6543 | 6.8848 | 13667.36 | 0
MISO_W_2_PJM_ROR | MISO_W | PJM_ROR | 2030 | B15 | 1203 | 1203 | 773 | 773 | 773 | 773 | 17280.65 | 32008.78 | 55.4092 | 20.6538 | 6.8846 | 9.8562 | 20.6543 | 6.8848 | 17280.65 | 0
MISO_W_2_PJM_ROR | MISO_W | PJM_ROR | 2030 | B16 | 25 | 25 | 773 | 773 | 772.92 | 772.82 | 24534.82 | 53787.06 | 17.3302 | 20.6538 | 6.8846 | 0.064063 | 20.6543 | 6.8848 | 24534.82 | 0
MISO_W_2_PJM_ROR | MISO_W | PJM_ROR | 2030 | B17 | 100 | 100 | 773 | 773 | 772.98 | 772.95 | 22956.14 | 43619.5 | 17.9 | 20.6538 | 6.8846 | 0.26467 | 20.6543 | 6.8848 | 22956.14 | 0
MISO_W_2_PJM_ROR | MISO_W | PJM_ROR | 2030 | B18 | 400 | 400 | 773 | 773 | 772.99 | 772.99 | 14140.45 | 32758.01 | 10.5762 | 20.6538 | 6.8846 | 0.62553 | 20.6543 | 6.8848 | 14140.45 | 0
MISO_W_2_PJM_ROR | MISO_W | PJM_ROR | 2030 | B19 | 700 | 700 | 773 | 773 | 773 | 772.99 | 11472.69 | 30870.56 | 10.5762 | 20.6538 | 6.8846 | 1.0947 | 20.6543 | 6.8848 | 11472.69 | 0
MISO_W_2_PJM_ROR | MISO_W | PJM_ROR | 2030 | B20 | 935 | 935 | 773 | 773 | 773 | 772.99 | 16484.29 | 40948.74 | 37.6991 | 20.6538 | 6.8846 | 5.212 | 20.6543 | 6.8848 | 16484.29 | 0
MISO_W_2_PJM_ROR | MISO_W | PJM_ROR | 2035 | B01 | 10 | 10 | 773 | 0.01 | 772.73 | 772.42 | 7733.41 | 15504.47 | 0 | 19.3837 | 6.4692 | 0 | 19.3776 | 6.4592 | 7733.41 | 0
MISO_W_2_PJM_ROR | MISO_W | PJM_ROR | 2035 | B02 | 25 | 25 | 773 | 1.07 | 772.89 | 772.75 | 6035.08 | 20914.02 | 0 | 19.3837 | 6.4573 | 0 | 19.3776 | 6.4592 | 6035.08 | 0
MISO_W_2_PJM_ROR | MISO_W | PJM_ROR | 2035 | B03 | 75 | 75 | 773 | 0 | 772.92 | 772.91 | 0.12 | 12342.33 | 0 | 9.3417 | 6.4573 | 0 | 19.3776 | 6.4592 | 0.12 | 0
MISO_W_2_PJM_ROR | MISO_W | PJM_ROR | 2035 | B04 | 100 | 100 | 773 | 0 | 772.97 | 772.93 | 1.16 | 13133.68 | 0 | 18.1848 | 6.4573 | 0 | 19.3776 | 6.4592 | 1.16 | 0
MISO_W_2_PJM_ROR | MISO_W | PJM_ROR | 2035 | B05 | 200 | 200 | 773 | 0 | 772.98 | 772.97 | 0.06 | 10241.31 | 0 | 12.4991 | 6.4573 | 0 | 19.3776 | 6.4592 | 0.06 | 0
MISO_W_2_PJM_ROR | MISO_W | PJM_ROR | 2035 | B06 | 300 | 300 | 773 | 0 | 772.98 | 772.98 | 0.02 | 6969.03 | 0 | 8.3327 | 6.4573 | 0 | 19.3776 | 6.4592 | 0.02 | 0
MISO_W_2_PJM_ROR | MISO_W | PJM_ROR | 2035 | B07 | 400 | 400 | 773 | 0 | 772.99 | 772.98 | 0.04 | 14484.4 | 0 | 13.0333 | 6.4573 | 0 | 19.3776 | 6.4592 | 0.04 | 0
MISO_W_2_PJM_ROR | MISO_W | PJM_ROR | 2035 | B08 | 500 | 500 | 773 | 773 | 772.99 | 772.99 | 8271.17 | 21627.44 | 6.0062 | 19.3718 | 6.4573 | 0.39385 | 19.3776 | 6.4592 | 8271.17 | 0
MISO_W_2_PJM_ROR | MISO_W | PJM_ROR | 2035 | B09 | 800 | 800 | 773 | 773 | 773 | 772.99 | 8182.04 | 20809.79 | 0.09496 | 19.3718 | 6.4573 | 0.009963 | 19.3776 | 6.4592 | 8182.04 | 0
MISO_W_2_PJM_ROR | MISO_W | PJM_ROR | 2035 | B10 | 1262 | 1262 | 773 | 773 | 773 | 772.99 | 11032.51 | 20981.09 | 40.8209 | 19.3718 | 6.4573 | 6.7562 | 19.3776 | 6.4592 | 11032.51 | 0
MISO_W_2_PJM_ROR | MISO_W | PJM_ROR | 2035 | B11 | 25 | 25 | 773 | 1.04 | 772.89 | 772.75 | 2802.15 | 17034.37 | 0 | 19.3837 | 6.4573 | 0 | 19.3776 | 6.4592 | 2802.15 | 0
MISO_W_2_PJM_ROR | MISO_W | PJM_ROR | 2035 | B12 | 200 | 200 | 773 | 773 | 772.98 | 772.97 | 9290.88 | 25989.35 | 15.0156 | 19.3837 | 6.4573 | 0.39385 | 19.3776 | 6.4592 | 9290.88 | 0
MISO_W_2_PJM_ROR | MISO_W | PJM_ROR | 2035 | B13 | 600 | 600 | 773 | 773 | 772.99 | 772.99 | 13025.38 | 22131.55 | 15.0156 | 19.3718 | 6.4573 | 1.1816 | 19.3776 | 6.4592 | 13025.38 | 0
MISO_W_2_PJM_ROR | MISO_W | PJM_ROR | 2035 | B14 | 900 | 900 | 773 | 773 | 773 | 772.99 | 13867.49 | 28351.85 | 39.6695 | 19.3718 | 6.4573 | 4.6823 | 19.3776 | 6.4592 | 13867.49 | 0
MISO_W_2_PJM_ROR | MISO_W | PJM_ROR | 2035 | B15 | 1203 | 1203 | 773 | 773 | 773 | 772.99 | 27917.96 | 34182.14 | 50.1745 | 19.3718 | 6.4573 | 7.9161 | 19.3776 | 6.4592 | 27917.96 | 0
MISO_W_2_PJM_ROR | MISO_W | PJM_ROR | 2035 | B16 | 25 | 25 | 773 | 773 | 772.89 | 772.75 | 25470.85 | 47186.58 | 38.3757 | 19.3837 | 6.4573 | 0.12582 | 19.3776 | 6.4592 | 25470.85 | 0
MISO_W_2_PJM_ROR | MISO_W | PJM_ROR | 2035 | B17 | 100 | 100 | 773 | 773 | 772.97 | 772.93 | 23625.65 | 42210.28 | 38.3757 | 19.3837 | 6.4573 | 0.50329 | 19.3776 | 6.4592 | 23625.65 | 0
MISO_W_2_PJM_ROR | MISO_W | PJM_ROR | 2035 | B18 | 400 | 400 | 773 | 773 | 772.99 | 772.98 | 15749.56 | 30648.28 | 17.3539 | 19.3718 | 6.4573 | 0.91037 | 19.3776 | 6.4592 | 15749.56 | 0
MISO_W_2_PJM_ROR | MISO_W | PJM_ROR | 2035 | B19 | 700 | 700 | 773 | 773 | 773 | 772.99 | 12627.12 | 24406.75 | 6.5641 | 19.3718 | 6.4573 | 0.60261 | 19.3776 | 6.4592 | 12627.12 | 0
MISO_W_2_PJM_ROR | MISO_W | PJM_ROR | 2035 | B20 | 935 | 935 | 773 | 773 | 773 | 772.99 | 28150.9 | 32762.18 | 19.2531 | 19.3718 | 6.4573 | 2.3609 | 19.3776 | 6.4592 | 28150.9 | 0
MISO_W_2_PJM_ROR | MISO_W | PJM_ROR | 2040 | B01 | 10 | 10 | 773 | 0.03 | 772.71 | 772.37 | 2918.85 | 18456.99 | 0 | 22.8735 | 7.6324 | 0 | 22.8663 | 7.6221
MISO_W_2_PJM_ROR | MISO_W | PJM_ROR | 2040 | B02 | 25 | 25 | 773 | 300.97 | 772.88 | 772.73 | 5162.73 | 21176.6 | 0 | 22.8735 | 7.6205 | 0 | 22.8663 | 7.6221
MISO_W_2_PJM_ROR | MISO_W | PJM_ROR | 2040 | B03 | 75 | 75 | 773 | 0 | 772.92 | 772.91 | 0.11 | 11699.47 | 0 | 12.1905 | 7.6205 | 0 | 22.8663 | 7.6221
MISO_W_2_PJM_ROR | MISO_W | PJM_ROR | 2040 | B04 | 100 | 100 | 773 | 0 | 772.87 | 772.93 | 0.07 | 8839.36 | 0 | 4.9973 | 7.6205 | 0 | 22.8663 | 7.6221
MISO_W_2_PJM_ROR | MISO_W | PJM_ROR | 2040 | B05 | 200 | 200 | 773 | 0 | 772.68 | 772.96 | 0.02 | 5539.92 | 0 | 1.0683 | 7.6205 | 0 | 22.8663 | 7.6221
MISO_W_2_PJM_ROR | MISO_W | PJM_ROR | 2040 | B06 | 300 | 300 | 773 | 0 | 0.1 | 772.98 | 0.01 | 2469.38 | 0 | 0 | 7.6205 | 0 | 22.8663 | 7.6221
MISO_W_2_PJM_ROR | MISO_W | PJM_ROR | 2040 | B07 | 400 | 400 | 773 | 0 | 772.98 | 772.98 | 0.03 | 11578.54 | 0 | 12.0006 | 7.6205 | 0 | 22.8663 | 7.6221
MISO_W_2_PJM_ROR | MISO_W | PJM_ROR | 2040 | B08 | 500 | 500 | 773 | 712.33 | 772.99 | 772.98 | 4113.99 | 14244.94 | 0 | 22.8616 | 7.6205 | 0 | 22.8663 | 7.6221
MISO_W_2_PJM_ROR | MISO_W | PJM_ROR | 2040 | B09 | 800 | 800 | 773 | 0 | 773 | 772.99 | 4779.49 | 10163.91 | 0 | 22.8616 | 7.6205 | 0 | 22.8663 | 7.6221
MISO_W_2_PJM_ROR | MISO_W | PJM_ROR | 2040 | B10 | 1262 | 1262 | 773 | 773 | 773 | 772.99 | 17282.52 | 25260.76 | 36.4172 | 22.8616 | 7.6205 | 7.2662 | 22.8663 | 7.6221
MISO_W_2_PJM_ROR | MISO_W | PJM_ROR | 2040 | B11 | 25 | 25 | 773 | 0.01 | 772.87 | 772.73 | 2.4 | 8917.98 | 0 | 21.3185 | 7.6205 | 0 | 22.8663 | 7.6221
MISO_W_2_PJM_ROR | MISO_W | PJM_ROR | 2040 | B12 | 200 | 200 | 773 | 773 | 772.98 | 772.96 | 13021.65 | 19367.24 | 3.2049 | 22.8616 | 7.6205 | 0.10134 | 22.8663 | 7.6221
MISO_W_2_PJM_ROR | MISO_W | PJM_ROR | 2040 | B13 | 600 | 600 | 773 | 773 | 772.99 | 772.99 | 17648.74 | 25678.23 | 10.0658 | 22.8616 | 7.6205 | 0.95485 | 22.8663 | 7.6221
MISO_W_2_PJM_ROR | MISO_W | PJM_ROR | 2040 | B14 | 900 | 900 | 773 | 773 | 773 | 772.99 | 26699.68 | 31575.56 | 71.2319 | 22.8616 | 7.6205 | 10.1358 | 22.8663 | 7.6221
MISO_W_2_PJM_ROR | MISO_W | PJM_ROR | 2040 | B15 | 1203 | 1203 | 773 | 773 | 773 | 772.99 | 21466.46 | 31228.94 | 13.0095 | 22.8616 | 7.6205 | 2.4744 | 22.8663 | 7.6221
MISO_W_2_PJM_ROR | MISO_W | PJM_ROR | 2040 | B16 | 25 | 25 | 773 | 773 | 772.88 | 772.73 | 22288.26 | 40375.3 | 83.8497 | 22.8735 | 7.6205 | 0.33142 | 22.8663 | 7.6221
MISO_W_2_PJM_ROR | MISO_W | PJM_ROR | 2040 | B17 | 100 | 100 | 773 | 773 | 772.97 | 772.93 | 25983.44 | 38652.63 | 83.185 | 22.8616 | 7.6205 | 1.3152 | 22.8663 | 7.6221
MISO_W_2_PJM_ROR | MISO_W | PJM_ROR | 2040 | B18 | 400 | 400 | 773 | 773 | 772.99 | 772.98 | 16864.88 | 29322.6 | 33.9363 | 22.8616 | 7.6205 | 2.1462 | 22.8663 | 7.6221
MISO_W_2_PJM_ROR | MISO_W | PJM_ROR | 2040 | B19 | 700 | 700 | 773 | 773 | 773 | 772.99 | 17900.89 | 28510.1 | 33.9363 | 22.8616 | 7.6205 | 3.7558 | 22.8663 | 7.6221
MISO_W_2_PJM_ROR | MISO_W | PJM_ROR | 2040 | B20 | 935 | 935 | 773 | 773 | 773 | 772.99 | 22459.8 | 32220.6 | 13.5793 | 22.8616 | 7.6205 | 2.0074 | 22.8663 | 7.6221
MISO_W_2_PJM_ROR | MISO_W | PJM_ROR | 2045 | B01 | 10 | 10 | 773 | 284.65 | 772.67 | 772.28 | 7433.64 | 20409.52 | 0 | 25.4018 | 8.4752 | 0 | 25.3922 | 8.4641
MISO_W_2_PJM_ROR | MISO_W | PJM_ROR | 2045 | B02 | 25 | 25 | 773 | 772.98 | 772.86 | 772.69 | 4677.08 | 17024.2 | 1.009 | 25.4018 | 8.4633 | 0.0039722 | 25.3922 | 8.4641
MISO_W_2_PJM_ROR | MISO_W | PJM_ROR | 2045 | B03 | 75 | 75 | 773 | 0 | 772.88 | 772.89 | 0.1 | 2507.44 | 0 | 9.5554 | 8.4633 | 0 | 25.3922 | 8.4641
MISO_W_2_PJM_ROR | MISO_W | PJM_ROR | 2045 | B04 | 100 | 100 | 773 | 0 | 772.91 | 772.92 | 0.08 | 1763.12 | 0 | 9.5435 | 8.4633 | 0 | 25.3922 | 8.4641
MISO_W_2_PJM_ROR | MISO_W | PJM_ROR | 2045 | B05 | 200 | 200 | 773 | 0 | 741.71 | 772.96 | 0.02 | 1435.71 | 0 | 0.01187 | 8.4633 | 0 | 25.3922 | 8.4641
MISO_W_2_PJM_ROR | MISO_W | PJM_ROR | 2045 | B06 | 300 | 300 | 773 | 0 | 0.09 | 772.96 | 0.01 | 0.15 | 0 | 0 | 6.2911 | 0 | 25.3922 | 8.4641
MISO_W_2_PJM_ROR | MISO_W | PJM_ROR | 2045 | B07 | 400 | 400 | 773 | 0 | 772.99 | 772.98 | 0.04 | 6627.3 | 0 | 18.8377 | 8.4633 | 0 | 25.3922 | 8.4641
MISO_W_2_PJM_ROR | MISO_W | PJM_ROR | 2045 | B08 | 500 | 500 | 773 | 0 | 772.99 | 772.98 | 0.14 | 8225.57 | 0 | 22.4462 | 8.4633 | 0 | 25.3922 | 8.4641
MISO_W_2_PJM_ROR | MISO_W | PJM_ROR | 2045 | B09 | 800 | 800 | 773 | 0 | 773 | 772.99 | 2952.33 | 14847.97 | 0 | 25.3899 | 8.4633 | 0 | 25.3922 | 8.4641
MISO_W_2_PJM_ROR | MISO_W | PJM_ROR | 2045 | B10 | 1262 | 1262 | 773 | 773 | 773 | 772.99 | 15650.46 | 23783.23 | 22.7904 | 25.3899 | 8.4633 | 4.5294 | 25.3922 | 8.4641
MISO_W_2_PJM_ROR | MISO_W | PJM_ROR | 2045 | B11 | 25 | 25 | 773 | 103.88 | 772.86 | 772.69 | 997.45 | 3608.28 | 0 | 25.3899 | 8.4633 | 0 | 25.3922 | 8.4641
MISO_W_2_PJM_ROR | MISO_W | PJM_ROR | 2045 | B12 | 200 | 200 | 773 | 773 | 772.98 | 772.96 | 21104.16 | 27095.26 | 15.0156 | 25.3899 | 8.4633 | 0.47293 | 25.3922 | 8.4641
MISO_W_2_PJM_ROR | MISO_W | PJM_ROR | 2045 | B13 | 600 | 600 | 773 | 773 | 772.99 | 772.99 | 20261.37 | 29425.29 | 36.7495 | 25.3899 | 8.4633 | 3.4724 | 25.3922 | 8.4641
MISO_W_2_PJM_ROR | MISO_W | PJM_ROR | 2045 | B14 | 900 | 900 | 773 | 773 | 773 | 772.99 | 29167.57 | 34788.02 | 64.4185 | 25.3899 | 8.4633 | 9.1302 | 25.3922 | 8.4641
MISO_W_2_PJM_ROR | MISO_W | PJM_ROR | 2045 | B15 | 1203 | 1203 | 773 | 773 | 773 | 772.99 | 20728.51 | 28390.98 | 24.5115 | 25.3899 | 8.4633 | 4.6437 | 25.3922 | 8.4641
MISO_W_2_PJM_ROR | MISO_W | PJM_ROR | 2045 | B16 | 25 | 25 | 773 | 773 | 772.86 | 772.69 | 36288.46 | 40752.4 | 171.3316 | 25.4018 | 8.4633 | 0.67453 | 25.3922 | 8.4641
MISO_W_2_PJM_ROR | MISO_W | PJM_ROR | 2045 | B17 | 100 | 100 | 773 | 773 | 772.96 | 772.92 | 28851.37 | 37470.06 | 143.2353 | 25.3899 | 8.4633 | 2.2557 | 25.3922 | 8.4641
MISO_W_2_PJM_ROR | MISO_W | PJM_ROR | 2045 | B18 | 400 | 400 | 773 | 773 | 772.99 | 772.98 | 22507.63 | 29799.9 | 32.868 | 25.3899 | 8.4633 | 2.0704 | 25.3922 | 8.4641
MISO_W_2_PJM_ROR | MISO_W | PJM_ROR | 2045 | B19 | 700 | 700 | 773 | 773 | 772.99 | 772.99 | 22701.29 | 29815.57 | 27.1586 | 25.3899 | 8.4633 | 2.9939 | 25.3922 | 8.4641
MISO_W_2_PJM_ROR | MISO_W | PJM_ROR | 2045 | B20 | 935 | 935 | 773 | 773 | 773 | 772.99 | 19761.9 | 25670.58 | 24.5115 | 25.3899 | 8.4633 | 3.6092 | 25.3922 | 8.4641
MISO_W_2_PJM_ROR | MISO_W | PJM_ROR | 2050 | B01 | 10 | 10 | 773 | 772.99 | 772.87 | 772.69 | 11815.91 | 28355.89 | 4.7361 | 26.6719 | 8.8906 | 0.0061628 | 26.6653 | 8.8884
MISO_W_2_PJM_ROR | MISO_W | PJM_ROR | 2050 | B02 | 25 | 25 | 773 | 773 | 772.94 | 772.87 | 4456.85 | 25074.6 | 64.3473 | 26.6719 | 8.8906 | 0.20933 | 26.6653 | 8.8884
MISO_W_2_PJM_ROR | MISO_W | PJM_ROR | 2050 | B03 | 75 | 75 | 773 | 0 | 772.94 | 772.95 | 0.04 | 11270.88 | 0 | 8.5345 | 8.8906 | 0 | 26.6653 | 8.8884
MISO_W_2_PJM_ROR | MISO_W | PJM_ROR | 2050 | B04 | 100 | 100 | 773 | 0 | 772.33 | 772.97 | 0.02 | 8448.06 | 0 | 0.56976 | 8.8906 | 0 | 26.6653 | 8.8884
MISO_W_2_PJM_ROR | MISO_W | PJM_ROR | 2050 | B05 | 200 | 200 | 773 | 0 | 763.79 | 772.98 | 0.01 | 8940.38 | 0 | 0.01187 | 8.8906 | 0 | 26.6653 | 8.8884
MISO_W_2_PJM_ROR | MISO_W | PJM_ROR | 2050 | B06 | 300 | 300 | 773 | 0 | 772.89 | 772.99 | 0.01 | 9555.66 | 0 | 1.2345 | 8.8906 | 0 | 26.6653 | 8.8884
MISO_W_2_PJM_ROR | MISO_W | PJM_ROR | 2050 | B07 | 400 | 400 | 773 | 0 | 773 | 772.99 | 2749.26 | 12875.52 | 0 | 26.66 | 8.8906 | 0 | 26.6653 | 8.8884
MISO_W_2_PJM_ROR | MISO_W | PJM_ROR | 2050 | B08 | 500 | 500 | 773 | 773 | 773 | 772.99 | 17272.14 | 28420.31 | 5.9825 | 26.66 | 8.8906 | 0.38923 | 26.6653 | 8.8884
MISO_W_2_PJM_ROR | MISO_W | PJM_ROR | 2050 | B09 | 800 | 800 | 773 | 773 | 773 | 773 | 21400.36 | 32052.4 | 49.7234 | 26.66 | 8.8906 | 5.1762 | 26.6653 | 8.8884
MISO_W_2_PJM_ROR | MISO_W | PJM_ROR | 2050 | B10 | 1262 | 1262 | 773 | 773 | 773 | 773 | 12995.32 | 19410.98 | 39.99 | 26.66 | 8.8906 | 6.567 | 26.6653 | 8.8884
MISO_W_2_PJM_ROR | MISO_W | PJM_ROR | 2050 | B11 | 25 | 25 | 773 | 773 | 772.94 | 772.87 | 10619.91 | 18258.79 | 145.2413 | 26.6719 | 8.8906 | 0.47248 | 26.6653 | 8.8884
MISO_W_2_PJM_ROR | MISO_W | PJM_ROR | 2050 | B12 | 200 | 200 | 773 | 773 | 772.99 | 772.98 | 24242.24 | 34198.78 | 64.1811 | 26.66 | 8.8906 | 1.6703 | 26.6653 | 8.8884
MISO_W_2_PJM_ROR | MISO_W | PJM_ROR | 2050 | B13 | 600 | 600 | 773 | 773 | 773 | 772.99 | 23525.13 | 32551.88 | 24.8558 | 26.66 | 8.8906 | 1.9406 | 26.6653 | 8.8884
MISO_W_2_PJM_ROR | MISO_W | PJM_ROR | 2050 | B14 | 900 | 900 | 773 | 773 | 773 | 773 | 25211.94 | 32158.35 | 46.9815 | 26.66 | 8.8906 | 5.5021 | 26.6653 | 8.8884
MISO_W_2_PJM_ROR | MISO_W | PJM_ROR | 2050 | B15 | 1203 | 1203 | 773 | 773 | 773 | 773 | 26702.04 | 31661.38 | 39.99 | 26.66 | 8.8906 | 6.26 | 26.6653 | 8.8884
MISO_W_2_PJM_ROR | MISO_W | PJM_ROR | 2050 | B16 | 25 | 25 | 773 | 773 | 772.94 | 772.87 | 45008.44 | 45336.82 | 292.4175 | 26.6719 | 8.8906 | 0.95126 | 26.6653 | 8.8884
MISO_W_2_PJM_ROR | MISO_W | PJM_ROR | 2050 | B17 | 100 | 100 | 773 | 773 | 772.99 | 772.97 | 31489.91 | 44279.2 | 116.4328 | 26.66 | 8.8906 | 1.5151 | 26.6653 | 8.8884
MISO_W_2_PJM_ROR | MISO_W | PJM_ROR | 2050 | B18 | 400 | 400 | 773 | 773 | 773 | 772.99 | 25267.8 | 34034.52 | 24.8677 | 26.66 | 8.8906 | 1.2943 | 26.6653 | 8.8884
MISO_W_2_PJM_ROR | MISO_W | PJM_ROR | 2050 | B19 | 700 | 700 | 773 | 773 | 773 | 772.99 | 23644.18 | 30670.76 | 6.0181 | 26.66 | 8.8906 | 0.54817 | 26.6653 | 8.8884
MISO_W_2_PJM_ROR | MISO_W | PJM_ROR | 2050 | B20 | 935 | 935 | 773 | 773 | 773 | 773 | 25184.99 | 29820.53 | 25.0813 | 26.66 | 8.8906 | 3.0515 | 26.6653 | 8.8884
MISO_W_2_SPP_N | MISO_W | SPP_N | 2015 | B01 | 10 | 10 | 3200 | 0 | 0.35 | 0.24 | 0.38 | 0.26 | 0 | 0 | 0 | 0 | 0 | 0
MISO_W_2_SPP_N | MISO_W | SPP_N | 2015 | B02 | 25 | 25 | 3200 | 0 | 0.19 | 0.12 | 0.21 | 0.13 | 0 | 0 | 0 | 0 | 0 | 0
MISO_W_2_SPP_N | MISO_W | SPP_N | 2015 | B03 | 75 | 75 | 3200 | 0 | 0.09 | 0.06 | 0.09 | 0.06 | 0 | 0 | 0 | 0 | 0 | 0
MISO_W_2_SPP_N | MISO_W | SPP_N | 2015 | B04 | 100 | 100 | 3200 | 0 | 0.07 | 0.04 | 0.08 | 0.04 | 0 | 0 | 0 | 0 | 0 | 0
MISO_W_2_SPP_N | MISO_W | SPP_N | 2015 | B05 | 200 | 200 | 3200 | 860.64 | 1196.15 | 856.1 | 59.05 | 44.68 | 0 | 0 | 0 | 0 | 0 | 0
MISO_W_2_SPP_N | MISO_W | SPP_N | 2015 | B06 | 300 | 300 | 3200 | 2908.2 | 3145.3 | 1889.1 | 1068.6 | 38.33 | 0 | 0 | 0 | 0 | 0 | 0
MISO_W_2_SPP_N | MISO_W | SPP_N | 2015 | B07 | 400 | 400 | 3200 | 2978.58 | 2667.62 | 412.9 | 77.37 | 44.15 | 0 | 0 | 0 | 0 | 0 | 0
MISO_W_2_SPP_N | MISO_W | SPP_N | 2015 | B08 | 500 | 500 | 3200 | 0 | 0.08 | 0.01 | 0.08 | 0.01 | 0 | 0 | 0 | 0 | 0 | 0
MISO_W_2_SPP_N | MISO_W | SPP_N | 2015 | B09 | 800 | 800 | 3200 | 0 | 0.01 | 0.01 | 0.01 | 0.01 | 0 | 0 | 0 | 0 | 0 | 0
MISO_W_2_SPP_N | MISO_W | SPP_N | 2015 | B10 | 1262 | 1262 | 3200 | 0 | 0.01 | 0 | 0.01 | 0 | 0 | 0 | 0 | 0 | 0 | 0
MISO_W_2_SPP_N | MISO_W | SPP_N | 2015 | B11 | 25 | 25 | 3200 | 710.91 | 2702.68 | 2660.91 | 2447.37 | 1014.04 | 0 | 0 | 0 | 0 | 0 | 0
MISO_W_2_SPP_N | MISO_W | SPP_N | 2015 | B12 | 200 | 200 | 3200 | 0 | 0.03 | 0.01 | 0.03 | 0.01 | 0 | 0 | 0 | 0 | 0 | 0
MISO_W_2_SPP_N | MISO_W | SPP_N | 2015 | B13 | 600 | 600 | 3200 | 0 | 0.01 | 0.01 | 0.01 | 0.01 | 0 | 0 | 0 | 0 | 0 | 0
MISO_W_2_SPP_N | MISO_W | SPP_N | 2015 | B14 | 900 | 900 | 3200 | 0 | 0.01 | 0 | 0.01 | 0 | 0 | 0 | 0 | 0 | 0 | 0
MISO_W_2_SPP_N | MISO_W | SPP_N | 2015 | B15 | 1203 | 0 | 3200 | 0 | 0 | 0 | 0 | 0 | 0 | 0 | 0 | 0 | 0 | 0
MISO_W_2_SPP_N | MISO_W | SPP_N | 2015 | B16 | 25 | 25 | 3200 | 0 | 0.18 | 0.07 | 0.19 | 0.08 | 0 | 0 | 0 | 0 | 0 | 0
MISO_W_2_SPP_N | MISO_W | SPP_N | 2015 | B17 | 100 | 100 | 3200 | 0 | 0.02 | 0.02 | 0.03 | 0.02 | 0 | 0 | 0 | 0 | 0 | 0
MISO_W_2_SPP_N | MISO_W | SPP_N | 2015 | B18 | 400 | 400 | 3200 | 0 | 0.01 | 0.01 | 0.01 | 0.01 | 0 | 0 | 0 | 0 | 0 | 0
MISO_W_2_SPP_N | MISO_W | SPP_N | 2015 | B19 | 700 | 700 | 3200 | 0 | 0.01 | 0 | 0.01 | 0 | 0 | 0 | 0 | 0 | 0 | 0
MISO_W_2_SPP_N | MISO_W | SPP_N | 2015 | B20 | 935 | 935 | 3200 | 0 | 0.02 | 0.02 | 0.02 | 0.02 | 0 | 0 | 0 | 0 | 0 | 0
MISO_W_2_SPP_N | MISO_W | SPP_N | 2020 | B01 | 10 | 10 | 3200 | 0 | 0.2 | 0.17 | 0.23 | 0.19 | 0 | 0 | 0 | 0 | 0 | 0
MISO_W_2_SPP_N | MISO_W | SPP_N | 2020 | B02 | 25 | 25 | 3200 | 0 | 0.08 | 0.07 | 0.09 | 0.08 | 0 | 0 | 0 | 0 | 0 | 0
MISO_W_2_SPP_N | MISO_W | SPP_N | 2020 | B03 | 75 | 75 | 3200 | 0 | 0.04 | 0.03 | 0.04 | 0.03 | 0 | 0 | 0 | 0 | 0 | 0
MISO_W_2_SPP_N | MISO_W | SPP_N | 2020 | B04 | 100 | 100 | 3200 | 0 | 0.03 | 0.02 | 0.03 | 0.03 | 0 | 0 | 0 | 0 | 0 | 0
MISO_W_2_SPP_N | MISO_W | SPP_N | 2020 | B05 | 200 | 200 | 3200 | 0 | 0.01 | 0.01 | 0.02 | 0.01 | 0 | 0 | 0 | 0 | 0 | 0
MISO_W_2_SPP_N | MISO_W | SPP_N | 2020 | B06 | 300 | 300 | 3200 | 0 | 0.01 | 0.01 | 0.01 | 0.01 | 0 | 0 | 0 | 0 | 0 | 0
MISO_W_2_SPP_N | MISO_W | SPP_N | 2020 | B07 | 400 | 400 | 3200 | 0 | 0.01 | 0.01 | 0.01 | 0.01 | 0 | 0 | 0 | 0 | 0 | 0
MISO_W_2_SPP_N | MISO_W | SPP_N | 2020 | B08 | 500 | 500 | 3200 | 0 | 0.01 | 0.01 | 0.01 | 0.01 | 0 | 0 | 0 | 0 | 0 | 0
MISO_W_2_SPP_N | MISO_W | SPP_N | 2020 | B09 | 800 | 800 | 3200 | 0 | 0 | 0 | 0.01 | 0 | 0 | 0 | 0 | 0 | 0 | 0
MISO_W_2_SPP_N | MISO_W | SPP_N | 2020 | B10 | 1262 | 0 | 3200 | 0 | 0 | 0 | 0 | 0 | 0 | 0 | 0 | 0 | 0 | 0
MISO_W_2_SPP_N | MISO_W | SPP_N | 2020 | B11 | 25 | 25 | 3200 | 0 | 0.09 | 0.07 | 0.1 | 0.08 | 0 | 0 | 0 | 0 | 0 | 0
MISO_W_2_SPP_N | MISO_W | SPP_N | 2020 | B12 | 200 | 200 | 3200 | 0 | 0.01 | 0.01 | 0.01 | 0.01 | 0 | 0 | 0 | 0 | 0 | 0
MISO_W_2_SPP_N | MISO_W | SPP_N | 2020 | B13 | 600 | 0 | 3200 | 0 | 0 | 0 | 0 | 0 | 0 | 0 | 0 | 0 | 0 | 0
MISO_W_2_SPP_N | MISO_W | SPP_N | 2020 | B14 | 900 | 0 | 3200 | 0 | 0 | 0 | 0 | 0 | 0 | 0 | 0 | 0 | 0 | 0
MISO_W_2_SPP_N | MISO_W | SPP_N | 2020 | B15 | 1203 | 0 | 3200 | 0 | 0 | 0 | 0 | 0 | 0 | 0 | 0 | 0 | 0 | 0
MISO_W_2_SPP_N | MISO_W | SPP_N | 2020 | B16 | 25 | 25 | 3200 | 0 | 0.08 | 0.07 | 0.09 | 0.08 | 0 | 0 | 0 | 0 | 0 | 0
MISO_W_2_SPP_N | MISO_W | SPP_N | 2020 | B17 | 100 | 100 | 3200 | 0 | 0.02 | 0.02 | 0.02 | 0.02 | 0 | 0 | 0 | 0 | 0 | 0
MISO_W_2_SPP_N | MISO_W | SPP_N | 2020 | B18 | 400 | 400 | 3200 | 0 | 0.01 | 0 | 0.01 | 0.01 | 0 | 0 | 0 | 0 | 0 | 0
MISO_W_2_SPP_N | MISO_W | SPP_N | 2020 | B19 | 700 | 0 | 3200 | 0 | 0 | 0 | 0 | 0 | 0 | 0 | 0 | 0 | 0 | 0
MISO_W_2_SPP_N | MISO_W | SPP_N | 2020 | B20 | 935 | 0 | 3200 | 0 | 0 | 0 | 0 | 0 | 0 | 0 | 0 | 0 | 0 | 0
MISO_W_2_SPP_N | MISO_W | SPP_N | 2025 | B01 | 10 | 10 | 3200 | 0 | 0.22 | 0.2 | 0.25 | 0.22 | 0 | 0 | 0 | 0 | 0 | 0
MISO_W_2_SPP_N | MISO_W | SPP_N | 2025 | B02 | 25 | 25 | 3200 | 0 | 0.1 | 0.09 | 0.11 | 0.1 | 0 | 0 | 0 | 0 | 0 | 0
MISO_W_2_SPP_N | MISO_W | SPP_N | 2025 | B03 | 75 | 75 | 3200 | 0 | 0.05 | 0.03 | 0.05 | 0.04 | 0 | 0 | 0 | 0 | 0 | 0
MISO_W_2_SPP_N | MISO_W | SPP_N | 2025 | B04 | 100 | 100 | 3200 | 0 | 0.05 | 0.04 | 0.06 | 0.04 | 0 | 0 | 0 | 0 | 0 | 0
MISO_W_2_SPP_N | MISO_W | SPP_N | 2025 | B05 | 200 | 200 | 3200 | 0 | 0.02 | 0.02 | 0.02 | 0.02 | 0 | 0 | 0 | 0 | 0 | 0
MISO_W_2_SPP_N | MISO_W | SPP_N | 2025 | B06 | 300 | 300 | 3200 | 0 | 0.01 | 0.01 | 0.01 | 0.01 | 0 | 0 | 0 | 0 | 0 | 0
MISO_W_2_SPP_N | MISO_W | SPP_N | 2025 | B07 | 400 | 400 | 3200 | 0 | 0.02 | 0.01 | 0.02 | 0.01 | 0 | 0 | 0 | 0 | 0 | 0
MISO_W_2_SPP_N | MISO_W | SPP_N | 2025 | B08 | 500 | 500 | 3200 | 0 | 0.06 | 0.01 | 0.06 | 0.01 | 0 | 0 | 0 | 0 | 0 | 0
MISO_W_2_SPP_N | MISO_W | SPP_N | 2025 | B09 | 800 | 800 | 3200 | 0 | 0.03 | 0 | 0.03 | 0 | 0 | 0 | 0 | 0 | 0 | 0
MISO_W_2_SPP_N | MISO_W | SPP_N | 2025 | B10 | 1262 | 0 | 3200 | 0 | 0 | 0 | 0 | 0 | 0 | 0 | 0 | 0 | 0 | 0
MISO_W_2_SPP_N | MISO_W | SPP_N | 2025 | B11 | 25 | 25 | 3200 | 0 | 0.14 | 0.1 | 0.15 | 0.11 | 0 | 0 | 0 | 0 | 0 | 0
MISO_W_2_SPP_N | MISO_W | SPP_N | 2025 | B12 | 200 | 200 | 3200 | 0 | 0.01 | 0.01 | 0.01 | 0.01 | 0 | 0 | 0 | 0 | 0 | 0
MISO_W_2_SPP_N | MISO_W | SPP_N | 2025 | B13 | 600 | 0 | 3200 | 0 | 0 | 0 | 0 | 0 | 0 | 0 | 0 | 0 | 0 | 0
MISO_W_2_SPP_N | MISO_W | SPP_N | 2025 | B14 | 900 | 0 | 3200 | 0 | 0 | 0 | 0 | 0 | 0 | 0 | 0 | 0 | 0 | 0
MISO_W_2_SPP_N | MISO_W | SPP_N | 2025 | B15 | 1203 | 0 | 3200 | 0 | 0 | 0 | 0 | 0 | 0 | 0 | 0 | 0 | 0 | 0
MISO_W_2_SPP_N | MISO_W | SPP_N | 2025 | B16 | 25 | 25 | 3200 | 0 | 0.1 | 0.09 | 0.11 | 0.1 | 0 | 0 | 0 | 0 | 0 | 0
MISO_W_2_SPP_N | MISO_W | SPP_N | 2025 | B17 | 100 | 100 | 3200 | 0 | 0.02 | 0.02 | 0.03 | 0.02 | 0 | 0 | 0 | 0 | 0 | 0
MISO_W_2_SPP_N | MISO_W | SPP_N | 2025 | B18 | 400 | 400 | 3200 | 0 | 0.01 | 0.01 | 0.01 | 0.01 | 0 | 0 | 0 | 0 | 0 | 0
MISO_W_2_SPP_N | MISO_W | SPP_N | 2025 | B19 | 700 | 0 | 3200 | 0 | 0 | 0 | 0 | 0 | 0 | 0 | 0 | 0 | 0 | 0
MISO_W_2_SPP_N | MISO_W | SPP_N | 2025 | B20 | 935 | 0 | 3200 | 0 | 0 | 0 | 0 | 0 | 0 | 0 | 0 | 0 | 0 | 0
MISO_W_2_SPP_N | MISO_W | SPP_N | 2030 | B01 | 10 | 10 | 3200 | 0 | 0.21 | 0.22 | 0.23 | 0.25 | 0 | 0 | 0 | 0 | 0 | 0
MISO_W_2_SPP_N | MISO_W | SPP_N | 2030 | B02 | 25 | 25 | 3200 | 0 | 0.11 | 0.12 | 0.12 | 0.13 | 0 | 0 | 0 | 0 | 0 | 0
MISO_W_2_SPP_N | MISO_W | SPP_N | 2030 | B03 | 75 | 75 | 3200 | 0 | 0.07 | 0.05 | 0.07 | 0.05 | 0 | 0 | 0 | 0 | 0 | 0
MISO_W_2_SPP_N | MISO_W | SPP_N | 2030 | B04 | 100 | 100 | 3200 | 0 | 0.07 | 0.05 | 0.08 | 0.05 | 0 | 0 | 0 | 0 | 0 | 0
MISO_W_2_SPP_N | MISO_W | SPP_N | 2030 | B05 | 200 | 200 | 3200 | 0 | 0.03 | 0.02 | 0.03 | 0.02 | 0 | 0 | 0 | 0 | 0 | 0
MISO_W_2_SPP_N | MISO_W | SPP_N | 2030 | B06 | 300 | 300 | 3200 | 0 | 0.02 | 0.01 | 0.02 | 0.01 | 0 | 0 | 0 | 0 | 0 | 0
MISO_W_2_SPP_N | MISO_W | SPP_N | 2030 | B07 | 400 | 400 | 3200 | 0 | 1235.4 | 0.02 | 57.77 | 0.02 | 0 | 0 | 0 | 0 | 0 | 0
MISO_W_2_SPP_N | MISO_W | SPP_N | 2030 | B08 | 500 | 500 | 3200 | 0 | 0.06 | 0.01 | 0.07 | 0.01 | 0 | 0 | 0 | 0 | 0 | 0
MISO_W_2_SPP_N | MISO_W | SPP_N | 2030 | B09 | 800 | 800 | 3200 | 17.41 | 0.01 | 0.01 | 0.01 | 0.01 | 0 | 0 | 0 | 0 | 0 | 0
MISO_W_2_SPP_N | MISO_W | SPP_N | 2030 | B10 | 1262 | 0 | 3200 | 0 | 0 | 0 | 0 | 0 | 0 | 0 | 0 | 0 | 0 | 0
MISO_W_2_SPP_N | MISO_W | SPP_N | 2030 | B11 | 25 | 25 | 3200 | 0 | 0.16 | 0.13 | 0.17 | 0.14 | 0 | 0 | 0 | 0 | 0 | 0
MISO_W_2_SPP_N | MISO_W | SPP_N | 2030 | B12 | 200 | 200 | 3200 | 0 | 0.01 | 0.01 | 0.02 | 0.01 | 0 | 0 | 0 | 0 | 0 | 0
MISO_W_2_SPP_N | MISO_W | SPP_N | 2030 | B13 | 600 | 600 | 3200 | 0 | 0.01 | 0 | 0.01 | 0.01 | 0 | 0 | 0 | 0 | 0 | 0
MISO_W_2_SPP_N | MISO_W | SPP_N | 2030 | B14 | 900 | 0 | 3200 | 0 | 0 | 0 | 0 | 0 | 0 | 0 | 0 | 0 | 0 | 0
MISO_W_2_SPP_N | MISO_W | SPP_N | 2030 | B15 | 1203 | 0 | 3200 | 0 | 0 | 0 | 0 | 0 | 0 | 0 | 0 | 0 | 0 | 0
MISO_W_2_SPP_N | MISO_W | SPP_N | 2030 | B16 | 25 | 25 | 3200 | 0 | 0.11 | 0.11 | 0.12 | 0.12 | 0 | 0 | 0 | 0 | 0 | 0
MISO_W_2_SPP_N | MISO_W | SPP_N | 2030 | B17 | 100 | 100 | 3200 | 0 | 0.02 | 0.03 | 0.03 | 0.03 | 0 | 0 | 0 | 0 | 0 | 0
MISO_W_2_SPP_N | MISO_W | SPP_N | 2030 | B18 | 400 | 400 | 3200 | 0 | 0.01 | 0.01 | 0.01 | 0.01 | 0 | 0 | 0 | 0 | 0 | 0
MISO_W_2_SPP_N | MISO_W | SPP_N | 2030 | B19 | 700 | 0 | 3200 | 0 | 0 | 0 | 0 | 0 | 0 | 0 | 0 | 0 | 0 | 0
MISO_W_2_SPP_N | MISO_W | SPP_N | 2030 | B20 | 935 | 0 | 3200 | 0 | 0 | 0 | 0 | 0 | 0 | 0 | 0 | 0 | 0 | 0
MISO_W_2_SPP_N | MISO_W | SPP_N | 2035 | B01 | 10 | 10 | 3200 | 0 | 0.12 | 0.18 | 0.13 | 0.2 | 0 | 0 | 0 | 0 | 0 | 0
MISO_W_2_SPP_N | MISO_W | SPP_N | 2035 | B02 | 25 | 25 | 3200 | 0 | 0.06 | 0.09 | 0.06 | 0.1 | 0 | 0 | 0 | 0 | 0 | 0
MISO_W_2_SPP_N | MISO_W | SPP_N | 2035 | B03 | 75 | 75 | 3200 | 0 | 0.07 | 0.05 | 0.08 | 0.06 | 0 | 0 | 0 | 0 | 0 | 0
MISO_W_2_SPP_N | MISO_W | SPP_N | 2035 | B04 | 100 | 100 | 3200 | 0 | 0.05 | 0.04 | 0.05 | 0.04 | 0 | 0 | 0 | 0 | 0 | 0
MISO_W_2_SPP_N | MISO_W | SPP_N | 2035 | B05 | 200 | 200 | 3200 | 0 | 0.03 | 0.02 | 0.03 | 0.02 | 0 | 0 | 0 | 0 | 0 | 0
MISO_W_2_SPP_N | MISO_W | SPP_N | 2035 | B06 | 300 | 300 | 3200 | 0 | 0.03 | 0.03 | 0.03 | 0.03 | 0 | 0 | 0 | 0 | 0 | 0
MISO_W_2_SPP_N | MISO_W | SPP_N | 2035 | B07 | 400 | 400 | 3200 | 0 | 138.08 | 0.06 | 61.51 | 0.06 | 0 | 0 | 0 | 0 | 0 | 0
MISO_W_2_SPP_N | MISO_W | SPP_N | 2035 | B08 | 500 | 500 | 3200 | 0 | 0.01 | 0.01 | 0.01 | 0.01 | 0 | 0 | 0 | 0 | 0 | 0
MISO_W_2_SPP_N | MISO_W | SPP_N | 2035 | B09 | 800 | 0 | 3200 | 0 | 0 | 0 | 0 | 0 | 0 | 0 | 0 | 0 | 0 | 0
MISO_W_2_SPP_N | MISO_W | SPP_N | 2035 | B10 | 1262 | 0 | 3200 | 0 | 0 | 0 | 0 | 0 | 0 | 0 | 0 | 0 | 0 | 0
MISO_W_2_SPP_N | MISO_W | SPP_N | 2035 | B11 | 25 | 25 | 3200 | 0 | 0.06 | 0.11 | 0.07 | 0.11 | 0 | 0 | 0 | 0 | 0 | 0
MISO_W_2_SPP_N | MISO_W | SPP_N | 2035 | B12 | 200 | 200 | 3200 | 0 | 0.01 | 0.01 | 0.01 | 0.01 | 0 | 0 | 0 | 0 | 0 | 0
MISO_W_2_SPP_N | MISO_W | SPP_N | 2035 | B13 | 600 | 0 | 3200 | 0 | 0 | 0 | 0 | 0 | 0 | 0 | 0 | 0 | 0 | 0
MISO_W_2_SPP_N | MISO_W | SPP_N | 2035 | B14 | 900 | 0 | 3200 | 0 | 0 | 0 | 0 | 0 | 0 | 0 | 0 | 0 | 0 | 0
MISO_W_2_SPP_N | MISO_W | SPP_N | 2035 | B15 | 1203 | 0 | 3200 | 0 | 0 | 0 | 0 | 0 | 0 | 0 | 0 | 0 | 0 | 0
MISO_W_2_SPP_N | MISO_W | SPP_N | 2035 | B16 | 25 | 25 | 3200 | 0 | 0.05 | 0.08 | 0.05 | 0.09 | 0 | 0 | 0 | 0 | 0 | 0
MISO_W_2_SPP_N | MISO_W | SPP_N | 2035 | B17 | 100 | 100 | 3200 | 0 | 0.01 | 0.02 | 0.01 | 0.02 | 0 | 0 | 0 | 0 | 0 | 0
MISO_W_2_SPP_N | MISO_W | SPP_N | 2035 | B18 | 400 | 0 | 3200 | 0 | 0 | 0.01 | 0 | 0.01 | 0 | 0 | 0 | 0 | 0 | 0
MISO_W_2_SPP_N | MISO_W | SPP_N | 2035 | B19 | 700 | 0 | 3200 | 0 | 0 | 0 | 0 | 0 | 0 | 0 | 0 | 0 | 0 | 0
MISO_W_2_SPP_N | MISO_W | SPP_N | 2035 | B20 | 935 | 0 | 3200 | 0 | 0 | 0 | 0 | 0 | 0 | 0 | 0 | 0 | 0 | 0
MISO_W_2_SPP_N | MISO_W | SPP_N | 2040 | B01 | 10 | 10 | 3200 | 0 | 0.13 | 0.21 | 0.14 | 0.23 | 0 | 0 | 0 | 0 | 0 | 0
MISO_W_2_SPP_N | MISO_W | SPP_N | 2040 | B02 | 25 | 25 | 3200 | 0 | 0.06 | 0.1 | 0.07 | 0.1 | 0 | 0 | 0 | 0 | 0 | 0
MISO_W_2_SPP_N | MISO_W | SPP_N | 2040 | B03 | 75 | 75 | 3200 | 0 | 0.09 | 0.07 | 0.09 | 0.07 | 0 | 0 | 0 | 0 | 0 | 0
MISO_W_2_SPP_N | MISO_W | SPP_N | 2040 | B04 | 100 | 100 | 3200 | 0 | 0.06 | 0.24 | 0.06 | 0.25 | 0 | 0 | 0 | 0 | 0 | 0
MISO_W_2_SPP_N | MISO_W | SPP_N | 2040 | B05 | 200 | 200 | 3200 | 0 | 0.04 | 0.07 | 0.04 | 0.07 | 0 | 0 | 0 | 0 | 0 | 0
MISO_W_2_SPP_N | MISO_W | SPP_N | 2040 | B06 | 300 | 300 | 3200 | 0 | 0.03 | 2985.11 | 0.03 | 469.25 | 0 | 0 | 0 | 0 | 0 | 0
MISO_W_2_SPP_N | MISO_W | SPP_N | 2040 | B07 | 400 | 400 | 3200 | 0 | 333.17 | 0.04 | 80.38 | 0.04 | 0 | 0 | 0 | 0 | 0 | 0
MISO_W_2_SPP_N | MISO_W | SPP_N | 2040 | B08 | 500 | 0 | 3200 | 0 | 0 | 0.01 | 0 | 0.01 | 0 | 0 | 0 | 0 | 0 | 0
MISO_W_2_SPP_N | MISO_W | SPP_N | 2040 | B09 | 800 | 0 | 3200 | 0 | 0 | 0 | 0 | 0 | 0 | 0 | 0 | 0 | 0 | 0
MISO_W_2_SPP_N | MISO_W | SPP_N | 2040 | B10 | 1262 | 0 | 3200 | 0 | 0 | 0 | 0 | 0 | 0 | 0 | 0 | 0 | 0 | 0
MISO_W_2_SPP_N | MISO_W | SPP_N | 2040 | B11 | 25 | 25 | 3200 | 0 | 0.06 | 0.12 | 0.07 | 0.13 | 0 | 0 | 0 | 0 | 0 | 0
MISO_W_2_SPP_N | MISO_W | SPP_N | 2040 | B12 | 200 | 200 | 3200 | 0 | 0.01 | 0.01 | 0.01 | 0.01 | 0 | 0 | 0 | 0 | 0 | 0
MISO_W_2_SPP_N | MISO_W | SPP_N | 2040 | B13 | 600 | 0 | 3200 | 0 | 0 | 0 | 0 | 0 | 0 | 0 | 0 | 0 | 0 | 0
MISO_W_2_SPP_N | MISO_W | SPP_N | 2040 | B14 | 900 | 0 | 3200 | 0 | 0 | 0 | 0 | 0 | 0 | 0 | 0 | 0 | 0 | 0
MISO_W_2_SPP_N | MISO_W | SPP_N | 2040 | B15 | 1203 | 0 | 3200 | 0 | 0 | 0 | 0 | 0 | 0 | 0 | 0 | 0 | 0 | 0
MISO_W_2_SPP_N | MISO_W | SPP_N | 2040 | B16 | 25 | 25 | 3200 | 0 | 0.06 | 0.09 | 0.06 | 0.09 | 0 | 0 | 0 | 0 | 0 | 0
MISO_W_2_SPP_N | MISO_W | SPP_N | 2040 | B17 | 100 | 100 | 3200 | 0 | 0.01 | 0.02 | 0.02 | 0.02 | 0 | 0 | 0 | 0 | 0 | 0
MISO_W_2_SPP_N | MISO_W | SPP_N | 2040 | B18 | 400 | 0 | 3200 | 0 | 0 | 0.01 | 0 | 0.01 | 0 | 0 | 0 | 0 | 0 | 0
MISO_W_2_SPP_N | MISO_W | SPP_N | 2040 | B19 | 700 | 0 | 3200 | 0 | 0 | 0 | 0 | 0 | 0 | 0 | 0 | 0 | 0 | 0
MISO_W_2_SPP_N | MISO_W | SPP_N | 2040 | B20 | 935 | 0 | 3200 | 0 | 0 | 0 | 0 | 0 | 0 | 0 | 0 | 0 | 0 | 0
MISO_W_2_SPP_N | MISO_W | SPP_N | 2045 | B01 | 10 | 10 | 3200 | 0 | 0.21 | 0.3 | 0.23 | 0.33 | 0 | 0 | 0 | 0 | 0 | 0
MISO_W_2_SPP_N | MISO_W | SPP_N | 2045 | B02 | 25 | 25 | 3200 | 0 | 0.09 | 0.12 | 0.09 | 0.14 | 0 | 0 | 0 | 0 | 0 | 0
MISO_W_2_SPP_N | MISO_W | SPP_N | 2045 | B03 | 75 | 75 | 3200 | 0 | 0.11 | 0.14 | 0.12 | 0.14 | 0 | 0 | 0 | 0 | 0 | 0
MISO_W_2_SPP_N | MISO_W | SPP_N | 2045 | B04 | 100 | 100 | 3200 | 0 | 0.32 | 0.12 | 0.32 | 0.12 | 0 | 0 | 0 | 0 | 0 | 0
MISO_W_2_SPP_N | MISO_W | SPP_N | 2045 | B05 | 200 | 200 | 3200 | 0 | 0.05 | 0.24 | 0.05 | 0.25 | 0 | 0 | 0 | 0 | 0 | 0
MISO_W_2_SPP_N | MISO_W | SPP_N | 2045 | B06 | 300 | 300 | 3200 | 0 | 20.68 | 2155.77 | 19.82 | 378.73 | 0 | 0 | 0 | 0 | 0 | 0
MISO_W_2_SPP_N | MISO_W | SPP_N | 2045 | B07 | 400 | 400 | 3200 | 0 | 0.09 | 0.03 | 0.09 | 0.03 | 0 | 0 | 0 | 0 | 0 | 0
MISO_W_2_SPP_N | MISO_W | SPP_N | 2045 | B08 | 500 | 500 | 3200 | 0 | 0.01 | 0.01 | 0.01 | 0.01 | 0 | 0 | 0 | 0 | 0 | 0
MISO_W_2_SPP_N | MISO_W | SPP_N | 2045 | B09 | 800 | 0 | 3200 | 0 | 0 | 0 | 0 | 0 | 0 | 0 | 0 | 0 | 0 | 0
MISO_W_2_SPP_N | MISO_W | SPP_N | 2045 | B10 | 1262 | 0 | 3200 | 0 | 0 | 0 | 0 | 0 | 0 | 0 | 0 | 0 | 0 | 0
MISO_W_2_SPP_N | MISO_W | SPP_N | 2045 | B11 | 25 | 25 | 3200 | 0 | 0.1 | 0.14 | 0.11 | 0.16 | 0 | 0 | 0 | 0 | 0 | 0
MISO_W_2_SPP_N | MISO_W | SPP_N | 2045 | B12 | 200 | 200 | 3200 | 0 | 0.01 | 0.02 | 0.01 | 0.02 | 0 | 0 | 0 | 0 | 0 | 0
MISO_W_2_SPP_N | MISO_W | SPP_N | 2045 | B13 | 600 | 0 | 3200 | 0 | 0 | 0.01 | 0 | 0.01 | 0 | 0 | 0 | 0 | 0 | 0
MISO_W_2_SPP_N | MISO_W | SPP_N | 2045 | B14 | 900 | 0 | 3200 | 0 | 0 | 0 | 0 | 0 | 0 | 0 | 0 | 0 | 0 | 0
MISO_W_2_SPP_N | MISO_W | SPP_N | 2045 | B15 | 1203 | 0 | 3200 | 0 | 0 | 0 | 0 | 0 | 0 | 0 | 0 | 0 | 0 | 0
MISO_W_2_SPP_N | MISO_W | SPP_N | 2045 | B16 | 25 | 25 | 3200 | 0 | 0.09 | 0.12 | 0.09 | 0.14 | 0 | 0 | 0 | 0 | 0 | 0
MISO_W_2_SPP_N | MISO_W | SPP_N | 2045 | B17 | 100 | 100 | 3200 | 0 | 0.02 | 0.03 | 0.02 | 0.03 | 0 | 0 | 0 | 0 | 0 | 0
MISO_W_2_SPP_N | MISO_W | SPP_N | 2045 | B18 | 400 | 400 | 3200 | 0 | 0.01 | 0.01 | 0.01 | 0.01 | 0 | 0 | 0 | 0 | 0 | 0
MISO_W_2_SPP_N | MISO_W | SPP_N | 2045 | B19 | 700 | 0 | 3200 | 0 | 0 | 0 | 0 | 0.01 | 0 | 0 | 0 | 0 | 0 | 0
MISO_W_2_SPP_N | MISO_W | SPP_N | 2045 | B20 | 935 | 0 | 3200 | 0 | 0 | 0 | 0 | 0 | 0 | 0 | 0 | 0 | 0 | 0
MISO_W_2_SPP_N | MISO_W | SPP_N | 2050 | B01 | 10 | 10 | 3200 | 0 | 0.13 | 0.17 | 0.14 | 0.18 | 0 | 0 | 0 | 0 | 0 | 0
MISO_W_2_SPP_N | MISO_W | SPP_N | 2050 | B02 | 25 | 25 | 3200 | 0 | 0.05 | 0.07 | 0.06 | 0.08 | 0 | 0 | 0 | 0 | 0 | 0
MISO_W_2_SPP_N | MISO_W | SPP_N | 2050 | B03 | 75 | 75 | 3200 | 0 | 0.03 | 0.03 | 0.03 | 0.03 | 0 | 0 | 0 | 0 | 0 | 0
MISO_W_2_SPP_N | MISO_W | SPP_N | 2050 | B04 | 100 | 100 | 3200 | 0 | 0.05 | 0.05 | 0.05 | 0.05 | 0 | 0 | 0 | 0 | 0 | 0
MISO_W_2_SPP_N | MISO_W | SPP_N | 2050 | B05 | 200 | 200 | 3200 | 0 | 0.02 | 0.02 | 0.02 | 0.02 | 0 | 0 | 0 | 0 | 0 | 0
MISO_W_2_SPP_N | MISO_W | SPP_N | 2050 | B06 | 300 | 300 | 3200 | 0 | 0.01 | 0.01 | 0.01 | 0.01 | 0 | 0 | 0 | 0 | 0 | 0
MISO_W_2_SPP_N | MISO_W | SPP_N | 2050 | B07 | 400 | 400 | 3200 | 0 | 0.01 | 0.01 | 0.01 | 0.01 | 0 | 0 | 0 | 0 | 0 | 0
MISO_W_2_SPP_N | MISO_W | SPP_N | 2050 | B08 | 500 | 0 | 3200 | 0 | 0 | 0 | 0 | 0 | 0 | 0 | 0 | 0 | 0 | 0
MISO_W_2_SPP_N | MISO_W | SPP_N | 2050 | B09 | 800 | 0 | 3200 | 0 | 0 | 0 | 0 | 0 | 0 | 0 | 0 | 0 | 0 | 0
MISO_W_2_SPP_N | MISO_W | SPP_N | 2050 | B10 | 1262 | 0 | 3200 | 0 | 0 | 0 | 0 | 0 | 0 | 0 | 0 | 0 | 0 | 0
MISO_W_2_SPP_N | MISO_W | SPP_N | 2050 | B11 | 25 | 25 | 3200 | 0 | 0.05 | 0.07 | 0.06 | 0.08 | 0 | 0 | 0 | 0 | 0 | 0
MISO_W_2_SPP_N | MISO_W | SPP_N | 2050 | B12 | 200 | 200 | 3200 | 0 | 0.01 | 0.01 | 0.01 | 0.01 | 0 | 0 | 0 | 0 | 0 | 0
MISO_W_2_SPP_N | MISO_W | SPP_N | 2050 | B13 | 600 | 0 | 3200 | 0 | 0 | 0 | 0 | 0 | 0 | 0 | 0 | 0 | 0 | 0
MISO_W_2_SPP_N | MISO_W | SPP_N | 2050 | B14 | 900 | 0 | 3200 | 0 | 0 | 0 | 0 | 0 | 0 | 0 | 0 | 0 | 0 | 0
MISO_W_2_SPP_N | MISO_W | SPP_N | 2050 | B15 | 1203 | 0 | 3200 | 0 | 0 | 0 | 0 | 0 | 0 | 0 | 0 | 0 | 0 | 0
MISO_W_2_SPP_N | MISO_W | SPP_N | 2050 | B16 | 25 | 25 | 3200 | 0 | 0.05 | 0.08 | 0.06 | 0.08 | 0 | 0 | 0 | 0 | 0 | 0
MISO_W_2_SPP_N | MISO_W | SPP_N | 2050 | B17 | 100 | 100 | 3200 | 0 | 0.01 | 0.02 | 0.01 | 0.02 | 0 | 0 | 0 | 0 | 0 | 0
MISO_W_2_SPP_N | MISO_W | SPP_N | 2050 | B18 | 400 | 0 | 3200 | 0 | 0 | 0 | 0 | 0 | 0 | 0 | 0 | 0 | 0 | 0
MISO_W_2_SPP_N | MISO_W | SPP_N | 2050 | B19 | 700 | 0 | 3200 | 0 | 0 | 0 | 0 | 0 | 0 | 0 | 0 | 0 | 0 | 0
MISO_W_2_SPP_N | MISO_W | SPP_N | 2050 | B20 | 935 | 0 | 3200 | 0 | 0 | 0 | 0 | 0 | 0 | 0 | 0 | 0 | 0 | 0
MISO_WUMS_2_MISO_MI | MISO_WUMS | MISO_MI | 2015 | B01 | 10 | 10 | 99 | 0.94 | 97.65 | 96.31 | 1058.36 | 3642.82 | 0 | 1.0802 | 0.36797 | 0 | 1.0642 | 0.35475
MISO_WUMS_2_MISO_MI | MISO_WUMS | MISO_MI | 2015 | B02 | 25 | 25 | 99 | 25.86 | 98.39 | 97.78 | 1183.65 | 3179.59 | 0 | 1.0683 | 0.3561 | 0 | 1.0642 | 0.35475
MISO_WUMS_2_MISO_MI | MISO_WUMS | MISO_MI | 2015 | B03 | 75 | 75 | 99 | 0.13 | 16.94 | 98.53 | 0.43 | 1763.26 | 0 | 0.01187 | 0.34423 | 0 | 1.0642 | 0.35475
MISO_WUMS_2_MISO_MI | MISO_WUMS | MISO_MI | 2015 | B04 | 100 | 100 | 99 | 99 | 98.82 | 98.63 | 1213.51 | 3252.17 | 0.3561 | 1.0564 | 0.34423 | 0.0066999 | 1.0642 | 0.35475
MISO_WUMS_2_MISO_MI | MISO_WUMS | MISO_MI | 2015 | B05 | 200 | 200 | 99 | 99 | 98.91 | 98.8 | 633.49 | 2420.57 | 6.4098 | 1.0564 | 0.34423 | 0.2412 | 1.0642 | 0.35475
MISO_WUMS_2_MISO_MI | MISO_WUMS | MISO_MI | 2015 | B06 | 300 | 300 | 99 | 99 | 98.94 | 98.86 | 2255.89 | 5471.69 | 6.0181 | 1.0564 | 0.34423 | 0.33969 | 1.0642 | 0.35475
MISO_WUMS_2_MISO_MI | MISO_WUMS | MISO_MI | 2015 | B07 | 400 | 400 | 99 | 99 | 98.95 | 98.9 | 1923.58 | 4165.04 | 0.60537 | 1.0564 | 0.34423 | 0.045559 | 1.0642 | 0.35475
MISO_WUMS_2_MISO_MI | MISO_WUMS | MISO_MI | 2015 | B08 | 500 | 500 | 99 | 7.55 | 98.96 | 98.91 | 1021.41 | 3401.34 | 0 | 1.0564 | 0.34423 | 0 | 1.0642 | 0.35475
MISO_WUMS_2_MISO_MI | MISO_WUMS | MISO_MI | 2015 | B09 | 800 | 800 | 99 | 91.8 | 98.97 | 98.94 | 407.78 | 5085.03 | 0 | 1.0564 | 0.34423 | 0 | 1.0642 | 0.35475
MISO_WUMS_2_MISO_MI | MISO_WUMS | MISO_MI | 2015 | B10 | 1262 | 1262 | 99 | 99 | 98.98 | 98.96 | 2974.73 | 5066.78 | 1.1751 | 1.0564 | 0.34423 | 0.27902 | 1.0642 | 0.35475
MISO_WUMS_2_MISO_MI | MISO_WUMS | MISO_MI | 2015 | B11 | 25 | 25 | 99 | 99 | 98.34 | 97.77 | 8.25 | 2917.6 | 3.2999 | 0.98521 | 0.3561 | 0.015521 | 1.0642 | 0.35475
MISO_WUMS_2_MISO_MI | MISO_WUMS | MISO_MI | 2015 | B12 | 200 | 200 | 99 | 99 | 98.91 | 98.8 | 1842.3 | 4561.5 | 3.9765 | 1.0564 | 0.34423 | 0.14963 | 1.0642 | 0.35475
MISO_WUMS_2_MISO_MI | MISO_WUMS | MISO_MI | 2015 | B13 | 600 | 600 | 99 | 98.98 | 98.97 | 98.93 | 1591.21 | 3872.51 | 0.01187 | 1.0564 | 0.34423 | 0.00134 | 1.0642 | 0.35475
MISO_WUMS_2_MISO_MI | MISO_WUMS | MISO_MI | 2015 | B14 | 900 | 900 | 99 | 99 | 98.98 | 98.95 | 2344.95 | 4300.44 | 0.61724 | 1.0564 | 0.34423 | 0.10452 | 1.0642 | 0.35475
MISO_WUMS_2_MISO_MI | MISO_WUMS | MISO_MI | 2015 | B15 | 1203 | 1203 | 99 | 99 | 98.98 | 98.96 | 1942.73 | 4627.83 | 0.65285 | 1.0564 | 0.34423 | 0.14777 | 1.0642 | 0.35475
MISO_WUMS_2_MISO_MI | MISO_WUMS | MISO_MI | 2015 | B16 | 25 | 25 | 99 | 98.62 | 98.39 | 97.77 | 1227.28 | 2841.49 | 0.01187 | 1.0683 | 0.3561 | 5.5833e-05 | 1.0642 | 0.35475
MISO_WUMS_2_MISO_MI | MISO_WUMS | MISO_MI | 2015 | B17 | 100 | 100 | 99 | 99 | 98.82 | 98.63 | 2860.83 | 5095.53 | 4.6768 | 1.0564 | 0.34423 | 0.087992 | 1.0642 | 0.35475
MISO_WUMS_2_MISO_MI | MISO_WUMS | MISO_MI | 2015 | B18 | 400 | 400 | 99 | 0.03 | 98.94 | 98.9 | 628.43 | 2438.86 | 0 | 1.0564 | 0.34423 | 0 | 1.0642 | 0.35475
MISO_WUMS_2_MISO_MI | MISO_WUMS | MISO_MI | 2015 | B19 | 700 | 700 | 99 | 0.02 | 98.97 | 98.94 | 1182.63 | 3219.33 | 0 | 1.0564 | 0.34423 | 0 | 1.0642 | 0.35475
MISO_WUMS_2_MISO_MI | MISO_WUMS | MISO_MI | 2015 | B20 | 935 | 935 | 99 | 0.01 | 98.97 | 98.95 | 536.18 | 2165.55 | 0 | 1.0564 | 0.34423 | 0 | 1.0642 | 0.35475
MISO_WUMS_2_MISO_MI | MISO_WUMS | MISO_MI | 2020 | B01 | 10 | 10 | 99 | 1.18 | 10.04 | 96.24 | 2.8 | 15722.31 | 0 | 0.04748 | 0.45106 | 0 | 1.3061 | 0.43537
MISO_WUMS_2_MISO_MI | MISO_WUMS | MISO_MI | 2020 | B02 | 25 | 25 | 99 | 0.48 | 31.42 | 97.74 | 1.03 | 15771.24 | 0 | 0.02374 | 0.43919 | 0 | 1.3061 | 0.43537
MISO_WUMS_2_MISO_MI | MISO_WUMS | MISO_MI | 2020 | B03 | 75 | 75 | 99 | 99 | 98.55 | 98.51 | 0.57 | 14639.46 | 0.72407 | 0.66472 | 0.42732 | 0.10344 | 1.3061 | 0.43537
MISO_WUMS_2_MISO_MI | MISO_WUMS | MISO_MI | 2020 | B04 | 100 | 100 | 99 | 0.13 | 97.85 | 98.62 | 0.28 | 14382.17 | 0 | 0.17805 | 0.42732 | 0 | 1.3061 | 0.43537
MISO_WUMS_2_MISO_MI | MISO_WUMS | MISO_MI | 2020 | B05 | 200 | 200 | 99 | 0.15 | 98.31 | 98.8 | 0.15 | 14614.76 | 0 | 0.15431 | 0.42732 | 0 | 1.3061 | 0.43537
MISO_WUMS_2_MISO_MI | MISO_WUMS | MISO_MI | 2020 | B06 | 300 | 300 | 99 | 99 | 98.93 | 98.86 | 822.45 | 16842.22 | 2.8607 | 1.2938 | 0.42732 | 1.6347 | 1.3061 | 0.43537
MISO_WUMS_2_MISO_MI | MISO_WUMS | MISO_MI | 2020 | B07 | 400 | 400 | 99 | 0.03 | 37.12 | 98.89 | 0.07 | 13678.12 | 0 | 0 | 0.42732 | 0 | 1.3061 | 0.43537
MISO_WUMS_2_MISO_MI | MISO_WUMS | MISO_MI | 2020 | B08 | 500 | 500 | 99 | 0.01 | 98.69 | 98.91 | 0.06 | 13908.07 | 0 | 0.15431 | 0.42732 | 0 | 1.3061 | 0.43537
MISO_WUMS_2_MISO_MI | MISO_WUMS | MISO_MI | 2020 | B09 | 800 | 800 | 99 | 0 | 98.9 | 98.94 | 0.04 | 13370.65 | 0 | 0.37984 | 0.42732 | 0 | 1.3061 | 0.43537
MISO_WUMS_2_MISO_MI | MISO_WUMS | MISO_MI | 2020 | B10 | 1262 | 1262 | 99 | 97.76 | 98.98 | 98.96 | 0.17 | 15266.05 | 0 | 1.1158 | 0.42732 | 0 | 1.3061 | 0.43537
MISO_WUMS_2_MISO_MI | MISO_WUMS | MISO_MI | 2020 | B11 | 25 | 25 | 99 | 98.51 | 98.36 | 97.74 | 340.14 | 14531.09 | 0.01187 | 1.3057 | 0.43919 | 0.00056524 | 1.3061 | 0.43537
MISO_WUMS_2_MISO_MI | MISO_WUMS | MISO_MI | 2020 | B12 | 200 | 200 | 99 | 0.07 | 92.43 | 98.8 | 0.13 | 12298.22 | 0 | 0.01187 | 0.42732 | 0 | 1.3061 | 0.43537
MISO_WUMS_2_MISO_MI | MISO_WUMS | MISO_MI | 2020 | B13 | 600 | 600 | 99 | 0.02 | 96.33 | 98.93 | 0.04 | 12109.61 | 0 | 0.01187 | 0.42732 | 0 | 1.3061 | 0.43537
MISO_WUMS_2_MISO_MI | MISO_WUMS | MISO_MI | 2020 | B14 | 900 | 900 | 99 | 0.02 | 56.7 | 98.95 | 0.03 | 12584.74 | 0 | 0 | 0.42732 | 0 | 1.3061 | 0.43537
MISO_WUMS_2_MISO_MI | MISO_WUMS | MISO_MI | 2020 | B15 | 1203 | 1203 | 99 | 0 | 1.33 | 98.96 | 0.02 | 12049.95 | 0 | 0 | 0.42732 | 0 | 1.3061 | 0.43537
MISO_WUMS_2_MISO_MI | MISO_WUMS | MISO_MI | 2020 | B16 | 25 | 25 | 99 | 98.52 | 98.37 | 97.74 | 495.03 | 17065.34 | 0.01187 | 1.3057 | 0.43919 | 0.00056524 | 1.3061 | 0.43537
MISO_WUMS_2_MISO_MI | MISO_WUMS | MISO_MI | 2020 | B17 | 100 | 100 | 99 | 98.87 | 98.82 | 98.62 | 463.46 | 15813.75 | 0.01187 | 1.2938 | 0.42732 | 0.002261 | 1.3061 | 0.43537
MISO_WUMS_2_MISO_MI | MISO_WUMS | MISO_MI | 2020 | B18 | 400 | 400 | 99 | 0.03 | 95.7 | 98.89 | 0.06 | 16047.3 | 0 | 0.01187 | 0.42732 | 0 | 1.3061 | 0.43537
MISO_WUMS_2_MISO_MI | MISO_WUMS | MISO_MI | 2020 | B19 | 700 | 700 | 99 | 0 | 0.2 | 98.94 | 0.03 | 15762.97 | 0 | 0 | 0.42732 | 0 | 1.3061 | 0.43537
MISO_WUMS_2_MISO_MI | MISO_WUMS | MISO_MI | 2020 | B20 | 935 | 935 | 99 | 0 | 1.66 | 98.95 | 0.03 | 14801.99 | 0 | 0 | 0.42732 | 0 | 1.3061 | 0.43537
MISO_WUMS_2_MISO_MI | MISO_WUMS | MISO_MI | 2025 | B01 | 10 | 10 | 99 | 98.96 | 98.24 | 97.49 | 1838.2 | 18135.78 | 0.49854 | 3.288 | 1.1158 | 0.00069502 | 3.2501 | 1.0834
MISO_WUMS_2_MISO_MI | MISO_WUMS | MISO_MI | 2025 | B02 | 25 | 25 | 99 | 0.62 | 98.66 | 98.31 | 1901.84 | 18206.29 | 0 | 3.2524 | 1.092 | 0 | 3.2501 | 1.0834
MISO_WUMS_2_MISO_MI | MISO_WUMS | MISO_MI | 2025 | B03 | 75 | 75 | 99 | 99 | 98.87 | 98.74 | 229.26 | 18772.47 | 1.1989 | 3.2405 | 1.0802 | 0.012535 | 3.2501 | 1.0834
MISO_WUMS_2_MISO_MI | MISO_WUMS | MISO_MI | 2025 | B04 | 100 | 100 | 99 | 98.83 | 98.9 | 98.8 | 1071.44 | 19499.72 | 0.01187 | 3.2405 | 1.0802 | 0.00016548 | 3.2501 | 1.0834
MISO_WUMS_2_MISO_MI | MISO_WUMS | MISO_MI | 2025 | B05 | 200 | 200 | 99 | 99 | 98.95 | 98.89 | 1030.62 | 19049.77 | 6.7778 | 3.2405 | 1.0683 | 0.18898 | 3.2501 | 1.0834
MISO_WUMS_2_MISO_MI | MISO_WUMS | MISO_MI | 2025 | B06 | 300 | 300 | 99 | 0.06 | 98.75 | 98.93 | 0.08 | 18807.39 | 0 | 0.66472 | 1.0683 | 0 | 3.2501 | 1.0834
MISO_WUMS_2_MISO_MI | MISO_WUMS | MISO_MI | 2025 | B07 | 400 | 400 | 99 | 98.96 | 98.97 | 98.94 | 2409.14 | 19296.57 | 0.01187 | 3.2405 | 1.0683 | 0.00066193 | 3.2501 | 1.0834
MISO_WUMS_2_MISO_MI | MISO_WUMS | MISO_MI | 2025 | B08 | 500 | 500 | 99 | 99 | 98.98 | 98.95 | 2891.16 | 17408.67 | 5.6026 | 3.2405 | 1.0683 | 0.39054 | 3.2501 | 1.0834
MISO_WUMS_2_MISO_MI | MISO_WUMS | MISO_MI | 2025 | B09 | 800 | 800 | 99 | 99 | 98.99 | 98.97 | 927.83 | 17543.43 | 1.2701 | 3.2405 | 1.0683 | 0.14165 | 3.2501 | 1.0834
MISO_WUMS_2_MISO_MI | MISO_WUMS | MISO_MI | 2025 | B10 | 1262 | 1262 | 99 | 32.92 | 98.93 | 98.94 | 0.07 | 0.08 | 0 | 0.3561 | 0.29675 | 0 | 3.2501 | 1.0834
MISO_WUMS_2_MISO_MI | MISO_WUMS | MISO_MI | 2025 | B11 | 25 | 25 | 99 | 98.38 | 98.66 | 98.31 | 2158.38 | 14658.24 | 0.01187 | 3.2524 | 1.092 | 4.137e-05 | 3.2501 | 1.0834
MISO_WUMS_2_MISO_MI | MISO_WUMS | MISO_MI | 2025 | B12 | 200 | 200 | 99 | 99 | 98.95 | 98.89 | 2152.62 | 14658.97 | 6.303 | 3.2405 | 1.0683 | 0.17574 | 3.2501 | 1.0834
MISO_WUMS_2_MISO_MI | MISO_WUMS | MISO_MI | 2025 | B13 | 600 | 600 | 99 | 99 | 98.98 | 98.96 | 1912.37 | 12024.19 | 3.7153 | 3.2405 | 1.0683 | 0.31077 | 3.2501 | 1.0834
MISO_WUMS_2_MISO_MI | MISO_WUMS | MISO_MI | 2025 | B14 | 900 | 900 | 99 | 99 | 98.98 | 98.97 | 0.03 | 12505.96 | 3.2643 | 1.9942 | 1.0683 | 0.40957 | 3.2501 | 1.0834
MISO_WUMS_2_MISO_MI | MISO_WUMS | MISO_MI | 2025 | B15 | 1203 | 1203 | 99 | 99 | 98.98 | 0.66 | 0.02 | 0.03 | 6.9914 | 1.5431 | 0 | 1.1725 | 3.2501 | 1.0834
MISO_WUMS_2_MISO_MI | MISO_WUMS | MISO_MI | 2025 | B16 | 25 | 25 | 99 | 99 | 98.66 | 98.31 | 1492.59 | 18669.34 | 14.4933 | 3.2524 | 1.092 | 0.050513 | 3.2501 | 1.0834
MISO_WUMS_2_MISO_MI | MISO_WUMS | MISO_MI | 2025 | B17 | 100 | 100 | 99 | 99 | 98.9 | 98.8 | 1659.49 | 17254.84 | 8.8906 | 3.2405 | 1.0802 | 0.12395 | 3.2501 | 1.0834
MISO_WUMS_2_MISO_MI | MISO_WUMS | MISO_MI | 2025 | B18 | 400 | 400 | 99 | 99 | 98.97 | 98.94 | 1771.18 | 17400.89 | 5.3059 | 3.2405 | 1.0683 | 0.29588 | 3.2501 | 1.0834
MISO_WUMS_2_MISO_MI | MISO_WUMS | MISO_MI | 2025 | B19 | 700 | 700 | 99 | 99 | 98.98 | 98.97 | 213.87 | 17519.09 | 1.8161 | 3.2405 | 1.0683 | 0.17723 | 3.2501 | 1.0834
MISO_WUMS_2_MISO_MI | MISO_WUMS | MISO_MI | 2025 | B20 | 935 | 935 | 99 | 99 | 98.97 | 98.94 | 0.02 | 0.05 | 6.7659 | 1.2345 | 0.42732 | 0.88193 | 3.2501 | 1.0834
MISO_WUMS_2_MISO_MI | MISO_WUMS | MISO_MI | 2030 | B01 | 10 | 10 | 99 | 99 | 97.22 | 95.4 | 3584.56 | 24270.67 | 52.6316 | 1.6381 | 0.56976 | 0.10012 | 1.5826 | 0.52752
MISO_WUMS_2_MISO_MI | MISO_WUMS | MISO_MI | 2030 | B02 | 25 | 25 | 99 | 98.7 | 98.18 | 97.38 | 2580.76 | 22354.86 | 0.03561 | 1.5906 | 0.53415 | 0.00016935 | 1.5826 | 0.52752
MISO_WUMS_2_MISO_MI | MISO_WUMS | MISO_MI | 2030 | B03 | 75 | 75 | 99 | 0.27 | 98.69 | 98.37 | 871.81 | 19135.84 | 0 | 1.5787 | 0.52228 | 0 | 1.5826 | 0.52752
MISO_WUMS_2_MISO_MI | MISO_WUMS | MISO_MI | 2030 | B04 | 100 | 100 | 99 | 26.72 | 98.76 | 98.51 | 1920.57 | 19673.78 | 0 | 1.5787 | 0.52228 | 0 | 1.5826 | 0.52752
MISO_WUMS_2_MISO_MI | MISO_WUMS | MISO_MI | 2030 | B05 | 200 | 200 | 99 | 21.24 | 98.87 | 98.74 | 2318.87 | 18636.82 | 0 | 1.5787 | 0.52228 | 0 | 1.5826 | 0.52752
MISO_WUMS_2_MISO_MI | MISO_WUMS | MISO_MI | 2030 | B06 | 300 | 300 | 99 | 99 | 98.91 | 98.82 | 3135.02 | 19883.64 | 9.9827 | 1.5668 | 0.52228 | 0.56968 | 1.5826 | 0.52752
MISO_WUMS_2_MISO_MI | MISO_WUMS | MISO_MI | 2030 | B07 | 400 | 400 | 99 | 99 | 98.93 | 98.86 | 3767.54 | 19548.16 | 5.4602 | 1.5668 | 0.52228 | 0.41546 | 1.5826 | 0.52752
MISO_WUMS_2_MISO_MI | MISO_WUMS | MISO_MI | 2030 | B08 | 500 | 500 | 99 | 98.96 | 98.95 | 98.88 | 1872.54 | 19419.97 | 0.01187 | 1.5668 | 0.52228 | 0.001129 | 1.5826 | 0.52752
MISO_WUMS_2_MISO_MI | MISO_WUMS | MISO_MI | 2030 | B09 | 800 | 800 | 99 | 0 | 98.97 | 98.93 | 2390.4 | 18960.22 | 0 | 1.5668 | 0.51041 | 0 | 1.5826 | 0.52752
MISO_WUMS_2_MISO_MI | MISO_WUMS | MISO_MI | 2030 | B10 | 1262 | 1262 | 99 | 99 | 98.92 | 98.95 | 0.05 | 15396.43 | 0.40358 | 0.40358 | 0.51041 | 0.096884 | 1.5826 | 0.52752
MISO_WUMS_2_MISO_MI | MISO_WUMS | MISO_MI | 2030 | B11 | 25 | 25 | 99 | 0.2 | 98.18 | 97.38 | 1849.93 | 18121.88 | 0 | 1.5906 | 0.53415 | 0 | 1.5826 | 0.52752
MISO_WUMS_2_MISO_MI | MISO_WUMS | MISO_MI | 2030 | B12 | 200 | 200 | 99 | 99 | 98.87 | 98.74 | 2071.99 | 18487.31 | 11.3121 | 1.5787 | 0.52228 | 0.43036 | 1.5826 | 0.52752
MISO_WUMS_2_MISO_MI | MISO_WUMS | MISO_MI | 2030 | B13 | 600 | 600 | 99 | 99 | 98.95 | 98.9 | 1995.11 | 19303.79 | 0.20179 | 1.5668 | 0.52228 | 0.023031 | 1.5826 | 0.52752
MISO_WUMS_2_MISO_MI | MISO_WUMS | MISO_MI | 2030 | B14 | 900 | 900 | 99 | 99 | 98.97 | 98.93 | 1950.92 | 19862.68 | 0.24927 | 1.5668 | 0.51041 | 0.042675 | 1.5826 | 0.52752
MISO_WUMS_2_MISO_MI | MISO_WUMS | MISO_MI | 2030 | B15 | 1203 | 1203 | 99 | 0.02 | 0.04 | 98.95 | 0.02 | 14368.1 | 0 | 0 | 0.51041 | 0 | 1.5826 | 0.52752
MISO_WUMS_2_MISO_MI | MISO_WUMS | MISO_MI | 2030 | B16 | 25 | 25 | 99 | 99 | 98.18 | 97.38 | 2686.96 | 21648.4 | 11.5376 | 1.5906 | 0.53415 | 0.054868 | 1.5826 | 0.52752
MISO_WUMS_2_MISO_MI | MISO_WUMS | MISO_MI | 2030 | B17 | 100 | 100 | 99 | 99 | 98.76 | 98.51 | 1760.71 | 21223.78 | 11.5376 | 1.5787 | 0.52228 | 0.21947 | 1.5826 | 0.52752
MISO_WUMS_2_MISO_MI | MISO_WUMS | MISO_MI | 2030 | B18 | 400 | 400 | 99 | 0.06 | 98.93 | 98.86 | 1544.13 | 20279.84 | 0 | 1.5668 | 0.52228 | 0 | 1.5826 | 0.52752
MISO_WUMS_2_MISO_MI | MISO_WUMS | MISO_MI | 2030 | B19 | 700 | 700 | 99 | 0.05 | 98.96 | 98.92 | 1378.77 | 19936.33 | 0 | 1.5668 | 0.51041 | 0 | 1.5826 | 0.52752
MISO_WUMS_2_MISO_MI | MISO_WUMS | MISO_MI | 2030 | B20 | 935 | 935 | 99 | 99 | 0.05 | 98.94 | 0.03 | 13903.1 | 0.87838 | 0 | 0.51041 | 0.15623 | 1.5826 | 0.52752
MISO_WUMS_2_MISO_MI | MISO_WUMS | MISO_MI | 2035 | B01 | 10 | 10 | 99 | 99 | 97.76 | 96.83 | 10.1 | 16023.54 | 79.1136 | 3.0981 | 1.2226 | 0.23289 | 3.5058 | 1.1686
MISO_WUMS_2_MISO_MI | MISO_WUMS | MISO_MI | 2035 | B02 | 25 | 25 | 99 | 1 | 98.5 | 98.01 | 202.1 | 17732.43 | 0 | 3.5254 | 1.187 | 0 | 3.5058 | 1.1686
MISO_WUMS_2_MISO_MI | MISO_WUMS | MISO_MI | 2035 | B03 | 75 | 75 | 99 | 0 | 98.81 | 98.62 | 125.64 | 18232.68 | 0 | 3.5017 | 1.1633 | 0 | 3.5058 | 1.1686
MISO_WUMS_2_MISO_MI | MISO_WUMS | MISO_MI | 2035 | B04 | 100 | 100 | 99 | 0 | 98.73 | 98.7 | 0.37 | 17340.48 | 0 | 1.7568 | 1.1633 | 0 | 3.5058 | 1.1686
MISO_WUMS_2_MISO_MI | MISO_WUMS | MISO_MI | 2035 | B05 | 200 | 200 | 99 | 0 | 98.91 | 98.84 | 0.56 | 17877.17 | 0 | 3.015 | 1.1633 | 0 | 3.5058 | 1.1686
MISO_WUMS_2_MISO_MI | MISO_WUMS | MISO_MI | 2035 | B06 | 300 | 300 | 99 | 0.08 | 98.94 | 98.89 | 0.4 | 17654.32 | 0 | 3.015 | 1.1633 | 0 | 3.5058 | 1.1686
MISO_WUMS_2_MISO_MI | MISO_WUMS | MISO_MI | 2035 | B07 | 400 | 400 | 99 | 0 | 98.94 | 98.92 | 0.14 | 15959.82 | 0 | 2.552 | 1.1633 | 0 | 3.5058 | 1.1686
MISO_WUMS_2_MISO_MI | MISO_WUMS | MISO_MI | 2035 | B08 | 500 | 500 | 99 | 0.03 | 98.96 | 98.93 | 0.22 | 16109.08 | 0 | 3.015 | 1.1633 | 0 | 3.5058 | 1.1686
MISO_WUMS_2_MISO_MI | MISO_WUMS | MISO_MI | 2035 | B09 | 800 | 800 | 99 | 98.99 | 98.98 | 98.96 | 0.31 | 10479.88 | 0.07122 | 3.2999 | 1.1633 | 0.016772 | 3.5058 | 1.1686
MISO_WUMS_2_MISO_MI | MISO_WUMS | MISO_MI | 2035 | B10 | 1262 | 1262 | 99 | 99 | 98.97 | 98.97 | 0.03 | 7778.49 | 0.4748 | 1.5431 | 1.1514 | 0.17639 | 3.5058 | 1.1686
MISO_WUMS_2_MISO_MI | MISO_WUMS | MISO_MI | 2035 | B11 | 25 | 25 | 99 | 0.99 | 98.43 | 98.01 | 4.06 | 16501.88 | 0 | 3.0506 | 1.187 | 0 | 3.5058 | 1.1686
MISO_WUMS_2_MISO_MI | MISO_WUMS | MISO_MI | 2035 | B12 | 200 | 200 | 99 | 99 | 98.91 | 98.84 | 0.56 | 13236.49 | 14.0897 | 3.015 | 1.1633 | 0.82954 | 3.5058 | 1.1686
MISO_WUMS_2_MISO_MI | MISO_WUMS | MISO_MI | 2035 | B13 | 600 | 600 | 99 | 99 | 98.97 | 98.94 | 0.28 | 7042.82 | 9.0924 | 3.1812 | 1.1633 | 1.606 | 3.5058 | 1.1686
MISO_WUMS_2_MISO_MI | MISO_WUMS | MISO_MI | 2035 | B14 | 900 | 900 | 99 | 0.01 | 98.98 | 98.96 | 0.1 | 308.25 | 0 | 2.8251 | 1.1514 | 0 | 3.5058 | 1.1686
MISO_WUMS_2_MISO_MI | MISO_WUMS | MISO_MI | 2035 | B15 | 1203 | 1203 | 99 | 0 | 0.06 | 98.97 | 0.01 | 440.04 | 0 | 0 | 1.1514 | 0 | 3.5058 | 1.1686
MISO_WUMS_2_MISO_MI | MISO_WUMS | MISO_MI | 2035 | B16 | 25 | 25 | 99 | 99 | 98.43 | 98.01 | 4.07 | 10544.18 | 18.3866 | 3.0506 | 1.187 | 0.13532 | 3.5058 | 1.1686
MISO_WUMS_2_MISO_MI | MISO_WUMS | MISO_MI | 2035 | B17 | 100 | 100 | 99 | 99 | 98.84 | 98.7 | 1.7 | 3292.28 | 17.6744 | 3.2405 | 1.1633 | 0.5203 | 3.5058 | 1.1686
MISO_WUMS_2_MISO_MI | MISO_WUMS | MISO_MI | 2035 | B18 | 400 | 400 | 99 | 99 | 98.91 | 98.92 | 0.09 | 4364.75 | 9.8284 | 1.3769 | 1.1633 | 1.1573 | 3.5058 | 1.1686
MISO_WUMS_2_MISO_MI | MISO_WUMS | MISO_MI | 2035 | B19 | 700 | 700 | 99 | 0 | 98.57 | 98.95 | 0.03 | 462 | 0 | 0.14244 | 1.1514 | 0 | 3.5058 | 1.1686
MISO_WUMS_2_MISO_MI | MISO_WUMS | MISO_MI | 2035 | B20 | 935 | 935 | 99 | 0.02 | 0.07 | 98.94 | 0.02 | 0.13 | 0 | 0 | 0.68846 | 0 | 3.5058 | 1.1686
MISO_WUMS_2_MISO_MI | MISO_WUMS | MISO_MI | 2040 | B01 | 10 | 10 | 99 | 99 | 97.95 | 96.93 | 2101.54 | 15152.8 | 68.2644 | 4.7717 | 1.6381 | 0.13491 | 4.6883 | 1.5628
MISO_WUMS_2_MISO_MI | MISO_WUMS | MISO_MI | 2040 | B02 | 25 | 25 | 99 | 99 | 98.52 | 98.05 | 709.69 | 15691.1 | 97.7138 | 4.7124 | 1.5787 | 0.48278 | 4.6883 | 1.5628
MISO_WUMS_2_MISO_MI | MISO_WUMS | MISO_MI | 2040 | B03 | 75 | 75 | 99 | 59.43 | 98.3 | 98.64 | 0.31 | 16260 | 0 | 1.0327 | 1.5668 | 0 | 4.6883 | 1.5628
MISO_WUMS_2_MISO_MI | MISO_WUMS | MISO_MI | 2040 | B04 | 100 | 100 | 99 | 99 | 98.82 | 98.72 | 12.58 | 16836.04 | 16.0364 | 4.6293 | 1.555 | 0.31692 | 4.6883 | 1.5628
MISO_WUMS_2_MISO_MI | MISO_WUMS | MISO_MI | 2040 | B05 | 200 | 200 | 99 | 99 | 2.81 | 98.85 | 0.09 | 16085.26 | 0.65285 | 0 | 1.555 | 0.025804 | 4.6883 | 1.5628
MISO_WUMS_2_MISO_MI | MISO_WUMS | MISO_MI | 2040 | B06 | 300 | 300 | 99 | 0 | 0.1 | 98.9 | 0.05 | 15506.79 | 0 | 0 | 1.555 | 0 | 4.6883 | 1.5628
MISO_WUMS_2_MISO_MI | MISO_WUMS | MISO_MI | 2040 | B07 | 400 | 400 | 99 | 0 | 98.84 | 98.92 | 0.06 | 16002.8 | 0 | 1.0208 | 1.555 | 0 | 4.6883 | 1.5628
MISO_WUMS_2_MISO_MI | MISO_WUMS | MISO_MI | 2040 | B08 | 500 | 500 | 99 | 98.99 | 98.91 | 98.94 | 0.06 | 6613.71 | 0.15431 | 1.5431 | 1.555 | 0.015248 | 4.6883 | 1.5628
MISO_WUMS_2_MISO_MI | MISO_WUMS | MISO_MI | 2040 | B09 | 800 | 800 | 99 | 98.99 | 98.98 | 98.96 | 0.1 | 7646.73 | 0.08309 | 3.7865 | 1.555 | 0.013137 | 4.6883 | 1.5628
MISO_WUMS_2_MISO_MI | MISO_WUMS | MISO_MI | 2040 | B10 | 1262 | 1262 | 99 | 99 | 98.99 | 98.97 | 288.89 | 3160.21 | 4.0002 | 4.6768 | 1.555 | 0.99768 | 4.6883 | 1.5628
MISO_WUMS_2_MISO_MI | MISO_WUMS | MISO_MI | 2040 | B11 | 25 | 25 | 99 | 0.03 | 40.29 | 98.05 | 0.73 | 7154.07 | 0 | 0.05935 | 1.5787 | 0 | 4.6883 | 1.5628
MISO_WUMS_2_MISO_MI | MISO_WUMS | MISO_MI | 2040 | B12 | 200 | 200 | 99 | 0.17 | 98.8 | 98.85 | 0.13 | 2607.82 | 0 | 1.5431 | 1.555 | 0 | 4.6883 | 1.5628
MISO_WUMS_2_MISO_MI | MISO_WUMS | MISO_MI | 2040 | B13 | 600 | 600 | 99 | 0.03 | 98.92 | 98.94 | 0.04 | 1.52 | 0 | 1.5431 | 1.4956 | 0 | 4.6883 | 1.5628
MISO_WUMS_2_MISO_MI | MISO_WUMS | MISO_MI | 2040 | B14 | 900 | 900 | 99 | 0.04 | 98.96 | 98.95 | 0.04 | 0.26 | 0 | 2.2434 | 1.187 | 0 | 4.6883 | 1.5628
MISO_WUMS_2_MISO_MI | MISO_WUMS | MISO_MI | 2040 | B15 | 1203 | 1203 | 99 | 99 | 98.98 | 98.97 | 0.04 | 4075.18 | 8.9856 | 2.2553 | 1.555 | 2.1363 | 4.6883 | 1.5628
MISO_WUMS_2_MISO_MI | MISO_WUMS | MISO_MI | 2040 | B16 | 25 | 25 | 99 | 99 | 97.95 | 98.05 | 1.2 | 2859.78 | 73.4041 | 1.9704 | 1.5787 | 0.36267 | 4.6883 | 1.5628
MISO_WUMS_2_MISO_MI | MISO_WUMS | MISO_MI | 2040 | B17 | 100 | 100 | 99 | 34.74 | 98.69 | 98.71 | 0.31 | 10.39 | 0 | 1.9467 | 1.4956 | 0 | 4.6883 | 1.5628
MISO_WUMS_2_MISO_MI | MISO_WUMS | MISO_MI | 2040 | B18 | 400 | 400 | 99 | 0.01 | 98.88 | 98.92 | 0.06 | 2.26 | 0 | 1.5431 | 1.4838 | 0 | 4.6883 | 1.5628
MISO_WUMS_2_MISO_MI | MISO_WUMS | MISO_MI | 2040 | B19 | 700 | 700 | 99 | 0 | 98.94 | 98.95 | 0.04 | 1.25 | 0 | 1.5431 | 1.4956 | 0 | 4.6883 | 1.5628
MISO_WUMS_2_MISO_MI | MISO_WUMS | MISO_MI | 2040 | B20 | 935 | 935 | 99 | 99 | 98.97 | 98.96 | 0.06 | 2648.43 | 9.5554 | 2.6707 | 1.555 | 1.7657 | 4.6883 | 1.5628
MISO_WUMS_2_MISO_MI | MISO_WUMS | MISO_MI | 2045 | B01 | 10 | 10 | 99 | 99 | 98.09 | 97.2 | 4923.11 | 18025.99 | 97.1085 | 7.122 | 2.4215 | 0.26 | 7.002 | 2.334
MISO_WUMS_2_MISO_MI | MISO_WUMS | MISO_MI | 2045 | B02 | 25 | 25 | 99 | 99 | 98.59 | 98.18 | 3907.94 | 18096.6 | 139.1995 | 7.0389 | 2.3621 | 0.93172 | 7.002 | 2.334
MISO_WUMS_2_MISO_MI | MISO_WUMS | MISO_MI | 2045 | B03 | 75 | 75 | 99 | 99 | 98.85 | 98.68 | 736.26 | 18708.88 | 69.2733 | 7.0033 | 2.3384 | 1.391 | 7.002 | 2.334
MISO_WUMS_2_MISO_MI | MISO_WUMS | MISO_MI | 2045 | B04 | 100 | 100 | 99 | 99 | 98.88 | 98.76 | 346.93 | 19319.95 | 7.4781 | 7.0033 | 2.3265 | 0.20022 | 7.002 | 2.334
MISO_WUMS_2_MISO_MI | MISO_WUMS | MISO_MI | 2045 | B05 | 200 | 200 | 99 | 0.14 | 0.48 | 98.87 | 0.08 | 19567.68 | 0 | 0.01187 | 2.3265 | 0 | 7.002 | 2.334
MISO_WUMS_2_MISO_MI | MISO_WUMS | MISO_MI | 2045 | B06 | 300 | 300 | 99 | 0 | 33.28 | 98.91 | 0.05 | 18034.96 | 0 | 0.01187 | 2.3265 | 0 | 7.002 | 2.334
MISO_WUMS_2_MISO_MI | MISO_WUMS | MISO_MI | 2045 | B07 | 400 | 400 | 99 | 0.11 | 11.05 | 98.93 | 0.05 | 8043.93 | 0 | 0 | 2.3265 | 0 | 7.002 | 2.334
MISO_WUMS_2_MISO_MI | MISO_WUMS | MISO_MI | 2045 | B08 | 500 | 500 | 99 | 0.09 | 98.92 | 98.94 | 0.05 | 1179.46 | 0 | 2.1366 | 2.3265 | 0 | 7.002 | 2.334
MISO_WUMS_2_MISO_MI | MISO_WUMS | MISO_MI | 2045 | B09 | 800 | 800 | 99 | 0.06 | 98.95 | 98.89 | 0.03 | 0.07 | 0 | 2.1366 | 0.7122 | 0 | 7.002 | 2.334
MISO_WUMS_2_MISO_MI | MISO_WUMS | MISO_MI | 2045 | B10 | 1262 | 1262 | 99 | 99 | 98.99 | 98.98 | 262.94 | 4748.65 | 7.0508 | 6.9914 | 2.3265 | 2.3824 | 7.002 | 2.334
MISO_WUMS_2_MISO_MI | MISO_WUMS | MISO_MI | 2045 | B11 | 25 | 25 | 99 | 0.02 | 0.76 | 97.31 | 0.47 | 3.38 | 0 | 0.05935 | 1.0208 | 0 | 7.002 | 2.334
MISO_WUMS_2_MISO_MI | MISO_WUMS | MISO_MI | 2045 | B12 | 200 | 200 | 99 | 0.1 | 0.11 | 98.72 | 0.06 | 0.38 | 0 | 0.01187 | 0.98521 | 0 | 7.002 | 2.334
MISO_WUMS_2_MISO_MI | MISO_WUMS | MISO_MI | 2045 | B13 | 600 | 600 | 99 | 0 | 0.46 | 98.89 | 0.03 | 0.11 | 0 | 0 | 0.97334 | 0 | 7.002 | 2.334
MISO_WUMS_2_MISO_MI | MISO_WUMS | MISO_MI | 2045 | B14 | 900 | 900 | 99 | 0 | 98.97 | 98.97 | 0.04 | 3065.95 | 0 | 3.9527 | 2.3265 | 0 | 7.002 | 2.334
MISO_WUMS_2_MISO_MI | MISO_WUMS | MISO_MI | 2045 | B15 | 1203 | 1203 | 99 | 99 | 98.98 | 98.98 | 0.04 | 4863.42 | 1.9823 | 3.8221 | 2.3265 | 0.63847 | 7.002 | 2.334
MISO_WUMS_2_MISO_MI | MISO_WUMS | MISO_MI | 2045 | B16 | 25 | 25 | 99 | 99 | 97.71 | 98.17 | 0.99 | 1024.05 | 119.4597 | 1.9704 | 2.3621 | 0.7996 | 7.002 | 2.334
MISO_WUMS_2_MISO_MI | MISO_WUMS | MISO_MI | 2045 | B17 | 100 | 100 | 99 | 99 | 98.64 | 98.75 | 0.26 | 157.5 | 83.5292 | 1.8755 | 2.3265 | 2.2364 | 7.002 | 2.334
MISO_WUMS_2_MISO_MI | MISO_WUMS | MISO_MI | 2045 | B18 | 400 | 400 | 99 | 0 | 0.22 | 98.85 | 0.04 | 0.26 | 0 | 0 | 0.97334 | 0 | 7.002 | 2.334
MISO_WUMS_2_MISO_MI | MISO_WUMS | MISO_MI | 2045 | B19 | 700 | 700 | 99 | 0 | 98.94 | 98.96 | 0.03 | 216.65 | 0 | 1.9348 | 2.3265 | 0 | 7.002 | 2.334
MISO_WUMS_2_MISO_MI | MISO_WUMS | MISO_MI | 2045 | B20 | 935 | 935 | 99 | 99 | 98.97 | 98.97 | 0.04 | 4076.13 | 1.9823 | 3.8221 | 2.3265 | 0.49624 | 7.002 | 2.334
MISO_WUMS_2_MISO_MI | MISO_WUMS | MISO_MI | 2050 | B01 | 10 | 10 | 99 | 99 | 98.64 | 98.26 | 2792.84 | 17508.57 | 293.462 | 8.5464 | 2.8607 | 0.84816 | 8.5021 | 2.834
MISO_WUMS_2_MISO_MI | MISO_WUMS | MISO_MI | 2050 | B02 | 25 | 25 | 99 | 99 | 98.84 | 98.67 | 2337.77 | 17592.64 | 170.7856 | 8.5108 | 2.8369 | 1.234 | 8.5021 | 2.834
MISO_WUMS_2_MISO_MI | MISO_WUMS | MISO_MI | 2050 | B03 | 75 | 75 | 99 | 0 | 98.94 | 98.88 | 954.48 | 18229.08 | 0 | 8.4989 | 2.8251 | 0 | 8.5021 | 2.834
MISO_WUMS_2_MISO_MI | MISO_WUMS | MISO_MI | 2050 | B04 | 100 | 100 | 99 | 0.03 | 98.55 | 98.9 | 0.06 | 18996.06 | 0 | 0.78342 | 2.8251 | 0 | 8.5021 | 2.834
MISO_WUMS_2_MISO_MI | MISO_WUMS | MISO_MI | 2050 | B05 | 200 | 200 | 99 | 0 | 88.56 | 98.95 | 0.03 | 17221.81 | 0 | 0.01187 | 2.8251 | 0 | 8.5021 | 2.834
MISO_WUMS_2_MISO_MI | MISO_WUMS | MISO_MI | 2050 | B06 | 300 | 300 | 99 | 0.04 | 98.81 | 98.97 | 0.02 | 10020.44 | 0 | 0.66472 | 2.8251 | 0 | 8.5021 | 2.834
MISO_WUMS_2_MISO_MI | MISO_WUMS | MISO_MI | 2050 | B07 | 400 | 400 | 99 | 0.01 | 97.67 | 98.97 | 0.01 | 0.13 | 0 | 0.52228 | 2.196 | 0 | 8.5021 | 2.834
MISO_WUMS_2_MISO_MI | MISO_WUMS | MISO_MI | 2050 | B08 | 500 | 500 | 99 | 0 | 0.02 | 98.96 | 0.01 | 0.07 | 0 | 0 | 1.46 | 0 | 8.5021 | 2.834
MISO_WUMS_2_MISO_MI | MISO_WUMS | MISO_MI | 2050 | B09 | 800 | 800 | 99 | 0.03 | 98.84 | 98.98 | 0.01 | 0.06 | 0 | 0.53415 | 2.1841 | 0 | 8.5021 | 2.834
MISO_WUMS_2_MISO_MI | MISO_WUMS | MISO_MI | 2050 | B10 | 1262 | 1262 | 99 | 99 | 98.99 | 98.99 | 0.01 | 1584.15 | 18.2323 | 5.6383 | 2.8251 | 6.6501 | 8.5021 | 2.834
MISO_WUMS_2_MISO_MI | MISO_WUMS | MISO_MI | 2050 | B11 | 25 | 25 | 99 | 0 | 0.26 | 94.83 | 0.16 | 0.58 | 0 | 0.02374 | 0.18992 | 0 | 8.5021 | 2.834
MISO_WUMS_2_MISO_MI | MISO_WUMS | MISO_MI | 2050 | B12 | 200 | 200 | 99 | 0 | 0.04 | 98.34 | 0.02 | 0.08 | 0 | 0 | 0.17805 | 0 | 8.5021 | 2.834
MISO_WUMS_2_MISO_MI | MISO_WUMS | MISO_MI | 2050 | B13 | 600 | 600 | 99 | 0.04 | 98.88 | 98.9 | 0.01 | 0.03 | 0 | 0.53415 | 0.51041 | 0 | 8.5021 | 2.834
MISO_WUMS_2_MISO_MI | MISO_WUMS | MISO_MI | 2050 | B14 | 900 | 900 | 99 | 57.14 | 98.99 | 98.99 | 0.01 | 0.09 | 0 | 4.5343 | 2.4215 | 0 | 8.5021 | 2.834
MISO_WUMS_2_MISO_MI | MISO_WUMS | MISO_MI | 2050 | B15 | 1203 | 1203 | 99 | 99 | 98.99 | 98.99 | 0.02 | 0.07 | 1.9942 | 6.0774 | 2.4215 | 0.69335 | 8.5021 | 2.834
MISO_WUMS_2_MISO_MI | MISO_WUMS | MISO_MI | 2050 | B16 | 25 | 25 | 99 | 99 | 3.7 | 98.59 | 0.25 | 2.45 | 189.8369 | 0.02374 | 2.2078 | 1.3717 | 8.5021 | 2.834
MISO_WUMS_2_MISO_MI | MISO_WUMS | MISO_MI | 2050 | B17 | 100 | 100 | 99 | 0.1 | 0.95 | 98.89 | 0.06 | 0.74 | 0 | 0.01187 | 2.4215 | 0 | 8.5021 | 2.834
MISO_WUMS_2_MISO_MI | MISO_WUMS | MISO_MI | 2050 | B18 | 400 | 400 | 99 | 0.05 | 98.87 | 98.64 | 0.02 | 0.04 | 0 | 0.9496 | 0.16618 | 0 | 8.5021 | 2.834
MISO_WUMS_2_MISO_MI | MISO_WUMS | MISO_MI | 2050 | B19 | 700 | 700 | 99 | 0 | 98.98 | 98.98 | 0.01 | 0.09 | 0 | 2.9082 | 2.1841 | 0 | 8.5021 | 2.834
MISO_WUMS_2_MISO_MI | MISO_WUMS | MISO_MI | 2050 | B20 | 935 | 935 | 99 | 99 | 98.99 | 98.99 | 0.02 | 0.26 | 1.9942 | 5.5433 | 2.7064 | 0.53888 | 8.5021 | 2.834
MISO_WUMS_2_MISO_W | MISO_WUMS | MISO_W | 2015 | B01 | 10 | 10 | 1137 | 0.65 | 1135.12 | 1133.33 | 18.39 | 63.73 | 0 | 1.0564 | 0.3561 | 0 | 1.1618 | 0.38726
MISO_WUMS_2_MISO_W | MISO_WUMS | MISO_W | 2015 | B02 | 25 | 25 | 1137 | 1101.6 | 1136.13 | 1135.45 | 575.86 | 762.49 | 0 | 1.1514 | 0.37984 | 0 | 1.1618 | 0.38726
MISO_WUMS_2_MISO_W | MISO_WUMS | MISO_W | 2015 | B03 | 75 | 75 | 1137 | 1137 | 1136.74 | 1136.45 | 2855.68 | 3743.14 | 1.1989 | 1.1514 | 0.37984 | 0.019119 | 1.1618 | 0.38726
MISO_WUMS_2_MISO_W | MISO_WUMS | MISO_W | 2015 | B04 | 100 | 100 | 1137 | 1137 | 1136.81 | 1136.58 | 2447.97 | 2618.81 | 3.9883 | 1.1514 | 0.37984 | 0.084804 | 1.1618 | 0.38726
MISO_WUMS_2_MISO_W | MISO_WUMS | MISO_W | 2015 | B05 | 200 | 200 | 1137 | 1137 | 1136.9 | 1136.78 | 2175.45 | 2674.17 | 10.41 | 1.1514 | 0.37984 | 0.4427 | 1.1618 | 0.38726
MISO_WUMS_2_MISO_W | MISO_WUMS | MISO_W | 2015 | B06 | 300 | 300 | 1137 | 1137 | 1136.93 | 1136.83 | 1060.78 | 1.19 | 7.027 | 1.1514 | 0.33236 | 0.44825 | 1.1618 | 0.38726
MISO_WUMS_2_MISO_W | MISO_WUMS | MISO_W | 2015 | B07 | 400 | 400 | 1137 | 1137 | 1136.94 | 1136.87 | 0.6 | 0.8 | 0.61724 | 1.0683 | 0.33236 | 0.052498 | 1.1618 | 0.38726
MISO_WUMS_2_MISO_W | MISO_WUMS | MISO_W | 2015 | B08 | 500 | 500 | 1137 | 1136.98 | 1136.87 | 1136.85 | 0.16 | 0.62 | 0.01187 | 0.90212 | 0.33236 | 0.001262 | 1.1618 | 0.38726
MISO_WUMS_2_MISO_W | MISO_WUMS | MISO_W | 2015 | B09 | 800 | 800 | 1137 | 1136.99 | 1136.96 | 1136.93 | 0.26 | 0.58 | 0.01187 | 1.0683 | 0.33236 | 0.0020191 | 1.1618 | 0.38726
MISO_WUMS_2_MISO_W | MISO_WUMS | MISO_W | 2015 | B10 | 1262 | 1262 | 1137 | 0 | 0.86 | 40.99 | 0.02 | 0.05 | 0 | 0 | 0 | 0 | 1.1618 | 0.38726
MISO_WUMS_2_MISO_W | MISO_WUMS | MISO_W | 2015 | B11 | 25 | 25 | 1137 | 1137 | 1136.29 | 1135.48 | 4172.83 | 3554.9 | 9.401 | 1.1514 | 0.37984 | 0.049974 | 1.1618 | 0.38726
MISO_WUMS_2_MISO_W | MISO_WUMS | MISO_W | 2015 | B12 | 200 | 200 | 1137 | 1137 | 1136.85 | 1136.69 | 0.31 | 0.73 | 3.9646 | 0.78342 | 0.24927 | 0.1686 | 1.1618 | 0.38726
MISO_WUMS_2_MISO_W | MISO_WUMS | MISO_W | 2015 | B13 | 600 | 600 | 1137 | 1113.24 | 1136.95 | 1136.89 | 0.27 | 0.24 | 0 | 1.0446 | 0.24927 | 0 | 1.1618 | 0.38726
MISO_WUMS_2_MISO_W | MISO_WUMS | MISO_W | 2015 | B14 | 900 | 900 | 1137 | 1137 | 1136.97 | 1136.93 | 0.21 | 0.37 | 0.60537 | 1.0446 | 0.33236 | 0.11585 | 1.1618 | 0.38726
MISO_WUMS_2_MISO_W | MISO_WUMS | MISO_W | 2015 | B15 | 1203 | 1203 | 1137 | 1137 | 1136.98 | 1136.96 | 0.17 | 1744.55 | 0.64098 | 1.0446 | 0.37984 | 0.16396 | 1.1618 | 0.38726
MISO_WUMS_2_MISO_W | MISO_WUMS | MISO_W | 2015 | B16 | 25 | 25 | 1137 | 328.69 | 1135.95 | 1135.15 | 2.4 | 9.53 | 0 | 0.79529 | 0.33236 | 0 | 1.1618 | 0.38726
MISO_WUMS_2_MISO_W | MISO_WUMS | MISO_W | 2015 | B17 | 100 | 100 | 1137 | 481.23 | 9.59 | 6.5 | 0.25 | 0.56 | 0 | 0 | 0 | 0 | 1.1618 | 0.38726
MISO_WUMS_2_MISO_W | MISO_WUMS | MISO_W | 2015 | B18 | 400 | 400 | 1137 | 0.03 | 832.51 | 799.38 | 0.06 | 0.15 | 0 | 0 | 0 | 0 | 1.1618 | 0.38726
MISO_WUMS_2_MISO_W | MISO_WUMS | MISO_W | 2015 | B19 | 700 | 700 | 1137 | 299.18 | 55.78 | 1.19 | 0.04 | 0.08 | 0 | 0 | 0 | 0 | 1.1618 | 0.38726
MISO_WUMS_2_MISO_W | MISO_WUMS | MISO_W | 2015 | B20 | 935 | 935 | 1137 | 0.01 | 857.27 | 837.81 | 0.03 | 0.07 | 0 | 0 | 0 | 0 | 1.1618 | 0.38726
MISO_WUMS_2_MISO_W | MISO_WUMS | MISO_W | 2020 | B01 | 10 | 10 | 1137 | 299.38 | 615.56 | 1133.5 | 1.67 | 7.4 | 0 | 0.01187 | 0.4748 | 0 | 2.2991 | 0.76637
MISO_WUMS_2_MISO_W | MISO_WUMS | MISO_W | 2020 | B02 | 25 | 25 | 1137 | 530.55 | 1133.69 | 1135.44 | 0.73 | 3.13 | 0 | 0.24927 | 0.43919 | 0 | 2.2991 | 0.76637
MISO_WUMS_2_MISO_W | MISO_WUMS | MISO_W | 2020 | B03 | 75 | 75 | 1137 | 1137 | 1136.83 | 1136.64 | 1373.1 | 3289.07 | 3.9883 | 2.2909 | 0.75968 | 0.057117 | 2.2991 | 0.76637
MISO_WUMS_2_MISO_W | MISO_WUMS | MISO_W | 2020 | B04 | 100 | 100 | 1137 | 1137 | 1136.87 | 1136.73 | 2099.76 | 4267.01 | 5.6739 | 2.2909 | 0.75968 | 0.10834 | 2.2991 | 0.76637
MISO_WUMS_2_MISO_W | MISO_WUMS | MISO_W | 2020 | B05 | 200 | 200 | 1137 | 1137 | 1136.94 | 1136.86 | 1038.57 | 2972.95 | 14.7307 | 2.2909 | 0.75968 | 0.56256 | 2.2991 | 0.76637
MISO_WUMS_2_MISO_W | MISO_WUMS | MISO_W | 2020 | B06 | 300 | 300 | 1137 | 1137 | 1136.96 | 1136.9 | 617.52 | 1148.89 | 5.021 | 2.2909 | 0.75968 | 0.28763 | 2.2991 | 0.76637
MISO_WUMS_2_MISO_W | MISO_WUMS | MISO_W | 2020 | B07 | 400 | 400 | 1137 | 1137 | 1136.96 | 1136.93 | 0.44 | 2660.71 | 3.9883 | 2.1366 | 0.75968 | 0.30463 | 2.2991 | 0.76637
MISO_WUMS_2_MISO_W | MISO_WUMS | MISO_W | 2020 | B08 | 500 | 500 | 1137 | 1137 | 1136.97 | 1136.94 | 155.13 | 3566.42 | 0.9496 | 2.2909 | 0.75968 | 0.090663 | 2.2991 | 0.76637
MISO_WUMS_2_MISO_W | MISO_WUMS | MISO_W | 2020 | B09 | 800 | 800 | 1137 | 1137 | 1136.98 | 1136.96 | 1596.33 | 5359.18 | 2.2672 | 2.2909 | 0.75968 | 0.34633 | 2.2991 | 0.76637
MISO_WUMS_2_MISO_W | MISO_WUMS | MISO_W | 2020 | B10 | 1262 | 1262 | 1137 | 1137 | 1136.99 | 1136.98 | 955.34 | 2417.82 | 3.7865 | 2.2909 | 0.75968 | 0.91247 | 2.2991 | 0.76637
MISO_WUMS_2_MISO_W | MISO_WUMS | MISO_W | 2020 | B11 | 25 | 25 | 1137 | 506.86 | 1136.2 | 1135.48 | 1.24 | 3.56 | 0 | 1.282 | 0.43919 | 0 | 2.2991 | 0.76637
MISO_WUMS_2_MISO_W | MISO_WUMS | MISO_W | 2020 | B12 | 200 | 200 | 1137 | 34.74 | 646.3 | 1136.76 | 0.08 | 0.36 | 0 | 0 | 0.43919 | 0 | 2.2991 | 0.76637
MISO_WUMS_2_MISO_W | MISO_WUMS | MISO_W | 2020 | B13 | 600 | 600 | 1137 | 0.03 | 283.25 | 1136.92 | 0.03 | 0.12 | 0 | 0 | 0.43919 | 0 | 2.2991 | 0.76637
MISO_WUMS_2_MISO_W | MISO_WUMS | MISO_W | 2020 | B14 | 900 | 900 | 1137 | 1137 | 1135.15 | 1136.94 | 0.02 | 0.08 | 1.4719 | 0.01187 | 0.43919 | 0.25295 | 2.2991 | 0.76637
MISO_WUMS_2_MISO_W | MISO_WUMS | MISO_W | 2020 | B15 | 1203 | 1203 | 1137 | 1060.29 | 1136.77 | 1136.95 | 0.01 | 0.06 | 0 | 0.15431 | 0.41545 | 0 | 2.2991 | 0.76637
MISO_WUMS_2_MISO_W | MISO_WUMS | MISO_W | 2020 | B16 | 25 | 25 | 1137 | 695.61 | 1136.16 | 1135.27 | 1.12 | 2.53 | 0 | 1.2582 | 0.41545 | 0 | 2.2991 | 0.76637
MISO_WUMS_2_MISO_W | MISO_WUMS | MISO_W | 2020 | B17 | 100 | 100 | 1137 | 881.92 | 1136.77 | 1136.52 | 0.29 | 0.66 | 0 | 1.2582 | 0.41545 | 0 | 2.2991 | 0.76637
MISO_WUMS_2_MISO_W | MISO_WUMS | MISO_W | 2020 | B18 | 400 | 400 | 1137 | 116.19 | 643.56 | 1136.87 | 0.04 | 0.17 | 0 | 0 | 0.41545 | 0 | 2.2991 | 0.76637
MISO_WUMS_2_MISO_W | MISO_WUMS | MISO_W | 2020 | B19 | 700 | 700 | 1137 | 1137 | 1135.59 | 1136.93 | 0.02 | 0.1 | 1.0683 | 0.1187 | 0.43919 | 0.14279 | 2.2991 | 0.76637
MISO_WUMS_2_MISO_W | MISO_WUMS | MISO_W | 2020 | B20 | 935 | 935 | 1137 | 175.9 | 1136.72 | 1136.94 | 0.02 | 0.08 | 0 | 0.14244 | 0.43919 | 0 | 2.2991 | 0.76637
MISO_WUMS_2_MISO_W | MISO_WUMS | MISO_W | 2025 | B01 | 10 | 10 | 1137 | 0.85 | 0.44 | 0.9 | 0.42 | 0.88 | 0 | 0 | 0 | 0 | 1.7085 | 0.56948
MISO_WUMS_2_MISO_W | MISO_WUMS | MISO_W | 2025 | B02 | 25 | 25 | 1137 | 0.37 | 0.18 | 0.35 | 0.17 | 0.34 | 0 | 0 | 0 | 0 | 1.7085 | 0.56948
MISO_WUMS_2_MISO_W | MISO_WUMS | MISO_W | 2025 | B03 | 75 | 75 | 1137 | 1137 | 625.16 | 0.14 | 0.28 | 0.13 | 1.187 | 0 | 0 | 0.082814 | 1.7085 | 0.56948
MISO_WUMS_2_MISO_W | MISO_WUMS | MISO_W | 2025 | B04 | 100 | 100 | 1137 | 593.02 | 508.33 | 0.1 | 0.2 | 0.1 | 0 | 0 | 0 | 0 | 1.7085 | 0.56948
MISO_WUMS_2_MISO_W | MISO_WUMS | MISO_W | 2025 | B05 | 200 | 200 | 1137 | 1137 | 1084.35 | 0.05 | 0.11 | 0.05 | 6.7659 | 0 | 0 | 1.2588 | 1.7085 | 0.56948
MISO_WUMS_2_MISO_W | MISO_WUMS | MISO_W | 2025 | B06 | 300 | 300 | 1137 | 315.85 | 594.07 | 0.04 | 0.07 | 0.03 | 0 | 0 | 0 | 0 | 1.7085 | 0.56948
MISO_WUMS_2_MISO_W | MISO_WUMS | MISO_W | 2025 | B07 | 400 | 400 | 1137 | 609.92 | 22.52 | 0.03 | 0.04 | 0.02 | 0 | 0 | 0 | 0 | 1.7085 | 0.56948
MISO_WUMS_2_MISO_W | MISO_WUMS | MISO_W | 2025 | B08 | 500 | 500 | 1137 | 290.32 | 0.01 | 0.02 | 0.01 | 0.02 | 0 | 0 | 0 | 0 | 1.7085 | 0.56948
MISO_WUMS_2_MISO_W | MISO_WUMS | MISO_W | 2025 | B09 | 800 | 800 | 1137 | 1137 | 0.01 | 0.01 | 0.01 | 0.01 | 1.2582 | 0 | 0 | 0.93635 | 1.7085 | 0.56948
MISO_WUMS_2_MISO_W | MISO_WUMS | MISO_W | 2025 | B10 | 1262 | 0 | 1137 | 0.01 | 0 | 0.01 | 0 | 0.01 | 0 | 0 | 0 | 0 | 1.7085 | 0.56948
MISO_WUMS_2_MISO_W | MISO_WUMS | MISO_W | 2025 | B11 | 25 | 25 | 1137 | 0.37 | 0.43 | 0.38 | 0.3 | 0.36 | 0 | 0 | 0 | 0 | 1.7085 | 0.56948
MISO_WUMS_2_MISO_W | MISO_WUMS | MISO_W | 2025 | B12 | 200 | 200 | 1137 | 0.05 | 0.02 | 0.05 | 0.02 | 0.04 | 0 | 0 | 0 | 0 | 1.7085 | 0.56948
MISO_WUMS_2_MISO_W | MISO_WUMS | MISO_W | 2025 | B13 | 600 | 600 | 1137 | 0.02 | 0.01 | 0.02 | 0.01 | 0.02 | 0 | 0 | 0 | 0 | 1.7085 | 0.56948
MISO_WUMS_2_MISO_W | MISO_WUMS | MISO_W | 2025 | B14 | 900 | 0 | 1137 | 0 | 0 | 0.01 | 0 | 0.01 | 0 | 0 | 0 | 0 | 1.7085 | 0.56948
MISO_WUMS_2_MISO_W | MISO_WUMS | MISO_W | 2025 | B15 | 1203 | 0 | 1137 | 0 | 0 | 0.01 | 0 | 0.01 | 0 | 0 | 0 | 0 | 1.7085 | 0.56948
MISO_WUMS_2_MISO_W | MISO_WUMS | MISO_W | 2025 | B16 | 25 | 25 | 1137 | 0.32 | 0.18 | 0.35 | 0.17 | 0.34 | 0 | 0 | 0 | 0 | 1.7085 | 0.56948
MISO_WUMS_2_MISO_W | MISO_WUMS | MISO_W | 2025 | B17 | 100 | 100 | 1137 | 0.09 | 0.04 | 0.09 | 0.04 | 0.09 | 0 | 0 | 0 | 0 | 1.7085 | 0.56948
MISO_WUMS_2_MISO_W | MISO_WUMS | MISO_W | 2025 | B18 | 400 | 400 | 1137 | 0.02 | 0.01 | 0.02 | 0.01 | 0.02 | 0 | 0 | 0 | 0 | 1.7085 | 0.56948
MISO_WUMS_2_MISO_W | MISO_WUMS | MISO_W | 2025 | B19 | 700 | 700 | 1137 | 0.01 | 0.01 | 0.01 | 0.01 | 0.01 | 0 | 0 | 0 | 0 | 1.7085 | 0.56948
MISO_WUMS_2_MISO_W | MISO_WUMS | MISO_W | 2025 | B20 | 935 | 0 | 1137 | 0.01 | 0 | 0.01 | 0 | 0.01 | 0 | 0 | 0 | 0 | 1.7085 | 0.56948
MISO_WUMS_2_MISO_W | MISO_WUMS | MISO_W | 2030 | B01 | 10 | 10 | 1137 | 1137 | 0.3 | 0.38 | 0.22 | 0.35 | 55.7771 | 0 | 0 | 0.49143 | 7.9998 | 2.6666
MISO_WUMS_2_MISO_W | MISO_WUMS | MISO_W | 2030 | B02 | 25 | 25 | 1137 | 1137 | 0.11 | 0.16 | 0.08 | 0.14 | 3.0269 | 0 | 0 | 0.066671 | 7.9998 | 2.6666
MISO_WUMS_2_MISO_W | MISO_WUMS | MISO_W | 2030 | B03 | 75 | 75 | 1137 | 1137 | 21.38 | 0.06 | 0.08 | 0.05 | 3.9883 | 0 | 0 | 0.26355 | 7.9998 | 2.6666
MISO_WUMS_2_MISO_W | MISO_WUMS | MISO_W | 2030 | B04 | 100 | 100 | 1137 | 1137 | 17.55 | 0.05 | 0.06 | 0.04 | 3.1456 | 0 | 0 | 0.27714 | 7.9998 | 2.6666
MISO_WUMS_2_MISO_W | MISO_WUMS | MISO_W | 2030 | B05 | 200 | 200 | 1137 | 1137 | 9.44 | 0.03 | 0.03 | 0.02 | 22.0782 | 0 | 0 | 3.8904 | 7.9998 | 2.6666
MISO_WUMS_2_MISO_W | MISO_WUMS | MISO_W | 2030 | B06 | 300 | 300 | 1137 | 1137 | 7.15 | 0.02 | 0.02 | 0.01 | 13.9829 | 0 | 0 | 3.6959 | 7.9998 | 2.6666
MISO_WUMS_2_MISO_W | MISO_WUMS | MISO_W | 2030 | B07 | 400 | 400 | 1137 | 1137 | 0.01 | 0.01 | 0.01 | 0.01 | 5.4483 | 0 | 0 | 1.9201 | 7.9998 | 2.6666
MISO_WUMS_2_MISO_W | MISO_WUMS | MISO_W | 2030 | B08 | 500 | 0 | 1137 | 380.85 | 0.01 | 0.01 | 0 | 0.01 | 0 | 0 | 0 | 0 | 7.9998 | 2.6666
MISO_WUMS_2_MISO_W | MISO_WUMS | MISO_W | 2030 | B09 | 800 | 0 | 1137 | 621.32 | 0 | 0.01 | 0 | 0 | 0 | 0 | 0 | 0 | 7.9998 | 2.6666
MISO_WUMS_2_MISO_W | MISO_WUMS | MISO_W | 2030 | B10 | 1262 | 0 | 1137 | 0 | 0 | 0 | 0 | 0 | 0 | 0 | 0 | 0 | 7.9998 | 2.6666
MISO_WUMS_2_MISO_W | MISO_WUMS | MISO_W | 2030 | B11 | 25 | 25 | 1137 | 1137 | 0.12 | 0.18 | 0.09 | 0.15 | 2.7776 | 0 | 0 | 0.06118 | 7.9998 | 2.6666
MISO_WUMS_2_MISO_W | MISO_WUMS | MISO_W | 2030 | B12 | 200 | 200 | 1137 | 608.01 | 0.02 | 0.02 | 0.01 | 0.02 | 0 | 0 | 0 | 0 | 7.9998 | 2.6666
MISO_WUMS_2_MISO_W | MISO_WUMS | MISO_W | 2030 | B13 | 600 | 0 | 1137 | 185.55 | 0.01 | 0.01 | 0 | 0.01 | 0 | 0 | 0 | 0 | 7.9998 | 2.6666
MISO_WUMS_2_MISO_W | MISO_WUMS | MISO_W | 2030 | B14 | 900 | 0 | 1137 | 0 | 0 | 0 | 0 | 0 | 0 | 0 | 0 | 0 | 7.9998 | 2.6666
MISO_WUMS_2_MISO_W | MISO_WUMS | MISO_W | 2030 | B15 | 1203 | 0 | 1137 | 0 | 0 | 0 | 0 | 0 | 0 | 0 | 0 | 0 | 7.9998 | 2.6666
MISO_WUMS_2_MISO_W | MISO_WUMS | MISO_W | 2030 | B16 | 25 | 25 | 1137 | 0.01 | 0.12 | 0.16 | 0.09 | 0.14 | 0 | 0 | 0 | 0 | 7.9998 | 2.6666
MISO_WUMS_2_MISO_W | MISO_WUMS | MISO_W | 2030 | B17 | 100 | 100 | 1137 | 0 | 0.03 | 0.04 | 0.02 | 0.04 | 0 | 0 | 0 | 0 | 7.9998 | 2.6666
MISO_WUMS_2_MISO_W | MISO_WUMS | MISO_W | 2030 | B18 | 400 | 400 | 1137 | 0.03 | 0.01 | 0.01 | 0.01 | 0.01 | 0 | 0 | 0 | 0 | 7.9998 | 2.6666
MISO_WUMS_2_MISO_W | MISO_WUMS | MISO_W | 2030 | B19 | 700 | 0 | 1137 | 0.02 | 0 | 0.01 | 0 | 0.01 | 0 | 0 | 0 | 0 | 7.9998 | 2.6666
MISO_WUMS_2_MISO_W | MISO_WUMS | MISO_W | 2030 | B20 | 935 | 0 | 1137 | 0 | 0 | 0 | 0 | 0 | 0 | 0 | 0 | 0 | 7.9998 | 2.6666
MISO_WUMS_2_MISO_W | MISO_WUMS | MISO_W | 2035 | B01 | 10 | 10 | 1137 | 1137 | 0.37 | 0.73 | 0.33 | 0.68 | 83.1137 | 0.01187 | 0 | 0.76603 | 4.3927 | 1.4642
MISO_WUMS_2_MISO_W | MISO_WUMS | MISO_W | 2035 | B02 | 25 | 25 | 1137 | 545.24 | 0.15 | 0.24 | 0.13 | 0.23 | 0 | 0 | 0 | 0 | 4.3927 | 1.4642
MISO_WUMS_2_MISO_W | MISO_WUMS | MISO_W | 2035 | B03 | 75 | 75 | 1137 | 1137 | 0.13 | 0.08 | 0.08 | 0.08 | 4.3444 | 0 | 0 | 0.30031 | 4.3927 | 1.4642
MISO_WUMS_2_MISO_W | MISO_WUMS | MISO_W | 2035 | B04 | 100 | 100 | 1137 | 1137 | 0.04 | 0.08 | 0.04 | 0.07 | 4.0002 | 0 | 0 | 0.36868 | 4.3927 | 1.4642
MISO_WUMS_2_MISO_W | MISO_WUMS | MISO_W | 2035 | B05 | 200 | 200 | 1137 | 1137 | 0.04 | 0.04 | 0.03 | 0.04 | 3.9883 | 0 | 0 | 0.73517 | 4.3927 | 1.4642
MISO_WUMS_2_MISO_W | MISO_WUMS | MISO_W | 2035 | B06 | 300 | 300 | 1137 | 1137 | 0.05 | 0.03 | 0.03 | 0.02 | 9.6622 | 0 | 0 | 2.6716 | 4.3927 | 1.4642
MISO_WUMS_2_MISO_W | MISO_WUMS | MISO_W | 2035 | B07 | 400 | 400 | 1137 | 1137 | 0.02 | 0.02 | 0.01 | 0.02 | 2.7538 | 0 | 0 | 1.0152 | 4.3927 | 1.4642
MISO_WUMS_2_MISO_W | MISO_WUMS | MISO_W | 2035 | B08 | 500 | 500 | 1137 | 0.03 | 0.01 | 0.02 | 0.01 | 0.01 | 0 | 0 | 0 | 0 | 4.3927 | 1.4642
MISO_WUMS_2_MISO_W | MISO_WUMS | MISO_W | 2035 | B09 | 800 | 0 | 1137 | 0.02 | 0.01 | 0.01 | 0 | 0.01 | 0 | 0 | 0 | 0 | 4.3927 | 1.4642
MISO_WUMS_2_MISO_W | MISO_WUMS | MISO_W | 2035 | B10 | 1262 | 0 | 1137 | 0 | 0 | 0.01 | 0 | 0 | 0 | 0 | 0 | 0 | 4.3927 | 1.4642
MISO_WUMS_2_MISO_W | MISO_WUMS | MISO_W | 2035 | B11 | 25 | 25 | 1137 | 639.34 | 0.15 | 0.29 | 0.14 | 0.27 | 0 | 0 | 0 | 0 | 4.3927 | 1.4642
MISO_WUMS_2_MISO_W | MISO_WUMS | MISO_W | 2035 | B12 | 200 | 200 | 1137 | 0 | 0.02 | 0.03 | 0.02 | 0.03 | 0 | 0 | 0 | 0 | 4.3927 | 1.4642
MISO_WUMS_2_MISO_W | MISO_WUMS | MISO_W | 2035 | B13 | 600 | 600 | 1137 | 0 | 0.01 | 0.01 | 0.01 | 0.01 | 0 | 0 | 0 | 0 | 4.3927 | 1.4642
MISO_WUMS_2_MISO_W | MISO_WUMS | MISO_W | 2035 | B14 | 900 | 0 | 1137 | 0 | 0 | 0.01 | 0 | 0.01 | 0 | 0 | 0 | 0 | 4.3927 | 1.4642
MISO_WUMS_2_MISO_W | MISO_WUMS | MISO_W | 2035 | B15 | 1203 | 0 | 1137 | 0 | 0 | 0.01 | 0 | 0.01 | 0 | 0 | 0 | 0 | 4.3927 | 1.4642
MISO_WUMS_2_MISO_W | MISO_WUMS | MISO_W | 2035 | B16 | 25 | 25 | 1137 | 0 | 0.15 | 0.24 | 0.13 | 0.23 | 0 | 0 | 0 | 0 | 4.3927 | 1.4642
MISO_WUMS_2_MISO_W | MISO_WUMS | MISO_W | 2035 | B17 | 100 | 100 | 1137 | 0 | 0.04 | 0.06 | 0.03 | 0.06 | 0 | 0 | 0 | 0 | 4.3927 | 1.4642
MISO_WUMS_2_MISO_W | MISO_WUMS | MISO_W | 2035 | B18 | 400 | 400 | 1137 | 0 | 0.01 | 0.02 | 0.01 | 0.02 | 0 | 0 | 0 | 0 | 4.3927 | 1.4642
MISO_WUMS_2_MISO_W | MISO_WUMS | MISO_W | 2035 | B19 | 700 | 0 | 1137 | 0 | 0 | 0.01 | 0 | 0.01 | 0 | 0 | 0 | 0 | 4.3927 | 1.4642
MISO_WUMS_2_MISO_W | MISO_WUMS | MISO_W | 2035 | B20 | 935 | 0 | 1137 | 0 | 0 | 0.01 | 0 | 0.01 | 0 | 0 | 0 | 0 | 4.3927 | 1.4642
MISO_WUMS_2_MISO_W | MISO_WUMS | MISO_W | 2040 | B01 | 10 | 10 | 1137 | 1137 | 0.4 | 0.82 | 0.28 | 0.61 | 132.2081 | 0.01187 | 0.01187 | 0.68325 | 11.7394 | 3.9131
MISO_WUMS_2_MISO_W | MISO_WUMS | MISO_W | 2040 | B02 | 25 | 25 | 1137 | 1137 | 0.17 | 0.32 | 0.11 | 0.23 | 105.7023 | 0 | 0 | 1.3657 | 11.7394 | 3.9131
MISO_WUMS_2_MISO_W | MISO_WUMS | MISO_W | 2040 | B03 | 75 | 75 | 1137 | 1137 | 0.14 | 0.12 | 0.06 | 0.08 | 16.9741 | 0 | 0 | 0.65791 | 11.7394 | 3.9131
MISO_WUMS_2_MISO_W | MISO_WUMS | MISO_W | 2040 | B04 | 100 | 100 | 1137 | 1137 | 25.69 | 0.09 | 0.06 | 0.06 | 87.292 | 0 | 0 | 4.5112 | 11.7394 | 3.9131
MISO_WUMS_2_MISO_W | MISO_WUMS | MISO_W | 2040 | B05 | 200 | 200 | 1137 | 1137 | 1121.33 | 0.05 | 0.03 | 0.03 | 27.8351 | 0.05935 | 0 | 2.877 | 11.7394 | 3.9131
MISO_WUMS_2_MISO_W | MISO_WUMS | MISO_W | 2040 | B06 | 300 | 300 | 1137 | 1137 | 1136.66 | 0.03 | 0.03 | 0.02 | 19.4312 | 1.1633 | 0 | 3.0126 | 11.7394 | 3.9131
MISO_WUMS_2_MISO_W | MISO_WUMS | MISO_W | 2040 | B07 | 400 | 400 | 1137 | 1137 | 0.03 | 0.02 | 0.01 | 0.02 | 11.9768 | 0 | 0 | 2.4758 | 11.7394 | 3.9131
MISO_WUMS_2_MISO_W | MISO_WUMS | MISO_W | 2040 | B08 | 500 | 500 | 1137 | 971.76 | 0.01 | 0.02 | 0.01 | 0.01 | 0 | 0 | 0 | 0 | 11.7394 | 3.9131
MISO_WUMS_2_MISO_W | MISO_WUMS | MISO_W | 2040 | B09 | 800 | 0 | 1137 | 1136.99 | 0 | 0.01 | 0 | 0.01 | 0.07122 | 0 | 0 | 0.029445 | 11.7394 | 3.9131
MISO_WUMS_2_MISO_W | MISO_WUMS | MISO_W | 2040 | B10 | 1262 | 0 | 1137 | 0 | 0 | 0.01 | 0 | 0 | 0 | 0 | 0 | 0 | 11.7394 | 3.9131
MISO_WUMS_2_MISO_W | MISO_WUMS | MISO_W | 2040 | B11 | 25 | 25 | 1137 | 1136.99 | 0.14 | 0.3 | 0.11 | 0.23 | 3.0625 | 0 | 0 | 0.039567 | 11.7394 | 3.9131
MISO_WUMS_2_MISO_W | MISO_WUMS | MISO_W | 2040 | B12 | 200 | 200 | 1137 | 0 | 0.02 | 0.04 | 0.01 | 0.03 | 0 | 0 | 0 | 0 | 11.7394 | 3.9131
MISO_WUMS_2_MISO_W | MISO_WUMS | MISO_W | 2040 | B13 | 600 | 0 | 1137 | 0 | 0.01 | 0.01 | 0 | 0.01 | 0 | 0 | 0 | 0 | 11.7394 | 3.9131
MISO_WUMS_2_MISO_W | MISO_WUMS | MISO_W | 2040 | B14 | 900 | 0 | 1137 | 0 | 0 | 0.01 | 0 | 0.01 | 0 | 0 | 0 | 0 | 11.7394 | 3.9131
MISO_WUMS_2_MISO_W | MISO_WUMS | MISO_W | 2040 | B15 | 1203 | 0 | 1137 | 0 | 0 | 0.01 | 0 | 0.01 | 0 | 0 | 0 | 0 | 11.7394 | 3.9131
MISO_WUMS_2_MISO_W | MISO_WUMS | MISO_W | 2040 | B16 | 25 | 25 | 1137 | 0 | 0.14 | 0.3 | 0.11 | 0.23 | 0 | 0 | 0 | 0 | 11.7394 | 3.9131
MISO_WUMS_2_MISO_W | MISO_WUMS | MISO_W | 2040 | B17 | 100 | 100 | 1137 | 0 | 0.04 | 0.08 | 0.03 | 0.06 | 0 | 0 | 0 | 0 | 11.7394 | 3.9131
MISO_WUMS_2_MISO_W | MISO_WUMS | MISO_W | 2040 | B18 | 400 | 400 | 1137 | 0 | 0.01 | 0.02 | 0.01 | 0.01 | 0 | 0 | 0 | 0 | 11.7394 | 3.9131
MISO_WUMS_2_MISO_W | MISO_WUMS | MISO_W | 2040 | B19 | 700 | 0 | 1137 | 0 | 0.01 | 0.01 | 0 | 0.01 | 0 | 0 | 0 | 0 | 11.7394 | 3.9131
MISO_WUMS_2_MISO_W | MISO_WUMS | MISO_W | 2040 | B20 | 935 | 0 | 1137 | 0 | 0 | 0.01 | 0 | 0.01 | 0 | 0 | 0 | 0 | 11.7394 | 3.9131
MISO_WUMS_2_MISO_W | MISO_WUMS | MISO_W | 2045 | B01 | 10 | 10 | 1137 | 1137 | 0.76 | 1.49 | 0.36 | 0.74 | 184.2224 | 0.01187 | 0.01187 | 1.6597 | 18.273 | 6.091
MISO_WUMS_2_MISO_W | MISO_WUMS | MISO_W | 2045 | B02 | 25 | 25 | 1137 | 1137 | 0.32 | 0.64 | 0.14 | 0.3 | 147.1761 | 0 | 0 | 3.3148 | 18.273 | 6.091
MISO_WUMS_2_MISO_W | MISO_WUMS | MISO_W | 2045 | B03 | 75 | 75 | 1137 | 1137 | 1136.5 | 0.23 | 0.09 | 0.1 | 113.9164 | 4.4394 | 0 | 7.6971 | 18.273 | 6.091
MISO_WUMS_2_MISO_W | MISO_WUMS | MISO_W | 2045 | B04 | 100 | 100 | 1137 | 1137 | 1136.64 | 0.18 | 0.07 | 0.08 | 31.6335 | 4.4631 | 0 | 2.8499 | 18.273 | 6.091
MISO_WUMS_2_MISO_W | MISO_WUMS | MISO_W | 2045 | B05 | 200 | 200 | 1137 | 1137 | 1136.88 | 0.09 | 0.04 | 0.04 | 17.4845 | 4.4631 | 0 | 3.1504 | 18.273 | 6.091
MISO_WUMS_2_MISO_W | MISO_WUMS | MISO_W | 2045 | B06 | 300 | 300 | 1137 | 1137 | 1136.94 | 0.08 | 0.04 | 0.03 | 15.7278 | 11.0035 | 0 | 4.2507 | 18.273 | 6.091
MISO_WUMS_2_MISO_W | MISO_WUMS | MISO_W | 2045 | B07 | 400 | 400 | 1137 | 1137 | 0.01 | 0.03 | 0.01 | 0.02 | 4.0002 | 0 | 0 | 1.4415 | 18.273 | 6.091
MISO_WUMS_2_MISO_W | MISO_WUMS | MISO_W | 2045 | B08 | 500 | 500 | 1137 | 0.05 | 0.01 | 0.02 | 0.01 | 0.01 | 0 | 0 | 0 | 0 | 18.273 | 6.091
MISO_WUMS_2_MISO_W | MISO_WUMS | MISO_W | 2045 | B09 | 800 | 0 | 1137 | 0.03 | 0.01 | 0.01 | 0 | 0.01 | 0 | 0 | 0 | 0 | 18.273 | 6.091
MISO_WUMS_2_MISO_W | MISO_WUMS | MISO_W | 2045 | B10 | 1262 | 0 | 1137 | 0 | 0 | 0.01 | 0 | 0 | 0 | 0 | 0 | 0 | 18.273 | 6.091
MISO_WUMS_2_MISO_W | MISO_WUMS | MISO_W | 2045 | B11 | 25 | 25 | 1137 | 0.94 | 0.17 | 0.37 | 0.11 | 0.24 | 0 | 0 | 0 | 0 | 18.273 | 6.091
MISO_WUMS_2_MISO_W | MISO_WUMS | MISO_W | 2045 | B12 | 200 | 200 | 1137 | 0.07 | 0.02 | 0.05 | 0.01 | 0.03 | 0 | 0 | 0 | 0 | 18.273 | 6.091
MISO_WUMS_2_MISO_W | MISO_WUMS | MISO_W | 2045 | B13 | 600 | 0 | 1137 | 0 | 0.01 | 0.02 | 0 | 0.01 | 0 | 0 | 0 | 0 | 18.273 | 6.091
MISO_WUMS_2_MISO_W | MISO_WUMS | MISO_W | 2045 | B14 | 900 | 0 | 1137 | 0 | 0.01 | 0.01 | 0 | 0.01 | 0 | 0 | 0 | 0 | 18.273 | 6.091
MISO_WUMS_2_MISO_W | MISO_WUMS | MISO_W | 2045 | B15 | 1203 | 0 | 1137 | 0 | 0 | 0.01 | 0 | 0.01 | 0 | 0 | 0 | 0 | 18.273 | 6.091
MISO_WUMS_2_MISO_W | MISO_WUMS | MISO_W | 2045 | B16 | 25 | 25 | 1137 | 0 | 0.18 | 0.36 | 0.11 | 0.24 | 0 | 0 | 0 | 0 | 18.273 | 6.091
MISO_WUMS_2_MISO_W | MISO_WUMS | MISO_W | 2045 | B17 | 100 | 100 | 1137 | 0 | 0.05 | 0.1 | 0.03 | 0.06 | 0 | 0 | 0 | 0 | 18.273 | 6.091
MISO_WUMS_2_MISO_W | MISO_WUMS | MISO_W | 2045 | B18 | 400 | 400 | 1137 | 0 | 0.01 | 0.03 | 0.01 | 0.02 | 0 | 0 | 0 | 0 | 18.273 | 6.091
MISO_WUMS_2_MISO_W | MISO_WUMS | MISO_W | 2045 | B19 | 700 | 0 | 1137 | 0 | 0.01 | 0.01 | 0 | 0.01 | 0 | 0 | 0 | 0 | 18.273 | 6.091
MISO_WUMS_2_MISO_W | MISO_WUMS | MISO_W | 2045 | B20 | 935 | 0 | 1137 | 0 | 0.01 | 0.01 | 0 | 0.01 | 0 | 0 | 0 | 0 | 18.273 | 6.091
MISO_WUMS_2_MISO_W | MISO_WUMS | MISO_W | 2050 | B01 | 10 | 10 | 1137 | 1137 | 0.27 | 0.52 | 0.13 | 0.28 | 288.714 | 0 | 0 | 4.0664 | 20.1862 | 6.7287
MISO_WUMS_2_MISO_W | MISO_WUMS | MISO_W | 2050 | B02 | 25 | 25 | 1137 | 1137 | 0.11 | 0.21 | 0.05 | 0.11 | 170.7737 | 0 | 0 | 6.0132 | 20.1862 | 6.7287
MISO_WUMS_2_MISO_W | MISO_WUMS | MISO_W | 2050 | B03 | 75 | 75 | 1137 | 1137 | 448.3 | 0.07 | 0.03 | 0.04 | 3.9883 | 0 | 0 | 0.4213 | 20.1862 | 6.7287
MISO_WUMS_2_MISO_W | MISO_WUMS | MISO_W | 2050 | B04 | 100 | 100 | 1137 | 1137 | 1134.7 | 0.06 | 0.02 | 0.03 | 11.3715 | 0.20179 | 0 | 1.6016 | 20.1862 | 6.7287
MISO_WUMS_2_MISO_W | MISO_WUMS | MISO_W | 2050 | B05 | 200 | 200 | 1137 | 1137 | 204.87 | 0.03 | 0.01 | 0.01 | 11.6326 | 0 | 0 | 3.2768 | 20.1862 | 6.7287
MISO_WUMS_2_MISO_W | MISO_WUMS | MISO_W | 2050 | B06 | 300 | 300 | 1137 | 1137 | 1.44 | 0.02 | 0.01 | 0.01 | 27.301 | 0 | 0 | 11.5356 | 20.1862 | 6.7287
MISO_WUMS_2_MISO_W | MISO_WUMS | MISO_W | 2050 | B07 | 400 | 0 | 1137 | 0.03 | 0 | 0.01 | 0 | 0.01 | 0 | 0 | 0 | 0 | 20.1862 | 6.7287
MISO_WUMS_2_MISO_W | MISO_WUMS | MISO_W | 2050 | B08 | 500 | 0 | 1137 | 0 | 0 | 0.01 | 0 | 0 | 0 | 0 | 0 | 0 | 20.1862 | 6.7287
MISO_WUMS_2_MISO_W | MISO_WUMS | MISO_W | 2050 | B09 | 800 | 0 | 1137 | 0 | 0 | 0 | 0 | 0 | 0 | 0 | 0 | 0 | 20.1862 | 6.7287
MISO_WUMS_2_MISO_W | MISO_WUMS | MISO_W | 2050 | B10 | 1262 | 0 | 1137 | 0 | 0 | 0 | 0 | 0 | 0 | 0 | 0 | 0 | 20.1862 | 6.7287
MISO_WUMS_2_MISO_W | MISO_WUMS | MISO_W | 2050 | B11 | 25 | 25 | 1137 | 0 | 0.07 | 0.14 | 0.04 | 0.09 | 0 | 0 | 0 | 0 | 20.1862 | 6.7287
MISO_WUMS_2_MISO_W | MISO_WUMS | MISO_W | 2050 | B12 | 200 | 200 | 1137 | 0 | 0.01 | 0.02 | 0.01 | 0.01 | 0 | 0 | 0 | 0 | 20.1862 | 6.7287
MISO_WUMS_2_MISO_W | MISO_WUMS | MISO_W | 2050 | B13 | 600 | 0 | 1137 | 0 | 0 | 0.01 | 0 | 0 | 0 | 0 | 0 | 0 | 20.1862 | 6.7287
MISO_WUMS_2_MISO_W | MISO_WUMS | MISO_W | 2050 | B14 | 900 | 0 | 1137 | 0 | 0 | 0 | 0 | 0 | 0 | 0 | 0 | 0 | 20.1862 | 6.7287
MISO_WUMS_2_MISO_W | MISO_WUMS | MISO_W | 2050 | B15 | 1203 | 0 | 1137 | 0 | 0 | 0 | 0 | 0 | 0 | 0 | 0 | 0 | 20.1862 | 6.7287
MISO_WUMS_2_MISO_W | MISO_WUMS | MISO_W | 2050 | B16 | 25 | 25 | 1137 | 0 | 0.07 | 0.14 | 0.04 | 0.09 | 0 | 0 | 0 | 0 | 20.1862 | 6.7287
MISO_WUMS_2_MISO_W | MISO_WUMS | MISO_W | 2050 | B17 | 100 | 100 | 1137 | 0 | 0.02 | 0.04 | 0.01 | 0.02 | 0 | 0 | 0 | 0 | 20.1862 | 6.7287
MISO_WUMS_2_MISO_W | MISO_WUMS | MISO_W | 2050 | B18 | 400 | 0 | 1137 | 0 | 0 | 0.01 | 0 | 0.01 | 0 | 0 | 0 | 0 | 20.1862 | 6.7287
MISO_WUMS_2_MISO_W | MISO_WUMS | MISO_W | 2050 | B19 | 700 | 0 | 1137 | 0 | 0 | 0.01 | 0 | 0 | 0 | 0 | 0 | 0 | 20.1862 | 6.7287
MISO_WUMS_2_MISO_W | MISO_WUMS | MISO_W | 2050 | B20 | 935 | 0 | 1137 | 0 | 0 | 0 | 0 | 0 | 0 | 0 | 0 | 0 | 20.1862 | 6.7287
MISO_WUMS_2_PJM_ROR | MISO_WUMS | PJM_ROR | 2015 | B01 | 10 | 10 | 1600 | 1134.74 | 1597.69 | 1595.49 | 1.18 | 2.41 | 0 | 1.0564 | 0.3561 | 0 | 2.7555 | 0.9185
MISO_WUMS_2_PJM_ROR | MISO_WUMS | PJM_ROR | 2015 | B02 | 25 | 25 | 1600 | 0.01 | 945.01 | 1051.99 | 0.34 | 0.68 | 0 | 0 | 0 | 0 | 2.7555 | 0.9185
MISO_WUMS_2_PJM_ROR | MISO_WUMS | PJM_ROR | 2015 | B03 | 75 | 75 | 1600 | 508.96 | 470.41 | 0.29 | 0.11 | 0.14 | 0 | 0 | 0 | 0 | 2.7555 | 0.9185
MISO_WUMS_2_PJM_ROR | MISO_WUMS | PJM_ROR | 2015 | B04 | 100 | 100 | 1600 | 1089.73 | 237.6 | 314.5 | 0.08 | 0.17 | 0 | 0 | 0 | 0 | 2.7555 | 0.9185
MISO_WUMS_2_PJM_ROR | MISO_WUMS | PJM_ROR | 2015 | B05 | 200 | 200 | 1600 | 1600 | 1599.77 | 1599.7 | 0.06 | 0.14 | 6.4217 | 1.0683 | 0.33236 | 2.0549 | 2.7555 | 0.9185
MISO_WUMS_2_PJM_ROR | MISO_WUMS | PJM_ROR | 2015 | B06 | 300 | 300 | 1600 | 1600 | 1470.52 | 1599.8 | 0.03 | 0.1 | 2.0416 | 0 | 0.3561 | 0.97999 | 2.7555 | 0.9185
MISO_WUMS_2_PJM_ROR | MISO_WUMS | PJM_ROR | 2015 | B07 | 400 | 400 | 1600 | 672.09 | 1556.24 | 1599.85 | 0.02 | 0.07 | 0 | 0 | 0.34423 | 0 | 2.7555 | 0.9185
MISO_WUMS_2_PJM_ROR | MISO_WUMS | PJM_ROR | 2015 | B08 | 500 | 500 | 1600 | 0 | 1593.57 | 1599.79 | 0.02 | 0.06 | 0 | 0.01187 | 0.3561 | 0 | 2.7555 | 0.9185
MISO_WUMS_2_PJM_ROR | MISO_WUMS | PJM_ROR | 2015 | B09 | 800 | 800 | 1600 | 0 | 0.03 | 0.06 | 0.01 | 0.02 | 0 | 0 | 0 | 0 | 2.7555 | 0.9185
MISO_WUMS_2_PJM_ROR | MISO_WUMS | PJM_ROR | 2015 | B10 | 1262 | 0 | 1600 | 0 | 0.01 | 0.01 | 0 | 0.01 | 0 | 0 | 0 | 0 | 2.7555 | 0.9185
MISO_WUMS_2_PJM_ROR | MISO_WUMS | PJM_ROR | 2015 | B11 | 25 | 25 | 1600 | 1402.48 | 0.31 | 0.19 | 0.18 | 0.17 | 0 | 0 | 0 | 0 | 2.7555 | 0.9185
MISO_WUMS_2_PJM_ROR | MISO_WUMS | PJM_ROR | 2015 | B12 | 200 | 200 | 1600 | 1306.08 | 1599.75 | 1599.64 | 0.06 | 0.13 | 0 | 0.80716 | 0.27301 | 0 | 2.7555 | 0.9185
MISO_WUMS_2_PJM_ROR | MISO_WUMS | PJM_ROR | 2015 | B13 | 600 | 600 | 1600 | 390.12 | 1583.44 | 1599.85 | 0.01 | 0.04 | 0 | 0 | 0.27301 | 0 | 2.7555 | 0.9185
MISO_WUMS_2_PJM_ROR | MISO_WUMS | PJM_ROR | 2015 | B14 | 900 | 900 | 1600 | 807.49 | 1270.28 | 1599.88 | 0.01 | 0.03 | 0 | 0 | 0.3561 | 0 | 2.7555 | 0.9185
MISO_WUMS_2_PJM_ROR | MISO_WUMS | PJM_ROR | 2015 | B15 | 1203 | 1203 | 1600 | 0 | 0.02 | 0.01 | 0.01 | 0.01 | 0 | 0 | 0 | 0 | 2.7555 | 0.9185
MISO_WUMS_2_PJM_ROR | MISO_WUMS | PJM_ROR | 2015 | B16 | 25 | 25 | 1600 | 1599.79 | 1599.11 | 1598.21 | 0.51 | 1.06 | 0.02374 | 1.0683 | 0.3561 | 0.0009496 | 2.7555 | 0.9185
MISO_WUMS_2_PJM_ROR | MISO_WUMS | PJM_ROR | 2015 | B17 | 100 | 100 | 1600 | 1600 | 1599.77 | 1599.53 | 0.13 | 0.29 | 3.9883 | 1.0683 | 0.3561 | 0.63813 | 2.7555 | 0.9185
MISO_WUMS_2_PJM_ROR | MISO_WUMS | PJM_ROR | 2015 | B18 | 400 | 400 | 1600 | 1170.11 | 1599.86 | 1599.85 | 0.03 | 0.07 | 0 | 1.0683 | 0.3561 | 0 | 2.7555 | 0.9185
MISO_WUMS_2_PJM_ROR | MISO_WUMS | PJM_ROR | 2015 | B19 | 700 | 700 | 1600 | 648.15 | 1598.78 | 1392.68 | 0.01 | 0.03 | 0 | 0.02374 | 0 | 0 | 2.7555 | 0.9185
MISO_WUMS_2_PJM_ROR | MISO_WUMS | PJM_ROR | 2015 | B20 | 935 | 935 | 1600 | 0 | 0.06 | 5.1 | 0.01 | 0.02 | 0 | 0 | 0 | 0 | 2.7555 | 0.9185
MISO_WUMS_2_PJM_ROR | MISO_WUMS | PJM_ROR | 2020 | B01 | 10 | 10 | 1600 | 561.05 | 1589.89 | 1596.77 | 1 | 3.25 | 0 | 0.15431 | 0.54602 | 0 | 3.4127 | 1.1376
MISO_WUMS_2_PJM_ROR | MISO_WUMS | PJM_ROR | 2020 | B02 | 25 | 25 | 1600 | 385.66 | 924.74 | 1598.4 | 0.37 | 1.21 | 0 | 0 | 0.46293 | 0 | 3.4127 | 1.1376
MISO_WUMS_2_PJM_ROR | MISO_WUMS | PJM_ROR | 2020 | B03 | 75 | 75 | 1600 | 241.65 | 4.62 | 0.78 | 0.12 | 0.2 | 0 | 0 | 0 | 0 | 3.4127 | 1.1376
MISO_WUMS_2_PJM_ROR | MISO_WUMS | PJM_ROR | 2020 | B04 | 100 | 100 | 1600 | 1061.19 | 0.18 | 0.26 | 0.07 | 0.12 | 0 | 0 | 0 | 0 | 3.4127 | 1.1376
MISO_WUMS_2_PJM_ROR | MISO_WUMS | PJM_ROR | 2020 | B05 | 200 | 200 | 1600 | 1600 | 1599.13 | 1599.72 | 0.05 | 0.15 | 8.2734 | 0.16618 | 0.45106 | 2.5457 | 3.4127 | 1.1376
MISO_WUMS_2_PJM_ROR | MISO_WUMS | PJM_ROR | 2020 | B06 | 300 | 300 | 1600 | 1600 | 1599.88 | 1599.82 | 0.05 | 0.1 | 2.8725 | 1.3057 | 0.45106 | 1.3258 | 3.4127 | 1.1376
MISO_WUMS_2_PJM_ROR | MISO_WUMS | PJM_ROR | 2020 | B07 | 400 | 400 | 1600 | 351.23 | 1450.06 | 1599.82 | 0.02 | 0.07 | 0 | 0 | 0.43919 | 0 | 3.4127 | 1.1376
MISO_WUMS_2_PJM_ROR | MISO_WUMS | PJM_ROR | 2020 | B08 | 500 | 500 | 1600 | 836 | 1599.2 | 830.39 | 0.02 | 0.04 | 0 | 0.15431 | 0 | 0 | 3.4127 | 1.1376
MISO_WUMS_2_PJM_ROR | MISO_WUMS | PJM_ROR | 2020 | B09 | 800 | 800 | 1600 | 0 | 0.05 | 0.2 | 0.01 | 0.02 | 0 | 0 | 0 | 0 | 3.4127 | 1.1376
MISO_WUMS_2_PJM_ROR | MISO_WUMS | PJM_ROR | 2020 | B10 | 1262 | 1262 | 1600 | 0 | 177.33 | 0.04 | 0.01 | 0.01 | 0 | 0 | 0 | 0 | 3.4127 | 1.1376
MISO_WUMS_2_PJM_ROR | MISO_WUMS | PJM_ROR | 2020 | B11 | 25 | 25 | 1600 | 1599.71 | 1598.69 | 370.79 | 0.48 | 0.71 | 0.02374 | 1.282 | 0 | 0.00091308 | 3.4127 | 1.1376
MISO_WUMS_2_PJM_ROR | MISO_WUMS | PJM_ROR | 2020 | B12 | 200 | 200 | 1600 | 1318.01 | 1592.07 | 1599.77 | 0.05 | 0.16 | 0 | 0.01187 | 0.46293 | 0 | 3.4127 | 1.1376
MISO_WUMS_2_PJM_ROR | MISO_WUMS | PJM_ROR | 2020 | B13 | 600 | 600 | 1600 | 1003.03 | 1594.81 | 1599.91 | 0.02 | 0.05 | 0 | 0.01187 | 0.45106 | 0 | 3.4127 | 1.1376
MISO_WUMS_2_PJM_ROR | MISO_WUMS | PJM_ROR | 2020 | B14 | 900 | 900 | 1600 | 341.4 | 1255.59 | 1599.94 | 0.01 | 0.04 | 0 | 0 | 0.46293 | 0 | 3.4127 | 1.1376
MISO_WUMS_2_PJM_ROR | MISO_WUMS | PJM_ROR | 2020 | B15 | 1203 | 1203 | 1600 | 0 | 258.77 | 1599.95 | 0.01 | 0.03 | 0 | 0 | 0.54602 | 0 | 3.4127 | 1.1376
MISO_WUMS_2_PJM_ROR | MISO_WUMS | PJM_ROR | 2020 | B16 | 25 | 25 | 1600 | 1600 | 1599.3 | 1598.62 | 0.62 | 1.38 | 4.9498 | 1.5906 | 0.54602 | 0.19038 | 3.4127 | 1.1376
MISO_WUMS_2_PJM_ROR | MISO_WUMS | PJM_ROR | 2020 | B17 | 100 | 100 | 1600 | 1600 | 1599.81 | 1599.62 | 0.16 | 0.36 | 3.1693 | 1.5906 | 0.54602 | 0.48758 | 3.4127 | 1.1376
MISO_WUMS_2_PJM_ROR | MISO_WUMS | PJM_ROR | 2020 | B18 | 400 | 400 | 1600 | 1189.21 | 1599.76 | 1599.89 | 0.03 | 0.09 | 0 | 0.30862 | 0.54602 | 0 | 3.4127 | 1.1376
MISO_WUMS_2_PJM_ROR | MISO_WUMS | PJM_ROR | 2020 | B19 | 700 | 700 | 1600 | 0.01 | 1599.49 | 1599.93 | 0.01 | 0.05 | 0 | 0.13057 | 0.54602 | 0 | 3.4127 | 1.1376
MISO_WUMS_2_PJM_ROR | MISO_WUMS | PJM_ROR | 2020 | B20 | 935 | 935 | 1600 | 0 | 649.34 | 1599.94 | 0.01 | 0.04 | 0 | 0 | 0.54602 | 0 | 3.4127 | 1.1376
MISO_WUMS_2_PJM_ROR | MISO_WUMS | PJM_ROR | 2025 | B01 | 10 | 10 | 1600 | 1599.96 | 1598.97 | 1597.77 | 17 | 17.43 | 0.51041 | 3.3592 | 1.0564 | 0.0008654 | 3.4948 | 1.1649
MISO_WUMS_2_PJM_ROR | MISO_WUMS | PJM_ROR | 2025 | B02 | 25 | 25 | 1600 | 1324.61 | 1599.56 | 1598.81 | 5.1 | 2.91 | 0 | 3.2524 | 0.80716 | 0 | 3.4948 | 1.1649
MISO_WUMS_2_PJM_ROR | MISO_WUMS | PJM_ROR | 2025 | B03 | 75 | 75 | 1600 | 328.01 | 1599.75 | 1599.67 | 0.34 | 4.57 | 0 | 2.0891 | 1.1039 | 0 | 3.4948 | 1.1649
MISO_WUMS_2_PJM_ROR | MISO_WUMS | PJM_ROR | 2025 | B04 | 100 | 100 | 1600 | 1599.82 | 1599.87 | 1599.75 | 1.12 | 5.31 | 0.01187 | 3.2405 | 1.1277 | 0.00020125 | 3.4948 | 1.1649
MISO_WUMS_2_PJM_ROR | MISO_WUMS | PJM_ROR | 2025 | B05 | 200 | 200 | 1600 | 1600 | 1599.94 | 1599.87 | 0.71 | 3.01 | 6.7896 | 3.2524 | 1.1277 | 0.23024 | 3.4948 | 1.1649
MISO_WUMS_2_PJM_ROR | MISO_WUMS | PJM_ROR | 2025 | B06 | 300 | 300 | 1600 | 1052.96 | 1573.28 | 1599.91 | 0.04 | 2 | 0 | 0 | 1.1277 | 0 | 3.4948 | 1.1649
MISO_WUMS_2_PJM_ROR | MISO_WUMS | PJM_ROR | 2025 | B07 | 400 | 400 | 1600 | 1069.1 | 1599.96 | 1599.93 | 0.33 | 0.95 | 0 | 3.2524 | 1.1039 | 0 | 3.4948 | 1.1649
MISO_WUMS_2_PJM_ROR | MISO_WUMS | PJM_ROR | 2025 | B08 | 500 | 500 | 1600 | 1600 | 1599.97 | 1599.94 | 0.28 | 0.78 | 2.1841 | 3.2524 | 1.1039 | 0.18515 | 3.4948 | 1.1649
MISO_WUMS_2_PJM_ROR | MISO_WUMS | PJM_ROR | 2025 | B09 | 800 | 800 | 1600 | 1185.13 | 1599.98 | 1599.96 | 0.15 | 0.31 | 0 | 3.2405 | 1.0802 | 0 | 3.4948 | 1.1649
MISO_WUMS_2_PJM_ROR | MISO_WUMS | PJM_ROR | 2025 | B10 | 1262 | 1262 | 1600 | 1355.73 | 1599.92 | 1372.03 | 0.01 | 0.02 | 0 | 0.3561 | 0 | 0 | 3.4948 | 1.1649
MISO_WUMS_2_PJM_ROR | MISO_WUMS | PJM_ROR | 2025 | B11 | 25 | 25 | 1600 | 1599.67 | 1599.54 | 1599.03 | 4.4 | 8.45 | 0.02374 | 3.2524 | 1.0802 | 0.00010063 | 3.4948 | 1.1649
MISO_WUMS_2_PJM_ROR | MISO_WUMS | PJM_ROR | 2025 | B12 | 200 | 200 | 1600 | 1600 | 1599.92 | 1599.83 | 0.16 | 0.37 | 6.1724 | 2.3384 | 0.79529 | 0.2093 | 3.4948 | 1.1649
MISO_WUMS_2_PJM_ROR | MISO_WUMS | PJM_ROR | 2025 | B13 | 600 | 600 | 1600 | 1600 | 1599.97 | 1599.94 | 0.05 | 0.12 | 2.1129 | 2.374 | 0.79529 | 0.21494 | 3.4948 | 1.1649
MISO_WUMS_2_PJM_ROR | MISO_WUMS | PJM_ROR | 2025 | B14 | 900 | 900 | 1600 | 1600 | 1599.97 | 1599.95 | 0.02 | 0.08 | 3.2643 | 1.8636 | 0.79529 | 0.49811 | 3.4948 | 1.1649
MISO_WUMS_2_PJM_ROR | MISO_WUMS | PJM_ROR | 2025 | B15 | 1203 | 1203 | 1600 | 1600 | 1599.95 | 0.07 | 0.01 | 0.02 | 7.0033 | 1.1514 | 0 | 1.4284 | 3.4948 | 1.1649
MISO_WUMS_2_PJM_ROR | MISO_WUMS | PJM_ROR | 2025 | B16 | 25 | 25 | 1600 | 1600 | 1599.54 | 1598.8 | 4.16 | 2.83 | 21.9714 | 3.2524 | 0.79529 | 0.093131 | 3.4948 | 1.1649
MISO_WUMS_2_PJM_ROR | MISO_WUMS | PJM_ROR | 2025 | B17 | 100 | 100 | 1600 | 1600 | 1599.84 | 1599.67 | 0.33 | 0.73 | 11.3359 | 2.3384 | 0.79529 | 0.1922 | 3.4948 | 1.1649
MISO_WUMS_2_PJM_ROR | MISO_WUMS | PJM_ROR | 2025 | B18 | 400 | 400 | 1600 | 1600 | 1599.97 | 1599.91 | 0.28 | 0.18 | 5.3178 | 3.2405 | 0.79529 | 0.36065 | 3.4948 | 1.1649
MISO_WUMS_2_PJM_ROR | MISO_WUMS | PJM_ROR | 2025 | B19 | 700 | 700 | 1600 | 1600 | 1599.98 | 1599.94 | 0.06 | 0.11 | 1.4481 | 2.6826 | 0.79529 | 0.17187 | 3.4948 | 1.1649
MISO_WUMS_2_PJM_ROR | MISO_WUMS | PJM_ROR | 2025 | B20 | 935 | 935 | 1600 | 1600 | 1599.96 | 1599.78 | 0.02 | 0.03 | 6.7778 | 1.2345 | 0.13057 | 1.0745 | 3.4948 | 1.1649
MISO_WUMS_2_PJM_ROR | MISO_WUMS | PJM_ROR | 2030 | B01 | 10 | 10 | 1600 | 1600 | 1599.23 | 1.91 | 4.44 | 1.01 | 52.6435 | 5.9113 | 0 | 0.099609 | 6.6188 | 2.2063
MISO_WUMS_2_PJM_ROR | MISO_WUMS | PJM_ROR | 2030 | B02 | 25 | 25 | 1600 | 1599.69 | 1599.51 | 0.82 | 0.65 | 0.41 | 0.03561 | 3.1693 | 0 | 0.00016845 | 6.6188 | 2.2063
MISO_WUMS_2_PJM_ROR | MISO_WUMS | PJM_ROR | 2030 | B03 | 75 | 75 | 1600 | 1178.63 | 1599.69 | 0.31 | 0.16 | 0.14 | 0 | 1.5906 | 0 | 0 | 6.6188 | 2.2063
MISO_WUMS_2_PJM_ROR | MISO_WUMS | PJM_ROR | 2030 | B04 | 100 | 100 | 1600 | 1599.78 | 1599.88 | 1.58 | 0.2 | 0.15 | 0.01187 | 4.1664 | 0 | 0.0002246 | 6.6188 | 2.2063
MISO_WUMS_2_PJM_ROR | MISO_WUMS | PJM_ROR | 2030 | B05 | 200 | 200 | 1600 | 1600 | 1599.96 | 1599.57 | 0.97 | 0.1 | 16.9978 | 6.4098 | 0.52228 | 0.64325 | 6.6188 | 2.2063
MISO_WUMS_2_PJM_ROR | MISO_WUMS | PJM_ROR | 2030 | B06 | 300 | 300 | 1600 | 1600 | 1599.97 | 872.79 | 0.12 | 0.05 | 9.9945 | 5.3059 | 0 | 0.56733 | 6.6188 | 2.2063
MISO_WUMS_2_PJM_ROR | MISO_WUMS | PJM_ROR | 2030 | B07 | 400 | 400 | 1600 | 1600 | 1599.98 | 1082.28 | 0.5 | 0.04 | 5.4721 | 6.4098 | 0 | 0.41416 | 6.6188 | 2.2063
MISO_WUMS_2_PJM_ROR | MISO_WUMS | PJM_ROR | 2030 | B08 | 500 | 500 | 1600 | 1600 | 1599.97 | 0.05 | 0.04 | 0.02 | 2.4927 | 4.1426 | 0 | 0.23583 | 6.6188 | 2.2063
MISO_WUMS_2_PJM_ROR | MISO_WUMS | PJM_ROR | 2030 | B09 | 800 | 800 | 1600 | 1600 | 1599.99 | 22.04 | 0.19 | 0.02 | 6.5879 | 6.3979 | 0 | 0.99721 | 6.6188 | 2.2063
MISO_WUMS_2_PJM_ROR | MISO_WUMS | PJM_ROR | 2030 | B10 | 1262 | 1262 | 1600 | 0 | 0.06 | 0.02 | 0.01 | 0.01 | 0 | 0 | 0 | 0 | 6.6188 | 2.2063
MISO_WUMS_2_PJM_ROR | MISO_WUMS | PJM_ROR | 2030 | B11 | 25 | 25 | 1600 | 1600 | 1599.62 | 45.57 | 0.93 | 0.55 | 2.7538 | 4.5818 | 0 | 0.013027 | 6.6188 | 2.2063
MISO_WUMS_2_PJM_ROR | MISO_WUMS | PJM_ROR | 2030 | B12 | 200 | 200 | 1600 | 1600 | 1599.95 | 0.11 | 0.12 | 0.05 | 13.3894 | 4.5818 | 0 | 0.50669 | 6.6188 | 2.2063
MISO_WUMS_2_PJM_ROR | MISO_WUMS | PJM_ROR | 2030 | B13 | 600 | 600 | 1600 | 1600 | 1599.98 | 0.04 | 0.04 | 0.02 | 9.6147 | 4.5818 | 0 | 1.0915 | 6.6188 | 2.2063
MISO_WUMS_2_PJM_ROR | MISO_WUMS | PJM_ROR | 2030 | B14 | 900 | 900 | 1600 | 1600 | 1599.99 | 0.03 | 0.03 | 0.01 | 9.8521 | 4.9379 | 0 | 1.6777 | 6.6188 | 2.2063
MISO_WUMS_2_PJM_ROR | MISO_WUMS | PJM_ROR | 2030 | B15 | 1203 | 1203 | 1600 | 595.65 | 0.09 | 0.02 | 0.01 | 0.01 | 0 | 0 | 0 | 0 | 6.6188 | 2.2063
MISO_WUMS_2_PJM_ROR | MISO_WUMS | PJM_ROR | 2030 | B16 | 25 | 25 | 1600 | 1600 | 1599.62 | 0.81 | 0.96 | 0.41 | 15.5972 | 4.5818 | 0 | 0.07378 | 6.6188 | 2.2063
MISO_WUMS_2_PJM_ROR | MISO_WUMS | PJM_ROR | 2030 | B17 | 100 | 100 | 1600 | 1600 | 1599.9 | 0.22 | 0.24 | 0.1 | 16.1551 | 4.5818 | 0 | 0.30568 | 6.6188 | 2.2063
MISO_WUMS_2_PJM_ROR | MISO_WUMS | PJM_ROR | 2030 | B18 | 400 | 400 | 1600 | 1600 | 1599.97 | 0.06 | 0.06 | 0.03 | 10.5643 | 4.5818 | 0 | 0.79957 | 6.6188 | 2.2063
MISO_WUMS_2_PJM_ROR | MISO_WUMS | PJM_ROR | 2030 | B19 | 700 | 700 | 1600 | 1600 | 1599.99 | 0.03 | 0.05 | 0.02 | 10.5643 | 5.0448 | 0 | 1.3992 | 6.6188 | 2.2063
MISO_WUMS_2_PJM_ROR | MISO_WUMS | PJM_ROR | 2030 | B20 | 935 | 935 | 1600 | 1096.49 | 26.69 | 0.03 | 0.01 | 0.01 | 0 | 0 | 0 | 0 | 6.6188 | 2.2063
MISO_WUMS_2_PJM_ROR | MISO_WUMS | PJM_ROR | 2035 | B01 | 10 | 10 | 1600 | 1600 | 1598.71 | 1596.6 | 2918.79 | 12.59 | 79.1254 | 4.1545 | 1.1514 | 0.18684 | 4.1473 | 1.3824
MISO_WUMS_2_PJM_ROR | MISO_WUMS | PJM_ROR | 2035 | B02 | 25 | 25 | 1600 | 1452.18 | 1599.45 | 2.42 | 1683.46 | 0.97 | 0 | 4.1426 | 0 | 0 | 4.1473 | 1.3824
MISO_WUMS_2_PJM_ROR | MISO_WUMS | PJM_ROR | 2035 | B03 | 75 | 75 | 1600 | 3.38 | 1599.8 | 1.09 | 1291.11 | 0.34 | 0 | 4.1426 | 0 | 0 | 4.1473 | 1.3824
MISO_WUMS_2_PJM_ROR | MISO_WUMS | PJM_ROR | 2035 | B04 | 100 | 100 | 1600 | 414.4 | 1599.85 | 1599.6 | 1928.86 | 1.84 | 0 | 4.1426 | 1.187 | 0 | 4.1473 | 1.3824
MISO_WUMS_2_PJM_ROR | MISO_WUMS | PJM_ROR | 2035 | B05 | 200 | 200 | 1600 | 951.02 | 1599.92 | 1599.78 | 2464.36 | 0.99 | 0 | 4.1426 | 1.187 | 0 | 4.1473 | 1.3824
MISO_WUMS_2_PJM_ROR | MISO_WUMS | PJM_ROR | 2035 | B06 | 300 | 300 | 1600 | 712.53 | 1599.95 | 1599.86 | 2309.68 | 0.94 | 0 | 4.1426 | 1.1989 | 0 | 4.1473 | 1.3824
MISO_WUMS_2_PJM_ROR | MISO_WUMS | PJM_ROR | 2035 | B07 | 400 | 400 | 1600 | 0 | 1599.96 | 1382.05 | 464.8 | 0.09 | 0 | 4.1426 | 0 | 0 | 4.1473 | 1.3824
MISO_WUMS_2_PJM_ROR | MISO_WUMS | PJM_ROR | 2035 | B08 | 500 | 500 | 1600 | 1600 | 1599.96 | 1598.95 | 1034.73 | 0.13 | 5.9943 | 4.1426 | 0.80716 | 0.70772 | 4.1473 | 1.3824
MISO_WUMS_2_PJM_ROR | MISO_WUMS | PJM_ROR | 2035 | B09 | 800 | 800 | 1600 | 1599.99 | 1599.98 | 0.09 | 3.59 | 0.03 | 0.08309 | 4.0358 | 0 | 0.015696 | 4.1473 | 1.3824
MISO_WUMS_2_PJM_ROR | MISO_WUMS | PJM_ROR | 2035 | B10 | 1262 | 1262 | 1600 | 0 | 0.03 | 0.06 | 0.01 | 0.02 | 0 | 0 | 0 | 0 | 4.1473 | 1.3824
MISO_WUMS_2_PJM_ROR | MISO_WUMS | PJM_ROR | 2035 | B11 | 25 | 25 | 1600 | 899.61 | 1599.44 | 1597.75 | 1691.31 | 4.47 | 0 | 4.1426 | 1.1633 | 0 | 4.1473 | 1.3824
MISO_WUMS_2_PJM_ROR | MISO_WUMS | PJM_ROR | 2035 | B12 | 200 | 200 | 1600 | 1600 | 1599.92 | 1.19 | 1861.7 | 0.14 | 14.1016 | 4.1426 | 0 | 0.66595 | 4.1473 | 1.3824
MISO_WUMS_2_PJM_ROR | MISO_WUMS | PJM_ROR | 2035 | B13 | 600 | 600 | 1600 | 1600 | 1599.96 | 0.11 | 0.1 | 0.04 | 10.8017 | 3.1812 | 0 | 1.5303 | 4.1473 | 1.3824
MISO_WUMS_2_PJM_ROR | MISO_WUMS | PJM_ROR | 2035 | B14 | 900 | 900 | 1600 | 1600 | 0.36 | 0.08 | 0.02 | 0.03 | 1.4956 | 0 | 0 | 0.31784 | 4.1473 | 1.3824
MISO_WUMS_2_PJM_ROR | MISO_WUMS | PJM_ROR | 2035 | B15 | 1203 | 1203 | 1600 | 0 | 0.04 | 0.06 | 0.01 | 0.02 | 0 | 0 | 0 | 0 | 4.1473 | 1.3824
MISO_WUMS_2_PJM_ROR | MISO_WUMS | PJM_ROR | 2035 | B16 | 25 | 25 | 1600 | 1600 | 1599.44 | 2.35 | 1470.63 | 0.96 | 17.6863 | 4.1426 | 0 | 0.10441 | 4.1473 | 1.3824
MISO_WUMS_2_PJM_ROR | MISO_WUMS | PJM_ROR | 2035 | B17 | 100 | 100 | 1600 | 1600 | 1599.71 | 0.64 | 0.31 | 0.24 | 17.6863 | 2.1129 | 0 | 0.41762 | 4.1473 | 1.3824
MISO_WUMS_2_PJM_ROR | MISO_WUMS | PJM_ROR | 2035 | B18 | 400 | 400 | 1600 | 1600 | 1599.92 | 0.17 | 0.08 | 0.06 | 12.962 | 2.1129 | 0 | 1.2243 | 4.1473 | 1.3824
MISO_WUMS_2_PJM_ROR | MISO_WUMS | PJM_ROR | 2035 | B19 | 700 | 700 | 1600 | 1600 | 1599.58 | 0.1 | 0.03 | 0.04 | 2.1722 | 0.15431 | 0 | 0.35904 | 4.1473 | 1.3824
MISO_WUMS_2_PJM_ROR | MISO_WUMS | PJM_ROR | 2035 | B20 | 935 | 935 | 1600 | 0 | 0.06 | 0.07 | 0.02 | 0.03 | 0 | 0 | 0 | 0 | 4.1473 | 1.3824
MISO_WUMS_2_PJM_ROR | MISO_WUMS | PJM_ROR | 2040 | B01 | 10 | 10 | 1600 | 1600 | 1598.63 | 1597.11 | 985.38 | 487.96 | 130.7481 | 4.9854 | 1.6618 | 0.42547 | 4.9787 | 1.6596
MISO_WUMS_2_PJM_ROR | MISO_WUMS | PJM_ROR | 2040 | B02 | 25 | 25 | 1600 | 1600 | 1599.42 | 1598.03 | 1344.11 | 3.24 | 105.7142 | 4.9735 | 0.97334 | 0.86002 | 4.9787 | 1.6596
MISO_WUMS_2_PJM_ROR | MISO_WUMS | PJM_ROR | 2040 | B03 | 75 | 75 | 1600 | 1600 | 1599.79 | 1599.49 | 1609.63 | 4.35 | 12.9858 | 4.9735 | 1.555 | 0.31693 | 4.9787 | 1.6596
MISO_WUMS_2_PJM_ROR | MISO_WUMS | PJM_ROR | 2040 | B04 | 100 | 100 | 1600 | 1600 | 1599.84 | 1599.64 | 1825.79 | 4.4 | 17.0928 | 4.9735 | 1.5668 | 0.55623 | 4.9787 | 1.6596
MISO_WUMS_2_PJM_ROR | MISO_WUMS | PJM_ROR | 2040 | B05 | 200 | 200 | 1600 | 1600 | 1599.72 | 1599.82 | 0.12 | 1306.99 | 3.5373 | 1.1395 | 1.6618 | 0.23022 | 4.9787 | 1.6596
MISO_WUMS_2_PJM_ROR | MISO_WUMS | PJM_ROR | 2040 | B06 | 300 | 300 | 1600 | 759.89 | 0.15 | 1599.87 | 0.05 | 1.79 | 0 | 0 | 1.5787 | 0 | 4.9787 | 1.6596
MISO_WUMS_2_PJM_ROR | MISO_WUMS | PJM_ROR | 2040 | B07 | 400 | 400 | 1600 | 1387.36 | 1599.95 | 1599.9 | 1282.11 | 1.31 | 0 | 4.9735 | 1.5787 | 0 | 4.9787 | 1.6596
MISO_WUMS_2_PJM_ROR | MISO_WUMS | PJM_ROR | 2040 | B08 | 500 | 500 | 1600 | 1599.93 | 1599.9 | 1599.79 | 0.05 | 0.11 | 0.01187 | 1.555 | 0.52228 | 0.0019313 | 4.9787 | 1.6596
MISO_WUMS_2_PJM_ROR | MISO_WUMS | PJM_ROR | 2040 | B09 | 800 | 800 | 1600 | 0 | 1599.94 | 1599.86 | 0.03 | 0.07 | 0 | 1.555 | 0.52228 | 0 | 4.9787 | 1.6596
MISO_WUMS_2_PJM_ROR | MISO_WUMS | PJM_ROR | 2040 | B10 | 1262 | 1262 | 1600 | 604.4 | 1599.96 | 1599.91 | 0.02 | 0.04 | 0 | 1.555 | 0.52228 | 0 | 4.9787 | 1.6596
MISO_WUMS_2_PJM_ROR | MISO_WUMS | PJM_ROR | 2040 | B11 | 25 | 25 | 1600 | 0.04 | 582.25 | 1596.55 | 0.74 | 2.09 | 0 | 0 | 0.52228 | 0 | 4.9787 | 1.6596
MISO_WUMS_2_PJM_ROR | MISO_WUMS | PJM_ROR | 2040 | B12 | 200 | 200 | 1600 | 3.23 | 1599.76 | 1599.49 | 0.13 | 0.27 | 0 | 1.555 | 0.52228 | 0 | 4.9787 | 1.6596
MISO_WUMS_2_PJM_ROR | MISO_WUMS | PJM_ROR | 2040 | B13 | 600 | 600 | 1600 | 0.06 | 1599.92 | 1599.82 | 0.04 | 0.09 | 0 | 1.555 | 0.52228 | 0 | 4.9787 | 1.6596
MISO_WUMS_2_PJM_ROR | MISO_WUMS | PJM_ROR | 2040 | B14 | 900 | 900 | 1600 | 493.87 | 1599.94 | 1599.88 | 0.03 | 0.06 | 0 | 1.555 | 0.52228 | 0 | 4.9787 | 1.6596
MISO_WUMS_2_PJM_ROR | MISO_WUMS | PJM_ROR | 2040 | B15 | 1203 | 1203 | 1600 | 1600 | 1599.96 | 1599.91 | 0.02 | 0.05 | 4.9973 | 1.555 | 0.52228 | 1.9563 | 4.9787 | 1.6596
MISO_WUMS_2_PJM_ROR | MISO_WUMS | PJM_ROR | 2040 | B16 | 25 | 25 | 1600 | 1600 | 1598.35 | 1596.51 | 1.06 | 2.08 | 73.416 | 1.555 | 0.52228 | 0.59727 | 4.9787 | 1.6596
MISO_WUMS_2_PJM_ROR | MISO_WUMS | PJM_ROR | 2040 | B17 | 100 | 100 | 1600 | 849.99 | 1599.54 | 1599.02 | 0.26 | 0.54 | 0 | 1.555 | 0.52228 | 0 | 4.9787 | 1.6596
MISO_WUMS_2_PJM_ROR | MISO_WUMS | PJM_ROR | 2040 | B18 | 400 | 400 | 1600 | 400.75 | 1599.88 | 1599.74 | 0.07 | 0.14 | 0 | 1.555 | 0.52228 | 0 | 4.9787 | 1.6596
MISO_WUMS_2_PJM_ROR | MISO_WUMS | PJM_ROR | 2040 | B19 | 700 | 700 | 1600 | 338.71 | 1599.93 | 1599.85 | 0.04 | 0.08 | 0 | 1.555 | 0.52228 | 0 | 4.9787 | 1.6596
MISO_WUMS_2_PJM_ROR | MISO_WUMS | PJM_ROR | 2040 | B20 | 935 | 935 | 1600 | 1600 | 1599.95 | 1599.88 | 0.03 | 0.06 | 5.567 | 1.555 | 0.52228 | 1.6938 | 4.9787 | 1.6596
MISO_WUMS_2_PJM_ROR | MISO_WUMS | PJM_ROR | 2045 | B01 | 10 | 10 | 1600 | 1600 | 1599.36 | 1598.56 | 1.13 | 2.25 | 184.2343 | 14.0185 | 4.6293 | 1.2839 | 22.357 | 7.4523
MISO_WUMS_2_PJM_ROR | MISO_WUMS | PJM_ROR | 2045 | B02 | 25 | 25 | 1600 | 1600 | 1599.73 | 1599.39 | 0.47 | 0.94 | 148.1969 | 14.0185 | 4.5462 | 2.5818 | 22.357 | 7.4523
MISO_WUMS_2_PJM_ROR | MISO_WUMS | PJM_ROR | 2045 | B03 | 75 | 75 | 1600 | 1600 | 1599.9 | 1599.79 | 0.16 | 0.33 | 109.9281 | 14.0066 | 4.5462 | 5.7454 | 22.357 | 7.4523
MISO_WUMS_2_PJM_ROR | MISO_WUMS | PJM_ROR | 2045 | B04 | 100 | 100 | 1600 | 1600 | 1599.93 | 1599.84 | 0.12 | 0.25 | 7.49 | 14.0066 | 4.6887 | 0.52195 | 22.357 | 7.4523
MISO_WUMS_2_PJM_ROR | MISO_WUMS | PJM_ROR | 2045 | B05 | 200 | 200 | 1600 | 230.9 | 1599.89 | 1599.92 | 0.03 | 0.13 | 0 | 4.4869 | 4.6887 | 0 | 22.357 | 7.4523
MISO_WUMS_2_PJM_ROR | MISO_WUMS | PJM_ROR | 2045 | B06 | 300 | 300 | 1600 | 846.92 | 1599.78 | 1599.92 | 0.02 | 0.07 | 0 | 7.0152 | 3.6441 | 0 | 22.357 | 7.4523
MISO_WUMS_2_PJM_ROR | MISO_WUMS | PJM_ROR | 2045 | B07 | 400 | 400 | 1600 | 1048.85 | 1349 | 1599.93 | 0.01 | 0.04 | 0 | 0 | 2.6233 | 0 | 22.357 | 7.4523
MISO_WUMS_2_PJM_ROR | MISO_WUMS | PJM_ROR | 2045 | B08 | 500 | 500 | 1600 | 0 | 1404.51 | 1599.86 | 0.01 | 0.03 | 0 | 0.01187 | 0.98521 | 0 | 22.357 | 7.4523
MISO_WUMS_2_PJM_ROR | MISO_WUMS | PJM_ROR | 2045 | B09 | 800 | 800 | 1600 | 0 | 1599.96 | 1599.91 | 0.01 | 0.02 | 0 | 2.9556 | 0.98521 | 0 | 22.357 | 7.4523
MISO_WUMS_2_PJM_ROR | MISO_WUMS | PJM_ROR | 2045 | B10 | 1262 | 0 | 1600 | 0 | 1599.97 | 1599.94 | 0 | 0.01 | 0 | 2.9556 | 0.98521 | 0 | 22.357 | 7.4523
MISO_WUMS_2_PJM_ROR | MISO_WUMS | PJM_ROR | 2045 | B11 | 25 | 25 | 1600 | 1.5 | 1598.8 | 1597.74 | 0.22 | 0.49 | 0 | 2.9556 | 0.99708 | 0 | 22.357 | 7.4523
MISO_WUMS_2_PJM_ROR | MISO_WUMS | PJM_ROR | 2045 | B12 | 200 | 200 | 1600 | 1600 | 1599.84 | 1599.65 | 0.03 | 0.06 | 14.9918 | 2.9675 | 0.98521 | 2.0895 | 22.357 | 7.4523
MISO_WUMS_2_PJM_ROR | MISO_WUMS | PJM_ROR | 2045 | B13 | 600 | 600 | 1600 | 1051.59 | 1599.94 | 1599.88 | 0.01 | 0.02 | 0 | 2.9556 | 0.98521 | 0 | 22.357 | 7.4523
MISO_WUMS_2_PJM_ROR | MISO_WUMS | PJM_ROR | 2045 | B14 | 900 | 900 | 1600 | 1600 | 1599.96 | 1599.92 | 0.01 | 0.01 | 14.6594 | 2.9556 | 0.98521 | 9.1941 | 22.357 | 7.4523
MISO_WUMS_2_PJM_ROR | MISO_WUMS | PJM_ROR | 2045 | B15 | 1203 | 0 | 1600 | 567.65 | 1599.97 | 1599.94 | 0 | 0.01 | 0 | 2.9556 | 0.98521 | 0 | 22.357 | 7.4523
MISO_WUMS_2_PJM_ROR | MISO_WUMS | PJM_ROR | 2045 | B16 | 25 | 25 | 1600 | 1600 | 1598.91 | 1597.59 | 0.23 | 0.49 | 144.8259 | 2.9675 | 0.98521 | 2.5231 | 22.357 | 7.4523
MISO_WUMS_2_PJM_ROR | MISO_WUMS | PJM_ROR | 2045 | B17 | 100 | 100 | 1600 | 1600 | 1599.69 | 1599.33 | 0.06 | 0.12 | 84.2295 | 2.9675 | 0.98521 | 5.8697 | 22.357 | 7.4523
MISO_WUMS_2_PJM_ROR | MISO_WUMS | PJM_ROR | 2045 | B18 | 400 | 400 | 1600 | 1334.2 | 1599.92 | 1599.82 | 0.01 | 0.03 | 0 | 2.9556 | 0.98521 | 0 | 22.357 | 7.4523
MISO_WUMS_2_PJM_ROR | MISO_WUMS | PJM_ROR | 2045 | B19 | 700 | 700 | 1600 | 1166.6 | 1599.95 | 1599.89 | 0.01 | 0.02 | 0 | 2.9556 | 0.98521 | 0 | 22.357 | 7.4523
MISO_WUMS_2_PJM_ROR | MISO_WUMS | PJM_ROR | 2045 | B20 | 935 | 935 | 1600 | 857.39 | 1599.96 | 1599.92 | 0.01 | 0.01 | 0 | 2.9556 | 0.98521 | 0 | 22.357 | 7.4523
MISO_WUMS_2_PJM_ROR | MISO_WUMS | PJM_ROR | 2050 | B01 | 10 | 10 | 1600 | 1600 | 1599.66 | 1599.13 | 1296.99 | 4.87 | 293.4739 | 11.6089 | 3.2761 | 2.7686 | 11.6099 | 3.87
MISO_WUMS_2_PJM_ROR | MISO_WUMS | PJM_ROR | 2050 | B02 | 25 | 25 | 1600 | 1600 | 1599.86 | 1599.6 | 1061.92 | 1.47 | 235.1328 | 11.6089 | 3.0269 | 5.5456 | 11.6099 | 3.87
MISO_WUMS_2_PJM_ROR | MISO_WUMS | PJM_ROR | 2050 | B03 | 75 | 75 | 1600 | 538.93 | 1599.94 | 1599.87 | 0.38 | 0.68 | 0 | 8.5464 | 3.2761 | 0 | 11.6099 | 3.87
MISO_WUMS_2_PJM_ROR | MISO_WUMS | PJM_ROR | 2050 | B04 | 100 | 100 | 1600 | 0.04 | 1599.48 | 1599.91 | 0.05 | 27.76 | 0 | 0.78342 | 3.8578 | 0 | 11.6099 | 3.87
MISO_WUMS_2_PJM_ROR | MISO_WUMS | PJM_ROR | 2050 | B05 | 200 | 200 | 1600 | 56.53 | 1594.78 | 1599.95 | 0.02 | 0.28 | 0 | 0.02374 | 3.2761 | 0 | 11.6099 | 3.87
MISO_WUMS_2_PJM_ROR | MISO_WUMS | PJM_ROR | 2050 | B06 | 300 | 300 | 1600 | 0.08 | 1599.87 | 1599.96 | 0.02 | 0.19 | 0 | 1.1751 | 3.2524 | 0 | 11.6099 | 3.87
MISO_WUMS_2_PJM_ROR | MISO_WUMS | PJM_ROR | 2050 | B07 | 400 | 400 | 1600 | 0 | 1599.8 | 1599.59 | 0.01 | 0.03 | 0 | 0.54602 | 0.17805 | 0 | 11.6099 | 3.87
MISO_WUMS_2_PJM_ROR | MISO_WUMS | PJM_ROR | 2050 | B08 | 500 | 500 | 1600 | 242.25 | 1599.85 | 1599.66 | 0.01 | 0.02 | 0 | 0.54602 | 0.17805 | 0 | 11.6099 | 3.87
MISO_WUMS_2_PJM_ROR | MISO_WUMS | PJM_ROR | 2050 | B09 | 800 | 800 | 1600 | 693.72 | 1599.9 | 1599.79 | 0.01 | 0.01 | 0 | 0.54602 | 0.17805 | 0 | 11.6099 | 3.87
MISO_WUMS_2_PJM_ROR | MISO_WUMS | PJM_ROR | 2050 | B10 | 1262 | 0 | 1600 | 0 | 1599.94 | 1599.86 | 0 | 0.01 | 0 | 0.54602 | 0.17805 | 0 | 11.6099 | 3.87
MISO_WUMS_2_PJM_ROR | MISO_WUMS | PJM_ROR | 2050 | B11 | 25 | 25 | 1600 | 1547.55 | 1599.2 | 1594.71 | 0.21 | 0.38 | 0 | 1.9823 | 0.17805 | 0 | 11.6099 | 3.87
MISO_WUMS_2_PJM_ROR | MISO_WUMS | PJM_ROR | 2050 | B12 | 200 | 200 | 1600 | 927.35 | 1599.63 | 1599.2 | 0.02 | 0.05 | 0 | 0.54602 | 0.17805 | 0 | 11.6099 | 3.87
MISO_WUMS_2_PJM_ROR | MISO_WUMS | PJM_ROR | 2050 | B13 | 600 | 600 | 1600 | 737.18 | 1599.87 | 1599.72 | 0.01 | 0.02 | 0 | 0.54602 | 0.17805 | 0 | 11.6099 | 3.87
MISO_WUMS_2_PJM_ROR | MISO_WUMS | PJM_ROR | 2050 | B14 | 900 | 900 | 1600 | 1599.98 | 1599.91 | 1599.81 | 0.01 | 0.01 | 0.01187 | 0.54602 | 0.17805 | 0.010078 | 11.6099 | 3.87
MISO_WUMS_2_PJM_ROR | MISO_WUMS | PJM_ROR | 2050 | B15 | 1203 | 0 | 1600 | 720.43 | 1599.93 | 1599.85 | 0 | 0.01 | 0 | 0.54602 | 0.17805 | 0 | 11.6099 | 3.87
MISO_WUMS_2_PJM_ROR | MISO_WUMS | PJM_ROR | 2050 | B16 | 25 | 25 | 1600 | 1600 | 1597.51 | 1594.68 | 0.19 | 0.38 | 265.3182 | 0.54602 | 0.17805 | 6.2575 | 11.6099 | 3.87
MISO_WUMS_2_PJM_ROR | MISO_WUMS | PJM_ROR | 2050 | B17 | 100 | 100 | 1600 | 1600 | 1599.29 | 1598.48 | 0.05 | 0.1 | 9.5197 | 0.54602 | 0.17805 | 0.89809 | 11.6099 | 3.87
MISO_WUMS_2_PJM_ROR | MISO_WUMS | PJM_ROR | 2050 | B18 | 400 | 400 | 1600 | 844.48 | 1599.81 | 1599.58 | 0.01 | 0.02 | 0 | 0.54602 | 0.17805 | 0 | 11.6099 | 3.87
MISO_WUMS_2_PJM_ROR | MISO_WUMS | PJM_ROR | 2050 | B19 | 700 | 700 | 1600 | 950.43 | 1599.89 | 1599.76 | 0.01 | 0.01 | 0 | 0.54602 | 0.17805 | 0 | 11.6099 | 3.87
MISO_WUMS_2_PJM_ROR | MISO_WUMS | PJM_ROR | 2050 | B20 | 935 | 935 | 1600 | 1047.63 | 1599.92 | 1599.81 | 0.01 | 0.01 | 0 | 0.54602 | 0.17805 | 0 | 11.6099 | 3.87
NE_2_MAPP_US | NE | MAPP_US | 2015 | B01 | 10 | 10 | 1600 | 0 | 0.21 | 0.15 | 0.25 | 0.18 | 0 | 0 | 0 | 0 | 0 | 0
NE_2_MAPP_US | NE | MAPP_US | 2015 | B02 | 25 | 25 | 1600 | 0 | 0.08 | 0.06 | 0.09 | 0.07 | 0 | 0 | 0 | 0 | 0 | 0
NE_2_MAPP_US | NE | MAPP_US | 2015 | B03 | 75 | 75 | 1600 | 0 | 0.03 | 0.02 | 0.03 | 0.02 | 0 | 0 | 0 | 0 | 0 | 0
NE_2_MAPP_US | NE | MAPP_US | 2015 | B04 | 100 | 100 | 1600 | 0 | 0.02 | 0.01 | 0.02 | 0.02 | 0 | 0 | 0 | 0 | 0 | 0
NE_2_MAPP_US | NE | MAPP_US | 2015 | B05 | 200 | 200 | 1600 | 0 | 0.01 | 0.01 | 0.01 | 0.01 | 0 | 0 | 0 | 0 | 0 | 0
NE_2_MAPP_US | NE | MAPP_US | 2015 | B06 | 300 | 300 | 1600 | 0 | 0.01 | 0.01 | 0.01 | 0.01 | 0 | 0 | 0 | 0 | 0 | 0
NE_2_MAPP_US | NE | MAPP_US | 2015 | B07 | 400 | 400 | 1600 | 0 | 0.01 | 0 | 0.01 | 0 | 0 | 0 | 0 | 0 | 0 | 0
NE_2_MAPP_US | NE | MAPP_US | 2015 | B08 | 500 | 0 | 1600 | 0 | 0 | 0 | 0 | 0 | 0 | 0 | 0 | 0 | 0 | 0
NE_2_MAPP_US | NE | MAPP_US | 2015 | B09 | 800 | 0 | 1600 | 0 | 0 | 0 | 0 | 0 | 0 | 0 | 0 | 0 | 0 | 0
NE_2_MAPP_US | NE | MAPP_US | 2015 | B10 | 1262 | 0 | 1600 | 0 | 0 | 0 | 0 | 0 | 0 | 0 | 0 | 0 | 0 | 0
NE_2_MAPP_US | NE | MAPP_US | 2015 | B11 | 25 | 25 | 1600 | 0 | 0.08 | 0.06 | 0.09 | 0.07 | 0 | 0 | 0 | 0 | 0 | 0
NE_2_MAPP_US | NE | MAPP_US | 2015 | B12 | 200 | 200 | 1600 | 0 | 0.01 | 0.01 | 0.01 | 0.01 | 0 | 0 | 0 | 0 | 0 | 0
NE_2_MAPP_US | NE | MAPP_US | 2015 | B13 | 600 | 600 | 1600 | 0 | 0 | 0 | 0.01 | 0 | 0 | 0 | 0 | 0 | 0 | 0
NE_2_MAPP_US | NE | MAPP_US | 2015 | B14 | 900 | 0 | 1600 | 0 | 0 | 0 | 0 | 0 | 0 | 0 | 0 | 0 | 0 | 0
NE_2_MAPP_US | NE | MAPP_US | 2015 | B15 | 1203 | 0 | 1600 | 0 | 0 | 0 | 0 | 0 | 0 | 0 | 0 | 0 | 0 | 0
NE_2_MAPP_US | NE | MAPP_US | 2015 | B16 | 25 | 25 | 1600 | 0 | 0.08 | 0.08 | 0.1 | 0.09 | 0 | 0 | 0 | 0 | 0 | 0
NE_2_MAPP_US | NE | MAPP_US | 2015 | B17 | 100 | 100 | 1600 | 0 | 0.03 | 0.03 | 0.03 | 0.03 | 0 | 0 | 0 | 0 | 0 | 0
NE_2_MAPP_US | NE | MAPP_US | 2015 | B18 | 400 | 400 | 1600 | 0 | 0.01 | 0.01 | 0.01 | 0.01 | 0 | 0 | 0 | 0 | 0 | 0
NE_2_MAPP_US | NE | MAPP_US | 2015 | B19 | 700 | 700 | 1600 | 0 | 0.01 | 0 | 0.01 | 0 | 0 | 0 | 0 | 0 | 0 | 0
NE_2_MAPP_US | NE | MAPP_US | 2015 | B20 | 935 | 935 | 1600 | 0 | 0.01 | 0 | 0.01 | 0 | 0 | 0 | 0 | 0 | 0 | 0
NE_2_MAPP_US | NE | MAPP_US | 2020 | B01 | 10 | 10 | 1600 | 0 | 0.67 | 0.36 | 0.63 | 0.41 | 0 | 0 | 0 | 0 | 1.1395 | 0.37984
NE_2_MAPP_US | NE | MAPP_US | 2020 | B02 | 25 | 25 | 1600 | 0 | 0.27 | 0.14 | 0.23 | 0.15 | 0 | 0 | 0 | 0 | 1.1395 | 0.37984
NE_2_MAPP_US | NE | MAPP_US | 2020 | B03 | 75 | 75 | 1600 | 0 | 0.06 | 0.05 | 0.05 | 0.05 | 0 | 0 | 0 | 0 | 1.1395 | 0.37984
NE_2_MAPP_US | NE | MAPP_US | 2020 | B04 | 100 | 100 | 1600 | 0 | 0.04 | 0.03 | 0.04 | 0.03 | 0 | 0 | 0 | 0 | 1.1395 | 0.37984
NE_2_MAPP_US | NE | MAPP_US | 2020 | B05 | 200 | 200 | 1600 | 0 | 0.02 | 0.02 | 0.02 | 0.02 | 0 | 0 | 0 | 0 | 1.1395 | 0.37984
NE_2_MAPP_US | NE | MAPP_US | 2020 | B06 | 300 | 300 | 1600 | 0 | 0.01 | 0.01 | 0.01 | 0.01 | 0 | 0 | 0 | 0 | 1.1395 | 0.37984
NE_2_MAPP_US | NE | MAPP_US | 2020 | B07 | 400 | 400 | 1600 | 0 | 0.01 | 0.01 | 0.01 | 0.01 | 0 | 0 | 0 | 0 | 1.1395 | 0.37984
NE_2_MAPP_US | NE | MAPP_US | 2020 | B08 | 500 | 500 | 1600 | 0 | 0.01 | 0 | 0.01 | 0.01 | 0 | 0 | 0 | 0 | 1.1395 | 0.37984
NE_2_MAPP_US | NE | MAPP_US | 2020 | B09 | 800 | 0 | 1600 | 0 | 0 | 0 | 0 | 0 | 0 | 0 | 0 | 0 | 1.1395 | 0.37984
NE_2_MAPP_US | NE | MAPP_US | 2020 | B10 | 1262 | 1262 | 1600 | 0 | 0.01 | 0 | 0.01 | 0 | 0 | 0 | 0 | 0 | 1.1395 | 0.37984
NE_2_MAPP_US | NE | MAPP_US | 2020 | B11 | 25 | 25 | 1600 | 0 | 0.2 | 0.14 | 0.19 | 0.14 | 0 | 0 | 0 | 0 | 1.1395 | 0.37984
NE_2_MAPP_US | NE | MAPP_US | 2020 | B12 | 200 | 200 | 1600 | 0 | 0.03 | 0.02 | 0.03 | 0.02 | 0 | 0 | 0 | 0 | 1.1395 | 0.37984
NE_2_MAPP_US | NE | MAPP_US | 2020 | B13 | 600 | 600 | 1600 | 0 | 0.01 | 0.01 | 0.01 | 0.01 | 0 | 0 | 0 | 0 | 1.1395 | 0.37984
NE_2_MAPP_US | NE | MAPP_US | 2020 | B14 | 900 | 900 | 1600 | 0 | 0.02 | 0 | 0.01 | 0 | 0 | 0 | 0 | 0 | 1.1395 | 0.37984
NE_2_MAPP_US | NE | MAPP_US | 2020 | B15 | 1203 | 1203 | 1600 | 1600 | 0.02 | 0.01 | 0.01 | 0.01 | 1.5194 | 0 | 0 | 1.5194 | 1.1395 | 0.37984
NE_2_MAPP_US | NE | MAPP_US | 2020 | B16 | 25 | 25 | 1600 | 729.76 | 0.22 | 0.14 | 0.2 | 0.15 | 0 | 0 | 0 | 0 | 1.1395 | 0.37984
NE_2_MAPP_US | NE | MAPP_US | 2020 | B17 | 100 | 100 | 1600 | 137.23 | 0.07 | 0.04 | 0.06 | 0.04 | 0 | 0 | 0 | 0 | 1.1395 | 0.37984
NE_2_MAPP_US | NE | MAPP_US | 2020 | B18 | 400 | 400 | 1600 | 0 | 0.02 | 0.01 | 0.01 | 0.01 | 0 | 0 | 0 | 0 | 1.1395 | 0.37984
NE_2_MAPP_US | NE | MAPP_US | 2020 | B19 | 700 | 700 | 1600 | 0 | 0.02 | 0.01 | 0.01 | 0.01 | 0 | 0 | 0 | 0 | 1.1395 | 0.37984
NE_2_MAPP_US | NE | MAPP_US | 2020 | B20 | 935 | 935 | 1600 | 247.5 | 0.01 | 0.01 | 0.01 | 0.01 | 0 | 0 | 0 | 0 | 1.1395 | 0.37984
NE_2_MAPP_US | NE | MAPP_US | 2025 | B01 | 10 | 10 | 1600 | 0 | 12.72 | 0.53 | 13.29 | 0.62 | 0 | 0 | 0 | 0 | 0 | 0
NE_2_MAPP_US | NE | MAPP_US | 2025 | B02 | 25 | 25 | 1600 | 0 | 0.38 | 0.2 | 0.42 | 0.23 | 0 | 0 | 0 | 0 | 0 | 0
NE_2_MAPP_US | NE | MAPP_US | 2025 | B03 | 75 | 75 | 1600 | 0 | 0.07 | 0.05 | 0.08 | 0.06 | 0 | 0 | 0 | 0 | 0 | 0
NE_2_MAPP_US | NE | MAPP_US | 2025 | B04 | 100 | 100 | 1600 | 0 | 0.03 | 0.03 | 0.04 | 0.03 | 0 | 0 | 0 | 0 | 0 | 0
NE_2_MAPP_US | NE | MAPP_US | 2025 | B05 | 200 | 200 | 1600 | 0 | 0.02 | 0.01 | 0.02 | 0.01 | 0 | 0 | 0 | 0 | 0 | 0
NE_2_MAPP_US | NE | MAPP_US | 2025 | B06 | 300 | 300 | 1600 | 0 | 0.02 | 0.01 | 0.02 | 0.01 | 0 | 0 | 0 | 0 | 0 | 0
NE_2_MAPP_US | NE | MAPP_US | 2025 | B07 | 400 | 400 | 1600 | 0 | 0.01 | 0.01 | 0.01 | 0.01 | 0 | 0 | 0 | 0 | 0 | 0
NE_2_MAPP_US | NE | MAPP_US | 2025 | B08 | 500 | 500 | 1600 | 0 | 0.01 | 0.01 | 0.01 | 0.01 | 0 | 0 | 0 | 0 | 0 | 0
NE_2_MAPP_US | NE | MAPP_US | 2025 | B09 | 800 | 0 | 1600 | 0 | 0 | 0.01 | 0 | 0.01 | 0 | 0 | 0 | 0 | 0 | 0
NE_2_MAPP_US | NE | MAPP_US | 2025 | B10 | 1262 | 1262 | 1600 | 0 | 0.01 | 0 | 0.01 | 0 | 0 | 0 | 0 | 0 | 0 | 0
NE_2_MAPP_US | NE | MAPP_US | 2025 | B11 | 25 | 25 | 1600 | 0 | 0.21 | 0.16 | 0.23 | 0.18 | 0 | 0 | 0 | 0 | 0 | 0
NE_2_MAPP_US | NE | MAPP_US | 2025 | B12 | 200 | 200 | 1600 | 0 | 0.08 | 0.03 | 0.08 | 0.03 | 0 | 0 | 0 | 0 | 0 | 0
NE_2_MAPP_US | NE | MAPP_US | 2025 | B13 | 600 | 600 | 1600 | 0 | 0.03 | 0.01 | 0.03 | 0.01 | 0 | 0 | 0 | 0 | 0 | 0
NE_2_MAPP_US | NE | MAPP_US | 2025 | B14 | 900 | 900 | 1600 | 563.72 | 0.02 | 0.01 | 0.02 | 0.01 | 0 | 0 | 0 | 0 | 0 | 0
NE_2_MAPP_US | NE | MAPP_US | 2025 | B15 | 1203 | 1203 | 1600 | 1095.48 | 0.02 | 0 | 0.02 | 0 | 0 | 0 | 0 | 0 | 0 | 0
NE_2_MAPP_US | NE | MAPP_US | 2025 | B16 | 25 | 25 | 1600 | 975.03 | 0.58 | 0.2 | 0.64 | 0.22 | 0 | 0 | 0 | 0 | 0 | 0
NE_2_MAPP_US | NE | MAPP_US | 2025 | B17 | 100 | 100 | 1600 | 484.95 | 0.16 | 0.05 | 0.17 | 0.06 | 0 | 0 | 0 | 0 | 0 | 0
NE_2_MAPP_US | NE | MAPP_US | 2025 | B18 | 400 | 400 | 1600 | 259.88 | 0.04 | 0.01 | 0.04 | 0.01 | 0 | 0 | 0 | 0 | 0 | 0
NE_2_MAPP_US | NE | MAPP_US | 2025 | B19 | 700 | 700 | 1600 | 91.58 | 0.06 | 0.01 | 0.06 | 0.01 | 0 | 0 | 0 | 0 | 0 | 0
NE_2_MAPP_US | NE | MAPP_US | 2025 | B20 | 935 | 935 | 1600 | 999.17 | 0.02 | 0.01 | 0.03 | 0.01 | 0 | 0 | 0 | 0 | 0 | 0
NE_2_MAPP_US | NE | MAPP_US | 2030 | B01 | 10 | 10 | 1600 | 0 | 1595.53 | 1.87 | 0.5 | 0.68 | 0 | 0.75968 | 0 | 0 | 11.5733 | 3.8578
NE_2_MAPP_US | NE | MAPP_US | 2030 | B02 | 25 | 25 | 1600 | 0 | 112.32 | 0.25 | 0.17 | 0.17 | 0 | 0 | 0 | 0 | 11.5733 | 3.8578
NE_2_MAPP_US | NE | MAPP_US | 2030 | B03 | 75 | 75 | 1600 | 0 | 0.09 | 0.07 | 0.04 | 0.05 | 0 | 0 | 0 | 0 | 11.5733 | 3.8578
NE_2_MAPP_US | NE | MAPP_US | 2030 | B04 | 100 | 100 | 1600 | 0 | 0.04 | 0.04 | 0.02 | 0.03 | 0 | 0 | 0 | 0 | 11.5733 | 3.8578
NE_2_MAPP_US | NE | MAPP_US | 2030 | B05 | 200 | 200 | 1600 | 0 | 0.03 | 0.02 | 0.01 | 0.02 | 0 | 0 | 0 | 0 | 11.5733 | 3.8578
NE_2_MAPP_US | NE | MAPP_US | 2030 | B06 | 300 | 300 | 1600 | 0 | 0.02 | 0.02 | 0.01 | 0.01 | 0 | 0 | 0 | 0 | 11.5733 | 3.8578
NE_2_MAPP_US | NE | MAPP_US | 2030 | B07 | 400 | 400 | 1600 | 0 | 0.01 | 0.01 | 0.01 | 0.01 | 0 | 0 | 0 | 0 | 11.5733 | 3.8578
NE_2_MAPP_US | NE | MAPP_US | 2030 | B08 | 500 | 0 | 1600 | 0 | 0.01 | 0.01 | 0 | 0.01 | 0 | 0 | 0 | 0 | 11.5733 | 3.8578
NE_2_MAPP_US | NE | MAPP_US | 2030 | B09 | 800 | 0 | 1600 | 0 | 0.01 | 0.01 | 0 | 0 | 0 | 0 | 0 | 0 | 11.5733 | 3.8578
NE_2_MAPP_US | NE | MAPP_US | 2030 | B10 | 1262 | 0 | 1600 | 0 | 671.63 | 0.01 | 0 | 0 | 0 | 0 | 0 | 0 | 11.5733 | 3.8578
NE_2_MAPP_US | NE | MAPP_US | 2030 | B11 | 25 | 25 | 1600 | 0 | 0.29 | 0.22 | 0.12 | 0.16 | 0 | 0 | 0 | 0 | 11.5733 | 3.8578
NE_2_MAPP_US | NE | MAPP_US | 2030 | B12 | 200 | 200 | 1600 | 0 | 211.58 | 0.04 | 0.02 | 0.02 | 0 | 0 | 0 | 0 | 11.5733 | 3.8578
NE_2_MAPP_US | NE | MAPP_US | 2030 | B13 | 600 | 600 | 1600 | 0 | 765.45 | 0.01 | 0.01 | 0.01 | 0 | 0 | 0 | 0 | 11.5733 | 3.8578
NE_2_MAPP_US | NE | MAPP_US | 2030 | B14 | 900 | 900 | 1600 | 1464.09 | 1599.93 | 0.01 | 0.01 | 0.01 | 0 | 0.75968 | 0 | 0 | 11.5733 | 3.8578
NE_2_MAPP_US | NE | MAPP_US | 2030 | B15 | 1203 | 0 | 1600 | 1438.91 | 1599.95 | 0.01 | 0 | 0 | 0 | 0.75968 | 0 | 0 | 11.5733 | 3.8578
NE_2_MAPP_US | NE | MAPP_US | 2030 | B16 | 25 | 25 | 1600 | 1043.73 | 1597.89 | 0.31 | 0.19 | 0.19 | 0 | 0.75968 | 0 | 0 | 11.5733 | 3.8578
NE_2_MAPP_US | NE | MAPP_US | 2030 | B17 | 100 | 100 | 1600 | 500.92 | 1599.43 | 0.08 | 0.05 | 0.05 | 0 | 0.75968 | 0 | 0 | 11.5733 | 3.8578
NE_2_MAPP_US | NE | MAPP_US | 2030 | B18 | 400 | 400 | 1600 | 294.89 | 1599.84 | 0.02 | 0.01 | 0.01 | 0 | 0.75968 | 0 | 0 | 11.5733 | 3.8578
NE_2_MAPP_US | NE | MAPP_US | 2030 | B19 | 700 | 700 | 1600 | 144.67 | 1599.91 | 0.01 | 0.01 | 0.01 | 0 | 0.75968 | 0 | 0 | 11.5733 | 3.8578
NE_2_MAPP_US | NE | MAPP_US | 2030 | B20 | 935 | 935 | 1600 | 1600 | 1599.93 | 0.01 | 0.01 | 0.01 | 15.431 | 0.75968 | 0 | 15.431 | 11.5733 | 3.8578
NE_2_MAPP_US | NE | MAPP_US | 2035 | B01 | 10 | 10 | 1600 | 0.01 | 1599.81 | 1599.04 | 0.25 | 0.35 | 0 | 27.9182 | 4.1189 | 0 | 52.9919 | 17.664
NE_2_MAPP_US | NE | MAPP_US | 2035 | B02 | 25 | 25 | 1600 | 0 | 1599.88 | 1576.28 | 0.07 | 0.11 | 0 | 17.9356 | 0.03561 | 0 | 52.9919 | 17.664
NE_2_MAPP_US | NE | MAPP_US | 2035 | B03 | 75 | 75 | 1600 | 0 | 0.11 | 0.09 | 0.01 | 0.03 | 0 | 0 | 0 | 0 | 52.9919 | 17.664
NE_2_MAPP_US | NE | MAPP_US | 2035 | B04 | 100 | 100 | 1600 | 0 | 0.09 | 0.07 | 0.01 | 0.02 | 0 | 0 | 0 | 0 | 52.9919 | 17.664
NE_2_MAPP_US | NE | MAPP_US | 2035 | B05 | 200 | 200 | 1600 | 0 | 0.04 | 0.04 | 0.01 | 0.01 | 0 | 0 | 0 | 0 | 52.9919 | 17.664
NE_2_MAPP_US | NE | MAPP_US | 2035 | B06 | 300 | 0 | 1600 | 0 | 0.02 | 0.01 | 0 | 0.01 | 0 | 0 | 0 | 0 | 52.9919 | 17.664
NE_2_MAPP_US | NE | MAPP_US | 2035 | B07 | 400 | 0 | 1600 | 0 | 0.01 | 0.01 | 0 | 0 | 0 | 0 | 0 | 0 | 52.9919 | 17.664
NE_2_MAPP_US | NE | MAPP_US | 2035 | B08 | 500 | 0 | 1600 | 0 | 1222.19 | 0.02 | 0 | 0 | 0 | 0 | 0 | 0 | 52.9919 | 17.664
NE_2_MAPP_US | NE | MAPP_US | 2035 | B09 | 800 | 0 | 1600 | 0 | 1599.99 | 0.02 | 0 | 0 | 0 | 23.5382 | 0 | 0 | 52.9919 | 17.664
NE_2_MAPP_US | NE | MAPP_US | 2035 | B10 | 1262 | 0 | 1600 | 563.27 | 1600 | 1599.98 | 0 | 0 | 0 | 30.4465 | 2.3503 | 0 | 52.9919 | 17.664
NE_2_MAPP_US | NE | MAPP_US | 2035 | B11 | 25 | 25 | 1600 | 0 | 1599.72 | 0.97 | 0.06 | 0.1 | 0 | 6.8253 | 0 | 0 | 52.9919 | 17.664
NE_2_MAPP_US | NE | MAPP_US | 2035 | B12 | 200 | 200 | 1600 | 0 | 1599.99 | 946.13 | 0.02 | 0.01 | 0 | 32.3932 | 0 | 0 | 52.9919 | 17.664
NE_2_MAPP_US | NE | MAPP_US | 2035 | B13 | 600 | 0 | 1600 | 1380.24 | 1600 | 1236.93 | 0 | 0 | 0 | 28.9153 | 0 | 0 | 52.9919 | 17.664
NE_2_MAPP_US | NE | MAPP_US | 2035 | B14 | 900 | 0 | 1600 | 1600 | 1600 | 1599.97 | 0 | 0 | 64.5965 | 32.3932 | 1.8399 | 15.0497 | 52.9919 | 17.664
NE_2_MAPP_US | NE | MAPP_US | 2035 | B15 | 1203 | 0 | 1600 | 1600 | 1600 | 1599.99 | 0 | 0 | 50.6018 | 32.3932 | 5.4246 | 15.7582 | 52.9919 | 17.664
NE_2_MAPP_US | NE | MAPP_US | 2035 | B16 | 25 | 25 | 1600 | 1600 | 1599.92 | 73.02 | 0.1 | 0.11 | 85.0367 | 28.1913 | 0 | 0.55033 | 52.9919 | 17.664
NE_2_MAPP_US | NE | MAPP_US | 2035 | B17 | 100 | 100 | 1600 | 1600 | 1599.98 | 1583.16 | 0.03 | 0.03 | 85.0367 | 30.4465 | 0.02374 | 2.2013 | 52.9919 | 17.664
NE_2_MAPP_US | NE | MAPP_US | 2035 | B18 | 400 | 400 | 1600 | 1544.43 | 1599.99 | 852.7 | 0.01 | 0.01 | 0 | 30.4465 | 0 | 0 | 52.9919 | 17.664
NE_2_MAPP_US | NE | MAPP_US | 2035 | B19 | 700 | 0 | 1600 | 1600 | 1600 | 1599.85 | 0 | 0 | 91.1497 | 32.3932 | 0.28488 | 16.5169 | 52.9919 | 17.664
NE_2_MAPP_US | NE | MAPP_US | 2035 | B20 | 935 | 0 | 1600 | 1600 | 1600 | 1599.99 | 0 | 0 | 85.0248 | 32.3932 | 6.1249 | 20.5794 | 52.9919 | 17.664
NE_2_MAPP_US | NE | MAPP_US | 2040 | B01 | 10 | 10 | 1600 | 0.01 | 1599.62 | 1596.78 | 0.37 | 0.52 | 0 | 18.3035 | 1.4363 | 0 | 39.9029 | 13.301
NE_2_MAPP_US | NE | MAPP_US | 2040 | B02 | 25 | 25 | 1600 | 0 | 1599.87 | 1553.75 | 0.19 | 0.19 | 0 | 24.8202 | 0.03561 | 0 | 39.9029 | 13.301
NE_2_MAPP_US | NE | MAPP_US | 2040 | B03 | 75 | 75 | 1600 | 0 | 0.15 | 0.11 | 0.02 | 0.04 | 0 | 0 | 0 | 0 | 39.9029 | 13.301
NE_2_MAPP_US | NE | MAPP_US | 2040 | B04 | 100 | 100 | 1600 | 0 | 0.11 | 0.05 | 0.02 | 0.03 | 0 | 0 | 0 | 0 | 39.9029 | 13.301
NE_2_MAPP_US | NE | MAPP_US | 2040 | B05 | 200 | 200 | 1600 | 0 | 0.15 | 0.03 | 0.01 | 0.01 | 0 | 0 | 0 | 0 | 39.9029 | 13.301
NE_2_MAPP_US | NE | MAPP_US | 2040 | B06 | 300 | 300 | 1600 | 0 | 0.03 | 0.02 | 0.01 | 0.01 | 0 | 0 | 0 | 0 | 39.9029 | 13.301
NE_2_MAPP_US | NE | MAPP_US | 2040 | B07 | 400 | 0 | 1600 | 0 | 0.02 | 0.01 | 0 | 0.01 | 0 | 0 | 0 | 0 | 39.9029 | 13.301
NE_2_MAPP_US | NE | MAPP_US | 2040 | B08 | 500 | 500 | 1600 | 0 | 1599.99 | 0.35 | 0.01 | 0.01 | 0 | 27.396 | 0 | 0 | 39.9029 | 13.301
NE_2_MAPP_US | NE | MAPP_US | 2040 | B09 | 800 | 800 | 1600 | 0 | 1600 | 1381.27 | 0.01 | 0.01 | 0 | 32.0371 | 0 | 0 | 39.9029 | 13.301
NE_2_MAPP_US | NE | MAPP_US | 2040 | B10 | 1262 | 1262 | 1600 | 1600 | 1600 | 1599.99 | 805 | 0.01 | 18.2679 | 39.9069 | 8.4633 | 3.7639 | 39.9029 | 13.301
NE_2_MAPP_US | NE | MAPP_US | 2040 | B11 | 25 | 25 | 1600 | 0 | 1255.43 | 5.08 | 0.09 | 0.18 | 0 | 0.01187 | 0 | 0 | 39.9029 | 13.301
NE_2_MAPP_US | NE | MAPP_US | 2040 | B12 | 200 | 200 | 1600 | 1243.34 | 1599.95 | 377.63 | 0.01 | 0.02 | 0 | 7.7867 | 0 | 0 | 39.9029 | 13.301
NE_2_MAPP_US | NE | MAPP_US | 2040 | B13 | 600 | 600 | 1600 | 1600 | 1599.99 | 138.26 | 0.01 | 0.01 | 55.9908 | 8.7126 | 0 | 5.4848 | 39.9029 | 13.301
NE_2_MAPP_US | NE | MAPP_US | 2040 | B14 | 900 | 900 | 1600 | 1600 | 1599.99 | 1176.64 | 0.02 | 0.01 | 67.481 | 12.3567 | 0 | 9.9156 | 39.9029 | 13.301
NE_2_MAPP_US | NE | MAPP_US | 2040 | B15 | 1203 | 1203 | 1600 | 1600 | 1600 | 1599.99 | 922.82 | 0.01 | 53.4744 | 39.9069 | 8.4989 | 10.5028 | 39.9029 | 13.301
NE_2_MAPP_US | NE | MAPP_US | 2040 | B16 | 25 | 25 | 1600 | 1600 | 1599.88 | 0.55 | 0.2 | 0.15 | 60.7032 | 24.3098 | 0 | 0.24777 | 39.9029 | 13.301
NE_2_MAPP_US | NE | MAPP_US | 2040 | B17 | 100 | 100 | 1600 | 1600 | 1599.97 | 1.48 | 0.07 | 0.05 | 60.7032 | 26.9568 | 0 | 0.99107 | 39.9029 | 13.301
NE_2_MAPP_US | NE | MAPP_US | 2040 | B18 | 400 | 400 | 1600 | 1600 | 1599.99 | 18.57 | 0.03 | 0.01 | 29.1765 | 31.0638 | 0 | 1.9054 | 39.9029 | 13.301
NE_2_MAPP_US | NE | MAPP_US | 2040 | B19 | 700 | 700 | 1600 | 1600 | 1600 | 1365.27 | 0.05 | 0.01 | 107.0081 | 31.0757 | 0 | 12.2295 | 39.9029 | 13.301
NE_2_MAPP_US | NE | MAPP_US | 2040 | B20 | 935 | 935 | 1600 | 1600 | 1600 | 1599.99 | 1134.63 | 0.02 | 53.4744 | 39.9069 | 9.2349 | 8.163 | 39.9029 | 13.301
NE_2_MAPP_US | NE | MAPP_US | 2045 | B01 | 10 | 10 | 1600 | 0.01 | 1597.64 | 186.34 | 0.42 | 0.78 | 0 | 3.3236 | 0.01187 | 0 | 29.5124 | 9.8375
NE_2_MAPP_US | NE | MAPP_US | 2045 | B02 | 25 | 25 | 1600 | 0 | 1599.81 | 1591.96 | 0.55 | 0.33 | 0 | 24.2741 | 0.24927 | 0 | 29.5124 | 9.8375
NE_2_MAPP_US | NE | MAPP_US | 2045 | B03 | 75 | 75 | 1600 | 0 | 0.18 | 0.1 | 0.04 | 0.06 | 0 | 0 | 0 | 0 | 29.5124 | 9.8375
NE_2_MAPP_US | NE | MAPP_US | 2045 | B04 | 100 | 100 | 1600 | 0 | 0.09 | 0.07 | 0.03 | 0.04 | 0 | 0 | 0 | 0 | 29.5124 | 9.8375
NE_2_MAPP_US | NE | MAPP_US | 2045 | B05 | 200 | 200 | 1600 | 0 | 0.06 | 0.03 | 0.01 | 0.02 | 0 | 0 | 0 | 0 | 29.5124 | 9.8375
NE_2_MAPP_US | NE | MAPP_US | 2045 | B06 | 300 | 300 | 1600 | 0 | 0.03 | 0.02 | 0.01 | 0.01 | 0 | 0 | 0 | 0 | 29.5124 | 9.8375
NE_2_MAPP_US | NE | MAPP_US | 2045 | B07 | 400 | 400 | 1600 | 0 | 0.02 | 0.02 | 0.01 | 0.01 | 0 | 0 | 0 | 0 | 29.5124 | 9.8375
NE_2_MAPP_US | NE | MAPP_US | 2045 | B08 | 500 | 500 | 1600 | 0 | 1495.34 | 0.07 | 0.01 | 0.01 | 0 | 0 | 0 | 0 | 29.5124 | 9.8375
NE_2_MAPP_US | NE | MAPP_US | 2045 | B09 | 800 | 800 | 1600 | 0 | 1599.99 | 1599.66 | 0.01 | 0.01 | 0 | 10.778 | 0.24927 | 0 | 29.5124 | 9.8375
NE_2_MAPP_US | NE | MAPP_US | 2045 | B10 | 1262 | 1262 | 1600 | 1600 | 1600 | 1599.99 | 0.07 | 0.01 | 32.0253 | 28.4168 | 4.8073 | 6.5985 | 29.5124 | 9.8375
NE_2_MAPP_US | NE | MAPP_US | 2045 | B11 | 25 | 25 | 1600 | 0 | 1087.88 | 1.19 | 0.15 | 0.27 | 0 | 0.01187 | 0 | 0 | 29.5124 | 9.8375
NE_2_MAPP_US | NE | MAPP_US | 2045 | B12 | 200 | 200 | 1600 | 1154.47 | 1599.97 | 1598.75 | 0.04 | 0.04 | 0 | 14.7425 | 0.24927 | 0 | 29.5124 | 9.8375
NE_2_MAPP_US | NE | MAPP_US | 2045 | B13 | 600 | 600 | 1600 | 1600 | 1599.99 | 1599.55 | 0.01 | 0.01 | 55.8246 | 14.7425 | 0.24927 | 5.4685 | 29.5124 | 9.8375
NE_2_MAPP_US | NE | MAPP_US | 2045 | B14 | 900 | 900 | 1600 | 1600 | 1600 | 1599.98 | 0.1 | 0.02 | 30.3397 | 28.4168 | 4.8073 | 4.4581 | 29.5124 | 9.8375
NE_2_MAPP_US | NE | MAPP_US | 2045 | B15 | 1203 | 1203 | 1600 | 1600 | 1600 | 1599.99 | 0.08 | 0.01 | 30.316 | 28.4168 | 4.8073 | 5.9543 | 29.5124 | 9.8375
NE_2_MAPP_US | NE | MAPP_US | 2045 | B16 | 25 | 25 | 1600 | 1600 | 1599.75 | 1591.74 | 0.29 | 0.33 | 30.316 | 14.7544 | 0.24927 | 0.12374 | 29.5124 | 9.8375
NE_2_MAPP_US | NE | MAPP_US | 2045 | B17 | 100 | 100 | 1600 | 1600 | 1599.94 | 1597.66 | 0.09 | 0.09 | 55.8246 | 14.7544 | 0.24927 | 0.91142 | 29.5124 | 9.8375
NE_2_MAPP_US | NE | MAPP_US | 2045 | B18 | 400 | 400 | 1600 | 1600 | 1599.99 | 1599.35 | 0.04 | 0.02 | 59.9198 | 21.271 | 0.24927 | 3.9131 | 29.5124 | 9.8375
NE_2_MAPP_US | NE | MAPP_US | 2045 | B19 | 700 | 700 | 1600 | 1600 | 1599.99 | 1599.64 | 0.13 | 0.01 | 63.825 | 28.4168 | 0.24927 | 7.2943 | 29.5124 | 9.8375
NE_2_MAPP_US | NE | MAPP_US | 2045 | B20 | 935 | 935 | 1600 | 1600 | 1600 | 1599.98 | 0.1 | 0.02 | 30.316 | 28.4168 | 4.8073 | 4.6278 | 29.5124 | 9.8375
NE_2_MAPP_US | NE | MAPP_US | 2050 | B01 | 10 | 10 | 1600 | 0 | 1599.36 | 611.62 | 0.37 | 0.51 | 0 | 6.2792 | 0 | 0 | 18.6835 | 6.2278
NE_2_MAPP_US | NE | MAPP_US | 2050 | B02 | 25 | 25 | 1600 | 685.75 | 1026.01 | 0.33 | 0.11 | 0.14 | 0 | 0 | 0 | 0 | 18.6835 | 6.2278
NE_2_MAPP_US | NE | MAPP_US | 2050 | B03 | 75 | 75 | 1600 | 0 | 0.09 | 0.08 | 0.03 | 0.04 | 0 | 0 | 0 | 0 | 18.6835 | 6.2278
NE_2_MAPP_US | NE | MAPP_US | 2050 | B04 | 100 | 100 | 1600 | 0 | 0.04 | 0.03 | 0.02 | 0.02 | 0 | 0 | 0 | 0 | 18.6835 | 6.2278
NE_2_MAPP_US | NE | MAPP_US | 2050 | B05 | 200 | 200 | 1600 | 0 | 0.03 | 0.02 | 0.01 | 0.01 | 0 | 0 | 0 | 0 | 18.6835 | 6.2278
NE_2_MAPP_US | NE | MAPP_US | 2050 | B06 | 300 | 300 | 1600 | 0 | 0.02 | 0.01 | 0.01 | 0.01 | 0 | 0 | 0 | 0 | 18.6835 | 6.2278
NE_2_MAPP_US | NE | MAPP_US | 2050 | B07 | 400 | 400 | 1600 | 0 | 0.06 | 0.01 | 0.01 | 0.01 | 0 | 0 | 0 | 0 | 18.6835 | 6.2278
NE_2_MAPP_US | NE | MAPP_US | 2050 | B08 | 500 | 500 | 1600 | 0 | 1487.18 | 0.02 | 0.01 | 0.01 | 0 | 0 | 0 | 0 | 18.6835 | 6.2278
NE_2_MAPP_US | NE | MAPP_US | 2050 | B09 | 800 | 0 | 1600 | 581.1 | 1312.03 | 0.01 | 0 | 0 | 0 | 0 | 0 | 0 | 18.6835 | 6.2278
NE_2_MAPP_US | NE | MAPP_US | 2050 | B10 | 1262 | 1262 | 1600 | 1600 | 1600 | 0.02 | 0.01 | 0 | 7.6562 | 14.8375 | 0 | 1.6877 | 18.6835 | 6.2278
NE_2_MAPP_US | NE | MAPP_US | 2050 | B11 | 25 | 25 | 1600 | 0 | 766.89 | 0.3 | 0.1 | 0.14 | 0 | 0 | 0 | 0 | 18.6835 | 6.2278
NE_2_MAPP_US | NE | MAPP_US | 2050 | B12 | 200 | 200 | 1600 | 77.5 | 1599.87 | 0.04 | 0.01 | 0.02 | 0 | 1.6737 | 0 | 0 | 18.6835 | 6.2278
NE_2_MAPP_US | NE | MAPP_US | 2050 | B13 | 600 | 600 | 1600 | 1600 | 1599.99 | 0.02 | 0.02 | 0.01 | 18.5172 | 14.8375 | 0 | 1.9407 | 18.6835 | 6.2278
NE_2_MAPP_US | NE | MAPP_US | 2050 | B14 | 900 | 900 | 1600 | 1600 | 1600 | 1570.54 | 0.01 | 0.01 | 19.5143 | 14.8375 | 0 | 3.0677 | 18.6835 | 6.2278
NE_2_MAPP_US | NE | MAPP_US | 2050 | B15 | 1203 | 1203 | 1600 | 1600 | 1600 | 1248.96 | 0.01 | 0 | 19.5024 | 14.8375 | 0 | 4.0981 | 18.6835 | 6.2278
NE_2_MAPP_US | NE | MAPP_US | 2050 | B16 | 25 | 25 | 1600 | 1600 | 1599.1 | 0.21 | 0.12 | 0.12 | 34.3874 | 1.6737 | 0 | 0.15016 | 18.6835 | 6.2278
NE_2_MAPP_US | NE | MAPP_US | 2050 | B17 | 100 | 100 | 1600 | 1600 | 1599.77 | 0.08 | 0.03 | 0.03 | 47.7649 | 1.6737 | 0 | 0.83432 | 18.6835 | 6.2278
NE_2_MAPP_US | NE | MAPP_US | 2050 | B18 | 400 | 400 | 1600 | 938.55 | 1599.99 | 0.02 | 0.03 | 0.01 | 0 | 14.8375 | 0 | 0 | 18.6835 | 6.2278
NE_2_MAPP_US | NE | MAPP_US | 2050 | B19 | 700 | 700 | 1600 | 1600 | 1600 | 1599.65 | 0.02 | 0.01 | 61.4747 | 14.8375 | 0.28488 | 7.5166 | 18.6835 | 6.2278
NE_2_MAPP_US | NE | MAPP_US | 2050 | B20 | 935 | 935 | 1600 | 1600 | 1600 | 936.78 | 0.01 | 0.01 | 34.3874 | 14.8375 | 0 | 5.6161 | 18.6835 | 6.2278
NE_2_MISO_W | NE | MISO_W | 2015 | B01 | 10 | 10 | 1600 | 0 | 0.45 | 0.33 | 0.51 | 0.37 | 0 | 0 | 0 | 0 | 0 | 0
NE_2_MISO_W | NE | MISO_W | 2015 | B02 | 25 | 25 | 1600 | 0 | 0.15 | 0.11 | 0.16 | 0.12 | 0 | 0 | 0 | 0 | 0 | 0
NE_2_MISO_W | NE | MISO_W | 2015 | B03 | 75 | 75 | 1600 | 0 | 0.04 | 0.03 | 0.04 | 0.03 | 0 | 0 | 0 | 0 | 0 | 0
NE_2_MISO_W | NE | MISO_W | 2015 | B04 | 100 | 100 | 1600 | 0 | 0.03 | 0.02 | 0.03 | 0.03 | 0 | 0 | 0 | 0 | 0 | 0
NE_2_MISO_W | NE | MISO_W | 2015 | B05 | 200 | 200 | 1600 | 0 | 0.01 | 0.01 | 0.01 | 0.01 | 0 | 0 | 0 | 0 | 0 | 0
NE_2_MISO_W | NE | MISO_W | 2015 | B06 | 300 | 300 | 1600 | 0 | 0.01 | 0.01 | 0.01 | 0.01 | 0 | 0 | 0 | 0 | 0 | 0
NE_2_MISO_W | NE | MISO_W | 2015 | B07 | 400 | 400 | 1600 | 0 | 0.01 | 0 | 0.01 | 0 | 0 | 0 | 0 | 0 | 0 | 0
NE_2_MISO_W | NE | MISO_W | 2015 | B08 | 500 | 500 | 1600 | 0 | 0.01 | 0 | 0.01 | 0 | 0 | 0 | 0 | 0 | 0 | 0
NE_2_MISO_W | NE | MISO_W | 2015 | B09 | 800 | 0 | 1600 | 0 | 0 | 0 | 0 | 0 | 0 | 0 | 0 | 0 | 0 | 0
NE_2_MISO_W | NE | MISO_W | 2015 | B10 | 1262 | 0 | 1600 | 0 | 0 | 0 | 0 | 0 | 0 | 0 | 0 | 0 | 0 | 0
NE_2_MISO_W | NE | MISO_W | 2015 | B11 | 25 | 25 | 1600 | 0 | 0.08 | 0.06 | 0.09 | 0.07 | 0 | 0 | 0 | 0 | 0 | 0
NE_2_MISO_W | NE | MISO_W | 2015 | B12 | 200 | 200 | 1600 | 0 | 0.02 | 0.03 | 0.02 | 0.03 | 0 | 0 | 0 | 0 | 0 | 0
NE_2_MISO_W | NE | MISO_W | 2015 | B13 | 600 | 600 | 1600 | 0 | 0.01 | 0.01 | 0.01 | 0.01 | 0 | 0 | 0 | 0 | 0 | 0
NE_2_MISO_W | NE | MISO_W | 2015 | B14 | 900 | 0 | 1600 | 0 | 0 | 0 | 0 | 0 | 0 | 0 | 0 | 0 | 0 | 0
NE_2_MISO_W | NE | MISO_W | 2015 | B15 | 1203 | 0 | 1600 | 0 | 0 | 0 | 0 | 0 | 0 | 0 | 0 | 0 | 0 | 0
NE_2_MISO_W | NE | MISO_W | 2015 | B16 | 25 | 25 | 1600 | 0 | 0.18 | 0.44 | 0.19 | 0.46 | 0 | 0 | 0 | 0 | 0 | 0
NE_2_MISO_W | NE | MISO_W | 2015 | B17 | 100 | 100 | 1600 | 0 | 0.43 | 254.71 | 0.44 | 63.12 | 0 | 0 | 0 | 0 | 0 | 0
NE_2_MISO_W | NE | MISO_W | 2015 | B18 | 400 | 400 | 1600 | 0 | 0.01 | 0.01 | 0.01 | 0.01 | 0 | 0 | 0 | 0 | 0 | 0
NE_2_MISO_W | NE | MISO_W | 2015 | B19 | 700 | 700 | 1600 | 0 | 0.01 | 0 | 0.01 | 0 | 0 | 0 | 0 | 0 | 0 | 0
NE_2_MISO_W | NE | MISO_W | 2015 | B20 | 935 | 0 | 1600 | 0 | 0 | 0 | 0 | 0 | 0 | 0 | 0 | 0 | 0 | 0
NE_2_MISO_W | NE | MISO_W | 2020 | B01 | 10 | 10 | 1600 | 239.68 | 1599.04 | 1598 | 88.11 | 1779.42 | 0 | 2.7064 | 0.90212 | 0 | 2.7201 | 0.90671
NE_2_MISO_W | NE | MISO_W | 2020 | B02 | 25 | 25 | 1600 | 1242.3 | 1599.59 | 1599.14 | 297.75 | 3169.51 | 0 | 2.7182 | 0.90212 | 0 | 2.7201 | 0.90671
NE_2_MISO_W | NE | MISO_W | 2020 | B03 | 75 | 75 | 1600 | 0 | 1584.76 | 1599.65 | 0.16 | 106.08 | 0 | 0.01187 | 0.90212 | 0 | 2.7201 | 0.90671
NE_2_MISO_W | NE | MISO_W | 2020 | B04 | 100 | 100 | 1600 | 0.09 | 566.93 | 0.16 | 0.11 | 0.11 | 0 | 0 | 0 | 0 | 2.7201 | 0.90671
NE_2_MISO_W | NE | MISO_W | 2020 | B05 | 200 | 200 | 1600 | 570.21 | 964.35 | 526.13 | 0.06 | 0.12 | 0 | 0 | 0 | 0 | 2.7201 | 0.90671
NE_2_MISO_W | NE | MISO_W | 2020 | B06 | 300 | 300 | 1600 | 612.54 | 880.82 | 1599.89 | 0.04 | 0.36 | 0 | 0 | 0.70033 | 0 | 2.7201 | 0.90671
NE_2_MISO_W | NE | MISO_W | 2020 | B07 | 400 | 400 | 1600 | 0 | 262.34 | 0.15 | 0.03 | 0.04 | 0 | 0 | 0 | 0 | 2.7201 | 0.90671
NE_2_MISO_W | NE | MISO_W | 2020 | B08 | 500 | 500 | 1600 | 0 | 0.05 | 0.03 | 0.01 | 0.02 | 0 | 0 | 0 | 0 | 2.7201 | 0.90671
NE_2_MISO_W | NE | MISO_W | 2020 | B09 | 800 | 800 | 1600 | 0 | 0.04 | 0.06 | 0.01 | 0.01 | 0 | 0 | 0 | 0 | 2.7201 | 0.90671
NE_2_MISO_W | NE | MISO_W | 2020 | B10 | 1262 | 1262 | 1600 | 1599.99 | 1599.98 | 1599.98 | 0.48 | 504.27 | 0.01187 | 2.4927 | 0.90212 | 0.0023684 | 2.7201 | 0.90671
NE_2_MISO_W | NE | MISO_W | 2020 | B11 | 25 | 25 | 1600 | 1224.91 | 1599.12 | 1598.96 | 0.9 | 4.74 | 0 | 0.98521 | 0.7122 | 0 | 2.7201 | 0.90671
NE_2_MISO_W | NE | MISO_W | 2020 | B12 | 200 | 200 | 1600 | 1600 | 1599.94 | 1599.88 | 252.99 | 4001.6 | 0.77155 | 2.7182 | 0.90212 | 0.024397 | 2.7201 | 0.90671
NE_2_MISO_W | NE | MISO_W | 2020 | B13 | 600 | 600 | 1600 | 1599.98 | 1599.98 | 1599.96 | 0.58 | 3322.92 | 0.01187 | 2.647 | 0.90212 | 0.001126 | 2.7201 | 0.90671
NE_2_MISO_W | NE | MISO_W | 2020 | B14 | 900 | 900 | 1600 | 1600 | 1599.98 | 1599.97 | 1122.42 | 5483.63 | 2.552 | 2.7182 | 0.90212 | 0.36314 | 2.7201 | 0.90671
NE_2_MISO_W | NE | MISO_W | 2020 | B15 | 1203 | 1203 | 1600 | 1600 | 1599.99 | 1599.98 | 3824.68 | 6695.67 | 8.5227 | 2.7182 | 0.90212 | 1.621 | 2.7201 | 0.90671
NE_2_MISO_W | NE | MISO_W | 2020 | B16 | 25 | 25 | 1600 | 1600 | 1599.6 | 1599.15 | 4487.84 | 10301.96 | 15.0156 | 2.7182 | 0.90212 | 0.05935 | 2.7201 | 0.90671
NE_2_MISO_W | NE | MISO_W | 2020 | B17 | 100 | 100 | 1600 | 1600 | 1599.89 | 1599.77 | 3292.18 | 8669.51 | 7.0033 | 2.7182 | 0.90212 | 0.11072 | 2.7201 | 0.90671
NE_2_MISO_W | NE | MISO_W | 2020 | B18 | 400 | 400 | 1600 | 1600 | 1599.97 | 1599.94 | 2554.29 | 6695.3 | 3.0269 | 2.7182 | 0.90212 | 0.19142 | 2.7201 | 0.90671
NE_2_MISO_W | NE | MISO_W | 2020 | B19 | 700 | 700 | 1600 | 1600 | 1599.98 | 1599.96 | 1454.59 | 4267.85 | 1.9704 | 2.7182 | 0.90212 | 0.21807 | 2.7201 | 0.90671
NE_2_MISO_W | NE | MISO_W | 2020 | B20 | 935 | 935 | 1600 | 1600 | 1599.98 | 1599.97 | 2678.1 | 7257.64 | 7.0033 | 2.7182 | 0.90212 | 1.0353 | 2.7201 | 0.90671
NE_2_MISO_W | NE | MISO_W | 2025 | B01 | 10 | 10 | 1600 | 717.96 | 1458.81 | 1598.4 | 0.85 | 2221.45 | 0 | 0.02374 | 1.5312 | 0 | 4.582 | 1.5273
NE_2_MISO_W | NE | MISO_W | 2025 | B02 | 25 | 25 | 1600 | 458.39 | 1599.53 | 1599.34 | 0.91 | 3431.12 | 0 | 3.1218 | 1.5312 | 0 | 4.582 | 1.5273
NE_2_MISO_W | NE | MISO_W | 2025 | B03 | 75 | 75 | 1600 | 0 | 238.18 | 1439.58 | 0.11 | 0.25 | 0 | 0 | 0 | 0 | 4.582 | 1.5273
NE_2_MISO_W | NE | MISO_W | 2025 | B04 | 100 | 100 | 1600 | 0 | 0.08 | 0.07 | 0.04 | 0.05 | 0 | 0 | 0 | 0 | 4.582 | 1.5273
NE_2_MISO_W | NE | MISO_W | 2025 | B05 | 200 | 200 | 1600 | 0 | 0.11 | 0.04 | 0.03 | 0.03 | 0 | 0 | 0 | 0 | 4.582 | 1.5273
NE_2_MISO_W | NE | MISO_W | 2025 | B06 | 300 | 300 | 1600 | 0 | 2.79 | 0.05 | 0.03 | 0.03 | 0 | 0 | 0 | 0 | 4.582 | 1.5273
NE_2_MISO_W | NE | MISO_W | 2025 | B07 | 400 | 400 | 1600 | 365.14 | 0.02 | 0.03 | 0.01 | 0.02 | 0 | 0 | 0 | 0 | 4.582 | 1.5273
NE_2_MISO_W | NE | MISO_W | 2025 | B08 | 500 | 500 | 1600 | 0 | 0.01 | 0.05 | 0.01 | 0.02 | 0 | 0 | 0 | 0 | 4.582 | 1.5273
NE_2_MISO_W | NE | MISO_W | 2025 | B09 | 800 | 0 | 1600 | 0 | 0.01 | 595.55 | 0 | 0.03 | 0 | 0 | 0 | 0 | 4.582 | 1.5273
NE_2_MISO_W | NE | MISO_W | 2025 | B10 | 1262 | 1262 | 1600 | 786.67 | 1599.99 | 1599.95 | 0.03 | 0.11 | 0 | 3.1218 | 0.84277 | 0 | 4.582 | 1.5273
NE_2_MISO_W | NE | MISO_W | 2025 | B11 | 25 | 25 | 1600 | 1599.28 | 780.05 | 398.96 | 0.32 | 0.67 | 0.01187 | 0 | 0 | 6.071e-05 | 4.582 | 1.5273
NE_2_MISO_W | NE | MISO_W | 2025 | B12 | 200 | 200 | 1600 | 451.59 | 1599.96 | 1599.91 | 451.9 | 4084.85 | 0 | 4.5818 | 1.5312 | 0 | 4.582 | 1.5273
NE_2_MISO_W | NE | MISO_W | 2025 | B13 | 600 | 600 | 1600 | 1599.97 | 1599.99 | 1599.97 | 859.57 | 5282.94 | 0.01187 | 4.5818 | 1.5312 | 0.001457 | 4.582 | 1.5273
NE_2_MISO_W | NE | MISO_W | 2025 | B14 | 900 | 900 | 1600 | 1600 | 1599.99 | 1599.98 | 3337.24 | 5568.48 | 7.0033 | 4.5818 | 1.5312 | 1.2895 | 4.582 | 1.5273
NE_2_MISO_W | NE | MISO_W | 2025 | B15 | 1203 | 1203 | 1600 | 1600 | 1599.99 | 1599.98 | 2082.11 | 6744.35 | 7.0033 | 4.5818 | 1.5312 | 1.7236 | 4.582 | 1.5273
NE_2_MISO_W | NE | MISO_W | 2025 | B16 | 25 | 25 | 1600 | 1600 | 1599.69 | 1599.35 | 4120.46 | 7940.39 | 7.0033 | 4.5818 | 1.5312 | 0.035819 | 4.582 | 1.5273
NE_2_MISO_W | NE | MISO_W | 2025 | B17 | 100 | 100 | 1600 | 1600 | 1599.92 | 1599.83 | 3196.11 | 8683.25 | 7.0033 | 4.5818 | 1.5312 | 0.14328 | 4.582 | 1.5273
NE_2_MISO_W | NE | MISO_W | 2025 | B18 | 400 | 400 | 1600 | 1600 | 1599.98 | 1599.95 | 2454.61 | 7434.35 | 7.0033 | 4.5818 | 1.5312 | 0.5731 | 4.582 | 1.5273
NE_2_MISO_W | NE | MISO_W | 2025 | B19 | 700 | 700 | 1600 | 1600 | 1599.99 | 1599.97 | 1500.1 | 6172.83 | 7.0033 | 4.5818 | 1.5312 | 1.0029 | 4.582 | 1.5273
NE_2_MISO_W | NE | MISO_W | 2025 | B20 | 935 | 935 | 1600 | 1600 | 1599.99 | 1599.98 | 2404.02 | 7269.09 | 7.0033 | 4.5818 | 1.5312 | 1.3396 | 4.582 | 1.5273
NE_2_MISO_W | NE | MISO_W | 2030 | B01 | 10 | 10 | 1600 | 510.56 | 1599.44 | 1598.83 | 1015.71 | 9695.74 | 0 | 7.7511 | 2.5877 | 0 | 7.7555 | 2.5852
NE_2_MISO_W | NE | MISO_W | 2030 | B02 | 25 | 25 | 1600 | 10.7 | 1599.69 | 1598.96 | 1.3 | 1.2 | 0 | 6.7066 | 1.0802 | 0 | 7.7555 | 2.5852
NE_2_MISO_W | NE | MISO_W | 2030 | B03 | 75 | 75 | 1600 | 0 | 431.82 | 688.78 | 0.08 | 0.18 | 0 | 0 | 0 | 0 | 7.7555 | 2.5852
NE_2_MISO_W | NE | MISO_W | 2030 | B04 | 100 | 100 | 1600 | 0 | 0.1 | 0.11 | 0.04 | 0.07 | 0 | 0 | 0 | 0 | 7.7555 | 2.5852
NE_2_MISO_W | NE | MISO_W | 2030 | B05 | 200 | 200 | 1600 | 428.32 | 0.11 | 0.63 | 0.03 | 0.06 | 0 | 0 | 0 | 0 | 7.7555 | 2.5852
NE_2_MISO_W | NE | MISO_W | 2030 | B06 | 300 | 300 | 1600 | 30.08 | 0.09 | 272.25 | 0.02 | 0.05 | 0 | 0 | 0 | 0 | 7.7555 | 2.5852
NE_2_MISO_W | NE | MISO_W | 2030 | B07 | 400 | 400 | 1600 | 0 | 0.02 | 0.02 | 0.01 | 0.01 | 0 | 0 | 0 | 0 | 7.7555 | 2.5852
NE_2_MISO_W | NE | MISO_W | 2030 | B08 | 500 | 500 | 1600 | 0 | 0.02 | 0.15 | 0.01 | 0.03 | 0 | 0 | 0 | 0 | 7.7555 | 2.5852
NE_2_MISO_W | NE | MISO_W | 2030 | B09 | 800 | 800 | 1600 | 0 | 1428.77 | 0.29 | 0.01 | 0.01 | 0 | 0 | 0 | 0 | 7.7555 | 2.5852
NE_2_MISO_W | NE | MISO_W | 2030 | B10 | 1262 | 1262 | 1600 | 825.1 | 1599.99 | 1599.99 | 0.06 | 631.53 | 0 | 7.0033 | 2.5877 | 0 | 7.7555 | 2.5852
NE_2_MISO_W | NE | MISO_W | 2030 | B11 | 25 | 25 | 1600 | 0 | 949.02 | 1598.02 | 0.28 | 0.79 | 0 | 0 | 0.66472 | 0 | 7.7555 | 2.5852
NE_2_MISO_W | NE | MISO_W | 2030 | B12 | 200 | 200 | 1600 | 447.06 | 1599.97 | 1599.93 | 0.3 | 4063.87 | 0 | 7.0033 | 2.5877 | 0 | 7.7555 | 2.5852
NE_2_MISO_W | NE | MISO_W | 2030 | B13 | 600 | 600 | 1600 | 1094.2 | 1599.99 | 1599.98 | 0.19 | 2894.37 | 0 | 7.0033 | 2.5877 | 0 | 7.7555 | 2.5852
NE_2_MISO_W | NE | MISO_W | 2030 | B14 | 900 | 900 | 1600 | 1600 | 1599.99 | 1599.98 | 1620.4 | 3885.09 | 7.0033 | 7.7511 | 2.5877 | 1.4785 | 7.7555 | 2.5852
NE_2_MISO_W | NE | MISO_W | 2030 | B15 | 1203 | 1203 | 1600 | 1600 | 1599.99 | 1599.99 | 2518.24 | 16169.7 | 7.0033 | 7.7511 | 2.5877 | 1.9763 | 7.7555 | 2.5852
NE_2_MISO_W | NE | MISO_W | 2030 | B16 | 25 | 25 | 1600 | 1600 | 1599.77 | 1599.5 | 2511.34 | 8295.57 | 7.0033 | 7.7511 | 2.5877 | 0.04107 | 7.7555 | 2.5852
NE_2_MISO_W | NE | MISO_W | 2030 | B17 | 100 | 100 | 1600 | 1600 | 1599.94 | 1599.87 | 3728.4 | 4764.75 | 4.9973 | 7.7511 | 2.5877 | 0.11722 | 7.7555 | 2.5852
NE_2_MISO_W | NE | MISO_W | 2030 | B18 | 400 | 400 | 1600 | 1600 | 1599.98 | 1599.97 | 681.38 | 3231.69 | 7.0033 | 7.7511 | 2.5877 | 0.65712 | 7.7555 | 2.5852
NE_2_MISO_W | NE | MISO_W | 2030 | B19 | 700 | 700 | 1600 | 1600 | 1599.99 | 1599.98 | 1233.26 | 6027.58 | 7.0033 | 7.7511 | 2.5877 | 1.15 | 7.7555 | 2.5852
NE_2_MISO_W | NE | MISO_W | 2030 | B20 | 935 | 935 | 1600 | 1600 | 1599.99 | 1599.98 | 2834.64 | 13609.2 | 22.4343 | 7.7511 | 2.5877 | 4.9205 | 7.7555 | 2.5852
NE_2_MISO_W | NE | MISO_W | 2035 | B01 | 10 | 10 | 1600 | 123.78 | 1599.85 | 1599.64 | 1.37 | 2.23 | 0 | 34.9097 | 11.1222 | 0 | 39.396 | 13.132
NE_2_MISO_W | NE | MISO_W | 2035 | B02 | 25 | 25 | 1600 | 1599.38 | 1599.92 | 1599.8 | 0.2 | 0.46 | 0.02374 | 24.9389 | 7.5137 | 9.3465e-05 | 39.396 | 13.132
NE_2_MISO_W | NE | MISO_W | 2035 | B03 | 75 | 75 | 1600 | 322.61 | 313.24 | 1292.55 | 0.02 | 0.05 | 0 | 0 | 0 | 0 | 39.396 | 13.132
NE_2_MISO_W | NE | MISO_W | 2035 | B04 | 100 | 100 | 1600 | 367.17 | 927.5 | 1152.81 | 0.02 | 0.04 | 0 | 0 | 0 | 0 | 39.396 | 13.132
NE_2_MISO_W | NE | MISO_W | 2035 | B05 | 200 | 200 | 1600 | 785.99 | 578.66 | 34.99 | 0.01 | 0.02 | 0 | 0 | 0 | 0 | 39.396 | 13.132
NE_2_MISO_W | NE | MISO_W | 2035 | B06 | 300 | 300 | 1600 | 236.54 | 0.06 | 0.04 | 0.01 | 0.01 | 0 | 0 | 0 | 0 | 39.396 | 13.132
NE_2_MISO_W | NE | MISO_W | 2035 | B07 | 400 | 0 | 1600 | 0 | 0.02 | 0.02 | 0 | 0.01 | 0 | 0 | 0 | 0 | 39.396 | 13.132
NE_2_MISO_W | NE | MISO_W | 2035 | B08 | 500 | 0 | 1600 | 93.4 | 1599.98 | 1599.97 | 0 | 0.01 | 0 | 7.0033 | 2.9794 | 0 | 39.396 | 13.132
NE_2_MISO_W | NE | MISO_W | 2035 | B09 | 800 | 800 | 1600 | 0 | 1600 | 1599.98 | 0.01 | 0.01 | 0 | 30.5415 | 3.2405 | 0 | 39.396 | 13.132
NE_2_MISO_W | NE | MISO_W | 2035 | B10 | 1262 | 1262 | 1600 | 1600 | 1600 | 1600 | 0.04 | 0.08 | 7.0033 | 37.4499 | 12.6297 | 1.3918 | 39.396 | 13.132
NE_2_MISO_W | NE | MISO_W | 2035 | B11 | 25 | 25 | 1600 | 678.1 | 1599.9 | 1599.68 | 0.16 | 0.26 | 0 | 21.7933 | 4.3088 | 0 | 39.396 | 13.132
NE_2_MISO_W | NE | MISO_W | 2035 | B12 | 200 | 200 | 1600 | 1599.85 | 1599.99 | 1599.98 | 442.35 | 0.3 | 0.01187 | 39.3965 | 11.8344 | 0.00037386 | 39.396 | 13.132
NE_2_MISO_W | NE | MISO_W | 2035 | B13 | 600 | 600 | 1600 | 1600 | 1600 | 1599.99 | 1979.94 | 0.17 | 36.5596 | 39.3965 | 12.6297 | 3.4545 | 39.396 | 13.132
NE_2_MISO_W | NE | MISO_W | 2035 | B14 | 900 | 900 | 1600 | 1600 | 1600 | 1600 | 2157.98 | 1470.47 | 71.5998 | 39.3965 | 13.1282 | 10.148 | 39.396 | 13.132
NE_2_MISO_W | NE | MISO_W | 2035 | B15 | 1203 | 1203 | 1600 | 1600 | 1600 | 1600 | 3756.32 | 3189.59 | 57.5932 | 39.3965 | 13.1282 | 10.911 | 39.396 | 13.132
NE_2_MISO_W | NE | MISO_W | 2035 | B16 | 25 | 25 | 1600 | 1600 | 1599.95 | 1599.87 | 5403.27 | 3.43 | 92.04 | 39.3965 | 12.6534 | 0.36236 | 39.396 | 13.132
NE_2_MISO_W | NE | MISO_W | 2035 | B17 | 100 | 100 | 1600 | 1600 | 1599.99 | 1599.97 | 4341.48 | 1.15 | 92.04 | 39.3965 | 12.6534 | 1.4494 | 39.396 | 13.132
NE_2_MISO_W | NE | MISO_W | 2035 | B18 | 400 | 400 | 1600 | 1600 | 1600 | 1599.99 | 3351.99 | 0.25 | 7.0033 | 39.3965 | 12.6297 | 0.44115 | 39.396 | 13.132
NE_2_MISO_W | NE | MISO_W | 2035 | B19 | 700 | 700 | 1600 | 1600 | 1600 | 1599.99 | 2732.64 | 0.43 | 98.1412 | 39.3965 | 12.6534 | 10.8187 | 39.396 | 13.132
NE_2_MISO_W | NE | MISO_W | 2035 | B20 | 935 | 935 | 1600 | 1600 | 1600 | 1600 | 3855.53 | 1714.59 | 92.0281 | 39.3965 | 13.1282 | 13.5506 | 39.396 | 13.132
NE_2_MISO_W | NE | MISO_W | 2040 | B01 | 10 | 10 | 1600 | 194.43 | 1599.73 | 1599.42 | 0.36 | 0.82 | 0 | 25.3068 | 8.4396 | 0 | 48.7153 | 16.2384
NE_2_MISO_W | NE | MISO_W | 2040 | B02 | 25 | 25 | 1600 | 1598.67 | 1599.91 | 1599.83 | 0.19 | 0.65 | 0.01187 | 31.8353 | 12.511 | 4.6732e-05 | 48.7153 | 16.2384
NE_2_MISO_W | NE | MISO_W | 2040 | B03 | 75 | 75 | 1600 | 248.15 | 1582.99 | 720.05 | 0.02 | 0.05 | 0 | 0.03561 | 0 | 0 | 48.7153 | 16.2384
NE_2_MISO_W | NE | MISO_W | 2040 | B04 | 100 | 100 | 1600 | 430.96 | 464.67 | 0.1 | 0.02 | 0.03 | 0 | 0 | 0 | 0 | 48.7153 | 16.2384
NE_2_MISO_W | NE | MISO_W | 2040 | B05 | 200 | 200 | 1600 | 784.26 | 0.33 | 0.05 | 0.01 | 0.01 | 0 | 0 | 0 | 0 | 48.7153 | 16.2384
NE_2_MISO_W | NE | MISO_W | 2040 | B06 | 300 | 300 | 1600 | 21.01 | 0.08 | 0.02 | 0.01 | 0.01 | 0 | 0 | 0 | 0 | 48.7153 | 16.2384
NE_2_MISO_W | NE | MISO_W | 2040 | B07 | 400 | 0 | 1600 | 0 | 0.02 | 0.03 | 0 | 0.01 | 0 | 0 | 0 | 0 | 48.7153 | 16.2384
NE_2_MISO_W | NE | MISO_W | 2040 | B08 | 500 | 500 | 1600 | 310.51 | 1599.99 | 1599.98 | 0.01 | 0.01 | 0 | 36.6427 | 6.7066 | 0 | 48.7153 | 16.2384
NE_2_MISO_W | NE | MISO_W | 2040 | B09 | 800 | 800 | 1600 | 239.21 | 1600 | 1599.99 | 0.01 | 0.02 | 0 | 39.0404 | 11.0984 | 0 | 48.7153 | 16.2384
NE_2_MISO_W | NE | MISO_W | 2040 | B10 | 1262 | 1262 | 1600 | 1600 | 1600 | 1600 | 0.07 | 1514.69 | 25.2594 | 47.6699 | 16.2382 | 5.02 | 48.7153 | 16.2384
NE_2_MISO_W | NE | MISO_W | 2040 | B11 | 25 | 25 | 1600 | 86.71 | 1599.85 | 1599.69 | 0.12 | 0.27 | 0 | 18.0068 | 6.7184 | 0 | 48.7153 | 16.2384
NE_2_MISO_W | NE | MISO_W | 2040 | B12 | 200 | 200 | 1600 | 1600 | 1599.99 | 1599.98 | 0.35 | 3.17 | 35.1115 | 47.6699 | 16.1551 | 1.1059 | 48.7153 | 16.2384
NE_2_MISO_W | NE | MISO_W | 2040 | B13 | 600 | 600 | 1600 | 1600 | 1600 | 1599.99 | 0.15 | 1954.86 | 124.1483 | 47.6818 | 16.2382 | 11.7306 | 48.7153 | 16.2384
NE_2_MISO_W | NE | MISO_W | 2040 | B14 | 900 | 900 | 1600 | 1600 | 1600 | 1600 | 488.17 | 3441.41 | 74.4843 | 48.7145 | 16.2382 | 10.5568 | 48.7153 | 16.2384
NE_2_MISO_W | NE | MISO_W | 2040 | B15 | 1203 | 1203 | 1600 | 1600 | 1600 | 1600 | 0.07 | 2013.86 | 60.4777 | 47.6581 | 16.2382 | 11.4574 | 48.7153 | 16.2384
NE_2_MISO_W | NE | MISO_W | 2040 | B16 | 25 | 25 | 1600 | 1600 | 1599.94 | 1599.87 | 3781.83 | 22.18 | 67.7065 | 48.7145 | 16.1551 | 0.26656 | 48.7153 | 16.2384
NE_2_MISO_W | NE | MISO_W | 2040 | B17 | 100 | 100 | 1600 | 1600 | 1599.99 | 1599.97 | 2141.73 | 1138.66 | 67.7065 | 48.7145 | 16.2382 | 1.0662 | 48.7153 | 16.2384
NE_2_MISO_W | NE | MISO_W | 2040 | B18 | 400 | 400 | 1600 | 1600 | 1600 | 1599.99 | 1132.37 | 1848.45 | 36.1679 | 48.7145 | 16.2382 | 2.2783 | 48.7153 | 16.2384
NE_2_MISO_W | NE | MISO_W | 2040 | B19 | 700 | 700 | 1600 | 1600 | 1600 | 1599.99 | 546.48 | 3664.5 | 113.9995 | 48.7145 | 16.2382 | 12.5669 | 48.7153 | 16.2384
NE_2_MISO_W | NE | MISO_W | 2040 | B20 | 935 | 935 | 1600 | 1600 | 1600 | 1600 | 0.1 | 4003.93 | 60.4777 | 47.6581 | 16.2382 | 8.905 | 48.7153 | 16.2384
NE_2_MISO_W | NE | MISO_W | 2045 | B01 | 10 | 10 | 1600 | 136.71 | 1599.18 | 1599.06 | 0.44 | 1.48 | 0 | 10.3269 | 6.9914 | 0 | 35.4174 | 11.8058
NE_2_MISO_W | NE | MISO_W | 2045 | B02 | 25 | 25 | 1600 | 1598.26 | 1599.88 | 1599.77 | 71.82 | 1759.37 | 0.01187 | 35.3489 | 11.8106 | 4.6732e-05 | 35.4174 | 11.8058
NE_2_MISO_W | NE | MISO_W | 2045 | B03 | 75 | 75 | 1600 | 122.49 | 78.62 | 0.37 | 0.04 | 0.08 | 0 | 0 | 0 | 0 | 35.4174 | 11.8058
NE_2_MISO_W | NE | MISO_W | 2045 | B04 | 100 | 100 | 1600 | 41.87 | 0.15 | 0.18 | 0.03 | 0.05 | 0 | 0 | 0 | 0 | 35.4174 | 11.8058
NE_2_MISO_W | NE | MISO_W | 2045 | B05 | 200 | 200 | 1600 | 0.19 | 0.46 | 0.05 | 0.02 | 0.02 | 0 | 0 | 0 | 0 | 35.4174 | 11.8058
NE_2_MISO_W | NE | MISO_W | 2045 | B06 | 300 | 300 | 1600 | 0 | 0.04 | 0.03 | 0.01 | 0.01 | 0 | 0 | 0 | 0 | 35.4174 | 11.8058
NE_2_MISO_W | NE | MISO_W | 2045 | B07 | 400 | 400 | 1600 | 0 | 0.04 | 0.06 | 0.01 | 0.01 | 0 | 0 | 0 | 0 | 35.4174 | 11.8058
NE_2_MISO_W | NE | MISO_W | 2045 | B08 | 500 | 500 | 1600 | 499.39 | 1599.99 | 1599.98 | 0.01 | 0.04 | 0 | 20.6657 | 6.6709 | 0 | 35.4174 | 11.8058
NE_2_MISO_W | NE | MISO_W | 2045 | B09 | 800 | 800 | 1600 | 522.75 | 1600 | 1599.99 | 0.02 | 2011.95 | 0 | 28.4405 | 11.8106 | 0 | 35.4174 | 11.8058
NE_2_MISO_W | NE | MISO_W | 2045 | B10 | 1262 | 1262 | 1600 | 1600 | 1600 | 1599.99 | 1566.44 | 3464.07 | 39.0286 | 35.4201 | 11.8106 | 7.7565 | 35.4174 | 11.8058
NE_2_MISO_W | NE | MISO_W | 2045 | B11 | 25 | 25 | 1600 | 660.75 | 1599.82 | 1599.7 | 0.27 | 1.06 | 0 | 20.6538 | 8.7838 | 0 | 35.4174 | 11.8058
NE_2_MISO_W | NE | MISO_W | 2045 | B12 | 200 | 200 | 1600 | 1600 | 1599.99 | 1599.97 | 1921.06 | 3688.88 | 67.5759 | 35.4201 | 11.8106 | 2.1284 | 35.4174 | 11.8058
NE_2_MISO_W | NE | MISO_W | 2045 | B13 | 600 | 600 | 1600 | 1600 | 1600 | 1599.99 | 1743.31 | 4346.79 | 66.9349 | 35.4201 | 11.8106 | 6.3246 | 35.4174 | 11.8058
NE_2_MISO_W | NE | MISO_W | 2045 | B14 | 900 | 900 | 1600 | 1600 | 1600 | 1599.99 | 2434.81 | 4516.35 | 37.3312 | 35.4201 | 11.8106 | 5.291 | 35.4174 | 11.8058
NE_2_MISO_W | NE | MISO_W | 2045 | B15 | 1203 | 1203 | 1600 | 1600 | 1600 | 1599.99 | 3569.3 | 5797.04 | 37.3074 | 35.4201 | 11.8106 | 7.0678 | 35.4174 | 11.8058
NE_2_MISO_W | NE | MISO_W | 2045 | B16 | 25 | 25 | 1600 | 1600 | 1599.9 | 1599.77 | 6301.41 | 9171.57 | 37.3193 | 35.4201 | 11.8106 | 0.14693 | 35.4174 | 11.8058
NE_2_MISO_W | NE | MISO_W | 2045 | B17 | 100 | 100 | 1600 | 1600 | 1599.97 | 1599.94 | 4368.74 | 6962.22 | 62.8279 | 35.4201 | 11.8106 | 0.98942 | 35.4174 | 11.8058
NE_2_MISO_W | NE | MISO_W | 2045 | B18 | 400 | 400 | 1600 | 1600 | 1599.99 | 1599.98 | 3078.19 | 6048.31 | 66.9231 | 35.4201 | 11.8106 | 4.2156 | 35.4174 | 11.8058
NE_2_MISO_W | NE | MISO_W | 2045 | B19 | 700 | 700 | 1600 | 1600 | 1600 | 1599.99 | 2470.09 | 4984.72 | 70.8283 | 35.4201 | 11.8106 | 7.8078 | 35.4174 | 11.8058
NE_2_MISO_W | NE | MISO_W | 2045 | B20 | 935 | 935 | 1600 | 1600 | 1600 | 1599.99 | 3621.25 | 5972.15 | 37.3193 | 35.4201 | 11.8106 | 5.495 | 35.4174 | 11.8058
NE_2_MISO_W | NE | MISO_W | 2050 | B01 | 10 | 10 | 1600 | 284.35 | 1599.71 | 1599.56 | 0.55 | 7.43 | 0 | 13.2825 | 7.0033 | 0 | 21.8405 | 7.2802
NE_2_MISO_W | NE | MISO_W | 2050 | B02 | 25 | 25 | 1600 | 1600 | 1599.88 | 1599.83 | 0.22 | 1859.42 | 14.3864 | 12.7484 | 7.2763 | 0.046861 | 21.8405 | 7.2802
NE_2_MISO_W | NE | MISO_W | 2050 | B03 | 75 | 75 | 1600 | 1039.13 | 1360.27 | 1599.91 | 0.03 | 0.2 | 0 | 0 | 5.0922 | 0 | 21.8405 | 7.2802
NE_2_MISO_W | NE | MISO_W | 2050 | B04 | 100 | 100 | 1600 | 0 | 0.09 | 0.06 | 0.02 | 0.03 | 0 | 0 | 0 | 0 | 21.8405 | 7.2802
NE_2_MISO_W | NE | MISO_W | 2050 | B05 | 200 | 200 | 1600 | 3.03 | 12.6 | 0.57 | 0.01 | 0.02 | 0 | 0 | 0 | 0 | 21.8405 | 7.2802
NE_2_MISO_W | NE | MISO_W | 2050 | B06 | 300 | 300 | 1600 | 806.8 | 721.91 | 1594.01 | 0.01 | 0.02 | 0 | 0 | 0.01187 | 0 | 21.8405 | 7.2802
NE_2_MISO_W | NE | MISO_W | 2050 | B07 | 400 | 400 | 1600 | 0 | 1599.96 | 1599.98 | 0.02 | 0.04 | 0 | 16.986 | 5.0922 | 0 | 21.8405 | 7.2802
NE_2_MISO_W | NE | MISO_W | 2050 | B08 | 500 | 500 | 1600 | 1600 | 1600 | 1599.99 | 0.05 | 2488.63 | 2.0773 | 20.1671 | 7.2763 | 0.13533 | 21.8405 | 7.2802
NE_2_MISO_W | NE | MISO_W | 2050 | B09 | 800 | 800 | 1600 | 1600 | 1600 | 1599.99 | 0.03 | 4497.56 | 40.9278 | 20.1671 | 7.2763 | 4.2661 | 21.8405 | 7.2802
NE_2_MISO_W | NE | MISO_W | 2050 | B10 | 1262 | 1262 | 1600 | 1600 | 1600 | 1599.99 | 1321.29 | 0.02 | 14.6476 | 21.8408 | 5.1041 | 2.4085 | 21.8405 | 7.2802
NE_2_MISO_W | NE | MISO_W | 2050 | B11 | 25 | 25 | 1600 | 1600 | 1599.92 | 1599.83 | 0.89 | 1887.7 | 66.6975 | 20.1671 | 7.2763 | 0.21726 | 21.8405 | 7.2802
NE_2_MISO_W | NE | MISO_W | 2050 | B12 | 200 | 200 | 1600 | 1600 | 1599.99 | 1599.98 | 731.19 | 5613.3 | 11.2172 | 21.8408 | 7.2763 | 0.2923 | 21.8405 | 7.2802
NE_2_MISO_W | NE | MISO_W | 2050 | B13 | 600 | 600 | 1600 | 1600 | 1600 | 1599.99 | 1460.99 | 5365.95 | 25.5086 | 21.8408 | 7.2763 | 1.9942 | 21.8405 | 7.2802
NE_2_MISO_W | NE | MISO_W | 2050 | B14 | 900 | 900 | 1600 | 1600 | 1600 | 1599.99 | 2170.49 | 3951.55 | 26.5057 | 21.8408 | 7.2763 | 3.1082 | 21.8405 | 7.2802
NE_2_MISO_W | NE | MISO_W | 2050 | B15 | 1203 | 1203 | 1600 | 1600 | 1600 | 1600 | 3342.16 | 636.16 | 26.482 | 21.8408 | 7.2763 | 4.1509 | 21.8405 | 7.2802
NE_2_MISO_W | NE | MISO_W | 2050 | B16 | 25 | 25 | 1600 | 1600 | 1599.93 | 1599.77 | 5281.32 | 0.66 | 41.3907 | 21.8408 | 5.0922 | 0.13482 | 21.8405 | 7.2802
NE_2_MISO_W | NE | MISO_W | 2050 | B17 | 100 | 100 | 1600 | 1600 | 1599.98 | 1599.96 | 3784.09 | 2231.97 | 54.7563 | 21.8408 | 7.2763 | 0.71344 | 21.8405 | 7.2802
NE_2_MISO_W | NE | MISO_W | 2050 | B18 | 400 | 400 | 1600 | 1600 | 1600 | 1599.99 | 2809.2 | 3139.79 | 7.0033 | 21.8408 | 7.2763 | 0.36499 | 21.8405 | 7.2802
NE_2_MISO_W | NE | MISO_W | 2050 | B19 | 700 | 700 | 1600 | 1600 | 1600 | 1599.99 | 2213.29 | 4403.28 | 68.478 | 21.8408 | 7.2763 | 6.2456 | 21.8405 | 7.2802
NE_2_MISO_W | NE | MISO_W | 2050 | B20 | 935 | 935 | 1600 | 1600 | 1600 | 1599.99 | 3396.29 | 0.17 | 41.3907 | 21.8408 | 7.0033 | 5.0424 | 21.8405 | 7.2802
NE_2_SPP_N | NE | SPP_N | 2015 | B01 | 10 | 10 | 1800 | 1799.98 | 1797.26 | 1793.89 | 2.15 | 4.58 | 0.81903 | 0.74781 | 0.17805 | 0.00218 | 1.9345 | 0.64483
NE_2_SPP_N | NE | SPP_N | 2015 | B02 | 25 | 25 | 1800 | 1800 | 1799.29 | 1765.83 | 1.26 | 2.72 | 1.1989 | 1.1989 | 0.02374 | 0.0079776 | 1.9345 | 0.64483
NE_2_SPP_N | NE | SPP_N | 2015 | B03 | 75 | 75 | 1800 | 1800 | 1692.46 | 1564.21 | 0.3 | 0.51 | 1.1989 | 0.02374 | 0 | 0.023933 | 1.9345 | 0.64483
NE_2_SPP_N | NE | SPP_N | 2015 | B04 | 100 | 100 | 1800 | 1707.3 | 1247.11 | 967.78 | 0.17 | 0.36 | 0 | 0 | 0 | 0 | 1.9345 | 0.64483
NE_2_SPP_N | NE | SPP_N | 2015 | B05 | 200 | 200 | 1800 | 1799.99 | 1749.18 | 1763.58 | 0.1 | 0.25 | 0.09496 | 0 | 0 | 0.0050551 | 1.9345 | 0.64483
NE_2_SPP_N | NE | SPP_N | 2015 | B06 | 300 | 300 | 1800 | 1800 | 1799.95 | 1799.9 | 34.02 | 52.01 | 6.9914 | 1.9229 | 0.62911 | 0.55827 | 1.9345 | 0.64483
NE_2_SPP_N | NE | SPP_N | 2015 | B07 | 400 | 400 | 1800 | 1800 | 1799.97 | 1799.93 | 246.09 | 264.13 | 4.3682 | 1.9229 | 0.62911 | 0.46507 | 1.9345 | 0.64483
NE_2_SPP_N | NE | SPP_N | 2015 | B08 | 500 | 500 | 1800 | 1800 | 1799.94 | 1395.1 | 0.08 | 0.07 | 1.0446 | 1.4363 | 0 | 0.13902 | 1.9345 | 0.64483
NE_2_SPP_N | NE | SPP_N | 2015 | B09 | 800 | 800 | 1800 | 1304.61 | 1308.25 | 1305.47 | 0.02 | 0.04 | 0 | 0 | 0 | 0 | 1.9345 | 0.64483
NE_2_SPP_N | NE | SPP_N | 2015 | B10 | 1262 | 1262 | 1800 | 1800 | 1799.99 | 1799.98 | 0.19 | 93.19 | 1.828 | 1.828 | 0.62911 | 0.61403 | 1.9345 | 0.64483
NE_2_SPP_N | NE | SPP_N | 2015 | B11 | 25 | 25 | 1800 | 1800 | 1759.8 | 1729.32 | 0.89 | 2.24 | 6.9914 | 0.02374 | 0.01187 | 0.046523 | 1.9345 | 0.64483
NE_2_SPP_N | NE | SPP_N | 2015 | B12 | 200 | 200 | 1800 | 863.71 | 1338.71 | 589.88 | 0.07 | 0.16 | 0 | 0 | 0 | 0 | 1.9345 | 0.64483
NE_2_SPP_N | NE | SPP_N | 2015 | B13 | 600 | 600 | 1800 | 480.21 | 592.52 | 388.46 | 0.02 | 0.06 | 0 | 0 | 0 | 0 | 1.9345 | 0.64483
NE_2_SPP_N | NE | SPP_N | 2015 | B14 | 900 | 900 | 1800 | 691.01 | 601.15 | 597.51 | 0.02 | 0.04 | 0 | 0 | 0 | 0 | 1.9345 | 0.64483
NE_2_SPP_N | NE | SPP_N | 2015 | B15 | 1203 | 1203 | 1800 | 1078.81 | 987.91 | 986.02 | 0.01 | 0.03 | 0 | 0 | 0 | 0 | 1.9345 | 0.64483
NE_2_SPP_N | NE | SPP_N | 2015 | B16 | 25 | 25 | 1800 | 1800 | 1799.52 | 1464.73 | 526.01 | 1.47 | 4.7955 | 1.9229 | 0 | 0.03191 | 1.9345 | 0.64483
NE_2_SPP_N | NE | SPP_N | 2015 | B17 | 100 | 100 | 1800 | 1323.08 | 1463.29 | 1140.59 | 0.15 | 0.33 | 0 | 0 | 0 | 0 | 1.9345 | 0.64483
NE_2_SPP_N | NE | SPP_N | 2015 | B18 | 400 | 400 | 1800 | 1412.31 | 1544.08 | 1541.08 | 0.04 | 0.09 | 0 | 0 | 0 | 0 | 1.9345 | 0.64483
NE_2_SPP_N | NE | SPP_N | 2015 | B19 | 700 | 700 | 1800 | 1436.11 | 1566.57 | 1564.47 | 0.02 | 0.05 | 0 | 0 | 0 | 0 | 1.9345 | 0.64483
NE_2_SPP_N | NE | SPP_N | 2015 | B20 | 935 | 935 | 1800 | 1800 | 1799.99 | 1799.97 | 129.6 | 210.28 | 2.7538 | 1.9229 | 0.62911 | 0.68534 | 1.9345 | 0.64483
NE_2_SPP_N | NE | SPP_N | 2020 | B01 | 10 | 10 | 1800 | 0.61 | 76.83 | 145.04 | 1.49 | 3.34 | 0 | 0 | 0 | 0 | 2.1498 | 0.7166
NE_2_SPP_N | NE | SPP_N | 2020 | B02 | 25 | 25 | 1800 | 0.58 | 1043.3 | 1789.65 | 0.65 | 1.65 | 0 | 0 | 0.05935 | 0 | 2.1498 | 0.7166
NE_2_SPP_N | NE | SPP_N | 2020 | B03 | 75 | 75 | 1800 | 430.02 | 241.57 | 1799.61 | 0.23 | 1205.78 | 0 | 0 | 0.70033 | 0 | 2.1498 | 0.7166
NE_2_SPP_N | NE | SPP_N | 2020 | B04 | 100 | 100 | 1800 | 261.86 | 587.72 | 1799.7 | 0.17 | 1749.73 | 0 | 0 | 0.70033 | 0 | 2.1498 | 0.7166
NE_2_SPP_N | NE | SPP_N | 2020 | B05 | 200 | 200 | 1800 | 0.07 | 583.37 | 1799.85 | 0.09 | 1732.38 | 0 | 0 | 0.70033 | 0 | 2.1498 | 0.7166
NE_2_SPP_N | NE | SPP_N | 2020 | B06 | 300 | 300 | 1800 | 0.05 | 940.77 | 1799.9 | 0.06 | 719 | 0 | 0 | 0.70033 | 0 | 2.1498 | 0.7166
NE_2_SPP_N | NE | SPP_N | 2020 | B07 | 400 | 400 | 1800 | 990.25 | 1799.96 | 1799.92 | 0.43 | 3307.08 | 0 | 1.9704 | 0.70033 | 0 | 2.1498 | 0.7166
NE_2_SPP_N | NE | SPP_N | 2020 | B08 | 500 | 500 | 1800 | 1800 | 1799.97 | 1799.94 | 1650.88 | 4786.27 | 3.3236 | 2.1366 | 0.70033 | 0.48029 | 2.1498 | 0.7166
NE_2_SPP_N | NE | SPP_N | 2020 | B09 | 800 | 800 | 1800 | 1800 | 1799.98 | 1799.96 | 1125.48 | 4675.76 | 2.0891 | 2.1366 | 0.70033 | 0.48303 | 2.1498 | 0.7166
NE_2_SPP_N | NE | SPP_N | 2020 | B10 | 1262 | 1262 | 1800 | 863.09 | 1799.99 | 1799.97 | 802.36 | 4253.83 | 0 | 2.1366 | 0.70033 | 0 | 2.1498 | 0.7166
NE_2_SPP_N | NE | SPP_N | 2020 | B11 | 25 | 25 | 1800 | 0.26 | 510.75 | 1798.88 | 0.66 | 1494.28 | 0 | 0 | 0.70033 | 0 | 2.1498 | 0.7166
NE_2_SPP_N | NE | SPP_N | 2020 | B12 | 200 | 200 | 1800 | 439.03 | 1799.9 | 1799.82 | 0.27 | 4.81 | 0 | 1.6974 | 0.56976 | 0 | 2.1498 | 0.7166
NE_2_SPP_N | NE | SPP_N | 2020 | B13 | 600 | 600 | 1800 | 1062.8 | 1799.98 | 1799.95 | 568.86 | 1404.99 | 0 | 2.1366 | 0.70033 | 0 | 2.1498 | 0.7166
NE_2_SPP_N | NE | SPP_N | 2020 | B14 | 900 | 900 | 1800 | 1003.73 | 1799.92 | 1799.66 | 0.02 | 0.09 | 0 | 0.49854 | 0.05935 | 0 | 2.1498 | 0.7166
NE_2_SPP_N | NE | SPP_N | 2020 | B15 | 1203 | 1203 | 1800 | 13.96 | 8 | 1799.68 | 0.02 | 0.05 | 0 | 0 | 0.05935 | 0 | 2.1498 | 0.7166
NE_2_SPP_N | NE | SPP_N | 2020 | B16 | 25 | 25 | 1800 | 1800 | 1794.53 | 1789.55 | 0.66 | 1.55 | 5.0329 | 0.17805 | 0.05935 | 0.036365 | 2.1498 | 0.7166
NE_2_SPP_N | NE | SPP_N | 2020 | B17 | 100 | 100 | 1800 | 1800 | 1798.49 | 1797.03 | 0.17 | 0.41 | 2.7895 | 0.17805 | 0.05935 | 0.08062 | 2.1498 | 0.7166
NE_2_SPP_N | NE | SPP_N | 2020 | B18 | 400 | 400 | 1800 | 1800 | 1799.95 | 1799.92 | 0.13 | 726.88 | 2.3265 | 1.3413 | 0.70033 | 0.26896 | 2.1498 | 0.7166
NE_2_SPP_N | NE | SPP_N | 2020 | B19 | 700 | 700 | 1800 | 1800 | 1799.91 | 1799.95 | 0.04 | 1755.92 | 0.28488 | 0.37984 | 0.70033 | 0.057635 | 2.1498 | 0.7166
NE_2_SPP_N | NE | SPP_N | 2020 | B20 | 935 | 935 | 1800 | 1800 | 1513.28 | 1799.62 | 0.02 | 0.09 | 5.4009 | 0 | 0.05935 | 1.4595 | 2.1498 | 0.7166
NE_2_SPP_N | NE | SPP_N | 2025 | B01 | 10 | 10 | 1800 | 0 | 0.78 | 53.82 | 0.56 | 2.93 | 0 | 0 | 0 | 0 | 2.4934 | 0.83112
NE_2_SPP_N | NE | SPP_N | 2025 | B02 | 25 | 25 | 1800 | 1276.21 | 1390.6 | 1798.31 | 0.66 | 5.44 | 0 | 0 | 0.48667 | 0 | 2.4934 | 0.83112
NE_2_SPP_N | NE | SPP_N | 2025 | B03 | 75 | 75 | 1800 | 1708.14 | 1799.5 | 1799.57 | 0.38 | 1705.88 | 0 | 0.86651 | 0.81903 | 0 | 2.4934 | 0.83112
NE_2_SPP_N | NE | SPP_N | 2025 | B04 | 100 | 100 | 1800 | 593.18 | 1769.32 | 1799.68 | 0.18 | 2048.2 | 0 | 0.01187 | 0.81903 | 0 | 2.4934 | 0.83112
NE_2_SPP_N | NE | SPP_N | 2025 | B05 | 200 | 200 | 1800 | 695.63 | 1777.97 | 1799.83 | 0.3 | 2489.05 | 0 | 0.03561 | 0.81903 | 0 | 2.4934 | 0.83112
NE_2_SPP_N | NE | SPP_N | 2025 | B06 | 300 | 300 | 1800 | 1035.1 | 1799.64 | 1799.89 | 0.08 | 2325.28 | 0 | 0.46293 | 0.81903 | 0 | 2.4934 | 0.83112
NE_2_SPP_N | NE | SPP_N | 2025 | B07 | 400 | 400 | 1800 | 733.88 | 1778.48 | 1799.91 | 0.38 | 3384.13 | 0 | 0.01187 | 0.81903 | 0 | 2.4934 | 0.83112
NE_2_SPP_N | NE | SPP_N | 2025 | B08 | 500 | 500 | 1800 | 1800 | 1799.97 | 1799.93 | 2213.59 | 4764.37 | 0.5935 | 2.4808 | 0.81903 | 0.074429 | 2.4934 | 0.83112
NE_2_SPP_N | NE | SPP_N | 2025 | B09 | 800 | 800 | 1800 | 1800 | 1799.98 | 1799.96 | 1636.87 | 4139.1 | 0.22553 | 2.4808 | 0.81903 | 0.045253 | 2.4934 | 0.83112
NE_2_SPP_N | NE | SPP_N | 2025 | B10 | 1262 | 1262 | 1800 | 1800 | 1799.99 | 1799.97 | 822.33 | 4775.16 | 3.6916 | 2.4808 | 0.81903 | 1.1685 | 2.4934 | 0.83112
NE_2_SPP_N | NE | SPP_N | 2025 | B11 | 25 | 25 | 1800 | 17.77 | 1224.57 | 1798.79 | 1.08 | 2493.73 | 0 | 0.01187 | 0.81903 | 0 | 2.4934 | 0.83112
NE_2_SPP_N | NE | SPP_N | 2025 | B12 | 200 | 200 | 1800 | 1800 | 1799.74 | 1799.46 | 0.11 | 0.26 | 1.0683 | 0.7122 | 0.22553 | 0.053589 | 2.4934 | 0.83112
NE_2_SPP_N | NE | SPP_N | 2025 | B13 | 600 | 600 | 1800 | 1277.74 | 1799.91 | 1799.81 | 0.04 | 0.09 | 0 | 0.67659 | 0.22553 | 0 | 2.4934 | 0.83112
NE_2_SPP_N | NE | SPP_N | 2025 | B14 | 900 | 900 | 1800 | 643.13 | 1.82 | 1799.91 | 0.02 | 0.08 | 0 | 0 | 0.4748 | 0 | 2.4934 | 0.83112
NE_2_SPP_N | NE | SPP_N | 2025 | B15 | 1203 | 1203 | 1800 | 0.01 | 1799.97 | 1799.9 | 0.03 | 0.04 | 0 | 1.3532 | 0.22553 | 0 | 2.4934 | 0.83112
NE_2_SPP_N | NE | SPP_N | 2025 | B16 | 25 | 25 | 1800 | 1800 | 1798.44 | 1798.8 | 0.94 | 2376.87 | 12.5703 | 0.72407 | 0.81903 | 0.078821 | 2.4934 | 0.83112
NE_2_SPP_N | NE | SPP_N | 2025 | B17 | 100 | 100 | 1800 | 1800 | 1799.48 | 1798.95 | 0.22 | 0.52 | 6.9914 | 0.7122 | 0.22553 | 0.17536 | 2.4934 | 0.83112
NE_2_SPP_N | NE | SPP_N | 2025 | B18 | 400 | 400 | 1800 | 1800 | 1799.87 | 1799.72 | 0.06 | 0.13 | 8.9619 | 0.7122 | 0.22553 | 0.89911 | 2.4934 | 0.83112
NE_2_SPP_N | NE | SPP_N | 2025 | B19 | 700 | 700 | 1800 | 1800 | 1799.92 | 1799.83 | 0.03 | 0.07 | 4.7243 | 0.58163 | 0.22553 | 0.82944 | 2.4934 | 0.83112
NE_2_SPP_N | NE | SPP_N | 2025 | B20 | 935 | 935 | 1800 | 1192.22 | 1799.97 | 1799.87 | 0.05 | 0.06 | 0 | 1.8042 | 0.22553 | 0 | 2.4934 | 0.83112
NE_2_SPP_N | NE | SPP_N | 2030 | B01 | 10 | 10 | 1800 | 0 | 1.25 | 2.56 | 0.62 | 1.36 | 0 | 0 | 0 | 0 | 5.0056 | 1.6685
NE_2_SPP_N | NE | SPP_N | 2030 | B02 | 25 | 25 | 1800 | 1554.45 | 852.4 | 1799.22 | 0.41 | 2890.1 | 0 | 0 | 1.6618 | 0 | 5.0056 | 1.6685
NE_2_SPP_N | NE | SPP_N | 2030 | B03 | 75 | 75 | 1800 | 1125.67 | 1292.58 | 1799.73 | 0.21 | 1910.83 | 0 | 0 | 1.6618 | 0 | 5.0056 | 1.6685
NE_2_SPP_N | NE | SPP_N | 2030 | B04 | 100 | 100 | 1800 | 727.1 | 1018.74 | 1799.79 | 0.13 | 1615.49 | 0 | 0 | 1.6618 | 0 | 5.0056 | 1.6685
NE_2_SPP_N | NE | SPP_N | 2030 | B05 | 200 | 200 | 1800 | 386.19 | 1360.66 | 1799.89 | 0.07 | 2064.64 | 0 | 0 | 1.6618 | 0 | 5.0056 | 1.6685
NE_2_SPP_N | NE | SPP_N | 2030 | B06 | 300 | 300 | 1800 | 828.87 | 1371.65 | 1799.93 | 0.05 | 1641.41 | 0 | 0 | 1.6618 | 0 | 5.0056 | 1.6685
NE_2_SPP_N | NE | SPP_N | 2030 | B07 | 400 | 400 | 1800 | 1793.19 | 1799.98 | 1799.95 | 481.41 | 3600.66 | 0 | 4.9973 | 1.6618 | 0 | 5.0056 | 1.6685
NE_2_SPP_N | NE | SPP_N | 2030 | B08 | 500 | 500 | 1800 | 1800 | 1799.98 | 1799.96 | 2245.15 | 4606.44 | 2.6945 | 4.9973 | 1.6618 | 0.29371 | 5.0056 | 1.6685
NE_2_SPP_N | NE | SPP_N | 2030 | B09 | 800 | 800 | 1800 | 1800 | 1427.92 | 1799.97 | 0.06 | 4598.05 | 6.9914 | 0 | 1.6618 | 1.2193 | 5.0056 | 1.6685
NE_2_SPP_N | NE | SPP_N | 2030 | B10 | 1262 | 1262 | 1800 | 1800 | 1799.99 | 1799.98 | 47.49 | 4037.6 | 4.4038 | 4.9973 | 1.6618 | 1.2116 | 5.0056 | 1.6685
NE_2_SPP_N | NE | SPP_N | 2030 | B11 | 25 | 25 | 1800 | 1384.04 | 800.71 | 1799.22 | 0.42 | 1252.49 | 0 | 0 | 1.6618 | 0 | 5.0056 | 1.6685
NE_2_SPP_N | NE | SPP_N | 2030 | B12 | 200 | 200 | 1800 | 1800 | 1799.47 | 1798.47 | 0.07 | 0.17 | 7.0745 | 0.28488 | 0.75968 | 0.30846 | 5.0056 | 1.6685
NE_2_SPP_N | NE | SPP_N | 2030 | B13 | 600 | 600 | 1800 | 1800 | 1799.73 | 1799.91 | 0.03 | 2373.1 | 7.122 | 2.2316 | 1.6618 | 0.93159 | 5.0056 | 1.6685
NE_2_SPP_N | NE | SPP_N | 2030 | B14 | 900 | 900 | 1800 | 0 | 0.08 | 1799.94 | 0.01 | 1560.59 | 0 | 0 | 1.6618 | 0 | 5.0056 | 1.6685
NE_2_SPP_N | NE | SPP_N | 2030 | B15 | 1203 | 1203 | 1800 | 0 | 0.03 | 0.03 | 0.01 | 0.01 | 0 | 0 | 0 | 0 | 5.0056 | 1.6685
NE_2_SPP_N | NE | SPP_N | 2030 | B16 | 25 | 25 | 1800 | 1800 | 1799.22 | 1799.22 | 0.7 | 1706.29 | 16.345 | 2.3503 | 1.6618 | 0.089083 | 5.0056 | 1.6685
NE_2_SPP_N | NE | SPP_N | 2030 | B17 | 100 | 100 | 1800 | 1800 | 0.44 | 1799.79 | 0.09 | 3616.49 | 13.8167 | 0 | 1.6618 | 0.30121 | 5.0056 | 1.6685
NE_2_SPP_N | NE | SPP_N | 2030 | B18 | 400 | 400 | 1800 | 1800 | 1799.93 | 1799.94 | 0.08 | 3906.48 | 14.339 | 3.6441 | 1.6618 | 1.2504 | 5.0056 | 1.6685
NE_2_SPP_N | NE | SPP_N | 2030 | B19 | 700 | 700 | 1800 | 1800 | 347.47 | 1799.94 | 0.02 | 0.66 | 7.0033 | 0 | 1.6143 | 1.0687 | 5.0056 | 1.6685
NE_2_SPP_N | NE | SPP_N | 2030 | B20 | 935 | 935 | 1800 | 0 | 0.03 | 0.04 | 0.01 | 0.02 | 0 | 0 | 0 | 0 | 5.0056 | 1.6685
NE_2_SPP_N | NE | SPP_N | 2035 | B01 | 10 | 10 | 1800 | 0 | 0.9 | 1.94 | 0.69 | 1.58 | 0 | 0 | 0 | 0 | 3.7585 | 1.2528
NE_2_SPP_N | NE | SPP_N | 2035 | B02 | 25 | 25 | 1800 | 152.91 | 0.41 | 1521.53 | 0.31 | 2.78 | 0 | 0 | 0.01187 | 0 | 3.7585 | 1.2528
NE_2_SPP_N | NE | SPP_N | 2035 | B03 | 75 | 75 | 1800 | 401.89 | 1432.85 | 1799.23 | 0.27 | 1.81 | 0 | 0 | 0.5935 | 0 | 3.7585 | 1.2528
NE_2_SPP_N | NE | SPP_N | 2035 | B04 | 100 | 100 | 1800 | 0.12 | 10.53 | 560.45 | 0.14 | 0.41 | 0 | 0 | 0 | 0 | 3.7585 | 1.2528
NE_2_SPP_N | NE | SPP_N | 2035 | B05 | 200 | 200 | 1800 | 0 | 71.41 | 1798.82 | 0.1 | 0.24 | 0 | 0 | 0.21366 | 0 | 3.7585 | 1.2528
NE_2_SPP_N | NE | SPP_N | 2035 | B06 | 300 | 300 | 1800 | 0.1 | 803.25 | 1799.88 | 0.07 | 623.69 | 0 | 0 | 1.2464 | 0 | 3.7585 | 1.2528
NE_2_SPP_N | NE | SPP_N | 2035 | B07 | 400 | 400 | 1800 | 1690.96 | 1799.96 | 1799.91 | 990.09 | 3072.46 | 0 | 3.7509 | 1.2464 | 0 | 3.7585 | 1.2528
NE_2_SPP_N | NE | SPP_N | 2035 | B08 | 500 | 500 | 1800 | 1800 | 236.53 | 1799.93 | 0.04 | 1970.51 | 7.9766 | 0 | 1.2464 | 2.3121 | 3.7585 | 1.2528
NE_2_SPP_N | NE | SPP_N | 2035 | B09 | 800 | 800 | 1800 | 1800 | 2.6 | 1799.95 | 0.03 | 1432.38 | 2.006 | 0 | 1.2464 | 0.93033 | 3.7585 | 1.2528
NE_2_SPP_N | NE | SPP_N | 2035 | B10 | 1262 | 1262 | 1800 | 999.16 | 1461.51 | 1799.97 | 0.02 | 1555.61 | 0 | 0 | 1.2464 | 0 | 3.7585 | 1.2528
NE_2_SPP_N | NE | SPP_N | 2035 | B11 | 25 | 25 | 1800 | 564.65 | 0.39 | 1698.16 | 0.29 | 3.3 | 0 | 0 | 0.02374 | 0 | 3.7585 | 1.2528
NE_2_SPP_N | NE | SPP_N | 2035 | B12 | 200 | 200 | 1800 | 1259.19 | 194.75 | 1799.82 | 0.09 | 1777.02 | 0 | 0 | 1.2464 | 0 | 3.7585 | 1.2528
NE_2_SPP_N | NE | SPP_N | 2035 | B13 | 600 | 600 | 1800 | 747.22 | 0.06 | 1799.94 | 0.02 | 2702.81 | 0 | 0 | 1.2464 | 0 | 3.7585 | 1.2528
NE_2_SPP_N | NE | SPP_N | 2035 | B14 | 900 | 900 | 1800 | 0.03 | 170.06 | 1799.96 | 0.02 | 1268.58 | 0 | 0 | 1.2464 | 0 | 3.7585 | 1.2528
NE_2_SPP_N | NE | SPP_N | 2035 | B15 | 1203 | 1203 | 1800 | 0.03 | 0.03 | 1799.97 | 0.01 | 673.47 | 0 | 0 | 1.2464 | 0 | 3.7585 | 1.2528
NE_2_SPP_N | NE | SPP_N | 2035 | B16 | 25 | 25 | 1800 | 1800 | 50.39 | 1798.73 | 0.74 | 8377.81 | 10.1963 | 0 | 1.2464 | 0.14777 | 3.7585 | 1.2528
NE_2_SPP_N | NE | SPP_N | 2035 | B17 | 100 | 100 | 1800 | 1600.71 | 0.35 | 1799.65 | 0.13 | 5276.78 | 0 | 0 | 1.2464 | 0 | 3.7585 | 1.2528
NE_2_SPP_N | NE | SPP_N | 2035 | B18 | 400 | 400 | 1800 | 1800 | 0.1 | 1799.91 | 0.04 | 4775.64 | 6.9914 | 0 | 1.2464 | 1.6212 | 3.7585 | 1.2528
NE_2_SPP_N | NE | SPP_N | 2035 | B19 | 700 | 700 | 1800 | 687.24 | 0.12 | 1799.95 | 0.02 | 3203.87 | 0 | 0 | 1.2464 | 0 | 3.7585 | 1.2528
NE_2_SPP_N | NE | SPP_N | 2035 | B20 | 935 | 935 | 1800 | 0.03 | 0.04 | 1799.96 | 0.02 | 2344.89 | 0 | 0 | 1.2464 | 0 | 3.7585 | 1.2528
NE_2_SPP_N | NE | SPP_N | 2040 | B01 | 10 | 10 | 1800 | 0 | 0.34 | 0.75 | 0.37 | 0.87 | 0 | 0 | 0 | 0 | 2.0031 | 0.66769
NE_2_SPP_N | NE | SPP_N | 2040 | B02 | 25 | 25 | 1800 | 479.56 | 0.34 | 1543.65 | 0.32 | 5.46 | 0 | 0 | 0.01187 | 0 | 2.0031 | 0.66769
NE_2_SPP_N | NE | SPP_N | 2040 | B03 | 75 | 75 | 1800 | 520.61 | 115.91 | 1798.91 | 0.52 | 463.26 | 0 | 0 | 0.65285 | 0 | 2.0031 | 0.66769
NE_2_SPP_N | NE | SPP_N | 2040 | B04 | 100 | 100 | 1800 | 0 | 5.68 | 1785.35 | 0.3 | 2.22 | 0 | 0 | 0.03561 | 0 | 2.0031 | 0.66769
NE_2_SPP_N | NE | SPP_N | 2040 | B05 | 200 | 200 | 1800 | 0 | 270.35 | 1799.57 | 0.2 | 182.44 | 0 | 0 | 0.65285 | 0 | 2.0031 | 0.66769
NE_2_SPP_N | NE | SPP_N | 2040 | B06 | 300 | 300 | 1800 | 0.11 | 735.39 | 1799.71 | 0.15 | 945.12 | 0 | 0 | 0.65285 | 0 | 2.0031 | 0.66769
NE_2_SPP_N | NE | SPP_N | 2040 | B07 | 400 | 400 | 1800 | 1243.29 | 1799.9 | 1799.78 | 895.59 | 3028.8 | 0 | 1.9942 | 0.65285 | 0 | 2.0031 | 0.66769
NE_2_SPP_N | NE | SPP_N | 2040 | B08 | 500 | 500 | 1800 | 1800 | 3.96 | 1799.83 | 0.08 | 1917.33 | 2.6707 | 0 | 0.65285 | 1.0272 | 2.0031 | 0.66769
NE_2_SPP_N | NE | SPP_N | 2040 | B09 | 800 | 800 | 1800 | 1800 | 2.86 | 1799.88 | 0.05 | 3.24 | 2.6707 | 0 | 0.56976 | 1.6435 | 2.0031 | 0.66769
NE_2_SPP_N | NE | SPP_N | 2040 | B10 | 1262 | 1262 | 1800 | 93.52 | 609.85 | 1799.88 | 0.04 | 0.23 | 0 | 0 | 0.34423 | 0 | 2.0031 | 0.66769
NE_2_SPP_N | NE | SPP_N | 2040 | B11 | 25 | 25 | 1800 | 1515.16 | 0.15 | 1796.83 | 0.16 | 456.27 | 0 | 0 | 0.65285 | 0 | 2.0031 | 0.66769
NE_2_SPP_N | NE | SPP_N | 2040 | B12 | 200 | 200 | 1800 | 557.6 | 595.56 | 1799.58 | 0.19 | 2927.65 | 0 | 0 | 0.65285 | 0 | 2.0031 | 0.66769
NE_2_SPP_N | NE | SPP_N | 2040 | B13 | 600 | 600 | 1800 | 210.66 | 1612.4 | 1799.85 | 0.07 | 2432.9 | 0 | 0 | 0.65285 | 0 | 2.0031 | 0.66769
NE_2_SPP_N | NE | SPP_N | 2040 | B14 | 900 | 900 | 1800 | 0.04 | 1799.91 | 1799.83 | 0.09 | 0.29 | 0 | 1.0446 | 0.34423 | 0 | 2.0031 | 0.66769
NE_2_SPP_N | NE | SPP_N | 2040 | B15 | 1203 | 1203 | 1800 | 0.03 | 4.43 | 1799.86 | 0.04 | 0.16 | 0 | 0 | 0.34423 | 0 | 2.0031 | 0.66769
NE_2_SPP_N | NE | SPP_N | 2040 | B16 | 25 | 25 | 1800 | 1441.57 | 1798.41 | 1797.1 | 9.79 | 8373.19 | 0 | 1.7211 | 0.65285 | 0 | 2.0031 | 0.66769
NE_2_SPP_N | NE | SPP_N | 2040 | B17 | 100 | 100 | 1800 | 197.84 | 1799.3 | 1799.2 | 0.8 | 5967.36 | 0 | 1.0446 | 0.65285 | 0 | 2.0031 | 0.66769
NE_2_SPP_N | NE | SPP_N | 2040 | B18 | 400 | 400 | 1800 | 1479.5 | 1799.81 | 1799.78 | 0.21 | 4291.13 | 0 | 1.0446 | 0.65285 | 0 | 2.0031 | 0.66769
NE_2_SPP_N | NE | SPP_N | 2040 | B19 | 700 | 700 | 1800 | 220.87 | 1799.88 | 1799.87 | 0.12 | 349.25 | 0 | 1.0446 | 0.65285 | 0 | 2.0031 | 0.66769
NE_2_SPP_N | NE | SPP_N | 2040 | B20 | 935 | 935 | 1800 | 0.04 | 7.77 | 1799.83 | 0.05 | 0.24 | 0 | 0 | 0.34423 | 0 | 2.0031 | 0.66769
NE_2_SPP_N | NE | SPP_N | 2045 | B01 | 10 | 10 | 1800 | 0 | 0.37 | 1.22 | 0.41 | 1.31 | 0 | 0.01187 | 0 | 0 | 2.1455 | 0.71517
NE_2_SPP_N | NE | SPP_N | 2045 | B02 | 25 | 25 | 1800 | 248.13 | 3.58 | 22.31 | 0.97 | 3.42 | 0 | 0 | 0 | 0 | 2.1455 | 0.71517
NE_2_SPP_N | NE | SPP_N | 2045 | B03 | 75 | 75 | 1800 | 473.08 | 1409.14 | 1798.72 | 0.65 | 1691.51 | 0 | 0 | 0.70033 | 0 | 2.1455 | 0.71517
NE_2_SPP_N | NE | SPP_N | 2045 | B04 | 100 | 100 | 1800 | 0 | 69.19 | 1798.98 | 0.43 | 416.81 | 0 | 0 | 0.70033 | 0 | 2.1455 | 0.71517
NE_2_SPP_N | NE | SPP_N | 2045 | B05 | 200 | 200 | 1800 | 0.1 | 235.83 | 1799.5 | 0.24 | 1330.45 | 0 | 0 | 0.70033 | 0 | 2.1455 | 0.71517
NE_2_SPP_N | NE | SPP_N | 2045 | B06 | 300 | 300 | 1800 | 14.22 | 1440.49 | 1799.66 | 0.22 | 2115.93 | 0 | 0 | 0.70033 | 0 | 2.1455 | 0.71517
NE_2_SPP_N | NE | SPP_N | 2045 | B07 | 400 | 400 | 1800 | 1651.74 | 1799.88 | 1799.74 | 737.81 | 2213.86 | 0 | 2.1366 | 0.70033 | 0 | 2.1455 | 0.71517
NE_2_SPP_N | NE | SPP_N | 2045 | B08 | 500 | 500 | 1800 | 1800 | 0.03 | 1799.79 | 0.03 | 1684.68 | 2.8607 | 0 | 0.70033 | 2.8607 | 2.1455 | 0.71517
NE_2_SPP_N | NE | SPP_N | 2045 | B09 | 800 | 800 | 1800 | 1548.87 | 0.03 | 0.54 | 0.02 | 0.13 | 0 | 0 | 0 | 0 | 2.1455 | 0.71517
NE_2_SPP_N | NE | SPP_N | 2045 | B10 | 1262 | 1262 | 1800 | 0.02 | 0.1 | 0.31 | 0.03 | 0.07 | 0 | 0 | 0 | 0 | 2.1455 | 0.71517
NE_2_SPP_N | NE | SPP_N | 2045 | B11 | 25 | 25 | 1800 | 728.91 | 0.47 | 1796.17 | 0.41 | 294.25 | 0 | 0 | 0.70033 | 0 | 2.1455 | 0.71517
NE_2_SPP_N | NE | SPP_N | 2045 | B12 | 200 | 200 | 1800 | 0 | 0.56 | 1.75 | 0.17 | 0.42 | 0 | 0 | 0 | 0 | 2.1455 | 0.71517
NE_2_SPP_N | NE | SPP_N | 2045 | B13 | 600 | 600 | 1800 | 0.07 | 0.2 | 0.63 | 0.06 | 0.15 | 0 | 0 | 0 | 0 | 2.1455 | 0.71517
NE_2_SPP_N | NE | SPP_N | 2045 | B14 | 900 | 900 | 1800 | 0.05 | 0.14 | 0.29 | 0.04 | 0.09 | 0 | 0 | 0 | 0 | 2.1455 | 0.71517
NE_2_SPP_N | NE | SPP_N | 2045 | B15 | 1203 | 1203 | 1800 | 0.04 | 0.1 | 0.33 | 0.03 | 0.07 | 0 | 0 | 0 | 0 | 2.1455 | 0.71517
NE_2_SPP_N | NE | SPP_N | 2045 | B16 | 25 | 25 | 1800 | 2.15 | 4.15 | 11.89 | 1.47 | 3.56 | 0 | 0 | 0 | 0 | 2.1455 | 0.71517
NE_2_SPP_N | NE | SPP_N | 2045 | B17 | 100 | 100 | 1800 | 0.49 | 1.12 | 3.37 | 0.35 | 0.86 | 0 | 0 | 0 | 0 | 2.1455 | 0.71517
NE_2_SPP_N | NE | SPP_N | 2045 | B18 | 400 | 400 | 1800 | 1121.74 | 0.3 | 0.93 | 0.09 | 0.22 | 0 | 0 | 0 | 0 | 2.1455 | 0.71517
NE_2_SPP_N | NE | SPP_N | 2045 | B19 | 700 | 700 | 1800 | 0.07 | 0.17 | 0.55 | 0.05 | 0.13 | 0 | 0 | 0 | 0 | 2.1455 | 0.71517
NE_2_SPP_N | NE | SPP_N | 2045 | B20 | 935 | 935 | 1800 | 0.05 | 0.13 | 0.42 | 0.04 | 0.1 | 0 | 0 | 0 | 0 | 2.1455 | 0.71517
NE_2_SPP_N | NE | SPP_N | 2050 | B01 | 10 | 10 | 1800 | 0 | 0.45 | 4.08 | 0.54 | 4.47 | 0 | 0 | 0 | 0 | 0 | 0
NE_2_SPP_N | NE | SPP_N | 2050 | B02 | 25 | 25 | 1800 | 0 | 0.2 | 1087.38 | 0.24 | 1128.11 | 0 | 0 | 0 | 0 | 0 | 0
NE_2_SPP_N | NE | SPP_N | 2050 | B03 | 75 | 75 | 1800 | 0 | 0.1 | 1520.1 | 0.13 | 747.57 | 0 | 0 | 0 | 0 | 0 | 0
NE_2_SPP_N | NE | SPP_N | 2050 | B04 | 100 | 100 | 1800 | 0 | 0.16 | 1634.69 | 0.18 | 2838.69 | 0 | 0 | 0 | 0 | 0 | 0
NE_2_SPP_N | NE | SPP_N | 2050 | B05 | 200 | 200 | 1800 | 0.1 | 5.8 | 1707.04 | 5.56 | 909.85 | 0 | 0 | 0 | 0 | 0 | 0
NE_2_SPP_N | NE | SPP_N | 2050 | B06 | 300 | 300 | 1800 | 0 | 7.81 | 1715.56 | 7.23 | 149.23 | 0 | 0 | 0 | 0 | 0 | 0
NE_2_SPP_N | NE | SPP_N | 2050 | B07 | 400 | 400 | 1800 | 1351.58 | 239.47 | 1753.52 | 41.01 | 1446.61 | 0 | 0 | 0 | 0 | 0 | 0
NE_2_SPP_N | NE | SPP_N | 2050 | B08 | 500 | 500 | 1800 | 1757.34 | 0.04 | 1760.08 | 0.05 | 716.1 | 0 | 0 | 0 | 0 | 0 | 0
NE_2_SPP_N | NE | SPP_N | 2050 | B09 | 800 | 800 | 1800 | 0.04 | 0.02 | 0.18 | 0.03 | 0.22 | 0 | 0 | 0 | 0 | 0 | 0
NE_2_SPP_N | NE | SPP_N | 2050 | B10 | 1262 | 1262 | 1800 | 0 | 0.05 | 1783.88 | 0.05 | 2706.65 | 0 | 0 | 0 | 0 | 0 | 0
NE_2_SPP_N | NE | SPP_N | 2050 | B11 | 25 | 25 | 1800 | 0 | 0.63 | 835.12 | 0.68 | 569.93 | 0 | 0 | 0 | 0 | 0 | 0
NE_2_SPP_N | NE | SPP_N | 2050 | B12 | 200 | 200 | 1800 | 682.25 | 0.28 | 0.62 | 0.29 | 0.67 | 0 | 0 | 0 | 0 | 0 | 0
NE_2_SPP_N | NE | SPP_N | 2050 | B13 | 600 | 600 | 1800 | 0.02 | 0.1 | 0.23 | 0.11 | 0.27 | 0 | 0 | 0 | 0 | 0 | 0
NE_2_SPP_N | NE | SPP_N | 2050 | B14 | 900 | 900 | 1800 | 0.02 | 0.07 | 6.79 | 0.07 | 6.03 | 0 | 0 | 0 | 0 | 0 | 0
NE_2_SPP_N | NE | SPP_N | 2050 | B15 | 1203 | 1203 | 1800 | 0.02 | 0.05 | 1783.29 | 0.06 | 3183.78 | 0 | 0 | 0 | 0 | 0 | 0
NE_2_SPP_N | NE | SPP_N | 2050 | B16 | 25 | 25 | 1800 | 1.18 | 2.1 | 1312.49 | 2.32 | 9420.17 | 0 | 0 | 0 | 0 | 0 | 0
NE_2_SPP_N | NE | SPP_N | 2050 | B17 | 100 | 100 | 1800 | 0.23 | 0.57 | 1641.23 | 0.61 | 4796.59 | 0 | 0 | 0 | 0 | 0 | 0
NE_2_SPP_N | NE | SPP_N | 2050 | B18 | 400 | 400 | 1800 | 1499.37 | 0.15 | 1754.61 | 0.16 | 1838.27 | 0 | 0 | 0 | 0 | 0 | 0
NE_2_SPP_N | NE | SPP_N | 2050 | B19 | 700 | 700 | 1800 | 0.03 | 0.09 | 0.41 | 0.09 | 0.53 | 0 | 0 | 0 | 0 | 0 | 0
NE_2_SPP_N | NE | SPP_N | 2050 | B20 | 935 | 935 | 1800 | 0.02 | 0.07 | 1779.36 | 0.07 | 4288.11 | 0 | 0 | 0 | 0 | 0 | 0
NEISO_2_NYISO_A-F | NEISO | NYISO_A-F | 2015 | B01 | 10 | 10 | 600 | 0 | 0.61 | 0.6 | 0.52 | 0.59 | 0 | 0 | 0 | 0 | 1.3888 | 0.46293
NEISO_2_NYISO_A-F | NEISO | NYISO_A-F | 2015 | B02 | 25 | 25 | 600 | 0 | 0.38 | 2 | 0.27 | 0.78 | 0 | 0 | 0 | 0 | 1.3888 | 0.46293
NEISO_2_NYISO_A-F | NEISO | NYISO_A-F | 2015 | B03 | 75 | 75 | 600 | 0.01 | 599.59 | 599.13 | 0.4 | 0.84 | 0 | 0.67659 | 0.21366 | 0 | 1.3888 | 0.46293
NEISO_2_NYISO_A-F | NEISO | NYISO_A-F | 2015 | B04 | 100 | 100 | 600 | 600 | 599.7 | 599.34 | 0.33 | 0.67 | 2.0416 | 0.67659 | 0.21366 | 0.34027 | 1.3888 | 0.46293
NEISO_2_NYISO_A-F | NEISO | NYISO_A-F | 2015 | B05 | 200 | 200 | 600 | 600 | 599.91 | 599.82 | 62.69 | 599.4 | 1.9704 | 1.3888 | 0.46293 | 0.65681 | 1.3888 | 0.46293
NEISO_2_NYISO_A-F | NEISO | NYISO_A-F | 2015 | B06 | 300 | 300 | 600 | 600 | 599.94 | 599.88 | 1865.04 | 1684.52 | 1.7093 | 1.3888 | 0.46293 | 0.85464 | 1.3888 | 0.46293
NEISO_2_NYISO_A-F | NEISO | NYISO_A-F | 2015 | B07 | 400 | 400 | 600 | 370.32 | 0.09 | 599.82 | 0.03 | 0.22 | 0 | 0 | 0.21366 | 0 | 1.3888 | 0.46293
NEISO_2_NYISO_A-F | NEISO | NYISO_A-F | 2015 | B08 | 500 | 500 | 600 | 0 | 0.03 | 0.02 | 0.02 | 0.02 | 0 | 0 | 0 | 0 | 1.3888 | 0.46293
NEISO_2_NYISO_A-F | NEISO | NYISO_A-F | 2015 | B09 | 800 | 800 | 600 | 0 | 0.02 | 0.01 | 0.01 | 0.01 | 0 | 0 | 0 | 0 | 1.3888 | 0.46293
NEISO_2_NYISO_A-F | NEISO | NYISO_A-F | 2015 | B10 | 1262 | 1262 | 600 | 0 | 0.01 | 0.01 | 0.01 | 0.01 | 0 | 0 | 0 | 0 | 1.3888 | 0.46293
NEISO_2_NYISO_A-F | NEISO | NYISO_A-F | 2015 | B11 | 25 | 25 | 600 | 472.58 | 599.42 | 597.91 | 803.6 | 2.96 | 0 | 1.3888 | 0.2374 | 0 | 1.3888 | 0.46293
NEISO_2_NYISO_A-F | NEISO | NYISO_A-F | 2015 | B12 | 200 | 200 | 600 | 0 | 599.69 | 550.61 | 0.11 | 0.19 | 0 | 0.34423 | 0 | 0 | 1.3888 | 0.46293
NEISO_2_NYISO_A-F | NEISO | NYISO_A-F | 2015 | B13 | 600 | 600 | 600 | 0 | 0.02 | 0.03 | 0.01 | 0.02 | 0 | 0 | 0 | 0 | 1.3888 | 0.46293
NEISO_2_NYISO_A-F | NEISO | NYISO_A-F | 2015 | B14 | 900 | 900 | 600 | 0 | 0.01 | 0.01 | 0.01 | 0.01 | 0 | 0 | 0 | 0 | 1.3888 | 0.46293
NEISO_2_NYISO_A-F | NEISO | NYISO_A-F | 2015 | B15 | 1203 | 1203 | 600 | 0 | 0.01 | 0.01 | 0.01 | 0.01 | 0 | 0 | 0 | 0 | 1.3888 | 0.46293
NEISO_2_NYISO_A-F | NEISO | NYISO_A-F | 2015 | B16 | 25 | 25 | 600 | 0 | 598.86 | 597.58 | 1.18 | 2.31 | 0 | 0.67659 | 0.21366 | 0 | 1.3888 | 0.46293
NEISO_2_NYISO_A-F | NEISO | NYISO_A-F | 2015 | B17 | 100 | 100 | 600 | 0 | 0.09 | 0.16 | 0.07 | 0.12 | 0 | 0 | 0 | 0 | 1.3888 | 0.46293
NEISO_2_NYISO_A-F | NEISO | NYISO_A-F | 2015 | B18 | 400 | 400 | 600 | 0 | 0.01 | 0.01 | 0.01 | 0.01 | 0 | 0 | 0 | 0 | 1.3888 | 0.46293
NEISO_2_NYISO_A-F | NEISO | NYISO_A-F | 2015 | B19 | 700 | 700 | 600 | 0 | 0.01 | 0 | 0.01 | 0 | 0 | 0 | 0 | 0 | 1.3888 | 0.46293
NEISO_2_NYISO_A-F | NEISO | NYISO_A-F | 2015 | B20 | 935 | 0 | 600 | 0 | 0 | 0 | 0 | 0 | 0 | 0 | 0 | 0 | 1.3888 | 0.46293
NEISO_2_NYISO_A-F | NEISO | NYISO_A-F | 2020 | B01 | 10 | 10 | 600 | 0 | 0.43 | 0.35 | 0.37 | 0.38 | 0 | 0 | 0 | 0 | 2.7099 | 0.90331
NEISO_2_NYISO_A-F | NEISO | NYISO_A-F | 2020 | B02 | 25 | 25 | 600 | 0 | 0.27 | 0.46 | 0.19 | 0.34 | 0 | 0 | 0 | 0 | 2.7099 | 0.90331
NEISO_2_NYISO_A-F | NEISO | NYISO_A-F | 2020 | B03 | 75 | 75 | 600 | 0 | 416.05 | 596.9 | 0.14 | 0.34 | 0 | 0 | 0.05935 | 0 | 2.7099 | 0.90331
NEISO_2_NYISO_A-F | NEISO | NYISO_A-F | 2020 | B04 | 100 | 100 | 600 | 233.76 | 599.58 | 599.14 | 0.14 | 0.31 | 0 | 0.64098 | 0.21366 | 0 | 2.7099 | 0.90331
NEISO_2_NYISO_A-F | NEISO | NYISO_A-F | 2020 | B05 | 200 | 200 | 600 | 600 | 599.79 | 599.54 | 0.07 | 0.16 | 7.3238 | 0.64098 | 0.20179 | 2.9295 | 2.7099 | 0.90331
NEISO_2_NYISO_A-F | NEISO | NYISO_A-F | 2020 | B06 | 300 | 300 | 600 | 600 | 599.86 | 599.7 | 0.05 | 0.11 | 1.1395 | 0.64098 | 0.20179 | 0.68371 | 2.7099 | 0.90331
NEISO_2_NYISO_A-F | NEISO | NYISO_A-F | 2020 | B07 | 400 | 400 | 600 | 597.42 | 353.07 | 345.88 | 0.03 | 0.07 | 0 | 0 | 0 | 0 | 2.7099 | 0.90331
NEISO_2_NYISO_A-F | NEISO | NYISO_A-F | 2020 | B08 | 500 | 500 | 600 | 0.03 | 1.85 | 1.64 | 0.02 | 0.04 | 0 | 0 | 0 | 0 | 2.7099 | 0.90331
NEISO_2_NYISO_A-F | NEISO | NYISO_A-F | 2020 | B09 | 800 | 800 | 600 | 0 | 0.96 | 0.81 | 0.01 | 0.03 | 0 | 0 | 0 | 0 | 2.7099 | 0.90331
NEISO_2_NYISO_A-F | NEISO | NYISO_A-F | 2020 | B10 | 1262 | 1262 | 600 | 0 | 0.6 | 0.51 | 0.01 | 0.02 | 0 | 0 | 0 | 0 | 2.7099 | 0.90331
NEISO_2_NYISO_A-F | NEISO | NYISO_A-F | 2020 | B11 | 25 | 25 | 600 | 0.02 | 598.22 | 597.26 | 0.58 | 1.3 | 0 | 0.53415 | 0.21366 | 0 | 2.7099 | 0.90331
NEISO_2_NYISO_A-F | NEISO | NYISO_A-F | 2020 | B12 | 200 | 200 | 600 | 0 | 0.28 | 0.2 | 0.05 | 0.08 | 0 | 0 | 0 | 0 | 2.7099 | 0.90331
NEISO_2_NYISO_A-F | NEISO | NYISO_A-F | 2020 | B13 | 600 | 600 | 600 | 0 | 0.09 | 0.07 | 0.02 | 0.03 | 0 | 0 | 0 | 0 | 2.7099 | 0.90331
NEISO_2_NYISO_A-F | NEISO | NYISO_A-F | 2020 | B14 | 900 | 900 | 600 | 0 | 0.02 | 0.01 | 0.01 | 0.01 | 0 | 0 | 0 | 0 | 2.7099 | 0.90331
NEISO_2_NYISO_A-F | NEISO | NYISO_A-F | 2020 | B15 | 1203 | 1203 | 600 | 0 | 0.01 | 0.01 | 0.01 | 0.01 | 0 | 0 | 0 | 0 | 2.7099 | 0.90331
NEISO_2_NYISO_A-F | NEISO | NYISO_A-F | 2020 | B16 | 25 | 25 | 600 | 0 | 1.49 | 0.57 | 0.36 | 0.41 | 0 | 0 | 0 | 0 | 2.7099 | 0.90331
NEISO_2_NYISO_A-F | NEISO | NYISO_A-F | 2020 | B17 | 100 | 100 | 600 | 0 | 0.06 | 0.08 | 0.04 | 0.07 | 0 | 0 | 0 | 0 | 2.7099 | 0.90331
NEISO_2_NYISO_A-F | NEISO | NYISO_A-F | 2020 | B18 | 400 | 400 | 600 | 0 | 0.02 | 0.01 | 0.01 | 0.01 | 0 | 0 | 0 | 0 | 2.7099 | 0.90331
NEISO_2_NYISO_A-F | NEISO | NYISO_A-F | 2020 | B19 | 700 | 700 | 600 | 0 | 0.01 | 0.01 | 0.01 | 0.01 | 0 | 0 | 0 | 0 | 2.7099 | 0.90331
NEISO_2_NYISO_A-F | NEISO | NYISO_A-F | 2020 | B20 | 935 | 0 | 600 | 0 | 0.01 | 0 | 0 | 0 | 0 | 0 | 0 | 0 | 2.7099 | 0.90331
NEISO_2_NYISO_A-F | NEISO | NYISO_A-F | 2025 | B01 | 10 | 10 | 600 | 0 | 0.63 | 1.15 | 0.51 | 0.93 | 0 | 0.01187 | 0 | 0 | 2.461 | 0.82035
NEISO_2_NYISO_A-F | NEISO | NYISO_A-F | 2025 | B02 | 25 | 25 | 600 | 0 | 0.28 | 0.53 | 0.21 | 0.41 | 0 | 0 | 0 | 0 | 2.461 | 0.82035
NEISO_2_NYISO_A-F | NEISO | NYISO_A-F | 2025 | B03 | 75 | 75 | 600 | 0 | 0.25 | 0.51 | 0.12 | 0.25 | 0 | 0 | 0 | 0 | 2.461 | 0.82035
NEISO_2_NYISO_A-F | NEISO | NYISO_A-F | 2025 | B04 | 100 | 100 | 600 | 0 | 0.19 | 0.39 | 0.09 | 0.19 | 0 | 0 | 0 | 0 | 2.461 | 0.82035
NEISO_2_NYISO_A-F | NEISO | NYISO_A-F | 2025 | B05 | 200 | 200 | 600 | 600 | 0.1 | 0.21 | 0.05 | 0.1 | 8.2853 | 0 | 0 | 1.8412 | 2.461 | 0.82035
NEISO_2_NYISO_A-F | NEISO | NYISO_A-F | 2025 | B06 | 300 | 300 | 600 | 600 | 53.93 | 54.19 | 0.05 | 0.1 | 1.8517 | 0 | 0 | 0.61724 | 2.461 | 0.82035
NEISO_2_NYISO_A-F | NEISO | NYISO_A-F | 2025 | B07 | 400 | 400 | 600 | 600 | 280.81 | 599.89 | 0.04 | 740.99 | 1.8517 | 0 | 0.81903 | 0.82299 | 2.461 | 0.82035
NEISO_2_NYISO_A-F | NEISO | NYISO_A-F | 2025 | B08 | 500 | 500 | 600 | 27.07 | 599.84 | 0.09 | 0.04 | 0.04 | 0 | 0.29675 | 0 | 0 | 2.461 | 0.82035
NEISO_2_NYISO_A-F | NEISO | NYISO_A-F | 2025 | B09 | 800 | 800 | 600 | 0 | 1.45 | 0.03 | 0.02 | 0.02 | 0 | 0 | 0 | 0 | 2.461 | 0.82035
NEISO_2_NYISO_A-F | NEISO | NYISO_A-F | 2025 | B10 | 1262 | 1262 | 600 | 0 | 0.89 | 0.02 | 0.01 | 0.01 | 0 | 0 | 0 | 0 | 2.461 | 0.82035
NEISO_2_NYISO_A-F | NEISO | NYISO_A-F | 2025 | B11 | 25 | 25 | 600 | 0.39 | 176.26 | 81.58 | 0.56 | 1.11 | 0 | 0 | 0 | 0 | 2.461 | 0.82035
NEISO_2_NYISO_A-F | NEISO | NYISO_A-F | 2025 | B12 | 200 | 200 | 600 | 281.33 | 5.56 | 4.22 | 0.08 | 0.16 | 0 | 0 | 0 | 0 | 2.461 | 0.82035
NEISO_2_NYISO_A-F | NEISO | NYISO_A-F | 2025 | B13 | 600 | 600 | 600 | 61.27 | 1.92 | 2.59 | 0.03 | 0.05 | 0 | 0 | 0 | 0 | 2.461 | 0.82035
NEISO_2_NYISO_A-F | NEISO | NYISO_A-F | 2025 | B14 | 900 | 900 | 600 | 0 | 0.03 | 0.01 | 0.01 | 0.01 | 0 | 0 | 0 | 0 | 2.461 | 0.82035
NEISO_2_NYISO_A-F | NEISO | NYISO_A-F | 2025 | B15 | 1203 | 1203 | 600 | 0 | 0.02 | 0.01 | 0.01 | 0.01 | 0 | 0 | 0 | 0 | 2.461 | 0.82035
NEISO_2_NYISO_A-F | NEISO | NYISO_A-F | 2025 | B16 | 25 | 25 | 600 | 0 | 0.47 | 0.36 | 0.29 | 0.32 | 0 | 0 | 0 | 0 | 2.461 | 0.82035
NEISO_2_NYISO_A-F | NEISO | NYISO_A-F | 2025 | B17 | 100 | 100 | 600 | 0 | 0.07 | 0.12 | 0.05 | 0.1 | 0 | 0 | 0 | 0 | 2.461 | 0.82035
NEISO_2_NYISO_A-F | NEISO | NYISO_A-F | 2025 | B18 | 400 | 400 | 600 | 0 | 0.02 | 0.04 | 0.01 | 0.03 | 0 | 0 | 0 | 0 | 2.461 | 0.82035
NEISO_2_NYISO_A-F | NEISO | NYISO_A-F | 2025 | B19 | 700 | 700 | 600 | 0 | 0.01 | 0.02 | 0.01 | 0.02 | 0 | 0 | 0 | 0 | 2.461 | 0.82035
NEISO_2_NYISO_A-F | NEISO | NYISO_A-F | 2025 | B20 | 935 | 935 | 600 | 0 | 0.01 | 0.01 | 0.01 | 0.01 | 0 | 0 | 0 | 0 | 2.461 | 0.82035
NEISO_2_NYISO_A-F | NEISO | NYISO_A-F | 2030 | B01 | 10 | 10 | 600 | 0 | 0.8 | 1.2 | 0.75 | 1.16 | 0 | 0.01187 | 0.01187 | 0 | 1.6924 | 0.56412
NEISO_2_NYISO_A-F | NEISO | NYISO_A-F | 2030 | B02 | 25 | 25 | 600 | 0 | 0.9 | 1.03 | 0.52 | 0.75 | 0 | 0 | 0 | 0 | 1.6924 | 0.56412
NEISO_2_NYISO_A-F | NEISO | NYISO_A-F | 2030 | B03 | 75 | 75 | 600 | 0 | 0.38 | 0.78 | 0.21 | 0.42 | 0 | 0 | 0 | 0 | 1.6924 | 0.56412
NEISO_2_NYISO_A-F | NEISO | NYISO_A-F | 2030 | B04 | 100 | 100 | 600 | 600 | 0.29 | 0.6 | 0.16 | 0.33 | 4.7361 | 0 | 0 | 0.47361 | 1.6924 | 0.56412
NEISO_2_NYISO_A-F | NEISO | NYISO_A-F | 2030 | B05 | 200 | 200 | 600 | 600 | 0.15 | 0.3 | 0.08 | 0.16 | 2.4927 | 0 | 0 | 0.49854 | 1.6924 | 0.56412
NEISO_2_NYISO_A-F | NEISO | NYISO_A-F | 2030 | B06 | 300 | 300 | 600 | 600 | 0.11 | 0.22 | 0.06 | 0.12 | 2.4927 | 0 | 0 | 0.74781 | 1.6924 | 0.56412
NEISO_2_NYISO_A-F | NEISO | NYISO_A-F | 2030 | B07 | 400 | 400 | 600 | 600 | 598.07 | 0.12 | 0.14 | 0.08 | 1.3413 | 0.03561 | 0 | 0.53652 | 1.6924 | 0.56412
NEISO_2_NYISO_A-F | NEISO | NYISO_A-F | 2030 | B08 | 500 | 500 | 600 | 0 | 0.03 | 0.02 | 0.02 | 0.02 | 0 | 0 | 0 | 0 | 1.6924 | 0.56412
NEISO_2_NYISO_A-F | NEISO | NYISO_A-F | 2030 | B09 | 800 | 800 | 600 | 0 | 0.02 | 0.02 | 0.02 | 0.02 | 0 | 0 | 0 | 0 | 1.6924 | 0.56412
NEISO_2_NYISO_A-F | NEISO | NYISO_A-F | 2030 | B10 | 1262 | 1262 | 600 | 0 | 0.02 | 0.01 | 0.01 | 0.01 | 0 | 0 | 0 | 0 | 1.6924 | 0.56412
NEISO_2_NYISO_A-F | NEISO | NYISO_A-F | 2030 | B11 | 25 | 25 | 600 | 0 | 0.58 | 1.76 | 0.45 | 1.07 | 0 | 0 | 0 | 0 | 1.6924 | 0.56412
NEISO_2_NYISO_A-F | NEISO | NYISO_A-F | 2030 | B12 | 200 | 200 | 600 | 0 | 0.05 | 0.14 | 0.05 | 0.1 | 0 | 0 | 0 | 0 | 1.6924 | 0.56412
NEISO_2_NYISO_A-F | NEISO | NYISO_A-F | 2030 | B13 | 600 | 600 | 600 | 0 | 0.03 | 0.05 | 0.02 | 0.04 | 0 | 0 | 0 | 0 | 1.6924 | 0.56412
NEISO_2_NYISO_A-F | NEISO | NYISO_A-F | 2030 | B14 | 900 | 900 | 600 | 0 | 0.01 | 0.02 | 0.01 | 0.02 | 0 | 0 | 0 | 0 | 1.6924 | 0.56412
NEISO_2_NYISO_A-F | NEISO | NYISO_A-F | 2030 | B15 | 1203 | 1203 | 600 | 0 | 0.01 | 0.01 | 0.01 | 0.01 | 0 | 0 | 0 | 0 | 1.6924 | 0.56412
NEISO_2_NYISO_A-F | NEISO | NYISO_A-F | 2030 | B16 | 25 | 25 | 600 | 0 | 0.3 | 0.52 | 0.29 | 0.49 | 0 | 0 | 0 | 0 | 1.6924 | 0.56412
NEISO_2_NYISO_A-F | NEISO | NYISO_A-F | 2030 | B17 | 100 | 100 | 600 | 0 | 0.12 | 0.12 | 0.1 | 0.11 | 0 | 0 | 0 | 0 | 1.6924 | 0.56412
NEISO_2_NYISO_A-F | NEISO | NYISO_A-F | 2030 | B18 | 400 | 400 | 600 | 0 | 0.03 | 0.03 | 0.02 | 0.03 | 0 | 0 | 0 | 0 | 1.6924 | 0.56412
NEISO_2_NYISO_A-F | NEISO | NYISO_A-F | 2030 | B19 | 700 | 700 | 600 | 0 | 0.01 | 0.01 | 0.01 | 0.01 | 0 | 0 | 0 | 0 | 1.6924 | 0.56412
NEISO_2_NYISO_A-F | NEISO | NYISO_A-F | 2030 | B20 | 935 | 935 | 600 | 0 | 0.01 | 0.01 | 0.01 | 0.01 | 0 | 0 | 0 | 0 | 1.6924 | 0.56412
NEISO_2_NYISO_A-F | NEISO | NYISO_A-F | 2035 | B01 | 10 | 10 | 600 | 0 | 1.03 | 2.18 | 0.82 | 1.74 | 0 | 0.01187 | 0.01187 | 0 | 2.4482 | 0.81606
NEISO_2_NYISO_A-F | NEISO | NYISO_A-F | 2035 | B02 | 25 | 25 | 600 | 0 | 0.34 | 0.88 | 0.28 | 0.67 | 0 | 0 | 0 | 0 | 2.4482 | 0.81606
NEISO_2_NYISO_A-F | NEISO | NYISO_A-F | 2035 | B03 | 75 | 75 | 600 | 15.83 | 0.18 | 0.38 | 0.13 | 0.27 | 0 | 0 | 0 | 0 | 2.4482 | 0.81606
NEISO_2_NYISO_A-F | NEISO | NYISO_A-F | 2035 | B04 | 100 | 100 | 600 | 600 | 0.14 | 0.27 | 0.1 | 0.2 | 3.2643 | 0 | 0 | 0.54404 | 2.4482 | 0.81606
NEISO_2_NYISO_A-F | NEISO | NYISO_A-F | 2035 | B05 | 200 | 200 | 600 | 600 | 0.06 | 0.15 | 0.05 | 0.11 | 3.2643 | 0 | 0 | 1.0881 | 2.4482 | 0.81606
NEISO_2_NYISO_A-F | NEISO | NYISO_A-F | 2035 | B06 | 300 | 300 | 600 | 600 | 0.03 | 423.31 | 0.03 | 0.18 | 3.2643 | 0 | 0 | 1.6321 | 2.4482 | 0.81606
NEISO_2_NYISO_A-F | NEISO | NYISO_A-F | 2035 | B07 | 400 | 400 | 600 | 0 | 0.03 | 0.07 | 0.02 | 0.05 | 0 | 0 | 0 | 0 | 2.4482 | 0.81606
NEISO_2_NYISO_A-F | NEISO | NYISO_A-F | 2035 | B08 | 500 | 500 | 600 | 0 | 0.02 | 0.04 | 0.02 | 0.03 | 0 | 0 | 0 | 0 | 2.4482 | 0.81606
NEISO_2_NYISO_A-F | NEISO | NYISO_A-F | 2035 | B09 | 800 | 800 | 600 | 335.89 | 0.01 | 0.04 | 0.01 | 0.03 | 0 | 0 | 0 | 0 | 2.4482 | 0.81606
NEISO_2_NYISO_A-F | NEISO | NYISO_A-F | 2035 | B10 | 1262 | 1262 | 600 | 331.29 | 0.01 | 0.03 | 0.01 | 0.02 | 0 | 0 | 0 | 0 | 2.4482 | 0.81606
NEISO_2_NYISO_A-F | NEISO | NYISO_A-F | 2035 | B11 | 25 | 25 | 600 | 287.28 | 0.45 | 1 | 0.35 | 0.8 | 0 | 0 | 0 | 0 | 2.4482 | 0.81606
NEISO_2_NYISO_A-F | NEISO | NYISO_A-F | 2035 | B12 | 200 | 200 | 600 | 221.93 | 0.06 | 0.13 | 0.05 | 0.1 | 0 | 0 | 0 | 0 | 2.4482 | 0.81606
NEISO_2_NYISO_A-F | NEISO | NYISO_A-F | 2035 | B13 | 600 | 600 | 600 | 78.41 | 0.02 | 0.05 | 0.02 | 0.03 | 0 | 0 | 0 | 0 | 2.4482 | 0.81606
NEISO_2_NYISO_A-F | NEISO | NYISO_A-F | 2035 | B14 | 900 | 900 | 600 | 60.45 | 0.02 | 0.03 | 0.01 | 0.02 | 0 | 0 | 0 | 0 | 2.4482 | 0.81606
NEISO_2_NYISO_A-F | NEISO | NYISO_A-F | 2035 | B15 | 1203 | 1203 | 600 | 46.59 | 0.04 | 0.14 | 0.02 | 0.04 | 0 | 0 | 0 | 0 | 2.4482 | 0.81606
NEISO_2_NYISO_A-F | NEISO | NYISO_A-F | 2035 | B16 | 25 | 25 | 600 | 205.17 | 0.45 | 0.92 | 0.35 | 0.74 | 0 | 0 | 0 | 0 | 2.4482 | 0.81606
NEISO_2_NYISO_A-F | NEISO | NYISO_A-F | 2035 | B17 | 100 | 100 | 600 | 109.82 | 0.12 | 0.26 | 0.09 | 0.19 | 0 | 0 | 0 | 0 | 2.4482 | 0.81606
NEISO_2_NYISO_A-F | NEISO | NYISO_A-F | 2035 | B18 | 400 | 400 | 600 | 105.86 | 0.03 | 0.07 | 0.02 | 0.05 | 0 | 0 | 0 | 0 | 2.4482 | 0.81606
NEISO_2_NYISO_A-F | NEISO | NYISO_A-F | 2035 | B19 | 700 | 700 | 600 | 77.04 | 0.02 | 0.04 | 0.01 | 0.03 | 0 | 0 | 0 | 0 | 2.4482 | 0.81606
NEISO_2_NYISO_A-F | NEISO | NYISO_A-F | 2035 | B20 | 935 | 935 | 600 | 63.9 | 0.05 | 0.11 | 0.02 | 0.04 | 0 | 0 | 0 | 0 | 2.4482 | 0.81606
NEISO_2_NYISO_A-F | NEISO | NYISO_A-F | 2040 | B01 | 10 | 10 | 600 | 0.01 | 1.07 | 1.28 | 0.64 | 0.97 | 0 | 0.01187 | 0.01187 | 0 | 7.3587 | 2.4529
NEISO_2_NYISO_A-F | NEISO | NYISO_A-F | 2040 | B02 | 25 | 25 | 600 | 347.36 | 0.46 | 0.52 | 0.26 | 0.38 | 0 | 0.01187 | 0 | 0 | 7.3587 | 2.4529
NEISO_2_NYISO_A-F | NEISO | NYISO_A-F | 2040 | B03 | 75 | 75 | 600 | 508.71 | 0.16 | 0.22 | 0.09 | 0.15 | 0 | 0 | 0 | 0 | 7.3587 | 2.4529
NEISO_2_NYISO_A-F | NEISO | NYISO_A-F | 2040 | B04 | 100 | 100 | 600 | 600 | 0.13 | 0.99 | 0.07 | 0.18 | 19.4668 | 0 | 0 | 1.8992 | 7.3587 | 2.4529
NEISO_2_NYISO_A-F | NEISO | NYISO_A-F | 2040 | B05 | 200 | 200 | 600 | 600 | 0.07 | 599.41 | 0.03 | 0.15 | 4.107 | 0 | 0.80716 | 0.80137 | 7.3587 | 2.4529
NEISO_2_NYISO_A-F | NEISO | NYISO_A-F | 2040 | B06 | 300 | 300 | 600 | 0.01 | 0.04 | 33.61 | 0.02 | 0.07 | 0 | 0 | 0 | 0 | 7.3587 | 2.4529
NEISO_2_NYISO_A-F | NEISO | NYISO_A-F | 2040 | B07 | 400 | 400 | 600 | 0.09 | 0.04 | 0.03 | 0.02 | 0.02 | 0 | 0 | 0 | 0 | 7.3587 | 2.4529
NEISO_2_NYISO_A-F | NEISO | NYISO_A-F | 2040 | B08 | 500 | 500 | 600 | 0 | 0.03 | 0.02 | 0.01 | 0.02 | 0 | 0 | 0 | 0 | 7.3587 | 2.4529
NEISO_2_NYISO_A-F | NEISO | NYISO_A-F | 2040 | B09 | 800 | 800 | 600 | 0 | 0.02 | 0.01 | 0.01 | 0.01 | 0 | 0 | 0 | 0 | 7.3587 | 2.4529
NEISO_2_NYISO_A-F | NEISO | NYISO_A-F | 2040 | B10 | 1262 | 1262 | 600 | 0 | 0.01 | 0.01 | 0.01 | 0.01 | 0 | 0 | 0 | 0 | 7.3587 | 2.4529
NEISO_2_NYISO_A-F | NEISO | NYISO_A-F | 2040 | B11 | 25 | 25 | 600 | 494.95 | 0.46 | 0.59 | 0.26 | 0.42 | 0 | 0.01187 | 0 | 0 | 7.3587 | 2.4529
NEISO_2_NYISO_A-F | NEISO | NYISO_A-F | 2040 | B12 | 200 | 200 | 600 | 600 | 0.06 | 0.08 | 0.03 | 0.05 | 30.8976 | 0 | 0 | 6.0288 | 7.3587 | 2.4529
NEISO_2_NYISO_A-F | NEISO | NYISO_A-F | 2040 | B13 | 600 | 600 | 600 | 432.19 | 0.02 | 0.03 | 0.01 | 0.02 | 0 | 0 | 0 | 0 | 7.3587 | 2.4529
NEISO_2_NYISO_A-F | NEISO | NYISO_A-F | 2040 | B14 | 900 | 900 | 600 | 447.24 | 0.01 | 0.02 | 0.01 | 0.01 | 0 | 0 | 0 | 0 | 7.3587 | 2.4529
NEISO_2_NYISO_A-F | NEISO | NYISO_A-F | 2040 | B15 | 1203 | 1203 | 600 | 250.14 | 0.02 | 0.01 | 0.01 | 0.01 | 0 | 0 | 0 | 0 | 7.3587 | 2.4529
NEISO_2_NYISO_A-F | NEISO | NYISO_A-F | 2040 | B16 | 25 | 25 | 600 | 599.99 | 0.46 | 0.54 | 0.26 | 0.4 | 2.1129 | 0.01187 | 0 | 0.051533 | 7.3587 | 2.4529
NEISO_2_NYISO_A-F | NEISO | NYISO_A-F | 2040 | B17 | 100 | 100 | 600 | 600 | 0.12 | 0.15 | 0.07 | 0.1 | 2.1129 | 0 | 0 | 0.20613 | 7.3587 | 2.4529
NEISO_2_NYISO_A-F | NEISO | NYISO_A-F | 2040 | B18 | 400 | 400 | 600 | 600 | 0.03 | 0.04 | 0.02 | 0.03 | 2.1129 | 0 | 0 | 0.82453 | 7.3587 | 2.4529
NEISO_2_NYISO_A-F | NEISO | NYISO_A-F | 2040 | B19 | 700 | 700 | 600 | 199.34 | 0.02 | 0.02 | 0.01 | 0.01 | 0 | 0 | 0 | 0 | 7.3587 | 2.4529
NEISO_2_NYISO_A-F | NEISO | NYISO_A-F | 2040 | B20 | 935 | 935 | 600 | 0.04 | 0.03 | 0.01 | 0.01 | 0.01 | 0 | 0 | 0 | 0 | 7.3587 | 2.4529
NEISO_2_NYISO_A-F | NEISO | NYISO_A-F | 2045 | B01 | 10 | 10 | 600 | 0.01 | 300.27 | 422.26 | 0.98 | 1.99 | 0 | 0.03561 | 0.03561 | 0 | 9.8373 | 3.2791
NEISO_2_NYISO_A-F | NEISO | NYISO_A-F | 2045 | B02 | 25 | 25 | 600 | 600 | 1.06 | 1.86 | 0.33 | 0.62 | 30.3753 | 0.01187 | 0.01187 | 0.28656 | 9.8373 | 3.2791
NEISO_2_NYISO_A-F | NEISO | NYISO_A-F | 2045 | B03 | 75 | 75 | 600 | 600 | 599.87 | 599.72 | 1442.03 | 649.13 | 101.1561 | 9.8402 | 3.2761 | 2.8629 | 9.8373 | 3.2791
NEISO_2_NYISO_A-F | NEISO | NYISO_A-F | 2045 | B04 | 100 | 100 | 600 | 600 | 599.81 | 599.25 | 0.21 | 0.29 | 13.0807 | 5.0448 | 1.0327 | 0.49361 | 9.8373 | 3.2791
NEISO_2_NYISO_A-F | NEISO | NYISO_A-F | 2045 | B05 | 200 | 200 | 600 | 600 | 0.16 | 599.89 | 0.04 | 210.69 | 5.0566 | 0 | 3.2761 | 0.38163 | 9.8373 | 3.2791
NEISO_2_NYISO_A-F | NEISO | NYISO_A-F | 2045 | B06 | 300 | 300 | 600 | 0 | 537.36 | 537.46 | 0.04 | 0.09 | 0 | 0 | 0.01187 | 0 | 9.8373 | 3.2791
NEISO_2_NYISO_A-F | NEISO | NYISO_A-F | 2045 | B07 | 400 | 400 | 600 | 0.13 | 0.05 | 0.05 | 0.02 | 0.03 | 0 | 0 | 0 | 0 | 9.8373 | 3.2791
NEISO_2_NYISO_A-F | NEISO | NYISO_A-F | 2045 | B08 | 500 | 500 | 600 | 0.09 | 0.03 | 0.03 | 0.01 | 0.02 | 0 | 0 | 0 | 0 | 9.8373 | 3.2791
NEISO_2_NYISO_A-F | NEISO | NYISO_A-F | 2045 | B09 | 800 | 800 | 600 | 0 | 0.03 | 517.85 | 0.01 | 0.03 | 0 | 0 | 0 | 0 | 9.8373 | 3.2791
NEISO_2_NYISO_A-F | NEISO | NYISO_A-F | 2045 | B10 | 1262 | 1262 | 600 | 0 | 0.01 | 0.01 | 0.01 | 0.01 | 0 | 0 | 0 | 0 | 9.8373 | 3.2791
NEISO_2_NYISO_A-F | NEISO | NYISO_A-F | 2045 | B11 | 25 | 25 | 600 | 600 | 599.64 | 599.14 | 2444.25 | 130.76 | 26.482 | 9.8402 | 3.2643 | 0.24983 | 9.8373 | 3.2791
NEISO_2_NYISO_A-F | NEISO | NYISO_A-F | 2045 | B12 | 200 | 200 | 600 | 600 | 599.78 | 598.17 | 91.94 | 0.25 | 23.8587 | 9.7097 | 2.279 | 1.8007 | 9.8373 | 3.2791
NEISO_2_NYISO_A-F | NEISO | NYISO_A-F | 2045 | B13 | 600 | 600 | 600 | 600 | 0.05 | 0.1 | 0.01 | 0.03 | 9.8046 | 0 | 0 | 2.2199 | 9.8373 | 3.2791
NEISO_2_NYISO_A-F | NEISO | NYISO_A-F | 2045 | B14 | 900 | 900 | 600 | 600 | 214.49 | 152.97 | 0.01 | 0.03 | 8.2497 | 0 | 0 | 2.8018 | 9.8373 | 3.2791
NEISO_2_NYISO_A-F | NEISO | NYISO_A-F | 2045 | B15 | 1203 | 1203 | 600 | 0.02 | 254.61 | 338.4 | 0.01 | 0.02 | 0 | 0 | 0 | 0 | 9.8373 | 3.2791
NEISO_2_NYISO_A-F | NEISO | NYISO_A-F | 2045 | B16 | 25 | 25 | 600 | 600 | 599.63 | 597.9 | 1116.62 | 1.17 | 11.0035 | 9.8402 | 1.0564 | 0.10381 | 9.8373 | 3.2791
NEISO_2_NYISO_A-F | NEISO | NYISO_A-F | 2045 | B17 | 100 | 100 | 600 | 600 | 599.85 | 2.25 | 292.21 | 0.2 | 6.754 | 9.8284 | 0 | 0.25487 | 9.8373 | 3.2791
NEISO_2_NYISO_A-F | NEISO | NYISO_A-F | 2045 | B18 | 400 | 400 | 600 | 600 | 0.07 | 0.14 | 0.02 | 0.04 | 11.0035 | 0 | 0 | 1.6609 | 9.8373 | 3.2791
NEISO_2_NYISO_A-F | NEISO | NYISO_A-F | 2045 | B19 | 700 | 700 | 600 | 47.38 | 0.05 | 0.08 | 0.01 | 0.02 | 0 | 0 | 0 | 0 | 9.8373 | 3.2791
NEISO_2_NYISO_A-F | NEISO | NYISO_A-F | 2045 | B20 | 935 | 935 | 600 | 0.03 | 556.94 | 248.32 | 0.02 | 0.03 | 0 | 0.01187 | 0 | 0 | 9.8373 | 3.2791
NEISO_2_NYISO_A-F | NEISO | NYISO_A-F | 2050 | B01 | 10 | 10 | 600 | 0 | 0.31 | 0.35 | 0.22 | 0.31 | 0 | 0.01187 | 0.01187 | 0 | 9.1532 | 3.0511
NEISO_2_NYISO_A-F | NEISO | NYISO_A-F | 2050 | B02 | 25 | 25 | 600 | 326.65 | 0.13 | 0.15 | 0.09 | 0.13 | 0 | 0 | 0 | 0 | 9.1532 | 3.0511
NEISO_2_NYISO_A-F | NEISO | NYISO_A-F | 2050 | B03 | 75 | 75 | 600 | 600 | 599.9 | 0.05 | 0.17 | 0.04 | 65.8073 | 6.3504 | 0 | 2.8612 | 9.1532 | 3.0511
NEISO_2_NYISO_A-F | NEISO | NYISO_A-F | 2050 | B04 | 100 | 100 | 600 | 600 | 599.93 | 599.79 | 0.16 | 0.3 | 7.0983 | 6.7778 | 2.2553 | 0.41149 | 9.1532 | 3.0511
NEISO_2_NYISO_A-F | NEISO | NYISO_A-F | 2050 | B05 | 200 | 200 | 600 | 599.99 | 62.6 | 599.92 | 0.03 | 0.18 | 0.18992 | 0 | 2.2553 | 0.02202 | 9.1532 | 3.0511
NEISO_2_NYISO_A-F | NEISO | NYISO_A-F | 2050 | B06 | 300 | 300 | 600 | 600 | 453.94 | 0.03 | 0.02 | 0.02 | 4.7361 | 0 | 0 | 0.82367 | 9.1532 | 3.0511
NEISO_2_NYISO_A-F | NEISO | NYISO_A-F | 2050 | B07 | 400 | 400 | 600 | 600 | 0.04 | 0.02 | 0.01 | 0.01 | 26.3158 | 0 | 0 | 6.1022 | 9.1532 | 3.0511
NEISO_2_NYISO_A-F | NEISO | NYISO_A-F | 2050 | B08 | 500 | 0 | 600 | 0 | 0.01 | 0.01 | 0 | 0.01 | 0 | 0 | 0 | 0 | 9.1532 | 3.0511
NEISO_2_NYISO_A-F | NEISO | NYISO_A-F | 2050 | B09 | 800 | 0 | 600 | 0 | 0 | 0.01 | 0 | 0 | 0 | 0 | 0 | 0 | 9.1532 | 3.0511
NEISO_2_NYISO_A-F | NEISO | NYISO_A-F | 2050 | B10 | 1262 | 0 | 600 | 0 | 0 | 0 | 0 | 0 | 0 | 0 | 0 | 0 | 9.1532 | 3.0511
NEISO_2_NYISO_A-F | NEISO | NYISO_A-F | 2050 | B11 | 25 | 25 | 600 | 600 | 599.41 | 1.44 | 0.26 | 0.34 | 20.3689 | 2.5639 | 0 | 0.2952 | 9.1532 | 3.0511
NEISO_2_NYISO_A-F | NEISO | NYISO_A-F | 2050 | B12 | 200 | 200 | 600 | 600 | 599.24 | 245.79 | 0.03 | 0.05 | 13.1994 | 0.27301 | 0 | 1.5304 | 9.1532 | 3.0511
NEISO_2_NYISO_A-F | NEISO | NYISO_A-F | 2050 | B13 | 600 | 600 | 600 | 0.04 | 197.28 | 0.13 | 0.01 | 0.02 | 0 | 0 | 0 | 0 | 9.1532 | 3.0511
NEISO_2_NYISO_A-F | NEISO | NYISO_A-F | 2050 | B14 | 900 | 900 | 600 | 0.02 | 0.09 | 0.15 | 0.01 | 0.01 | 0 | 0 | 0 | 0 | 9.1532 | 3.0511
NEISO_2_NYISO_A-F | NEISO | NYISO_A-F | 2050 | B15 | 1203 | 0 | 600 | 0.01 | 0.06 | 0.12 | 0 | 0.01 | 0 | 0 | 0 | 0 | 9.1532 | 3.0511
NEISO_2_NYISO_A-F | NEISO | NYISO_A-F | 2050 | B16 | 25 | 25 | 600 | 600 | 0.26 | 0.2 | 0.12 | 0.15 | 5.021 | 0 | 0 | 0.072768 | 9.1532 | 3.0511
NEISO_2_NYISO_A-F | NEISO | NYISO_A-F | 2050 | B17 | 100 | 100 | 600 | 289.44 | 0.07 | 0.04 | 0.03 | 0.03 | 0 | 0 | 0 | 0 | 9.1532 | 3.0511
NEISO_2_NYISO_A-F | NEISO | NYISO_A-F | 2050 | B18 | 400 | 400 | 600 | 600 | 0.01 | 0.01 | 0.01 | 0.01 | 0.36797 | 0 | 0 | 0.085326 | 9.1532 | 3.0511
NEISO_2_NYISO_A-F | NEISO | NYISO_A-F | 2050 | B19 | 700 | 700 | 600 | 278.38 | 0.02 | 0.01 | 0.01 | 0.01 | 0 | 0 | 0 | 0 | 9.1532 | 3.0511
NEISO_2_NYISO_A-F | NEISO | NYISO_A-F | 2050 | B20 | 935 | 0 | 600 | 0.01 | 0.02 | 0.01 | 0 | 0.01 | 0 | 0 | 0 | 0 | 9.1532 | 3.0511
NEISO_2_NYISO_G-I | NEISO | NYISO_G-I | 2015 | B01 | 10 | 10 | 600 | 600 | 1.86 | 0.85 | 0.37 | 0.49 | 30.2566 | 0 | 0 | 0.26083 | 5.3326 | 1.7775
NEISO_2_NYISO_G-I | NEISO | NYISO_G-I | 2015 | B02 | 25 | 25 | 600 | 600 | 57.7 | 464.29 | 0.18 | 0.37 | 12.3685 | 0 | 0 | 0.26656 | 5.3326 | 1.7775
NEISO_2_NYISO_G-I | NEISO | NYISO_G-I | 2015 | B03 | 75 | 75 | 600 | 600 | 599.9 | 599.78 | 0.12 | 0.26 | 5.3415 | 2.8607 | 0.9496 | 0.34536 | 5.3326 | 1.7775
NEISO_2_NYISO_G-I | NEISO | NYISO_G-I | 2015 | B04 | 100 | 100 | 600 | 600 | 599.92 | 599.83 | 0.09 | 0.2 | 15.5616 | 2.8607 | 0.9496 | 1.3415 | 5.3326 | 1.7775
NEISO_2_NYISO_G-I | NEISO | NYISO_G-I | 2015 | B05 | 200 | 200 | 600 | 600 | 599.96 | 599.91 | 0.05 | 0.1 | 20.6657 | 2.8607 | 0.9496 | 3.563 | 5.3326 | 1.7775
NEISO_2_NYISO_G-I | NEISO | NYISO_G-I | 2015 | B06 | 300 | 300 | 600 | 600 | 599.97 | 599.94 | 0.03 | 0.07 | 2.3977 | 2.1366 | 0.9496 | 0.62011 | 5.3326 | 1.7775
NEISO_2_NYISO_G-I | NEISO | NYISO_G-I | 2015 | B07 | 400 | 400 | 600 | 600 | 599.96 | 599.95 | 0.02 | 0.05 | 1.3532 | 1.3532 | 0.9496 | 0.46661 | 5.3326 | 1.7775
NEISO_2_NYISO_G-I | NEISO | NYISO_G-I | 2015 | B08 | 500 | 500 | 600 | 14.69 | 12.22 | 0.04 | 0.01 | 0.01 | 0 | 0 | 0 | 0 | 5.3326 | 1.7775
NEISO_2_NYISO_G-I | NEISO | NYISO_G-I | 2015 | B09 | 800 | 800 | 600 | 0 | 0.03 | 0.02 | 0.01 | 0.01 | 0 | 0 | 0 | 0 | 5.3326 | 1.7775
NEISO_2_NYISO_G-I | NEISO | NYISO_G-I | 2015 | B10 | 1262 | 0 | 600 | 0 | 0.01 | 0.01 | 0 | 0 | 0 | 0 | 0 | 0 | 5.3326 | 1.7775
NEISO_2_NYISO_G-I | NEISO | NYISO_G-I | 2015 | B11 | 25 | 25 | 600 | 600 | 599.72 | 599.4 | 0.37 | 0.79 | 7.2407 | 2.8844 | 0.96147 | 0.15605 | 5.3326 | 1.7775
NEISO_2_NYISO_G-I | NEISO | NYISO_G-I | 2015 | B12 | 200 | 200 | 600 | 0.06 | 599.72 | 596.97 | 0.03 | 0.05 | 0 | 0.3561 | 0.01187 | 0 | 5.3326 | 1.7775
NEISO_2_NYISO_G-I | NEISO | NYISO_G-I | 2015 | B13 | 600 | 600 | 600 | 0.02 | 0.04 | 0.04 | 0.01 | 0.01 | 0 | 0 | 0 | 0 | 5.3326 | 1.7775
NEISO_2_NYISO_G-I | NEISO | NYISO_G-I | 2015 | B14 | 900 | 0 | 600 | 0 | 0.02 | 0.01 | 0 | 0.01 | 0 | 0 | 0 | 0 | 5.3326 | 1.7775
NEISO_2_NYISO_G-I | NEISO | NYISO_G-I | 2015 | B15 | 1203 | 0 | 600 | 0 | 0.01 | 0.01 | 0 | 0 | 0 | 0 | 0 | 0 | 5.3326 | 1.7775
NEISO_2_NYISO_G-I | NEISO | NYISO_G-I | 2015 | B16 | 25 | 25 | 600 | 600 | 599.71 | 599.37 | 0.36 | 0.73 | 4.1782 | 2.8607 | 0.9496 | 0.090048 | 5.3326 | 1.7775
NEISO_2_NYISO_G-I | NEISO | NYISO_G-I | 2015 | B17 | 100 | 100 | 600 | 299.56 | 1.08 | 0.62 | 0.04 | 0.09 | 0 | 0 | 0 | 0 | 5.3326 | 1.7775
NEISO_2_NYISO_G-I | NEISO | NYISO_G-I | 2015 | B18 | 400 | 400 | 600 | 144.91 | 0.02 | 0.01 | 0.01 | 0.01 | 0 | 0 | 0 | 0 | 5.3326 | 1.7775
NEISO_2_NYISO_G-I | NEISO | NYISO_G-I | 2015 | B19 | 700 | 0 | 600 | 0 | 0.01 | 0.01 | 0 | 0 | 0 | 0 | 0 | 0 | 5.3326 | 1.7775
NEISO_2_NYISO_G-I | NEISO | NYISO_G-I | 2015 | B20 | 935 | 0 | 600 | 0 | 0.01 | 0 | 0 | 0 | 0 | 0 | 0 | 0 | 5.3326 | 1.7775
NEISO_2_NYISO_G-I | NEISO | NYISO_G-I | 2020 | B01 | 10 | 10 | 600 | 36.01 | 1.07 | 0.44 | 0.28 | 0.33 | 0 | 0.01187 | 0 | 0 | 9.1276 | 3.0425
NEISO_2_NYISO_G-I | NEISO | NYISO_G-I | 2020 | B02 | 25 | 25 | 600 | 600 | 109.31 | 11.03 | 0.13 | 0.25 | 11.965 | 0 | 0 | 0.26011 | 9.1276 | 3.0425
NEISO_2_NYISO_G-I | NEISO | NYISO_G-I | 2020 | B03 | 75 | 75 | 600 | 600 | 599.9 | 599.8 | 0.07 | 0.17 | 9.6266 | 3.7984 | 1.3176 | 0.62782 | 9.1276 | 3.0425
NEISO_2_NYISO_G-I | NEISO | NYISO_G-I | 2020 | B04 | 100 | 100 | 600 | 600 | 599.94 | 599.86 | 0.06 | 0.14 | 17.1403 | 4.4394 | 1.4719 | 1.4905 | 9.1276 | 3.0425
NEISO_2_NYISO_G-I | NEISO | NYISO_G-I | 2020 | B05 | 200 | 200 | 600 | 600 | 599.97 | 599.93 | 0.03 | 0.07 | 21.9476 | 4.4394 | 1.4719 | 3.817 | 9.1276 | 3.0425
NEISO_2_NYISO_G-I | NEISO | NYISO_G-I | 2020 | B06 | 300 | 300 | 600 | 600 | 599.98 | 599.95 | 0.02 | 0.05 | 20.725 | 4.4394 | 1.4719 | 5.4065 | 9.1276 | 3.0425
NEISO_2_NYISO_G-I | NEISO | NYISO_G-I | 2020 | B07 | 400 | 400 | 600 | 600 | 599.92 | 599.94 | 0.01 | 0.03 | 0.87838 | 0.87838 | 0.87838 | 0.30552 | 9.1276 | 3.0425
NEISO_2_NYISO_G-I | NEISO | NYISO_G-I | 2020 | B08 | 500 | 500 | 600 | 573.97 | 599.93 | 599.94 | 0.01 | 0.02 | 0 | 0.86651 | 0.86651 | 0 | 9.1276 | 3.0425
NEISO_2_NYISO_G-I | NEISO | NYISO_G-I | 2020 | B09 | 800 | 0 | 600 | 0 | 2.15 | 1.83 | 0 | 0.01 | 0 | 0 | 0 | 0 | 9.1276 | 3.0425
NEISO_2_NYISO_G-I | NEISO | NYISO_G-I | 2020 | B10 | 1262 | 0 | 600 | 0 | 1.23 | 1.04 | 0 | 0.01 | 0 | 0 | 0 | 0 | 9.1276 | 3.0425
NEISO_2_NYISO_G-I | NEISO | NYISO_G-I | 2020 | B11 | 25 | 25 | 600 | 600 | 599.76 | 599.5 | 0.25 | 0.53 | 6.0893 | 4.3326 | 1.4719 | 0.13238 | 9.1276 | 3.0425
NEISO_2_NYISO_G-I | NEISO | NYISO_G-I | 2020 | B12 | 200 | 200 | 600 | 346.73 | 599.85 | 376.27 | 0.02 | 0.04 | 0 | 1.1277 | 0 | 0 | 9.1276 | 3.0425
NEISO_2_NYISO_G-I | NEISO | NYISO_G-I | 2020 | B13 | 600 | 600 | 600 | 0.03 | 212.04 | 2.8 | 0.01 | 0.01 | 0 | 0 | 0 | 0 | 9.1276 | 3.0425
NEISO_2_NYISO_G-I | NEISO | NYISO_G-I | 2020 | B14 | 900 | 0 | 600 | 0 | 0.02 | 0.01 | 0 | 0.01 | 0 | 0 | 0 | 0 | 9.1276 | 3.0425
NEISO_2_NYISO_G-I | NEISO | NYISO_G-I | 2020 | B15 | 1203 | 0 | 600 | 0 | 0.01 | 0.01 | 0 | 0 | 0 | 0 | 0 | 0 | 9.1276 | 3.0425
NEISO_2_NYISO_G-I | NEISO | NYISO_G-I | 2020 | B16 | 25 | 25 | 600 | 600 | 599.66 | 86.18 | 0.2 | 0.29 | 5.9943 | 3.3236 | 0 | 0.13031 | 9.1276 | 3.0425
NEISO_2_NYISO_G-I | NEISO | NYISO_G-I | 2020 | B17 | 100 | 100 | 600 | 583.79 | 0.23 | 0.15 | 0.03 | 0.05 | 0 | 0 | 0 | 0 | 9.1276 | 3.0425
NEISO_2_NYISO_G-I | NEISO | NYISO_G-I | 2020 | B18 | 400 | 400 | 600 | 436.32 | 0.23 | 0.02 | 0.01 | 0.01 | 0 | 0 | 0 | 0 | 9.1276 | 3.0425
NEISO_2_NYISO_G-I | NEISO | NYISO_G-I | 2020 | B19 | 700 | 0 | 600 | 0.02 | 0.02 | 0.01 | 0 | 0.01 | 0 | 0 | 0 | 0 | 9.1276 | 3.0425
NEISO_2_NYISO_G-I | NEISO | NYISO_G-I | 2020 | B20 | 935 | 0 | 600 | 0 | 0.01 | 0.01 | 0 | 0 | 0 | 0 | 0 | 0 | 9.1276 | 3.0425
NEISO_2_NYISO_G-I | NEISO | NYISO_G-I | 2025 | B01 | 10 | 10 | 600 | 396.19 | 105.1 | 119.2 | 0.74 | 1.31 | 0 | 0.01187 | 0.01187 | 0 | 4.9728 | 1.6576
NEISO_2_NYISO_G-I | NEISO | NYISO_G-I | 2025 | B02 | 25 | 25 | 600 | 600 | 592.6 | 333.33 | 0.31 | 0.59 | 34.8622 | 0.10683 | 0 | 0.29544 | 4.9728 | 1.6576
NEISO_2_NYISO_G-I | NEISO | NYISO_G-I | 2025 | B03 | 75 | 75 | 600 | 600 | 599.85 | 599.68 | 0.28 | 0.58 | 12.4279 | 3.3473 | 1.1039 | 0.31596 | 4.9728 | 1.6576
NEISO_2_NYISO_G-I | NEISO | NYISO_G-I | 2025 | B04 | 100 | 100 | 600 | 600 | 599.89 | 599.76 | 0.21 | 0.44 | 11.7632 | 3.3473 | 1.1039 | 0.39875 | 4.9728 | 1.6576
NEISO_2_NYISO_G-I | NEISO | NYISO_G-I | 2025 | B05 | 200 | 200 | 600 | 600 | 599.94 | 599.88 | 0.11 | 0.23 | 26.2683 | 3.3473 | 1.1039 | 1.7809 | 4.9728 | 1.6576
NEISO_2_NYISO_G-I | NEISO | NYISO_G-I | 2025 | B06 | 300 | 300 | 600 | 600 | 599.96 | 599.92 | 0.08 | 0.16 | 24.0011 | 3.3473 | 1.1039 | 2.4408 | 4.9728 | 1.6576
NEISO_2_NYISO_G-I | NEISO | NYISO_G-I | 2025 | B07 | 400 | 400 | 600 | 600 | 599.97 | 599.94 | 0.06 | 0.12 | 6.8609 | 3.3473 | 1.1039 | 0.93029 | 4.9728 | 1.6576
NEISO_2_NYISO_G-I | NEISO | NYISO_G-I | 2025 | B08 | 500 | 500 | 600 | 599.96 | 599.95 | 599.94 | 0.02 | 0.09 | 0.01187 | 1.4007 | 1.1039 | 0.0020119 | 4.9728 | 1.6576
NEISO_2_NYISO_G-I | NEISO | NYISO_G-I | 2025 | B09 | 800 | 800 | 600 | 0 | 3.61 | 1.91 | 0.01 | 0.02 | 0 | 0 | 0 | 0 | 4.9728 | 1.6576
NEISO_2_NYISO_G-I | NEISO | NYISO_G-I | 2025 | B10 | 1262 | 1262 | 600 | 0 | 1.85 | 0.02 | 0.01 | 0.01 | 0 | 0 | 0 | 0 | 4.9728 | 1.6576
NEISO_2_NYISO_G-I | NEISO | NYISO_G-I | 2025 | B11 | 25 | 25 | 600 | 600 | 599.6 | 599.12 | 0.85 | 1.6 | 7.4544 | 3.3473 | 1.1039 | 0.063173 | 4.9728 | 1.6576
NEISO_2_NYISO_G-I | NEISO | NYISO_G-I | 2025 | B12 | 200 | 200 | 600 | 600 | 599.89 | 505.26 | 0.06 | 0.1 | 1.6855 | 1.6855 | 0 | 0.11427 | 4.9728 | 1.6576
NEISO_2_NYISO_G-I | NEISO | NYISO_G-I | 2025 | B13 | 600 | 600 | 600 | 599.97 | 336.72 | 275.53 | 0.01 | 0.03 | 0.01187 | 0 | 0 | 0.0024142 | 4.9728 | 1.6576
NEISO_2_NYISO_G-I | NEISO | NYISO_G-I | 2025 | B14 | 900 | 900 | 600 | 110.16 | 0.04 | 0.03 | 0.01 | 0.01 | 0 | 0 | 0 | 0 | 4.9728 | 1.6576
NEISO_2_NYISO_G-I | NEISO | NYISO_G-I | 2025 | B15 | 1203 | 1203 | 600 | 0 | 0.02 | 0.01 | 0.01 | 0.01 | 0 | 0 | 0 | 0 | 4.9728 | 1.6576
NEISO_2_NYISO_G-I | NEISO | NYISO_G-I | 2025 | B16 | 25 | 25 | 600 | 600 | 599.41 | 0.88 | 0.53 | 0.41 | 8.9619 | 2.4927 | 0 | 0.075948 | 4.9728 | 1.6576
NEISO_2_NYISO_G-I | NEISO | NYISO_G-I | 2025 | B17 | 100 | 100 | 600 | 600 | 0.56 | 0.7 | 0.07 | 0.14 | 1.555 | 0 | 0 | 0.052711 | 4.9728 | 1.6576
NEISO_2_NYISO_G-I | NEISO | NYISO_G-I | 2025 | B18 | 400 | 400 | 600 | 600 | 446.78 | 0.24 | 0.02 | 0.04 | 1.1633 | 0 | 0 | 0.15773 | 4.9728 | 1.6576
NEISO_2_NYISO_G-I | NEISO | NYISO_G-I | 2025 | B19 | 700 | 700 | 600 | 583.9 | 0.63 | 0.14 | 0.01 | 0.02 | 0 | 0 | 0 | 0 | 4.9728 | 1.6576
NEISO_2_NYISO_G-I | NEISO | NYISO_G-I | 2025 | B20 | 935 | 935 | 600 | 0 | 0.01 | 0.01 | 0.01 | 0.01 | 0 | 0 | 0 | 0 | 4.9728 | 1.6576
NEISO_2_NYISO_G-I | NEISO | NYISO_G-I | 2030 | B01 | 10 | 10 | 600 | 600 | 597.97 | 564.66 | 0.76 | 1.19 | 273.1287 | 1.4244 | 0.04748 | 0.67273 | 8.3362 | 2.7787
NEISO_2_NYISO_G-I | NEISO | NYISO_G-I | 2030 | B02 | 25 | 25 | 600 | 600 | 599.65 | 598.86 | 0.57 | 0.81 | 69.4039 | 5.6026 | 1.5312 | 0.42736 | 8.3362 | 2.7787
NEISO_2_NYISO_G-I | NEISO | NYISO_G-I | 2030 | B03 | 75 | 75 | 600 | 600 | 599.89 | 599.76 | 0.22 | 0.46 | 23.2889 | 5.6145 | 1.8636 | 0.43021 | 8.3362 | 2.7787
NEISO_2_NYISO_G-I | NEISO | NYISO_G-I | 2030 | B04 | 100 | 100 | 600 | 600 | 599.92 | 599.82 | 0.17 | 0.36 | 33.3903 | 5.567 | 1.8636 | 0.82242 | 8.3362 | 2.7787
NEISO_2_NYISO_G-I | NEISO | NYISO_G-I | 2030 | B05 | 200 | 200 | 600 | 600 | 599.96 | 599.91 | 0.09 | 0.18 | 33.3903 | 5.6145 | 1.8636 | 1.6448 | 8.3362 | 2.7787
NEISO_2_NYISO_G-I | NEISO | NYISO_G-I | 2030 | B06 | 300 | 300 | 600 | 600 | 599.97 | 599.94 | 0.06 | 0.13 | 24.927 | 5.6145 | 1.8636 | 1.8419 | 8.3362 | 2.7787
NEISO_2_NYISO_G-I | NEISO | NYISO_G-I | 2030 | B07 | 400 | 400 | 600 | 600 | 599.98 | 599.94 | 0.04 | 0.07 | 2.7538 | 5.6145 | 1.4125 | 0.27131 | 8.3362 | 2.7787
NEISO_2_NYISO_G-I | NEISO | NYISO_G-I | 2030 | B08 | 500 | 500 | 600 | 412.91 | 599.96 | 0.09 | 0.02 | 0.02 | 0 | 2.7538 | 0 | 0 | 8.3362 | 2.7787
NEISO_2_NYISO_G-I | NEISO | NYISO_G-I | 2030 | B09 | 800 | 800 | 600 | 100.01 | 2.79 | 0.1 | 0.01 | 0.02 | 0 | 0 | 0 | 0 | 8.3362 | 2.7787
NEISO_2_NYISO_G-I | NEISO | NYISO_G-I | 2030 | B10 | 1262 | 0 | 600 | 0 | 0.02 | 0.05 | 0 | 0.01 | 0 | 0 | 0 | 0 | 8.3362 | 2.7787
NEISO_2_NYISO_G-I | NEISO | NYISO_G-I | 2030 | B11 | 25 | 25 | 600 | 600 | 599.6 | 599.26 | 0.46 | 1.16 | 9.7097 | 4.4156 | 1.8517 | 0.059789 | 8.3362 | 2.7787
NEISO_2_NYISO_G-I | NEISO | NYISO_G-I | 2030 | B12 | 200 | 200 | 600 | 600 | 599.84 | 591.36 | 0.04 | 0.11 | 0.43919 | 1.092 | 0.05935 | 0.021635 | 8.3362 | 2.7787
NEISO_2_NYISO_G-I | NEISO | NYISO_G-I | 2030 | B13 | 600 | 600 | 600 | 600 | 599.98 | 599.95 | 0.02 | 0.04 | 5.2822 | 3.2286 | 1.1633 | 0.78061 | 8.3362 | 2.7787
NEISO_2_NYISO_G-I | NEISO | NYISO_G-I | 2030 | B14 | 900 | 900 | 600 | 600 | 599.97 | 158.95 | 0.01 | 0.02 | 4.1782 | 1.5668 | 0 | 0.92621 | 8.3362 | 2.7787
NEISO_2_NYISO_G-I | NEISO | NYISO_G-I | 2030 | B15 | 1203 | 1203 | 600 | 0.02 | 148.31 | 48.41 | 0.01 | 0.01 | 0 | 0 | 0 | 0 | 8.3362 | 2.7787
NEISO_2_NYISO_G-I | NEISO | NYISO_G-I | 2030 | B16 | 25 | 25 | 600 | 600 | 598.67 | 369.32 | 0.29 | 0.5 | 18.4935 | 1.0802 | 0.01187 | 0.11388 | 8.3362 | 2.7787
NEISO_2_NYISO_G-I | NEISO | NYISO_G-I | 2030 | B17 | 100 | 100 | 600 | 600 | 599.87 | 0.58 | 0.1 | 0.11 | 12.143 | 3.5017 | 0 | 0.29909 | 8.3362 | 2.7787
NEISO_2_NYISO_G-I | NEISO | NYISO_G-I | 2030 | B18 | 400 | 400 | 600 | 600 | 599.95 | 0.09 | 0.02 | 0.03 | 12.143 | 2.006 | 0 | 1.1964 | 8.3362 | 2.7787
NEISO_2_NYISO_G-I | NEISO | NYISO_G-I | 2030 | B19 | 700 | 700 | 600 | 600 | 599.22 | 0.02 | 0.01 | 0.01 | 9.3179 | 0.07122 | 0 | 1.6065 | 8.3362 | 2.7787
NEISO_2_NYISO_G-I | NEISO | NYISO_G-I | 2030 | B20 | 935 | 935 | 600 | 192.07 | 585.42 | 0.01 | 0.01 | 0.01 | 0 | 0 | 0 | 0 | 8.3362 | 2.7787
NEISO_2_NYISO_G-I | NEISO | NYISO_G-I | 2035 | B01 | 10 | 10 | 600 | 600 | 599.81 | 599.57 | 3.01 | 6.15 | 149.4789 | 26.8262 | 8.9381 | 0.18097 | 28.3341 | 9.4447
NEISO_2_NYISO_G-I | NEISO | NYISO_G-I | 2035 | B02 | 25 | 25 | 600 | 600 | 599.91 | 599.81 | 0.71 | 2.45 | 121.9999 | 25.473 | 8.9381 | 0.36925 | 28.3341 | 9.4447
NEISO_2_NYISO_G-I | NEISO | NYISO_G-I | 2035 | B03 | 75 | 75 | 600 | 600 | 599.97 | 599.94 | 0.49 | 1.02 | 74.9116 | 26.8262 | 8.9381 | 0.68019 | 28.3341 | 9.4447
NEISO_2_NYISO_G-I | NEISO | NYISO_G-I | 2035 | B04 | 100 | 100 | 600 | 600 | 599.98 | 599.95 | 0.37 | 0.77 | 51.1834 | 26.8262 | 8.9381 | 0.61965 | 28.3341 | 9.4447
NEISO_2_NYISO_G-I | NEISO | NYISO_G-I | 2035 | B05 | 200 | 200 | 600 | 600 | 599.99 | 599.98 | 0.18 | 0.4 | 49.7472 | 26.8262 | 8.9381 | 1.2045 | 28.3341 | 9.4447
NEISO_2_NYISO_G-I | NEISO | NYISO_G-I | 2035 | B06 | 300 | 300 | 600 | 600 | 599.99 | 599.98 | 0.07 | 0.27 | 17.8881 | 25.4611 | 8.9381 | 0.64969 | 28.3341 | 9.4447
NEISO_2_NYISO_G-I | NEISO | NYISO_G-I | 2035 | B07 | 400 | 400 | 600 | 600 | 599.99 | 599.99 | 0.03 | 0.2 | 5.7688 | 22.8023 | 8.9381 | 0.27936 | 28.3341 | 9.4447
NEISO_2_NYISO_G-I | NEISO | NYISO_G-I | 2035 | B08 | 500 | 500 | 600 | 459.08 | 599.99 | 599.99 | 0.02 | 0.09 | 0 | 22.8023 | 8.4752 | 0 | 28.3341 | 9.4447
NEISO_2_NYISO_G-I | NEISO | NYISO_G-I | 2035 | B09 | 800 | 800 | 600 | 600 | 600 | 599.99 | 0.01 | 0.11 | 14.6594 | 15.8939 | 8.9381 | 1.4198 | 28.3341 | 9.4447
NEISO_2_NYISO_G-I | NEISO | NYISO_G-I | 2035 | B10 | 1262 | 0 | 600 | 599.98 | 599.99 | 600 | 0 | 0.07 | 0.01187 | 9.7809 | 8.9381 | 0.0018136 | 28.3341 | 9.4447
NEISO_2_NYISO_G-I | NEISO | NYISO_G-I | 2035 | B11 | 25 | 25 | 600 | 600 | 599.92 | 599.82 | 1.31 | 2.87 | 63.3977 | 26.8262 | 8.9381 | 0.19188 | 28.3341 | 9.4447
NEISO_2_NYISO_G-I | NEISO | NYISO_G-I | 2035 | B12 | 200 | 200 | 600 | 600 | 599.99 | 599.98 | 0.19 | 0.4 | 56.0739 | 26.8262 | 8.9381 | 1.3577 | 28.3341 | 9.4447
NEISO_2_NYISO_G-I | NEISO | NYISO_G-I | 2035 | B13 | 600 | 600 | 600 | 600 | 600 | 599.99 | 0.07 | 0.14 | 56.0739 | 26.8262 | 8.9381 | 4.0732 | 28.3341 | 9.4447
NEISO_2_NYISO_G-I | NEISO | NYISO_G-I | 2035 | B14 | 900 | 900 | 600 | 600 | 600 | 599.99 | 0.05 | 0.1 | 54.9937 | 26.8262 | 8.9381 | 5.9921 | 28.3341 | 9.4447
NEISO_2_NYISO_G-I | NEISO | NYISO_G-I | 2035 | B15 | 1203 | 1203 | 600 | 600 | 600 | 600 | 0.03 | 0.07 | 37.2837 | 26.8262 | 8.9381 | 5.4301 | 28.3341 | 9.4447
NEISO_2_NYISO_G-I | NEISO | NYISO_G-I | 2035 | B16 | 25 | 25 | 600 | 600 | 599.92 | 599.82 | 1.34 | 2.72 | 70.6146 | 26.8262 | 8.9381 | 0.21372 | 28.3341 | 9.4447
NEISO_2_NYISO_G-I | NEISO | NYISO_G-I | 2035 | B17 | 100 | 100 | 600 | 600 | 599.98 | 599.95 | 0.36 | 0.76 | 68.0863 | 26.8262 | 8.9381 | 0.82429 | 28.3341 | 9.4447
NEISO_2_NYISO_G-I | NEISO | NYISO_G-I | 2035 | B18 | 400 | 400 | 600 | 600 | 599.99 | 599.99 | 0.1 | 0.21 | 68.0863 | 26.8262 | 8.9381 | 3.2972 | 28.3341 | 9.4447
NEISO_2_NYISO_G-I | NEISO | NYISO_G-I | 2035 | B19 | 700 | 700 | 600 | 600 | 600 | 599.99 | 0.06 | 0.12 | 65.0357 | 26.8262 | 8.9381 | 5.5115 | 28.3341 | 9.4447
NEISO_2_NYISO_G-I | NEISO | NYISO_G-I | 2035 | B20 | 935 | 935 | 600 | 600 | 600 | 599.99 | 0.04 | 0.09 | 48.4296 | 26.8262 | 8.9381 | 5.482 | 28.3341 | 9.4447
NEISO_2_NYISO_G-I | NEISO | NYISO_G-I | 2040 | B01 | 10 | 10 | 600 | 600 | 599.78 | 599.52 | 2276.08 | 2575.06 | 81.6181 | 30.4822 | 10.1607 | 0.17887 | 30.4687 | 10.1562
NEISO_2_NYISO_G-I | NEISO | NYISO_G-I | 2040 | B02 | 25 | 25 | 600 | 600 | 599.91 | 599.79 | 2161.35 | 918.45 | 18.446 | 30.4703 | 10.1607 | 0.10106 | 30.4687 | 10.1562
NEISO_2_NYISO_G-I | NEISO | NYISO_G-I | 2040 | B03 | 75 | 75 | 600 | 600 | 599.97 | 599.93 | 1778.51 | 2520.23 | 43.6697 | 30.4703 | 10.1607 | 0.71778 | 30.4687 | 10.1562
NEISO_2_NYISO_G-I | NEISO | NYISO_G-I | 2040 | B04 | 100 | 100 | 600 | 600 | 599.98 | 599.95 | 40.07 | 2106.58 | 19.4787 | 30.4347 | 10.1607 | 0.42688 | 30.4687 | 10.1562
NEISO_2_NYISO_G-I | NEISO | NYISO_G-I | 2040 | B05 | 200 | 200 | 600 | 600 | 599.98 | 599.97 | 0.03 | 663.31 | 4.1189 | 15.6447 | 10.1607 | 0.18053 | 30.4687 | 10.1562
NEISO_2_NYISO_G-I | NEISO | NYISO_G-I | 2040 | B06 | 300 | 300 | 600 | 0.01 | 599.21 | 599.98 | 0.01 | 469.15 | 0 | 0.22553 | 10.1607 | 0 | 30.4687 | 10.1562
NEISO_2_NYISO_G-I | NEISO | NYISO_G-I | 2040 | B07 | 400 | 400 | 600 | 243.66 | 599.98 | 599.99 | 0.01 | 742.73 | 0 | 6.7422 | 10.1607 | 0 | 30.4687 | 10.1562
NEISO_2_NYISO_G-I | NEISO | NYISO_G-I | 2040 | B08 | 500 | 500 | 600 | 0 | 599.98 | 599.99 | 0.01 | 0.07 | 0 | 8.0122 | 8.3209 | 0 | 30.4687 | 10.1562
NEISO_2_NYISO_G-I | NEISO | NYISO_G-I | 2040 | B09 | 800 | 800 | 600 | 0 | 600 | 599.99 | 258.29 | 0.04 | 0 | 30.4703 | 8.3209 | 0 | 30.4687 | 10.1562
NEISO_2_NYISO_G-I | NEISO | NYISO_G-I | 2040 | B10 | 1262 | 0 | 600 | 0 | 0.05 | 0.02 | 0 | 0 | 0 | 0 | 0 | 0 | 30.4687 | 10.1562
NEISO_2_NYISO_G-I | NEISO | NYISO_G-I | 2040 | B11 | 25 | 25 | 600 | 600 | 599.91 | 599.8 | 2457.87 | 2878.59 | 61.9614 | 30.4703 | 10.1607 | 0.33948 | 30.4687 | 10.1562
NEISO_2_NYISO_G-I | NEISO | NYISO_G-I | 2040 | B12 | 200 | 200 | 600 | 600 | 599.99 | 599.97 | 2433.95 | 1911.39 | 60.7744 | 30.4703 | 10.1607 | 2.6638 | 30.4687 | 10.1562
NEISO_2_NYISO_G-I | NEISO | NYISO_G-I | 2040 | B13 | 600 | 600 | 600 | 600 | 600 | 599.99 | 2318.92 | 1629.68 | 59.1601 | 30.4703 | 10.1607 | 7.7791 | 30.4687 | 10.1562
NEISO_2_NYISO_G-I | NEISO | NYISO_G-I | 2040 | B14 | 900 | 900 | 600 | 600 | 600 | 599.99 | 2166.24 | 1785.98 | 59.1601 | 30.4703 | 10.1607 | 11.6687 | 30.4687 | 10.1562
NEISO_2_NYISO_G-I | NEISO | NYISO_G-I | 2040 | B15 | 1203 | 0 | 600 | 599.97 | 253.07 | 2.7 | 0 | 0.01 | 0.01187 | 0 | 0 | 0.0031294 | 30.4687 | 10.1562
NEISO_2_NYISO_G-I | NEISO | NYISO_G-I | 2040 | B16 | 25 | 25 | 600 | 600 | 599.91 | 599.8 | 2365.94 | 2245.93 | 64.9883 | 30.4703 | 10.1607 | 0.35606 | 30.4687 | 10.1562
NEISO_2_NYISO_G-I | NEISO | NYISO_G-I | 2040 | B17 | 100 | 100 | 600 | 600 | 599.98 | 599.95 | 2256.19 | 2082.06 | 64.3354 | 30.4703 | 10.1607 | 1.4099 | 30.4687 | 10.1562
NEISO_2_NYISO_G-I | NEISO | NYISO_G-I | 2040 | B18 | 400 | 400 | 600 | 600 | 599.99 | 599.99 | 2201.42 | 2223.51 | 61.3916 | 30.4703 | 10.1607 | 5.3817 | 30.4687 | 10.1562
NEISO_2_NYISO_G-I | NEISO | NYISO_G-I | 2040 | B19 | 700 | 700 | 600 | 600 | 600 | 599.99 | 2034.99 | 1542.65 | 61.3916 | 30.4703 | 10.1607 | 9.418 | 30.4687 | 10.1562
NEISO_2_NYISO_G-I | NEISO | NYISO_G-I | 2040 | B20 | 935 | 935 | 600 | 432.91 | 599.92 | 599.89 | 0.01 | 0.02 | 0 | 0.85464 | 0.51041 | 0 | 30.4687 | 10.1562
NEISO_2_NYISO_G-I | NEISO | NYISO_G-I | 2045 | B01 | 10 | 10 | 600 | 599.1 | 599.54 | 599.03 | 1436.08 | 2310.54 | 0.05935 | 18.2561 | 6.0893 | 0.00017664 | 18.2389 | 6.0796
NEISO_2_NYISO_G-I | NEISO | NYISO_G-I | 2045 | B02 | 25 | 25 | 600 | 600 | 599.81 | 599.58 | 1145.47 | 1230.34 | 30.3872 | 18.2442 | 6.0893 | 0.2261 | 18.2389 | 6.0796
NEISO_2_NYISO_G-I | NEISO | NYISO_G-I | 2045 | B03 | 75 | 75 | 600 | 600 | 599.93 | 599.85 | 900.88 | 1779.1 | 101.168 | 18.2442 | 6.0774 | 2.2582 | 18.2389 | 6.0796
NEISO_2_NYISO_G-I | NEISO | NYISO_G-I | 2045 | B04 | 100 | 100 | 600 | 600 | 599.95 | 599.89 | 662.26 | 1536.98 | 13.0926 | 18.2442 | 6.0774 | 0.38966 | 18.2389 | 6.0796
NEISO_2_NYISO_G-I | NEISO | NYISO_G-I | 2045 | B05 | 200 | 200 | 600 | 600 | 599.95 | 599.94 | 0.09 | 1393.36 | 5.0685 | 10.1014 | 6.0774 | 0.3017 | 18.2389 | 6.0796
NEISO_2_NYISO_G-I | NEISO | NYISO_G-I | 2045 | B06 | 300 | 300 | 600 | 0 | 599.98 | 599.96 | 671.54 | 1515.58 | 0 | 18.2442 | 6.0774 | 0 | 18.2389 | 6.0796
NEISO_2_NYISO_G-I | NEISO | NYISO_G-I | 2045 | B07 | 400 | 400 | 600 | 561.46 | 599.94 | 599.97 | 0.03 | 584.49 | 0 | 3.4304 | 6.0774 | 0 | 18.2389 | 6.0796
NEISO_2_NYISO_G-I | NEISO | NYISO_G-I | 2045 | B08 | 500 | 500 | 600 | 53.88 | 599.89 | 599.98 | 0.02 | 428.2 | 0 | 1.2345 | 6.0774 | 0 | 18.2389 | 6.0796
NEISO_2_NYISO_G-I | NEISO | NYISO_G-I | 2045 | B09 | 800 | 800 | 600 | 0 | 599.98 | 599.98 | 0.02 | 206.2 | 0 | 6.2317 | 6.0774 | 0 | 18.2389 | 6.0796
NEISO_2_NYISO_G-I | NEISO | NYISO_G-I | 2045 | B10 | 1262 | 0 | 600 | 0 | 0.01 | 0.01 | 0 | 0.01 | 0 | 0 | 0 | 0 | 18.2389 | 6.0796
NEISO_2_NYISO_G-I | NEISO | NYISO_G-I | 2045 | B11 | 25 | 25 | 600 | 600 | 599.81 | 599.58 | 1830.76 | 2444.36 | 134.2022 | 18.2442 | 6.0893 | 0.99853 | 18.2389 | 6.0796
NEISO_2_NYISO_G-I | NEISO | NYISO_G-I | 2045 | B12 | 200 | 200 | 600 | 600 | 599.97 | 599.94 | 1783.86 | 2387.06 | 121.0147 | 18.2442 | 6.0774 | 7.2033 | 18.2389 | 6.0796
NEISO_2_NYISO_G-I | NEISO | NYISO_G-I | 2045 | B13 | 600 | 600 | 600 | 600 | 599.99 | 599.98 | 707.86 | 1230.7 | 9.8165 | 18.2442 | 6.0774 | 1.7529 | 18.2389 | 6.0796
NEISO_2_NYISO_G-I | NEISO | NYISO_G-I | 2045 | B14 | 900 | 900 | 600 | 600 | 599.99 | 599.99 | 0.21 | 608.24 | 8.2615 | 16.9385 | 6.0774 | 2.2129 | 18.2389 | 6.0796
NEISO_2_NYISO_G-I | NEISO | NYISO_G-I | 2045 | B15 | 1203 | 1203 | 600 | 0.04 | 594.71 | 596.3 | 0.01 | 0.02 | 0 | 0.01187 | 0.01187 | 0 | 18.2389 | 6.0796
NEISO_2_NYISO_G-I | NEISO | NYISO_G-I | 2045 | B16 | 25 | 25 | 600 | 600 | 599.81 | 599.58 | 1443.21 | 2284.28 | 135.8522 | 18.2442 | 6.0893 | 1.0108 | 18.2389 | 6.0796
NEISO_2_NYISO_G-I | NEISO | NYISO_G-I | 2045 | B17 | 100 | 100 | 600 | 600 | 599.95 | 599.89 | 1309.97 | 2157.83 | 129.015 | 18.2442 | 6.0774 | 3.8397 | 18.2389 | 6.0796
NEISO_2_NYISO_G-I | NEISO | NYISO_G-I | 2045 | B18 | 400 | 400 | 600 | 600 | 599.99 | 599.97 | 854.18 | 1554.88 | 34.6248 | 18.2442 | 6.0774 | 4.122 | 18.2389 | 6.0796
NEISO_2_NYISO_G-I | NEISO | NYISO_G-I | 2045 | B19 | 700 | 700 | 600 | 599.93 | 599.99 | 599.98 | 835.98 | 1031.89 | 0.01187 | 18.2442 | 6.0774 | 0.0024729 | 18.2389 | 6.0796
NEISO_2_NYISO_G-I | NEISO | NYISO_G-I | 2045 | B20 | 935 | 935 | 600 | 0.05 | 592.75 | 599.84 | 0.01 | 0.05 | 0 | 0.02374 | 0.32049 | 0 | 18.2389 | 6.0796
NEISO_2_NYISO_G-I | NEISO | NYISO_G-I | 2050 | B01 | 10 | 10 | 600 | 533.08 | 599.46 | 598.87 | 3862.79 | 5279.63 | 0 | 6.8134 | 2.2672 | 0 | 6.7997 | 2.2666
NEISO_2_NYISO_G-I | NEISO | NYISO_G-I | 2050 | B02 | 25 | 25 | 600 | 599.21 | 599.76 | 599.51 | 858.22 | 3470.48 | 0.01187 | 6.8015 | 2.2672 | 0.00011637 | 6.7997 | 2.2666
NEISO_2_NYISO_G-I | NEISO | NYISO_G-I | 2050 | B03 | 75 | 75 | 600 | 600 | 599.92 | 599.82 | 1252.51 | 2531.39 | 65.8192 | 6.8015 | 2.2672 | 1.9359 | 6.7997 | 2.2666
NEISO_2_NYISO_G-I | NEISO | NYISO_G-I | 2050 | B04 | 100 | 100 | 600 | 600 | 599.94 | 599.87 | 1443.97 | 2790.71 | 7.1101 | 6.8015 | 2.2672 | 0.27883 | 6.7997 | 2.2666
NEISO_2_NYISO_G-I | NEISO | NYISO_G-I | 2050 | B05 | 200 | 200 | 600 | 599.99 | 599.11 | 599.93 | 0.06 | 1848.91 | 0.20179 | 0.20179 | 2.2672 | 0.015827 | 6.7997 | 2.2666
NEISO_2_NYISO_G-I | NEISO | NYISO_G-I | 2050 | B06 | 300 | 300 | 600 | 600 | 599.98 | 599.95 | 91.84 | 1700.19 | 4.748 | 6.8015 | 2.2672 | 0.55859 | 6.7997 | 2.2666
NEISO_2_NYISO_G-I | NEISO | NYISO_G-I | 2050 | B07 | 400 | 400 | 600 | 600 | 599.98 | 599.96 | 258.95 | 2132.05 | 26.3277 | 6.8015 | 2.2672 | 4.1298 | 6.7997 | 2.2666
NEISO_2_NYISO_G-I | NEISO | NYISO_G-I | 2050 | B08 | 500 | 500 | 600 | 0 | 102.84 | 599.97 | 0.02 | 588.33 | 0 | 0 | 2.2672 | 0 | 6.7997 | 2.2666
NEISO_2_NYISO_G-I | NEISO | NYISO_G-I | 2050 | B09 | 800 | 800 | 600 | 0 | 572.21 | 599.98 | 0.01 | 0.65 | 0 | 0 | 2.1722 | 0 | 6.7997 | 2.2666
NEISO_2_NYISO_G-I | NEISO | NYISO_G-I | 2050 | B10 | 1262 | 0 | 600 | 0 | 0 | 0 | 0 | 0 | 0 | 0 | 0 | 0 | 6.7997 | 2.2666
NEISO_2_NYISO_G-I | NEISO | NYISO_G-I | 2050 | B11 | 25 | 25 | 600 | 600 | 599.77 | 599.51 | 4252.07 | 4906.26 | 20.3808 | 6.8015 | 2.2672 | 0.19981 | 6.7997 | 2.2666
NEISO_2_NYISO_G-I | NEISO | NYISO_G-I | 2050 | B12 | 200 | 200 | 600 | 600 | 599.97 | 599.93 | 2858.4 | 2309.14 | 13.2113 | 6.8015 | 2.2672 | 1.0362 | 6.7997 | 2.2666
NEISO_2_NYISO_G-I | NEISO | NYISO_G-I | 2050 | B13 | 600 | 600 | 600 | 503.92 | 599.99 | 599.98 | 1898.83 | 2446.88 | 0 | 6.8015 | 2.2672 | 0 | 6.7997 | 2.2666
NEISO_2_NYISO_G-I | NEISO | NYISO_G-I | 2050 | B14 | 900 | 900 | 600 | 55.13 | 599.98 | 599.98 | 0.05 | 829.4 | 0 | 2.1247 | 2.2672 | 0 | 6.7997 | 2.2666
NEISO_2_NYISO_G-I | NEISO | NYISO_G-I | 2050 | B15 | 1203 | 1203 | 600 | 0.02 | 0.07 | 0.14 | 0.01 | 0.01 | 0 | 0 | 0 | 0 | 6.7997 | 2.2666
NEISO_2_NYISO_G-I | NEISO | NYISO_G-I | 2050 | B16 | 25 | 25 | 600 | 600 | 599.77 | 599.51 | 4308.64 | 4840.95 | 86.4848 | 6.8015 | 2.2672 | 0.84789 | 6.7997 | 2.2666
NEISO_2_NYISO_G-I | NEISO | NYISO_G-I | 2050 | B17 | 100 | 100 | 600 | 599.8 | 599.94 | 599.87 | 3846.03 | 2847.01 | 0.01187 | 6.8015 | 2.2672 | 0.00046549 | 6.7997 | 2.2666
NEISO_2_NYISO_G-I | NEISO | NYISO_G-I | 2050 | B18 | 400 | 400 | 600 | 600 | 599.98 | 599.96 | 2644.26 | 3186.89 | 0.37984 | 6.8015 | 2.2672 | 0.059583 | 6.7997 | 2.2666
NEISO_2_NYISO_G-I | NEISO | NYISO_G-I | 2050 | B19 | 700 | 700 | 600 | 599.97 | 599.99 | 599.98 | 1570.44 | 2052.1 | 0.01187 | 6.8015 | 2.2672 | 0.0032584 | 6.7997 | 2.2666
NEISO_2_NYISO_G-I | NEISO | NYISO_G-I | 2050 | B20 | 935 | 935 | 600 | 0.02 | 139.64 | 516.44 | 0.01 | 0.02 | 0 | 0 | 0 | 0 | 6.7997 | 2.2666
NEISO_2_NYISO_J-K | NEISO | NYISO_J-K | 2015 | B01 | 10 | 10 | 430 | 430 | 1.83 | 0.84 | 0.59 | 0.64 | 30.2685 | 0.01187 | 0 | 0.14013 | 2.8727 | 0.95757
NEISO_2_NYISO_J-K | NEISO | NYISO_J-K | 2015 | B02 | 25 | 25 | 430 | 430 | 334.7 | 408.38 | 0.33 | 0.68 | 12.3804 | 0.01187 | 0.01187 | 0.14329 | 2.8727 | 0.95757
NEISO_2_NYISO_J-K | NEISO | NYISO_J-K | 2015 | B03 | 75 | 75 | 430 | 430 | 429.9 | 429.78 | 856.56 | 857.53 | 5.3534 | 2.8725 | 0.96147 | 0.18588 | 2.8727 | 0.95757
NEISO_2_NYISO_J-K | NEISO | NYISO_J-K | 2015 | B04 | 100 | 100 | 430 | 430 | 429.93 | 429.84 | 1172.18 | 1173.79 | 15.5734 | 2.8725 | 0.96147 | 0.72099 | 2.8727 | 0.95757
NEISO_2_NYISO_J-K | NEISO | NYISO_J-K | 2015 | B05 | 200 | 200 | 430 | 430 | 429.96 | 429.92 | 1951.33 | 1415.73 | 20.6775 | 2.8725 | 0.96147 | 1.9146 | 2.8727 | 0.95757
NEISO_2_NYISO_J-K | NEISO | NYISO_J-K | 2015 | B06 | 300 | 300 | 430 | 430 | 429.97 | 429.94 | 0.26 | 180.76 | 2.4096 | 2.1485 | 0.96147 | 0.33467 | 2.8727 | 0.95757
NEISO_2_NYISO_J-K | NEISO | NYISO_J-K | 2015 | B07 | 400 | 400 | 430 | 430 | 429.96 | 429.96 | 0.04 | 157.31 | 1.365 | 1.365 | 0.96147 | 0.25279 | 2.8727 | 0.95757
NEISO_2_NYISO_J-K | NEISO | NYISO_J-K | 2015 | B08 | 500 | 500 | 430 | 429.97 | 426.08 | 0.04 | 0.02 | 0.02 | 0.01187 | 0.01187 | 0 | 0.0027477 | 2.8727 | 0.95757
NEISO_2_NYISO_J-K | NEISO | NYISO_J-K | 2015 | B09 | 800 | 800 | 430 | 0 | 0.03 | 0.02 | 0.01 | 0.01 | 0 | 0 | 0 | 0 | 2.8727 | 0.95757
NEISO_2_NYISO_J-K | NEISO | NYISO_J-K | 2015 | B10 | 1262 | 0 | 430 | 0 | 0.01 | 0.01 | 0 | 0.01 | 0 | 0 | 0 | 0 | 2.8727 | 0.95757
NEISO_2_NYISO_J-K | NEISO | NYISO_J-K | 2015 | B11 | 25 | 25 | 430 | 430 | 429.72 | 429.42 | 4189.68 | 5819.51 | 7.2526 | 2.8725 | 0.96147 | 0.083942 | 2.8727 | 0.95757
NEISO_2_NYISO_J-K | NEISO | NYISO_J-K | 2015 | B12 | 200 | 200 | 430 | 395.77 | 429.74 | 428.32 | 0.05 | 0.1 | 0 | 0.36797 | 0.02374 | 0 | 2.8727 | 0.95757
NEISO_2_NYISO_J-K | NEISO | NYISO_J-K | 2015 | B13 | 600 | 600 | 430 | 21.26 | 0.04 | 0.04 | 0.01 | 0.02 | 0 | 0 | 0 | 0 | 2.8727 | 0.95757
NEISO_2_NYISO_J-K | NEISO | NYISO_J-K | 2015 | B14 | 900 | 900 | 430 | 0 | 0.02 | 0.01 | 0.01 | 0.01 | 0 | 0 | 0 | 0 | 2.8727 | 0.95757
NEISO_2_NYISO_J-K | NEISO | NYISO_J-K | 2015 | B15 | 1203 | 0 | 430 | 0 | 0.01 | 0.01 | 0 | 0.01 | 0 | 0 | 0 | 0 | 2.8727 | 0.95757
NEISO_2_NYISO_J-K | NEISO | NYISO_J-K | 2015 | B16 | 25 | 25 | 430 | 430 | 429.72 | 429.4 | 437.62 | 438.85 | 4.1901 | 2.8725 | 0.96147 | 0.048497 | 2.8727 | 0.95757
NEISO_2_NYISO_J-K | NEISO | NYISO_J-K | 2015 | B17 | 100 | 100 | 430 | 429.89 | 1.13 | 0.63 | 0.08 | 0.14 | 0.01187 | 0 | 0 | 0.00054954 | 2.8727 | 0.95757
NEISO_2_NYISO_J-K | NEISO | NYISO_J-K | 2015 | B18 | 400 | 400 | 430 | 429.97 | 0.02 | 0.01 | 0.01 | 0.01 | 0.01187 | 0 | 0 | 0.0021981 | 2.8727 | 0.95757
NEISO_2_NYISO_J-K | NEISO | NYISO_J-K | 2015 | B19 | 700 | 700 | 430 | 0 | 0.01 | 0.01 | 0.01 | 0 | 0 | 0 | 0 | 0 | 2.8727 | 0.95757
NEISO_2_NYISO_J-K | NEISO | NYISO_J-K | 2015 | B20 | 935 | 0 | 430 | 0 | 0.01 | 0 | 0 | 0 | 0 | 0 | 0 | 0 | 2.8727 | 0.95757
NEISO_2_NYISO_J-K | NEISO | NYISO_J-K | 2020 | B01 | 10 | 10 | 430 | 428.66 | 1.05 | 0.42 | 0.47 | 0.42 | 0.01187 | 0.01187 | 0.01187 | 5.0297e-05 | 4.4567 | 1.4856
NEISO_2_NYISO_J-K | NEISO | NYISO_J-K | 2020 | B02 | 25 | 25 | 430 | 430 | 354.61 | 17.3 | 0.26 | 0.45 | 11.9768 | 0.01187 | 0 | 0.12687 | 4.4567 | 1.4856
NEISO_2_NYISO_J-K | NEISO | NYISO_J-K | 2020 | B03 | 75 | 75 | 430 | 430 | 429.9 | 429.81 | 0.54 | 2.08 | 9.6384 | 3.8103 | 1.3413 | 0.30631 | 4.4567 | 1.4856
NEISO_2_NYISO_J-K | NEISO | NYISO_J-K | 2020 | B04 | 100 | 100 | 430 | 430 | 429.94 | 429.87 | 58.48 | 1733.16 | 17.1521 | 4.4512 | 1.4838 | 0.72679 | 4.4567 | 1.4856
NEISO_2_NYISO_J-K | NEISO | NYISO_J-K | 2020 | B05 | 200 | 200 | 430 | 430 | 429.97 | 429.93 | 1244.19 | 1247.09 | 21.9595 | 4.4512 | 1.4838 | 1.861 | 4.4567 | 1.4856
NEISO_2_NYISO_J-K | NEISO | NYISO_J-K | 2020 | B06 | 300 | 300 | 430 | 430 | 429.98 | 429.95 | 2090.46 | 2093.91 | 20.7369 | 4.4512 | 1.4838 | 2.636 | 4.4567 | 1.4856
NEISO_2_NYISO_J-K | NEISO | NYISO_J-K | 2020 | B07 | 400 | 400 | 430 | 430 | 429.92 | 429.94 | 0.02 | 0.1 | 0.89025 | 0.89025 | 0.89025 | 0.15089 | 4.4567 | 1.4856
NEISO_2_NYISO_J-K | NEISO | NYISO_J-K | 2020 | B08 | 500 | 500 | 430 | 429.97 | 429.93 | 429.95 | 0.02 | 0.07 | 0.01187 | 0.87838 | 0.87838 | 0.0025148 | 4.4567 | 1.4856
NEISO_2_NYISO_J-K | NEISO | NYISO_J-K | 2020 | B09 | 800 | 800 | 430 | 0 | 250.72 | 331.58 | 0.01 | 0.02 | 0 | 0 | 0 | 0 | 4.4567 | 1.4856
NEISO_2_NYISO_J-K | NEISO | NYISO_J-K | 2020 | B10 | 1262 | 1262 | 430 | 0 | 64.24 | 145.22 | 0.01 | 0.01 | 0 | 0 | 0 | 0 | 4.4567 | 1.4856
NEISO_2_NYISO_J-K | NEISO | NYISO_J-K | 2020 | B11 | 25 | 25 | 430 | 430 | 429.77 | 429.51 | 8.7 | 3077.51 | 6.1012 | 4.3444 | 1.4838 | 0.064631 | 4.4567 | 1.4856
NEISO_2_NYISO_J-K | NEISO | NYISO_J-K | 2020 | B12 | 200 | 200 | 430 | 429.93 | 429.86 | 424.92 | 0.05 | 0.08 | 0.01187 | 1.1395 | 0.01187 | 0.0010059 | 4.4567 | 1.4856
NEISO_2_NYISO_J-K | NEISO | NYISO_J-K | 2020 | B13 | 600 | 600 | 430 | 379.15 | 427 | 400.82 | 0.01 | 0.03 | 0 | 0.01187 | 0 | 0 | 4.4567 | 1.4856
NEISO_2_NYISO_J-K | NEISO | NYISO_J-K | 2020 | B14 | 900 | 900 | 430 | 0 | 0.02 | 0.01 | 0.01 | 0.01 | 0 | 0 | 0 | 0 | 4.4567 | 1.4856
NEISO_2_NYISO_J-K | NEISO | NYISO_J-K | 2020 | B15 | 1203 | 0 | 430 | 0 | 0.01 | 0.01 | 0 | 0.01 | 0 | 0 | 0 | 0 | 4.4567 | 1.4856
NEISO_2_NYISO_J-K | NEISO | NYISO_J-K | 2020 | B16 | 25 | 25 | 430 | 430 | 429.67 | 370.99 | 0.84 | 0.57 | 6.0062 | 3.3355 | 0.01187 | 0.063625 | 4.4567 | 1.4856
NEISO_2_NYISO_J-K | NEISO | NYISO_J-K | 2020 | B17 | 100 | 100 | 430 | 429.88 | 0.22 | 0.15 | 0.06 | 0.08 | 0.01187 | 0 | 0 | 0.00050297 | 4.4567 | 1.4856
NEISO_2_NYISO_J-K | NEISO | NYISO_J-K | 2020 | B18 | 400 | 400 | 430 | 429.97 | 0.23 | 0.02 | 0.02 | 0.02 | 0.01187 | 0 | 0 | 0.0020119 | 4.4567 | 1.4856
NEISO_2_NYISO_J-K | NEISO | NYISO_J-K | 2020 | B19 | 700 | 700 | 430 | 270.32 | 0.02 | 0.01 | 0.01 | 0.01 | 0 | 0 | 0 | 0 | 4.4567 | 1.4856
NEISO_2_NYISO_J-K | NEISO | NYISO_J-K | 2020 | B20 | 935 | 935 | 430 | 0 | 0.01 | 0.01 | 0.01 | 0 | 0 | 0 | 0 | 0 | 4.4567 | 1.4856
NEISO_2_NYISO_J-K | NEISO | NYISO_J-K | 2025 | B01 | 10 | 10 | 430 | 428.39 | 359 | 332.08 | 1.18 | 1.95 | 0.01187 | 0.03561 | 0.02374 | 2.6031e-05 | 3.3599 | 1.12
NEISO_2_NYISO_J-K | NEISO | NYISO_J-K | 2025 | B02 | 25 | 25 | 430 | 430 | 423.78 | 390.68 | 0.5 | 0.91 | 34.8741 | 0.13057 | 0.01187 | 0.1912 | 3.3599 | 1.12
NEISO_2_NYISO_J-K | NEISO | NYISO_J-K | 2025 | B03 | 75 | 75 | 430 | 430 | 429.86 | 429.71 | 1893.52 | 1894.15 | 12.4398 | 3.3592 | 1.1158 | 0.2046 | 3.3599 | 1.12
NEISO_2_NYISO_J-K | NEISO | NYISO_J-K | 2025 | B04 | 100 | 100 | 430 | 430 | 429.9 | 429.78 | 2890.68 | 2820.25 | 11.775 | 3.3592 | 1.1158 | 0.25822 | 3.3599 | 1.12
NEISO_2_NYISO_J-K | NEISO | NYISO_J-K | 2025 | B05 | 200 | 200 | 430 | 430 | 429.95 | 429.88 | 2067.84 | 2057.17 | 26.2802 | 3.3592 | 1.1158 | 1.1526 | 3.3599 | 1.12
NEISO_2_NYISO_J-K | NEISO | NYISO_J-K | 2025 | B06 | 300 | 300 | 430 | 430 | 429.96 | 429.92 | 3021.69 | 3020.97 | 24.013 | 3.3592 | 1.1158 | 1.5798 | 3.3599 | 1.12
NEISO_2_NYISO_J-K | NEISO | NYISO_J-K | 2025 | B07 | 400 | 400 | 430 | 430 | 429.97 | 429.94 | 3951.3 | 2890.5 | 6.8727 | 3.3592 | 1.1158 | 0.60287 | 3.3599 | 1.12
NEISO_2_NYISO_J-K | NEISO | NYISO_J-K | 2025 | B08 | 500 | 500 | 430 | 429.98 | 429.95 | 429.95 | 0.05 | 159.81 | 0.02374 | 1.4125 | 1.1158 | 0.0026031 | 3.3599 | 1.12
NEISO_2_NYISO_J-K | NEISO | NYISO_J-K | 2025 | B09 | 800 | 800 | 430 | 0 | 369.07 | 196.43 | 0.02 | 0.03 | 0 | 0 | 0 | 0 | 3.3599 | 1.12
NEISO_2_NYISO_J-K | NEISO | NYISO_J-K | 2025 | B10 | 1262 | 1262 | 430 | 0 | 276.41 | 0.02 | 0.01 | 0.01 | 0 | 0 | 0 | 0 | 3.3599 | 1.12
NEISO_2_NYISO_J-K | NEISO | NYISO_J-K | 2025 | B11 | 25 | 25 | 430 | 430 | 429.62 | 429.19 | 4900.63 | 686.76 | 7.4662 | 3.3592 | 1.1277 | 0.040933 | 3.3599 | 1.12
NEISO_2_NYISO_J-K | NEISO | NYISO_J-K | 2025 | B12 | 200 | 200 | 430 | 430 | 429.9 | 424.5 | 0.12 | 0.17 | 1.6974 | 1.6974 | 0.01187 | 0.074448 | 3.3599 | 1.12
NEISO_2_NYISO_J-K | NEISO | NYISO_J-K | 2025 | B13 | 600 | 600 | 430 | 429.98 | 426.87 | 427.52 | 0.02 | 0.04 | 0.02374 | 0.01187 | 0.01187 | 0.0031237 | 3.3599 | 1.12
NEISO_2_NYISO_J-K | NEISO | NYISO_J-K | 2025 | B14 | 900 | 900 | 430 | 429.98 | 0.04 | 0.03 | 0.01 | 0.02 | 0.01187 | 0 | 0 | 0.0023428 | 3.3599 | 1.12
NEISO_2_NYISO_J-K | NEISO | NYISO_J-K | 2025 | B15 | 1203 | 1203 | 430 | 0 | 0.02 | 0.01 | 0.01 | 0.01 | 0 | 0 | 0 | 0 | 3.3599 | 1.12
NEISO_2_NYISO_J-K | NEISO | NYISO_J-K | 2025 | B16 | 25 | 25 | 430 | 430 | 429.57 | 1.12 | 177.66 | 0.58 | 8.9737 | 3.3592 | 0 | 0.049198 | 3.3599 | 1.12
NEISO_2_NYISO_J-K | NEISO | NYISO_J-K | 2025 | B17 | 100 | 100 | 430 | 430 | 359.25 | 165.62 | 0.13 | 0.22 | 1.5668 | 0 | 0 | 0.034361 | 3.3599 | 1.12
NEISO_2_NYISO_J-K | NEISO | NYISO_J-K | 2025 | B18 | 400 | 400 | 430 | 430 | 429.9 | 376.68 | 0.04 | 0.07 | 1.1751 | 0.87838 | 0 | 0.10308 | 3.3599 | 1.12
NEISO_2_NYISO_J-K | NEISO | NYISO_J-K | 2025 | B19 | 700 | 700 | 430 | 430 | 429.94 | 393.14 | 0.02 | 0.04 | 1.1751 | 0.74781 | 0 | 0.18039 | 3.3599 | 1.12
NEISO_2_NYISO_J-K | NEISO | NYISO_J-K | 2025 | B20 | 935 | 935 | 430 | 0 | 0.01 | 0.01 | 0.01 | 0.01 | 0 | 0 | 0 | 0 | 3.3599 | 1.12
NEISO_2_NYISO_J-K | NEISO | NYISO_J-K | 2030 | B01 | 10 | 10 | 430 | 430 | 428.32 | 409.09 | 1.91 | 2.02 | 273.1406 | 1.5431 | 0.08309 | 0.4339 | 5.621 | 1.8737
NEISO_2_NYISO_J-K | NEISO | NYISO_J-K | 2030 | B02 | 25 | 25 | 430 | 430 | 429.69 | 429.07 | 200.75 | 2.4 | 69.4158 | 5.6145 | 1.5431 | 0.27568 | 5.621 | 1.8737
NEISO_2_NYISO_J-K | NEISO | NYISO_J-K | 2030 | B03 | 75 | 75 | 430 | 430 | 429.9 | 429.77 | 2367.48 | 1902.03 | 23.3008 | 5.6264 | 1.8755 | 0.27761 | 5.621 | 1.8737
NEISO_2_NYISO_J-K | NEISO | NYISO_J-K | 2030 | B04 | 100 | 100 | 430 | 430 | 429.92 | 429.83 | 3319.32 | 2850.57 | 33.4022 | 5.6264 | 1.8755 | 0.53061 | 5.621 | 1.8737
NEISO_2_NYISO_J-K | NEISO | NYISO_J-K | 2030 | B05 | 200 | 200 | 430 | 430 | 429.96 | 429.91 | 2836.2 | 2366.29 | 33.4022 | 5.6264 | 1.8755 | 1.0612 | 5.621 | 1.8737
NEISO_2_NYISO_J-K | NEISO | NYISO_J-K | 2030 | B06 | 300 | 300 | 430 | 430 | 429.97 | 429.94 | 4163.76 | 3759.65 | 24.9389 | 5.6264 | 1.8755 | 1.1885 | 5.621 | 1.8737
NEISO_2_NYISO_J-K | NEISO | NYISO_J-K | 2030 | B07 | 400 | 400 | 430 | 430 | 429.98 | 429.95 | 2666.55 | 480.13 | 2.7657 | 5.6264 | 1.8755 | 0.17574 | 5.621 | 1.8737
NEISO_2_NYISO_J-K | NEISO | NYISO_J-K | 2030 | B08 | 500 | 500 | 430 | 429.95 | 429.96 | 0.82 | 0.04 | 0.04 | 0.01187 | 2.7657 | 0 | 0.00094281 | 5.621 | 1.8737
NEISO_2_NYISO_J-K | NEISO | NYISO_J-K | 2030 | B09 | 800 | 800 | 430 | 429.97 | 109.25 | 105.36 | 0.02 | 0.03 | 0.01187 | 0 | 0 | 0.0015085 | 5.621 | 1.8737
NEISO_2_NYISO_J-K | NEISO | NYISO_J-K | 2030 | B10 | 1262 | 1262 | 430 | 0 | 0.02 | 0.05 | 0.01 | 0.01 | 0 | 0 | 0 | 0 | 5.621 | 1.8737
NEISO_2_NYISO_J-K | NEISO | NYISO_J-K | 2030 | B11 | 25 | 25 | 430 | 430 | 429.64 | 429.36 | 1.67 | 204.52 | 9.7215 | 4.4394 | 1.8755 | 0.038608 | 5.621 | 1.8737
NEISO_2_NYISO_J-K | NEISO | NYISO_J-K | 2030 | B12 | 200 | 200 | 430 | 430 | 429.85 | 425 | 0.1 | 0.88 | 0.45106 | 1.1039 | 0.07122 | 0.014331 | 5.621 | 1.8737
NEISO_2_NYISO_J-K | NEISO | NYISO_J-K | 2030 | B13 | 600 | 600 | 430 | 430 | 429.98 | 429.97 | 0.09 | 66.23 | 5.294 | 3.3236 | 1.8755 | 0.50459 | 5.621 | 1.8737
NEISO_2_NYISO_J-K | NEISO | NYISO_J-K | 2030 | B14 | 900 | 900 | 430 | 430 | 429.99 | 429.95 | 0.06 | 0.05 | 4.1901 | 3.3236 | 0.70033 | 0.59906 | 5.621 | 1.8737
NEISO_2_NYISO_J-K | NEISO | NYISO_J-K | 2030 | B15 | 1203 | 1203 | 430 | 275.66 | 427.22 | 427.65 | 0.01 | 0.02 | 0 | 0.01187 | 0.01187 | 0 | 5.621 | 1.8737
NEISO_2_NYISO_J-K | NEISO | NYISO_J-K | 2030 | B16 | 25 | 25 | 430 | 430 | 429.51 | 428.54 | 0.83 | 1.12 | 18.5053 | 3.2049 | 0.7122 | 0.073492 | 5.621 | 1.8737
NEISO_2_NYISO_J-K | NEISO | NYISO_J-K | 2030 | B17 | 100 | 100 | 430 | 430 | 429.92 | 348.92 | 203.89 | 0.22 | 12.1549 | 5.6145 | 0 | 0.19309 | 5.621 | 1.8737
NEISO_2_NYISO_J-K | NEISO | NYISO_J-K | 2030 | B18 | 400 | 400 | 430 | 430 | 429.97 | 0.59 | 0.15 | 0.05 | 12.1549 | 4.1308 | 0 | 0.77235 | 5.621 | 1.8737
NEISO_2_NYISO_J-K | NEISO | NYISO_J-K | 2030 | B19 | 700 | 700 | 430 | 430 | 429.97 | 0.02 | 0.03 | 0.02 | 12.1549 | 2.1841 | 0 | 1.3516 | 5.621 | 1.8737
NEISO_2_NYISO_J-K | NEISO | NYISO_J-K | 2030 | B20 | 935 | 935 | 430 | 429.97 | 428.07 | 0.02 | 0.01 | 0.01 | 0.01187 | 0.01187 | 0 | 0.0017631 | 5.621 | 1.8737
NEISO_2_NYISO_J-K | NEISO | NYISO_J-K | 2035 | B01 | 10 | 10 | 430 | 430 | 429.82 | 429.59 | 1467.35 | 2365.95 | 149.4908 | 26.8499 | 8.9619 | 0.17065 | 26.8389 | 8.9463
NEISO_2_NYISO_J-K | NEISO | NYISO_J-K | 2035 | B02 | 25 | 25 | 430 | 430 | 429.92 | 429.82 | 1.55 | 731.1 | 122.0117 | 25.4849 | 8.95 | 0.34821 | 26.8389 | 8.9463
NEISO_2_NYISO_J-K | NEISO | NYISO_J-K | 2035 | B03 | 75 | 75 | 430 | 430 | 429.97 | 429.94 | 2080.96 | 2878.89 | 74.9234 | 26.8381 | 8.95 | 0.64147 | 26.8389 | 8.9463
NEISO_2_NYISO_J-K | NEISO | NYISO_J-K | 2035 | B04 | 100 | 100 | 430 | 430 | 429.98 | 429.95 | 3796.54 | 3684.15 | 51.1953 | 26.8381 | 8.95 | 0.58442 | 26.8389 | 8.9463
NEISO_2_NYISO_J-K | NEISO | NYISO_J-K | 2035 | B05 | 200 | 200 | 430 | 430 | 429.99 | 429.98 | 974.76 | 3492.84 | 49.759 | 26.8381 | 8.95 | 1.1361 | 26.8389 | 8.9463
NEISO_2_NYISO_J-K | NEISO | NYISO_J-K | 2035 | B06 | 300 | 300 | 430 | 430 | 429.99 | 429.98 | 0.18 | 1101.92 | 17.9 | 25.473 | 8.95 | 0.61301 | 26.8389 | 8.9463
NEISO_2_NYISO_J-K | NEISO | NYISO_J-K | 2035 | B07 | 400 | 400 | 430 | 430 | 429.99 | 429.99 | 0.04 | 1002.53 | 5.7807 | 22.8141 | 8.95 | 0.26396 | 26.8389 | 8.9463
NEISO_2_NYISO_J-K | NEISO | NYISO_J-K | 2035 | B08 | 500 | 500 | 430 | 429.94 | 429.99 | 429.99 | 0.03 | 544.03 | 0.01187 | 22.8141 | 8.95 | 0.00067751 | 26.8389 | 8.9463
NEISO_2_NYISO_J-K | NEISO | NYISO_J-K | 2035 | B09 | 800 | 800 | 430 | 430 | 430 | 429.99 | 0.01 | 1665.71 | 14.6713 | 15.9177 | 8.95 | 1.3398 | 26.8389 | 8.9463
NEISO_2_NYISO_J-K | NEISO | NYISO_J-K | 2035 | B10 | 1262 | 0 | 430 | 429.99 | 429.99 | 430 | 0 | 327.52 | 0.02374 | 9.7927 | 8.95 | 0.0034201 | 26.8389 | 8.9463
NEISO_2_NYISO_J-K | NEISO | NYISO_J-K | 2035 | B11 | 25 | 25 | 430 | 430 | 429.92 | 429.83 | 2334.03 | 4642.41 | 63.4095 | 26.8499 | 8.95 | 0.18096 | 26.8389 | 8.9463
NEISO_2_NYISO_J-K | NEISO | NYISO_J-K | 2035 | B12 | 200 | 200 | 430 | 430 | 429.99 | 429.98 | 1687.01 | 2068.87 | 56.0858 | 26.8381 | 8.95 | 1.2805 | 26.8389 | 8.9463
NEISO_2_NYISO_J-K | NEISO | NYISO_J-K | 2035 | B13 | 600 | 600 | 430 | 430 | 430 | 429.99 | 1676.75 | 1978.51 | 56.0858 | 26.8381 | 8.95 | 3.8415 | 26.8389 | 8.9463
NEISO_2_NYISO_J-K | NEISO | NYISO_J-K | 2035 | B14 | 900 | 900 | 430 | 430 | 430 | 429.99 | 1779.58 | 2218.16 | 55.0056 | 26.8381 | 8.95 | 5.6513 | 26.8389 | 8.9463
NEISO_2_NYISO_J-K | NEISO | NYISO_J-K | 2035 | B15 | 1203 | 1203 | 430 | 430 | 430 | 430 | 333.24 | 811.89 | 37.2955 | 26.8381 | 8.95 | 5.1218 | 26.8389 | 8.9463
NEISO_2_NYISO_J-K | NEISO | NYISO_J-K | 2035 | B16 | 25 | 25 | 430 | 430 | 429.92 | 429.83 | 2994.69 | 3774.51 | 70.6265 | 26.8499 | 8.95 | 0.20156 | 26.8389 | 8.9463
NEISO_2_NYISO_J-K | NEISO | NYISO_J-K | 2035 | B17 | 100 | 100 | 430 | 430 | 429.98 | 429.95 | 2536.06 | 3288.59 | 68.0982 | 26.8381 | 8.95 | 0.77738 | 26.8389 | 8.9463
NEISO_2_NYISO_J-K | NEISO | NYISO_J-K | 2035 | B18 | 400 | 400 | 430 | 430 | 429.99 | 429.99 | 2836.2 | 3567.07 | 68.0982 | 26.8381 | 8.95 | 3.1095 | 26.8389 | 8.9463
NEISO_2_NYISO_J-K | NEISO | NYISO_J-K | 2035 | B19 | 700 | 700 | 430 | 430 | 430 | 429.99 | 2675.09 | 3431.88 | 66.9349 | 26.8381 | 8.95 | 5.3487 | 26.8389 | 8.9463
NEISO_2_NYISO_J-K | NEISO | NYISO_J-K | 2035 | B20 | 935 | 935 | 430 | 430 | 430 | 429.99 | 1277.52 | 2245.32 | 48.4415 | 26.8381 | 8.95 | 5.1704 | 26.8389 | 8.9463
NEISO_2_NYISO_J-K | NEISO | NYISO_J-K | 2040 | B01 | 10 | 10 | 430 | 430 | 429.8 | 429.55 | 4341.77 | 32.97 | 95.6128 | 31.1825 | 10.1963 | 0.12752 | 31.1651 | 10.3884
NEISO_2_NYISO_J-K | NEISO | NYISO_J-K | 2040 | B02 | 25 | 25 | 430 | 430 | 429.91 | 429.8 | 1367.92 | 8.58 | 18.4579 | 31.1706 | 10.1726 | 0.061543 | 31.1651 | 10.3884
NEISO_2_NYISO_J-K | NEISO | NYISO_J-K | 2040 | B03 | 75 | 75 | 430 | 430 | 429.97 | 429.93 | 1335.05 | 223.59 | 43.6816 | 31.1706 | 10.3863 | 0.43693 | 31.1651 | 10.3884
NEISO_2_NYISO_J-K | NEISO | NYISO_J-K | 2040 | B04 | 100 | 100 | 430 | 430 | 429.98 | 429.95 | 1354.25 | 1372.08 | 66.1396 | 31.1706 | 10.3863 | 0.8821 | 31.1651 | 10.3884
NEISO_2_NYISO_J-K | NEISO | NYISO_J-K | 2040 | B05 | 200 | 200 | 430 | 430 | 429.99 | 429.97 | 389.73 | 833.74 | 66.1396 | 31.1706 | 10.3863 | 1.7642 | 31.1651 | 10.3884
NEISO_2_NYISO_J-K | NEISO | NYISO_J-K | 2040 | B06 | 300 | 300 | 430 | 430 | 429.97 | 429.98 | 0.02 | 1338.96 | 8.8075 | 8.8313 | 10.3863 | 0.3524 | 31.1651 | 10.3884
NEISO_2_NYISO_J-K | NEISO | NYISO_J-K | 2040 | B07 | 400 | 400 | 430 | 430 | 429.99 | 429.99 | 0.02 | 629.9 | 9.0687 | 15.799 | 10.3863 | 0.48379 | 31.1651 | 10.3884
NEISO_2_NYISO_J-K | NEISO | NYISO_J-K | 2040 | B08 | 500 | 500 | 430 | 430 | 429.99 | 429.99 | 0.02 | 1107.43 | 12.3329 | 14.4221 | 10.3863 | 0.82241 | 31.1651 | 10.3884
NEISO_2_NYISO_J-K | NEISO | NYISO_J-K | 2040 | B09 | 800 | 800 | 430 | 430 | 430 | 429.99 | 678.21 | 934.62 | 21.1998 | 31.1706 | 10.3863 | 2.2619 | 31.1651 | 10.3884
NEISO_2_NYISO_J-K | NEISO | NYISO_J-K | 2040 | B10 | 1262 | 0 | 430 | 0 | 335.8 | 0.01 | 0 | 0 | 0 | 0 | 0 | 0 | 31.1651 | 10.3884
NEISO_2_NYISO_J-K | NEISO | NYISO_J-K | 2040 | B11 | 25 | 25 | 430 | 430 | 429.92 | 429.81 | 5014.89 | 1798.1 | 85.1791 | 31.1706 | 10.3981 | 0.28401 | 31.1651 | 10.3884
NEISO_2_NYISO_J-K | NEISO | NYISO_J-K | 2040 | B12 | 200 | 200 | 430 | 430 | 429.99 | 429.97 | 3526.2 | 2105.62 | 85.1791 | 31.1706 | 10.3863 | 2.272 | 31.1651 | 10.3884
NEISO_2_NYISO_J-K | NEISO | NYISO_J-K | 2040 | B13 | 600 | 600 | 430 | 430 | 430 | 429.99 | 2289.22 | 1821.59 | 85.1791 | 31.1706 | 10.3863 | 6.8161 | 31.1651 | 10.3884
NEISO_2_NYISO_J-K | NEISO | NYISO_J-K | 2040 | B14 | 900 | 900 | 430 | 430 | 430 | 429.99 | 1087.62 | 1093.09 | 73.1667 | 31.1706 | 10.3863 | 8.7823 | 31.1651 | 10.3884
NEISO_2_NYISO_J-K | NEISO | NYISO_J-K | 2040 | B15 | 1203 | 0 | 430 | 429.98 | 420.72 | 232.11 | 0 | 0.01 | 0.02374 | 0.01187 | 0 | 0.0038089 | 31.1651 | 10.3884
NEISO_2_NYISO_J-K | NEISO | NYISO_J-K | 2040 | B16 | 25 | 25 | 430 | 430 | 429.92 | 429.81 | 7141.55 | 2478.96 | 99.162 | 31.1706 | 10.3981 | 0.33063 | 31.1651 | 10.3884
NEISO_2_NYISO_J-K | NEISO | NYISO_J-K | 2040 | B17 | 100 | 100 | 430 | 430 | 429.98 | 429.95 | 6254.1 | 2114.54 | 99.162 | 31.1706 | 10.3863 | 1.3225 | 31.1651 | 10.3884
NEISO_2_NYISO_J-K | NEISO | NYISO_J-K | 2040 | B18 | 400 | 400 | 430 | 430 | 429.99 | 429.99 | 7633.4 | 2031.05 | 99.162 | 31.1706 | 10.3863 | 5.29 | 31.1651 | 10.3884
NEISO_2_NYISO_J-K | NEISO | NYISO_J-K | 2040 | B19 | 700 | 700 | 430 | 430 | 430 | 429.99 | 5786.12 | 1579.91 | 99.162 | 31.1706 | 10.3863 | 9.2576 | 31.1651 | 10.3884
NEISO_2_NYISO_J-K | NEISO | NYISO_J-K | 2040 | B20 | 935 | 935 | 430 | 429.96 | 429.92 | 429.9 | 0.01 | 0.02 | 0.01187 | 0.86651 | 0.52228 | 0.0014802 | 31.1651 | 10.3884
NEISO_2_NYISO_J-K | NEISO | NYISO_J-K | 2045 | B01 | 10 | 10 | 430 | 430 | 429.84 | 429.7 | 0.78 | 4.05 | 101.1799 | 41.45 | 21.2117 | 0.18877 | 66.774 | 22.258
NEISO_2_NYISO_J-K | NEISO | NYISO_J-K | 2045 | B02 | 25 | 25 | 430 | 430 | 429.84 | 429.65 | 0.11 | 0.25 | 30.3991 | 18.3392 | 6.1131 | 0.14179 | 66.774 | 22.258
NEISO_2_NYISO_J-K | NEISO | NYISO_J-K | 2045 | B03 | 75 | 75 | 430 | 430 | 429.96 | 429.91 | 0.04 | 0.09 | 101.1799 | 30.6246 | 10.2201 | 1.4158 | 66.774 | 22.258
NEISO_2_NYISO_J-K | NEISO | NYISO_J-K | 2045 | B04 | 100 | 100 | 430 | 430 | 429.99 | 429.97 | 1466.59 | 1604.61 | 92.9065 | 66.7806 | 22.2563 | 1.7333 | 66.774 | 22.258
NEISO_2_NYISO_J-K | NEISO | NYISO_J-K | 2045 | B05 | 200 | 200 | 430 | 430 | 429.99 | 429.98 | 913.35 | 1255.2 | 19.6092 | 66.7687 | 22.2563 | 0.73169 | 66.774 | 22.258
NEISO_2_NYISO_J-K | NEISO | NYISO_J-K | 2045 | B06 | 300 | 300 | 430 | 430 | 429.99 | 429.99 | 34.3 | 45.99 | 13.6624 | 66.7331 | 22.2563 | 0.76468 | 66.774 | 22.258
NEISO_2_NYISO_J-K | NEISO | NYISO_J-K | 2045 | B07 | 400 | 400 | 430 | 430 | 430 | 429.99 | 0.01 | 903.58 | 22.4106 | 47.5156 | 22.2563 | 1.6724 | 66.774 | 22.258
NEISO_2_NYISO_J-K | NEISO | NYISO_J-K | 2045 | B08 | 500 | 500 | 430 | 430 | 429.99 | 429.99 | 0.01 | 1415.71 | 30.6365 | 31.8116 | 22.2563 | 2.8579 | 66.774 | 22.258
NEISO_2_NYISO_J-K | NEISO | NYISO_J-K | 2045 | B09 | 800 | 800 | 430 | 430 | 430 | 430 | 0.01 | 913.13 | 13.425 | 36.8682 | 22.2563 | 2.0037 | 66.774 | 22.258
NEISO_2_NYISO_J-K | NEISO | NYISO_J-K | 2045 | B10 | 1262 | 0 | 430 | 0 | 429.99 | 0.03 | 0 | 0 | 0 | 8.3802 | 0 | 0 | 66.774 | 22.258
NEISO_2_NYISO_J-K | NEISO | NYISO_J-K | 2045 | B11 | 25 | 25 | 430 | 430 | 429.95 | 429.89 | 1.58 | 2043.29 | 167.1771 | 64.4778 | 22.2681 | 0.77974 | 66.774 | 22.258
NEISO_2_NYISO_J-K | NEISO | NYISO_J-K | 2045 | B12 | 200 | 200 | 430 | 430 | 429.99 | 429.98 | 1740.23 | 1555.87 | 164.5538 | 66.7806 | 22.2563 | 6.1401 | 66.774 | 22.258
NEISO_2_NYISO_J-K | NEISO | NYISO_J-K | 2045 | B13 | 600 | 600 | 430 | 430 | 430 | 429.99 | 1816.67 | 1816.8 | 129.9172 | 66.7687 | 22.2563 | 14.543 | 66.774 | 22.258
NEISO_2_NYISO_J-K | NEISO | NYISO_J-K | 2045 | B14 | 900 | 900 | 430 | 430 | 430 | 430 | 1063.18 | 1063.29 | 132.5404 | 66.7687 | 22.2563 | 22.2549 | 66.774 | 22.258
NEISO_2_NYISO_J-K | NEISO | NYISO_J-K | 2045 | B15 | 1203 | 0 | 430 | 217.52 | 427.62 | 428.36 | 0 | 0 | 0 | 0.02374 | 0.02374 | 0 | 66.774 | 22.258
NEISO_2_NYISO_J-K | NEISO | NYISO_J-K | 2045 | B16 | 25 | 25 | 430 | 430 | 429.95 | 429.89 | 1628.63 | 1904.53 | 179.3438 | 66.7806 | 22.2681 | 0.83649 | 66.774 | 22.258
NEISO_2_NYISO_J-K | NEISO | NYISO_J-K | 2045 | B17 | 100 | 100 | 430 | 430 | 429.99 | 429.97 | 2049.96 | 2055.99 | 143.0216 | 66.7806 | 22.2563 | 2.6683 | 66.774 | 22.258
NEISO_2_NYISO_J-K | NEISO | NYISO_J-K | 2045 | B18 | 400 | 400 | 430 | 430 | 430 | 429.99 | 1968.4 | 1974.06 | 151.4256 | 66.7687 | 22.2563 | 11.3004 | 66.774 | 22.258
NEISO_2_NYISO_J-K | NEISO | NYISO_J-K | 2045 | B19 | 700 | 700 | 430 | 430 | 430 | 430 | 1503.2 | 1508.83 | 145.4787 | 66.7687 | 22.2563 | 18.9991 | 66.774 | 22.258
NEISO_2_NYISO_J-K | NEISO | NYISO_J-K | 2045 | B20 | 935 | 0 | 430 | 378.99 | 429.99 | 429.98 | 0 | 0.01 | 0 | 7.7036 | 3.6085 | 0 | 66.774 | 22.258
NEISO_2_NYISO_J-K | NEISO | NYISO_J-K | 2050 | B01 | 10 | 10 | 430 | 430 | 429.99 | 429.95 | 0.21 | 0.47 | 166.2631 | 129.9053 | 43.3018 | 0.31019 | 149.9247 | 49.9749
NEISO_2_NYISO_J-K | NEISO | NYISO_J-K | 2050 | B02 | 25 | 25 | 430 | 429.61 | 429.99 | 429.98 | 0.03 | 0.19 | 0.02374 | 91.6958 | 43.3018 | 0.00011073 | 149.9247 | 49.9749
NEISO_2_NYISO_J-K | NEISO | NYISO_J-K | 2050 | B03 | 75 | 75 | 430 | 430 | 430 | 429.99 | 0.03 | 0.07 | 166.2631 | 129.8934 | 43.3018 | 2.3264 | 149.9247 | 49.9749
NEISO_2_NYISO_J-K | NEISO | NYISO_J-K | 2050 | B04 | 100 | 100 | 430 | 430 | 430 | 429.99 | 0.02 | 0.05 | 149.0516 | 129.9053 | 43.3018 | 2.7808 | 149.9247 | 49.9749
NEISO_2_NYISO_J-K | NEISO | NYISO_J-K | 2050 | B05 | 200 | 200 | 430 | 430 | 430 | 430 | 0.01 | 0.03 | 23.6332 | 123.3056 | 43.3018 | 0.88183 | 149.9247 | 49.9749
NEISO_2_NYISO_J-K | NEISO | NYISO_J-K | 2050 | B06 | 300 | 0 | 430 | 430 | 430 | 430 | 0 | 0.02 | 79.5646 | 79.529 | 43.3018 | 4.4532 | 149.9247 | 49.9749
NEISO_2_NYISO_J-K | NEISO | NYISO_J-K | 2050 | B07 | 400 | 0 | 430 | 430 | 430 | 430 | 0 | 0.01 | 77.8197 | 83.8616 | 43.3018 | 5.8074 | 149.9247 | 49.9749
NEISO_2_NYISO_J-K | NEISO | NYISO_J-K | 2050 | B08 | 500 | 0 | 430 | 430 | 430 | 430 | 0 | 0.01 | 135.2349 | 123.1038 | 43.3018 | 12.6152 | 149.9247 | 49.9749
NEISO_2_NYISO_J-K | NEISO | NYISO_J-K | 2050 | B09 | 800 | 0 | 430 | 430 | 430 | 430 | 0 | 0.01 | 144.2917 | 123.1038 | 43.2068 | 21.5361 | 149.9247 | 49.9749
NEISO_2_NYISO_J-K | NEISO | NYISO_J-K | 2050 | B10 | 1262 | 0 | 430 | 53.47 | 430 | 430 | 0 | 0 | 0 | 84.7399 | 19.5974 | 0 | 149.9247 | 49.9749
NEISO_2_NYISO_J-K | NEISO | NYISO_J-K | 2050 | B11 | 25 | 25 | 430 | 430 | 429.99 | 429.98 | 0.05 | 0.19 | 312.3234 | 94.9363 | 43.3018 | 1.4567 | 149.9247 | 49.9749
NEISO_2_NYISO_J-K | NEISO | NYISO_J-K | 2050 | B12 | 200 | 200 | 430 | 430 | 430 | 430 | 0.01 | 0.03 | 312.3234 | 129.9053 | 43.3018 | 11.6539 | 149.9247 | 49.9749
NEISO_2_NYISO_J-K | NEISO | NYISO_J-K | 2050 | B13 | 600 | 0 | 430 | 430 | 430 | 430 | 0 | 0.01 | 258.5879 | 129.9053 | 43.3018 | 28.9464 | 149.9247 | 49.9749
NEISO_2_NYISO_J-K | NEISO | NYISO_J-K | 2050 | B14 | 900 | 0 | 430 | 430 | 430 | 430 | 0 | 0.01 | 258.5879 | 125.2285 | 43.3018 | 43.4196 | 149.9247 | 49.9749
NEISO_2_NYISO_J-K | NEISO | NYISO_J-K | 2050 | B15 | 1203 | 0 | 430 | 88.19 | 0.08 | 212.24 | 0 | 0 | 0 | 0 | 0 | 0 | 149.9247 | 49.9749
NEISO_2_NYISO_J-K | NEISO | NYISO_J-K | 2050 | B16 | 25 | 25 | 430 | 430 | 430 | 429.98 | 0.09 | 0.19 | 330.4608 | 129.9053 | 43.3018 | 1.5413 | 149.9247 | 49.9749
NEISO_2_NYISO_J-K | NEISO | NYISO_J-K | 2050 | B17 | 100 | 100 | 430 | 430 | 430 | 429.99 | 0.02 | 0.05 | 270.2206 | 129.9053 | 43.3018 | 5.0414 | 149.9247 | 49.9749
NEISO_2_NYISO_J-K | NEISO | NYISO_J-K | 2050 | B18 | 400 | 400 | 430 | 430 | 430 | 430 | 0.01 | 0.01 | 290.4589 | 129.9053 | 43.3018 | 21.676 | 149.9247 | 49.9749
NEISO_2_NYISO_J-K | NEISO | NYISO_J-K | 2050 | B19 | 700 | 0 | 430 | 430 | 430 | 430 | 0 | 0.01 | 271.4669 | 129.9053 | 43.3018 | 35.4528 | 149.9247 | 49.9749
NEISO_2_NYISO_J-K | NEISO | NYISO_J-K | 2050 | B20 | 935 | 0 | 430 | 295.06 | 428.61 | 429.99 | 0 | 0 | 0 | 0.02374 | 2.4927 | 0 | 149.9247 | 49.9749
NonRTO_Midwest_2_MISO_IN | NonRTO_Midwest | MISO_IN | 2015 | B01 | 10 | 10 | 4450 | 0 | 0.22 | 0.15 | 0.24 | 0.17 | 0 | 0 | 0 | 0 | 0 | 0
NonRTO_Midwest_2_MISO_IN | NonRTO_Midwest | MISO_IN | 2015 | B02 | 25 | 25 | 4450 | 0 | 0.08 | 0.05 | 0.08 | 0.06 | 0 | 0 | 0 | 0 | 0 | 0
NonRTO_Midwest_2_MISO_IN | NonRTO_Midwest | MISO_IN | 2015 | B03 | 75 | 75 | 4450 | 0 | 0.02 | 0.02 | 0.02 | 0.02 | 0 | 0 | 0 | 0 | 0 | 0
NonRTO_Midwest_2_MISO_IN | NonRTO_Midwest | MISO_IN | 2015 | B04 | 100 | 100 | 4450 | 0 | 0.02 | 0.01 | 0.02 | 0.01 | 0 | 0 | 0 | 0 | 0 | 0
NonRTO_Midwest_2_MISO_IN | NonRTO_Midwest | MISO_IN | 2015 | B05 | 200 | 200 | 4450 | 0 | 0.01 | 0.01 | 0.01 | 0.01 | 0 | 0 | 0 | 0 | 0 | 0
NonRTO_Midwest_2_MISO_IN | NonRTO_Midwest | MISO_IN | 2015 | B06 | 300 | 300 | 4450 | 0 | 0.01 | 0.01 | 0.01 | 0.01 | 0 | 0 | 0 | 0 | 0 | 0
NonRTO_Midwest_2_MISO_IN | NonRTO_Midwest | MISO_IN | 2015 | B07 | 400 | 400 | 4450 | 0 | 0.01 | 0.01 | 0.01 | 0.01 | 0 | 0 | 0 | 0 | 0 | 0
NonRTO_Midwest_2_MISO_IN | NonRTO_Midwest | MISO_IN | 2015 | B08 | 500 | 500 | 4450 | 0 | 0.01 | 0 | 0.01 | 0 | 0 | 0 | 0 | 0 | 0 | 0
NonRTO_Midwest_2_MISO_IN | NonRTO_Midwest | MISO_IN | 2015 | B09 | 800 | 0 | 4450 | 0 | 0 | 0 | 0 | 0 | 0 | 0 | 0 | 0 | 0 | 0
NonRTO_Midwest_2_MISO_IN | NonRTO_Midwest | MISO_IN | 2015 | B10 | 1262 | 0 | 4450 | 0 | 0 | 0 | 0 | 0 | 0 | 0 | 0 | 0 | 0 | 0
NonRTO_Midwest_2_MISO_IN | NonRTO_Midwest | MISO_IN | 2015 | B11 | 25 | 25 | 4450 | 0 | 0.06 | 0.05 | 0.07 | 0.05 | 0 | 0 | 0 | 0 | 0 | 0
NonRTO_Midwest_2_MISO_IN | NonRTO_Midwest | MISO_IN | 2015 | B12 | 200 | 200 | 4450 | 0 | 0.01 | 0.01 | 0.01 | 0.01 | 0 | 0 | 0 | 0 | 0 | 0
NonRTO_Midwest_2_MISO_IN | NonRTO_Midwest | MISO_IN | 2015 | B13 | 600 | 0 | 4450 | 0 | 0 | 0 | 0 | 0 | 0 | 0 | 0 | 0 | 0 | 0
NonRTO_Midwest_2_MISO_IN | NonRTO_Midwest | MISO_IN | 2015 | B14 | 900 | 0 | 4450 | 0 | 0 | 0 | 0 | 0 | 0 | 0 | 0 | 0 | 0 | 0
NonRTO_Midwest_2_MISO_IN | NonRTO_Midwest | MISO_IN | 2015 | B15 | 1203 | 0 | 4450 | 0 | 0 | 0 | 0 | 0 | 0 | 0 | 0 | 0 | 0 | 0
NonRTO_Midwest_2_MISO_IN | NonRTO_Midwest | MISO_IN | 2015 | B16 | 25 | 25 | 4450 | 0 | 0.06 | 0.05 | 0.07 | 0.05 | 0 | 0 | 0 | 0 | 0 | 0
NonRTO_Midwest_2_MISO_IN | NonRTO_Midwest | MISO_IN | 2015 | B17 | 100 | 100 | 4450 | 0 | 0.02 | 0.01 | 0.02 | 0.01 | 0 | 0 | 0 | 0 | 0 | 0
NonRTO_Midwest_2_MISO_IN | NonRTO_Midwest | MISO_IN | 2015 | B18 | 400 | 0 | 4450 | 0 | 0 | 0 | 0 | 0 | 0 | 0 | 0 | 0 | 0 | 0
NonRTO_Midwest_2_MISO_IN | NonRTO_Midwest | MISO_IN | 2015 | B19 | 700 | 700 | 4450 | 0 | 0.01 | 0 | 0.01 | 0 | 0 | 0 | 0 | 0 | 0 | 0
NonRTO_Midwest_2_MISO_IN | NonRTO_Midwest | MISO_IN | 2015 | B20 | 935 | 0 | 4450 | 0 | 0 | 0 | 0 | 0 | 0 | 0 | 0 | 0 | 0 | 0
NonRTO_Midwest_2_MISO_IN | NonRTO_Midwest | MISO_IN | 2020 | B01 | 10 | 10 | 4450 | 0 | 0.21 | 0.15 | 0.23 | 0.16 | 0 | 0 | 0 | 0 | 0 | 0
NonRTO_Midwest_2_MISO_IN | NonRTO_Midwest | MISO_IN | 2020 | B02 | 25 | 25 | 4450 | 0 | 0.09 | 0.06 | 0.09 | 0.07 | 0 | 0 | 0 | 0 | 0 | 0
NonRTO_Midwest_2_MISO_IN | NonRTO_Midwest | MISO_IN | 2020 | B03 | 75 | 75 | 4450 | 0 | 0.03 | 0.02 | 0.03 | 0.02 | 0 | 0 | 0 | 0 | 0 | 0
NonRTO_Midwest_2_MISO_IN | NonRTO_Midwest | MISO_IN | 2020 | B04 | 100 | 100 | 4450 | 0 | 0.02 | 0.01 | 0.02 | 0.02 | 0 | 0 | 0 | 0 | 0 | 0
NonRTO_Midwest_2_MISO_IN | NonRTO_Midwest | MISO_IN | 2020 | B05 | 200 | 200 | 4450 | 0 | 0.01 | 0.01 | 0.01 | 0.01 | 0 | 0 | 0 | 0 | 0 | 0
NonRTO_Midwest_2_MISO_IN | NonRTO_Midwest | MISO_IN | 2020 | B06 | 300 | 300 | 4450 | 0 | 0.01 | 0.01 | 0.01 | 0.01 | 0 | 0 | 0 | 0 | 0 | 0
NonRTO_Midwest_2_MISO_IN | NonRTO_Midwest | MISO_IN | 2020 | B07 | 400 | 400 | 4450 | 0 | 0.01 | 0.01 | 0.01 | 0.01 | 0 | 0 | 0 | 0 | 0 | 0
NonRTO_Midwest_2_MISO_IN | NonRTO_Midwest | MISO_IN | 2020 | B08 | 500 | 500 | 4450 | 0 | 0.01 | 0 | 0.01 | 0 | 0 | 0 | 0 | 0 | 0 | 0
NonRTO_Midwest_2_MISO_IN | NonRTO_Midwest | MISO_IN | 2020 | B09 | 800 | 0 | 4450 | 0 | 0 | 0 | 0 | 0 | 0 | 0 | 0 | 0 | 0 | 0
NonRTO_Midwest_2_MISO_IN | NonRTO_Midwest | MISO_IN | 2020 | B10 | 1262 | 0 | 4450 | 0 | 0 | 0 | 0 | 0 | 0 | 0 | 0 | 0 | 0 | 0
NonRTO_Midwest_2_MISO_IN | NonRTO_Midwest | MISO_IN | 2020 | B11 | 25 | 25 | 4450 | 0 | 0.08 | 0.06 | 0.09 | 0.06 | 0 | 0 | 0 | 0 | 0 | 0
NonRTO_Midwest_2_MISO_IN | NonRTO_Midwest | MISO_IN | 2020 | B12 | 200 | 200 | 4450 | 0 | 0.01 | 0.01 | 0.01 | 0.01 | 0 | 0 | 0 | 0 | 0 | 0
NonRTO_Midwest_2_MISO_IN | NonRTO_Midwest | MISO_IN | 2020 | B13 | 600 | 0 | 4450 | 0 | 0 | 0 | 0 | 0 | 0 | 0 | 0 | 0 | 0 | 0
NonRTO_Midwest_2_MISO_IN | NonRTO_Midwest | MISO_IN | 2020 | B14 | 900 | 0 | 4450 | 0 | 0 | 0 | 0 | 0 | 0 | 0 | 0 | 0 | 0 | 0
NonRTO_Midwest_2_MISO_IN | NonRTO_Midwest | MISO_IN | 2020 | B15 | 1203 | 0 | 4450 | 0 | 0 | 0 | 0 | 0 | 0 | 0 | 0 | 0 | 0 | 0
NonRTO_Midwest_2_MISO_IN | NonRTO_Midwest | MISO_IN | 2020 | B16 | 25 | 25 | 4450 | 0 | 0.08 | 0.06 | 0.08 | 0.06 | 0 | 0 | 0 | 0 | 0 | 0
NonRTO_Midwest_2_MISO_IN | NonRTO_Midwest | MISO_IN | 2020 | B17 | 100 | 100 | 4450 | 0 | 0.02 | 0.01 | 0.02 | 0.02 | 0 | 0 | 0 | 0 | 0 | 0
NonRTO_Midwest_2_MISO_IN | NonRTO_Midwest | MISO_IN | 2020 | B18 | 400 | 400 | 4450 | 0 | 0.01 | 0 | 0.01 | 0 | 0 | 0 | 0 | 0 | 0 | 0
NonRTO_Midwest_2_MISO_IN | NonRTO_Midwest | MISO_IN | 2020 | B19 | 700 | 700 | 4450 | 0 | 0.01 | 0 | 0.01 | 0 | 0 | 0 | 0 | 0 | 0 | 0
NonRTO_Midwest_2_MISO_IN | NonRTO_Midwest | MISO_IN | 2020 | B20 | 935 | 0 | 4450 | 0 | 0 | 0 | 0 | 0 | 0 | 0 | 0 | 0 | 0 | 0
NonRTO_Midwest_2_MISO_IN | NonRTO_Midwest | MISO_IN | 2025 | B01 | 10 | 10 | 4450 | 0 | 0.25 | 0.18 | 0.28 | 0.2 | 0 | 0 | 0 | 0 | 0 | 0
NonRTO_Midwest_2_MISO_IN | NonRTO_Midwest | MISO_IN | 2025 | B02 | 25 | 25 | 4450 | 0 | 0.11 | 0.07 | 0.12 | 0.08 | 0 | 0 | 0 | 0 | 0 | 0
NonRTO_Midwest_2_MISO_IN | NonRTO_Midwest | MISO_IN | 2025 | B03 | 75 | 75 | 4450 | 0 | 0.03 | 0.02 | 0.04 | 0.03 | 0 | 0 | 0 | 0 | 0 | 0
NonRTO_Midwest_2_MISO_IN | NonRTO_Midwest | MISO_IN | 2025 | B04 | 100 | 100 | 4450 | 0 | 0.03 | 0.02 | 0.03 | 0.02 | 0 | 0 | 0 | 0 | 0 | 0
NonRTO_Midwest_2_MISO_IN | NonRTO_Midwest | MISO_IN | 2025 | B05 | 200 | 200 | 4450 | 0 | 0.01 | 0.01 | 0.01 | 0.01 | 0 | 0 | 0 | 0 | 0 | 0
NonRTO_Midwest_2_MISO_IN | NonRTO_Midwest | MISO_IN | 2025 | B06 | 300 | 300 | 4450 | 0 | 0.01 | 0.01 | 0.01 | 0.01 | 0 | 0 | 0 | 0 | 0 | 0
NonRTO_Midwest_2_MISO_IN | NonRTO_Midwest | MISO_IN | 2025 | B07 | 400 | 400 | 4450 | 0 | 0.01 | 0 | 0.01 | 0.01 | 0 | 0 | 0 | 0 | 0 | 0
NonRTO_Midwest_2_MISO_IN | NonRTO_Midwest | MISO_IN | 2025 | B08 | 500 | 500 | 4450 | 0 | 0.01 | 0 | 0.01 | 0 | 0 | 0 | 0 | 0 | 0 | 0
NonRTO_Midwest_2_MISO_IN | NonRTO_Midwest | MISO_IN | 2025 | B09 | 800 | 0 | 4450 | 0 | 0 | 0 | 0 | 0 | 0 | 0 | 0 | 0 | 0 | 0
NonRTO_Midwest_2_MISO_IN | NonRTO_Midwest | MISO_IN | 2025 | B10 | 1262 | 0 | 4450 | 0 | 0 | 0 | 0 | 0 | 0 | 0 | 0 | 0 | 0 | 0
NonRTO_Midwest_2_MISO_IN | NonRTO_Midwest | MISO_IN | 2025 | B11 | 25 | 25 | 4450 | 0 | 0.1 | 0.07 | 0.11 | 0.08 | 0 | 0 | 0 | 0 | 0 | 0
NonRTO_Midwest_2_MISO_IN | NonRTO_Midwest | MISO_IN | 2025 | B12 | 200 | 200 | 4450 | 0 | 0.01 | 0.01 | 0.01 | 0.01 | 0 | 0 | 0 | 0 | 0 | 0
NonRTO_Midwest_2_MISO_IN | NonRTO_Midwest | MISO_IN | 2025 | B13 | 600 | 0 | 4450 | 0 | 0 | 0 | 0 | 0 | 0 | 0 | 0 | 0 | 0 | 0
NonRTO_Midwest_2_MISO_IN | NonRTO_Midwest | MISO_IN | 2025 | B14 | 900 | 0 | 4450 | 0 | 0 | 0 | 0 | 0 | 0 | 0 | 0 | 0 | 0 | 0
NonRTO_Midwest_2_MISO_IN | NonRTO_Midwest | MISO_IN | 2025 | B15 | 1203 | 0 | 4450 | 0 | 0 | 0 | 0 | 0 | 0 | 0 | 0 | 0 | 0 | 0
NonRTO_Midwest_2_MISO_IN | NonRTO_Midwest | MISO_IN | 2025 | B16 | 25 | 25 | 4450 | 0 | 0.1 | 0.07 | 0.11 | 0.08 | 0 | 0 | 0 | 0 | 0 | 0
NonRTO_Midwest_2_MISO_IN | NonRTO_Midwest | MISO_IN | 2025 | B17 | 100 | 100 | 4450 | 0 | 0.03 | 0.02 | 0.03 | 0.02 | 0 | 0 | 0 | 0 | 0 | 0
NonRTO_Midwest_2_MISO_IN | NonRTO_Midwest | MISO_IN | 2025 | B18 | 400 | 400 | 4450 | 0 | 0.01 | 0 | 0.01 | 0.01 | 0 | 0 | 0 | 0 | 0 | 0
NonRTO_Midwest_2_MISO_IN | NonRTO_Midwest | MISO_IN | 2025 | B19 | 700 | 0 | 4450 | 0 | 0 | 0 | 0 | 0 | 0 | 0 | 0 | 0 | 0 | 0
NonRTO_Midwest_2_MISO_IN | NonRTO_Midwest | MISO_IN | 2025 | B20 | 935 | 0 | 4450 | 0 | 0 | 0 | 0 | 0 | 0 | 0 | 0 | 0 | 0 | 0
NonRTO_Midwest_2_MISO_IN | NonRTO_Midwest | MISO_IN | 2030 | B01 | 10 | 10 | 4450 | 0 | 0.3 | 0.24 | 0.34 | 0.27 | 0 | 0 | 0 | 0 | 0 | 0
NonRTO_Midwest_2_MISO_IN | NonRTO_Midwest | MISO_IN | 2030 | B02 | 25 | 25 | 4450 | 0 | 0.12 | 0.1 | 0.14 | 0.11 | 0 | 0 | 0 | 0 | 0 | 0
NonRTO_Midwest_2_MISO_IN | NonRTO_Midwest | MISO_IN | 2030 | B03 | 75 | 75 | 4450 | 0 | 0.04 | 0.03 | 0.05 | 0.04 | 0 | 0 | 0 | 0 | 0 | 0
NonRTO_Midwest_2_MISO_IN | NonRTO_Midwest | MISO_IN | 2030 | B04 | 100 | 100 | 4450 | 0 | 0.03 | 0.02 | 0.03 | 0.03 | 0 | 0 | 0 | 0 | 0 | 0
NonRTO_Midwest_2_MISO_IN | NonRTO_Midwest | MISO_IN | 2030 | B05 | 200 | 200 | 4450 | 0 | 0.02 | 0.01 | 0.02 | 0.01 | 0 | 0 | 0 | 0 | 0 | 0
NonRTO_Midwest_2_MISO_IN | NonRTO_Midwest | MISO_IN | 2030 | B06 | 300 | 300 | 4450 | 0 | 0.01 | 0.01 | 0.01 | 0.01 | 0 | 0 | 0 | 0 | 0 | 0
NonRTO_Midwest_2_MISO_IN | NonRTO_Midwest | MISO_IN | 2030 | B07 | 400 | 400 | 4450 | 0 | 0.01 | 0.01 | 0.01 | 0.01 | 0 | 0 | 0 | 0 | 0 | 0
NonRTO_Midwest_2_MISO_IN | NonRTO_Midwest | MISO_IN | 2030 | B08 | 500 | 500 | 4450 | 0 | 0.01 | 0 | 0.01 | 0.01 | 0 | 0 | 0 | 0 | 0 | 0
NonRTO_Midwest_2_MISO_IN | NonRTO_Midwest | MISO_IN | 2030 | B09 | 800 | 0 | 4450 | 0 | 0 | 0 | 0 | 0 | 0 | 0 | 0 | 0 | 0 | 0
NonRTO_Midwest_2_MISO_IN | NonRTO_Midwest | MISO_IN | 2030 | B10 | 1262 | 0 | 4450 | 0 | 0 | 0 | 0 | 0 | 0 | 0 | 0 | 0 | 0 | 0
NonRTO_Midwest_2_MISO_IN | NonRTO_Midwest | MISO_IN | 2030 | B11 | 25 | 25 | 4450 | 0 | 0.12 | 0.09 | 0.14 | 0.1 | 0 | 0 | 0 | 0 | 0 | 0
NonRTO_Midwest_2_MISO_IN | NonRTO_Midwest | MISO_IN | 2030 | B12 | 200 | 200 | 4450 | 0 | 0.02 | 0.01 | 0.02 | 0.01 | 0 | 0 | 0 | 0 | 0 | 0
NonRTO_Midwest_2_MISO_IN | NonRTO_Midwest | MISO_IN | 2030 | B13 | 600 | 600 | 4450 | 0 | 0.01 | 0 | 0.01 | 0 | 0 | 0 | 0 | 0 | 0 | 0
NonRTO_Midwest_2_MISO_IN | NonRTO_Midwest | MISO_IN | 2030 | B14 | 900 | 0 | 4450 | 0 | 0 | 0 | 0 | 0 | 0 | 0 | 0 | 0 | 0 | 0
NonRTO_Midwest_2_MISO_IN | NonRTO_Midwest | MISO_IN | 2030 | B15 | 1203 | 0 | 4450 | 0 | 0 | 0 | 0 | 0 | 0 | 0 | 0 | 0 | 0 | 0
NonRTO_Midwest_2_MISO_IN | NonRTO_Midwest | MISO_IN | 2030 | B16 | 25 | 25 | 4450 | 0 | 0.12 | 0.09 | 0.13 | 0.1 | 0 | 0 | 0 | 0 | 0 | 0
NonRTO_Midwest_2_MISO_IN | NonRTO_Midwest | MISO_IN | 2030 | B17 | 100 | 100 | 4450 | 0 | 0.03 | 0.02 | 0.03 | 0.03 | 0 | 0 | 0 | 0 | 0 | 0
NonRTO_Midwest_2_MISO_IN | NonRTO_Midwest | MISO_IN | 2030 | B18 | 400 | 400 | 4450 | 0 | 0.01 | 0.01 | 0.01 | 0.01 | 0 | 0 | 0 | 0 | 0 | 0
NonRTO_Midwest_2_MISO_IN | NonRTO_Midwest | MISO_IN | 2030 | B19 | 700 | 700 | 4450 | 0 | 0 | 0 | 0.01 | 0 | 0 | 0 | 0 | 0 | 0 | 0
NonRTO_Midwest_2_MISO_IN | NonRTO_Midwest | MISO_IN | 2030 | B20 | 935 | 0 | 4450 | 0 | 0 | 0 | 0 | 0 | 0 | 0 | 0 | 0 | 0 | 0
NonRTO_Midwest_2_MISO_IN | NonRTO_Midwest | MISO_IN | 2035 | B01 | 10 | 10 | 4450 | 0 | 0.39 | 0.29 | 0.44 | 0.33 | 0 | 0 | 0 | 0 | 0 | 0
NonRTO_Midwest_2_MISO_IN | NonRTO_Midwest | MISO_IN | 2035 | B02 | 25 | 25 | 4450 | 0 | 0.16 | 0.12 | 0.18 | 0.14 | 0 | 0 | 0 | 0 | 0 | 0
NonRTO_Midwest_2_MISO_IN | NonRTO_Midwest | MISO_IN | 2035 | B03 | 75 | 75 | 4450 | 0 | 0.06 | 0.04 | 0.06 | 0.05 | 0 | 0 | 0 | 0 | 0 | 0
NonRTO_Midwest_2_MISO_IN | NonRTO_Midwest | MISO_IN | 2035 | B04 | 100 | 100 | 4450 | 0 | 0.04 | 0.03 | 0.05 | 0.04 | 0 | 0 | 0 | 0 | 0 | 0
NonRTO_Midwest_2_MISO_IN | NonRTO_Midwest | MISO_IN | 2035 | B05 | 200 | 200 | 4450 | 0 | 0.02 | 0.02 | 0.02 | 0.02 | 0 | 0 | 0 | 0 | 0 | 0
NonRTO_Midwest_2_MISO_IN | NonRTO_Midwest | MISO_IN | 2035 | B06 | 300 | 300 | 4450 | 0 | 0.03 | 0.09 | 0.03 | 0.1 | 0 | 0 | 0 | 0 | 0 | 0
NonRTO_Midwest_2_MISO_IN | NonRTO_Midwest | MISO_IN | 2035 | B07 | 400 | 400 | 4450 | 192.62 | 467.37 | 512.78 | 111.85 | 67.28 | 0 | 0 | 0 | 0 | 0 | 0
NonRTO_Midwest_2_MISO_IN | NonRTO_Midwest | MISO_IN | 2035 | B08 | 500 | 500 | 4450 | 0 | 0.02 | 0.01 | 0.02 | 0.01 | 0 | 0 | 0 | 0 | 0 | 0
NonRTO_Midwest_2_MISO_IN | NonRTO_Midwest | MISO_IN | 2035 | B09 | 800 | 800 | 4450 | 0 | 0.01 | 0.01 | 0.01 | 0.01 | 0 | 0 | 0 | 0 | 0 | 0
NonRTO_Midwest_2_MISO_IN | NonRTO_Midwest | MISO_IN | 2035 | B10 | 1262 | 0 | 4450 | 0 | 0 | 0 | 0 | 0 | 0 | 0 | 0 | 0 | 0 | 0
NonRTO_Midwest_2_MISO_IN | NonRTO_Midwest | MISO_IN | 2035 | B11 | 25 | 25 | 4450 | 0 | 0.16 | 0.12 | 0.18 | 0.14 | 0 | 0 | 0 | 0 | 0 | 0
NonRTO_Midwest_2_MISO_IN | NonRTO_Midwest | MISO_IN | 2035 | B12 | 200 | 200 | 4450 | 0 | 0.02 | 0.02 | 0.02 | 0.02 | 0 | 0 | 0 | 0 | 0 | 0
NonRTO_Midwest_2_MISO_IN | NonRTO_Midwest | MISO_IN | 2035 | B13 | 600 | 600 | 4450 | 0 | 0.01 | 0.01 | 0.01 | 0.01 | 0 | 0 | 0 | 0 | 0 | 0
NonRTO_Midwest_2_MISO_IN | NonRTO_Midwest | MISO_IN | 2035 | B14 | 900 | 900 | 4450 | 0 | 0.01 | 0 | 0.01 | 0 | 0 | 0 | 0 | 0 | 0 | 0
NonRTO_Midwest_2_MISO_IN | NonRTO_Midwest | MISO_IN | 2035 | B15 | 1203 | 0 | 4450 | 0 | 0 | 0 | 0 | 0 | 0 | 0 | 0 | 0 | 0 | 0
NonRTO_Midwest_2_MISO_IN | NonRTO_Midwest | MISO_IN | 2035 | B16 | 25 | 25 | 4450 | 0 | 0.16 | 0.12 | 0.17 | 0.13 | 0 | 0 | 0 | 0 | 0 | 0
NonRTO_Midwest_2_MISO_IN | NonRTO_Midwest | MISO_IN | 2035 | B17 | 100 | 100 | 4450 | 0 | 0.04 | 0.03 | 0.04 | 0.03 | 0 | 0 | 0 | 0 | 0 | 0
NonRTO_Midwest_2_MISO_IN | NonRTO_Midwest | MISO_IN | 2035 | B18 | 400 | 400 | 4450 | 0 | 0.01 | 0.01 | 0.01 | 0.01 | 0 | 0 | 0 | 0 | 0 | 0
NonRTO_Midwest_2_MISO_IN | NonRTO_Midwest | MISO_IN | 2035 | B19 | 700 | 700 | 4450 | 0 | 0.01 | 0.01 | 0.01 | 0.01 | 0 | 0 | 0 | 0 | 0 | 0
NonRTO_Midwest_2_MISO_IN | NonRTO_Midwest | MISO_IN | 2035 | B20 | 935 | 0 | 4450 | 0 | 0 | 0 | 0 | 0 | 0 | 0 | 0 | 0 | 0 | 0
NonRTO_Midwest_2_MISO_IN | NonRTO_Midwest | MISO_IN | 2040 | B01 | 10 | 10 | 4450 | 0 | 0.52 | 0.39 | 0.63 | 0.47 | 0 | 0 | 0 | 0 | 0 | 0
NonRTO_Midwest_2_MISO_IN | NonRTO_Midwest | MISO_IN | 2040 | B02 | 25 | 25 | 4450 | 0 | 0.21 | 0.16 | 0.25 | 0.19 | 0 | 0 | 0 | 0 | 0 | 0
NonRTO_Midwest_2_MISO_IN | NonRTO_Midwest | MISO_IN | 2040 | B03 | 75 | 75 | 4450 | 0 | 0.08 | 0.06 | 0.09 | 0.07 | 0 | 0 | 0 | 0 | 0 | 0
NonRTO_Midwest_2_MISO_IN | NonRTO_Midwest | MISO_IN | 2040 | B04 | 100 | 100 | 4450 | 0 | 0.09 | 0.09 | 0.1 | 0.1 | 0 | 0 | 0 | 0 | 0 | 0
NonRTO_Midwest_2_MISO_IN | NonRTO_Midwest | MISO_IN | 2040 | B05 | 200 | 200 | 4450 | 0 | 0.09 | 474.66 | 0.1 | 111.17 | 0 | 0 | 0 | 0 | 0 | 0
NonRTO_Midwest_2_MISO_IN | NonRTO_Midwest | MISO_IN | 2040 | B06 | 300 | 300 | 4450 | 0 | 0.18 | 991.64 | 0.19 | 89.32 | 0 | 0 | 0 | 0 | 0 | 0
NonRTO_Midwest_2_MISO_IN | NonRTO_Midwest | MISO_IN | 2040 | B07 | 400 | 400 | 4450 | 0 | 0.04 | 0.06 | 0.05 | 0.08 | 0 | 0 | 0 | 0 | 0 | 0
NonRTO_Midwest_2_MISO_IN | NonRTO_Midwest | MISO_IN | 2040 | B08 | 500 | 500 | 4450 | 0 | 0.02 | 0.01 | 0.02 | 0.02 | 0 | 0 | 0 | 0 | 0 | 0
NonRTO_Midwest_2_MISO_IN | NonRTO_Midwest | MISO_IN | 2040 | B09 | 800 | 800 | 4450 | 0 | 0.01 | 0.01 | 0.01 | 0.01 | 0 | 0 | 0 | 0 | 0 | 0
NonRTO_Midwest_2_MISO_IN | NonRTO_Midwest | MISO_IN | 2040 | B10 | 1262 | 1262 | 4450 | 80.3 | 0.02 | 305.17 | 0.02 | 57.93 | 0 | 0 | 0 | 0 | 0 | 0
NonRTO_Midwest_2_MISO_IN | NonRTO_Midwest | MISO_IN | 2040 | B11 | 25 | 25 | 4450 | 0 | 0.22 | 0.18 | 0.26 | 0.21 | 0 | 0 | 0 | 0 | 0 | 0
NonRTO_Midwest_2_MISO_IN | NonRTO_Midwest | MISO_IN | 2040 | B12 | 200 | 200 | 4450 | 0 | 0.03 | 0.03 | 0.03 | 0.03 | 0 | 0 | 0 | 0 | 0 | 0
NonRTO_Midwest_2_MISO_IN | NonRTO_Midwest | MISO_IN | 2040 | B13 | 600 | 600 | 4450 | 0 | 0.01 | 0.01 | 0.01 | 0.01 | 0 | 0 | 0 | 0 | 0 | 0
NonRTO_Midwest_2_MISO_IN | NonRTO_Midwest | MISO_IN | 2040 | B14 | 900 | 900 | 4450 | 0 | 0.01 | 0 | 0.01 | 0.01 | 0 | 0 | 0 | 0 | 0 | 0
NonRTO_Midwest_2_MISO_IN | NonRTO_Midwest | MISO_IN | 2040 | B15 | 1203 | 1203 | 4450 | 0 | 0.01 | 0 | 0.01 | 0 | 0 | 0 | 0 | 0 | 0 | 0
NonRTO_Midwest_2_MISO_IN | NonRTO_Midwest | MISO_IN | 2040 | B16 | 25 | 25 | 4450 | 0 | 0.2 | 0.15 | 0.23 | 0.18 | 0 | 0 | 0 | 0 | 0 | 0
NonRTO_Midwest_2_MISO_IN | NonRTO_Midwest | MISO_IN | 2040 | B17 | 100 | 100 | 4450 | 0 | 0.05 | 0.04 | 0.06 | 0.05 | 0 | 0 | 0 | 0 | 0 | 0
NonRTO_Midwest_2_MISO_IN | NonRTO_Midwest | MISO_IN | 2040 | B18 | 400 | 400 | 4450 | 0 | 0.01 | 0.01 | 0.02 | 0.01 | 0 | 0 | 0 | 0 | 0 | 0
NonRTO_Midwest_2_MISO_IN | NonRTO_Midwest | MISO_IN | 2040 | B19 | 700 | 700 | 4450 | 0 | 0.01 | 0.01 | 0.01 | 0.01 | 0 | 0 | 0 | 0 | 0 | 0
NonRTO_Midwest_2_MISO_IN | NonRTO_Midwest | MISO_IN | 2040 | B20 | 935 | 935 | 4450 | 0 | 0.01 | 0 | 0.01 | 0 | 0 | 0 | 0 | 0 | 0 | 0
NonRTO_Midwest_2_MISO_IN | NonRTO_Midwest | MISO_IN | 2045 | B01 | 10 | 10 | 4450 | 0 | 0.62 | 0.47 | 0.7 | 0.54 | 0 | 0 | 0 | 0 | 0 | 0
NonRTO_Midwest_2_MISO_IN | NonRTO_Midwest | MISO_IN | 2045 | B02 | 25 | 25 | 4450 | 0 | 0.26 | 0.2 | 0.29 | 0.22 | 0 | 0 | 0 | 0 | 0 | 0
NonRTO_Midwest_2_MISO_IN | NonRTO_Midwest | MISO_IN | 2045 | B03 | 75 | 75 | 4450 | 0 | 0.09 | 0.08 | 0.1 | 0.09 | 0 | 0 | 0 | 0 | 0 | 0
NonRTO_Midwest_2_MISO_IN | NonRTO_Midwest | MISO_IN | 2045 | B04 | 100 | 100 | 4450 | 0 | 0.07 | 0.1 | 0.08 | 0.11 | 0 | 0 | 0 | 0 | 0 | 0
NonRTO_Midwest_2_MISO_IN | NonRTO_Midwest | MISO_IN | 2045 | B05 | 200 | 200 | 4450 | 0 | 0.07 | 476.59 | 0.07 | 135.35 | 0 | 0 | 0 | 0 | 0 | 0
NonRTO_Midwest_2_MISO_IN | NonRTO_Midwest | MISO_IN | 2045 | B06 | 300 | 300 | 4450 | 0 | 0.04 | 1.53 | 0.05 | 1.62 | 0 | 0 | 0 | 0 | 0 | 0
NonRTO_Midwest_2_MISO_IN | NonRTO_Midwest | MISO_IN | 2045 | B07 | 400 | 400 | 4450 | 0 | 300.82 | 1064.86 | 159.54 | 83.76 | 0 | 0 | 0 | 0 | 0 | 0
NonRTO_Midwest_2_MISO_IN | NonRTO_Midwest | MISO_IN | 2045 | B08 | 500 | 500 | 4450 | 0 | 395.21 | 1598.98 | 91.8 | 82.63 | 0 | 0 | 0 | 0 | 0 | 0
NonRTO_Midwest_2_MISO_IN | NonRTO_Midwest | MISO_IN | 2045 | B09 | 800 | 800 | 4450 | 0 | 0.07 | 921.61 | 0.08 | 45.03 | 0 | 0 | 0 | 0 | 0 | 0
NonRTO_Midwest_2_MISO_IN | NonRTO_Midwest | MISO_IN | 2045 | B10 | 1262 | 1262 | 4450 | 0 | 0.04 | 0.01 | 0.05 | 0.01 | 0 | 0 | 0 | 0 | 0 | 0
NonRTO_Midwest_2_MISO_IN | NonRTO_Midwest | MISO_IN | 2045 | B11 | 25 | 25 | 4450 | 0 | 0.26 | 0.32 | 0.29 | 0.35 | 0 | 0 | 0 | 0 | 0 | 0
NonRTO_Midwest_2_MISO_IN | NonRTO_Midwest | MISO_IN | 2045 | B12 | 200 | 200 | 4450 | 0 | 0.04 | 267.52 | 0.05 | 111.44 | 0 | 0 | 0 | 0 | 0 | 0
NonRTO_Midwest_2_MISO_IN | NonRTO_Midwest | MISO_IN | 2045 | B13 | 600 | 600 | 4450 | 0 | 0.01 | 0.01 | 0.01 | 0.01 | 0 | 0 | 0 | 0 | 0 | 0
NonRTO_Midwest_2_MISO_IN | NonRTO_Midwest | MISO_IN | 2045 | B14 | 900 | 900 | 4450 | 0 | 0.01 | 0.01 | 0.01 | 0.01 | 0 | 0 | 0 | 0 | 0 | 0
NonRTO_Midwest_2_MISO_IN | NonRTO_Midwest | MISO_IN | 2045 | B15 | 1203 | 1203 | 4450 | 0 | 0.01 | 0.01 | 0.01 | 0.01 | 0 | 0 | 0 | 0 | 0 | 0
NonRTO_Midwest_2_MISO_IN | NonRTO_Midwest | MISO_IN | 2045 | B16 | 25 | 25 | 4450 | 0 | 0.25 | 0.19 | 0.27 | 0.21 | 0 | 0 | 0 | 0 | 0 | 0
NonRTO_Midwest_2_MISO_IN | NonRTO_Midwest | MISO_IN | 2045 | B17 | 100 | 100 | 4450 | 0 | 0.07 | 0.05 | 0.07 | 0.05 | 0 | 0 | 0 | 0 | 0 | 0
NonRTO_Midwest_2_MISO_IN | NonRTO_Midwest | MISO_IN | 2045 | B18 | 400 | 400 | 4450 | 0 | 0.02 | 0.02 | 0.02 | 0.02 | 0 | 0 | 0 | 0 | 0 | 0
NonRTO_Midwest_2_MISO_IN | NonRTO_Midwest | MISO_IN | 2045 | B19 | 700 | 700 | 4450 | 0 | 0.01 | 0.01 | 0.01 | 0.01 | 0 | 0 | 0 | 0 | 0 | 0
NonRTO_Midwest_2_MISO_IN | NonRTO_Midwest | MISO_IN | 2045 | B20 | 935 | 935 | 4450 | 0 | 0.01 | 0.01 | 0.01 | 0.01 | 0 | 0 | 0 | 0 | 0 | 0
NonRTO_Midwest_2_MISO_IN | NonRTO_Midwest | MISO_IN | 2050 | B01 | 10 | 10 | 4450 | 0 | 0.28 | 0.22 | 0.32 | 0.25 | 0 | 0 | 0 | 0 | 0 | 0
NonRTO_Midwest_2_MISO_IN | NonRTO_Midwest | MISO_IN | 2050 | B02 | 25 | 25 | 4450 | 0 | 0.12 | 0.09 | 0.14 | 0.11 | 0 | 0 | 0 | 0 | 0 | 0
NonRTO_Midwest_2_MISO_IN | NonRTO_Midwest | MISO_IN | 2050 | B03 | 75 | 75 | 4450 | 0 | 0.05 | 0.04 | 0.05 | 0.05 | 0 | 0 | 0 | 0 | 0 | 0
NonRTO_Midwest_2_MISO_IN | NonRTO_Midwest | MISO_IN | 2050 | B04 | 100 | 100 | 4450 | 0 | 0.04 | 0.06 | 0.04 | 0.07 | 0 | 0 | 0 | 0 | 0 | 0
NonRTO_Midwest_2_MISO_IN | NonRTO_Midwest | MISO_IN | 2050 | B05 | 200 | 200 | 4450 | 0 | 0.03 | 522.44 | 0.03 | 62.72 | 0 | 0 | 0 | 0 | 0 | 0
NonRTO_Midwest_2_MISO_IN | NonRTO_Midwest | MISO_IN | 2050 | B06 | 300 | 300 | 4450 | 0 | 0.09 | 473.26 | 0.1 | 39.94 | 0 | 0 | 0 | 0 | 0 | 0
NonRTO_Midwest_2_MISO_IN | NonRTO_Midwest | MISO_IN | 2050 | B07 | 400 | 400 | 4450 | 0 | 533.8 | 1100.56 | 88.85 | 36.62 | 0 | 0 | 0 | 0 | 0 | 0
NonRTO_Midwest_2_MISO_IN | NonRTO_Midwest | MISO_IN | 2050 | B08 | 500 | 500 | 4450 | 0 | 0.13 | 1640.01 | 0.14 | 33.74 | 0 | 0 | 0 | 0 | 0 | 0
NonRTO_Midwest_2_MISO_IN | NonRTO_Midwest | MISO_IN | 2050 | B09 | 800 | 800 | 4450 | 0 | 0.07 | 1.26 | 0.08 | 1.37 | 0 | 0 | 0 | 0 | 0 | 0
NonRTO_Midwest_2_MISO_IN | NonRTO_Midwest | MISO_IN | 2050 | B10 | 1262 | 1262 | 4450 | 0 | 0 | 0 | 0.01 | 0 | 0 | 0 | 0 | 0 | 0 | 0
NonRTO_Midwest_2_MISO_IN | NonRTO_Midwest | MISO_IN | 2050 | B11 | 25 | 25 | 4450 | 0 | 0.18 | 0.14 | 0.2 | 0.15 | 0 | 0 | 0 | 0 | 0 | 0
NonRTO_Midwest_2_MISO_IN | NonRTO_Midwest | MISO_IN | 2050 | B12 | 200 | 200 | 4450 | 0 | 0.02 | 0.01 | 0.02 | 0.01 | 0 | 0 | 0 | 0 | 0 | 0
NonRTO_Midwest_2_MISO_IN | NonRTO_Midwest | MISO_IN | 2050 | B13 | 600 | 600 | 4450 | 0 | 0.01 | 0.01 | 0.01 | 0.01 | 0 | 0 | 0 | 0 | 0 | 0
NonRTO_Midwest_2_MISO_IN | NonRTO_Midwest | MISO_IN | 2050 | B14 | 900 | 0 | 4450 | 0 | 0 | 0 | 0 | 0 | 0 | 0 | 0 | 0 | 0 | 0
NonRTO_Midwest_2_MISO_IN | NonRTO_Midwest | MISO_IN | 2050 | B15 | 1203 | 0 | 4450 | 0 | 0 | 0 | 0 | 0 | 0 | 0 | 0 | 0 | 0 | 0
NonRTO_Midwest_2_MISO_IN | NonRTO_Midwest | MISO_IN | 2050 | B16 | 25 | 25 | 4450 | 0 | 0.11 | 0.09 | 0.12 | 0.09 | 0 | 0 | 0 | 0 | 0 | 0
NonRTO_Midwest_2_MISO_IN | NonRTO_Midwest | MISO_IN | 2050 | B17 | 100 | 100 | 4450 | 0 | 0.03 | 0.02 | 0.03 | 0.02 | 0 | 0 | 0 | 0 | 0 | 0
NonRTO_Midwest_2_MISO_IN | NonRTO_Midwest | MISO_IN | 2050 | B18 | 400 | 400 | 4450 | 0 | 0.01 | 0.01 | 0.01 | 0.01 | 0 | 0 | 0 | 0 | 0 | 0
NonRTO_Midwest_2_MISO_IN | NonRTO_Midwest | MISO_IN | 2050 | B19 | 700 | 0 | 4450 | 0 | 0 | 0 | 0 | 0 | 0 | 0 | 0 | 0 | 0 | 0
NonRTO_Midwest_2_MISO_IN | NonRTO_Midwest | MISO_IN | 2050 | B20 | 935 | 0 | 4450 | 0 | 0 | 0 | 0 | 0 | 0 | 0 | 0 | 0 | 0 | 0
NonRTO_Midwest_2_TVA_Transmission | NonRTO_Midwest | TVA_Transmission | 2015 | B01 | 10 | 10 | 2400 | 0 | 0.49 | 0.39 | 0.54 | 0.43 | 0 | 0 | 0 | 0 | 0 | 0
NonRTO_Midwest_2_TVA_Transmission | NonRTO_Midwest | TVA_Transmission | 2015 | B02 | 25 | 25 | 2400 | 0 | 0.14 | 0.11 | 0.15 | 0.12 | 0 | 0 | 0 | 0 | 0 | 0
NonRTO_Midwest_2_TVA_Transmission | NonRTO_Midwest | TVA_Transmission | 2015 | B03 | 75 | 75 | 2400 | 0 | 0.04 | 0.03 | 0.04 | 0.03 | 0 | 0 | 0 | 0 | 0 | 0
NonRTO_Midwest_2_TVA_Transmission | NonRTO_Midwest | TVA_Transmission | 2015 | B04 | 100 | 100 | 2400 | 0 | 0.02 | 0.02 | 0.03 | 0.02 | 0 | 0 | 0 | 0 | 0 | 0
NonRTO_Midwest_2_TVA_Transmission | NonRTO_Midwest | TVA_Transmission | 2015 | B05 | 200 | 200 | 2400 | 0 | 0.01 | 0.01 | 0.02 | 0.01 | 0 | 0 | 0 | 0 | 0 | 0
NonRTO_Midwest_2_TVA_Transmission | NonRTO_Midwest | TVA_Transmission | 2015 | B06 | 300 | 300 | 2400 | 69.34 | 35.55 | 12.94 | 33.38 | 13.39 | 0 | 0 | 0 | 0 | 0 | 0
NonRTO_Midwest_2_TVA_Transmission | NonRTO_Midwest | TVA_Transmission | 2015 | B07 | 400 | 400 | 2400 | 0 | 0.02 | 0.02 | 0.02 | 0.02 | 0 | 0 | 0 | 0 | 0 | 0
NonRTO_Midwest_2_TVA_Transmission | NonRTO_Midwest | TVA_Transmission | 2015 | B08 | 500 | 500 | 2400 | 0 | 0.01 | 0.01 | 0.01 | 0.01 | 0 | 0 | 0 | 0 | 0 | 0
NonRTO_Midwest_2_TVA_Transmission | NonRTO_Midwest | TVA_Transmission | 2015 | B09 | 800 | 800 | 2400 | 0 | 0.01 | 0.01 | 0.01 | 0.01 | 0 | 0 | 0 | 0 | 0 | 0
NonRTO_Midwest_2_TVA_Transmission | NonRTO_Midwest | TVA_Transmission | 2015 | B10 | 1262 | 1262 | 2400 | 0 | 0.01 | 0 | 0.01 | 0 | 0 | 0 | 0 | 0 | 0 | 0
NonRTO_Midwest_2_TVA_Transmission | NonRTO_Midwest | TVA_Transmission | 2015 | B11 | 25 | 25 | 2400 | 0 | 0.08 | 0.06 | 0.09 | 0.07 | 0 | 0 | 0 | 0 | 0 | 0
NonRTO_Midwest_2_TVA_Transmission | NonRTO_Midwest | TVA_Transmission | 2015 | B12 | 200 | 200 | 2400 | 0 | 0.01 | 0.01 | 0.01 | 0.01 | 0 | 0 | 0 | 0 | 0 | 0
NonRTO_Midwest_2_TVA_Transmission | NonRTO_Midwest | TVA_Transmission | 2015 | B13 | 600 | 600 | 2400 | 0 | 0 | 0 | 0.01 | 0 | 0 | 0 | 0 | 0 | 0 | 0
NonRTO_Midwest_2_TVA_Transmission | NonRTO_Midwest | TVA_Transmission | 2015 | B14 | 900 | 900 | 2400 | 0 | 0.01 | 0.01 | 0.01 | 0.01 | 0 | 0 | 0 | 0 | 0 | 0
NonRTO_Midwest_2_TVA_Transmission | NonRTO_Midwest | TVA_Transmission | 2015 | B15 | 1203 | 1203 | 2400 | 0 | 0.01 | 0.01 | 0.01 | 0.01 | 0 | 0 | 0 | 0 | 0 | 0
NonRTO_Midwest_2_TVA_Transmission | NonRTO_Midwest | TVA_Transmission | 2015 | B16 | 25 | 25 | 2400 | 0 | 0.1 | 0.08 | 0.11 | 0.09 | 0 | 0 | 0 | 0 | 0 | 0
NonRTO_Midwest_2_TVA_Transmission | NonRTO_Midwest | TVA_Transmission | 2015 | B17 | 100 | 100 | 2400 | 0 | 0.02 | 0.01 | 0.02 | 0.01 | 0 | 0 | 0 | 0 | 0 | 0
NonRTO_Midwest_2_TVA_Transmission | NonRTO_Midwest | TVA_Transmission | 2015 | B18 | 400 | 400 | 2400 | 0 | 0.01 | 0 | 0.01 | 0 | 0 | 0 | 0 | 0 | 0 | 0
NonRTO_Midwest_2_TVA_Transmission | NonRTO_Midwest | TVA_Transmission | 2015 | B19 | 700 | 700 | 2400 | 0 | 0.19 | 0.01 | 0.19 | 0.02 | 0 | 0 | 0 | 0 | 0 | 0
NonRTO_Midwest_2_TVA_Transmission | NonRTO_Midwest | TVA_Transmission | 2015 | B20 | 935 | 935 | 2400 | 0 | 0.01 | 0.01 | 0.02 | 0.01 | 0 | 0 | 0 | 0 | 0 | 0
NonRTO_Midwest_2_TVA_Transmission | NonRTO_Midwest | TVA_Transmission | 2020 | B01 | 10 | 10 | 2400 | 0.01 | 0.42 | 0.27 | 0.48 | 0.31 | 0 | 0 | 0 | 0 | 0 | 0
NonRTO_Midwest_2_TVA_Transmission | NonRTO_Midwest | TVA_Transmission | 2020 | B02 | 25 | 25 | 2400 | 0 | 0.17 | 0.11 | 0.19 | 0.13 | 0 | 0 | 0 | 0 | 0 | 0
NonRTO_Midwest_2_TVA_Transmission | NonRTO_Midwest | TVA_Transmission | 2020 | B03 | 75 | 75 | 2400 | 0 | 0.05 | 0.03 | 0.05 | 0.04 | 0 | 0 | 0 | 0 | 0 | 0
NonRTO_Midwest_2_TVA_Transmission | NonRTO_Midwest | TVA_Transmission | 2020 | B04 | 100 | 100 | 2400 | 0 | 0.03 | 0.02 | 0.04 | 0.03 | 0 | 0 | 0 | 0 | 0 | 0
NonRTO_Midwest_2_TVA_Transmission | NonRTO_Midwest | TVA_Transmission | 2020 | B05 | 200 | 200 | 2400 | 271.78 | 0.02 | 0.01 | 0.02 | 0.01 | 0 | 0 | 0 | 0 | 0 | 0
NonRTO_Midwest_2_TVA_Transmission | NonRTO_Midwest | TVA_Transmission | 2020 | B06 | 300 | 300 | 2400 | 0 | 0.01 | 0.01 | 0.01 | 0.01 | 0 | 0 | 0 | 0 | 0 | 0
NonRTO_Midwest_2_TVA_Transmission | NonRTO_Midwest | TVA_Transmission | 2020 | B07 | 400 | 400 | 2400 | 0 | 0.03 | 0.02 | 0.03 | 0.02 | 0 | 0 | 0 | 0 | 0 | 0
NonRTO_Midwest_2_TVA_Transmission | NonRTO_Midwest | TVA_Transmission | 2020 | B08 | 500 | 500 | 2400 | 0 | 0.01 | 0.01 | 0.01 | 0.01 | 0 | 0 | 0 | 0 | 0 | 0
NonRTO_Midwest_2_TVA_Transmission | NonRTO_Midwest | TVA_Transmission | 2020 | B09 | 800 | 800 | 2400 | 0 | 0.01 | 0.01 | 0.01 | 0.01 | 0 | 0 | 0 | 0 | 0 | 0
NonRTO_Midwest_2_TVA_Transmission | NonRTO_Midwest | TVA_Transmission | 2020 | B10 | 1262 | 1262 | 2400 | 0 | 0 | 0 | 0.01 | 0 | 0 | 0 | 0 | 0 | 0 | 0
NonRTO_Midwest_2_TVA_Transmission | NonRTO_Midwest | TVA_Transmission | 2020 | B11 | 25 | 25 | 2400 | 0 | 0.13 | 0.08 | 0.14 | 0.09 | 0 | 0 | 0 | 0 | 0 | 0
NonRTO_Midwest_2_TVA_Transmission | NonRTO_Midwest | TVA_Transmission | 2020 | B12 | 200 | 200 | 2400 | 0 | 0.01 | 0.01 | 0.02 | 0.01 | 0 | 0 | 0 | 0 | 0 | 0
NonRTO_Midwest_2_TVA_Transmission | NonRTO_Midwest | TVA_Transmission | 2020 | B13 | 600 | 600 | 2400 | 0 | 0.01 | 0.01 | 0.01 | 0.01 | 0 | 0 | 0 | 0 | 0 | 0
NonRTO_Midwest_2_TVA_Transmission | NonRTO_Midwest | TVA_Transmission | 2020 | B14 | 900 | 900 | 2400 | 0 | 0.01 | 0 | 0.01 | 0.01 | 0 | 0 | 0 | 0 | 0 | 0
NonRTO_Midwest_2_TVA_Transmission | NonRTO_Midwest | TVA_Transmission | 2020 | B15 | 1203 | 1203 | 2400 | 0 | 0.01 | 0 | 0.01 | 0 | 0 | 0 | 0 | 0 | 0 | 0
NonRTO_Midwest_2_TVA_Transmission | NonRTO_Midwest | TVA_Transmission | 2020 | B16 | 25 | 25 | 2400 | 0 | 0.11 | 0.1 | 0.12 | 0.11 | 0 | 0 | 0 | 0 | 0 | 0
NonRTO_Midwest_2_TVA_Transmission | NonRTO_Midwest | TVA_Transmission | 2020 | B17 | 100 | 100 | 2400 | 0 | 0.03 | 0.02 | 0.03 | 0.02 | 0 | 0 | 0 | 0 | 0 | 0
NonRTO_Midwest_2_TVA_Transmission | NonRTO_Midwest | TVA_Transmission | 2020 | B18 | 400 | 400 | 2400 | 0 | 0.01 | 0.01 | 0.01 | 0.01 | 0 | 0 | 0 | 0 | 0 | 0
NonRTO_Midwest_2_TVA_Transmission | NonRTO_Midwest | TVA_Transmission | 2020 | B19 | 700 | 700 | 2400 | 0 | 0.01 | 0.01 | 0.01 | 0.01 | 0 | 0 | 0 | 0 | 0 | 0
NonRTO_Midwest_2_TVA_Transmission | NonRTO_Midwest | TVA_Transmission | 2020 | B20 | 935 | 935 | 2400 | 0 | 0.01 | 0.01 | 0.01 | 0.01 | 0 | 0 | 0 | 0 | 0 | 0
NonRTO_Midwest_2_TVA_Transmission | NonRTO_Midwest | TVA_Transmission | 2025 | B01 | 10 | 10 | 2400 | 0.01 | 0.43 | 0.32 | 0.5 | 0.37 | 0 | 0 | 0 | 0 | 0 | 0
NonRTO_Midwest_2_TVA_Transmission | NonRTO_Midwest | TVA_Transmission | 2025 | B02 | 25 | 25 | 2400 | 0 | 0.21 | 0.13 | 0.24 | 0.15 | 0 | 0 | 0 | 0 | 0 | 0
NonRTO_Midwest_2_TVA_Transmission | NonRTO_Midwest | TVA_Transmission | 2025 | B03 | 75 | 75 | 2400 | 0 | 0.06 | 0.05 | 0.06 | 0.05 | 0 | 0 | 0 | 0 | 0 | 0
NonRTO_Midwest_2_TVA_Transmission | NonRTO_Midwest | TVA_Transmission | 2025 | B04 | 100 | 100 | 2400 | 0 | 0.05 | 0.04 | 0.05 | 0.04 | 0 | 0 | 0 | 0 | 0 | 0
NonRTO_Midwest_2_TVA_Transmission | NonRTO_Midwest | TVA_Transmission | 2025 | B05 | 200 | 200 | 2400 | 0 | 0.02 | 0.02 | 0.03 | 0.02 | 0 | 0 | 0 | 0 | 0 | 0
NonRTO_Midwest_2_TVA_Transmission | NonRTO_Midwest | TVA_Transmission | 2025 | B06 | 300 | 300 | 2400 | 0 | 0.02 | 0.01 | 0.02 | 0.01 | 0 | 0 | 0 | 0 | 0 | 0
NonRTO_Midwest_2_TVA_Transmission | NonRTO_Midwest | TVA_Transmission | 2025 | B07 | 400 | 400 | 2400 | 0 | 0.01 | 0.01 | 0.01 | 0.01 | 0 | 0 | 0 | 0 | 0 | 0
NonRTO_Midwest_2_TVA_Transmission | NonRTO_Midwest | TVA_Transmission | 2025 | B08 | 500 | 500 | 2400 | 0 | 0.01 | 0.01 | 0.01 | 0.01 | 0 | 0 | 0 | 0 | 0 | 0
NonRTO_Midwest_2_TVA_Transmission | NonRTO_Midwest | TVA_Transmission | 2025 | B09 | 800 | 800 | 2400 | 0 | 0.01 | 0 | 0.01 | 0.01 | 0 | 0 | 0 | 0 | 0 | 0
NonRTO_Midwest_2_TVA_Transmission | NonRTO_Midwest | TVA_Transmission | 2025 | B10 | 1262 | 0 | 2400 | 0 | 0 | 0 | 0 | 0 | 0 | 0 | 0 | 0 | 0 | 0
NonRTO_Midwest_2_TVA_Transmission | NonRTO_Midwest | TVA_Transmission | 2025 | B11 | 25 | 25 | 2400 | 0 | 0.18 | 0.13 | 0.21 | 0.15 | 0 | 0 | 0 | 0 | 0 | 0
NonRTO_Midwest_2_TVA_Transmission | NonRTO_Midwest | TVA_Transmission | 2025 | B12 | 200 | 200 | 2400 | 0 | 0.02 | 0.02 | 0.02 | 0.02 | 0 | 0 | 0 | 0 | 0 | 0
NonRTO_Midwest_2_TVA_Transmission | NonRTO_Midwest | TVA_Transmission | 2025 | B13 | 600 | 600 | 2400 | 0 | 0.01 | 0.01 | 0.01 | 0.01 | 0 | 0 | 0 | 0 | 0 | 0
NonRTO_Midwest_2_TVA_Transmission | NonRTO_Midwest | TVA_Transmission | 2025 | B14 | 900 | 900 | 2400 | 0 | 0 | 0 | 0.01 | 0 | 0 | 0 | 0 | 0 | 0 | 0
NonRTO_Midwest_2_TVA_Transmission | NonRTO_Midwest | TVA_Transmission | 2025 | B15 | 1203 | 1203 | 2400 | 0 | 0 | 0 | 0.01 | 0 | 0 | 0 | 0 | 0 | 0 | 0
NonRTO_Midwest_2_TVA_Transmission | NonRTO_Midwest | TVA_Transmission | 2025 | B16 | 25 | 25 | 2400 | 0 | 0.18 | 0.13 | 0.2 | 0.15 | 0 | 0 | 0 | 0 | 0 | 0
NonRTO_Midwest_2_TVA_Transmission | NonRTO_Midwest | TVA_Transmission | 2025 | B17 | 100 | 100 | 2400 | 0 | 0.04 | 0.03 | 0.04 | 0.04 | 0 | 0 | 0 | 0 | 0 | 0
NonRTO_Midwest_2_TVA_Transmission | NonRTO_Midwest | TVA_Transmission | 2025 | B18 | 400 | 400 | 2400 | 0 | 0.01 | 0.01 | 0.01 | 0.01 | 0 | 0 | 0 | 0 | 0 | 0
NonRTO_Midwest_2_TVA_Transmission | NonRTO_Midwest | TVA_Transmission | 2025 | B19 | 700 | 700 | 2400 | 0 | 0.01 | 0.01 | 0.01 | 0.01 | 0 | 0 | 0 | 0 | 0 | 0
NonRTO_Midwest_2_TVA_Transmission | NonRTO_Midwest | TVA_Transmission | 2025 | B20 | 935 | 935 | 2400 | 0 | 0.01 | 0 | 0.01 | 0 | 0 | 0 | 0 | 0 | 0 | 0
NonRTO_Midwest_2_TVA_Transmission | NonRTO_Midwest | TVA_Transmission | 2030 | B01 | 10 | 10 | 2400 | 944.06 | 0.66 | 0.34 | 0.78 | 0.4 | 0 | 0 | 0 | 0 | 0 | 0
NonRTO_Midwest_2_TVA_Transmission | NonRTO_Midwest | TVA_Transmission | 2030 | B02 | 25 | 25 | 2400 | 0 | 0.33 | 0.17 | 0.37 | 0.19 | 0 | 0 | 0 | 0 | 0 | 0
NonRTO_Midwest_2_TVA_Transmission | NonRTO_Midwest | TVA_Transmission | 2030 | B03 | 75 | 75 | 2400 | 0 | 0.1 | 0.06 | 0.11 | 0.06 | 0 | 0 | 0 | 0 | 0 | 0
NonRTO_Midwest_2_TVA_Transmission | NonRTO_Midwest | TVA_Transmission | 2030 | B04 | 100 | 100 | 2400 | 0 | 0.09 | 0.04 | 0.1 | 0.05 | 0 | 0 | 0 | 0 | 0 | 0
NonRTO_Midwest_2_TVA_Transmission | NonRTO_Midwest | TVA_Transmission | 2030 | B05 | 200 | 200 | 2400 | 110.46 | 0.05 | 0.02 | 0.05 | 0.02 | 0 | 0 | 0 | 0 | 0 | 0
NonRTO_Midwest_2_TVA_Transmission | NonRTO_Midwest | TVA_Transmission | 2030 | B06 | 300 | 300 | 2400 | 0 | 0.02 | 0.01 | 0.02 | 0.02 | 0 | 0 | 0 | 0 | 0 | 0
NonRTO_Midwest_2_TVA_Transmission | NonRTO_Midwest | TVA_Transmission | 2030 | B07 | 400 | 400 | 2400 | 0 | 0.01 | 0.01 | 0.02 | 0.01 | 0 | 0 | 0 | 0 | 0 | 0
NonRTO_Midwest_2_TVA_Transmission | NonRTO_Midwest | TVA_Transmission | 2030 | B08 | 500 | 500 | 2400 | 0 | 0.01 | 0.01 | 0.02 | 0.01 | 0 | 0 | 0 | 0 | 0 | 0
NonRTO_Midwest_2_TVA_Transmission | NonRTO_Midwest | TVA_Transmission | 2030 | B09 | 800 | 800 | 2400 | 0 | 0.01 | 0.01 | 0.01 | 0.01 | 0 | 0 | 0 | 0 | 0 | 0
NonRTO_Midwest_2_TVA_Transmission | NonRTO_Midwest | TVA_Transmission | 2030 | B10 | 1262 | 1262 | 2400 | 0 | 0 | 0 | 0.01 | 0 | 0 | 0 | 0 | 0 | 0 | 0
NonRTO_Midwest_2_TVA_Transmission | NonRTO_Midwest | TVA_Transmission | 2030 | B11 | 25 | 25 | 2400 | 0.07 | 0.29 | 0.14 | 0.34 | 0.17 | 0 | 0 | 0 | 0 | 0 | 0
NonRTO_Midwest_2_TVA_Transmission | NonRTO_Midwest | TVA_Transmission | 2030 | B12 | 200 | 200 | 2400 | 0 | 0.03 | 0.02 | 0.04 | 0.02 | 0 | 0 | 0 | 0 | 0 | 0
NonRTO_Midwest_2_TVA_Transmission | NonRTO_Midwest | TVA_Transmission | 2030 | B13 | 600 | 600 | 2400 | 0 | 0.01 | 0.01 | 0.01 | 0.01 | 0 | 0 | 0 | 0 | 0 | 0
NonRTO_Midwest_2_TVA_Transmission | NonRTO_Midwest | TVA_Transmission | 2030 | B14 | 900 | 900 | 2400 | 0 | 0.01 | 0 | 0.01 | 0.01 | 0 | 0 | 0 | 0 | 0 | 0
NonRTO_Midwest_2_TVA_Transmission | NonRTO_Midwest | TVA_Transmission | 2030 | B15 | 1203 | 1203 | 2400 | 0 | 0.01 | 0 | 0.01 | 0 | 0 | 0 | 0 | 0 | 0 | 0
NonRTO_Midwest_2_TVA_Transmission | NonRTO_Midwest | TVA_Transmission | 2030 | B16 | 25 | 25 | 2400 | 1224.75 | 0.34 | 0.15 | 0.39 | 0.17 | 0 | 0 | 0 | 0 | 0 | 0
NonRTO_Midwest_2_TVA_Transmission | NonRTO_Midwest | TVA_Transmission | 2030 | B17 | 100 | 100 | 2400 | 0 | 0.06 | 0.04 | 0.07 | 0.04 | 0 | 0 | 0 | 0 | 0 | 0
NonRTO_Midwest_2_TVA_Transmission | NonRTO_Midwest | TVA_Transmission | 2030 | B18 | 400 | 400 | 2400 | 0 | 0.02 | 0.01 | 0.02 | 0.01 | 0 | 0 | 0 | 0 | 0 | 0
NonRTO_Midwest_2_TVA_Transmission | NonRTO_Midwest | TVA_Transmission | 2030 | B19 | 700 | 700 | 2400 | 0 | 0.01 | 0.01 | 0.01 | 0.01 | 0 | 0 | 0 | 0 | 0 | 0
NonRTO_Midwest_2_TVA_Transmission | NonRTO_Midwest | TVA_Transmission | 2030 | B20 | 935 | 935 | 2400 | 0 | 0.01 | 0 | 0.01 | 0 | 0 | 0 | 0 | 0 | 0 | 0
NonRTO_Midwest_2_TVA_Transmission | NonRTO_Midwest | TVA_Transmission | 2035 | B01 | 10 | 10 | 2400 | 2258.48 | 0.64 | 0.47 | 0.78 | 0.57 | 0 | 0 | 0 | 0 | 0 | 0
NonRTO_Midwest_2_TVA_Transmission | NonRTO_Midwest | TVA_Transmission | 2035 | B02 | 25 | 25 | 2400 | 0 | 0.54 | 0.2 | 0.6 | 0.23 | 0 | 0 | 0 | 0 | 0 | 0
NonRTO_Midwest_2_TVA_Transmission | NonRTO_Midwest | TVA_Transmission | 2035 | B03 | 75 | 75 | 2400 | 207.05 | 0.19 | 0.07 | 0.21 | 0.08 | 0 | 0 | 0 | 0 | 0 | 0
NonRTO_Midwest_2_TVA_Transmission | NonRTO_Midwest | TVA_Transmission | 2035 | B04 | 100 | 100 | 2400 | 0 | 0.14 | 0.06 | 0.16 | 0.07 | 0 | 0 | 0 | 0 | 0 | 0
NonRTO_Midwest_2_TVA_Transmission | NonRTO_Midwest | TVA_Transmission | 2035 | B05 | 200 | 200 | 2400 | 0 | 0.04 | 0.03 | 0.04 | 0.04 | 0 | 0 | 0 | 0 | 0 | 0
NonRTO_Midwest_2_TVA_Transmission | NonRTO_Midwest | TVA_Transmission | 2035 | B06 | 300 | 300 | 2400 | 0 | 0.04 | 0.03 | 0.05 | 0.03 | 0 | 0 | 0 | 0 | 0 | 0
NonRTO_Midwest_2_TVA_Transmission | NonRTO_Midwest | TVA_Transmission | 2035 | B07 | 400 | 400 | 2400 | 62.67 | 0.38 | 0.05 | 0.43 | 0.06 | 0 | 0 | 0 | 0 | 0 | 0
NonRTO_Midwest_2_TVA_Transmission | NonRTO_Midwest | TVA_Transmission | 2035 | B08 | 500 | 500 | 2400 | 0 | 0.05 | 0.02 | 0.05 | 0.02 | 0 | 0 | 0 | 0 | 0 | 0
NonRTO_Midwest_2_TVA_Transmission | NonRTO_Midwest | TVA_Transmission | 2035 | B09 | 800 | 800 | 2400 | 0 | 0.01 | 0.01 | 0.02 | 0.01 | 0 | 0 | 0 | 0 | 0 | 0
NonRTO_Midwest_2_TVA_Transmission | NonRTO_Midwest | TVA_Transmission | 2035 | B10 | 1262 | 1262 | 2400 | 0 | 0.01 | 0.01 | 0.01 | 0.01 | 0 | 0 | 0 | 0 | 0 | 0
NonRTO_Midwest_2_TVA_Transmission | NonRTO_Midwest | TVA_Transmission | 2035 | B11 | 25 | 25 | 2400 | 0.01 | 0.46 | 0.15 | 0.52 | 0.18 | 0 | 0 | 0 | 0 | 0 | 0
NonRTO_Midwest_2_TVA_Transmission | NonRTO_Midwest | TVA_Transmission | 2035 | B12 | 200 | 200 | 2400 | 0 | 0.03 | 0.02 | 0.04 | 0.03 | 0 | 0 | 0 | 0 | 0 | 0
NonRTO_Midwest_2_TVA_Transmission | NonRTO_Midwest | TVA_Transmission | 2035 | B13 | 600 | 600 | 2400 | 0 | 0.01 | 0.01 | 0.02 | 0.01 | 0 | 0 | 0 | 0 | 0 | 0
NonRTO_Midwest_2_TVA_Transmission | NonRTO_Midwest | TVA_Transmission | 2035 | B14 | 900 | 900 | 2400 | 0 | 0.01 | 0.01 | 0.01 | 0.01 | 0 | 0 | 0 | 0 | 0 | 0
NonRTO_Midwest_2_TVA_Transmission | NonRTO_Midwest | TVA_Transmission | 2035 | B15 | 1203 | 1203 | 2400 | 0 | 0.01 | 0 | 0.01 | 0.01 | 0 | 0 | 0 | 0 | 0 | 0
NonRTO_Midwest_2_TVA_Transmission | NonRTO_Midwest | TVA_Transmission | 2035 | B16 | 25 | 25 | 2400 | 0.01 | 0.31 | 0.18 | 0.36 | 0.21 | 0 | 0 | 0 | 0 | 0 | 0
NonRTO_Midwest_2_TVA_Transmission | NonRTO_Midwest | TVA_Transmission | 2035 | B17 | 100 | 100 | 2400 | 0 | 0.06 | 0.04 | 0.07 | 0.05 | 0 | 0 | 0 | 0 | 0 | 0
NonRTO_Midwest_2_TVA_Transmission | NonRTO_Midwest | TVA_Transmission | 2035 | B18 | 400 | 400 | 2400 | 0 | 0.02 | 0.01 | 0.02 | 0.02 | 0 | 0 | 0 | 0 | 0 | 0
NonRTO_Midwest_2_TVA_Transmission | NonRTO_Midwest | TVA_Transmission | 2035 | B19 | 700 | 700 | 2400 | 0 | 0.01 | 0.01 | 0.01 | 0.01 | 0 | 0 | 0 | 0 | 0 | 0
NonRTO_Midwest_2_TVA_Transmission | NonRTO_Midwest | TVA_Transmission | 2035 | B20 | 935 | 935 | 2400 | 0 | 0.01 | 0.01 | 0.01 | 0.01 | 0 | 0 | 0 | 0 | 0 | 0
NonRTO_Midwest_2_TVA_Transmission | NonRTO_Midwest | TVA_Transmission | 2040 | B01 | 10 | 10 | 2400 | 2400 | 1.1 | 0.61 | 0.19 | 0.29 | 53.4862 | 0 | 0 | 53.4862 | 40.1147 | 13.3716
NonRTO_Midwest_2_TVA_Transmission | NonRTO_Midwest | TVA_Transmission | 2040 | B02 | 25 | 25 | 2400 | 33.72 | 0.96 | 0.29 | 0.08 | 0.12 | 0 | 0 | 0 | 0 | 40.1147 | 13.3716
NonRTO_Midwest_2_TVA_Transmission | NonRTO_Midwest | TVA_Transmission | 2040 | B03 | 75 | 75 | 2400 | 1552.41 | 0.43 | 0.17 | 0.03 | 0.04 | 0 | 0 | 0 | 0 | 40.1147 | 13.3716
NonRTO_Midwest_2_TVA_Transmission | NonRTO_Midwest | TVA_Transmission | 2040 | B04 | 100 | 100 | 2400 | 0 | 265.12 | 260.79 | 0.02 | 0.05 | 0 | 0 | 0 | 0 | 40.1147 | 13.3716
NonRTO_Midwest_2_TVA_Transmission | NonRTO_Midwest | TVA_Transmission | 2040 | B05 | 200 | 200 | 2400 | 257.3 | 589.91 | 0.2 | 0.01 | 0.02 | 0 | 0 | 0 | 0 | 40.1147 | 13.3716
NonRTO_Midwest_2_TVA_Transmission | NonRTO_Midwest | TVA_Transmission | 2040 | B06 | 300 | 300 | 2400 | 752.48 | 1084.72 | 0.14 | 0.01 | 0.01 | 0 | 0 | 0 | 0 | 40.1147 | 13.3716
NonRTO_Midwest_2_TVA_Transmission | NonRTO_Midwest | TVA_Transmission | 2040 | B07 | 400 | 400 | 2400 | 0.01 | 0.18 | 0.07 | 0.01 | 0.01 | 0 | 0 | 0 | 0 | 40.1147 | 13.3716
NonRTO_Midwest_2_TVA_Transmission | NonRTO_Midwest | TVA_Transmission | 2040 | B08 | 500 | 0 | 2400 | 0 | 0.03 | 0.02 | 0 | 0.01 | 0 | 0 | 0 | 0 | 40.1147 | 13.3716
NonRTO_Midwest_2_TVA_Transmission | NonRTO_Midwest | TVA_Transmission | 2040 | B09 | 800 | 0 | 2400 | 0 | 0.02 | 0.01 | 0 | 0 | 0 | 0 | 0 | 0 | 40.1147 | 13.3716
NonRTO_Midwest_2_TVA_Transmission | NonRTO_Midwest | TVA_Transmission | 2040 | B10 | 1262 | 0 | 2400 | 0 | 0.01 | 0.01 | 0 | 0 | 0 | 0 | 0 | 0 | 40.1147 | 13.3716
NonRTO_Midwest_2_TVA_Transmission | NonRTO_Midwest | TVA_Transmission | 2040 | B11 | 25 | 25 | 2400 | 0 | 0.47 | 0.27 | 0.08 | 0.12 | 0 | 0 | 0 | 0 | 40.1147 | 13.3716
NonRTO_Midwest_2_TVA_Transmission | NonRTO_Midwest | TVA_Transmission | 2040 | B12 | 200 | 200 | 2400 | 0 | 0.04 | 0.03 | 0.01 | 0.01 | 0 | 0 | 0 | 0 | 40.1147 | 13.3716
NonRTO_Midwest_2_TVA_Transmission | NonRTO_Midwest | TVA_Transmission | 2040 | B13 | 600 | 0 | 2400 | 0 | 0.01 | 0.01 | 0 | 0 | 0 | 0 | 0 | 0 | 40.1147 | 13.3716
NonRTO_Midwest_2_TVA_Transmission | NonRTO_Midwest | TVA_Transmission | 2040 | B14 | 900 | 0 | 2400 | 0 | 0.01 | 0.01 | 0 | 0 | 0 | 0 | 0 | 0 | 40.1147 | 13.3716
NonRTO_Midwest_2_TVA_Transmission | NonRTO_Midwest | TVA_Transmission | 2040 | B15 | 1203 | 0 | 2400 | 0 | 0.01 | 0 | 0 | 0 | 0 | 0 | 0 | 0 | 40.1147 | 13.3716
NonRTO_Midwest_2_TVA_Transmission | NonRTO_Midwest | TVA_Transmission | 2040 | B16 | 25 | 25 | 2400 | 0 | 0.48 | 0.21 | 0.08 | 0.11 | 0 | 0 | 0 | 0 | 40.1147 | 13.3716
NonRTO_Midwest_2_TVA_Transmission | NonRTO_Midwest | TVA_Transmission | 2040 | B17 | 100 | 100 | 2400 | 0 | 0.05 | 0.06 | 0.02 | 0.03 | 0 | 0 | 0 | 0 | 40.1147 | 13.3716
NonRTO_Midwest_2_TVA_Transmission | NonRTO_Midwest | TVA_Transmission | 2040 | B18 | 400 | 0 | 2400 | 0 | 0.02 | 0.01 | 0 | 0.01 | 0 | 0 | 0 | 0 | 40.1147 | 13.3716
NonRTO_Midwest_2_TVA_Transmission | NonRTO_Midwest | TVA_Transmission | 2040 | B19 | 700 | 0 | 2400 | 0 | 0.01 | 0.01 | 0 | 0 | 0 | 0 | 0 | 0 | 40.1147 | 13.3716
NonRTO_Midwest_2_TVA_Transmission | NonRTO_Midwest | TVA_Transmission | 2040 | B20 | 935 | 0 | 2400 | 0 | 0.01 | 0.01 | 0 | 0 | 0 | 0 | 0 | 0 | 40.1147 | 13.3716
NonRTO_Midwest_2_TVA_Transmission | NonRTO_Midwest | TVA_Transmission | 2045 | B01 | 10 | 10 | 2400 | 2400 | 1.16 | 0.84 | 0.33 | 0.49 | 140.2203 | 0 | 0 | 16.4965 | 25.3726 | 8.4575
NonRTO_Midwest_2_TVA_Transmission | NonRTO_Midwest | TVA_Transmission | 2045 | B02 | 25 | 25 | 2400 | 2011.29 | 0.52 | 0.37 | 0.14 | 0.21 | 0 | 0 | 0 | 0 | 25.3726 | 8.4575
NonRTO_Midwest_2_TVA_Transmission | NonRTO_Midwest | TVA_Transmission | 2045 | B03 | 75 | 75 | 2400 | 2400 | 1.28 | 0.2 | 0.06 | 0.08 | 19.6449 | 0 | 0 | 17.3337 | 25.3726 | 8.4575
NonRTO_Midwest_2_TVA_Transmission | NonRTO_Midwest | TVA_Transmission | 2045 | B04 | 100 | 100 | 2400 | 0 | 1.07 | 279.2 | 0.04 | 0.09 | 0 | 0 | 0 | 0 | 25.3726 | 8.4575
NonRTO_Midwest_2_TVA_Transmission | NonRTO_Midwest | TVA_Transmission | 2045 | B05 | 200 | 200 | 2400 | 333.39 | 13.9 | 0.65 | 0.02 | 0.04 | 0 | 0 | 0 | 0 | 25.3726 | 8.4575
NonRTO_Midwest_2_TVA_Transmission | NonRTO_Midwest | TVA_Transmission | 2045 | B06 | 300 | 300 | 2400 | 1665.61 | 521.69 | 1117.16 | 0.01 | 0.03 | 0 | 0 | 0 | 0 | 25.3726 | 8.4575
NonRTO_Midwest_2_TVA_Transmission | NonRTO_Midwest | TVA_Transmission | 2045 | B07 | 400 | 400 | 2400 | 8.9 | 170.77 | 0.31 | 0.01 | 0.02 | 0 | 0 | 0 | 0 | 25.3726 | 8.4575
NonRTO_Midwest_2_TVA_Transmission | NonRTO_Midwest | TVA_Transmission | 2045 | B08 | 500 | 500 | 2400 | 549.96 | 682.83 | 0.4 | 0.01 | 0.02 | 0 | 0 | 0 | 0 | 25.3726 | 8.4575
NonRTO_Midwest_2_TVA_Transmission | NonRTO_Midwest | TVA_Transmission | 2045 | B09 | 800 | 800 | 2400 | 9.86 | 73.24 | 0.06 | 0.01 | 0.01 | 0 | 0 | 0 | 0 | 25.3726 | 8.4575
NonRTO_Midwest_2_TVA_Transmission | NonRTO_Midwest | TVA_Transmission | 2045 | B10 | 1262 | 0 | 2400 | 0 | 0.01 | 0.01 | 0 | 0 | 0 | 0 | 0 | 0 | 25.3726 | 8.4575
NonRTO_Midwest_2_TVA_Transmission | NonRTO_Midwest | TVA_Transmission | 2045 | B11 | 25 | 25 | 2400 | 0 | 0.55 | 0.56 | 0.14 | 0.24 | 0 | 0 | 0 | 0 | 25.3726 | 8.4575
NonRTO_Midwest_2_TVA_Transmission | NonRTO_Midwest | TVA_Transmission | 2045 | B12 | 200 | 200 | 2400 | 0 | 0.08 | 0.5 | 0.02 | 0.04 | 0 | 0 | 0 | 0 | 25.3726 | 8.4575
NonRTO_Midwest_2_TVA_Transmission | NonRTO_Midwest | TVA_Transmission | 2045 | B13 | 600 | 600 | 2400 | 0 | 0.01 | 0.01 | 0.01 | 0.01 | 0 | 0 | 0 | 0 | 25.3726 | 8.4575
NonRTO_Midwest_2_TVA_Transmission | NonRTO_Midwest | TVA_Transmission | 2045 | B14 | 900 | 0 | 2400 | 0 | 0.01 | 0.01 | 0 | 0.01 | 0 | 0 | 0 | 0 | 25.3726 | 8.4575
NonRTO_Midwest_2_TVA_Transmission | NonRTO_Midwest | TVA_Transmission | 2045 | B15 | 1203 | 0 | 2400 | 0 | 0.01 | 0.01 | 0 | 0.01 | 0 | 0 | 0 | 0 | 25.3726 | 8.4575
NonRTO_Midwest_2_TVA_Transmission | NonRTO_Midwest | TVA_Transmission | 2045 | B16 | 25 | 25 | 2400 | 1914.99 | 0.47 | 0.29 | 0.13 | 0.18 | 0 | 0 | 0 | 0 | 25.3726 | 8.4575
NonRTO_Midwest_2_TVA_Transmission | NonRTO_Midwest | TVA_Transmission | 2045 | B17 | 100 | 100 | 2400 | 0 | 0.08 | 0.07 | 0.03 | 0.04 | 0 | 0 | 0 | 0 | 25.3726 | 8.4575
NonRTO_Midwest_2_TVA_Transmission | NonRTO_Midwest | TVA_Transmission | 2045 | B18 | 400 | 400 | 2400 | 0 | 0.02 | 0.02 | 0.01 | 0.01 | 0 | 0 | 0 | 0 | 25.3726 | 8.4575
NonRTO_Midwest_2_TVA_Transmission | NonRTO_Midwest | TVA_Transmission | 2045 | B19 | 700 | 0 | 2400 | 0 | 0.01 | 0.01 | 0 | 0.01 | 0 | 0 | 0 | 0 | 25.3726 | 8.4575
NonRTO_Midwest_2_TVA_Transmission | NonRTO_Midwest | TVA_Transmission | 2045 | B20 | 935 | 0 | 2400 | 0 | 0.01 | 0.03 | 0 | 0.01 | 0 | 0 | 0 | 0 | 25.3726 | 8.4575
NonRTO_Midwest_2_TVA_Transmission | NonRTO_Midwest | TVA_Transmission | 2050 | B01 | 10 | 10 | 2400 | 2400 | 4.66 | 0.4 | 0.06 | 0.1 | 271.4669 | 0 | 0 | 45.2445 | 86.3172 | 28.7724
NonRTO_Midwest_2_TVA_Transmission | NonRTO_Midwest | TVA_Transmission | 2050 | B02 | 25 | 25 | 2400 | 2400 | 1.77 | 0.14 | 0.02 | 0.04 | 33.0936 | 0 | 0 | 13.789 | 86.3172 | 28.7724
NonRTO_Midwest_2_TVA_Transmission | NonRTO_Midwest | TVA_Transmission | 2050 | B03 | 75 | 75 | 2400 | 1527.59 | 0.28 | 0.13 | 0.01 | 0.01 | 0 | 0 | 0 | 0 | 86.3172 | 28.7724
NonRTO_Midwest_2_TVA_Transmission | NonRTO_Midwest | TVA_Transmission | 2050 | B04 | 100 | 100 | 2400 | 0 | 0.51 | 265.02 | 0.01 | 0.01 | 0 | 0 | 0 | 0 | 86.3172 | 28.7724
NonRTO_Midwest_2_TVA_Transmission | NonRTO_Midwest | TVA_Transmission | 2050 | B05 | 200 | 0 | 2400 | 408.35 | 0.96 | 13.72 | 0 | 0.01 | 0 | 0 | 0 | 0 | 86.3172 | 28.7724
NonRTO_Midwest_2_TVA_Transmission | NonRTO_Midwest | TVA_Transmission | 2050 | B06 | 300 | 0 | 2400 | 0 | 0.19 | 0.32 | 0 | 0 | 0 | 0 | 0 | 0 | 86.3172 | 28.7724
NonRTO_Midwest_2_TVA_Transmission | NonRTO_Midwest | TVA_Transmission | 2050 | B07 | 400 | 0 | 2400 | 0 | 1.38 | 0.03 | 0 | 0 | 0 | 0 | 0 | 0 | 86.3172 | 28.7724
NonRTO_Midwest_2_TVA_Transmission | NonRTO_Midwest | TVA_Transmission | 2050 | B08 | 500 | 0 | 2400 | 537 | 1160.73 | 0.27 | 0 | 0 | 0 | 0 | 0 | 0 | 86.3172 | 28.7724
NonRTO_Midwest_2_TVA_Transmission | NonRTO_Midwest | TVA_Transmission | 2050 | B09 | 800 | 0 | 2400 | 0 | 59.78 | 951.19 | 0 | 0 | 0 | 0 | 0 | 0 | 86.3172 | 28.7724
NonRTO_Midwest_2_TVA_Transmission | NonRTO_Midwest | TVA_Transmission | 2050 | B10 | 1262 | 0 | 2400 | 0 | 0 | 0 | 0 | 0 | 0 | 0 | 0 | 0 | 86.3172 | 28.7724
NonRTO_Midwest_2_TVA_Transmission | NonRTO_Midwest | TVA_Transmission | 2050 | B11 | 25 | 25 | 2400 | 2400 | 146.2 | 0.25 | 0.02 | 0.04 | 134.5346 | 0 | 0 | 56.0561 | 86.3172 | 28.7724
NonRTO_Midwest_2_TVA_Transmission | NonRTO_Midwest | TVA_Transmission | 2050 | B12 | 200 | 0 | 2400 | 394.54 | 0.02 | 0.02 | 0 | 0 | 0 | 0 | 0 | 0 | 86.3172 | 28.7724
NonRTO_Midwest_2_TVA_Transmission | NonRTO_Midwest | TVA_Transmission | 2050 | B13 | 600 | 0 | 2400 | 0 | 0.01 | 0.01 | 0 | 0 | 0 | 0 | 0 | 0 | 86.3172 | 28.7724
NonRTO_Midwest_2_TVA_Transmission | NonRTO_Midwest | TVA_Transmission | 2050 | B14 | 900 | 0 | 2400 | 0 | 0 | 0 | 0 | 0 | 0 | 0 | 0 | 0 | 86.3172 | 28.7724
NonRTO_Midwest_2_TVA_Transmission | NonRTO_Midwest | TVA_Transmission | 2050 | B15 | 1203 | 0 | 2400 | 0 | 0 | 0 | 0 | 0 | 0 | 0 | 0 | 0 | 86.3172 | 28.7724
NonRTO_Midwest_2_TVA_Transmission | NonRTO_Midwest | TVA_Transmission | 2050 | B16 | 25 | 25 | 2400 | 2293.71 | 1.76 | 0.13 | 0.02 | 0.04 | 0 | 0 | 0 | 0 | 86.3172 | 28.7724
NonRTO_Midwest_2_TVA_Transmission | NonRTO_Midwest | TVA_Transmission | 2050 | B17 | 100 | 100 | 2400 | 0 | 0.04 | 0.03 | 0.01 | 0.01 | 0 | 0 | 0 | 0 | 86.3172 | 28.7724
NonRTO_Midwest_2_TVA_Transmission | NonRTO_Midwest | TVA_Transmission | 2050 | B18 | 400 | 0 | 2400 | 0 | 0.01 | 0.01 | 0 | 0 | 0 | 0 | 0 | 0 | 86.3172 | 28.7724
NonRTO_Midwest_2_TVA_Transmission | NonRTO_Midwest | TVA_Transmission | 2050 | B19 | 700 | 0 | 2400 | 0 | 0.01 | 0 | 0 | 0 | 0 | 0 | 0 | 0 | 86.3172 | 28.7724
NonRTO_Midwest_2_TVA_Transmission | NonRTO_Midwest | TVA_Transmission | 2050 | B20 | 935 | 0 | 2400 | 0 | 0.01 | 0 | 0 | 0 | 0 | 0 | 0 | 0 | 86.3172 | 28.7724
NYISO_A-F_2_IESO | NYISO_A-F | IESO | 2015 | B01 | 10 | 10 | 1600 | 0 | 0.25 | 0.18 | 0.28 | 0.2 | 0 | 0 | 0 | 0 | 0 | 0
NYISO_A-F_2_IESO | NYISO_A-F | IESO | 2015 | B02 | 25 | 25 | 1600 | 0 | 0.14 | 0.08 | 0.14 | 0.08 | 0 | 0 | 0 | 0 | 0 | 0
NYISO_A-F_2_IESO | NYISO_A-F | IESO | 2015 | B03 | 75 | 75 | 1600 | 0 | 0.04 | 0.03 | 0.04 | 0.03 | 0 | 0 | 0 | 0 | 0 | 0
NYISO_A-F_2_IESO | NYISO_A-F | IESO | 2015 | B04 | 100 | 100 | 1600 | 0 | 0.03 | 0.02 | 0.03 | 0.02 | 0 | 0 | 0 | 0 | 0 | 0
NYISO_A-F_2_IESO | NYISO_A-F | IESO | 2015 | B05 | 200 | 200 | 1600 | 0 | 0.01 | 0.01 | 0.01 | 0.01 | 0 | 0 | 0 | 0 | 0 | 0
NYISO_A-F_2_IESO | NYISO_A-F | IESO | 2015 | B06 | 300 | 300 | 1600 | 0 | 0.01 | 0.01 | 0.01 | 0.01 | 0 | 0 | 0 | 0 | 0 | 0
NYISO_A-F_2_IESO | NYISO_A-F | IESO | 2015 | B07 | 400 | 0 | 1600 | 0 | 0 | 0 | 0 | 0 | 0 | 0 | 0 | 0 | 0 | 0
NYISO_A-F_2_IESO | NYISO_A-F | IESO | 2015 | B08 | 500 | 0 | 1600 | 0 | 0 | 0 | 0 | 0 | 0 | 0 | 0 | 0 | 0 | 0
NYISO_A-F_2_IESO | NYISO_A-F | IESO | 2015 | B09 | 800 | 0 | 1600 | 0 | 0 | 0 | 0 | 0 | 0 | 0 | 0 | 0 | 0 | 0
NYISO_A-F_2_IESO | NYISO_A-F | IESO | 2015 | B10 | 1262 | 0 | 1600 | 0 | 0 | 0 | 0 | 0 | 0 | 0 | 0 | 0 | 0 | 0
NYISO_A-F_2_IESO | NYISO_A-F | IESO | 2015 | B11 | 25 | 25 | 1600 | 0 | 0.16 | 0.15 | 0.17 | 0.16 | 0 | 0 | 0 | 0 | 0 | 0
NYISO_A-F_2_IESO | NYISO_A-F | IESO | 2015 | B12 | 200 | 200 | 1600 | 0 | 0.01 | 0.01 | 0.01 | 0.01 | 0 | 0 | 0 | 0 | 0 | 0
NYISO_A-F_2_IESO | NYISO_A-F | IESO | 2015 | B13 | 600 | 0 | 1600 | 0 | 0 | 0 | 0 | 0 | 0 | 0 | 0 | 0 | 0 | 0
NYISO_A-F_2_IESO | NYISO_A-F | IESO | 2015 | B14 | 900 | 0 | 1600 | 0 | 0 | 0 | 0 | 0 | 0 | 0 | 0 | 0 | 0 | 0
NYISO_A-F_2_IESO | NYISO_A-F | IESO | 2015 | B15 | 1203 | 0 | 1600 | 0 | 0 | 0 | 0 | 0 | 0 | 0 | 0 | 0 | 0 | 0
NYISO_A-F_2_IESO | NYISO_A-F | IESO | 2015 | B16 | 25 | 25 | 1600 | 0 | 0.1 | 0.08 | 0.11 | 0.09 | 0 | 0 | 0 | 0 | 0 | 0
NYISO_A-F_2_IESO | NYISO_A-F | IESO | 2015 | B17 | 100 | 100 | 1600 | 0 | 0.02 | 0.01 | 0.02 | 0.01 | 0 | 0 | 0 | 0 | 0 | 0
NYISO_A-F_2_IESO | NYISO_A-F | IESO | 2015 | B18 | 400 | 0 | 1600 | 0 | 0 | 0 | 0 | 0 | 0 | 0 | 0 | 0 | 0 | 0
NYISO_A-F_2_IESO | NYISO_A-F | IESO | 2015 | B19 | 700 | 0 | 1600 | 0 | 0 | 0 | 0 | 0 | 0 | 0 | 0 | 0 | 0 | 0
NYISO_A-F_2_IESO | NYISO_A-F | IESO | 2015 | B20 | 935 | 0 | 1600 | 0 | 0 | 0 | 0 | 0 | 0 | 0 | 0 | 0 | 0 | 0
NYISO_A-F_2_IESO | NYISO_A-F | IESO | 2020 | B01 | 10 | 10 | 1600 | 0 | 0.19 | 0.15 | 0.2 | 0.16 | 0 | 0 | 0 | 0 | 0 | 0
NYISO_A-F_2_IESO | NYISO_A-F | IESO | 2020 | B02 | 25 | 25 | 1600 | 0 | 0.08 | 0.06 | 0.08 | 0.07 | 0 | 0 | 0 | 0 | 0 | 0
NYISO_A-F_2_IESO | NYISO_A-F | IESO | 2020 | B03 | 75 | 75 | 1600 | 0 | 0.02 | 0.02 | 0.02 | 0.02 | 0 | 0 | 0 | 0 | 0 | 0
NYISO_A-F_2_IESO | NYISO_A-F | IESO | 2020 | B04 | 100 | 100 | 1600 | 0 | 0.01 | 0.02 | 0.01 | 0.02 | 0 | 0 | 0 | 0 | 0 | 0
NYISO_A-F_2_IESO | NYISO_A-F | IESO | 2020 | B05 | 200 | 200 | 1600 | 0 | 0.01 | 0.01 | 0.01 | 0.01 | 0 | 0 | 0 | 0 | 0 | 0
NYISO_A-F_2_IESO | NYISO_A-F | IESO | 2020 | B06 | 300 | 0 | 1600 | 0 | 0 | 0.01 | 0 | 0.01 | 0 | 0 | 0 | 0 | 0 | 0
NYISO_A-F_2_IESO | NYISO_A-F | IESO | 2020 | B07 | 400 | 0 | 1600 | 0 | 0 | 0 | 0 | 0 | 0 | 0 | 0 | 0 | 0 | 0
NYISO_A-F_2_IESO | NYISO_A-F | IESO | 2020 | B08 | 500 | 0 | 1600 | 0 | 0 | 0 | 0 | 0 | 0 | 0 | 0 | 0 | 0 | 0
NYISO_A-F_2_IESO | NYISO_A-F | IESO | 2020 | B09 | 800 | 0 | 1600 | 0 | 0 | 0 | 0 | 0 | 0 | 0 | 0 | 0 | 0 | 0
NYISO_A-F_2_IESO | NYISO_A-F | IESO | 2020 | B10 | 1262 | 0 | 1600 | 0 | 0 | 0 | 0 | 0 | 0 | 0 | 0 | 0 | 0 | 0
NYISO_A-F_2_IESO | NYISO_A-F | IESO | 2020 | B11 | 25 | 25 | 1600 | 0 | 0.04 | 0.06 | 0.04 | 0.06 | 0 | 0 | 0 | 0 | 0 | 0
NYISO_A-F_2_IESO | NYISO_A-F | IESO | 2020 | B12 | 200 | 0 | 1600 | 0 | 0 | 0.01 | 0 | 0.01 | 0 | 0 | 0 | 0 | 0 | 0
NYISO_A-F_2_IESO | NYISO_A-F | IESO | 2020 | B13 | 600 | 0 | 1600 | 0 | 0 | 0 | 0 | 0 | 0 | 0 | 0 | 0 | 0 | 0
NYISO_A-F_2_IESO | NYISO_A-F | IESO | 2020 | B14 | 900 | 0 | 1600 | 0 | 0 | 0 | 0 | 0 | 0 | 0 | 0 | 0 | 0 | 0
NYISO_A-F_2_IESO | NYISO_A-F | IESO | 2020 | B15 | 1203 | 0 | 1600 | 0 | 0 | 0 | 0 | 0 | 0 | 0 | 0 | 0 | 0 | 0
NYISO_A-F_2_IESO | NYISO_A-F | IESO | 2020 | B16 | 25 | 25 | 1600 | 0 | 0.05 | 0.04 | 0.05 | 0.05 | 0 | 0 | 0 | 0 | 0 | 0
NYISO_A-F_2_IESO | NYISO_A-F | IESO | 2020 | B17 | 100 | 100 | 1600 | 0 | 0.01 | 0.01 | 0.02 | 0.01 | 0 | 0 | 0 | 0 | 0 | 0
NYISO_A-F_2_IESO | NYISO_A-F | IESO | 2020 | B18 | 400 | 0 | 1600 | 0 | 0 | 0 | 0 | 0 | 0 | 0 | 0 | 0 | 0 | 0
NYISO_A-F_2_IESO | NYISO_A-F | IESO | 2020 | B19 | 700 | 0 | 1600 | 0 | 0 | 0 | 0 | 0 | 0 | 0 | 0 | 0 | 0 | 0
NYISO_A-F_2_IESO | NYISO_A-F | IESO | 2020 | B20 | 935 | 0 | 1600 | 0 | 0 | 0 | 0 | 0 | 0 | 0 | 0 | 0 | 0 | 0
NYISO_A-F_2_IESO | NYISO_A-F | IESO | 2025 | B01 | 10 | 10 | 1600 | 0 | 0.22 | 0.15 | 0.23 | 0.16 | 0 | 0 | 0 | 0 | 0 | 0
NYISO_A-F_2_IESO | NYISO_A-F | IESO | 2025 | B02 | 25 | 25 | 1600 | 0 | 0.08 | 0.06 | 0.09 | 0.06 | 0 | 0 | 0 | 0 | 0 | 0
NYISO_A-F_2_IESO | NYISO_A-F | IESO | 2025 | B03 | 75 | 75 | 1600 | 0 | 0.02 | 0.02 | 0.02 | 0.02 | 0 | 0 | 0 | 0 | 0 | 0
NYISO_A-F_2_IESO | NYISO_A-F | IESO | 2025 | B04 | 100 | 100 | 1600 | 0 | 0.01 | 0.02 | 0.02 | 0.02 | 0 | 0 | 0 | 0 | 0 | 0
NYISO_A-F_2_IESO | NYISO_A-F | IESO | 2025 | B05 | 200 | 200 | 1600 | 0 | 0.01 | 0.01 | 0.01 | 0.01 | 0 | 0 | 0 | 0 | 0 | 0
NYISO_A-F_2_IESO | NYISO_A-F | IESO | 2025 | B06 | 300 | 0 | 1600 | 0 | 0 | 0.01 | 0 | 0.01 | 0 | 0 | 0 | 0 | 0 | 0
NYISO_A-F_2_IESO | NYISO_A-F | IESO | 2025 | B07 | 400 | 0 | 1600 | 0 | 0 | 0 | 0 | 0 | 0 | 0 | 0 | 0 | 0 | 0
NYISO_A-F_2_IESO | NYISO_A-F | IESO | 2025 | B08 | 500 | 0 | 1600 | 0 | 0 | 0 | 0 | 0 | 0 | 0 | 0 | 0 | 0 | 0
NYISO_A-F_2_IESO | NYISO_A-F | IESO | 2025 | B09 | 800 | 0 | 1600 | 0 | 0 | 0 | 0 | 0 | 0 | 0 | 0 | 0 | 0 | 0
NYISO_A-F_2_IESO | NYISO_A-F | IESO | 2025 | B10 | 1262 | 0 | 1600 | 0 | 0 | 0 | 0 | 0 | 0 | 0 | 0 | 0 | 0 | 0
NYISO_A-F_2_IESO | NYISO_A-F | IESO | 2025 | B11 | 25 | 25 | 1600 | 0 | 0.04 | 0.05 | 0.04 | 0.06 | 0 | 0 | 0 | 0 | 0 | 0
NYISO_A-F_2_IESO | NYISO_A-F | IESO | 2025 | B12 | 200 | 200 | 1600 | 0 | 0 | 0.01 | 0.01 | 0.01 | 0 | 0 | 0 | 0 | 0 | 0
NYISO_A-F_2_IESO | NYISO_A-F | IESO | 2025 | B13 | 600 | 0 | 1600 | 0 | 0 | 0 | 0 | 0 | 0 | 0 | 0 | 0 | 0 | 0
NYISO_A-F_2_IESO | NYISO_A-F | IESO | 2025 | B14 | 900 | 0 | 1600 | 0 | 0 | 0 | 0 | 0 | 0 | 0 | 0 | 0 | 0 | 0
NYISO_A-F_2_IESO | NYISO_A-F | IESO | 2025 | B15 | 1203 | 0 | 1600 | 0 | 0 | 0 | 0 | 0 | 0 | 0 | 0 | 0 | 0 | 0
NYISO_A-F_2_IESO | NYISO_A-F | IESO | 2025 | B16 | 25 | 25 | 1600 | 0 | 0.03 | 0.04 | 0.04 | 0.05 | 0 | 0 | 0 | 0 | 0 | 0
NYISO_A-F_2_IESO | NYISO_A-F | IESO | 2025 | B17 | 100 | 100 | 1600 | 0 | 0.01 | 0.01 | 0.01 | 0.01 | 0 | 0 | 0 | 0 | 0 | 0
NYISO_A-F_2_IESO | NYISO_A-F | IESO | 2025 | B18 | 400 | 0 | 1600 | 0 | 0 | 0 | 0 | 0 | 0 | 0 | 0 | 0 | 0 | 0
NYISO_A-F_2_IESO | NYISO_A-F | IESO | 2025 | B19 | 700 | 0 | 1600 | 0 | 0 | 0 | 0 | 0 | 0 | 0 | 0 | 0 | 0 | 0
NYISO_A-F_2_IESO | NYISO_A-F | IESO | 2025 | B20 | 935 | 0 | 1600 | 0 | 0 | 0 | 0 | 0 | 0 | 0 | 0 | 0 | 0 | 0
NYISO_A-F_2_IESO | NYISO_A-F | IESO | 2030 | B01 | 10 | 10 | 1600 | 198.67 | 0.51 | 0.26 | 0.54 | 0.28 | 0 | 0 | 0 | 0 | 0 | 0
NYISO_A-F_2_IESO | NYISO_A-F | IESO | 2030 | B02 | 25 | 25 | 1600 | 0 | 0.13 | 0.1 | 0.14 | 0.11 | 0 | 0 | 0 | 0 | 0 | 0
NYISO_A-F_2_IESO | NYISO_A-F | IESO | 2030 | B03 | 75 | 75 | 1600 | 0 | 0.05 | 0.04 | 0.05 | 0.04 | 0 | 0 | 0 | 0 | 0 | 0
NYISO_A-F_2_IESO | NYISO_A-F | IESO | 2030 | B04 | 100 | 100 | 1600 | 0 | 0.03 | 0.03 | 0.03 | 0.03 | 0 | 0 | 0 | 0 | 0 | 0
NYISO_A-F_2_IESO | NYISO_A-F | IESO | 2030 | B05 | 200 | 200 | 1600 | 0 | 0.01 | 0.01 | 0.01 | 0.01 | 0 | 0 | 0 | 0 | 0 | 0
NYISO_A-F_2_IESO | NYISO_A-F | IESO | 2030 | B06 | 300 | 300 | 1600 | 0 | 0.01 | 0.01 | 0.01 | 0.01 | 0 | 0 | 0 | 0 | 0 | 0
NYISO_A-F_2_IESO | NYISO_A-F | IESO | 2030 | B07 | 400 | 0 | 1600 | 0 | 0 | 0.01 | 0 | 0.01 | 0 | 0 | 0 | 0 | 0 | 0
NYISO_A-F_2_IESO | NYISO_A-F | IESO | 2030 | B08 | 500 | 0 | 1600 | 0 | 0 | 0 | 0 | 0 | 0 | 0 | 0 | 0 | 0 | 0
NYISO_A-F_2_IESO | NYISO_A-F | IESO | 2030 | B09 | 800 | 0 | 1600 | 0 | 0 | 0 | 0 | 0 | 0 | 0 | 0 | 0 | 0 | 0
NYISO_A-F_2_IESO | NYISO_A-F | IESO | 2030 | B10 | 1262 | 0 | 1600 | 0 | 0 | 0 | 0 | 0 | 0 | 0 | 0 | 0 | 0 | 0
NYISO_A-F_2_IESO | NYISO_A-F | IESO | 2030 | B11 | 25 | 25 | 1600 | 0 | 0.07 | 0.1 | 0.08 | 0.11 | 0 | 0 | 0 | 0 | 0 | 0
NYISO_A-F_2_IESO | NYISO_A-F | IESO | 2030 | B12 | 200 | 200 | 1600 | 0 | 0.01 | 0.01 | 0.01 | 0.01 | 0 | 0 | 0 | 0 | 0 | 0
NYISO_A-F_2_IESO | NYISO_A-F | IESO | 2030 | B13 | 600 | 0 | 1600 | 0 | 0 | 0 | 0 | 0 | 0 | 0 | 0 | 0 | 0 | 0
NYISO_A-F_2_IESO | NYISO_A-F | IESO | 2030 | B14 | 900 | 0 | 1600 | 0 | 0 | 0 | 0 | 0 | 0 | 0 | 0 | 0 | 0 | 0
NYISO_A-F_2_IESO | NYISO_A-F | IESO | 2030 | B15 | 1203 | 0 | 1600 | 0 | 0 | 0 | 0 | 0 | 0 | 0 | 0 | 0 | 0 | 0
NYISO_A-F_2_IESO | NYISO_A-F | IESO | 2030 | B16 | 25 | 25 | 1600 | 0 | 0.07 | 0.07 | 0.07 | 0.07 | 0 | 0 | 0 | 0 | 0 | 0
NYISO_A-F_2_IESO | NYISO_A-F | IESO | 2030 | B17 | 100 | 100 | 1600 | 0 | 0.02 | 0.02 | 0.02 | 0.02 | 0 | 0 | 0 | 0 | 0 | 0
NYISO_A-F_2_IESO | NYISO_A-F | IESO | 2030 | B18 | 400 | 400 | 1600 | 0 | 0.01 | 0.01 | 0.01 | 0.01 | 0 | 0 | 0 | 0 | 0 | 0
NYISO_A-F_2_IESO | NYISO_A-F | IESO | 2030 | B19 | 700 | 0 | 1600 | 0 | 0 | 0 | 0 | 0 | 0 | 0 | 0 | 0 | 0 | 0
NYISO_A-F_2_IESO | NYISO_A-F | IESO | 2030 | B20 | 935 | 0 | 1600 | 0 | 0 | 0 | 0 | 0 | 0 | 0 | 0 | 0 | 0 | 0
NYISO_A-F_2_IESO | NYISO_A-F | IESO | 2035 | B01 | 10 | 10 | 1600 | 0 | 0.41 | 0.42 | 0.44 | 0.47 | 0 | 0 | 0 | 0 | 0 | 0
NYISO_A-F_2_IESO | NYISO_A-F | IESO | 2035 | B02 | 25 | 25 | 1600 | 0 | 0.17 | 0.21 | 0.18 | 0.22 | 0 | 0 | 0 | 0 | 0 | 0
NYISO_A-F_2_IESO | NYISO_A-F | IESO | 2035 | B03 | 75 | 75 | 1600 | 0 | 0.07 | 0.07 | 0.07 | 0.08 | 0 | 0 | 0 | 0 | 0 | 0
NYISO_A-F_2_IESO | NYISO_A-F | IESO | 2035 | B04 | 100 | 100 | 1600 | 0 | 0.04 | 0.05 | 0.04 | 0.05 | 0 | 0 | 0 | 0 | 0 | 0
NYISO_A-F_2_IESO | NYISO_A-F | IESO | 2035 | B05 | 200 | 200 | 1600 | 0 | 0.02 | 0.02 | 0.02 | 0.02 | 0 | 0 | 0 | 0 | 0 | 0
NYISO_A-F_2_IESO | NYISO_A-F | IESO | 2035 | B06 | 300 | 300 | 1600 | 0 | 0.01 | 0.01 | 0.01 | 0.01 | 0 | 0 | 0 | 0 | 0 | 0
NYISO_A-F_2_IESO | NYISO_A-F | IESO | 2035 | B07 | 400 | 400 | 1600 | 0 | 0.01 | 0.01 | 0.01 | 0.01 | 0 | 0 | 0 | 0 | 0 | 0
NYISO_A-F_2_IESO | NYISO_A-F | IESO | 2035 | B08 | 500 | 0 | 1600 | 0 | 0 | 0 | 0 | 0.01 | 0 | 0 | 0 | 0 | 0 | 0
NYISO_A-F_2_IESO | NYISO_A-F | IESO | 2035 | B09 | 800 | 0 | 1600 | 0 | 0 | 0 | 0 | 0 | 0 | 0 | 0 | 0 | 0 | 0
NYISO_A-F_2_IESO | NYISO_A-F | IESO | 2035 | B10 | 1262 | 0 | 1600 | 0 | 0 | 0 | 0 | 0 | 0 | 0 | 0 | 0 | 0 | 0
NYISO_A-F_2_IESO | NYISO_A-F | IESO | 2035 | B11 | 25 | 25 | 1600 | 0 | 0.16 | 0.18 | 0.18 | 0.2 | 0 | 0 | 0 | 0 | 0 | 0
NYISO_A-F_2_IESO | NYISO_A-F | IESO | 2035 | B12 | 200 | 200 | 1600 | 0 | 0.02 | 0.02 | 0.02 | 0.02 | 0 | 0 | 0 | 0 | 0 | 0
NYISO_A-F_2_IESO | NYISO_A-F | IESO | 2035 | B13 | 600 | 600 | 1600 | 0 | 0.01 | 0.01 | 0.01 | 0.01 | 0 | 0 | 0 | 0 | 0 | 0
NYISO_A-F_2_IESO | NYISO_A-F | IESO | 2035 | B14 | 900 | 900 | 1600 | 0 | 0.01 | 0 | 0.01 | 0.01 | 0 | 0 | 0 | 0 | 0 | 0
NYISO_A-F_2_IESO | NYISO_A-F | IESO | 2035 | B15 | 1203 | 1203 | 1600 | 0 | 0.01 | 0 | 0.01 | 0 | 0 | 0 | 0 | 0 | 0 | 0
NYISO_A-F_2_IESO | NYISO_A-F | IESO | 2035 | B16 | 25 | 25 | 1600 | 0 | 0.17 | 0.18 | 0.18 | 0.19 | 0 | 0 | 0 | 0 | 0 | 0
NYISO_A-F_2_IESO | NYISO_A-F | IESO | 2035 | B17 | 100 | 100 | 1600 | 0 | 0.04 | 0.05 | 0.05 | 0.05 | 0 | 0 | 0 | 0 | 0 | 0
NYISO_A-F_2_IESO | NYISO_A-F | IESO | 2035 | B18 | 400 | 400 | 1600 | 0 | 0.01 | 0.01 | 0.01 | 0.01 | 0 | 0 | 0 | 0 | 0 | 0
NYISO_A-F_2_IESO | NYISO_A-F | IESO | 2035 | B19 | 700 | 700 | 1600 | 0 | 0.01 | 0.01 | 0.01 | 0.01 | 0 | 0 | 0 | 0 | 0 | 0
NYISO_A-F_2_IESO | NYISO_A-F | IESO | 2035 | B20 | 935 | 935 | 1600 | 0 | 0.01 | 0 | 0.01 | 0 | 0 | 0 | 0 | 0 | 0 | 0
NYISO_A-F_2_IESO | NYISO_A-F | IESO | 2040 | B01 | 10 | 10 | 1600 | 468.97 | 0.49 | 0.56 | 0.52 | 0.61 | 0 | 0 | 0 | 0 | 0 | 0
NYISO_A-F_2_IESO | NYISO_A-F | IESO | 2040 | B02 | 25 | 25 | 1600 | 60.36 | 0.19 | 0.25 | 0.2 | 0.26 | 0 | 0 | 0 | 0 | 0 | 0
NYISO_A-F_2_IESO | NYISO_A-F | IESO | 2040 | B03 | 75 | 75 | 1600 | 0 | 0.07 | 0.08 | 0.07 | 0.09 | 0 | 0 | 0 | 0 | 0 | 0
NYISO_A-F_2_IESO | NYISO_A-F | IESO | 2040 | B04 | 100 | 100 | 1600 | 0 | 0.04 | 0.05 | 0.04 | 0.05 | 0 | 0 | 0 | 0 | 0 | 0
NYISO_A-F_2_IESO | NYISO_A-F | IESO | 2040 | B05 | 200 | 200 | 1600 | 0 | 0.01 | 0.02 | 0.01 | 0.02 | 0 | 0 | 0 | 0 | 0 | 0
NYISO_A-F_2_IESO | NYISO_A-F | IESO | 2040 | B06 | 300 | 300 | 1600 | 0 | 0.01 | 0.01 | 0.01 | 0.02 | 0 | 0 | 0 | 0 | 0 | 0
NYISO_A-F_2_IESO | NYISO_A-F | IESO | 2040 | B07 | 400 | 0 | 1600 | 0 | 0 | 0.01 | 0 | 0.01 | 0 | 0 | 0 | 0 | 0 | 0
NYISO_A-F_2_IESO | NYISO_A-F | IESO | 2040 | B08 | 500 | 0 | 1600 | 0 | 0 | 0.01 | 0 | 0.01 | 0 | 0 | 0 | 0 | 0 | 0
NYISO_A-F_2_IESO | NYISO_A-F | IESO | 2040 | B09 | 800 | 0 | 1600 | 0 | 0 | 0 | 0 | 0.01 | 0 | 0 | 0 | 0 | 0 | 0
NYISO_A-F_2_IESO | NYISO_A-F | IESO | 2040 | B10 | 1262 | 0 | 1600 | 0 | 0 | 0 | 0 | 0 | 0 | 0 | 0 | 0 | 0 | 0
NYISO_A-F_2_IESO | NYISO_A-F | IESO | 2040 | B11 | 25 | 25 | 1600 | 0 | 0.2 | 0.27 | 0.22 | 0.28 | 0 | 0 | 0 | 0 | 0 | 0
NYISO_A-F_2_IESO | NYISO_A-F | IESO | 2040 | B12 | 200 | 200 | 1600 | 0 | 0.03 | 0.04 | 0.03 | 0.04 | 0 | 0 | 0 | 0 | 0 | 0
NYISO_A-F_2_IESO | NYISO_A-F | IESO | 2040 | B13 | 600 | 600 | 1600 | 0 | 0.01 | 0.01 | 0.01 | 0.01 | 0 | 0 | 0 | 0 | 0 | 0
NYISO_A-F_2_IESO | NYISO_A-F | IESO | 2040 | B14 | 900 | 900 | 1600 | 0 | 0.01 | 0.01 | 0.01 | 0.01 | 0 | 0 | 0 | 0 | 0 | 0
NYISO_A-F_2_IESO | NYISO_A-F | IESO | 2040 | B15 | 1203 | 0 | 1600 | 0 | 0 | 0 | 0 | 0 | 0 | 0 | 0 | 0 | 0 | 0
NYISO_A-F_2_IESO | NYISO_A-F | IESO | 2040 | B16 | 25 | 25 | 1600 | 0 | 0.21 | 0.25 | 0.22 | 0.27 | 0 | 0 | 0 | 0 | 0 | 0
NYISO_A-F_2_IESO | NYISO_A-F | IESO | 2040 | B17 | 100 | 100 | 1600 | 0 | 0.06 | 0.05 | 0.06 | 0.06 | 0 | 0 | 0 | 0 | 0 | 0
NYISO_A-F_2_IESO | NYISO_A-F | IESO | 2040 | B18 | 400 | 400 | 1600 | 0 | 0.01 | 0.02 | 0.01 | 0.02 | 0 | 0 | 0 | 0 | 0 | 0
NYISO_A-F_2_IESO | NYISO_A-F | IESO | 2040 | B19 | 700 | 700 | 1600 | 0 | 0.01 | 0.01 | 0.01 | 0.01 | 0 | 0 | 0 | 0 | 0 | 0
NYISO_A-F_2_IESO | NYISO_A-F | IESO | 2040 | B20 | 935 | 935 | 1600 | 0 | 0.01 | 0 | 0.01 | 0 | 0 | 0 | 0 | 0 | 0 | 0
NYISO_A-F_2_IESO | NYISO_A-F | IESO | 2045 | B01 | 10 | 10 | 1600 | 0 | 0.82 | 0.77 | 0.9 | 0.88 | 0 | 0.01187 | 0 | 0 | 0 | 0
NYISO_A-F_2_IESO | NYISO_A-F | IESO | 2045 | B02 | 25 | 25 | 1600 | 903.06 | 0.37 | 0.32 | 0.4 | 0.35 | 0 | 0 | 0 | 0 | 0 | 0
NYISO_A-F_2_IESO | NYISO_A-F | IESO | 2045 | B03 | 75 | 75 | 1600 | 230.99 | 23.58 | 0.11 | 24.11 | 0.13 | 0 | 0 | 0 | 0 | 0 | 0
NYISO_A-F_2_IESO | NYISO_A-F | IESO | 2045 | B04 | 100 | 100 | 1600 | 0 | 0.08 | 0.08 | 0.08 | 0.09 | 0 | 0 | 0 | 0 | 0 | 0
NYISO_A-F_2_IESO | NYISO_A-F | IESO | 2045 | B05 | 200 | 200 | 1600 | 0 | 0.04 | 0.04 | 0.04 | 0.05 | 0 | 0 | 0 | 0 | 0 | 0
NYISO_A-F_2_IESO | NYISO_A-F | IESO | 2045 | B06 | 300 | 300 | 1600 | 0 | 0.06 | 0.03 | 0.07 | 0.03 | 0 | 0 | 0 | 0 | 0 | 0
NYISO_A-F_2_IESO | NYISO_A-F | IESO | 2045 | B07 | 400 | 400 | 1600 | 0 | 0.02 | 0.01 | 0.02 | 0.02 | 0 | 0 | 0 | 0 | 0 | 0
NYISO_A-F_2_IESO | NYISO_A-F | IESO | 2045 | B08 | 500 | 500 | 1600 | 0 | 0.01 | 0.01 | 0.01 | 0.01 | 0 | 0 | 0 | 0 | 0 | 0
NYISO_A-F_2_IESO | NYISO_A-F | IESO | 2045 | B09 | 800 | 800 | 1600 | 0 | 0.01 | 0.01 | 0.01 | 0.01 | 0 | 0 | 0 | 0 | 0 | 0
NYISO_A-F_2_IESO | NYISO_A-F | IESO | 2045 | B10 | 1262 | 0 | 1600 | 0 | 0 | 0 | 0 | 0 | 0 | 0 | 0 | 0 | 0 | 0
NYISO_A-F_2_IESO | NYISO_A-F | IESO | 2045 | B11 | 25 | 25 | 1600 | 14.8 | 0.38 | 0.42 | 0.42 | 0.47 | 0 | 0 | 0 | 0 | 0 | 0
NYISO_A-F_2_IESO | NYISO_A-F | IESO | 2045 | B12 | 200 | 200 | 1600 | 0 | 0.05 | 0.06 | 0.05 | 0.06 | 0 | 0 | 0 | 0 | 0 | 0
NYISO_A-F_2_IESO | NYISO_A-F | IESO | 2045 | B13 | 600 | 600 | 1600 | 0 | 0.03 | 0.01 | 0.03 | 0.01 | 0 | 0 | 0 | 0 | 0 | 0
NYISO_A-F_2_IESO | NYISO_A-F | IESO | 2045 | B14 | 900 | 900 | 1600 | 0 | 80.31 | 0.02 | 27.66 | 0.02 | 0 | 0 | 0 | 0 | 0 | 0
NYISO_A-F_2_IESO | NYISO_A-F | IESO | 2045 | B15 | 1203 | 1203 | 1600 | 0 | 70.18 | 0.01 | 21.36 | 0.02 | 0 | 0 | 0 | 0 | 0 | 0
NYISO_A-F_2_IESO | NYISO_A-F | IESO | 2045 | B16 | 25 | 25 | 1600 | 0 | 0.39 | 0.48 | 0.43 | 0.52 | 0 | 0 | 0 | 0 | 0 | 0
NYISO_A-F_2_IESO | NYISO_A-F | IESO | 2045 | B17 | 100 | 100 | 1600 | 0 | 237.77 | 0.06 | 197.44 | 0.07 | 0 | 0 | 0 | 0 | 0 | 0
NYISO_A-F_2_IESO | NYISO_A-F | IESO | 2045 | B18 | 400 | 400 | 1600 | 0 | 0.05 | 0.02 | 0.06 | 0.02 | 0 | 0 | 0 | 0 | 0 | 0
NYISO_A-F_2_IESO | NYISO_A-F | IESO | 2045 | B19 | 700 | 700 | 1600 | 0.04 | 934.19 | 0.02 | 73.89 | 0.03 | 0 | 0 | 0 | 0 | 0 | 0
NYISO_A-F_2_IESO | NYISO_A-F | IESO | 2045 | B20 | 935 | 935 | 1600 | 1078.9 | 1093.72 | 0.4 | 60.61 | 0.43 | 0 | 0 | 0 | 0 | 0 | 0
NYISO_A-F_2_IESO | NYISO_A-F | IESO | 2050 | B01 | 10 | 10 | 1600 | 0 | 0.47 | 0.43 | 0.58 | 0.48 | 0 | 0 | 0 | 0 | 0 | 0
NYISO_A-F_2_IESO | NYISO_A-F | IESO | 2050 | B02 | 25 | 25 | 1600 | 555.1 | 0.13 | 0.09 | 0.14 | 0.1 | 0 | 0 | 0 | 0 | 0 | 0
NYISO_A-F_2_IESO | NYISO_A-F | IESO | 2050 | B03 | 75 | 75 | 1600 | 0 | 108.54 | 0.05 | 91.95 | 0.06 | 0 | 0 | 0 | 0 | 0 | 0
NYISO_A-F_2_IESO | NYISO_A-F | IESO | 2050 | B04 | 100 | 100 | 1600 | 0 | 0.06 | 0.04 | 0.06 | 0.04 | 0 | 0 | 0 | 0 | 0 | 0
NYISO_A-F_2_IESO | NYISO_A-F | IESO | 2050 | B05 | 200 | 200 | 1600 | 0 | 0.02 | 0.02 | 0.02 | 0.02 | 0 | 0 | 0 | 0 | 0 | 0
NYISO_A-F_2_IESO | NYISO_A-F | IESO | 2050 | B06 | 300 | 300 | 1600 | 0 | 0.01 | 0.01 | 0.02 | 0.01 | 0 | 0 | 0 | 0 | 0 | 0
NYISO_A-F_2_IESO | NYISO_A-F | IESO | 2050 | B07 | 400 | 400 | 1600 | 0 | 0.01 | 0.01 | 0.01 | 0.01 | 0 | 0 | 0 | 0 | 0 | 0
NYISO_A-F_2_IESO | NYISO_A-F | IESO | 2050 | B08 | 500 | 0 | 1600 | 0 | 0 | 0 | 0 | 0 | 0 | 0 | 0 | 0 | 0 | 0
NYISO_A-F_2_IESO | NYISO_A-F | IESO | 2050 | B09 | 800 | 0 | 1600 | 0 | 0 | 0 | 0 | 0 | 0 | 0 | 0 | 0 | 0 | 0
NYISO_A-F_2_IESO | NYISO_A-F | IESO | 2050 | B10 | 1262 | 0 | 1600 | 0 | 0 | 0 | 0 | 0 | 0 | 0 | 0 | 0 | 0 | 0
NYISO_A-F_2_IESO | NYISO_A-F | IESO | 2050 | B11 | 25 | 25 | 1600 | 0 | 857.07 | 0.86 | 1086.17 | 0.93 | 0 | 0 | 0 | 0 | 0 | 0
NYISO_A-F_2_IESO | NYISO_A-F | IESO | 2050 | B12 | 200 | 200 | 1600 | 0 | 0.02 | 0.01 | 0.02 | 0.01 | 0 | 0 | 0 | 0 | 0 | 0
NYISO_A-F_2_IESO | NYISO_A-F | IESO | 2050 | B13 | 600 | 600 | 1600 | 0 | 0.01 | 0 | 0.01 | 0 | 0 | 0 | 0 | 0 | 0 | 0
NYISO_A-F_2_IESO | NYISO_A-F | IESO | 2050 | B14 | 900 | 900 | 1600 | 0 | 0.01 | 0 | 0.01 | 0 | 0 | 0 | 0 | 0 | 0 | 0
NYISO_A-F_2_IESO | NYISO_A-F | IESO | 2050 | B15 | 1203 | 1203 | 1600 | 0 | 0.01 | 0 | 0.01 | 0 | 0 | 0 | 0 | 0 | 0 | 0
NYISO_A-F_2_IESO | NYISO_A-F | IESO | 2050 | B16 | 25 | 25 | 1600 | 0 | 544.5 | 0.41 | 563.05 | 0.43 | 0 | 0 | 0 | 0 | 0 | 0
NYISO_A-F_2_IESO | NYISO_A-F | IESO | 2050 | B17 | 100 | 100 | 1600 | 0 | 52.26 | 0.03 | 51.52 | 0.03 | 0 | 0 | 0 | 0 | 0 | 0
NYISO_A-F_2_IESO | NYISO_A-F | IESO | 2050 | B18 | 400 | 400 | 1600 | 0 | 0.04 | 0.01 | 0.04 | 0.02 | 0 | 0 | 0 | 0 | 0 | 0
NYISO_A-F_2_IESO | NYISO_A-F | IESO | 2050 | B19 | 700 | 700 | 1600 | 0 | 0.04 | 0.01 | 0.04 | 0.01 | 0 | 0 | 0 | 0 | 0 | 0
NYISO_A-F_2_IESO | NYISO_A-F | IESO | 2050 | B20 | 935 | 935 | 1600 | 0 | 0.03 | 0.01 | 0.03 | 0.01 | 0 | 0 | 0 | 0 | 0 | 0
NYISO_A-F_2_NEISO | NYISO_A-F | NEISO | 2015 | B01 | 10 | 10 | 600 | 557.43 | 0.72 | 0.43 | 0.94 | 0.56 | 0 | 0 | 0 | 0 | 0 | 0
NYISO_A-F_2_NEISO | NYISO_A-F | NEISO | 2015 | B02 | 25 | 25 | 600 | 181.04 | 0.22 | 0.12 | 0.27 | 0.15 | 0 | 0 | 0 | 0 | 0 | 0
NYISO_A-F_2_NEISO | NYISO_A-F | NEISO | 2015 | B03 | 75 | 75 | 600 | 0 | 0.05 | 0.04 | 0.05 | 0.04 | 0 | 0 | 0 | 0 | 0 | 0
NYISO_A-F_2_NEISO | NYISO_A-F | NEISO | 2015 | B04 | 100 | 100 | 600 | 0 | 0.03 | 0.03 | 0.04 | 0.03 | 0 | 0 | 0 | 0 | 0 | 0
NYISO_A-F_2_NEISO | NYISO_A-F | NEISO | 2015 | B05 | 200 | 200 | 600 | 0 | 0.02 | 0.01 | 0.02 | 0.02 | 0 | 0 | 0 | 0 | 0 | 0
NYISO_A-F_2_NEISO | NYISO_A-F | NEISO | 2015 | B06 | 300 | 300 | 600 | 0 | 0.01 | 0.01 | 0.01 | 0.01 | 0 | 0 | 0 | 0 | 0 | 0
NYISO_A-F_2_NEISO | NYISO_A-F | NEISO | 2015 | B07 | 400 | 400 | 600 | 0 | 0.01 | 0.01 | 0.01 | 0.01 | 0 | 0 | 0 | 0 | 0 | 0
NYISO_A-F_2_NEISO | NYISO_A-F | NEISO | 2015 | B08 | 500 | 500 | 600 | 0 | 0.01 | 0.01 | 0.01 | 0.01 | 0 | 0 | 0 | 0 | 0 | 0
NYISO_A-F_2_NEISO | NYISO_A-F | NEISO | 2015 | B09 | 800 | 800 | 600 | 0 | 0.01 | 0.01 | 0.01 | 0.01 | 0 | 0 | 0 | 0 | 0 | 0
NYISO_A-F_2_NEISO | NYISO_A-F | NEISO | 2015 | B10 | 1262 | 0 | 600 | 0 | 0 | 0 | 0 | 0 | 0 | 0 | 0 | 0 | 0 | 0
NYISO_A-F_2_NEISO | NYISO_A-F | NEISO | 2015 | B11 | 25 | 25 | 600 | 0 | 0.12 | 0.1 | 0.14 | 0.12 | 0 | 0 | 0 | 0 | 0 | 0
NYISO_A-F_2_NEISO | NYISO_A-F | NEISO | 2015 | B12 | 200 | 200 | 600 | 0 | 0.02 | 0.01 | 0.02 | 0.02 | 0 | 0 | 0 | 0 | 0 | 0
NYISO_A-F_2_NEISO | NYISO_A-F | NEISO | 2015 | B13 | 600 | 600 | 600 | 0 | 0.01 | 0.01 | 0.01 | 0.01 | 0 | 0 | 0 | 0 | 0 | 0
NYISO_A-F_2_NEISO | NYISO_A-F | NEISO | 2015 | B14 | 900 | 900 | 600 | 0 | 0.01 | 0 | 0.01 | 0.01 | 0 | 0 | 0 | 0 | 0 | 0
NYISO_A-F_2_NEISO | NYISO_A-F | NEISO | 2015 | B15 | 1203 | 1203 | 600 | 0 | 0 | 0 | 0.01 | 0 | 0 | 0 | 0 | 0 | 0 | 0
NYISO_A-F_2_NEISO | NYISO_A-F | NEISO | 2015 | B16 | 25 | 25 | 600 | 0.01 | 0.13 | 0.1 | 0.16 | 0.13 | 0 | 0 | 0 | 0 | 0 | 0
NYISO_A-F_2_NEISO | NYISO_A-F | NEISO | 2015 | B17 | 100 | 100 | 600 | 0 | 0.06 | 0.03 | 0.07 | 0.04 | 0 | 0 | 0 | 0 | 0 | 0
NYISO_A-F_2_NEISO | NYISO_A-F | NEISO | 2015 | B18 | 400 | 400 | 600 | 257.72 | 0.13 | 0.1 | 0.14 | 0.1 | 0 | 0 | 0 | 0 | 0 | 0
NYISO_A-F_2_NEISO | NYISO_A-F | NEISO | 2015 | B19 | 700 | 700 | 600 | 291.41 | 0.09 | 0.07 | 0.09 | 0.07 | 0 | 0 | 0 | 0 | 0 | 0
NYISO_A-F_2_NEISO | NYISO_A-F | NEISO | 2015 | B20 | 935 | 935 | 600 | 298.8 | 0.07 | 0.05 | 0.08 | 0.05 | 0 | 0 | 0 | 0 | 0 | 0
NYISO_A-F_2_NEISO | NYISO_A-F | NEISO | 2020 | B01 | 10 | 10 | 600 | 600 | 99.06 | 92.73 | 0.88 | 1.38 | 40.6191 | 0.01187 | 0 | 2.5387 | 3.519 | 1.173
NYISO_A-F_2_NEISO | NYISO_A-F | NEISO | 2020 | B02 | 25 | 25 | 600 | 600 | 0.5 | 0.19 | 0.23 | 0.18 | 8.677 | 0 | 0 | 1.3558 | 3.519 | 1.173
NYISO_A-F_2_NEISO | NYISO_A-F | NEISO | 2020 | B03 | 75 | 75 | 600 | 376.17 | 0.07 | 0.05 | 0.05 | 0.05 | 0 | 0 | 0 | 0 | 3.519 | 1.173
NYISO_A-F_2_NEISO | NYISO_A-F | NEISO | 2020 | B04 | 100 | 100 | 600 | 0 | 0.04 | 0.03 | 0.03 | 0.03 | 0 | 0 | 0 | 0 | 3.519 | 1.173
NYISO_A-F_2_NEISO | NYISO_A-F | NEISO | 2020 | B05 | 200 | 200 | 600 | 0 | 0.02 | 0.02 | 0.02 | 0.02 | 0 | 0 | 0 | 0 | 3.519 | 1.173
NYISO_A-F_2_NEISO | NYISO_A-F | NEISO | 2020 | B06 | 300 | 300 | 600 | 0 | 0.02 | 0.01 | 0.01 | 0.01 | 0 | 0 | 0 | 0 | 3.519 | 1.173
NYISO_A-F_2_NEISO | NYISO_A-F | NEISO | 2020 | B07 | 400 | 400 | 600 | 0 | 0.01 | 0.01 | 0.01 | 0.01 | 0 | 0 | 0 | 0 | 3.519 | 1.173
NYISO_A-F_2_NEISO | NYISO_A-F | NEISO | 2020 | B08 | 500 | 500 | 600 | 0 | 0.01 | 0.01 | 0.01 | 0.01 | 0 | 0 | 0 | 0 | 3.519 | 1.173
NYISO_A-F_2_NEISO | NYISO_A-F | NEISO | 2020 | B09 | 800 | 0 | 600 | 0 | 0.01 | 0 | 0 | 0 | 0 | 0 | 0 | 0 | 3.519 | 1.173
NYISO_A-F_2_NEISO | NYISO_A-F | NEISO | 2020 | B10 | 1262 | 0 | 600 | 0 | 0 | 0 | 0 | 0 | 0 | 0 | 0 | 0 | 3.519 | 1.173
NYISO_A-F_2_NEISO | NYISO_A-F | NEISO | 2020 | B11 | 25 | 25 | 600 | 0 | 0.17 | 0.13 | 0.13 | 0.13 | 0 | 0 | 0 | 0 | 3.519 | 1.173
NYISO_A-F_2_NEISO | NYISO_A-F | NEISO | 2020 | B12 | 200 | 200 | 600 | 0 | 0.03 | 0.02 | 0.02 | 0.02 | 0 | 0 | 0 | 0 | 3.519 | 1.173
NYISO_A-F_2_NEISO | NYISO_A-F | NEISO | 2020 | B13 | 600 | 600 | 600 | 0 | 0.01 | 0.01 | 0.01 | 0.01 | 0 | 0 | 0 | 0 | 3.519 | 1.173
NYISO_A-F_2_NEISO | NYISO_A-F | NEISO | 2020 | B14 | 900 | 0 | 600 | 0 | 0.01 | 0.01 | 0 | 0.01 | 0 | 0 | 0 | 0 | 3.519 | 1.173
NYISO_A-F_2_NEISO | NYISO_A-F | NEISO | 2020 | B15 | 1203 | 0 | 600 | 0 | 0.01 | 0 | 0 | 0 | 0 | 0 | 0 | 0 | 3.519 | 1.173
NYISO_A-F_2_NEISO | NYISO_A-F | NEISO | 2020 | B16 | 25 | 25 | 600 | 599.99 | 0.21 | 0.17 | 0.15 | 0.16 | 1.0208 | 0 | 0 | 0.1595 | 3.519 | 1.173
NYISO_A-F_2_NEISO | NYISO_A-F | NEISO | 2020 | B17 | 100 | 100 | 600 | 600 | 0.28 | 0.06 | 0.07 | 0.05 | 1.0208 | 0 | 0 | 0.63801 | 3.519 | 1.173
NYISO_A-F_2_NEISO | NYISO_A-F | NEISO | 2020 | B18 | 400 | 400 | 600 | 502.56 | 0.04 | 0.04 | 0.01 | 0.02 | 0 | 0 | 0 | 0 | 3.519 | 1.173
NYISO_A-F_2_NEISO | NYISO_A-F | NEISO | 2020 | B19 | 700 | 700 | 600 | 256.32 | 43.51 | 0.02 | 0.01 | 0.01 | 0 | 0 | 0 | 0 | 3.519 | 1.173
NYISO_A-F_2_NEISO | NYISO_A-F | NEISO | 2020 | B20 | 935 | 935 | 600 | 200.99 | 38.82 | 73.12 | 0.01 | 0.02 | 0 | 0 | 0 | 0 | 3.519 | 1.173
NYISO_A-F_2_NEISO | NYISO_A-F | NEISO | 2025 | B01 | 10 | 10 | 600 | 600 | 2.98 | 0.61 | 0.33 | 0.42 | 64.098 | 0.01187 | 0 | 10.683 | 11.4249 | 3.8083
NYISO_A-F_2_NEISO | NYISO_A-F | NEISO | 2025 | B02 | 25 | 25 | 600 | 600 | 1.11 | 0.25 | 0.13 | 0.16 | 9.8046 | 0 | 0 | 4.0853 | 11.4249 | 3.8083
NYISO_A-F_2_NEISO | NYISO_A-F | NEISO | 2025 | B03 | 75 | 75 | 600 | 0 | 0.12 | 0.07 | 0.04 | 0.05 | 0 | 0 | 0 | 0 | 11.4249 | 3.8083
NYISO_A-F_2_NEISO | NYISO_A-F | NEISO | 2025 | B04 | 100 | 100 | 600 | 31.93 | 0.09 | 0.05 | 0.03 | 0.03 | 0 | 0 | 0 | 0 | 11.4249 | 3.8083
NYISO_A-F_2_NEISO | NYISO_A-F | NEISO | 2025 | B05 | 200 | 200 | 600 | 0 | 0.04 | 0.03 | 0.01 | 0.02 | 0 | 0 | 0 | 0 | 11.4249 | 3.8083
NYISO_A-F_2_NEISO | NYISO_A-F | NEISO | 2025 | B06 | 300 | 300 | 600 | 0 | 0.02 | 0.02 | 0.01 | 0.01 | 0 | 0 | 0 | 0 | 11.4249 | 3.8083
NYISO_A-F_2_NEISO | NYISO_A-F | NEISO | 2025 | B07 | 400 | 400 | 600 | 0 | 0.02 | 0.01 | 0.01 | 0.01 | 0 | 0 | 0 | 0 | 11.4249 | 3.8083
NYISO_A-F_2_NEISO | NYISO_A-F | NEISO | 2025 | B08 | 500 | 0 | 600 | 0 | 0.01 | 0.01 | 0 | 0.01 | 0 | 0 | 0 | 0 | 11.4249 | 3.8083
NYISO_A-F_2_NEISO | NYISO_A-F | NEISO | 2025 | B09 | 800 | 0 | 600 | 0 | 0.01 | 0.01 | 0 | 0 | 0 | 0 | 0 | 0 | 11.4249 | 3.8083
NYISO_A-F_2_NEISO | NYISO_A-F | NEISO | 2025 | B10 | 1262 | 0 | 600 | 0 | 0.01 | 0 | 0 | 0 | 0 | 0 | 0 | 0 | 11.4249 | 3.8083
NYISO_A-F_2_NEISO | NYISO_A-F | NEISO | 2025 | B11 | 25 | 25 | 600 | 0 | 0.24 | 0.18 | 0.1 | 0.13 | 0 | 0 | 0 | 0 | 11.4249 | 3.8083
NYISO_A-F_2_NEISO | NYISO_A-F | NEISO | 2025 | B12 | 200 | 200 | 600 | 0 | 0.03 | 0.02 | 0.01 | 0.02 | 0 | 0 | 0 | 0 | 11.4249 | 3.8083
NYISO_A-F_2_NEISO | NYISO_A-F | NEISO | 2025 | B13 | 600 | 0 | 600 | 0 | 0.01 | 0.01 | 0 | 0.01 | 0 | 0 | 0 | 0 | 11.4249 | 3.8083
NYISO_A-F_2_NEISO | NYISO_A-F | NEISO | 2025 | B14 | 900 | 0 | 600 | 0 | 0.01 | 0.01 | 0 | 0 | 0 | 0 | 0 | 0 | 11.4249 | 3.8083
NYISO_A-F_2_NEISO | NYISO_A-F | NEISO | 2025 | B15 | 1203 | 0 | 600 | 0 | 0.01 | 0.01 | 0 | 0 | 0 | 0 | 0 | 0 | 11.4249 | 3.8083
NYISO_A-F_2_NEISO | NYISO_A-F | NEISO | 2025 | B16 | 25 | 25 | 600 | 599.99 | 0.42 | 0.3 | 0.11 | 0.17 | 1.1158 | 0 | 0 | 0.46491 | 11.4249 | 3.8083
NYISO_A-F_2_NEISO | NYISO_A-F | NEISO | 2025 | B17 | 100 | 100 | 600 | 300.93 | 1.18 | 0.07 | 0.03 | 0.04 | 0 | 0 | 0 | 0 | 11.4249 | 3.8083
NYISO_A-F_2_NEISO | NYISO_A-F | NEISO | 2025 | B18 | 400 | 400 | 600 | 0 | 0.09 | 0.02 | 0.01 | 0.01 | 0 | 0 | 0 | 0 | 11.4249 | 3.8083
NYISO_A-F_2_NEISO | NYISO_A-F | NEISO | 2025 | B19 | 700 | 0 | 600 | 0 | 0.06 | 0.01 | 0 | 0.01 | 0 | 0 | 0 | 0 | 11.4249 | 3.8083
NYISO_A-F_2_NEISO | NYISO_A-F | NEISO | 2025 | B20 | 935 | 0 | 600 | 0 | 0.05 | 0.02 | 0 | 0.01 | 0 | 0 | 0 | 0 | 11.4249 | 3.8083
NYISO_A-F_2_NEISO | NYISO_A-F | NEISO | 2030 | B01 | 10 | 10 | 600 | 600 | 6.74 | 0.81 | 2.88 | 1.07 | 22.6598 | 0.01187 | 0.01187 | 0.10564 | 1.0096 | 0.33654
NYISO_A-F_2_NEISO | NYISO_A-F | NEISO | 2030 | B02 | 25 | 25 | 600 | 549.56 | 0.45 | 0.28 | 0.51 | 0.36 | 0 | 0 | 0 | 0 | 1.0096 | 0.33654
NYISO_A-F_2_NEISO | NYISO_A-F | NEISO | 2030 | B03 | 75 | 75 | 600 | 56.93 | 0.14 | 0.08 | 0.13 | 0.09 | 0 | 0 | 0 | 0 | 1.0096 | 0.33654
NYISO_A-F_2_NEISO | NYISO_A-F | NEISO | 2030 | B04 | 100 | 100 | 600 | 0 | 0.1 | 0.06 | 0.1 | 0.07 | 0 | 0 | 0 | 0 | 1.0096 | 0.33654
NYISO_A-F_2_NEISO | NYISO_A-F | NEISO | 2030 | B05 | 200 | 200 | 600 | 0 | 0.05 | 0.03 | 0.05 | 0.03 | 0 | 0 | 0 | 0 | 1.0096 | 0.33654
NYISO_A-F_2_NEISO | NYISO_A-F | NEISO | 2030 | B06 | 300 | 300 | 600 | 0 | 0.03 | 0.02 | 0.03 | 0.02 | 0 | 0 | 0 | 0 | 1.0096 | 0.33654
NYISO_A-F_2_NEISO | NYISO_A-F | NEISO | 2030 | B07 | 400 | 400 | 600 | 0 | 0.02 | 0.02 | 0.02 | 0.02 | 0 | 0 | 0 | 0 | 1.0096 | 0.33654
NYISO_A-F_2_NEISO | NYISO_A-F | NEISO | 2030 | B08 | 500 | 500 | 600 | 0 | 0.03 | 0.02 | 0.03 | 0.02 | 0 | 0 | 0 | 0 | 1.0096 | 0.33654
NYISO_A-F_2_NEISO | NYISO_A-F | NEISO | 2030 | B09 | 800 | 800 | 600 | 0 | 0.02 | 0.01 | 0.02 | 0.01 | 0 | 0 | 0 | 0 | 1.0096 | 0.33654
NYISO_A-F_2_NEISO | NYISO_A-F | NEISO | 2030 | B10 | 1262 | 1262 | 600 | 0 | 0.01 | 0.01 | 0.01 | 0.01 | 0 | 0 | 0 | 0 | 1.0096 | 0.33654
NYISO_A-F_2_NEISO | NYISO_A-F | NEISO | 2030 | B11 | 25 | 25 | 600 | 0 | 0.53 | 0.24 | 0.49 | 0.29 | 0 | 0 | 0 | 0 | 1.0096 | 0.33654
NYISO_A-F_2_NEISO | NYISO_A-F | NEISO | 2030 | B12 | 200 | 200 | 600 | 0 | 32.47 | 0.04 | 0.17 | 0.04 | 0 | 0 | 0 | 0 | 1.0096 | 0.33654
NYISO_A-F_2_NEISO | NYISO_A-F | NEISO | 2030 | B13 | 600 | 600 | 600 | 0 | 0.03 | 0.01 | 0.02 | 0.01 | 0 | 0 | 0 | 0 | 1.0096 | 0.33654
NYISO_A-F_2_NEISO | NYISO_A-F | NEISO | 2030 | B14 | 900 | 900 | 600 | 0 | 0.07 | 0.01 | 0.03 | 0.01 | 0 | 0 | 0 | 0 | 1.0096 | 0.33654
NYISO_A-F_2_NEISO | NYISO_A-F | NEISO | 2030 | B15 | 1203 | 1203 | 600 | 0 | 227.54 | 0.01 | 0.03 | 0.01 | 0 | 0 | 0 | 0 | 1.0096 | 0.33654
NYISO_A-F_2_NEISO | NYISO_A-F | NEISO | 2030 | B16 | 25 | 25 | 600 | 596.58 | 250.68 | 0.34 | 1.59 | 0.39 | 0 | 0 | 0 | 0 | 1.0096 | 0.33654
NYISO_A-F_2_NEISO | NYISO_A-F | NEISO | 2030 | B17 | 100 | 100 | 600 | 600 | 0.19 | 0.11 | 0.15 | 0.11 | 1.2464 | 0 | 0 | 0.058105 | 1.0096 | 0.33654
NYISO_A-F_2_NEISO | NYISO_A-F | NEISO | 2030 | B18 | 400 | 400 | 600 | 600 | 0.1 | 0.03 | 0.06 | 0.03 | 1.2464 | 0 | 0 | 0.23242 | 1.0096 | 0.33654
NYISO_A-F_2_NEISO | NYISO_A-F | NEISO | 2030 | B19 | 700 | 700 | 600 | 600 | 599.91 | 87.51 | 387.81 | 0.12 | 1.2464 | 1.009 | 0 | 0.40673 | 1.0096 | 0.33654
NYISO_A-F_2_NEISO | NYISO_A-F | NEISO | 2030 | B20 | 935 | 935 | 600 | 600 | 599.94 | 157.93 | 1516.24 | 0.1 | 1.2464 | 1.009 | 0 | 0.54328 | 1.0096 | 0.33654
NYISO_A-F_2_NEISO | NYISO_A-F | NEISO | 2035 | B01 | 10 | 10 | 600 | 600 | 3.44 | 0.84 | 0.76 | 0.74 | 11.5258 | 0.01187 | 0.01187 | 11.5258 | 8.6443 | 2.8814
NYISO_A-F_2_NEISO | NYISO_A-F | NEISO | 2035 | B02 | 25 | 25 | 600 | 524.58 | 135.72 | 0.38 | 0.4 | 0.32 | 0 | 0.01187 | 0 | 0 | 8.6443 | 2.8814
NYISO_A-F_2_NEISO | NYISO_A-F | NEISO | 2035 | B03 | 75 | 75 | 600 | 0 | 0.4 | 0.12 | 0.09 | 0.09 | 0 | 0 | 0 | 0 | 8.6443 | 2.8814
NYISO_A-F_2_NEISO | NYISO_A-F | NEISO | 2035 | B04 | 100 | 100 | 600 | 0 | 0.31 | 0.1 | 0.07 | 0.07 | 0 | 0 | 0 | 0 | 8.6443 | 2.8814
NYISO_A-F_2_NEISO | NYISO_A-F | NEISO | 2035 | B05 | 200 | 200 | 600 | 0 | 0.23 | 0.05 | 0.03 | 0.03 | 0 | 0 | 0 | 0 | 8.6443 | 2.8814
NYISO_A-F_2_NEISO | NYISO_A-F | NEISO | 2035 | B06 | 300 | 300 | 600 | 0 | 122.31 | 0.03 | 0.03 | 0.02 | 0 | 0 | 0 | 0 | 8.6443 | 2.8814
NYISO_A-F_2_NEISO | NYISO_A-F | NEISO | 2035 | B07 | 400 | 400 | 600 | 0 | 229.2 | 0.03 | 0.02 | 0.02 | 0 | 0 | 0 | 0 | 8.6443 | 2.8814
NYISO_A-F_2_NEISO | NYISO_A-F | NEISO | 2035 | B08 | 500 | 500 | 600 | 328.71 | 291.67 | 0.02 | 0.02 | 0.01 | 0 | 0 | 0 | 0 | 8.6443 | 2.8814
NYISO_A-F_2_NEISO | NYISO_A-F | NEISO | 2035 | B09 | 800 | 800 | 600 | 0 | 106.66 | 0.01 | 0.01 | 0.01 | 0 | 0 | 0 | 0 | 8.6443 | 2.8814
NYISO_A-F_2_NEISO | NYISO_A-F | NEISO | 2035 | B10 | 1262 | 1262 | 600 | 0 | 79.2 | 0.01 | 0.01 | 0.01 | 0 | 0 | 0 | 0 | 8.6443 | 2.8814
NYISO_A-F_2_NEISO | NYISO_A-F | NEISO | 2035 | B11 | 25 | 25 | 600 | 0 | 1.59 | 0.35 | 0.27 | 0.27 | 0 | 0 | 0 | 0 | 8.6443 | 2.8814
NYISO_A-F_2_NEISO | NYISO_A-F | NEISO | 2035 | B12 | 200 | 200 | 600 | 0 | 0.22 | 0.05 | 0.03 | 0.03 | 0 | 0 | 0 | 0 | 8.6443 | 2.8814
NYISO_A-F_2_NEISO | NYISO_A-F | NEISO | 2035 | B13 | 600 | 600 | 600 | 0 | 0.07 | 0.02 | 0.01 | 0.01 | 0 | 0 | 0 | 0 | 8.6443 | 2.8814
NYISO_A-F_2_NEISO | NYISO_A-F | NEISO | 2035 | B14 | 900 | 900 | 600 | 0 | 0.04 | 0.01 | 0.01 | 0.01 | 0 | 0 | 0 | 0 | 8.6443 | 2.8814
NYISO_A-F_2_NEISO | NYISO_A-F | NEISO | 2035 | B15 | 1203 | 0 | 600 | 0 | 0.01 | 0.01 | 0 | 0.01 | 0 | 0 | 0 | 0 | 8.6443 | 2.8814
NYISO_A-F_2_NEISO | NYISO_A-F | NEISO | 2035 | B16 | 25 | 25 | 600 | 0 | 1.53 | 0.36 | 0.27 | 0.28 | 0 | 0 | 0 | 0 | 8.6443 | 2.8814
NYISO_A-F_2_NEISO | NYISO_A-F | NEISO | 2035 | B17 | 100 | 100 | 600 | 0 | 0.44 | 0.1 | 0.07 | 0.07 | 0 | 0 | 0 | 0 | 8.6443 | 2.8814
NYISO_A-F_2_NEISO | NYISO_A-F | NEISO | 2035 | B18 | 400 | 400 | 600 | 0 | 0.11 | 0.03 | 0.02 | 0.02 | 0 | 0 | 0 | 0 | 8.6443 | 2.8814
NYISO_A-F_2_NEISO | NYISO_A-F | NEISO | 2035 | B19 | 700 | 700 | 600 | 0 | 0.06 | 0.01 | 0.01 | 0.01 | 0 | 0 | 0 | 0 | 8.6443 | 2.8814
NYISO_A-F_2_NEISO | NYISO_A-F | NEISO | 2035 | B20 | 935 | 935 | 600 | 0 | 0.01 | 0.01 | 0.01 | 0.01 | 0 | 0 | 0 | 0 | 8.6443 | 2.8814
NYISO_A-F_2_NEISO | NYISO_A-F | NEISO | 2040 | B01 | 10 | 10 | 600 | 599.95 | 416.82 | 1.78 | 4701.72 | 2.73 | 1.0208 | 0.03561 | 0.01187 | 0.0080253 | 0.014851 | 0.0049505
NYISO_A-F_2_NEISO | NYISO_A-F | NEISO | 2040 | B02 | 25 | 25 | 600 | 0 | 497.81 | 0.86 | 2369.33 | 1.25 | 0 | 0.02374 | 0 | 0 | 0.014851 | 0.0049505
NYISO_A-F_2_NEISO | NYISO_A-F | NEISO | 2040 | B03 | 75 | 75 | 600 | 0 | 557.55 | 0.25 | 665.74 | 0.29 | 0 | 0.01187 | 0 | 0 | 0.014851 | 0.0049505
NYISO_A-F_2_NEISO | NYISO_A-F | NEISO | 2040 | B04 | 100 | 100 | 600 | 0 | 555.54 | 0.11 | 95.04 | 0.15 | 0 | 0.01187 | 0 | 0 | 0.014851 | 0.0049505
NYISO_A-F_2_NEISO | NYISO_A-F | NEISO | 2040 | B05 | 200 | 200 | 600 | 0 | 577.65 | 0.05 | 124.65 | 0.06 | 0 | 0.01187 | 0 | 0 | 0.014851 | 0.0049505
NYISO_A-F_2_NEISO | NYISO_A-F | NEISO | 2040 | B06 | 300 | 300 | 600 | 0 | 545.28 | 0.04 | 14.76 | 0.04 | 0 | 0 | 0 | 0 | 0.014851 | 0.0049505
NYISO_A-F_2_NEISO | NYISO_A-F | NEISO | 2040 | B07 | 400 | 400 | 600 | 0 | 88.11 | 0.08 | 8.99 | 0.08 | 0 | 0 | 0 | 0 | 0.014851 | 0.0049505
NYISO_A-F_2_NEISO | NYISO_A-F | NEISO | 2040 | B08 | 500 | 500 | 600 | 253.45 | 584.29 | 582.03 | 12.31 | 140.1 | 0 | 0.01187 | 0 | 0 | 0.014851 | 0.0049505
NYISO_A-F_2_NEISO | NYISO_A-F | NEISO | 2040 | B09 | 800 | 800 | 600 | 0 | 594.81 | 325.18 | 745.16 | 9.22 | 0 | 0.01187 | 0 | 0 | 0.014851 | 0.0049505
NYISO_A-F_2_NEISO | NYISO_A-F | NEISO | 2040 | B10 | 1262 | 1262 | 600 | 599.97 | 173.86 | 592.5 | 2.71 | 712.33 | 0.01187 | 0 | 0 | 0.011777 | 0.014851 | 0.0049505
NYISO_A-F_2_NEISO | NYISO_A-F | NEISO | 2040 | B11 | 25 | 25 | 600 | 0 | 498.7 | 0.72 | 2854.52 | 0.9 | 0 | 0.02374 | 0 | 0 | 0.014851 | 0.0049505
NYISO_A-F_2_NEISO | NYISO_A-F | NEISO | 2040 | B12 | 200 | 200 | 600 | 0 | 583.58 | 0.11 | 1913.2 | 0.13 | 0 | 0.01187 | 0 | 0 | 0.014851 | 0.0049505
NYISO_A-F_2_NEISO | NYISO_A-F | NEISO | 2040 | B13 | 600 | 600 | 600 | 0 | 593.75 | 0.04 | 2161.93 | 0.05 | 0 | 0.01187 | 0 | 0 | 0.014851 | 0.0049505
NYISO_A-F_2_NEISO | NYISO_A-F | NEISO | 2040 | B14 | 900 | 900 | 600 | 0 | 595.47 | 0.03 | 846.3 | 0.03 | 0 | 0.01187 | 0 | 0 | 0.014851 | 0.0049505
NYISO_A-F_2_NEISO | NYISO_A-F | NEISO | 2040 | B15 | 1203 | 1203 | 600 | 0 | 0.09 | 0.03 | 0.09 | 0.03 | 0 | 0 | 0 | 0 | 0.014851 | 0.0049505
NYISO_A-F_2_NEISO | NYISO_A-F | NEISO | 2040 | B16 | 25 | 25 | 600 | 0 | 499.54 | 0.81 | 3557.73 | 1.07 | 0 | 0.02374 | 0 | 0 | 0.014851 | 0.0049505
NYISO_A-F_2_NEISO | NYISO_A-F | NEISO | 2040 | B17 | 100 | 100 | 600 | 0 | 569.9 | 0.22 | 3014.18 | 0.28 | 0 | 0.01187 | 0 | 0 | 0.014851 | 0.0049505
NYISO_A-F_2_NEISO | NYISO_A-F | NEISO | 2040 | B18 | 400 | 400 | 600 | 0 | 591.22 | 0.06 | 4104.96 | 0.07 | 0 | 0.01187 | 0 | 0 | 0.014851 | 0.0049505
NYISO_A-F_2_NEISO | NYISO_A-F | NEISO | 2040 | B19 | 700 | 700 | 600 | 0 | 594.6 | 0.04 | 3461.3 | 0.04 | 0 | 0.01187 | 0 | 0 | 0.014851 | 0.0049505
NYISO_A-F_2_NEISO | NYISO_A-F | NEISO | 2040 | B20 | 935 | 935 | 600 | 0 | 27.68 | 428.88 | 3.27 | 10.29 | 0 | 0 | 0 | 0 | 0.014851 | 0.0049505
NYISO_A-F_2_NEISO | NYISO_A-F | NEISO | 2045 | B01 | 10 | 10 | 600 | 384.37 | 1.38 | 1.01 | 2.15 | 1.68 | 0 | 0.02374 | 0.01187 | 0 | 0.0089025 | 0.0029675
NYISO_A-F_2_NEISO | NYISO_A-F | NEISO | 2045 | B02 | 25 | 25 | 600 | 0 | 1.13 | 0.55 | 1.44 | 0.85 | 0 | 0.01187 | 0.01187 | 0 | 0.0089025 | 0.0029675
NYISO_A-F_2_NEISO | NYISO_A-F | NEISO | 2045 | B03 | 75 | 75 | 600 | 0 | 0.08 | 0.1 | 0.11 | 0.14 | 0 | 0 | 0 | 0 | 0.0089025 | 0.0029675
NYISO_A-F_2_NEISO | NYISO_A-F | NEISO | 2045 | B04 | 100 | 100 | 600 | 0 | 0.09 | 0.11 | 0.11 | 0.14 | 0 | 0 | 0 | 0 | 0.0089025 | 0.0029675
NYISO_A-F_2_NEISO | NYISO_A-F | NEISO | 2045 | B05 | 200 | 200 | 600 | 0 | 0.15 | 0.04 | 0.17 | 0.05 | 0 | 0 | 0 | 0 | 0.0089025 | 0.0029675
NYISO_A-F_2_NEISO | NYISO_A-F | NEISO | 2045 | B06 | 300 | 300 | 600 | 0.01 | 0.05 | 0.04 | 0.06 | 0.04 | 0 | 0 | 0 | 0 | 0.0089025 | 0.0029675
NYISO_A-F_2_NEISO | NYISO_A-F | NEISO | 2045 | B07 | 400 | 400 | 600 | 0 | 277.37 | 0.07 | 18.94 | 0.08 | 0 | 0 | 0 | 0 | 0.0089025 | 0.0029675
NYISO_A-F_2_NEISO | NYISO_A-F | NEISO | 2045 | B08 | 500 | 500 | 600 | 0 | 432.98 | 562.76 | 15.52 | 588.96 | 0 | 0 | 0 | 0 | 0.0089025 | 0.0029675
NYISO_A-F_2_NEISO | NYISO_A-F | NEISO | 2045 | B09 | 800 | 800 | 600 | 116.79 | 267.03 | 0.02 | 10.8 | 0.02 | 0 | 0 | 0 | 0 | 0.0089025 | 0.0029675
NYISO_A-F_2_NEISO | NYISO_A-F | NEISO | 2045 | B10 | 1262 | 1262 | 600 | 599.96 | 593.26 | 586.16 | 1033.95 | 514.67 | 0.01187 | 0.01187 | 0 | 0.01187 | 0.0089025 | 0.0029675
NYISO_A-F_2_NEISO | NYISO_A-F | NEISO | 2045 | B11 | 25 | 25 | 600 | 0 | 0.23 | 0.3 | 0.32 | 0.43 | 0 | 0.01187 | 0.01187 | 0 | 0.0089025 | 0.0029675
NYISO_A-F_2_NEISO | NYISO_A-F | NEISO | 2045 | B12 | 200 | 200 | 600 | 0 | 0.05 | 0.05 | 0.06 | 0.07 | 0 | 0 | 0 | 0 | 0.0089025 | 0.0029675
NYISO_A-F_2_NEISO | NYISO_A-F | NEISO | 2045 | B13 | 600 | 600 | 600 | 0 | 0.06 | 0.03 | 0.06 | 0.04 | 0 | 0 | 0 | 0 | 0.0089025 | 0.0029675
NYISO_A-F_2_NEISO | NYISO_A-F | NEISO | 2045 | B14 | 900 | 900 | 600 | 0 | 0.02 | 0.01 | 0.02 | 0.02 | 0 | 0 | 0 | 0 | 0.0089025 | 0.0029675
NYISO_A-F_2_NEISO | NYISO_A-F | NEISO | 2045 | B15 | 1203 | 1203 | 600 | 0 | 0.01 | 0.01 | 0.01 | 0.01 | 0 | 0 | 0 | 0 | 0.0089025 | 0.0029675
NYISO_A-F_2_NEISO | NYISO_A-F | NEISO | 2045 | B16 | 25 | 25 | 600 | 0 | 0.24 | 0.38 | 0.35 | 0.56 | 0 | 0.01187 | 0.01187 | 0 | 0.0089025 | 0.0029675
NYISO_A-F_2_NEISO | NYISO_A-F | NEISO | 2045 | B17 | 100 | 100 | 600 | 0 | 0.08 | 0.13 | 0.11 | 0.19 | 0 | 0 | 0 | 0 | 0.0089025 | 0.0029675
NYISO_A-F_2_NEISO | NYISO_A-F | NEISO | 2045 | B18 | 400 | 400 | 600 | 0 | 0.09 | 0.04 | 0.1 | 0.06 | 0 | 0 | 0 | 0 | 0.0089025 | 0.0029675
NYISO_A-F_2_NEISO | NYISO_A-F | NEISO | 2045 | B19 | 700 | 700 | 600 | 0 | 0.05 | 0.02 | 0.05 | 0.03 | 0 | 0 | 0 | 0 | 0.0089025 | 0.0029675
NYISO_A-F_2_NEISO | NYISO_A-F | NEISO | 2045 | B20 | 935 | 935 | 600 | 0 | 0.02 | 0.01 | 0.02 | 0.02 | 0 | 0 | 0 | 0 | 0.0089025 | 0.0029675
NYISO_A-F_2_NEISO | NYISO_A-F | NEISO | 2050 | B01 | 10 | 10 | 600 | 193.29 | 599.47 | 598.89 | 1695.95 | 3036.49 | 0 | 6.9914 | 2.3384 | 0 | 6.9893 | 2.3298
NYISO_A-F_2_NEISO | NYISO_A-F | NEISO | 2050 | B02 | 25 | 25 | 600 | 0 | 599.77 | 599.52 | 402.35 | 3002.25 | 0 | 6.9914 | 2.3265 | 0 | 6.9893 | 2.3298
NYISO_A-F_2_NEISO | NYISO_A-F | NEISO | 2050 | B03 | 75 | 75 | 600 | 0 | 0.05 | 599.81 | 0.05 | 66.28 | 0 | 0 | 2.3265 | 0 | 6.9893 | 2.3298
NYISO_A-F_2_NEISO | NYISO_A-F | NEISO | 2050 | B04 | 100 | 100 | 600 | 0 | 0.04 | 0.05 | 0.03 | 0.05 | 0 | 0 | 0 | 0 | 6.9893 | 2.3298
NYISO_A-F_2_NEISO | NYISO_A-F | NEISO | 2050 | B05 | 200 | 200 | 600 | 0 | 0.04 | 0.02 | 0.02 | 0.02 | 0 | 0 | 0 | 0 | 6.9893 | 2.3298
NYISO_A-F_2_NEISO | NYISO_A-F | NEISO | 2050 | B06 | 300 | 300 | 600 | 0 | 0.02 | 0.04 | 0.01 | 0.02 | 0 | 0 | 0 | 0 | 6.9893 | 2.3298
NYISO_A-F_2_NEISO | NYISO_A-F | NEISO | 2050 | B07 | 400 | 400 | 600 | 0 | 0.05 | 0.15 | 0.01 | 0.03 | 0 | 0 | 0 | 0 | 6.9893 | 2.3298
NYISO_A-F_2_NEISO | NYISO_A-F | NEISO | 2050 | B08 | 500 | 500 | 600 | 468.17 | 599.99 | 599.97 | 851.74 | 1924.56 | 0 | 6.9914 | 2.3265 | 0 | 6.9893 | 2.3298
NYISO_A-F_2_NEISO | NYISO_A-F | NEISO | 2050 | B09 | 800 | 800 | 600 | 600 | 599.99 | 599.98 | 514.68 | 506.13 | 0.20179 | 6.9914 | 2.3265 | 0.078289 | 6.9893 | 2.3298
NYISO_A-F_2_NEISO | NYISO_A-F | NEISO | 2050 | B10 | 1262 | 1262 | 600 | 600 | 599.99 | 599.99 | 913.79 | 874.34 | 15.0986 | 6.9914 | 2.3265 | 9.2408 | 6.9893 | 2.3298
NYISO_A-F_2_NEISO | NYISO_A-F | NEISO | 2050 | B11 | 25 | 25 | 600 | 0 | 0.19 | 0.23 | 0.14 | 0.21 | 0 | 0 | 0 | 0 | 6.9893 | 2.3298
NYISO_A-F_2_NEISO | NYISO_A-F | NEISO | 2050 | B12 | 200 | 200 | 600 | 0 | 0.04 | 0.03 | 0.02 | 0.03 | 0 | 0 | 0 | 0 | 6.9893 | 2.3298
NYISO_A-F_2_NEISO | NYISO_A-F | NEISO | 2050 | B13 | 600 | 600 | 600 | 0 | 0.01 | 0.01 | 0.01 | 0.01 | 0 | 0 | 0 | 0 | 6.9893 | 2.3298
NYISO_A-F_2_NEISO | NYISO_A-F | NEISO | 2050 | B14 | 900 | 0 | 600 | 0 | 0.01 | 0.01 | 0 | 0.01 | 0 | 0 | 0 | 0 | 6.9893 | 2.3298
NYISO_A-F_2_NEISO | NYISO_A-F | NEISO | 2050 | B15 | 1203 | 0 | 600 | 0 | 0.01 | 0.01 | 0 | 0 | 0 | 0 | 0 | 0 | 6.9893 | 2.3298
NYISO_A-F_2_NEISO | NYISO_A-F | NEISO | 2050 | B16 | 25 | 25 | 600 | 0 | 56.4 | 349.37 | 0.32 | 0.62 | 0 | 0 | 0 | 0 | 6.9893 | 2.3298
NYISO_A-F_2_NEISO | NYISO_A-F | NEISO | 2050 | B17 | 100 | 100 | 600 | 0 | 151.48 | 599.85 | 0.1 | 21.2 | 0 | 0 | 2.3146 | 0 | 6.9893 | 2.3298
NYISO_A-F_2_NEISO | NYISO_A-F | NEISO | 2050 | B18 | 400 | 400 | 600 | 0 | 599.96 | 599.96 | 0.03 | 178.34 | 0 | 2.9675 | 2.3265 | 0 | 6.9893 | 2.3298
NYISO_A-F_2_NEISO | NYISO_A-F | NEISO | 2050 | B19 | 700 | 700 | 600 | 0 | 0.02 | 123.03 | 0.01 | 0.02 | 0 | 0 | 0 | 0 | 6.9893 | 2.3298
NYISO_A-F_2_NEISO | NYISO_A-F | NEISO | 2050 | B20 | 935 | 935 | 600 | 0 | 0.02 | 0.01 | 0.01 | 0.01 | 0 | 0 | 0 | 0 | 6.9893 | 2.3298
NYISO_A-F_2_NYISO_G-I | NYISO_A-F | NYISO_G-I | 2015 | B01 | 10 | 10 | 4250 | 4250 | 4249 | 4247.8 | 1530.67 | 1457.22 | 36.2391 | 2.1722 | 0.7122 | 0.054104 | 2.1902 | 0.73008
NYISO_A-F_2_NYISO_G-I | NYISO_A-F | NYISO_G-I | 2015 | B02 | 25 | 25 | 4250 | 4250 | 4249.58 | 4247.74 | 556.76 | 3.8 | 18.3629 | 2.1722 | 0.17805 | 0.068539 | 2.1902 | 0.73008
NYISO_A-F_2_NYISO_G-I | NYISO_A-F | NYISO_G-I | 2015 | B03 | 75 | 75 | 4250 | 4250 | 4249.86 | 4249.68 | 1315.45 | 648 | 5.5196 | 2.1841 | 0.7122 | 0.061804 | 2.1902 | 0.73008
NYISO_A-F_2_NYISO_G-I | NYISO_A-F | NYISO_G-I | 2015 | B04 | 100 | 100 | 4250 | 4250 | 4249.89 | 4249.76 | 272.57 | 1016.54 | 13.5081 | 2.1722 | 0.7122 | 0.20167 | 2.1902 | 0.73008
NYISO_A-F_2_NYISO_G-I | NYISO_A-F | NYISO_G-I | 2015 | B05 | 200 | 200 | 4250 | 4250 | 4249.93 | 4249.82 | 0.24 | 0.41 | 18.6834 | 1.46 | 0.4748 | 0.55788 | 2.1902 | 0.73008
NYISO_A-F_2_NYISO_G-I | NYISO_A-F | NYISO_G-I | 2015 | B06 | 300 | 300 | 4250 | 4250 | 4249.92 | 4249.88 | 0.08 | 0.24 | 0.67659 | 0.73594 | 0.4748 | 0.030304 | 2.1902 | 0.73008
NYISO_A-F_2_NYISO_G-I | NYISO_A-F | NYISO_G-I | 2015 | B07 | 400 | 400 | 4250 | 4250 | 4249.97 | 4249.93 | 0.31 | 63.96 | 1.3413 | 1.9348 | 0.7122 | 0.080102 | 2.1902 | 0.73008
NYISO_A-F_2_NYISO_G-I | NYISO_A-F | NYISO_G-I | 2015 | B08 | 500 | 500 | 4250 | 4250 | 4249.96 | 4249.95 | 0.06 | 889.94 | 0.87838 | 1.3532 | 0.72407 | 0.06557 | 2.1902 | 0.73008
NYISO_A-F_2_NYISO_G-I | NYISO_A-F | NYISO_G-I | 2015 | B09 | 800 | 800 | 4250 | 3875.59 | 4249.94 | 4249.97 | 0.02 | 533.92 | 0 | 0.48667 | 0.72407 | 0 | 2.1902 | 0.73008
NYISO_A-F_2_NYISO_G-I | NYISO_A-F | NYISO_G-I | 2015 | B10 | 1262 | 1262 | 4250 | 2045.55 | 2693.55 | 2725.74 | 0.01 | 0.02 | 0 | 0 | 0 | 0 | 2.1902 | 0.73008
NYISO_A-F_2_NYISO_G-I | NYISO_A-F | NYISO_G-I | 2015 | B11 | 25 | 25 | 4250 | 4250 | 4249.43 | 4249.07 | 1.53 | 727.79 | 7.2288 | 1.4838 | 0.7122 | 0.026981 | 2.1902 | 0.73008
NYISO_A-F_2_NYISO_G-I | NYISO_A-F | NYISO_G-I | 2015 | B12 | 200 | 200 | 4250 | 4250 | 3600.7 | 3509.87 | 0.07 | 0.16 | 2.2316 | 0 | 0 | 0.066634 | 2.1902 | 0.73008
NYISO_A-F_2_NYISO_G-I | NYISO_A-F | NYISO_G-I | 2015 | B13 | 600 | 600 | 4250 | 4250 | 4249.96 | 4157.7 | 0.04 | 0.05 | 2.2316 | 0.98521 | 0 | 0.1999 | 2.1902 | 0.73008
NYISO_A-F_2_NYISO_G-I | NYISO_A-F | NYISO_G-I | 2015 | B14 | 900 | 900 | 4250 | 4250 | 4249.97 | 4249.93 | 0.02 | 0.05 | 1.2464 | 0.93773 | 0.30862 | 0.16747 | 2.1902 | 0.73008
NYISO_A-F_2_NYISO_G-I | NYISO_A-F | NYISO_G-I | 2015 | B15 | 1203 | 1203 | 4250 | 4250 | 3216.83 | 4126.94 | 0.01 | 0.02 | 0.30862 | 0 | 0 | 0.05543 | 2.1902 | 0.73008
NYISO_A-F_2_NYISO_G-I | NYISO_A-F | NYISO_G-I | 2015 | B16 | 25 | 25 | 4250 | 4250 | 4249.58 | 4249.08 | 973.08 | 974.17 | 9.7927 | 2.1722 | 0.7122 | 0.036551 | 2.1902 | 0.73008
NYISO_A-F_2_NYISO_G-I | NYISO_A-F | NYISO_G-I | 2015 | B17 | 100 | 100 | 4250 | 4250 | 4249.89 | 4249.76 | 1626 | 2275.33 | 5.6145 | 2.1841 | 0.72407 | 0.083824 | 2.1902 | 0.73008
NYISO_A-F_2_NYISO_G-I | NYISO_A-F | NYISO_G-I | 2015 | B18 | 400 | 400 | 4250 | 4250 | 4249.97 | 4249.94 | 3106.86 | 3105.08 | 5.9825 | 2.1841 | 0.72407 | 0.35727 | 2.1902 | 0.73008
NYISO_A-F_2_NYISO_G-I | NYISO_A-F | NYISO_G-I | 2015 | B19 | 700 | 700 | 4250 | 4250 | 4249.98 | 4249.96 | 2529.19 | 2527.43 | 5.8282 | 2.1841 | 0.72407 | 0.6091 | 2.1902 | 0.73008
NYISO_A-F_2_NYISO_G-I | NYISO_A-F | NYISO_G-I | 2015 | B20 | 935 | 935 | 4250 | 4250 | 4249.97 | 4249.96 | 0.04 | 0.13 | 1.4125 | 1.7093 | 0.52228 | 0.19718 | 2.1902 | 0.73008
NYISO_A-F_2_NYISO_G-I | NYISO_A-F | NYISO_G-I | 2020 | B01 | 10 | 10 | 4250 | 4250 | 4249.26 | 4248.39 | 2428.21 | 2315.13 | 46.6135 | 3.7865 | 1.2582 | 0.09332 | 3.7986 | 1.2662
NYISO_A-F_2_NYISO_G-I | NYISO_A-F | NYISO_G-I | 2020 | B02 | 25 | 25 | 4250 | 4250 | 4249.69 | 4249.33 | 1370.38 | 1688.71 | 26.6363 | 3.7865 | 1.2582 | 0.13331 | 3.7986 | 1.2662
NYISO_A-F_2_NYISO_G-I | NYISO_A-F | NYISO_G-I | 2020 | B03 | 75 | 75 | 4250 | 4250 | 4249.9 | 4249.77 | 2540.68 | 2599 | 15.6091 | 3.7865 | 1.2582 | 0.23437 | 3.7986 | 1.2662
NYISO_A-F_2_NYISO_G-I | NYISO_A-F | NYISO_G-I | 2020 | B04 | 100 | 100 | 4250 | 4250 | 4249.92 | 4249.82 | 1680.41 | 2177.48 | 17.1284 | 3.7865 | 1.2582 | 0.34291 | 3.7986 | 1.2662
NYISO_A-F_2_NYISO_G-I | NYISO_A-F | NYISO_G-I | 2020 | B05 | 200 | 200 | 4250 | 4250 | 4249.96 | 4249.91 | 1974.17 | 1850.41 | 14.612 | 3.7865 | 1.2582 | 0.58506 | 3.7986 | 1.2662
NYISO_A-F_2_NYISO_G-I | NYISO_A-F | NYISO_G-I | 2020 | B06 | 300 | 300 | 4250 | 4250 | 4249.97 | 4249.94 | 542.67 | 549.61 | 19.5736 | 3.7865 | 1.2582 | 1.1756 | 3.7986 | 1.2662
NYISO_A-F_2_NYISO_G-I | NYISO_A-F | NYISO_G-I | 2020 | B07 | 400 | 400 | 4250 | 4250 | 4249.92 | 4249.93 | 0.03 | 0.14 | 0.86651 | 0.85464 | 0.85464 | 0.06939 | 3.7986 | 1.2662
NYISO_A-F_2_NYISO_G-I | NYISO_A-F | NYISO_G-I | 2020 | B08 | 500 | 500 | 4250 | 4072.21 | 4249.94 | 4249.95 | 0.03 | 0.14 | 0 | 0.87838 | 0.87838 | 0 | 3.7986 | 1.2662
NYISO_A-F_2_NYISO_G-I | NYISO_A-F | NYISO_G-I | 2020 | B09 | 800 | 800 | 4250 | 4027.46 | 4107.44 | 4022.04 | 0.01 | 0.03 | 0 | 0 | 0 | 0 | 3.7986 | 1.2662
NYISO_A-F_2_NYISO_G-I | NYISO_A-F | NYISO_G-I | 2020 | B10 | 1262 | 1262 | 4250 | 1839.02 | 2106.15 | 2021.34 | 0.01 | 0.02 | 0 | 0 | 0 | 0 | 3.7986 | 1.2662
NYISO_A-F_2_NYISO_G-I | NYISO_A-F | NYISO_G-I | 2020 | B11 | 25 | 25 | 4250 | 4250 | 4249.69 | 4249.3 | 424.91 | 431.66 | 6.5641 | 3.7865 | 1.2582 | 0.032853 | 3.7986 | 1.2662
NYISO_A-F_2_NYISO_G-I | NYISO_A-F | NYISO_G-I | 2020 | B12 | 200 | 200 | 4250 | 4250 | 4249.9 | 4249.8 | 0.08 | 0.18 | 0.4748 | 1.6025 | 0.4748 | 0.019011 | 3.7986 | 1.2662
NYISO_A-F_2_NYISO_G-I | NYISO_A-F | NYISO_G-I | 2020 | B13 | 600 | 600 | 4250 | 4250 | 4249.9 | 4249.92 | 0.02 | 0.06 | 0.46293 | 0.4748 | 0.46293 | 0.055607 | 3.7986 | 1.2662
NYISO_A-F_2_NYISO_G-I | NYISO_A-F | NYISO_G-I | 2020 | B14 | 900 | 900 | 4250 | 4250 | 4120.9 | 4030.87 | 0.01 | 0.03 | 0.96147 | 0 | 0 | 0.17324 | 3.7986 | 1.2662
NYISO_A-F_2_NYISO_G-I | NYISO_A-F | NYISO_G-I | 2020 | B15 | 1203 | 1203 | 4250 | 2977.83 | 2531.59 | 2607.52 | 0.01 | 0.02 | 0 | 0 | 0 | 0 | 3.7986 | 1.2662
NYISO_A-F_2_NYISO_G-I | NYISO_A-F | NYISO_G-I | 2020 | B16 | 25 | 25 | 4250 | 4250 | 4249.69 | 4249.33 | 751.45 | 1671.94 | 13.0095 | 3.7865 | 1.2582 | 0.065113 | 3.7986 | 1.2662
NYISO_A-F_2_NYISO_G-I | NYISO_A-F | NYISO_G-I | 2020 | B17 | 100 | 100 | 4250 | 4250 | 4249.92 | 4249.82 | 1847.1 | 2972.91 | 7.0152 | 3.7865 | 1.2582 | 0.14044 | 3.7986 | 1.2662
NYISO_A-F_2_NYISO_G-I | NYISO_A-F | NYISO_G-I | 2020 | B18 | 400 | 400 | 4250 | 4250 | 4249.98 | 4249.95 | 2114.42 | 2977.48 | 5.9825 | 3.7865 | 1.2582 | 0.47908 | 3.7986 | 1.2662
NYISO_A-F_2_NYISO_G-I | NYISO_A-F | NYISO_G-I | 2020 | B19 | 700 | 700 | 4250 | 4250 | 4249.99 | 4249.97 | 2071 | 2621.16 | 5.9706 | 3.7865 | 1.2582 | 0.83672 | 3.7986 | 1.2662
NYISO_A-F_2_NYISO_G-I | NYISO_A-F | NYISO_G-I | 2020 | B20 | 935 | 935 | 4250 | 4250 | 4249.99 | 4249.98 | 0.08 | 622.38 | 3.3592 | 3.3592 | 1.2582 | 0.6288 | 3.7986 | 1.2662
NYISO_A-F_2_NYISO_G-I | NYISO_A-F | NYISO_G-I | 2025 | B01 | 10 | 10 | 4250 | 4250 | 4249.3 | 4248.47 | 2304.34 | 2527.75 | 70.0805 | 5.0685 | 1.6855 | 0.15946 | 5.0837 | 1.6946
NYISO_A-F_2_NYISO_G-I | NYISO_A-F | NYISO_G-I | 2025 | B02 | 25 | 25 | 4250 | 4250 | 4249.71 | 4249.36 | 1985.82 | 2041.71 | 50.6493 | 5.0685 | 1.6855 | 0.28811 | 5.0837 | 1.6946
NYISO_A-F_2_NYISO_G-I | NYISO_A-F | NYISO_G-I | 2025 | B03 | 75 | 75 | 4250 | 4250 | 4249.9 | 4249.78 | 2117.78 | 2174.44 | 15.977 | 5.0685 | 1.6855 | 0.27265 | 5.0837 | 1.6946
NYISO_A-F_2_NYISO_G-I | NYISO_A-F | NYISO_G-I | 2025 | B04 | 100 | 100 | 4250 | 4250 | 4249.92 | 4249.83 | 2488.96 | 2354.64 | 17.7575 | 5.0685 | 1.6855 | 0.40404 | 5.0837 | 1.6946
NYISO_A-F_2_NYISO_G-I | NYISO_A-F | NYISO_G-I | 2025 | B05 | 200 | 200 | 4250 | 4250 | 4249.96 | 4249.91 | 1375.93 | 1243.86 | 17.9712 | 5.0685 | 1.6855 | 0.8178 | 5.0837 | 1.6946
NYISO_A-F_2_NYISO_G-I | NYISO_A-F | NYISO_G-I | 2025 | B06 | 300 | 300 | 4250 | 4250 | 4249.96 | 4249.92 | 0.11 | 0.24 | 22.1376 | 3.3355 | 1.092 | 1.5111 | 5.0837 | 1.6946
NYISO_A-F_2_NYISO_G-I | NYISO_A-F | NYISO_G-I | 2025 | B07 | 400 | 400 | 4250 | 4250 | 4249.97 | 4249.78 | 0.07 | 0.08 | 5.0091 | 3.3355 | 0.27301 | 0.45589 | 5.0837 | 1.6946
NYISO_A-F_2_NYISO_G-I | NYISO_A-F | NYISO_G-I | 2025 | B08 | 500 | 500 | 4250 | 4179.51 | 4249.86 | 4249.96 | 0.02 | 79.62 | 0 | 1.092 | 1.6855 | 0 | 5.0837 | 1.6946
NYISO_A-F_2_NYISO_G-I | NYISO_A-F | NYISO_G-I | 2025 | B09 | 800 | 800 | 4250 | 4160.68 | 4100.93 | 4249.97 | 0.01 | 0.07 | 0 | 0 | 1.1633 | 0 | 5.0837 | 1.6946
NYISO_A-F_2_NYISO_G-I | NYISO_A-F | NYISO_G-I | 2025 | B10 | 1262 | 1262 | 4250 | 1925.49 | 1959.57 | 2949.34 | 0.01 | 0.02 | 0 | 0 | 0 | 0 | 5.0837 | 1.6946
NYISO_A-F_2_NYISO_G-I | NYISO_A-F | NYISO_G-I | 2025 | B11 | 25 | 25 | 4250 | 4250 | 4249.58 | 4249.08 | 0.96 | 2.03 | 7.4662 | 3.3355 | 1.1039 | 0.04247 | 5.0837 | 1.6946
NYISO_A-F_2_NYISO_G-I | NYISO_A-F | NYISO_G-I | 2025 | B12 | 200 | 200 | 4250 | 4250 | 4249.89 | 4245.1 | 0.07 | 0.13 | 1.6737 | 1.6974 | 0.01187 | 0.076162 | 5.0837 | 1.6946
NYISO_A-F_2_NYISO_G-I | NYISO_A-F | NYISO_G-I | 2025 | B13 | 600 | 600 | 4250 | 4205.5 | 4246.65 | 4064.95 | 0.02 | 0.04 | 0 | 0.01187 | 0 | 0 | 5.0837 | 1.6946
NYISO_A-F_2_NYISO_G-I | NYISO_A-F | NYISO_G-I | 2025 | B14 | 900 | 900 | 4250 | 4250 | 4184.57 | 4249.97 | 0.01 | 0.06 | 0.53415 | 0 | 1.0683 | 0.10938 | 5.0837 | 1.6946
NYISO_A-F_2_NYISO_G-I | NYISO_A-F | NYISO_G-I | 2025 | B15 | 1203 | 1203 | 4250 | 2833.21 | 2495.7 | 2447.45 | 0.01 | 0.02 | 0 | 0 | 0 | 0 | 5.0837 | 1.6946
NYISO_A-F_2_NYISO_G-I | NYISO_A-F | NYISO_G-I | 2025 | B16 | 25 | 25 | 4250 | 4250 | 4249.71 | 4249.36 | 754.99 | 2590.62 | 16.072 | 5.0685 | 1.6855 | 0.091422 | 5.0837 | 1.6946
NYISO_A-F_2_NYISO_G-I | NYISO_A-F | NYISO_G-I | 2025 | B17 | 100 | 100 | 4250 | 4250 | 4249.92 | 4249.83 | 1121.08 | 3188.29 | 7.5493 | 5.0685 | 1.6855 | 0.17177 | 5.0837 | 1.6946
NYISO_A-F_2_NYISO_G-I | NYISO_A-F | NYISO_G-I | 2025 | B18 | 400 | 400 | 4250 | 4250 | 4249.98 | 4249.96 | 1919.71 | 3451.6 | 6.7303 | 5.0685 | 1.6855 | 0.61254 | 5.0837 | 1.6946
NYISO_A-F_2_NYISO_G-I | NYISO_A-F | NYISO_G-I | 2025 | B19 | 700 | 700 | 4250 | 4250 | 4249.99 | 4249.97 | 1757.25 | 2826.7 | 5.567 | 5.0685 | 1.6855 | 0.88667 | 5.0837 | 1.6946
NYISO_A-F_2_NYISO_G-I | NYISO_A-F | NYISO_G-I | 2025 | B20 | 935 | 935 | 4250 | 4250 | 4132.8 | 3384.6 | 0.01 | 0.03 | 4.1308 | 0 | 0 | 0.87879 | 5.0837 | 1.6946
NYISO_A-F_2_NYISO_G-I | NYISO_A-F | NYISO_G-I | 2030 | B01 | 10 | 10 | 4250 | 4250 | 4249.36 | 4248.6 | 3161.51 | 3100.27 | 301.771 | 7.0627 | 2.3503 | 0.40247 | 7.0772 | 2.3591
NYISO_A-F_2_NYISO_G-I | NYISO_A-F | NYISO_G-I | 2030 | B02 | 25 | 25 | 4250 | 4250 | 4249.73 | 4249.41 | 2453.15 | 1904.53 | 75.3982 | 7.0627 | 2.3503 | 0.25139 | 7.0772 | 2.3591
NYISO_A-F_2_NYISO_G-I | NYISO_A-F | NYISO_G-I | 2030 | B03 | 75 | 75 | 4250 | 4250 | 4249.91 | 4249.79 | 1945.54 | 226.03 | 29.2833 | 7.0627 | 2.3503 | 0.29291 | 7.0772 | 2.3591
NYISO_A-F_2_NYISO_G-I | NYISO_A-F | NYISO_G-I | 2030 | B04 | 100 | 100 | 4250 | 4250 | 4249.93 | 4249.84 | 2459.79 | 188.32 | 28.6423 | 7.0627 | 2.3503 | 0.382 | 7.0772 | 2.3591
NYISO_A-F_2_NYISO_G-I | NYISO_A-F | NYISO_G-I | 2030 | B05 | 200 | 200 | 4250 | 4250 | 4249.96 | 4249.92 | 1852.13 | 1049.84 | 30.8976 | 7.0627 | 2.3503 | 0.82416 | 7.0772 | 2.3591
NYISO_A-F_2_NYISO_G-I | NYISO_A-F | NYISO_G-I | 2030 | B06 | 300 | 300 | 4250 | 4250 | 4249.98 | 4249.95 | 758.84 | 80.13 | 22.4224 | 7.0627 | 2.3503 | 0.89714 | 7.0772 | 2.3591
NYISO_A-F_2_NYISO_G-I | NYISO_A-F | NYISO_G-I | 2030 | B07 | 400 | 400 | 4250 | 4250 | 4249.97 | 4249.96 | 0.07 | 551.41 | 1.4007 | 5.5552 | 2.3503 | 0.074722 | 7.0772 | 2.3591
NYISO_A-F_2_NYISO_G-I | NYISO_A-F | NYISO_G-I | 2030 | B08 | 500 | 500 | 4250 | 4250 | 4249.98 | 4249.97 | 0.1 | 2019.4 | 1.6262 | 6.2674 | 2.3503 | 0.10844 | 7.0772 | 2.3591
NYISO_A-F_2_NYISO_G-I | NYISO_A-F | NYISO_G-I | 2030 | B09 | 800 | 800 | 4250 | 4250 | 4249.98 | 4249.98 | 0.02 | 3197.96 | 1.6499 | 3.4304 | 2.3503 | 0.17604 | 7.0772 | 2.3591
NYISO_A-F_2_NYISO_G-I | NYISO_A-F | NYISO_G-I | 2030 | B10 | 1262 | 1262 | 4250 | 3800.51 | 4249.16 | 4249.99 | 0.01 | 1059.13 | 0 | 0.02374 | 2.3503 | 0 | 7.0772 | 2.3591
NYISO_A-F_2_NYISO_G-I | NYISO_A-F | NYISO_G-I | 2030 | B11 | 25 | 25 | 4250 | 4250 | 4249.73 | 4249.41 | 1069.36 | 1396.73 | 12.9502 | 7.0627 | 2.3503 | 0.043179 | 7.0772 | 2.3591
NYISO_A-F_2_NYISO_G-I | NYISO_A-F | NYISO_G-I | 2030 | B12 | 200 | 200 | 4250 | 4250 | 4249.96 | 4249.92 | 150.78 | 1620.52 | 2.5995 | 7.0627 | 2.3503 | 0.069339 | 7.0772 | 2.3591
NYISO_A-F_2_NYISO_G-I | NYISO_A-F | NYISO_G-I | 2030 | B13 | 600 | 600 | 4250 | 4250 | 4249.99 | 4249.97 | 1671.32 | 2513.09 | 8.5345 | 7.0627 | 2.3503 | 0.68294 | 7.0772 | 2.3591
NYISO_A-F_2_NYISO_G-I | NYISO_A-F | NYISO_G-I | 2030 | B14 | 900 | 900 | 4250 | 4250 | 4249.99 | 4249.98 | 1529.47 | 2137.6 | 7.4188 | 7.0627 | 2.3503 | 0.89049 | 7.0772 | 2.3591
NYISO_A-F_2_NYISO_G-I | NYISO_A-F | NYISO_G-I | 2030 | B15 | 1203 | 1203 | 4250 | 4250 | 4249.99 | 4249.98 | 0.03 | 147.03 | 3.2405 | 5.9825 | 2.3503 | 0.51992 | 7.0772 | 2.3591
NYISO_A-F_2_NYISO_G-I | NYISO_A-F | NYISO_G-I | 2030 | B16 | 25 | 25 | 4250 | 4250 | 4249.73 | 4249.42 | 3149.02 | 3574.52 | 24.4878 | 7.0627 | 2.3503 | 0.081648 | 7.0772 | 2.3591
NYISO_A-F_2_NYISO_G-I | NYISO_A-F | NYISO_G-I | 2030 | B17 | 100 | 100 | 4250 | 4250 | 4249.93 | 4249.85 | 2629.02 | 3547.74 | 19.3718 | 7.0627 | 2.3503 | 0.25836 | 7.0772 | 2.3591
NYISO_A-F_2_NYISO_G-I | NYISO_A-F | NYISO_G-I | 2030 | B18 | 400 | 400 | 4250 | 4250 | 4249.98 | 4249.96 | 2694.84 | 3758.14 | 19.3718 | 7.0627 | 2.3503 | 1.0334 | 7.0772 | 2.3591
NYISO_A-F_2_NYISO_G-I | NYISO_A-F | NYISO_G-I | 2030 | B19 | 700 | 700 | 4250 | 4250 | 4249.99 | 4249.98 | 2092.34 | 3935.75 | 16.5468 | 7.0627 | 2.3503 | 1.5448 | 7.0772 | 2.3591
NYISO_A-F_2_NYISO_G-I | NYISO_A-F | NYISO_G-I | 2030 | B20 | 935 | 935 | 4250 | 4250 | 4249.99 | 4249.98 | 0.95 | 1828.56 | 7.2407 | 7.0033 | 2.3503 | 0.90291 | 7.0772 | 2.3591
NYISO_A-F_2_NYISO_G-I | NYISO_A-F | NYISO_G-I | 2035 | B01 | 10 | 10 | 4250 | 4250 | 4249.83 | 4249.59 | 265.31 | 34.53 | 166.9872 | 31.4436 | 10.3863 | 0.22271 | 31.4603 | 10.4868
NYISO_A-F_2_NYISO_G-I | NYISO_A-F | NYISO_G-I | 2035 | B02 | 25 | 25 | 4250 | 4250 | 4249.93 | 4249.83 | 1183.51 | 467.52 | 127.9823 | 31.4436 | 10.4693 | 0.42672 | 31.4603 | 10.4868
NYISO_A-F_2_NYISO_G-I | NYISO_A-F | NYISO_G-I | 2035 | B03 | 75 | 75 | 4250 | 4250 | 4249.97 | 4249.94 | 1.47 | 2.78 | 74.8997 | 30.957 | 10.2913 | 0.7492 | 31.4603 | 10.4868
NYISO_A-F_2_NYISO_G-I | NYISO_A-F | NYISO_G-I | 2035 | B04 | 100 | 100 | 4250 | 4250 | 4249.98 | 4249.96 | 1.17 | 3.96 | 47.9073 | 30.957 | 10.3863 | 0.63893 | 31.4603 | 10.4868
NYISO_A-F_2_NYISO_G-I | NYISO_A-F | NYISO_G-I | 2035 | B05 | 200 | 200 | 4250 | 4250 | 4249.99 | 4249.98 | 1033.4 | 1.77 | 46.471 | 31.4436 | 10.3863 | 1.2396 | 31.4603 | 10.4868
NYISO_A-F_2_NYISO_G-I | NYISO_A-F | NYISO_G-I | 2035 | B06 | 300 | 300 | 4250 | 4250 | 4249.99 | 4249.98 | 970.7 | 0.1 | 14.612 | 31.4436 | 8.9262 | 0.58463 | 31.4603 | 10.4868
NYISO_A-F_2_NYISO_G-I | NYISO_A-F | NYISO_G-I | 2035 | B07 | 400 | 400 | 4250 | 4250 | 4249.99 | 4249.99 | 0.06 | 354.34 | 8.7719 | 28.7966 | 10.4693 | 0.46796 | 31.4603 | 10.4868
NYISO_A-F_2_NYISO_G-I | NYISO_A-F | NYISO_G-I | 2035 | B08 | 500 | 500 | 4250 | 4250 | 4250 | 4249.99 | 0.04 | 2817.71 | 5.9825 | 28.7966 | 10.4693 | 0.39894 | 31.4603 | 10.4868
NYISO_A-F_2_NYISO_G-I | NYISO_A-F | NYISO_G-I | 2035 | B09 | 800 | 800 | 4250 | 4250 | 4250 | 4249.99 | 0.01 | 947.06 | 14.6476 | 21.8883 | 10.4693 | 1.5628 | 31.4603 | 10.4868
NYISO_A-F_2_NYISO_G-I | NYISO_A-F | NYISO_G-I | 2035 | B10 | 1262 | 0 | 4250 | 3953.8 | 4250 | 4250 | 0 | 72.99 | 0 | 15.7752 | 10.4693 | 0 | 31.4603 | 10.4868
NYISO_A-F_2_NYISO_G-I | NYISO_A-F | NYISO_G-I | 2035 | B11 | 25 | 25 | 4250 | 4250 | 4249.93 | 4249.83 | 1291.85 | 13.05 | 63.3858 | 31.4436 | 10.3863 | 0.21134 | 31.4603 | 10.4868
NYISO_A-F_2_NYISO_G-I | NYISO_A-F | NYISO_G-I | 2035 | B12 | 200 | 200 | 4250 | 4250 | 4249.99 | 4249.98 | 1218.47 | 1003.41 | 56.062 | 31.4436 | 10.4693 | 1.4954 | 31.4603 | 10.4868
NYISO_A-F_2_NYISO_G-I | NYISO_A-F | NYISO_G-I | 2035 | B13 | 600 | 600 | 4250 | 4250 | 4250 | 4249.99 | 833.23 | 793.85 | 56.062 | 31.4436 | 10.4693 | 4.4862 | 31.4603 | 10.4868
NYISO_A-F_2_NYISO_G-I | NYISO_A-F | NYISO_G-I | 2035 | B14 | 900 | 900 | 4250 | 4250 | 4250 | 4249.99 | 0.23 | 144.49 | 54.9818 | 31.1588 | 10.4693 | 6.5996 | 31.4603 | 10.4868
NYISO_A-F_2_NYISO_G-I | NYISO_A-F | NYISO_G-I | 2035 | B15 | 1203 | 1203 | 4250 | 4250 | 4250 | 4250 | 0.01 | 0.03 | 37.2718 | 27.9895 | 9.3061 | 5.98 | 31.4603 | 10.4868
NYISO_A-F_2_NYISO_G-I | NYISO_A-F | NYISO_G-I | 2035 | B16 | 25 | 25 | 4250 | 4250 | 4249.93 | 4249.83 | 1538.48 | 784.31 | 70.6028 | 31.4436 | 10.4693 | 0.23541 | 31.4603 | 10.4868
NYISO_A-F_2_NYISO_G-I | NYISO_A-F | NYISO_G-I | 2035 | B17 | 100 | 100 | 4250 | 4250 | 4249.98 | 4249.96 | 1558.6 | 795.2 | 68.0744 | 31.4436 | 10.4693 | 0.9079 | 31.4603 | 10.4868
NYISO_A-F_2_NYISO_G-I | NYISO_A-F | NYISO_G-I | 2035 | B18 | 400 | 400 | 4250 | 4250 | 4249.99 | 4249.99 | 1121.71 | 378.49 | 68.0744 | 31.4436 | 10.4693 | 3.6316 | 31.4603 | 10.4868
NYISO_A-F_2_NYISO_G-I | NYISO_A-F | NYISO_G-I | 2035 | B19 | 700 | 700 | 4250 | 4250 | 4250 | 4249.99 | 702.34 | 1.04 | 65.0239 | 31.4436 | 10.3863 | 6.0705 | 31.4603 | 10.4868
NYISO_A-F_2_NYISO_G-I | NYISO_A-F | NYISO_G-I | 2035 | B20 | 935 | 935 | 4250 | 4250 | 4250 | 4249.99 | 0.02 | 0.05 | 48.4177 | 27.9657 | 9.4367 | 6.0377 | 31.4603 | 10.4868
NYISO_A-F_2_NYISO_G-I | NYISO_A-F | NYISO_G-I | 2040 | B01 | 10 | 10 | 4250 | 4250 | 4249.8 | 4249.59 | 1.05 | 6.23 | 88.6214 | 36.4646 | 13.603 | 0.28961 | 42.9732 | 14.3244
NYISO_A-F_2_NYISO_G-I | NYISO_A-F | NYISO_G-I | 2040 | B02 | 25 | 25 | 4250 | 4250 | 4249.92 | 4249.83 | 0.44 | 3.45 | 18.4341 | 36.4646 | 13.6861 | 0.15061 | 42.9732 | 14.3244
NYISO_A-F_2_NYISO_G-I | NYISO_A-F | NYISO_G-I | 2040 | B03 | 75 | 75 | 4250 | 4250 | 4249.97 | 4249.94 | 0.15 | 0.69 | 43.6579 | 36.4646 | 13.3181 | 1.07 | 42.9732 | 14.3244
NYISO_A-F_2_NYISO_G-I | NYISO_A-F | NYISO_G-I | 2040 | B04 | 100 | 100 | 4250 | 4101.44 | 4249.98 | 4249.95 | 0.11 | 0.18 | 0 | 36.4409 | 10.4575 | 0 | 42.9732 | 14.3244
NYISO_A-F_2_NYISO_G-I | NYISO_A-F | NYISO_G-I | 2040 | B05 | 200 | 200 | 4250 | 4026.56 | 4249.98 | 4249.97 | 0.02 | 0.07 | 0 | 21.6509 | 9.3417 | 0 | 42.9732 | 14.3244
NYISO_A-F_2_NYISO_G-I | NYISO_A-F | NYISO_G-I | 2040 | B06 | 300 | 300 | 4250 | 3248.66 | 4249.96 | 4249.98 | 0.01 | 0.06 | 0 | 6.2199 | 10.1489 | 0 | 42.9732 | 14.3244
NYISO_A-F_2_NYISO_G-I | NYISO_A-F | NYISO_G-I | 2040 | B07 | 400 | 400 | 4250 | 3214.49 | 4249.99 | 4249.99 | 0.01 | 627.25 | 0 | 12.7246 | 14.3152 | 0 | 42.9732 | 14.3244
NYISO_A-F_2_NYISO_G-I | NYISO_A-F | NYISO_G-I | 2040 | B08 | 500 | 500 | 4250 | 3681.74 | 4249.99 | 4249.99 | 0.01 | 720.83 | 0 | 14.0066 | 14.3152 | 0 | 42.9732 | 14.3244
NYISO_A-F_2_NYISO_G-I | NYISO_A-F | NYISO_G-I | 2040 | B09 | 800 | 800 | 4250 | 4109.37 | 4250 | 4249.99 | 0.01 | 1005.5 | 0 | 36.4765 | 14.3152 | 0 | 42.9732 | 14.3244
NYISO_A-F_2_NYISO_G-I | NYISO_A-F | NYISO_G-I | 2040 | B10 | 1262 | 0 | 4250 | 2894.97 | 4226.04 | 3066.5 | 0 | 0 | 0 | 0 | 0 | 0 | 42.9732 | 14.3244
NYISO_A-F_2_NYISO_G-I | NYISO_A-F | NYISO_G-I | 2040 | B11 | 25 | 25 | 4250 | 4250 | 4249.92 | 4249.83 | 0.44 | 2.19 | 61.9495 | 36.4646 | 13.3537 | 0.50612 | 42.9732 | 14.3244
NYISO_A-F_2_NYISO_G-I | NYISO_A-F | NYISO_G-I | 2040 | B12 | 200 | 200 | 4250 | 4250 | 4249.99 | 4249.98 | 0.06 | 0.42 | 29.8649 | 36.4765 | 13.6861 | 1.952 | 42.9732 | 14.3244
NYISO_A-F_2_NYISO_G-I | NYISO_A-F | NYISO_G-I | 2040 | B13 | 600 | 600 | 4250 | 4250 | 4250 | 4249.99 | 0.02 | 0.16 | 59.1482 | 36.4765 | 13.6861 | 11.5977 | 42.9732 | 14.3244
NYISO_A-F_2_NYISO_G-I | NYISO_A-F | NYISO_G-I | 2040 | B14 | 900 | 900 | 4250 | 4250 | 4250 | 4249.99 | 0.01 | 0.11 | 59.1482 | 36.4765 | 13.6861 | 17.3965 | 42.9732 | 14.3244
NYISO_A-F_2_NYISO_G-I | NYISO_A-F | NYISO_G-I | 2040 | B15 | 1203 | 0 | 4250 | 2988.03 | 4249.99 | 4249.99 | 0 | 0.01 | 0 | 5.2465 | 4.2613 | 0 | 42.9732 | 14.3244
NYISO_A-F_2_NYISO_G-I | NYISO_A-F | NYISO_G-I | 2040 | B16 | 25 | 25 | 4250 | 4250 | 4249.92 | 4249.83 | 0.44 | 3.24 | 62.8635 | 36.4646 | 13.6861 | 0.51359 | 42.9732 | 14.3244
NYISO_A-F_2_NYISO_G-I | NYISO_A-F | NYISO_G-I | 2040 | B17 | 100 | 100 | 4250 | 4250 | 4249.98 | 4249.96 | 0.12 | 0.91 | 62.2107 | 36.4765 | 13.6861 | 2.033 | 42.9732 | 14.3244
NYISO_A-F_2_NYISO_G-I | NYISO_A-F | NYISO_G-I | 2040 | B18 | 400 | 400 | 4250 | 4250 | 4249.99 | 4249.99 | 0.03 | 0.27 | 59.2669 | 36.4765 | 13.6861 | 7.7473 | 42.9732 | 14.3244
NYISO_A-F_2_NYISO_G-I | NYISO_A-F | NYISO_G-I | 2040 | B19 | 700 | 700 | 4250 | 4250 | 4250 | 4249.99 | 0.02 | 0.19 | 61.3798 | 36.4765 | 13.6861 | 14.0411 | 42.9732 | 14.3244
NYISO_A-F_2_NYISO_G-I | NYISO_A-F | NYISO_G-I | 2040 | B20 | 935 | 0 | 4250 | 2888.06 | 4249.99 | 4249.99 | 0 | 0.02 | 0 | 6.8371 | 6.4929 | 0 | 42.9732 | 14.3244
NYISO_A-F_2_NYISO_G-I | NYISO_A-F | NYISO_G-I | 2045 | B01 | 10 | 10 | 4250 | 4249.99 | 4249.5 | 4248.93 | 0.37 | 0.85 | 6.0418 | 18.2323 | 6.0537 | 0.079498 | 46.3538 | 15.4513
NYISO_A-F_2_NYISO_G-I | NYISO_A-F | NYISO_G-I | 2045 | B02 | 25 | 25 | 4250 | 2948.46 | 4249.82 | 4249.62 | 0.16 | 0.39 | 0 | 21.5797 | 7.2051 | 0 | 46.3538 | 15.4513
NYISO_A-F_2_NYISO_G-I | NYISO_A-F | NYISO_G-I | 2045 | B03 | 75 | 75 | 4250 | 2628.74 | 4249.85 | 4249.68 | 0.04 | 0.09 | 0 | 8.3921 | 2.7895 | 0 | 46.3538 | 15.4513
NYISO_A-F_2_NYISO_G-I | NYISO_A-F | NYISO_G-I | 2045 | B04 | 100 | 100 | 4250 | 2911.64 | 4249.92 | 4249.86 | 0.03 | 0.08 | 0 | 13.1876 | 5.0329 | 0 | 46.3538 | 15.4513
NYISO_A-F_2_NYISO_G-I | NYISO_A-F | NYISO_G-I | 2045 | B05 | 200 | 200 | 4250 | 3009.94 | 4249.96 | 4249.87 | 0.02 | 0.03 | 0 | 13.3181 | 2.7895 | 0 | 46.3538 | 15.4513
NYISO_A-F_2_NYISO_G-I | NYISO_A-F | NYISO_G-I | 2045 | B06 | 300 | 300 | 4250 | 3805.8 | 4249.98 | 4249.95 | 0.01 | 0.03 | 0 | 18.2204 | 6.0656 | 0 | 46.3538 | 15.4513
NYISO_A-F_2_NYISO_G-I | NYISO_A-F | NYISO_G-I | 2045 | B07 | 400 | 400 | 4250 | 2241.42 | 4249.97 | 4249.98 | 0.01 | 0.03 | 0 | 9.4129 | 9.6978 | 0 | 46.3538 | 15.4513
NYISO_A-F_2_NYISO_G-I | NYISO_A-F | NYISO_G-I | 2045 | B08 | 500 | 500 | 4250 | 2981.04 | 4249.97 | 4249.99 | 0.01 | 0.04 | 0 | 7.2288 | 12.0718 | 0 | 46.3538 | 15.4513
NYISO_A-F_2_NYISO_G-I | NYISO_A-F | NYISO_G-I | 2045 | B09 | 800 | 0 | 4250 | 3924.6 | 4249.99 | 4249.98 | 0 | 0.01 | 0 | 12.2261 | 6.0656 | 0 | 46.3538 | 15.4513
NYISO_A-F_2_NYISO_G-I | NYISO_A-F | NYISO_G-I | 2045 | B10 | 1262 | 0 | 4250 | 1645.84 | 3309.19 | 4114.23 | 0 | 0 | 0 | 0 | 0 | 0 | 46.3538 | 15.4513
NYISO_A-F_2_NYISO_G-I | NYISO_A-F | NYISO_G-I | 2045 | B11 | 25 | 25 | 4250 | 4250 | 4249.56 | 4249.18 | 0.12 | 0.27 | 107.7203 | 8.3921 | 2.8013 | 3.5434 | 46.3538 | 15.4513
NYISO_A-F_2_NYISO_G-I | NYISO_A-F | NYISO_G-I | 2045 | B12 | 200 | 200 | 4250 | 4250 | 4249.96 | 4249.92 | 0.02 | 0.04 | 97.1441 | 8.5108 | 3.7865 | 25.5642 | 46.3538 | 15.4513
NYISO_A-F_2_NYISO_G-I | NYISO_A-F | NYISO_G-I | 2045 | B13 | 600 | 600 | 4250 | 4129.39 | 4249.99 | 4249.98 | 0.01 | 0.02 | 0 | 21.6271 | 7.2051 | 0 | 46.3538 | 15.4513
NYISO_A-F_2_NYISO_G-I | NYISO_A-F | NYISO_G-I | 2045 | B14 | 900 | 0 | 4250 | 3971.22 | 4249.99 | 4249.99 | 0 | 0.01 | 0 | 16.9266 | 6.0656 | 0 | 46.3538 | 15.4513
NYISO_A-F_2_NYISO_G-I | NYISO_A-F | NYISO_G-I | 2045 | B15 | 1203 | 0 | 4250 | 2024.27 | 3867.21 | 4076.8 | 0 | 0 | 0 | 0 | 0 | 0 | 46.3538 | 15.4513
NYISO_A-F_2_NYISO_G-I | NYISO_A-F | NYISO_G-I | 2045 | B16 | 25 | 25 | 4250 | 4250 | 4249.58 | 4249.47 | 0.12 | 0.32 | 124.8368 | 8.3921 | 5.0091 | 4.1065 | 46.3538 | 15.4513
NYISO_A-F_2_NYISO_G-I | NYISO_A-F | NYISO_G-I | 2045 | B17 | 100 | 100 | 4250 | 4250 | 4249.9 | 4249.89 | 0.03 | 0.09 | 122.2491 | 8.404 | 6.2911 | 16.0854 | 46.3538 | 15.4513
NYISO_A-F_2_NYISO_G-I | NYISO_A-F | NYISO_G-I | 2045 | B18 | 400 | 400 | 4250 | 4250 | 4249.99 | 4249.97 | 0.01 | 0.03 | 23.6094 | 21.6271 | 7.2051 | 12.426 | 46.3538 | 15.4513
NYISO_A-F_2_NYISO_G-I | NYISO_A-F | NYISO_G-I | 2045 | B19 | 700 | 700 | 4250 | 4079.52 | 4249.99 | 4249.98 | 0.01 | 0.01 | 0 | 21.6271 | 7.2051 | 0 | 46.3538 | 15.4513
NYISO_A-F_2_NYISO_G-I | NYISO_A-F | NYISO_G-I | 2045 | B20 | 935 | 0 | 4250 | 1783.05 | 3410.83 | 4249.83 | 0 | 0.01 | 0 | 0 | 0.30862 | 0 | 46.3538 | 15.4513
NYISO_A-F_2_NYISO_G-I | NYISO_A-F | NYISO_G-I | 2050 | B01 | 10 | 10 | 4250 | 4250 | 4249.79 | 4249.71 | 0.18 | 0.71 | 5.9825 | 19.7754 | 10.588 | 1.7093 | 44.9169 | 14.9723
NYISO_A-F_2_NYISO_G-I | NYISO_A-F | NYISO_G-I | 2050 | B02 | 25 | 25 | 4250 | 2271.1 | 4249.91 | 4249.88 | 0.07 | 0.29 | 0 | 19.7754 | 10.588 | 0 | 44.9169 | 14.9723
NYISO_A-F_2_NYISO_G-I | NYISO_A-F | NYISO_G-I | 2050 | B03 | 75 | 75 | 4250 | 2531.88 | 4249.14 | 4249.96 | 0.02 | 0.1 | 0 | 0.43919 | 10.5762 | 0 | 44.9169 | 14.9723
NYISO_A-F_2_NYISO_G-I | NYISO_A-F | NYISO_G-I | 2050 | B04 | 100 | 100 | 4250 | 2136.98 | 4164.44 | 4064.88 | 0.01 | 0.03 | 0 | 0 | 0 | 0 | 44.9169 | 14.9723
NYISO_A-F_2_NYISO_G-I | NYISO_A-F | NYISO_G-I | 2050 | B05 | 200 | 200 | 4250 | 2876.64 | 4249.08 | 3839.93 | 0.01 | 0.01 | 0 | 0.20179 | 0 | 0 | 44.9169 | 14.9723
NYISO_A-F_2_NYISO_G-I | NYISO_A-F | NYISO_G-I | 2050 | B06 | 300 | 0 | 4250 | 2536.15 | 4249.98 | 4249.98 | 0 | 0.01 | 0 | 6.7896 | 5.9469 | 0 | 44.9169 | 14.9723
NYISO_A-F_2_NYISO_G-I | NYISO_A-F | NYISO_G-I | 2050 | B07 | 400 | 0 | 4250 | 2791.66 | 4249.99 | 4249.99 | 0 | 0.01 | 0 | 8.9381 | 7.4188 | 0 | 44.9169 | 14.9723
NYISO_A-F_2_NYISO_G-I | NYISO_A-F | NYISO_G-I | 2050 | B08 | 500 | 0 | 4250 | 3283.48 | 4249.99 | 4249.99 | 0 | 0.02 | 0 | 12.9739 | 10.588 | 0 | 44.9169 | 14.9723
NYISO_A-F_2_NYISO_G-I | NYISO_A-F | NYISO_G-I | 2050 | B09 | 800 | 0 | 4250 | 2382.91 | 4250 | 4250 | 0 | 0.01 | 0 | 12.9858 | 10.4931 | 0 | 44.9169 | 14.9723
NYISO_A-F_2_NYISO_G-I | NYISO_A-F | NYISO_G-I | 2050 | B10 | 1262 | 0 | 4250 | 1193.7 | 3355.59 | 3974.61 | 0 | 0 | 0 | 0 | 0 | 0 | 44.9169 | 14.9723
NYISO_A-F_2_NYISO_G-I | NYISO_A-F | NYISO_G-I | 2050 | B11 | 25 | 25 | 4250 | 3147.25 | 4249.61 | 4249.59 | 0.05 | 0.12 | 0 | 4.2257 | 2.9438 | 0 | 44.9169 | 14.9723
NYISO_A-F_2_NYISO_G-I | NYISO_A-F | NYISO_G-I | 2050 | B12 | 200 | 200 | 4250 | 3107.68 | 4249.97 | 4249.93 | 0.01 | 0.01 | 0 | 6.5166 | 2.2553 | 0 | 44.9169 | 14.9723
NYISO_A-F_2_NYISO_G-I | NYISO_A-F | NYISO_G-I | 2050 | B13 | 600 | 0 | 4250 | 3080.52 | 4249.99 | 4249.98 | 0 | 0.01 | 0 | 6.7896 | 2.5995 | 0 | 44.9169 | 14.9723
NYISO_A-F_2_NYISO_G-I | NYISO_A-F | NYISO_G-I | 2050 | B14 | 900 | 0 | 4250 | 2729.33 | 4249.98 | 4249.99 | 0 | 0 | 0 | 2.6589 | 2.3977 | 0 | 44.9169 | 14.9723
NYISO_A-F_2_NYISO_G-I | NYISO_A-F | NYISO_G-I | 2050 | B15 | 1203 | 0 | 4250 | 860.37 | 3184.01 | 3998.25 | 0 | 0 | 0 | 0 | 0 | 0 | 44.9169 | 14.9723
NYISO_A-F_2_NYISO_G-I | NYISO_A-F | NYISO_G-I | 2050 | B16 | 25 | 25 | 4250 | 4250 | 4249.87 | 4249.85 | 0.06 | 0.2 | 81.4519 | 12.7721 | 8.2615 | 58.18 | 44.9169 | 14.9723
NYISO_A-F_2_NYISO_G-I | NYISO_A-F | NYISO_G-I | 2050 | B17 | 100 | 100 | 4250 | 4124.34 | 4249.97 | 4249.97 | 0.02 | 0.07 | 0 | 12.784 | 10.5762 | 0 | 44.9169 | 14.9723
NYISO_A-F_2_NYISO_G-I | NYISO_A-F | NYISO_G-I | 2050 | B18 | 400 | 0 | 4250 | 4062.58 | 4249.99 | 4249.99 | 0 | 0.02 | 0 | 15.7515 | 10.588 | 0 | 44.9169 | 14.9723
NYISO_A-F_2_NYISO_G-I | NYISO_A-F | NYISO_G-I | 2050 | B19 | 700 | 0 | 4250 | 3877.03 | 4249.99 | 4249.99 | 0 | 0.01 | 0 | 9.7927 | 8.2497 | 0 | 44.9169 | 14.9723
NYISO_A-F_2_NYISO_G-I | NYISO_A-F | NYISO_G-I | 2050 | B20 | 935 | 0 | 4250 | 1822.72 | 4249.98 | 4249.99 | 0 | 0 | 0 | 2.9912 | 2.9912 | 0 | 44.9169 | 14.9723
NYISO_A-F_2_PJM_ROM | NYISO_A-F | PJM_ROM | 2015 | B01 | 10 | 10 | 1000 | 1000 | 661.33 | 75.02 | 0.49 | 0.77 | 3.5373 | 0 | 0 | 0.041131 | 4.1791 | 1.393
NYISO_A-F_2_PJM_ROM | NYISO_A-F | PJM_ROM | 2015 | B02 | 25 | 25 | 1000 | 1000 | 999.29 | 896.61 | 0.3 | 0.43 | 4.3682 | 1.4007 | 0 | 0.12698 | 4.1791 | 1.393
NYISO_A-F_2_PJM_ROM | NYISO_A-F | PJM_ROM | 2015 | B03 | 75 | 75 | 1000 | 1000 | 999.86 | 999.7 | 0.15 | 0.32 | 5.5196 | 2.2078 | 0.74781 | 0.48136 | 4.1791 | 1.393
NYISO_A-F_2_PJM_ROM | NYISO_A-F | PJM_ROM | 2015 | B04 | 100 | 100 | 1000 | 1000 | 999.9 | 999.78 | 0.11 | 0.24 | 13.5318 | 2.2078 | 0.74781 | 1.5735 | 4.1791 | 1.393
NYISO_A-F_2_PJM_ROM | NYISO_A-F | PJM_ROM | 2015 | B05 | 200 | 200 | 1000 | 1000 | 999.92 | 999.81 | 0.04 | 0.09 | 10.9679 | 1.4838 | 0.49854 | 2.5507 | 4.1791 | 1.393
NYISO_A-F_2_PJM_ROM | NYISO_A-F | PJM_ROM | 2015 | B06 | 300 | 300 | 1000 | 1000 | 999.85 | 999.84 | 0.02 | 0.06 | 0.67659 | 0.73594 | 0.4748 | 0.23602 | 4.1791 | 1.393
NYISO_A-F_2_PJM_ROM | NYISO_A-F | PJM_ROM | 2015 | B07 | 400 | 400 | 1000 | 0 | 0.02 | 0.01 | 0.01 | 0.01 | 0 | 0 | 0 | 0 | 4.1791 | 1.393
NYISO_A-F_2_PJM_ROM | NYISO_A-F | PJM_ROM | 2015 | B08 | 500 | 500 | 1000 | 0 | 0.01 | 0.01 | 0.01 | 0.01 | 0 | 0 | 0 | 0 | 4.1791 | 1.393
NYISO_A-F_2_PJM_ROM | NYISO_A-F | PJM_ROM | 2015 | B09 | 800 | 0 | 1000 | 0 | 0 | 0 | 0 | 0 | 0 | 0 | 0 | 0 | 4.1791 | 1.393
NYISO_A-F_2_PJM_ROM | NYISO_A-F | PJM_ROM | 2015 | B10 | 1262 | 0 | 1000 | 0 | 0 | 0 | 0 | 0 | 0 | 0 | 0 | 0 | 4.1791 | 1.393
NYISO_A-F_2_PJM_ROM | NYISO_A-F | PJM_ROM | 2015 | B11 | 25 | 25 | 1000 | 1000 | 999.47 | 999.18 | 0.34 | 0.93 | 7.2526 | 1.5075 | 0.74781 | 0.21083 | 4.1791 | 1.393
NYISO_A-F_2_PJM_ROM | NYISO_A-F | PJM_ROM | 2015 | B12 | 200 | 200 | 1000 | 0.01 | 0.04 | 0.04 | 0.02 | 0.02 | 0 | 0 | 0 | 0 | 4.1791 | 1.393
NYISO_A-F_2_PJM_ROM | NYISO_A-F | PJM_ROM | 2015 | B13 | 600 | 0 | 1000 | 0 | 0.01 | 0.01 | 0 | 0 | 0 | 0 | 0 | 0 | 4.1791 | 1.393
NYISO_A-F_2_PJM_ROM | NYISO_A-F | PJM_ROM | 2015 | B14 | 900 | 0 | 1000 | 0 | 0 | 0 | 0 | 0 | 0 | 0 | 0 | 0 | 4.1791 | 1.393
NYISO_A-F_2_PJM_ROM | NYISO_A-F | PJM_ROM | 2015 | B15 | 1203 | 0 | 1000 | 0 | 0 | 0 | 0 | 0 | 0 | 0 | 0 | 0 | 4.1791 | 1.393
NYISO_A-F_2_PJM_ROM | NYISO_A-F | PJM_ROM | 2015 | B16 | 25 | 25 | 1000 | 1000 | 999.6 | 999.12 | 0.43 | 0.87 | 9.8165 | 2.196 | 0.73594 | 0.28536 | 4.1791 | 1.393
NYISO_A-F_2_PJM_ROM | NYISO_A-F | PJM_ROM | 2015 | B17 | 100 | 100 | 1000 | 1000 | 0.08 | 0.03 | 0.04 | 0.03 | 0.56976 | 0 | 0 | 0.066251 | 4.1791 | 1.393
NYISO_A-F_2_PJM_ROM | NYISO_A-F | PJM_ROM | 2015 | B18 | 400 | 400 | 1000 | 0 | 0.01 | 0.01 | 0.01 | 0.01 | 0 | 0 | 0 | 0 | 4.1791 | 1.393
NYISO_A-F_2_PJM_ROM | NYISO_A-F | PJM_ROM | 2015 | B19 | 700 | 0 | 1000 | 0 | 0 | 0 | 0 | 0 | 0 | 0 | 0 | 0 | 4.1791 | 1.393
NYISO_A-F_2_PJM_ROM | NYISO_A-F | PJM_ROM | 2015 | B20 | 935 | 0 | 1000 | 0 | 0 | 0 | 0 | 0 | 0 | 0 | 0 | 0 | 4.1791 | 1.393
NYISO_A-F_2_PJM_ROM | NYISO_A-F | PJM_ROM | 2020 | B01 | 10 | 10 | 1000 | 1000 | 2.45 | 0.73 | 0.31 | 0.39 | 15.526 | 0 | 0 | 0.18053 | 7.7566 | 2.5855
NYISO_A-F_2_PJM_ROM | NYISO_A-F | PJM_ROM | 2020 | B02 | 25 | 25 | 1000 | 1000 | 998.85 | 554.99 | 0.17 | 0.31 | 12.6416 | 1.4838 | 0 | 0.36749 | 7.7566 | 2.5855
NYISO_A-F_2_PJM_ROM | NYISO_A-F | PJM_ROM | 2020 | B03 | 75 | 75 | 1000 | 1000 | 999.9 | 999.79 | 0.1 | 0.22 | 15.6328 | 3.8934 | 1.3176 | 1.3633 | 7.7566 | 2.5855
NYISO_A-F_2_PJM_ROM | NYISO_A-F | PJM_ROM | 2020 | B04 | 100 | 100 | 1000 | 1000 | 999.93 | 999.84 | 0.08 | 0.17 | 21.2948 | 3.8934 | 1.3176 | 2.4761 | 7.7566 | 2.5855
NYISO_A-F_2_PJM_ROM | NYISO_A-F | PJM_ROM | 2020 | B05 | 200 | 200 | 1000 | 1000 | 999.96 | 999.91 | 0.04 | 0.08 | 13.4725 | 3.8934 | 1.282 | 3.1331 | 7.7566 | 2.5855
NYISO_A-F_2_PJM_ROM | NYISO_A-F | PJM_ROM | 2020 | B06 | 300 | 300 | 1000 | 1000 | 999.97 | 999.94 | 0.03 | 0.06 | 5.6026 | 3.8934 | 1.3176 | 1.9544 | 7.7566 | 2.5855
NYISO_A-F_2_PJM_ROM | NYISO_A-F | PJM_ROM | 2020 | B07 | 400 | 400 | 1000 | 0 | 0.05 | 0.13 | 0.01 | 0.02 | 0 | 0 | 0 | 0 | 7.7566 | 2.5855
NYISO_A-F_2_PJM_ROM | NYISO_A-F | PJM_ROM | 2020 | B08 | 500 | 500 | 1000 | 0 | 0.01 | 0.01 | 0.01 | 0.01 | 0 | 0 | 0 | 0 | 7.7566 | 2.5855
NYISO_A-F_2_PJM_ROM | NYISO_A-F | PJM_ROM | 2020 | B09 | 800 | 0 | 1000 | 0 | 0.01 | 0 | 0 | 0 | 0 | 0 | 0 | 0 | 7.7566 | 2.5855
NYISO_A-F_2_PJM_ROM | NYISO_A-F | PJM_ROM | 2020 | B10 | 1262 | 0 | 1000 | 0 | 0 | 0 | 0 | 0 | 0 | 0 | 0 | 0 | 7.7566 | 2.5855
NYISO_A-F_2_PJM_ROM | NYISO_A-F | PJM_ROM | 2020 | B11 | 25 | 25 | 1000 | 1000 | 999.71 | 999.38 | 0.29 | 0.61 | 6.5879 | 3.8103 | 1.3176 | 0.19151 | 7.7566 | 2.5855
NYISO_A-F_2_PJM_ROM | NYISO_A-F | PJM_ROM | 2020 | B12 | 200 | 200 | 1000 | 0 | 0.18 | 0.05 | 0.02 | 0.02 | 0 | 0 | 0 | 0 | 7.7566 | 2.5855
NYISO_A-F_2_PJM_ROM | NYISO_A-F | PJM_ROM | 2020 | B13 | 600 | 0 | 1000 | 0 | 0.02 | 0.01 | 0 | 0.01 | 0 | 0 | 0 | 0 | 7.7566 | 2.5855
NYISO_A-F_2_PJM_ROM | NYISO_A-F | PJM_ROM | 2020 | B14 | 900 | 0 | 1000 | 0 | 0.01 | 0 | 0 | 0 | 0 | 0 | 0 | 0 | 7.7566 | 2.5855
NYISO_A-F_2_PJM_ROM | NYISO_A-F | PJM_ROM | 2020 | B15 | 1203 | 0 | 1000 | 0 | 0 | 0 | 0 | 0 | 0 | 0 | 0 | 0 | 7.7566 | 2.5855
NYISO_A-F_2_PJM_ROM | NYISO_A-F | PJM_ROM | 2020 | B16 | 25 | 25 | 1000 | 1000 | 987.16 | 0.24 | 0.18 | 0.16 | 13.0333 | 0.04748 | 0 | 0.37887 | 7.7566 | 2.5855
NYISO_A-F_2_PJM_ROM | NYISO_A-F | PJM_ROM | 2020 | B17 | 100 | 100 | 1000 | 1000 | 0.23 | 0.03 | 0.03 | 0.03 | 2.552 | 0 | 0 | 0.29675 | 7.7566 | 2.5855
NYISO_A-F_2_PJM_ROM | NYISO_A-F | PJM_ROM | 2020 | B18 | 400 | 400 | 1000 | 0 | 0.02 | 0.01 | 0.01 | 0.01 | 0 | 0 | 0 | 0 | 7.7566 | 2.5855
NYISO_A-F_2_PJM_ROM | NYISO_A-F | PJM_ROM | 2020 | B19 | 700 | 0 | 1000 | 0 | 0.01 | 0 | 0 | 0 | 0 | 0 | 0 | 0 | 7.7566 | 2.5855
NYISO_A-F_2_PJM_ROM | NYISO_A-F | PJM_ROM | 2020 | B20 | 935 | 0 | 1000 | 0 | 0 | 0 | 0 | 0 | 0 | 0 | 0 | 0 | 7.7566 | 2.5855
NYISO_A-F_2_PJM_ROM | NYISO_A-F | PJM_ROM | 2025 | B01 | 10 | 10 | 1000 | 1000 | 999.06 | 997.9 | 0.82 | 1.64 | 56.0858 | 5.021 | 1.6974 | 0.38415 | 8.597 | 2.8657
NYISO_A-F_2_PJM_ROM | NYISO_A-F | PJM_ROM | 2025 | B02 | 25 | 25 | 1000 | 1000 | 999.66 | 999.25 | 0.38 | 0.77 | 45.6164 | 5.0922 | 1.7093 | 0.7811 | 8.597 | 2.8657
NYISO_A-F_2_PJM_ROM | NYISO_A-F | PJM_ROM | 2025 | B03 | 75 | 75 | 1000 | 1000 | 999.91 | 999.8 | 0.15 | 0.33 | 16.0008 | 5.294 | 1.7805 | 0.82196 | 8.597 | 2.8657
NYISO_A-F_2_PJM_ROM | NYISO_A-F | PJM_ROM | 2025 | B04 | 100 | 100 | 1000 | 1000 | 999.93 | 999.85 | 0.12 | 0.26 | 27.1823 | 5.294 | 1.7805 | 1.8618 | 8.597 | 2.8657
NYISO_A-F_2_PJM_ROM | NYISO_A-F | PJM_ROM | 2025 | B05 | 200 | 200 | 1000 | 1000 | 999.96 | 999.91 | 0.06 | 0.12 | 21.188 | 5.2822 | 1.7093 | 2.9025 | 8.597 | 2.8657
NYISO_A-F_2_PJM_ROM | NYISO_A-F | PJM_ROM | 2025 | B06 | 300 | 300 | 1000 | 1000 | 999.97 | 999.93 | 0.03 | 0.06 | 11.2409 | 3.5491 | 1.1989 | 2.3098 | 8.597 | 2.8657
NYISO_A-F_2_PJM_ROM | NYISO_A-F | PJM_ROM | 2025 | B07 | 400 | 400 | 1000 | 1000 | 999.97 | 999.84 | 0.02 | 0.03 | 5.0329 | 3.5491 | 0.36797 | 1.3789 | 8.597 | 2.8657
NYISO_A-F_2_PJM_ROM | NYISO_A-F | PJM_ROM | 2025 | B08 | 500 | 500 | 1000 | 0 | 679.83 | 0.02 | 0.01 | 0.01 | 0 | 0 | 0 | 0 | 8.597 | 2.8657
NYISO_A-F_2_PJM_ROM | NYISO_A-F | PJM_ROM | 2025 | B09 | 800 | 0 | 1000 | 0 | 0.03 | 0.01 | 0 | 0.01 | 0 | 0 | 0 | 0 | 8.597 | 2.8657
NYISO_A-F_2_PJM_ROM | NYISO_A-F | PJM_ROM | 2025 | B10 | 1262 | 0 | 1000 | 0 | 0 | 0 | 0 | 0 | 0 | 0 | 0 | 0 | 8.597 | 2.8657
NYISO_A-F_2_PJM_ROM | NYISO_A-F | PJM_ROM | 2025 | B11 | 25 | 25 | 1000 | 1000 | 999.63 | 840.53 | 0.31 | 0.34 | 7.49 | 3.561 | 0 | 0.12825 | 8.597 | 2.8657
NYISO_A-F_2_PJM_ROM | NYISO_A-F | PJM_ROM | 2025 | B12 | 200 | 200 | 1000 | 1000 | 0.46 | 0.03 | 0.02 | 0.02 | 1.6974 | 0 | 0 | 0.23252 | 8.597 | 2.8657
NYISO_A-F_2_PJM_ROM | NYISO_A-F | PJM_ROM | 2025 | B13 | 600 | 600 | 1000 | 0 | 0.03 | 0.01 | 0.01 | 0.01 | 0 | 0 | 0 | 0 | 8.597 | 2.8657
NYISO_A-F_2_PJM_ROM | NYISO_A-F | PJM_ROM | 2025 | B14 | 900 | 0 | 1000 | 0 | 0.01 | 0.01 | 0 | 0 | 0 | 0 | 0 | 0 | 8.597 | 2.8657
NYISO_A-F_2_PJM_ROM | NYISO_A-F | PJM_ROM | 2025 | B15 | 1203 | 0 | 1000 | 0 | 0 | 0 | 0 | 0 | 0 | 0 | 0 | 0 | 8.597 | 2.8657
NYISO_A-F_2_PJM_ROM | NYISO_A-F | PJM_ROM | 2025 | B16 | 25 | 25 | 1000 | 1000 | 906.77 | 0.34 | 0.18 | 0.19 | 16.0957 | 0.01187 | 0 | 0.27561 | 8.597 | 2.8657
NYISO_A-F_2_PJM_ROM | NYISO_A-F | PJM_ROM | 2025 | B17 | 100 | 100 | 1000 | 1000 | 725.51 | 0.06 | 0.05 | 0.04 | 5.6383 | 0 | 0 | 0.38618 | 8.597 | 2.8657
NYISO_A-F_2_PJM_ROM | NYISO_A-F | PJM_ROM | 2025 | B18 | 400 | 400 | 1000 | 328.45 | 196.12 | 0.01 | 0.01 | 0.01 | 0 | 0 | 0 | 0 | 8.597 | 2.8657
NYISO_A-F_2_PJM_ROM | NYISO_A-F | PJM_ROM | 2025 | B19 | 700 | 0 | 1000 | 0 | 0.01 | 0.01 | 0 | 0 | 0 | 0 | 0 | 0 | 8.597 | 2.8657
NYISO_A-F_2_PJM_ROM | NYISO_A-F | PJM_ROM | 2025 | B20 | 935 | 0 | 1000 | 0 | 0 | 0 | 0 | 0 | 0 | 0 | 0 | 0 | 8.597 | 2.8657
NYISO_A-F_2_PJM_ROM | NYISO_A-F | PJM_ROM | 2030 | B01 | 10 | 10 | 1000 | 1000 | 999.4 | 998.67 | 1206.13 | 395.73 | 287.7881 | 7.3357 | 2.4452 | 0.83176 | 7.3312 | 2.4437
NYISO_A-F_2_PJM_ROM | NYISO_A-F | PJM_ROM | 2030 | B02 | 25 | 25 | 1000 | 1000 | 999.73 | 999.4 | 18.2 | 12.17 | 75.3982 | 7.2763 | 2.374 | 0.54478 | 7.3312 | 2.4437
NYISO_A-F_2_PJM_ROM | NYISO_A-F | PJM_ROM | 2030 | B03 | 75 | 75 | 1000 | 1000 | 999.91 | 999.81 | 13.31 | 1194.22 | 29.307 | 7.2882 | 2.4452 | 0.63527 | 7.3312 | 2.4437
NYISO_A-F_2_PJM_ROM | NYISO_A-F | PJM_ROM | 2030 | B04 | 100 | 100 | 1000 | 1000 | 999.94 | 999.86 | 167.82 | 2661.99 | 43.7766 | 7.3357 | 2.4452 | 1.2652 | 7.3312 | 2.4437
NYISO_A-F_2_PJM_ROM | NYISO_A-F | PJM_ROM | 2030 | B05 | 200 | 200 | 1000 | 1000 | 999.97 | 999.92 | 5.22 | 749.36 | 31.1944 | 7.2882 | 2.4452 | 1.8031 | 7.3312 | 2.4437
NYISO_A-F_2_PJM_ROM | NYISO_A-F | PJM_ROM | 2030 | B06 | 300 | 300 | 1000 | 1000 | 999.98 | 999.95 | 2.9 | 2007.18 | 8.4514 | 7.2882 | 2.4452 | 0.73278 | 7.3312 | 2.4437
NYISO_A-F_2_PJM_ROM | NYISO_A-F | PJM_ROM | 2030 | B07 | 400 | 400 | 1000 | 450.3 | 999.98 | 939.7 | 0.07 | 0.07 | 0 | 5.7807 | 0 | 0 | 7.3312 | 2.4437
NYISO_A-F_2_PJM_ROM | NYISO_A-F | PJM_ROM | 2030 | B08 | 500 | 500 | 1000 | 394.95 | 999.93 | 0.04 | 0.02 | 0.02 | 0 | 1.8992 | 0 | 0 | 7.3312 | 2.4437
NYISO_A-F_2_PJM_ROM | NYISO_A-F | PJM_ROM | 2030 | B09 | 800 | 800 | 1000 | 0 | 0.03 | 0.01 | 0.01 | 0.01 | 0 | 0 | 0 | 0 | 7.3312 | 2.4437
NYISO_A-F_2_PJM_ROM | NYISO_A-F | PJM_ROM | 2030 | B10 | 1262 | 0 | 1000 | 0 | 0 | 0 | 0 | 0 | 0 | 0 | 0 | 0 | 7.3312 | 2.4437
NYISO_A-F_2_PJM_ROM | NYISO_A-F | PJM_ROM | 2030 | B11 | 25 | 25 | 1000 | 1000 | 999.64 | 997.8 | 0.75 | 0.71 | 8.3209 | 5.1753 | 0.4748 | 0.060122 | 7.3312 | 2.4437
NYISO_A-F_2_PJM_ROM | NYISO_A-F | PJM_ROM | 2030 | B12 | 200 | 200 | 1000 | 326.08 | 999.66 | 0.05 | 0.04 | 0.03 | 0 | 0.77155 | 0 | 0 | 7.3312 | 2.4437
NYISO_A-F_2_PJM_ROM | NYISO_A-F | PJM_ROM | 2030 | B13 | 600 | 600 | 1000 | 1000 | 384.3 | 0.21 | 0.01 | 0.02 | 2.3859 | 0 | 0 | 0.41373 | 7.3312 | 2.4437
NYISO_A-F_2_PJM_ROM | NYISO_A-F | PJM_ROM | 2030 | B14 | 900 | 900 | 1000 | 1000 | 999.74 | 0.02 | 0.01 | 0.01 | 2.2553 | 0.45106 | 0 | 0.58664 | 7.3312 | 2.4437
NYISO_A-F_2_PJM_ROM | NYISO_A-F | PJM_ROM | 2030 | B15 | 1203 | 0 | 1000 | 0 | 0.01 | 0 | 0 | 0 | 0 | 0 | 0 | 0 | 7.3312 | 2.4437
NYISO_A-F_2_PJM_ROM | NYISO_A-F | PJM_ROM | 2030 | B16 | 25 | 25 | 1000 | 1000 | 0.8 | 0.23 | 0.21 | 0.18 | 13.4131 | 0 | 0 | 0.096915 | 7.3312 | 2.4437
NYISO_A-F_2_PJM_ROM | NYISO_A-F | PJM_ROM | 2030 | B17 | 100 | 100 | 1000 | 1000 | 865.24 | 0.1 | 0.07 | 0.06 | 10.9204 | 0 | 0 | 0.31562 | 7.3312 | 2.4437
NYISO_A-F_2_PJM_ROM | NYISO_A-F | PJM_ROM | 2030 | B18 | 400 | 400 | 1000 | 1000 | 999.39 | 0.03 | 0.02 | 0.02 | 8.131 | 0.21366 | 0 | 0.93999 | 7.3312 | 2.4437
NYISO_A-F_2_PJM_ROM | NYISO_A-F | PJM_ROM | 2030 | B19 | 700 | 700 | 1000 | 1000 | 999.96 | 0.02 | 0.01 | 0.01 | 7.6562 | 1.4481 | 0 | 1.5489 | 7.3312 | 2.4437
NYISO_A-F_2_PJM_ROM | NYISO_A-F | PJM_ROM | 2030 | B20 | 935 | 935 | 1000 | 0 | 0.01 | 0.01 | 0.01 | 0 | 0 | 0 | 0 | 0 | 7.3312 | 2.4437
NYISO_A-F_2_PJM_ROM | NYISO_A-F | PJM_ROM | 2035 | B01 | 10 | 10 | 1000 | 1000 | 999.83 | 999.62 | 5605.7 | 5768.07 | 152.9806 | 31.1706 | 10.3863 | 0.26385 | 31.1634 | 10.3878
NYISO_A-F_2_PJM_ROM | NYISO_A-F | PJM_ROM | 2035 | B02 | 25 | 25 | 1000 | 1000 | 999.93 | 999.83 | 1202.7 | 2889.59 | 113.9995 | 31.1588 | 10.3863 | 0.49155 | 31.1634 | 10.3878
NYISO_A-F_2_PJM_ROM | NYISO_A-F | PJM_ROM | 2035 | B03 | 75 | 75 | 1000 | 1000 | 999.98 | 999.94 | 1551.57 | 2403.26 | 74.8997 | 31.1588 | 10.3863 | 0.96886 | 31.1634 | 10.3878
NYISO_A-F_2_PJM_ROM | NYISO_A-F | PJM_ROM | 2035 | B04 | 100 | 100 | 1000 | 1000 | 999.98 | 999.96 | 2966.03 | 1903.97 | 60.2877 | 31.1588 | 10.3863 | 1.0398 | 31.1634 | 10.3878
NYISO_A-F_2_PJM_ROM | NYISO_A-F | PJM_ROM | 2035 | B05 | 200 | 200 | 1000 | 1000 | 999.99 | 999.98 | 0.13 | 766.29 | 21.7933 | 28.856 | 10.3863 | 0.75175 | 31.1634 | 10.3878
NYISO_A-F_2_PJM_ROM | NYISO_A-F | PJM_ROM | 2035 | B06 | 300 | 300 | 1000 | 1000 | 999.99 | 999.98 | 0.04 | 0.09 | 0.60537 | 26.1259 | 8.582 | 0.031323 | 31.1634 | 10.3878
NYISO_A-F_2_PJM_ROM | NYISO_A-F | PJM_ROM | 2035 | B07 | 400 | 400 | 1000 | 335.88 | 999.99 | 999.98 | 0.03 | 0.03 | 0 | 25.4968 | 6.5641 | 0 | 31.1634 | 10.3878
NYISO_A-F_2_PJM_ROM | NYISO_A-F | PJM_ROM | 2035 | B08 | 500 | 500 | 1000 | 729.95 | 999.99 | 0.59 | 0.01 | 0.01 | 0 | 16.5705 | 0 | 0 | 31.1634 | 10.3878
NYISO_A-F_2_PJM_ROM | NYISO_A-F | PJM_ROM | 2035 | B09 | 800 | 0 | 1000 | 0 | 999.99 | 999.77 | 0 | 0.01 | 0 | 7.8936 | 0.32049 | 0 | 31.1634 | 10.3878
NYISO_A-F_2_PJM_ROM | NYISO_A-F | PJM_ROM | 2035 | B10 | 1262 | 0 | 1000 | 0 | 999.97 | 0.02 | 0 | 0 | 0 | 1.7805 | 0 | 0 | 31.1634 | 10.3878
NYISO_A-F_2_PJM_ROM | NYISO_A-F | PJM_ROM | 2035 | B11 | 25 | 25 | 1000 | 1000 | 999.93 | 999.84 | 1620.47 | 1596.36 | 52.501 | 31.1588 | 10.3863 | 0.22638 | 31.1634 | 10.3878
NYISO_A-F_2_PJM_ROM | NYISO_A-F | PJM_ROM | 2035 | B12 | 200 | 200 | 1000 | 1000 | 999.99 | 999.96 | 0.4 | 0.06 | 50.0677 | 30.4109 | 5.8994 | 1.7271 | 31.1634 | 10.3878
NYISO_A-F_2_PJM_ROM | NYISO_A-F | PJM_ROM | 2035 | B13 | 600 | 600 | 1000 | 1000 | 1000 | 999.99 | 308.11 | 0.23 | 49.854 | 31.1588 | 10.0895 | 5.1591 | 31.1634 | 10.3878
NYISO_A-F_2_PJM_ROM | NYISO_A-F | PJM_ROM | 2035 | B14 | 900 | 900 | 1000 | 1000 | 1000 | 999.99 | 335.95 | 0.04 | 42.7914 | 31.1588 | 8.7601 | 6.6423 | 31.1634 | 10.3878
NYISO_A-F_2_PJM_ROM | NYISO_A-F | PJM_ROM | 2035 | B15 | 1203 | 1203 | 1000 | 1000 | 1000 | 999.99 | 0.01 | 0.01 | 33.9719 | 24.6777 | 5.1041 | 7.0487 | 31.1634 | 10.3878
NYISO_A-F_2_PJM_ROM | NYISO_A-F | PJM_ROM | 2035 | B16 | 25 | 25 | 1000 | 1000 | 999.93 | 999.83 | 1303.93 | 1068.37 | 56.608 | 31.1588 | 10.3863 | 0.24408 | 31.1634 | 10.3878
NYISO_A-F_2_PJM_ROM | NYISO_A-F | PJM_ROM | 2035 | B17 | 100 | 100 | 1000 | 1000 | 999.98 | 999.96 | 1502.65 | 1077.37 | 56.608 | 31.1588 | 10.3863 | 0.97634 | 31.1634 | 10.3878
NYISO_A-F_2_PJM_ROM | NYISO_A-F | PJM_ROM | 2035 | B18 | 400 | 400 | 1000 | 1000 | 1000 | 999.99 | 1898.45 | 1688.61 | 55.9196 | 31.1588 | 10.3863 | 3.8579 | 31.1634 | 10.3878
NYISO_A-F_2_PJM_ROM | NYISO_A-F | PJM_ROM | 2035 | B19 | 700 | 700 | 1000 | 1000 | 1000 | 999.99 | 982.49 | 2439.39 | 50.3525 | 31.1588 | 10.3863 | 6.0791 | 31.1634 | 10.3878
NYISO_A-F_2_PJM_ROM | NYISO_A-F | PJM_ROM | 2035 | B20 | 935 | 935 | 1000 | 1000 | 1000 | 999.99 | 0.02 | 0.05 | 37.4736 | 27.8233 | 9.4367 | 6.0431 | 31.1634 | 10.3878
NYISO_A-F_2_PJM_ROM | NYISO_A-F | PJM_ROM | 2040 | B01 | 10 | 10 | 1000 | 1000 | 999.82 | 999.63 | 1.86 | 4436.35 | 88.6214 | 37.4973 | 13.6861 | 0.27184 | 41.0507 | 13.6836
NYISO_A-F_2_PJM_ROM | NYISO_A-F | PJM_ROM | 2040 | B02 | 25 | 25 | 1000 | 1000 | 999.92 | 999.84 | 0.75 | 1993.8 | 18.4341 | 37.4973 | 13.6861 | 0.14137 | 41.0507 | 13.6836
NYISO_A-F_2_PJM_ROM | NYISO_A-F | PJM_ROM | 2040 | B03 | 75 | 75 | 1000 | 1000 | 999.97 | 999.95 | 0.27 | 1043.07 | 81.6063 | 37.5211 | 13.6861 | 1.8774 | 41.0507 | 13.6836
NYISO_A-F_2_PJM_ROM | NYISO_A-F | PJM_ROM | 2040 | B04 | 100 | 100 | 1000 | 973.98 | 999.98 | 999.95 | 0.08 | 0.2 | 0 | 30.3991 | 10.4575 | 0 | 41.0507 | 13.6836
NYISO_A-F_2_PJM_ROM | NYISO_A-F | PJM_ROM | 2040 | B05 | 200 | 200 | 1000 | 1000 | 999.97 | 999.97 | 0.02 | 0.06 | 1.8042 | 13.3419 | 8.7363 | 0.11069 | 41.0507 | 13.6836
NYISO_A-F_2_PJM_ROM | NYISO_A-F | PJM_ROM | 2040 | B06 | 300 | 300 | 1000 | 0 | 999.96 | 999.98 | 0.01 | 0.04 | 0 | 6.208 | 8.6532 | 0 | 41.0507 | 13.6836
NYISO_A-F_2_PJM_ROM | NYISO_A-F | PJM_ROM | 2040 | B07 | 400 | 400 | 1000 | 0 | 695.97 | 999.92 | 0.01 | 0.01 | 0 | 0 | 2.0179 | 0 | 41.0507 | 13.6836
NYISO_A-F_2_PJM_ROM | NYISO_A-F | PJM_ROM | 2040 | B08 | 500 | 0 | 1000 | 0 | 846.63 | 0.2 | 0 | 0.01 | 0 | 0 | 0 | 0 | 41.0507 | 13.6836
NYISO_A-F_2_PJM_ROM | NYISO_A-F | PJM_ROM | 2040 | B09 | 800 | 800 | 1000 | 818.74 | 1000 | 999.99 | 0.01 | 0.01 | 0 | 23.1702 | 5.3059 | 0 | 41.0507 | 13.6836
NYISO_A-F_2_PJM_ROM | NYISO_A-F | PJM_ROM | 2040 | B10 | 1262 | 0 | 1000 | 0 | 0.01 | 0 | 0 | 0 | 0 | 0 | 0 | 0 | 41.0507 | 13.6836
NYISO_A-F_2_PJM_ROM | NYISO_A-F | PJM_ROM | 2040 | B11 | 25 | 25 | 1000 | 1000 | 999.93 | 999.85 | 0.78 | 1884.48 | 61.8783 | 37.4973 | 13.6861 | 0.47453 | 41.0507 | 13.6836
NYISO_A-F_2_PJM_ROM | NYISO_A-F | PJM_ROM | 2040 | B12 | 200 | 200 | 1000 | 1000 | 999.99 | 999.98 | 0.11 | 1038.61 | 29.3545 | 37.4973 | 13.6861 | 1.8009 | 41.0507 | 13.6836
NYISO_A-F_2_PJM_ROM | NYISO_A-F | PJM_ROM | 2040 | B13 | 600 | 600 | 1000 | 1000 | 1000 | 999.99 | 0.04 | 1284.73 | 59.1482 | 37.4973 | 13.6861 | 10.8862 | 41.0507 | 13.6836
NYISO_A-F_2_PJM_ROM | NYISO_A-F | PJM_ROM | 2040 | B14 | 900 | 900 | 1000 | 1000 | 1000 | 1000 | 0.02 | 1242.41 | 59.1482 | 37.1531 | 13.6861 | 16.3293 | 41.0507 | 13.6836
NYISO_A-F_2_PJM_ROM | NYISO_A-F | PJM_ROM | 2040 | B15 | 1203 | 0 | 1000 | 0 | 0.07 | 0 | 0 | 0 | 0 | 0 | 0 | 0 | 41.0507 | 13.6836
NYISO_A-F_2_PJM_ROM | NYISO_A-F | PJM_ROM | 2040 | B16 | 25 | 25 | 1000 | 1000 | 999.93 | 999.84 | 0.8 | 2442.32 | 62.8635 | 37.4973 | 13.6861 | 0.48208 | 41.0507 | 13.6836
NYISO_A-F_2_PJM_ROM | NYISO_A-F | PJM_ROM | 2040 | B17 | 100 | 100 | 1000 | 1000 | 999.98 | 999.96 | 0.21 | 2464.4 | 62.2107 | 37.4973 | 13.6861 | 1.9083 | 41.0507 | 13.6836
NYISO_A-F_2_PJM_ROM | NYISO_A-F | PJM_ROM | 2040 | B18 | 400 | 400 | 1000 | 1000 | 999.99 | 999.99 | 0.05 | 2459.73 | 59.2669 | 37.4973 | 13.6861 | 7.272 | 41.0507 | 13.6836
NYISO_A-F_2_PJM_ROM | NYISO_A-F | PJM_ROM | 2040 | B19 | 700 | 700 | 1000 | 1000 | 1000 | 999.99 | 0.03 | 2085.7 | 61.3798 | 37.4973 | 13.6861 | 13.1797 | 41.0507 | 13.6836
NYISO_A-F_2_PJM_ROM | NYISO_A-F | PJM_ROM | 2040 | B20 | 935 | 0 | 1000 | 0 | 0.21 | 0.01 | 0 | 0 | 0 | 0 | 0 | 0 | 41.0507 | 13.6836
NYISO_A-F_2_PJM_ROM | NYISO_A-F | PJM_ROM | 2045 | B01 | 10 | 10 | 1000 | 1000 | 999.6 | 999.14 | 3692.02 | 4670.18 | 159.7939 | 21.639 | 7.217 | 0.39358 | 21.6246 | 7.2082
NYISO_A-F_2_PJM_ROM | NYISO_A-F | PJM_ROM | 2045 | B02 | 25 | 25 | 1000 | 1000 | 999.82 | 999.62 | 1141.06 | 1809.66 | 16.9978 | 21.6271 | 7.2051 | 0.10467 | 21.6246 | 7.2082
NYISO_A-F_2_PJM_ROM | NYISO_A-F | PJM_ROM | 2045 | B03 | 75 | 75 | 1000 | 1000 | 999.94 | 999.87 | 2192.86 | 2113.78 | 48.6551 | 21.6271 | 7.2051 | 0.8988 | 21.6246 | 7.2082
NYISO_A-F_2_PJM_ROM | NYISO_A-F | PJM_ROM | 2045 | B04 | 100 | 100 | 1000 | 796.48 | 999.94 | 999.9 | 0.21 | 973.57 | 0 | 14.5764 | 7.2051 | 0 | 21.6246 | 7.2082
NYISO_A-F_2_PJM_ROM | NYISO_A-F | PJM_ROM | 2045 | B05 | 200 | 200 | 1000 | 999.99 | 999.96 | 999.95 | 0.07 | 3 | 0.53415 | 13.3181 | 7.0033 | 0.026313 | 21.6246 | 7.2082
NYISO_A-F_2_PJM_ROM | NYISO_A-F | PJM_ROM | 2045 | B06 | 300 | 300 | 1000 | 692.41 | 999.98 | 999.97 | 0.1 | 1.65 | 0 | 18.2204 | 6.9558 | 0 | 21.6246 | 7.2082
NYISO_A-F_2_PJM_ROM | NYISO_A-F | PJM_ROM | 2045 | B07 | 400 | 400 | 1000 | 0 | 999.98 | 998.61 | 0.03 | 0.04 | 0 | 9.4129 | 0.09496 | 0 | 21.6246 | 7.2082
NYISO_A-F_2_PJM_ROM | NYISO_A-F | PJM_ROM | 2045 | B08 | 500 | 500 | 1000 | 328.9 | 999.98 | 0.11 | 0.02 | 0.02 | 0 | 7.2288 | 0 | 0 | 21.6246 | 7.2082
NYISO_A-F_2_PJM_ROM | NYISO_A-F | PJM_ROM | 2045 | B09 | 800 | 800 | 1000 | 1000 | 999.99 | 999.92 | 0.02 | 0.02 | 5.4127 | 12.2261 | 1.1751 | 1.0665 | 21.6246 | 7.2082
NYISO_A-F_2_PJM_ROM | NYISO_A-F | PJM_ROM | 2045 | B10 | 1262 | 0 | 1000 | 0 | 0 | 0 | 0 | 0 | 0 | 0 | 0 | 0 | 21.6246 | 7.2082
NYISO_A-F_2_PJM_ROM | NYISO_A-F | PJM_ROM | 2045 | B11 | 25 | 25 | 1000 | 1000 | 999.83 | 999.63 | 4786.68 | 2474.05 | 107.7203 | 21.6271 | 7.2051 | 0.6633 | 21.6246 | 7.2082
NYISO_A-F_2_PJM_ROM | NYISO_A-F | PJM_ROM | 2045 | B12 | 200 | 200 | 1000 | 1000 | 999.98 | 999.95 | 1582.77 | 1490.22 | 100.5864 | 21.6271 | 7.2051 | 4.955 | 21.6246 | 7.2082
NYISO_A-F_2_PJM_ROM | NYISO_A-F | PJM_ROM | 2045 | B13 | 600 | 600 | 1000 | 1000 | 999.99 | 999.98 | 277.87 | 278.89 | 21.0811 | 21.6271 | 7.2051 | 3.1154 | 21.6246 | 7.2082
NYISO_A-F_2_PJM_ROM | NYISO_A-F | PJM_ROM | 2045 | B14 | 900 | 900 | 1000 | 1000 | 999.99 | 999.98 | 0.02 | 0.06 | 23.3245 | 16.4043 | 4.9854 | 5.1705 | 21.6246 | 7.2082
NYISO_A-F_2_PJM_ROM | NYISO_A-F | PJM_ROM | 2045 | B15 | 1203 | 0 | 1000 | 0 | 0.01 | 0.01 | 0 | 0 | 0 | 0 | 0 | 0 | 21.6246 | 7.2082
NYISO_A-F_2_PJM_ROM | NYISO_A-F | PJM_ROM | 2045 | B16 | 25 | 25 | 1000 | 1000 | 999.83 | 999.63 | 3998.81 | 2881.98 | 124.8368 | 21.6271 | 7.2051 | 0.7687 | 21.6246 | 7.2082
NYISO_A-F_2_PJM_ROM | NYISO_A-F | PJM_ROM | 2045 | B17 | 100 | 100 | 1000 | 1000 | 999.95 | 999.9 | 2762.36 | 2307.86 | 122.2491 | 21.6271 | 7.2051 | 3.0111 | 21.6246 | 7.2082
NYISO_A-F_2_PJM_ROM | NYISO_A-F | PJM_ROM | 2045 | B18 | 400 | 400 | 1000 | 1000 | 999.99 | 999.97 | 1091.54 | 1095.29 | 38.6368 | 21.6271 | 7.2051 | 3.8066 | 21.6246 | 7.2082
NYISO_A-F_2_PJM_ROM | NYISO_A-F | PJM_ROM | 2045 | B19 | 700 | 700 | 1000 | 1000 | 999.99 | 999.99 | 420.28 | 1471.71 | 28.1438 | 21.6271 | 7.2051 | 4.8524 | 21.6246 | 7.2082
NYISO_A-F_2_PJM_ROM | NYISO_A-F | PJM_ROM | 2045 | B20 | 935 | 0 | 1000 | 0 | 0.02 | 0.01 | 0 | 0.01 | 0 | 0 | 0 | 0 | 21.6246 | 7.2082
NYISO_A-F_2_PJM_ROM | NYISO_A-F | PJM_ROM | 2050 | B01 | 10 | 10 | 1000 | 1000 | 999.86 | 999.69 | 0.66 | 1.76 | 248.2848 | 23.7044 | 10.2913 | 1.5665 | 34.7395 | 11.5798
NYISO_A-F_2_PJM_ROM | NYISO_A-F | PJM_ROM | 2050 | B02 | 25 | 25 | 1000 | 1000 | 999.92 | 0.48 | 0.14 | 0.1 | 72.3477 | 23.0397 | 0 | 1.1411 | 34.7395 | 11.5798
NYISO_A-F_2_PJM_ROM | NYISO_A-F | PJM_ROM | 2050 | B03 | 75 | 75 | 1000 | 968.52 | 999.96 | 595.43 | 0.04 | 0.04 | 0 | 16.6536 | 0 | 0 | 34.7395 | 11.5798
NYISO_A-F_2_PJM_ROM | NYISO_A-F | PJM_ROM | 2050 | B04 | 100 | 100 | 1000 | 828.06 | 999.68 | 999.93 | 0.02 | 0.05 | 0 | 1.1633 | 5.3652 | 0 | 34.7395 | 11.5798
NYISO_A-F_2_PJM_ROM | NYISO_A-F | PJM_ROM | 2050 | B05 | 200 | 200 | 1000 | 1000 | 3.35 | 803.29 | 0.01 | 0.02 | 3.4542 | 0 | 0 | 0.43586 | 34.7395 | 11.5798
NYISO_A-F_2_PJM_ROM | NYISO_A-F | PJM_ROM | 2050 | B06 | 300 | 300 | 1000 | 451.79 | 999.98 | 59.37 | 0.01 | 0.01 | 0 | 5.9113 | 0 | 0 | 34.7395 | 11.5798
NYISO_A-F_2_PJM_ROM | NYISO_A-F | PJM_ROM | 2050 | B07 | 400 | 400 | 1000 | 957.39 | 999.99 | 0.04 | 0.01 | 0.01 | 0 | 8.9381 | 0 | 0 | 34.7395 | 11.5798
NYISO_A-F_2_PJM_ROM | NYISO_A-F | PJM_ROM | 2050 | B08 | 500 | 0 | 1000 | 631 | 999.97 | 0.03 | 0 | 0.01 | 0 | 5.0922 | 0 | 0 | 34.7395 | 11.5798
NYISO_A-F_2_PJM_ROM | NYISO_A-F | PJM_ROM | 2050 | B09 | 800 | 0 | 1000 | 0 | 999.97 | 0.02 | 0 | 0 | 0 | 2.0416 | 0 | 0 | 34.7395 | 11.5798
NYISO_A-F_2_PJM_ROM | NYISO_A-F | PJM_ROM | 2050 | B10 | 1262 | 0 | 1000 | 0 | 0 | 0 | 0 | 0 | 0 | 0 | 0 | 0 | 34.7395 | 11.5798
NYISO_A-F_2_PJM_ROM | NYISO_A-F | PJM_ROM | 2050 | B11 | 25 | 25 | 1000 | 1000 | 999.95 | 999.9 | 0.36 | 1342.23 | 229.7676 | 30.1379 | 11.5851 | 3.6241 | 34.7395 | 11.5798
NYISO_A-F_2_PJM_ROM | NYISO_A-F | PJM_ROM | 2050 | B12 | 200 | 200 | 1000 | 1000 | 999.99 | 999.91 | 0.01 | 0.02 | 104.5866 | 18.0543 | 1.9704 | 13.197 | 34.7395 | 11.5798
NYISO_A-F_2_PJM_ROM | NYISO_A-F | PJM_ROM | 2050 | B13 | 600 | 0 | 1000 | 1000 | 999.99 | 999.98 | 0 | 0.01 | 18.8733 | 6.7778 | 2.3146 | 7.1445 | 34.7395 | 11.5798
NYISO_A-F_2_PJM_ROM | NYISO_A-F | PJM_ROM | 2050 | B14 | 900 | 0 | 1000 | 594.28 | 999.96 | 0.01 | 0 | 0 | 0 | 0.98521 | 0 | 0 | 34.7395 | 11.5798
NYISO_A-F_2_PJM_ROM | NYISO_A-F | PJM_ROM | 2050 | B15 | 1203 | 0 | 1000 | 0 | 0 | 0 | 0 | 0 | 0 | 0 | 0 | 0 | 34.7395 | 11.5798
NYISO_A-F_2_PJM_ROM | NYISO_A-F | PJM_ROM | 2050 | B16 | 25 | 25 | 1000 | 1000 | 999.95 | 999.89 | 845.58 | 1657.3 | 254.2791 | 34.7435 | 11.5851 | 4.0107 | 34.7395 | 11.5798
NYISO_A-F_2_PJM_ROM | NYISO_A-F | PJM_ROM | 2050 | B17 | 100 | 100 | 1000 | 1000 | 999.98 | 999.87 | 367.67 | 0.04 | 170.4532 | 34.7316 | 2.0891 | 10.7541 | 34.7395 | 11.5798
NYISO_A-F_2_PJM_ROM | NYISO_A-F | PJM_ROM | 2050 | B18 | 400 | 400 | 1000 | 1000 | 999.99 | 999.99 | 0.01 | 0.06 | 17.6151 | 14.885 | 10.3032 | 4.4454 | 34.7395 | 11.5798
NYISO_A-F_2_PJM_ROM | NYISO_A-F | PJM_ROM | 2050 | B19 | 700 | 0 | 1000 | 993 | 999.99 | 999.98 | 0 | 0.01 | 0 | 8.8432 | 1.828 | 0 | 34.7395 | 11.5798
NYISO_A-F_2_PJM_ROM | NYISO_A-F | PJM_ROM | 2050 | B20 | 935 | 0 | 1000 | 0 | 0 | 0 | 0 | 0 | 0 | 0 | 0 | 0 | 34.7395 | 11.5798
NYISO_G-I_2_NEISO | NYISO_G-I | NEISO | 2015 | B01 | 10 | 10 | 600 | 0 | 0.42 | 0.37 | 0.52 | 0.46 | 0 | 0 | 0 | 0 | 0 | 0
NYISO_G-I_2_NEISO | NYISO_G-I | NEISO | 2015 | B02 | 25 | 25 | 600 | 0 | 0.15 | 0.11 | 0.17 | 0.14 | 0 | 0 | 0 | 0 | 0 | 0
NYISO_G-I_2_NEISO | NYISO_G-I | NEISO | 2015 | B03 | 75 | 75 | 600 | 0 | 0.04 | 0.03 | 0.04 | 0.04 | 0 | 0 | 0 | 0 | 0 | 0
NYISO_G-I_2_NEISO | NYISO_G-I | NEISO | 2015 | B04 | 100 | 100 | 600 | 0 | 0.03 | 0.02 | 0.03 | 0.03 | 0 | 0 | 0 | 0 | 0 | 0
NYISO_G-I_2_NEISO | NYISO_G-I | NEISO | 2015 | B05 | 200 | 200 | 600 | 0 | 0.01 | 0.01 | 0.02 | 0.01 | 0 | 0 | 0 | 0 | 0 | 0
NYISO_G-I_2_NEISO | NYISO_G-I | NEISO | 2015 | B06 | 300 | 300 | 600 | 0 | 0.01 | 0.01 | 0.01 | 0.01 | 0 | 0 | 0 | 0 | 0 | 0
NYISO_G-I_2_NEISO | NYISO_G-I | NEISO | 2015 | B07 | 400 | 400 | 600 | 0 | 0.01 | 0.01 | 0.01 | 0.01 | 0 | 0 | 0 | 0 | 0 | 0
NYISO_G-I_2_NEISO | NYISO_G-I | NEISO | 2015 | B08 | 500 | 500 | 600 | 0 | 0.01 | 0.01 | 0.01 | 0.01 | 0 | 0 | 0 | 0 | 0 | 0
NYISO_G-I_2_NEISO | NYISO_G-I | NEISO | 2015 | B09 | 800 | 800 | 600 | 0 | 0.01 | 0 | 0.01 | 0.01 | 0 | 0 | 0 | 0 | 0 | 0
NYISO_G-I_2_NEISO | NYISO_G-I | NEISO | 2015 | B10 | 1262 | 0 | 600 | 0 | 0 | 0 | 0 | 0 | 0 | 0 | 0 | 0 | 0 | 0
NYISO_G-I_2_NEISO | NYISO_G-I | NEISO | 2015 | B11 | 25 | 25 | 600 | 0 | 0.1 | 0.09 | 0.12 | 0.11 | 0 | 0 | 0 | 0 | 0 | 0
NYISO_G-I_2_NEISO | NYISO_G-I | NEISO | 2015 | B12 | 200 | 200 | 600 | 0 | 0.02 | 0.01 | 0.02 | 0.02 | 0 | 0 | 0 | 0 | 0 | 0
NYISO_G-I_2_NEISO | NYISO_G-I | NEISO | 2015 | B13 | 600 | 600 | 600 | 0 | 0.01 | 0.01 | 0.01 | 0.01 | 0 | 0 | 0 | 0 | 0 | 0
NYISO_G-I_2_NEISO | NYISO_G-I | NEISO | 2015 | B14 | 900 | 900 | 600 | 0 | 0.01 | 0 | 0.01 | 0 | 0 | 0 | 0 | 0 | 0 | 0
NYISO_G-I_2_NEISO | NYISO_G-I | NEISO | 2015 | B15 | 1203 | 1203 | 600 | 0 | 0 | 0 | 0.01 | 0 | 0 | 0 | 0 | 0 | 0 | 0
NYISO_G-I_2_NEISO | NYISO_G-I | NEISO | 2015 | B16 | 25 | 25 | 600 | 0 | 0.1 | 0.09 | 0.12 | 0.11 | 0 | 0 | 0 | 0 | 0 | 0
NYISO_G-I_2_NEISO | NYISO_G-I | NEISO | 2015 | B17 | 100 | 100 | 600 | 0 | 0.04 | 0.03 | 0.04 | 0.03 | 0 | 0 | 0 | 0 | 0 | 0
NYISO_G-I_2_NEISO | NYISO_G-I | NEISO | 2015 | B18 | 400 | 400 | 600 | 0 | 0.02 | 0.04 | 0.02 | 0.04 | 0 | 0 | 0 | 0 | 0 | 0
NYISO_G-I_2_NEISO | NYISO_G-I | NEISO | 2015 | B19 | 700 | 700 | 600 | 0 | 0.01 | 0.02 | 0.01 | 0.02 | 0 | 0 | 0 | 0 | 0 | 0
NYISO_G-I_2_NEISO | NYISO_G-I | NEISO | 2015 | B20 | 935 | 935 | 600 | 0 | 0.02 | 0.02 | 0.02 | 0.02 | 0 | 0 | 0 | 0 | 0 | 0
NYISO_G-I_2_NEISO | NYISO_G-I | NEISO | 2020 | B01 | 10 | 10 | 600 | 0 | 0.68 | 1.15 | 0.84 | 1.32 | 0 | 0.01187 | 0 | 0 | 0 | 0
NYISO_G-I_2_NEISO | NYISO_G-I | NEISO | 2020 | B02 | 25 | 25 | 600 | 0 | 0.19 | 0.15 | 0.23 | 0.18 | 0 | 0 | 0 | 0 | 0 | 0
NYISO_G-I_2_NEISO | NYISO_G-I | NEISO | 2020 | B03 | 75 | 75 | 600 | 0 | 0.04 | 0.04 | 0.05 | 0.05 | 0 | 0 | 0 | 0 | 0 | 0
NYISO_G-I_2_NEISO | NYISO_G-I | NEISO | 2020 | B04 | 100 | 100 | 600 | 0 | 0.03 | 0.03 | 0.03 | 0.03 | 0 | 0 | 0 | 0 | 0 | 0
NYISO_G-I_2_NEISO | NYISO_G-I | NEISO | 2020 | B05 | 200 | 200 | 600 | 0 | 0.01 | 0.01 | 0.02 | 0.02 | 0 | 0 | 0 | 0 | 0 | 0
NYISO_G-I_2_NEISO | NYISO_G-I | NEISO | 2020 | B06 | 300 | 300 | 600 | 0 | 0.01 | 0.01 | 0.01 | 0.01 | 0 | 0 | 0 | 0 | 0 | 0
NYISO_G-I_2_NEISO | NYISO_G-I | NEISO | 2020 | B07 | 400 | 400 | 600 | 0 | 0.01 | 0.01 | 0.01 | 0.01 | 0 | 0 | 0 | 0 | 0 | 0
NYISO_G-I_2_NEISO | NYISO_G-I | NEISO | 2020 | B08 | 500 | 500 | 600 | 0 | 0.01 | 0.01 | 0.01 | 0.01 | 0 | 0 | 0 | 0 | 0 | 0
NYISO_G-I_2_NEISO | NYISO_G-I | NEISO | 2020 | B09 | 800 | 800 | 600 | 0 | 0.01 | 0 | 0.01 | 0.01 | 0 | 0 | 0 | 0 | 0 | 0
NYISO_G-I_2_NEISO | NYISO_G-I | NEISO | 2020 | B10 | 1262 | 0 | 600 | 0 | 0 | 0 | 0 | 0 | 0 | 0 | 0 | 0 | 0 | 0
NYISO_G-I_2_NEISO | NYISO_G-I | NEISO | 2020 | B11 | 25 | 25 | 600 | 0 | 0.11 | 0.11 | 0.13 | 0.13 | 0 | 0 | 0 | 0 | 0 | 0
NYISO_G-I_2_NEISO | NYISO_G-I | NEISO | 2020 | B12 | 200 | 200 | 600 | 0 | 0.02 | 0.02 | 0.02 | 0.02 | 0 | 0 | 0 | 0 | 0 | 0
NYISO_G-I_2_NEISO | NYISO_G-I | NEISO | 2020 | B13 | 600 | 600 | 600 | 0 | 0.01 | 0.01 | 0.01 | 0.01 | 0 | 0 | 0 | 0 | 0 | 0
NYISO_G-I_2_NEISO | NYISO_G-I | NEISO | 2020 | B14 | 900 | 900 | 600 | 0 | 0.01 | 0.01 | 0.01 | 0.01 | 0 | 0 | 0 | 0 | 0 | 0
NYISO_G-I_2_NEISO | NYISO_G-I | NEISO | 2020 | B15 | 1203 | 1203 | 600 | 0 | 0.01 | 0 | 0.01 | 0 | 0 | 0 | 0 | 0 | 0 | 0
NYISO_G-I_2_NEISO | NYISO_G-I | NEISO | 2020 | B16 | 25 | 25 | 600 | 0 | 0.12 | 0.14 | 0.15 | 0.16 | 0 | 0 | 0 | 0 | 0 | 0
NYISO_G-I_2_NEISO | NYISO_G-I | NEISO | 2020 | B17 | 100 | 100 | 600 | 0 | 0.06 | 0.05 | 0.06 | 0.05 | 0 | 0 | 0 | 0 | 0 | 0
NYISO_G-I_2_NEISO | NYISO_G-I | NEISO | 2020 | B18 | 400 | 400 | 600 | 0 | 0.01 | 0.02 | 0.01 | 0.02 | 0 | 0 | 0 | 0 | 0 | 0
NYISO_G-I_2_NEISO | NYISO_G-I | NEISO | 2020 | B19 | 700 | 700 | 600 | 0 | 0.01 | 0.01 | 0.01 | 0.01 | 0 | 0 | 0 | 0 | 0 | 0
NYISO_G-I_2_NEISO | NYISO_G-I | NEISO | 2020 | B20 | 935 | 935 | 600 | 0 | 0.01 | 0.02 | 0.01 | 0.02 | 0 | 0 | 0 | 0 | 0 | 0
NYISO_G-I_2_NEISO | NYISO_G-I | NEISO | 2025 | B01 | 10 | 10 | 600 | 0 | 0.55 | 0.44 | 0.75 | 0.64 | 0 | 0.01187 | 0 | 0 | 0 | 0
NYISO_G-I_2_NEISO | NYISO_G-I | NEISO | 2025 | B02 | 25 | 25 | 600 | 0 | 0.23 | 0.18 | 0.29 | 0.24 | 0 | 0 | 0 | 0 | 0 | 0
NYISO_G-I_2_NEISO | NYISO_G-I | NEISO | 2025 | B03 | 75 | 75 | 600 | 0 | 0.05 | 0.05 | 0.06 | 0.06 | 0 | 0 | 0 | 0 | 0 | 0
NYISO_G-I_2_NEISO | NYISO_G-I | NEISO | 2025 | B04 | 100 | 100 | 600 | 0 | 0.04 | 0.04 | 0.05 | 0.05 | 0 | 0 | 0 | 0 | 0 | 0
NYISO_G-I_2_NEISO | NYISO_G-I | NEISO | 2025 | B05 | 200 | 200 | 600 | 0 | 0.02 | 0.02 | 0.02 | 0.02 | 0 | 0 | 0 | 0 | 0 | 0
NYISO_G-I_2_NEISO | NYISO_G-I | NEISO | 2025 | B06 | 300 | 300 | 600 | 0 | 0.01 | 0.01 | 0.02 | 0.02 | 0 | 0 | 0 | 0 | 0 | 0
NYISO_G-I_2_NEISO | NYISO_G-I | NEISO | 2025 | B07 | 400 | 400 | 600 | 0 | 0.01 | 0.01 | 0.01 | 0.01 | 0 | 0 | 0 | 0 | 0 | 0
NYISO_G-I_2_NEISO | NYISO_G-I | NEISO | 2025 | B08 | 500 | 500 | 600 | 0 | 0.01 | 0.01 | 0.01 | 0.01 | 0 | 0 | 0 | 0 | 0 | 0
NYISO_G-I_2_NEISO | NYISO_G-I | NEISO | 2025 | B09 | 800 | 800 | 600 | 0 | 0.01 | 0.01 | 0.01 | 0.01 | 0 | 0 | 0 | 0 | 0 | 0
NYISO_G-I_2_NEISO | NYISO_G-I | NEISO | 2025 | B10 | 1262 | 1262 | 600 | 0 | 0.01 | 0 | 0.01 | 0.01 | 0 | 0 | 0 | 0 | 0 | 0
NYISO_G-I_2_NEISO | NYISO_G-I | NEISO | 2025 | B11 | 25 | 25 | 600 | 0 | 0.15 | 0.15 | 0.19 | 0.18 | 0 | 0 | 0 | 0 | 0 | 0
NYISO_G-I_2_NEISO | NYISO_G-I | NEISO | 2025 | B12 | 200 | 200 | 600 | 0 | 0.02 | 0.02 | 0.03 | 0.03 | 0 | 0 | 0 | 0 | 0 | 0
NYISO_G-I_2_NEISO | NYISO_G-I | NEISO | 2025 | B13 | 600 | 600 | 600 | 0 | 0.01 | 0.01 | 0.01 | 0.01 | 0 | 0 | 0 | 0 | 0 | 0
NYISO_G-I_2_NEISO | NYISO_G-I | NEISO | 2025 | B14 | 900 | 900 | 600 | 0 | 0.01 | 0.01 | 0.01 | 0.01 | 0 | 0 | 0 | 0 | 0 | 0
NYISO_G-I_2_NEISO | NYISO_G-I | NEISO | 2025 | B15 | 1203 | 1203 | 600 | 0 | 0.01 | 0.01 | 0.01 | 0.01 | 0 | 0 | 0 | 0 | 0 | 0
NYISO_G-I_2_NEISO | NYISO_G-I | NEISO | 2025 | B16 | 25 | 25 | 600 | 0 | 0.17 | 0.21 | 0.21 | 0.25 | 0 | 0 | 0 | 0 | 0 | 0
NYISO_G-I_2_NEISO | NYISO_G-I | NEISO | 2025 | B17 | 100 | 100 | 600 | 0 | 0.07 | 0.05 | 0.07 | 0.06 | 0 | 0 | 0 | 0 | 0 | 0
NYISO_G-I_2_NEISO | NYISO_G-I | NEISO | 2025 | B18 | 400 | 400 | 600 | 0 | 0.02 | 0.01 | 0.02 | 0.01 | 0 | 0 | 0 | 0 | 0 | 0
NYISO_G-I_2_NEISO | NYISO_G-I | NEISO | 2025 | B19 | 700 | 700 | 600 | 0 | 0.01 | 0.01 | 0.01 | 0.01 | 0 | 0 | 0 | 0 | 0 | 0
NYISO_G-I_2_NEISO | NYISO_G-I | NEISO | 2025 | B20 | 935 | 935 | 600 | 0 | 0.04 | 0.02 | 0.04 | 0.02 | 0 | 0 | 0 | 0 | 0 | 0
NYISO_G-I_2_NEISO | NYISO_G-I | NEISO | 2030 | B01 | 10 | 10 | 600 | 0 | 0.53 | 0.52 | 0.67 | 0.7 | 0 | 0.01187 | 0.01187 | 0 | 0 | 0
NYISO_G-I_2_NEISO | NYISO_G-I | NEISO | 2030 | B02 | 25 | 25 | 600 | 0 | 0.17 | 0.19 | 0.21 | 0.25 | 0 | 0 | 0 | 0 | 0 | 0
NYISO_G-I_2_NEISO | NYISO_G-I | NEISO | 2030 | B03 | 75 | 75 | 600 | 0 | 0.06 | 0.06 | 0.06 | 0.07 | 0 | 0 | 0 | 0 | 0 | 0
NYISO_G-I_2_NEISO | NYISO_G-I | NEISO | 2030 | B04 | 100 | 100 | 600 | 0 | 0.04 | 0.04 | 0.05 | 0.05 | 0 | 0 | 0 | 0 | 0 | 0
NYISO_G-I_2_NEISO | NYISO_G-I | NEISO | 2030 | B05 | 200 | 200 | 600 | 0 | 0.02 | 0.02 | 0.02 | 0.03 | 0 | 0 | 0 | 0 | 0 | 0
NYISO_G-I_2_NEISO | NYISO_G-I | NEISO | 2030 | B06 | 300 | 300 | 600 | 0 | 0.01 | 0.02 | 0.02 | 0.02 | 0 | 0 | 0 | 0 | 0 | 0
NYISO_G-I_2_NEISO | NYISO_G-I | NEISO | 2030 | B07 | 400 | 400 | 600 | 0 | 0.01 | 0.01 | 0.01 | 0.01 | 0 | 0 | 0 | 0 | 0 | 0
NYISO_G-I_2_NEISO | NYISO_G-I | NEISO | 2030 | B08 | 500 | 500 | 600 | 0 | 0.01 | 0.01 | 0.01 | 0.01 | 0 | 0 | 0 | 0 | 0 | 0
NYISO_G-I_2_NEISO | NYISO_G-I | NEISO | 2030 | B09 | 800 | 800 | 600 | 0 | 0.01 | 0.01 | 0.01 | 0.01 | 0 | 0 | 0 | 0 | 0 | 0
NYISO_G-I_2_NEISO | NYISO_G-I | NEISO | 2030 | B10 | 1262 | 1262 | 600 | 0 | 0.01 | 0.01 | 0.01 | 0.01 | 0 | 0 | 0 | 0 | 0 | 0
NYISO_G-I_2_NEISO | NYISO_G-I | NEISO | 2030 | B11 | 25 | 25 | 600 | 0 | 0.18 | 0.17 | 0.21 | 0.21 | 0 | 0 | 0 | 0 | 0 | 0
NYISO_G-I_2_NEISO | NYISO_G-I | NEISO | 2030 | B12 | 200 | 200 | 600 | 0 | 0.03 | 0.03 | 0.03 | 0.03 | 0 | 0 | 0 | 0 | 0 | 0
NYISO_G-I_2_NEISO | NYISO_G-I | NEISO | 2030 | B13 | 600 | 600 | 600 | 0 | 0.01 | 0.01 | 0.01 | 0.01 | 0 | 0 | 0 | 0 | 0 | 0
NYISO_G-I_2_NEISO | NYISO_G-I | NEISO | 2030 | B14 | 900 | 900 | 600 | 0 | 0.01 | 0.01 | 0.01 | 0.01 | 0 | 0 | 0 | 0 | 0 | 0
NYISO_G-I_2_NEISO | NYISO_G-I | NEISO | 2030 | B15 | 1203 | 1203 | 600 | 0 | 0.01 | 0.01 | 0.01 | 0.01 | 0 | 0 | 0 | 0 | 0 | 0
NYISO_G-I_2_NEISO | NYISO_G-I | NEISO | 2030 | B16 | 25 | 25 | 600 | 0 | 0.24 | 0.22 | 0.28 | 0.27 | 0 | 0 | 0 | 0 | 0 | 0
NYISO_G-I_2_NEISO | NYISO_G-I | NEISO | 2030 | B17 | 100 | 100 | 600 | 0 | 0.05 | 0.06 | 0.06 | 0.07 | 0 | 0 | 0 | 0 | 0 | 0
NYISO_G-I_2_NEISO | NYISO_G-I | NEISO | 2030 | B18 | 400 | 400 | 600 | 0 | 0.01 | 0.02 | 0.02 | 0.02 | 0 | 0 | 0 | 0 | 0 | 0
NYISO_G-I_2_NEISO | NYISO_G-I | NEISO | 2030 | B19 | 700 | 700 | 600 | 0 | 0.01 | 0.02 | 0.01 | 0.02 | 0 | 0 | 0 | 0 | 0 | 0
NYISO_G-I_2_NEISO | NYISO_G-I | NEISO | 2030 | B20 | 935 | 935 | 600 | 0 | 0.01 | 0.02 | 0.01 | 0.02 | 0 | 0 | 0 | 0 | 0 | 0
NYISO_G-I_2_NEISO | NYISO_G-I | NEISO | 2035 | B01 | 10 | 10 | 600 | 0 | 0.18 | 0.28 | 0.22 | 0.36 | 0 | 0.01187 | 0.01187 | 0 | 0 | 0
NYISO_G-I_2_NEISO | NYISO_G-I | NEISO | 2035 | B02 | 25 | 25 | 600 | 0 | 0.08 | 0.12 | 0.09 | 0.15 | 0 | 0 | 0 | 0 | 0 | 0
NYISO_G-I_2_NEISO | NYISO_G-I | NEISO | 2035 | B03 | 75 | 75 | 600 | 0 | 0.03 | 0.04 | 0.03 | 0.05 | 0 | 0 | 0 | 0 | 0 | 0
NYISO_G-I_2_NEISO | NYISO_G-I | NEISO | 2035 | B04 | 100 | 100 | 600 | 0 | 0.02 | 0.03 | 0.02 | 0.03 | 0 | 0 | 0 | 0 | 0 | 0
NYISO_G-I_2_NEISO | NYISO_G-I | NEISO | 2035 | B05 | 200 | 200 | 600 | 0 | 0.01 | 0.02 | 0.01 | 0.02 | 0 | 0 | 0 | 0 | 0 | 0
NYISO_G-I_2_NEISO | NYISO_G-I | NEISO | 2035 | B06 | 300 | 300 | 600 | 0 | 0.01 | 0.01 | 0.01 | 0.01 | 0 | 0 | 0 | 0 | 0 | 0
NYISO_G-I_2_NEISO | NYISO_G-I | NEISO | 2035 | B07 | 400 | 400 | 600 | 0 | 0.01 | 0.01 | 0.01 | 0.01 | 0 | 0 | 0 | 0 | 0 | 0
NYISO_G-I_2_NEISO | NYISO_G-I | NEISO | 2035 | B08 | 500 | 0 | 600 | 0 | 0 | 0.01 | 0 | 0.01 | 0 | 0 | 0 | 0 | 0 | 0
NYISO_G-I_2_NEISO | NYISO_G-I | NEISO | 2035 | B09 | 800 | 0 | 600 | 0 | 0 | 0 | 0 | 0 | 0 | 0 | 0 | 0 | 0 | 0
NYISO_G-I_2_NEISO | NYISO_G-I | NEISO | 2035 | B10 | 1262 | 0 | 600 | 0 | 0 | 0 | 0 | 0 | 0 | 0 | 0 | 0 | 0 | 0
NYISO_G-I_2_NEISO | NYISO_G-I | NEISO | 2035 | B11 | 25 | 25 | 600 | 0 | 0.07 | 0.11 | 0.09 | 0.14 | 0 | 0 | 0 | 0 | 0 | 0
NYISO_G-I_2_NEISO | NYISO_G-I | NEISO | 2035 | B12 | 200 | 200 | 600 | 0 | 0.01 | 0.02 | 0.01 | 0.02 | 0 | 0 | 0 | 0 | 0 | 0
NYISO_G-I_2_NEISO | NYISO_G-I | NEISO | 2035 | B13 | 600 | 0 | 600 | 0 | 0 | 0.01 | 0 | 0.01 | 0 | 0 | 0 | 0 | 0 | 0
NYISO_G-I_2_NEISO | NYISO_G-I | NEISO | 2035 | B14 | 900 | 0 | 600 | 0 | 0 | 0 | 0 | 0 | 0 | 0 | 0 | 0 | 0 | 0
NYISO_G-I_2_NEISO | NYISO_G-I | NEISO | 2035 | B15 | 1203 | 0 | 600 | 0 | 0 | 0 | 0 | 0 | 0 | 0 | 0 | 0 | 0 | 0
NYISO_G-I_2_NEISO | NYISO_G-I | NEISO | 2035 | B16 | 25 | 25 | 600 | 0 | 0.07 | 0.12 | 0.09 | 0.14 | 0 | 0 | 0 | 0 | 0 | 0
NYISO_G-I_2_NEISO | NYISO_G-I | NEISO | 2035 | B17 | 100 | 100 | 600 | 0 | 0.02 | 0.03 | 0.02 | 0.04 | 0 | 0 | 0 | 0 | 0 | 0
NYISO_G-I_2_NEISO | NYISO_G-I | NEISO | 2035 | B18 | 400 | 400 | 600 | 0 | 0 | 0.01 | 0.01 | 0.01 | 0 | 0 | 0 | 0 | 0 | 0
NYISO_G-I_2_NEISO | NYISO_G-I | NEISO | 2035 | B19 | 700 | 0 | 600 | 0 | 0 | 0 | 0 | 0.01 | 0 | 0 | 0 | 0 | 0 | 0
NYISO_G-I_2_NEISO | NYISO_G-I | NEISO | 2035 | B20 | 935 | 0 | 600 | 0 | 0 | 0 | 0 | 0 | 0 | 0 | 0 | 0 | 0 | 0
NYISO_G-I_2_NEISO | NYISO_G-I | NEISO | 2040 | B01 | 10 | 10 | 600 | 0 | 0.2 | 0.32 | 0.25 | 0.42 | 0 | 0.01187 | 0.01187 | 0 | 0 | 0
NYISO_G-I_2_NEISO | NYISO_G-I | NEISO | 2040 | B02 | 25 | 25 | 600 | 0 | 0.08 | 0.14 | 0.1 | 0.17 | 0 | 0.01187 | 0 | 0 | 0 | 0
NYISO_G-I_2_NEISO | NYISO_G-I | NEISO | 2040 | B03 | 75 | 75 | 600 | 0 | 0.03 | 0.05 | 0.03 | 0.06 | 0 | 0 | 0 | 0 | 0 | 0
NYISO_G-I_2_NEISO | NYISO_G-I | NEISO | 2040 | B04 | 100 | 100 | 600 | 0 | 0.02 | 0.04 | 0.03 | 0.04 | 0 | 0 | 0 | 0 | 0 | 0
NYISO_G-I_2_NEISO | NYISO_G-I | NEISO | 2040 | B05 | 200 | 200 | 600 | 0 | 0.02 | 0.02 | 0.02 | 0.02 | 0 | 0 | 0 | 0 | 0 | 0
NYISO_G-I_2_NEISO | NYISO_G-I | NEISO | 2040 | B06 | 300 | 300 | 600 | 0 | 0.04 | 0.01 | 0.04 | 0.01 | 0 | 0 | 0 | 0 | 0 | 0
NYISO_G-I_2_NEISO | NYISO_G-I | NEISO | 2040 | B07 | 400 | 400 | 600 | 0 | 0.01 | 0.01 | 0.01 | 0.01 | 0 | 0 | 0 | 0 | 0 | 0
NYISO_G-I_2_NEISO | NYISO_G-I | NEISO | 2040 | B08 | 500 | 500 | 600 | 0.07 | 0.01 | 0.01 | 0.01 | 0.01 | 0 | 0 | 0 | 0 | 0 | 0
NYISO_G-I_2_NEISO | NYISO_G-I | NEISO | 2040 | B09 | 800 | 0 | 600 | 0 | 0 | 0.01 | 0 | 0.01 | 0 | 0 | 0 | 0 | 0 | 0
NYISO_G-I_2_NEISO | NYISO_G-I | NEISO | 2040 | B10 | 1262 | 1262 | 600 | 36.23 | 2.91 | 6.85 | 2.75 | 7.78 | 0 | 0 | 0 | 0 | 0 | 0
NYISO_G-I_2_NEISO | NYISO_G-I | NEISO | 2040 | B11 | 25 | 25 | 600 | 0 | 0.08 | 0.14 | 0.1 | 0.16 | 0 | 0.01187 | 0 | 0 | 0 | 0
NYISO_G-I_2_NEISO | NYISO_G-I | NEISO | 2040 | B12 | 200 | 200 | 600 | 0 | 0.01 | 0.02 | 0.01 | 0.02 | 0 | 0 | 0 | 0 | 0 | 0
NYISO_G-I_2_NEISO | NYISO_G-I | NEISO | 2040 | B13 | 600 | 0 | 600 | 0 | 0 | 0.01 | 0 | 0.01 | 0 | 0 | 0 | 0 | 0 | 0
NYISO_G-I_2_NEISO | NYISO_G-I | NEISO | 2040 | B14 | 900 | 0 | 600 | 0 | 0 | 0 | 0 | 0 | 0 | 0 | 0 | 0 | 0 | 0
NYISO_G-I_2_NEISO | NYISO_G-I | NEISO | 2040 | B15 | 1203 | 1203 | 600 | 0 | 0.01 | 0.01 | 0.01 | 0.01 | 0 | 0 | 0 | 0 | 0 | 0
NYISO_G-I_2_NEISO | NYISO_G-I | NEISO | 2040 | B16 | 25 | 25 | 600 | 0 | 0.08 | 0.14 | 0.1 | 0.17 | 0 | 0.01187 | 0 | 0 | 0 | 0
NYISO_G-I_2_NEISO | NYISO_G-I | NEISO | 2040 | B17 | 100 | 100 | 600 | 0 | 0.02 | 0.04 | 0.02 | 0.04 | 0 | 0 | 0 | 0 | 0 | 0
NYISO_G-I_2_NEISO | NYISO_G-I | NEISO | 2040 | B18 | 400 | 400 | 600 | 0 | 0.01 | 0.01 | 0.01 | 0.01 | 0 | 0 | 0 | 0 | 0 | 0
NYISO_G-I_2_NEISO | NYISO_G-I | NEISO | 2040 | B19 | 700 | 0 | 600 | 0 | 0 | 0.01 | 0 | 0.01 | 0 | 0 | 0 | 0 | 0 | 0
NYISO_G-I_2_NEISO | NYISO_G-I | NEISO | 2040 | B20 | 935 | 935 | 600 | 0 | 0.01 | 0.01 | 0.01 | 0.01 | 0 | 0 | 0 | 0 | 0 | 0
NYISO_G-I_2_NEISO | NYISO_G-I | NEISO | 2045 | B01 | 10 | 10 | 600 | 0.01 | 0.37 | 0.53 | 0.46 | 0.67 | 0 | 0.02374 | 0.01187 | 0 | 0 | 0
NYISO_G-I_2_NEISO | NYISO_G-I | NEISO | 2045 | B02 | 25 | 25 | 600 | 0 | 0.16 | 0.22 | 0.18 | 0.27 | 0 | 0.01187 | 0 | 0 | 0 | 0
NYISO_G-I_2_NEISO | NYISO_G-I | NEISO | 2045 | B03 | 75 | 75 | 600 | 0 | 0.05 | 0.08 | 0.06 | 0.09 | 0 | 0 | 0 | 0 | 0 | 0
NYISO_G-I_2_NEISO | NYISO_G-I | NEISO | 2045 | B04 | 100 | 100 | 600 | 0 | 0.04 | 0.06 | 0.05 | 0.07 | 0 | 0 | 0 | 0 | 0 | 0
NYISO_G-I_2_NEISO | NYISO_G-I | NEISO | 2045 | B05 | 200 | 200 | 600 | 0 | 0.03 | 0.03 | 0.03 | 0.03 | 0 | 0 | 0 | 0 | 0 | 0
NYISO_G-I_2_NEISO | NYISO_G-I | NEISO | 2045 | B06 | 300 | 300 | 600 | 0.01 | 0.01 | 0.02 | 0.02 | 0.02 | 0 | 0 | 0 | 0 | 0 | 0
NYISO_G-I_2_NEISO | NYISO_G-I | NEISO | 2045 | B07 | 400 | 400 | 600 | 0 | 0.02 | 0.02 | 0.03 | 0.02 | 0 | 0 | 0 | 0 | 0 | 0
NYISO_G-I_2_NEISO | NYISO_G-I | NEISO | 2045 | B08 | 500 | 500 | 600 | 0 | 0.02 | 0.01 | 0.03 | 0.01 | 0 | 0 | 0 | 0 | 0 | 0
NYISO_G-I_2_NEISO | NYISO_G-I | NEISO | 2045 | B09 | 800 | 800 | 600 | 0.06 | 0.01 | 0.01 | 0.01 | 0.01 | 0 | 0 | 0 | 0 | 0 | 0
NYISO_G-I_2_NEISO | NYISO_G-I | NEISO | 2045 | B10 | 1262 | 1262 | 600 | 281.12 | 16.23 | 4.4 | 13.12 | 4.06 | 0 | 0 | 0 | 0 | 0 | 0
NYISO_G-I_2_NEISO | NYISO_G-I | NEISO | 2045 | B11 | 25 | 25 | 600 | 0 | 0.15 | 0.22 | 0.18 | 0.27 | 0 | 0.01187 | 0 | 0 | 0 | 0
NYISO_G-I_2_NEISO | NYISO_G-I | NEISO | 2045 | B12 | 200 | 200 | 600 | 0 | 0.02 | 0.03 | 0.02 | 0.03 | 0 | 0 | 0 | 0 | 0 | 0
NYISO_G-I_2_NEISO | NYISO_G-I | NEISO | 2045 | B13 | 600 | 600 | 600 | 0 | 0.01 | 0.01 | 0.01 | 0.01 | 0 | 0 | 0 | 0 | 0 | 0
NYISO_G-I_2_NEISO | NYISO_G-I | NEISO | 2045 | B14 | 900 | 900 | 600 | 0 | 0 | 0.01 | 0.01 | 0.01 | 0 | 0 | 0 | 0 | 0 | 0
NYISO_G-I_2_NEISO | NYISO_G-I | NEISO | 2045 | B15 | 1203 | 1203 | 600 | 0 | 0.01 | 0.01 | 0.01 | 0.01 | 0 | 0 | 0 | 0 | 0 | 0
NYISO_G-I_2_NEISO | NYISO_G-I | NEISO | 2045 | B16 | 25 | 25 | 600 | 0 | 0.15 | 0.22 | 0.18 | 0.27 | 0 | 0.01187 | 0 | 0 | 0 | 0
NYISO_G-I_2_NEISO | NYISO_G-I | NEISO | 2045 | B17 | 100 | 100 | 600 | 0 | 0.04 | 0.06 | 0.05 | 0.07 | 0 | 0 | 0 | 0 | 0 | 0
NYISO_G-I_2_NEISO | NYISO_G-I | NEISO | 2045 | B18 | 400 | 400 | 600 | 0 | 0.01 | 0.02 | 0.01 | 0.02 | 0 | 0 | 0 | 0 | 0 | 0
NYISO_G-I_2_NEISO | NYISO_G-I | NEISO | 2045 | B19 | 700 | 700 | 600 | 0 | 0.01 | 0.01 | 0.01 | 0.01 | 0 | 0 | 0 | 0 | 0 | 0
NYISO_G-I_2_NEISO | NYISO_G-I | NEISO | 2045 | B20 | 935 | 935 | 600 | 0 | 0.02 | 0.01 | 0.02 | 0.01 | 0 | 0 | 0 | 0 | 0 | 0
NYISO_G-I_2_NEISO | NYISO_G-I | NEISO | 2050 | B01 | 10 | 10 | 600 | 0 | 0.31 | 0.35 | 0.25 | 0.34 | 0 | 0.01187 | 0.01187 | 0 | 6.9804 | 2.3268
NYISO_G-I_2_NEISO | NYISO_G-I | NEISO | 2050 | B02 | 25 | 25 | 600 | 0 | 0.13 | 0.15 | 0.1 | 0.14 | 0 | 0 | 0 | 0 | 6.9804 | 2.3268
NYISO_G-I_2_NEISO | NYISO_G-I | NEISO | 2050 | B03 | 75 | 75 | 600 | 0 | 0.05 | 0.05 | 0.03 | 0.05 | 0 | 0 | 0 | 0 | 6.9804 | 2.3268
NYISO_G-I_2_NEISO | NYISO_G-I | NEISO | 2050 | B04 | 100 | 100 | 600 | 0 | 0.03 | 0.04 | 0.03 | 0.03 | 0 | 0 | 0 | 0 | 6.9804 | 2.3268
NYISO_G-I_2_NEISO | NYISO_G-I | NEISO | 2050 | B05 | 200 | 200 | 600 | 0 | 0.03 | 0.02 | 0.02 | 0.02 | 0 | 0 | 0 | 0 | 6.9804 | 2.3268
NYISO_G-I_2_NEISO | NYISO_G-I | NEISO | 2050 | B06 | 300 | 300 | 600 | 0 | 0.01 | 0.01 | 0.01 | 0.01 | 0 | 0 | 0 | 0 | 6.9804 | 2.3268
NYISO_G-I_2_NEISO | NYISO_G-I | NEISO | 2050 | B07 | 400 | 400 | 600 | 0 | 0.01 | 0.01 | 0.01 | 0.01 | 0 | 0 | 0 | 0 | 6.9804 | 2.3268
NYISO_G-I_2_NEISO | NYISO_G-I | NEISO | 2050 | B08 | 500 | 500 | 600 | 0.04 | 0.01 | 0.01 | 0.01 | 0.01 | 0 | 0 | 0 | 0 | 6.9804 | 2.3268
NYISO_G-I_2_NEISO | NYISO_G-I | NEISO | 2050 | B09 | 800 | 0 | 600 | 600 | 0.01 | 0.01 | 0 | 0 | 0.18992 | 0 | 0 | 0.073684 | 6.9804 | 2.3268
NYISO_G-I_2_NEISO | NYISO_G-I | NEISO | 2050 | B10 | 1262 | 1262 | 600 | 600 | 599.99 | 599.98 | 9.4 | 2.1 | 15.0868 | 6.9796 | 2.3146 | 9.2335 | 6.9804 | 2.3268
NYISO_G-I_2_NEISO | NYISO_G-I | NEISO | 2050 | B11 | 25 | 25 | 600 | 0 | 0.13 | 0.15 | 0.1 | 0.14 | 0 | 0 | 0 | 0 | 6.9804 | 2.3268
NYISO_G-I_2_NEISO | NYISO_G-I | NEISO | 2050 | B12 | 200 | 200 | 600 | 0 | 0.02 | 0.02 | 0.01 | 0.02 | 0 | 0 | 0 | 0 | 6.9804 | 2.3268
NYISO_G-I_2_NEISO | NYISO_G-I | NEISO | 2050 | B13 | 600 | 0 | 600 | 0 | 0.01 | 0.01 | 0 | 0.01 | 0 | 0 | 0 | 0 | 6.9804 | 2.3268
NYISO_G-I_2_NEISO | NYISO_G-I | NEISO | 2050 | B14 | 900 | 0 | 600 | 0 | 0.01 | 0 | 0 | 0 | 0 | 0 | 0 | 0 | 6.9804 | 2.3268
NYISO_G-I_2_NEISO | NYISO_G-I | NEISO | 2050 | B15 | 1203 | 0 | 600 | 0 | 0.01 | 0.01 | 0 | 0 | 0 | 0 | 0 | 0 | 6.9804 | 2.3268
NYISO_G-I_2_NEISO | NYISO_G-I | NEISO | 2050 | B16 | 25 | 25 | 600 | 0 | 0.13 | 0.15 | 0.1 | 0.14 | 0 | 0 | 0 | 0 | 6.9804 | 2.3268
NYISO_G-I_2_NEISO | NYISO_G-I | NEISO | 2050 | B17 | 100 | 100 | 600 | 0 | 0.03 | 0.04 | 0.02 | 0.03 | 0 | 0 | 0 | 0 | 6.9804 | 2.3268
NYISO_G-I_2_NEISO | NYISO_G-I | NEISO | 2050 | B18 | 400 | 400 | 600 | 0 | 0.01 | 0.01 | 0.01 | 0.01 | 0 | 0 | 0 | 0 | 6.9804 | 2.3268
NYISO_G-I_2_NEISO | NYISO_G-I | NEISO | 2050 | B19 | 700 | 0 | 600 | 0 | 0.01 | 0.01 | 0 | 0 | 0 | 0 | 0 | 0 | 6.9804 | 2.3268
NYISO_G-I_2_NEISO | NYISO_G-I | NEISO | 2050 | B20 | 935 | 0 | 600 | 0 | 0.01 | 0.01 | 0 | 0 | 0 | 0 | 0 | 0 | 6.9804 | 2.3268
NYISO_G-I_2_NYISO_A-F | NYISO_G-I | NYISO_A-F | 2015 | B01 | 10 | 10 | 1999 | 0 | 0.97 | 2.02 | 1.17 | 2.59 | 0 | 0 | 0 | 0 | 0 | 0
NYISO_G-I_2_NYISO_A-F | NYISO_G-I | NYISO_A-F | 2015 | B02 | 25 | 25 | 1999 | 0 | 0.41 | 1.96 | 0.48 | 2.29 | 0 | 0 | 0 | 0 | 0 | 0
NYISO_G-I_2_NYISO_A-F | NYISO_G-I | NYISO_A-F | 2015 | B03 | 75 | 75 | 1999 | 0 | 0.14 | 0.3 | 0.16 | 0.35 | 0 | 0 | 0 | 0 | 0 | 0
NYISO_G-I_2_NYISO_A-F | NYISO_G-I | NYISO_A-F | 2015 | B04 | 100 | 100 | 1999 | 0 | 0.11 | 0.23 | 0.12 | 0.26 | 0 | 0 | 0 | 0 | 0 | 0
NYISO_G-I_2_NYISO_A-F | NYISO_G-I | NYISO_A-F | 2015 | B05 | 200 | 200 | 1999 | 0 | 0.07 | 0.16 | 0.08 | 0.18 | 0 | 0 | 0 | 0 | 0 | 0
NYISO_G-I_2_NYISO_A-F | NYISO_G-I | NYISO_A-F | 2015 | B06 | 300 | 300 | 1999 | 0 | 0.08 | 0.12 | 0.09 | 0.13 | 0 | 0 | 0 | 0 | 0 | 0
NYISO_G-I_2_NYISO_A-F | NYISO_G-I | NYISO_A-F | 2015 | B07 | 400 | 400 | 1999 | 0 | 0.03 | 0.06 | 0.03 | 0.07 | 0 | 0 | 0 | 0 | 0 | 0
NYISO_G-I_2_NYISO_A-F | NYISO_G-I | NYISO_A-F | 2015 | B08 | 500 | 500 | 1999 | 0 | 0.03 | 0.05 | 0.04 | 0.05 | 0 | 0 | 0 | 0 | 0 | 0
NYISO_G-I_2_NYISO_A-F | NYISO_G-I | NYISO_A-F | 2015 | B09 | 800 | 800 | 1999 | 0.01 | 0.06 | 0.03 | 0.06 | 0.03 | 0 | 0 | 0 | 0 | 0 | 0
NYISO_G-I_2_NYISO_A-F | NYISO_G-I | NYISO_A-F | 2015 | B10 | 1262 | 1262 | 1999 | 0 | 0.69 | 0.51 | 0.68 | 0.5 | 0 | 0 | 0 | 0 | 0 | 0
NYISO_G-I_2_NYISO_A-F | NYISO_G-I | NYISO_A-F | 2015 | B11 | 25 | 25 | 1999 | 0 | 0.55 | 0.86 | 0.63 | 1.06 | 0 | 0 | 0 | 0 | 0 | 0
NYISO_G-I_2_NYISO_A-F | NYISO_G-I | NYISO_A-F | 2015 | B12 | 200 | 200 | 1999 | 0 | 3.38 | 2.53 | 3.32 | 2.51 | 0 | 0 | 0 | 0 | 0 | 0
NYISO_G-I_2_NYISO_A-F | NYISO_G-I | NYISO_A-F | 2015 | B13 | 600 | 600 | 1999 | 0 | 0.04 | 0.78 | 0.04 | 0.76 | 0 | 0 | 0 | 0 | 0 | 0
NYISO_G-I_2_NYISO_A-F | NYISO_G-I | NYISO_A-F | 2015 | B14 | 900 | 900 | 1999 | 0 | 0.03 | 0.07 | 0.03 | 0.07 | 0 | 0 | 0 | 0 | 0 | 0
NYISO_G-I_2_NYISO_A-F | NYISO_G-I | NYISO_A-F | 2015 | B15 | 1203 | 1203 | 1999 | 0 | 0.71 | 0.53 | 0.71 | 0.53 | 0 | 0 | 0 | 0 | 0 | 0
NYISO_G-I_2_NYISO_A-F | NYISO_G-I | NYISO_A-F | 2015 | B16 | 25 | 25 | 1999 | 0 | 0.41 | 0.86 | 0.48 | 1.05 | 0 | 0 | 0 | 0 | 0 | 0
NYISO_G-I_2_NYISO_A-F | NYISO_G-I | NYISO_A-F | 2015 | B17 | 100 | 100 | 1999 | 0 | 0.11 | 0.23 | 0.12 | 0.26 | 0 | 0 | 0 | 0 | 0 | 0
NYISO_G-I_2_NYISO_A-F | NYISO_G-I | NYISO_A-F | 2015 | B18 | 400 | 400 | 1999 | 0 | 0.03 | 0.06 | 0.03 | 0.07 | 0 | 0 | 0 | 0 | 0 | 0
NYISO_G-I_2_NYISO_A-F | NYISO_G-I | NYISO_A-F | 2015 | B19 | 700 | 700 | 1999 | 0 | 0.02 | 0.03 | 0.02 | 0.04 | 0 | 0 | 0 | 0 | 0 | 0
NYISO_G-I_2_NYISO_A-F | NYISO_G-I | NYISO_A-F | 2015 | B20 | 935 | 935 | 1999 | 0 | 0.03 | 0.04 | 0.03 | 0.04 | 0 | 0 | 0 | 0 | 0 | 0
NYISO_G-I_2_NYISO_A-F | NYISO_G-I | NYISO_A-F | 2020 | B01 | 10 | 10 | 1999 | 0 | 0.72 | 1.51 | 0.86 | 1.89 | 0 | 0 | 0 | 0 | 0 | 0
NYISO_G-I_2_NYISO_A-F | NYISO_G-I | NYISO_A-F | 2020 | B02 | 25 | 25 | 1999 | 0 | 0.3 | 0.64 | 0.35 | 0.77 | 0 | 0 | 0 | 0 | 0 | 0
NYISO_G-I_2_NYISO_A-F | NYISO_G-I | NYISO_A-F | 2020 | B03 | 75 | 75 | 1999 | 0 | 0.1 | 0.22 | 0.12 | 0.26 | 0 | 0 | 0 | 0 | 0 | 0
NYISO_G-I_2_NYISO_A-F | NYISO_G-I | NYISO_A-F | 2020 | B04 | 100 | 100 | 1999 | 0 | 0.08 | 0.17 | 0.09 | 0.19 | 0 | 0 | 0 | 0 | 0 | 0
NYISO_G-I_2_NYISO_A-F | NYISO_G-I | NYISO_A-F | 2020 | B05 | 200 | 200 | 1999 | 0 | 0.04 | 0.09 | 0.04 | 0.1 | 0 | 0 | 0 | 0 | 0 | 0
NYISO_G-I_2_NYISO_A-F | NYISO_G-I | NYISO_A-F | 2020 | B06 | 300 | 300 | 1999 | 0 | 0.03 | 0.06 | 0.03 | 0.07 | 0 | 0 | 0 | 0 | 0 | 0
NYISO_G-I_2_NYISO_A-F | NYISO_G-I | NYISO_A-F | 2020 | B07 | 400 | 400 | 1999 | 0 | 0.08 | 0.06 | 0.08 | 0.07 | 0 | 0 | 0 | 0 | 0 | 0
NYISO_G-I_2_NYISO_A-F | NYISO_G-I | NYISO_A-F | 2020 | B08 | 500 | 500 | 1999 | 0.01 | 0.06 | 0.05 | 0.06 | 0.05 | 0 | 0 | 0 | 0 | 0 | 0
NYISO_G-I_2_NYISO_A-F | NYISO_G-I | NYISO_A-F | 2020 | B09 | 800 | 800 | 1999 | 0.01 | 0.94 | 0.79 | 0.91 | 0.77 | 0 | 0 | 0 | 0 | 0 | 0
NYISO_G-I_2_NYISO_A-F | NYISO_G-I | NYISO_A-F | 2020 | B10 | 1262 | 1262 | 1999 | 0.01 | 0.89 | 0.66 | 0.9 | 0.65 | 0 | 0 | 0 | 0 | 0 | 0
NYISO_G-I_2_NYISO_A-F | NYISO_G-I | NYISO_A-F | 2020 | B11 | 25 | 25 | 1999 | 0 | 0.31 | 0.66 | 0.36 | 0.8 | 0 | 0 | 0 | 0 | 0 | 0
NYISO_G-I_2_NYISO_A-F | NYISO_G-I | NYISO_A-F | 2020 | B12 | 200 | 200 | 1999 | 0 | 0.1 | 0.19 | 0.1 | 0.21 | 0 | 0 | 0 | 0 | 0 | 0
NYISO_G-I_2_NYISO_A-F | NYISO_G-I | NYISO_A-F | 2020 | B13 | 600 | 600 | 1999 | 0 | 0.09 | 0.07 | 0.09 | 0.07 | 0 | 0 | 0 | 0 | 0 | 0
NYISO_G-I_2_NYISO_A-F | NYISO_G-I | NYISO_A-F | 2020 | B14 | 900 | 900 | 1999 | 0 | 0.95 | 0.74 | 0.93 | 0.73 | 0 | 0 | 0 | 0 | 0 | 0
NYISO_G-I_2_NYISO_A-F | NYISO_G-I | NYISO_A-F | 2020 | B15 | 1203 | 1203 | 1999 | 0.01 | 0.92 | 0.67 | 0.92 | 0.66 | 0 | 0 | 0 | 0 | 0 | 0
NYISO_G-I_2_NYISO_A-F | NYISO_G-I | NYISO_A-F | 2020 | B16 | 25 | 25 | 1999 | 0 | 0.3 | 0.64 | 0.35 | 0.77 | 0 | 0 | 0 | 0 | 0 | 0
NYISO_G-I_2_NYISO_A-F | NYISO_G-I | NYISO_A-F | 2020 | B17 | 100 | 100 | 1999 | 0 | 0.08 | 0.17 | 0.09 | 0.19 | 0 | 0 | 0 | 0 | 0 | 0
NYISO_G-I_2_NYISO_A-F | NYISO_G-I | NYISO_A-F | 2020 | B18 | 400 | 400 | 1999 | 0 | 0.02 | 0.04 | 0.02 | 0.05 | 0 | 0 | 0 | 0 | 0 | 0
NYISO_G-I_2_NYISO_A-F | NYISO_G-I | NYISO_A-F | 2020 | B19 | 700 | 700 | 1999 | 0 | 0.01 | 0.03 | 0.01 | 0.03 | 0 | 0 | 0 | 0 | 0 | 0
NYISO_G-I_2_NYISO_A-F | NYISO_G-I | NYISO_A-F | 2020 | B20 | 935 | 935 | 1999 | 0 | 0.01 | 0.02 | 0.01 | 0.02 | 0 | 0 | 0 | 0 | 0 | 0
NYISO_G-I_2_NYISO_A-F | NYISO_G-I | NYISO_A-F | 2025 | B01 | 10 | 10 | 1999 | 0 | 0.69 | 1.44 | 0.81 | 1.79 | 0 | 0 | 0 | 0 | 0 | 0
NYISO_G-I_2_NYISO_A-F | NYISO_G-I | NYISO_A-F | 2025 | B02 | 25 | 25 | 1999 | 0 | 0.29 | 0.61 | 0.33 | 0.73 | 0 | 0 | 0 | 0 | 0 | 0
NYISO_G-I_2_NYISO_A-F | NYISO_G-I | NYISO_A-F | 2025 | B03 | 75 | 75 | 1999 | 0 | 0.1 | 0.21 | 0.11 | 0.25 | 0 | 0 | 0 | 0 | 0 | 0
NYISO_G-I_2_NYISO_A-F | NYISO_G-I | NYISO_A-F | 2025 | B04 | 100 | 100 | 1999 | 0 | 0.08 | 0.16 | 0.08 | 0.18 | 0 | 0 | 0 | 0 | 0 | 0
NYISO_G-I_2_NYISO_A-F | NYISO_G-I | NYISO_A-F | 2025 | B05 | 200 | 200 | 1999 | 0 | 0.04 | 0.08 | 0.04 | 0.09 | 0 | 0 | 0 | 0 | 0 | 0
NYISO_G-I_2_NYISO_A-F | NYISO_G-I | NYISO_A-F | 2025 | B06 | 300 | 300 | 1999 | 0 | 0.04 | 0.08 | 0.04 | 0.08 | 0 | 0 | 0 | 0 | 0 | 0
NYISO_G-I_2_NYISO_A-F | NYISO_G-I | NYISO_A-F | 2025 | B07 | 400 | 400 | 1999 | 0 | 0.03 | 0.2 | 0.03 | 0.21 | 0 | 0 | 0 | 0 | 0 | 0
NYISO_G-I_2_NYISO_A-F | NYISO_G-I | NYISO_A-F | 2025 | B08 | 500 | 500 | 1999 | 0.02 | 0.13 | 0.04 | 0.14 | 0.04 | 0 | 0 | 0 | 0 | 0 | 0
NYISO_G-I_2_NYISO_A-F | NYISO_G-I | NYISO_A-F | 2025 | B09 | 800 | 800 | 1999 | 0.01 | 1.32 | 0.03 | 1.28 | 0.04 | 0 | 0 | 0 | 0 | 0 | 0
NYISO_G-I_2_NYISO_A-F | NYISO_G-I | NYISO_A-F | 2025 | B10 | 1262 | 1262 | 1999 | 0.01 | 1.12 | 0.81 | 1.14 | 0.8 | 0 | 0 | 0 | 0 | 0 | 0
NYISO_G-I_2_NYISO_A-F | NYISO_G-I | NYISO_A-F | 2025 | B11 | 25 | 25 | 1999 | 0 | 0.41 | 0.87 | 0.46 | 1.01 | 0 | 0 | 0 | 0 | 0 | 0
NYISO_G-I_2_NYISO_A-F | NYISO_G-I | NYISO_A-F | 2025 | B12 | 200 | 200 | 1999 | 0 | 0.11 | 1.81 | 0.12 | 1.82 | 0 | 0 | 0 | 0 | 0 | 0
NYISO_G-I_2_NYISO_A-F | NYISO_G-I | NYISO_A-F | 2025 | B13 | 600 | 600 | 1999 | 0.01 | 1.17 | 1.31 | 1.15 | 1.29 | 0 | 0 | 0 | 0 | 0 | 0
NYISO_G-I_2_NYISO_A-F | NYISO_G-I | NYISO_A-F | 2025 | B14 | 900 | 900 | 1999 | 0 | 1.06 | 0.03 | 1.03 | 0.03 | 0 | 0 | 0 | 0 | 0 | 0
NYISO_G-I_2_NYISO_A-F | NYISO_G-I | NYISO_A-F | 2025 | B15 | 1203 | 1203 | 1999 | 0.01 | 1.16 | 0.85 | 1.16 | 0.84 | 0 | 0 | 0 | 0 | 0 | 0
NYISO_G-I_2_NYISO_A-F | NYISO_G-I | NYISO_A-F | 2025 | B16 | 25 | 25 | 1999 | 0 | 0.29 | 0.61 | 0.33 | 0.73 | 0 | 0 | 0 | 0 | 0 | 0
NYISO_G-I_2_NYISO_A-F | NYISO_G-I | NYISO_A-F | 2025 | B17 | 100 | 100 | 1999 | 0 | 0.08 | 0.16 | 0.08 | 0.18 | 0 | 0 | 0 | 0 | 0 | 0
NYISO_G-I_2_NYISO_A-F | NYISO_G-I | NYISO_A-F | 2025 | B18 | 400 | 400 | 1999 | 0 | 0.02 | 0.04 | 0.02 | 0.05 | 0 | 0 | 0 | 0 | 0 | 0
NYISO_G-I_2_NYISO_A-F | NYISO_G-I | NYISO_A-F | 2025 | B19 | 700 | 700 | 1999 | 0 | 0.01 | 0.02 | 0.01 | 0.03 | 0 | 0 | 0 | 0 | 0 | 0
NYISO_G-I_2_NYISO_A-F | NYISO_G-I | NYISO_A-F | 2025 | B20 | 935 | 935 | 1999 | 0 | 1.05 | 0.99 | 1.04 | 0.98 | 0 | 0 | 0 | 0 | 0 | 0
NYISO_G-I_2_NYISO_A-F | NYISO_G-I | NYISO_A-F | 2030 | B01 | 10 | 10 | 1999 | 0 | 0.64 | 1.33 | 0.77 | 1.66 | 0 | 0 | 0 | 0 | 0 | 0
NYISO_G-I_2_NYISO_A-F | NYISO_G-I | NYISO_A-F | 2030 | B02 | 25 | 25 | 1999 | 0 | 0.27 | 0.56 | 0.31 | 0.67 | 0 | 0 | 0 | 0 | 0 | 0
NYISO_G-I_2_NYISO_A-F | NYISO_G-I | NYISO_A-F | 2030 | B03 | 75 | 75 | 1999 | 0 | 0.09 | 0.2 | 0.1 | 0.23 | 0 | 0 | 0 | 0 | 0 | 0
NYISO_G-I_2_NYISO_A-F | NYISO_G-I | NYISO_A-F | 2030 | B04 | 100 | 100 | 1999 | 0 | 0.07 | 0.15 | 0.08 | 0.17 | 0 | 0 | 0 | 0 | 0 | 0
NYISO_G-I_2_NYISO_A-F | NYISO_G-I | NYISO_A-F | 2030 | B05 | 200 | 200 | 1999 | 0 | 0.04 | 0.08 | 0.04 | 0.09 | 0 | 0 | 0 | 0 | 0 | 0
NYISO_G-I_2_NYISO_A-F | NYISO_G-I | NYISO_A-F | 2030 | B06 | 300 | 300 | 1999 | 0 | 0.02 | 0.05 | 0.03 | 0.06 | 0 | 0 | 0 | 0 | 0 | 0
NYISO_G-I_2_NYISO_A-F | NYISO_G-I | NYISO_A-F | 2030 | B07 | 400 | 400 | 1999 | 0 | 0.02 | 0.04 | 0.03 | 0.04 | 0 | 0 | 0 | 0 | 0 | 0
NYISO_G-I_2_NYISO_A-F | NYISO_G-I | NYISO_A-F | 2030 | B08 | 500 | 500 | 1999 | 0 | 0.02 | 0.03 | 0.02 | 0.03 | 0 | 0 | 0 | 0 | 0 | 0
NYISO_G-I_2_NYISO_A-F | NYISO_G-I | NYISO_A-F | 2030 | B09 | 800 | 800 | 1999 | 0 | 0.02 | 0.02 | 0.02 | 0.02 | 0 | 0 | 0 | 0 | 0 | 0
NYISO_G-I_2_NYISO_A-F | NYISO_G-I | NYISO_A-F | 2030 | B10 | 1262 | 1262 | 1999 | 0.01 | 0.46 | 0.01 | 0.46 | 0.02 | 0 | 0 | 0 | 0 | 0 | 0
NYISO_G-I_2_NYISO_A-F | NYISO_G-I | NYISO_A-F | 2030 | B11 | 25 | 25 | 1999 | 0 | 0.27 | 0.57 | 0.32 | 0.69 | 0 | 0 | 0 | 0 | 0 | 0
NYISO_G-I_2_NYISO_A-F | NYISO_G-I | NYISO_A-F | 2030 | B12 | 200 | 200 | 1999 | 0 | 0.04 | 0.08 | 0.04 | 0.09 | 0 | 0 | 0 | 0 | 0 | 0
NYISO_G-I_2_NYISO_A-F | NYISO_G-I | NYISO_A-F | 2030 | B13 | 600 | 600 | 1999 | 0 | 0.01 | 0.03 | 0.01 | 0.03 | 0 | 0 | 0 | 0 | 0 | 0
NYISO_G-I_2_NYISO_A-F | NYISO_G-I | NYISO_A-F | 2030 | B14 | 900 | 900 | 1999 | 0 | 0.01 | 0.02 | 0.01 | 0.02 | 0 | 0 | 0 | 0 | 0 | 0
NYISO_G-I_2_NYISO_A-F | NYISO_G-I | NYISO_A-F | 2030 | B15 | 1203 | 1203 | 1999 | 0 | 0.01 | 0.02 | 0.01 | 0.02 | 0 | 0 | 0 | 0 | 0 | 0
NYISO_G-I_2_NYISO_A-F | NYISO_G-I | NYISO_A-F | 2030 | B16 | 25 | 25 | 1999 | 0 | 0.27 | 0.56 | 0.31 | 0.67 | 0 | 0 | 0 | 0 | 0 | 0
NYISO_G-I_2_NYISO_A-F | NYISO_G-I | NYISO_A-F | 2030 | B17 | 100 | 100 | 1999 | 0 | 0.07 | 0.15 | 0.08 | 0.17 | 0 | 0 | 0 | 0 | 0 | 0
NYISO_G-I_2_NYISO_A-F | NYISO_G-I | NYISO_A-F | 2030 | B18 | 400 | 400 | 1999 | 0 | 0.02 | 0.04 | 0.02 | 0.04 | 0 | 0 | 0 | 0 | 0 | 0
NYISO_G-I_2_NYISO_A-F | NYISO_G-I | NYISO_A-F | 2030 | B19 | 700 | 700 | 1999 | 0 | 0.01 | 0.02 | 0.01 | 0.02 | 0 | 0 | 0 | 0 | 0 | 0
NYISO_G-I_2_NYISO_A-F | NYISO_G-I | NYISO_A-F | 2030 | B20 | 935 | 935 | 1999 | 0 | 0.01 | 0.02 | 0.01 | 0.02 | 0 | 0 | 0 | 0 | 0 | 0
NYISO_G-I_2_NYISO_A-F | NYISO_G-I | NYISO_A-F | 2035 | B01 | 10 | 10 | 1999 | 0 | 0.19 | 0.41 | 0.22 | 0.48 | 0 | 0 | 0 | 0 | 0 | 0
NYISO_G-I_2_NYISO_A-F | NYISO_G-I | NYISO_A-F | 2035 | B02 | 25 | 25 | 1999 | 0 | 0.08 | 0.17 | 0.09 | 0.19 | 0 | 0 | 0 | 0 | 0 | 0
NYISO_G-I_2_NYISO_A-F | NYISO_G-I | NYISO_A-F | 2035 | B03 | 75 | 75 | 1999 | 0 | 0.03 | 0.06 | 0.03 | 0.07 | 0 | 0 | 0 | 0 | 0 | 0
NYISO_G-I_2_NYISO_A-F | NYISO_G-I | NYISO_A-F | 2035 | B04 | 100 | 100 | 1999 | 0 | 0.02 | 0.04 | 0.02 | 0.05 | 0 | 0 | 0 | 0 | 0 | 0
NYISO_G-I_2_NYISO_A-F | NYISO_G-I | NYISO_A-F | 2035 | B05 | 200 | 200 | 1999 | 0 | 0.01 | 0.02 | 0.01 | 0.02 | 0 | 0 | 0 | 0 | 0 | 0
NYISO_G-I_2_NYISO_A-F | NYISO_G-I | NYISO_A-F | 2035 | B06 | 300 | 300 | 1999 | 0 | 0.01 | 0.02 | 0.01 | 0.02 | 0 | 0 | 0 | 0 | 0 | 0
NYISO_G-I_2_NYISO_A-F | NYISO_G-I | NYISO_A-F | 2035 | B07 | 400 | 400 | 1999 | 0 | 0.01 | 0.01 | 0.01 | 0.01 | 0 | 0 | 0 | 0 | 0 | 0
NYISO_G-I_2_NYISO_A-F | NYISO_G-I | NYISO_A-F | 2035 | B08 | 500 | 0 | 1999 | 0 | 0 | 0.01 | 0 | 0.01 | 0 | 0 | 0 | 0 | 0 | 0
NYISO_G-I_2_NYISO_A-F | NYISO_G-I | NYISO_A-F | 2035 | B09 | 800 | 0 | 1999 | 0 | 0 | 0.01 | 0 | 0.01 | 0 | 0 | 0 | 0 | 0 | 0
NYISO_G-I_2_NYISO_A-F | NYISO_G-I | NYISO_A-F | 2035 | B10 | 1262 | 0 | 1999 | 0.01 | 0 | 0 | 0 | 0 | 0 | 0 | 0 | 0 | 0 | 0
NYISO_G-I_2_NYISO_A-F | NYISO_G-I | NYISO_A-F | 2035 | B11 | 25 | 25 | 1999 | 0 | 0.08 | 0.17 | 0.09 | 0.2 | 0 | 0 | 0 | 0 | 0 | 0
NYISO_G-I_2_NYISO_A-F | NYISO_G-I | NYISO_A-F | 2035 | B12 | 200 | 200 | 1999 | 0 | 0.01 | 0.02 | 0.01 | 0.02 | 0 | 0 | 0 | 0 | 0 | 0
NYISO_G-I_2_NYISO_A-F | NYISO_G-I | NYISO_A-F | 2035 | B13 | 600 | 0 | 1999 | 0 | 0 | 0.01 | 0 | 0.01 | 0 | 0 | 0 | 0 | 0 | 0
NYISO_G-I_2_NYISO_A-F | NYISO_G-I | NYISO_A-F | 2035 | B14 | 900 | 0 | 1999 | 0 | 0 | 0.01 | 0 | 0.01 | 0 | 0 | 0 | 0 | 0 | 0
NYISO_G-I_2_NYISO_A-F | NYISO_G-I | NYISO_A-F | 2035 | B15 | 1203 | 0 | 1999 | 0 | 0 | 0 | 0 | 0 | 0 | 0 | 0 | 0 | 0 | 0
NYISO_G-I_2_NYISO_A-F | NYISO_G-I | NYISO_A-F | 2035 | B16 | 25 | 25 | 1999 | 0 | 0.08 | 0.17 | 0.09 | 0.19 | 0 | 0 | 0 | 0 | 0 | 0
NYISO_G-I_2_NYISO_A-F | NYISO_G-I | NYISO_A-F | 2035 | B17 | 100 | 100 | 1999 | 0 | 0.02 | 0.04 | 0.02 | 0.05 | 0 | 0 | 0 | 0 | 0 | 0
NYISO_G-I_2_NYISO_A-F | NYISO_G-I | NYISO_A-F | 2035 | B18 | 400 | 400 | 1999 | 0 | 0.01 | 0.01 | 0.01 | 0.01 | 0 | 0 | 0 | 0 | 0 | 0
NYISO_G-I_2_NYISO_A-F | NYISO_G-I | NYISO_A-F | 2035 | B19 | 700 | 0 | 1999 | 0 | 0 | 0.01 | 0 | 0.01 | 0 | 0 | 0 | 0 | 0 | 0
NYISO_G-I_2_NYISO_A-F | NYISO_G-I | NYISO_A-F | 2035 | B20 | 935 | 0 | 1999 | 0 | 0 | 0.01 | 0 | 0.01 | 0 | 0 | 0 | 0 | 0 | 0
NYISO_G-I_2_NYISO_A-F | NYISO_G-I | NYISO_A-F | 2040 | B01 | 10 | 10 | 1999 | 0 | 0.22 | 0.41 | 0.26 | 0.49 | 0 | 0 | 0 | 0 | 0 | 0
NYISO_G-I_2_NYISO_A-F | NYISO_G-I | NYISO_A-F | 2040 | B02 | 25 | 25 | 1999 | 0 | 0.09 | 0.17 | 0.1 | 0.2 | 0 | 0 | 0 | 0 | 0 | 0
NYISO_G-I_2_NYISO_A-F | NYISO_G-I | NYISO_A-F | 2040 | B03 | 75 | 75 | 1999 | 0 | 0.03 | 0.06 | 0.03 | 0.07 | 0 | 0 | 0 | 0 | 0 | 0
NYISO_G-I_2_NYISO_A-F | NYISO_G-I | NYISO_A-F | 2040 | B04 | 100 | 100 | 1999 | 0.17 | 0.02 | 0.05 | 0.03 | 0.06 | 0 | 0 | 0 | 0 | 0 | 0
NYISO_G-I_2_NYISO_A-F | NYISO_G-I | NYISO_A-F | 2040 | B05 | 200 | 200 | 1999 | 0.09 | 0.02 | 0.03 | 0.02 | 0.03 | 0 | 0 | 0 | 0 | 0 | 0
NYISO_G-I_2_NYISO_A-F | NYISO_G-I | NYISO_A-F | 2040 | B06 | 300 | 300 | 1999 | 0.07 | 0.04 | 0.02 | 0.04 | 0.02 | 0 | 0 | 0 | 0 | 0 | 0
NYISO_G-I_2_NYISO_A-F | NYISO_G-I | NYISO_A-F | 2040 | B07 | 400 | 400 | 1999 | 0.05 | 0.01 | 0.01 | 0.02 | 0.01 | 0 | 0 | 0 | 0 | 0 | 0
NYISO_G-I_2_NYISO_A-F | NYISO_G-I | NYISO_A-F | 2040 | B08 | 500 | 500 | 1999 | 0.04 | 0.01 | 0.01 | 0.01 | 0.01 | 0 | 0 | 0 | 0 | 0 | 0
NYISO_G-I_2_NYISO_A-F | NYISO_G-I | NYISO_A-F | 2040 | B09 | 800 | 0 | 1999 | 0.02 | 0 | 0.01 | 0 | 0.01 | 0 | 0 | 0 | 0 | 0 | 0
NYISO_G-I_2_NYISO_A-F | NYISO_G-I | NYISO_A-F | 2040 | B10 | 1262 | 1262 | 1999 | 0.02 | 1.49 | 2.68 | 1.46 | 3.06 | 0 | 0 | 0 | 0 | 0 | 0
NYISO_G-I_2_NYISO_A-F | NYISO_G-I | NYISO_A-F | 2040 | B11 | 25 | 25 | 1999 | 0 | 0.09 | 0.17 | 0.1 | 0.2 | 0 | 0 | 0 | 0 | 0 | 0
NYISO_G-I_2_NYISO_A-F | NYISO_G-I | NYISO_A-F | 2040 | B12 | 200 | 200 | 1999 | 0 | 0.01 | 0.02 | 0.01 | 0.02 | 0 | 0 | 0 | 0 | 0 | 0
NYISO_G-I_2_NYISO_A-F | NYISO_G-I | NYISO_A-F | 2040 | B13 | 600 | 0 | 1999 | 0 | 0 | 0.01 | 0 | 0.01 | 0 | 0 | 0 | 0 | 0 | 0
NYISO_G-I_2_NYISO_A-F | NYISO_G-I | NYISO_A-F | 2040 | B14 | 900 | 0 | 1999 | 0 | 0 | 0.01 | 0 | 0.01 | 0 | 0 | 0 | 0 | 0 | 0
NYISO_G-I_2_NYISO_A-F | NYISO_G-I | NYISO_A-F | 2040 | B15 | 1203 | 1203 | 1999 | 0.02 | 0.01 | 0.01 | 0.01 | 0.01 | 0 | 0 | 0 | 0 | 0 | 0
NYISO_G-I_2_NYISO_A-F | NYISO_G-I | NYISO_A-F | 2040 | B16 | 25 | 25 | 1999 | 0 | 0.09 | 0.17 | 0.1 | 0.2 | 0 | 0 | 0 | 0 | 0 | 0
NYISO_G-I_2_NYISO_A-F | NYISO_G-I | NYISO_A-F | 2040 | B17 | 100 | 100 | 1999 | 0 | 0.02 | 0.04 | 0.03 | 0.05 | 0 | 0 | 0 | 0 | 0 | 0
NYISO_G-I_2_NYISO_A-F | NYISO_G-I | NYISO_A-F | 2040 | B18 | 400 | 400 | 1999 | 0 | 0.01 | 0.01 | 0.01 | 0.01 | 0 | 0 | 0 | 0 | 0 | 0
NYISO_G-I_2_NYISO_A-F | NYISO_G-I | NYISO_A-F | 2040 | B19 | 700 | 0 | 1999 | 0 | 0 | 0.01 | 0 | 0.01 | 0 | 0 | 0 | 0 | 0 | 0
NYISO_G-I_2_NYISO_A-F | NYISO_G-I | NYISO_A-F | 2040 | B20 | 935 | 935 | 1999 | 0.02 | 0.01 | 0.01 | 0.01 | 0.01 | 0 | 0 | 0 | 0 | 0 | 0
NYISO_G-I_2_NYISO_A-F | NYISO_G-I | NYISO_A-F | 2045 | B01 | 10 | 10 | 1999 | 0.01 | 0.51 | 1.05 | 0.58 | 1.2 | 0 | 0 | 0 | 0 | 0 | 0
NYISO_G-I_2_NYISO_A-F | NYISO_G-I | NYISO_A-F | 2045 | B02 | 25 | 25 | 1999 | 0.92 | 0.19 | 0.37 | 0.21 | 0.42 | 0 | 0 | 0 | 0 | 0 | 0
NYISO_G-I_2_NYISO_A-F | NYISO_G-I | NYISO_A-F | 2045 | B03 | 75 | 75 | 1999 | 0.32 | 0.15 | 0.31 | 0.16 | 0.33 | 0 | 0 | 0 | 0 | 0 | 0
NYISO_G-I_2_NYISO_A-F | NYISO_G-I | NYISO_A-F | 2045 | B04 | 100 | 100 | 1999 | 0.24 | 0.08 | 0.13 | 0.08 | 0.14 | 0 | 0 | 0 | 0 | 0 | 0
NYISO_G-I_2_NYISO_A-F | NYISO_G-I | NYISO_A-F | 2045 | B05 | 200 | 200 | 1999 | 0.12 | 0.04 | 0.12 | 0.04 | 0.13 | 0 | 0 | 0 | 0 | 0 | 0
NYISO_G-I_2_NYISO_A-F | NYISO_G-I | NYISO_A-F | 2045 | B06 | 300 | 300 | 1999 | 0.08 | 0.02 | 0.04 | 0.02 | 0.05 | 0 | 0 | 0 | 0 | 0 | 0
NYISO_G-I_2_NYISO_A-F | NYISO_G-I | NYISO_A-F | 2045 | B07 | 400 | 400 | 1999 | 0.06 | 0.03 | 0.02 | 0.03 | 0.02 | 0 | 0 | 0 | 0 | 0 | 0
NYISO_G-I_2_NYISO_A-F | NYISO_G-I | NYISO_A-F | 2045 | B08 | 500 | 500 | 1999 | 0.05 | 0.02 | 0.01 | 0.03 | 0.02 | 0 | 0 | 0 | 0 | 0 | 0
NYISO_G-I_2_NYISO_A-F | NYISO_G-I | NYISO_A-F | 2045 | B09 | 800 | 800 | 1999 | 0.03 | 0.01 | 0.02 | 0.01 | 0.02 | 0 | 0 | 0 | 0 | 0 | 0
NYISO_G-I_2_NYISO_A-F | NYISO_G-I | NYISO_A-F | 2045 | B10 | 1262 | 1262 | 1999 | 0.02 | 2.46 | 1.55 | 2.39 | 1.53 | 0 | 0 | 0 | 0 | 0 | 0
NYISO_G-I_2_NYISO_A-F | NYISO_G-I | NYISO_A-F | 2045 | B11 | 25 | 25 | 1999 | 0 | 0.44 | 0.81 | 0.47 | 0.87 | 0 | 0 | 0 | 0 | 0 | 0
NYISO_G-I_2_NYISO_A-F | NYISO_G-I | NYISO_A-F | 2045 | B12 | 200 | 200 | 1999 | 0 | 0.04 | 0.08 | 0.05 | 0.08 | 0 | 0 | 0 | 0 | 0 | 0
NYISO_G-I_2_NYISO_A-F | NYISO_G-I | NYISO_A-F | 2045 | B13 | 600 | 600 | 1999 | 0.04 | 0.01 | 0.02 | 0.01 | 0.02 | 0 | 0 | 0 | 0 | 0 | 0
NYISO_G-I_2_NYISO_A-F | NYISO_G-I | NYISO_A-F | 2045 | B14 | 900 | 900 | 1999 | 0.03 | 0.01 | 0.01 | 0.01 | 0.01 | 0 | 0 | 0 | 0 | 0 | 0
NYISO_G-I_2_NYISO_A-F | NYISO_G-I | NYISO_A-F | 2045 | B15 | 1203 | 1203 | 1999 | 0.02 | 2.43 | 1.69 | 2.35 | 1.66 | 0 | 0 | 0 | 0 | 0 | 0
NYISO_G-I_2_NYISO_A-F | NYISO_G-I | NYISO_A-F | 2045 | B16 | 25 | 25 | 1999 | 0 | 0.42 | 0.52 | 0.45 | 0.57 | 0 | 0 | 0 | 0 | 0 | 0
NYISO_G-I_2_NYISO_A-F | NYISO_G-I | NYISO_A-F | 2045 | B17 | 100 | 100 | 1999 | 0 | 0.1 | 0.11 | 0.11 | 0.12 | 0 | 0 | 0 | 0 | 0 | 0
NYISO_G-I_2_NYISO_A-F | NYISO_G-I | NYISO_A-F | 2045 | B18 | 400 | 400 | 1999 | 0 | 0.01 | 0.03 | 0.01 | 0.03 | 0 | 0 | 0 | 0 | 0 | 0
NYISO_G-I_2_NYISO_A-F | NYISO_G-I | NYISO_A-F | 2045 | B19 | 700 | 700 | 1999 | 0.03 | 0.01 | 0.01 | 0.01 | 0.02 | 0 | 0 | 0 | 0 | 0 | 0
NYISO_G-I_2_NYISO_A-F | NYISO_G-I | NYISO_A-F | 2045 | B20 | 935 | 935 | 1999 | 0.03 | 3.37 | 0.16 | 3.33 | 0.16 | 0 | 0 | 0 | 0 | 0 | 0
NYISO_G-I_2_NYISO_A-F | NYISO_G-I | NYISO_A-F | 2050 | B01 | 10 | 10 | 1999 | 0 | 0.22 | 0.3 | 0.26 | 0.36 | 0 | 0 | 0 | 0 | 0 | 0
NYISO_G-I_2_NYISO_A-F | NYISO_G-I | NYISO_A-F | 2050 | B02 | 25 | 25 | 1999 | 0.42 | 0.09 | 0.12 | 0.11 | 0.14 | 0 | 0 | 0 | 0 | 0 | 0
NYISO_G-I_2_NYISO_A-F | NYISO_G-I | NYISO_A-F | 2050 | B03 | 75 | 75 | 1999 | 0.15 | 0.81 | 0.04 | 0.85 | 0.05 | 0 | 0 | 0 | 0 | 0 | 0
NYISO_G-I_2_NYISO_A-F | NYISO_G-I | NYISO_A-F | 2050 | B04 | 100 | 100 | 1999 | 0.11 | 7.47 | 7.5 | 7.31 | 7.39 | 0 | 0 | 0 | 0 | 0 | 0
NYISO_G-I_2_NYISO_A-F | NYISO_G-I | NYISO_A-F | 2050 | B05 | 200 | 200 | 1999 | 0.06 | 0.81 | 4.29 | 0.83 | 4.25 | 0 | 0 | 0 | 0 | 0 | 0
NYISO_G-I_2_NYISO_A-F | NYISO_G-I | NYISO_A-F | 2050 | B06 | 300 | 300 | 1999 | 0.04 | 0.02 | 0.02 | 0.02 | 0.02 | 0 | 0 | 0 | 0 | 0 | 0
NYISO_G-I_2_NYISO_A-F | NYISO_G-I | NYISO_A-F | 2050 | B07 | 400 | 400 | 1999 | 0.03 | 0.01 | 0.01 | 0.01 | 0.01 | 0 | 0 | 0 | 0 | 0 | 0
NYISO_G-I_2_NYISO_A-F | NYISO_G-I | NYISO_A-F | 2050 | B08 | 500 | 500 | 1999 | 0.02 | 0.01 | 0.01 | 0.01 | 0.01 | 0 | 0 | 0 | 0 | 0 | 0
NYISO_G-I_2_NYISO_A-F | NYISO_G-I | NYISO_A-F | 2050 | B09 | 800 | 0 | 1999 | 0.01 | 0 | 0 | 0 | 0 | 0 | 0 | 0 | 0 | 0 | 0
NYISO_G-I_2_NYISO_A-F | NYISO_G-I | NYISO_A-F | 2050 | B10 | 1262 | 1262 | 1999 | 0.01 | 1.27 | 0.82 | 1.27 | 0.81 | 0 | 0 | 0 | 0 | 0 | 0
NYISO_G-I_2_NYISO_A-F | NYISO_G-I | NYISO_A-F | 2050 | B11 | 25 | 25 | 1999 | 0.42 | 0.39 | 0.4 | 0.41 | 0.43 | 0 | 0 | 0 | 0 | 0 | 0
NYISO_G-I_2_NYISO_A-F | NYISO_G-I | NYISO_A-F | 2050 | B12 | 200 | 200 | 1999 | 0.06 | 0.03 | 0.07 | 0.04 | 0.07 | 0 | 0 | 0 | 0 | 0 | 0
NYISO_G-I_2_NYISO_A-F | NYISO_G-I | NYISO_A-F | 2050 | B13 | 600 | 600 | 1999 | 0.02 | 0.01 | 0.02 | 0.01 | 0.02 | 0 | 0 | 0 | 0 | 0 | 0
NYISO_G-I_2_NYISO_A-F | NYISO_G-I | NYISO_A-F | 2050 | B14 | 900 | 900 | 1999 | 0.01 | 0.02 | 0.01 | 0.02 | 0.01 | 0 | 0 | 0 | 0 | 0 | 0
NYISO_G-I_2_NYISO_A-F | NYISO_G-I | NYISO_A-F | 2050 | B15 | 1203 | 1203 | 1999 | 0.01 | 1.29 | 0.82 | 1.26 | 0.79 | 0 | 0 | 0 | 0 | 0 | 0
NYISO_G-I_2_NYISO_A-F | NYISO_G-I | NYISO_A-F | 2050 | B16 | 25 | 25 | 1999 | 0 | 0.13 | 0.15 | 0.14 | 0.17 | 0 | 0 | 0 | 0 | 0 | 0
NYISO_G-I_2_NYISO_A-F | NYISO_G-I | NYISO_A-F | 2050 | B17 | 100 | 100 | 1999 | 0.1 | 0.03 | 0.03 | 0.04 | 0.04 | 0 | 0 | 0 | 0 | 0 | 0
NYISO_G-I_2_NYISO_A-F | NYISO_G-I | NYISO_A-F | 2050 | B18 | 400 | 400 | 1999 | 0.03 | 0.01 | 0.01 | 0.01 | 0.01 | 0 | 0 | 0 | 0 | 0 | 0
NYISO_G-I_2_NYISO_A-F | NYISO_G-I | NYISO_A-F | 2050 | B19 | 700 | 700 | 1999 | 0.02 | 0.01 | 0.01 | 0.01 | 0.01 | 0 | 0 | 0 | 0 | 0 | 0
NYISO_G-I_2_NYISO_A-F | NYISO_G-I | NYISO_A-F | 2050 | B20 | 935 | 935 | 1999 | 0.01 | 0.02 | 0.01 | 0.02 | 0.01 | 0 | 0 | 0 | 0 | 0 | 0
NYISO_G-I_2_NYISO_J-K | NYISO_G-I | NYISO_J-K | 2015 | B01 | 10 | 10 | 6130 | 4795.24 | 4110.16 | 4282.74 | 1271.2 | 952.88 | 0 | 0 | 0 | 0 | 0 | 0
NYISO_G-I_2_NYISO_J-K | NYISO_G-I | NYISO_J-K | 2015 | B02 | 25 | 25 | 6130 | 4450.96 | 4094.88 | 4020.99 | 435.83 | 312.24 | 0 | 0 | 0 | 0 | 0 | 0
NYISO_G-I_2_NYISO_J-K | NYISO_G-I | NYISO_J-K | 2015 | B03 | 75 | 75 | 6130 | 3413.92 | 2124.55 | 2044.94 | 129.68 | 97.54 | 0 | 0 | 0 | 0 | 0 | 0
NYISO_G-I_2_NYISO_J-K | NYISO_G-I | NYISO_J-K | 2015 | B04 | 100 | 100 | 6130 | 3873.47 | 3140.68 | 3905.38 | 112.42 | 91.66 | 0 | 0 | 0 | 0 | 0 | 0
NYISO_G-I_2_NYISO_J-K | NYISO_G-I | NYISO_J-K | 2015 | B05 | 200 | 200 | 6130 | 5213.93 | 4103.86 | 4655.89 | 69.61 | 55.61 | 0 | 0 | 0 | 0 | 0 | 0
NYISO_G-I_2_NYISO_J-K | NYISO_G-I | NYISO_J-K | 2015 | B06 | 300 | 300 | 6130 | 5312.73 | 5257.43 | 5095.73 | 56.61 | 41.47 | 0 | 0 | 0 | 0 | 0 | 0
NYISO_G-I_2_NYISO_J-K | NYISO_G-I | NYISO_J-K | 2015 | B07 | 400 | 400 | 6130 | 5564.83 | 5525.24 | 5572.25 | 45.97 | 34.53 | 0 | 0 | 0 | 0 | 0 | 0
NYISO_G-I_2_NYISO_J-K | NYISO_G-I | NYISO_J-K | 2015 | B08 | 500 | 500 | 6130 | 5126.22 | 5093.34 | 5531.08 | 35.54 | 27.91 | 0 | 0 | 0 | 0 | 0 | 0
NYISO_G-I_2_NYISO_J-K | NYISO_G-I | NYISO_J-K | 2015 | B09 | 800 | 800 | 6130 | 4744.6 | 4720.77 | 4730.89 | 21.69 | 16.15 | 0 | 0 | 0 | 0 | 0 | 0
NYISO_G-I_2_NYISO_J-K | NYISO_G-I | NYISO_J-K | 2015 | B10 | 1262 | 1262 | 6130 | 3102.14 | 3087.58 | 3095.94 | 12.55 | 9.38 | 0 | 0 | 0 | 0 | 0 | 0
NYISO_G-I_2_NYISO_J-K | NYISO_G-I | NYISO_J-K | 2015 | B11 | 25 | 25 | 6130 | 3757.5 | 38.08 | 29.59 | 48.54 | 38.08 | 0 | 0 | 0 | 0 | 0 | 0
NYISO_G-I_2_NYISO_J-K | NYISO_G-I | NYISO_J-K | 2015 | B12 | 200 | 200 | 6130 | 4477.49 | 4376.74 | 4383.29 | 71.31 | 53.54 | 0 | 0 | 0 | 0 | 0 | 0
NYISO_G-I_2_NYISO_J-K | NYISO_G-I | NYISO_J-K | 2015 | B13 | 600 | 600 | 6130 | 4592.03 | 4584.07 | 4580.19 | 27.77 | 20.68 | 0 | 0 | 0 | 0 | 0 | 0
NYISO_G-I_2_NYISO_J-K | NYISO_G-I | NYISO_J-K | 2015 | B14 | 900 | 900 | 6130 | 3947.11 | 3926.94 | 3921.02 | 18.08 | 13.49 | 0 | 0 | 0 | 0 | 0 | 0
NYISO_G-I_2_NYISO_J-K | NYISO_G-I | NYISO_J-K | 2015 | B15 | 1203 | 1203 | 6130 | 4295.24 | 3250.25 | 4197.71 | 13.16 | 10.16 | 0 | 0 | 0 | 0 | 0 | 0
NYISO_G-I_2_NYISO_J-K | NYISO_G-I | NYISO_J-K | 2015 | B16 | 25 | 25 | 6130 | 5146.83 | 4817.78 | 4946.03 | 520.66 | 377.73 | 0 | 0 | 0 | 0 | 0 | 0
NYISO_G-I_2_NYISO_J-K | NYISO_G-I | NYISO_J-K | 2015 | B17 | 100 | 100 | 6130 | 5350.67 | 5962.98 | 6015.26 | 711.73 | 1238.2 | 0 | 0 | 0 | 0 | 0 | 0
NYISO_G-I_2_NYISO_J-K | NYISO_G-I | NYISO_J-K | 2015 | B18 | 400 | 400 | 6130 | 5264.88 | 6084.7 | 6096.52 | 1079.53 | 1064.95 | 0 | 0 | 0 | 0 | 0 | 0
NYISO_G-I_2_NYISO_J-K | NYISO_G-I | NYISO_J-K | 2015 | B19 | 700 | 700 | 6130 | 5283.56 | 6101.7 | 6109.1 | 646.46 | 636.87 | 0 | 0 | 0 | 0 | 0 | 0
NYISO_G-I_2_NYISO_J-K | NYISO_G-I | NYISO_J-K | 2015 | B20 | 935 | 935 | 6130 | 4872.32 | 4853.01 | 4855.58 | 19.16 | 14.2 | 0 | 0 | 0 | 0 | 0 | 0
NYISO_G-I_2_NYISO_J-K | NYISO_G-I | NYISO_J-K | 2020 | B01 | 10 | 10 | 6130 | 4435.42 | 4177.99 | 4421.32 | 2010.56 | 1600.78 | 0 | 0 | 0 | 0 | 0 | 0
NYISO_G-I_2_NYISO_J-K | NYISO_G-I | NYISO_J-K | 2020 | B02 | 25 | 25 | 6130 | 5121.38 | 4630.91 | 4967.75 | 652.61 | 513.52 | 0 | 0 | 0 | 0 | 0 | 0
NYISO_G-I_2_NYISO_J-K | NYISO_G-I | NYISO_J-K | 2020 | B03 | 75 | 75 | 6130 | 4116.25 | 5517.62 | 5643.14 | 269.86 | 197.48 | 0 | 0 | 0 | 0 | 0 | 0
NYISO_G-I_2_NYISO_J-K | NYISO_G-I | NYISO_J-K | 2020 | B04 | 100 | 100 | 6130 | 3799.33 | 4999.37 | 5526.49 | 175.87 | 142.08 | 0 | 0 | 0 | 0 | 0 | 0
NYISO_G-I_2_NYISO_J-K | NYISO_G-I | NYISO_J-K | 2020 | B05 | 200 | 200 | 6130 | 5431.46 | 5484.2 | 5459.58 | 104.93 | 77.15 | 0 | 0 | 0 | 0 | 0 | 0
NYISO_G-I_2_NYISO_J-K | NYISO_G-I | NYISO_J-K | 2020 | B06 | 300 | 300 | 6130 | 5619.99 | 4279.68 | 4301.06 | 61.7 | 46.51 | 0 | 0 | 0 | 0 | 0 | 0
NYISO_G-I_2_NYISO_J-K | NYISO_G-I | NYISO_J-K | 2020 | B07 | 400 | 400 | 6130 | 5784.13 | 5403.69 | 5417.29 | 55.91 | 41.62 | 0 | 0 | 0 | 0 | 0 | 0
NYISO_G-I_2_NYISO_J-K | NYISO_G-I | NYISO_J-K | 2020 | B08 | 500 | 500 | 6130 | 5728.36 | 5559.32 | 5571.01 | 47.27 | 35.11 | 0 | 0 | 0 | 0 | 0 | 0
NYISO_G-I_2_NYISO_J-K | NYISO_G-I | NYISO_J-K | 2020 | B09 | 800 | 800 | 6130 | 5312.18 | 5036.59 | 4958.53 | 28.77 | 21.15 | 0 | 0 | 0 | 0 | 0 | 0
NYISO_G-I_2_NYISO_J-K | NYISO_G-I | NYISO_J-K | 2020 | B10 | 1262 | 1262 | 6130 | 3562.6 | 3484.9 | 3404.29 | 16.13 | 12.03 | 0 | 0 | 0 | 0 | 0 | 0
NYISO_G-I_2_NYISO_J-K | NYISO_G-I | NYISO_J-K | 2020 | B11 | 25 | 25 | 6130 | 4346.3 | 3905.98 | 3780.83 | 530.82 | 381.62 | 0 | 0 | 0 | 0 | 0 | 0
NYISO_G-I_2_NYISO_J-K | NYISO_G-I | NYISO_J-K | 2020 | B12 | 200 | 200 | 6130 | 4987.31 | 4898.87 | 4926.71 | 94.24 | 71 | 0 | 0 | 0 | 0 | 0 | 0
NYISO_G-I_2_NYISO_J-K | NYISO_G-I | NYISO_J-K | 2020 | B13 | 600 | 600 | 6130 | 4760.77 | 4682.37 | 4712.38 | 35.41 | 26.57 | 0 | 0 | 0 | 0 | 0 | 0
NYISO_G-I_2_NYISO_J-K | NYISO_G-I | NYISO_J-K | 2020 | B14 | 900 | 900 | 6130 | 4429.31 | 4409.22 | 4410.91 | 23.59 | 17.58 | 0 | 0 | 0 | 0 | 0 | 0
NYISO_G-I_2_NYISO_J-K | NYISO_G-I | NYISO_J-K | 2020 | B15 | 1203 | 1203 | 6130 | 3219.19 | 2775.8 | 2776.43 | 15.96 | 11.94 | 0 | 0 | 0 | 0 | 0 | 0
NYISO_G-I_2_NYISO_J-K | NYISO_G-I | NYISO_J-K | 2020 | B16 | 25 | 25 | 6130 | 5265.35 | 5215.68 | 5445.57 | 1067.97 | 895.64 | 0 | 0 | 0 | 0 | 0 | 0
NYISO_G-I_2_NYISO_J-K | NYISO_G-I | NYISO_J-K | 2020 | B17 | 100 | 100 | 6130 | 5874.63 | 5924.37 | 5991.07 | 904.96 | 1645.87 | 0 | 0 | 0 | 0 | 0 | 0
NYISO_G-I_2_NYISO_J-K | NYISO_G-I | NYISO_J-K | 2020 | B18 | 400 | 400 | 6130 | 5793.07 | 6073.29 | 6089.6 | 1073.49 | 1603.96 | 0 | 0 | 0 | 0 | 0 | 0
NYISO_G-I_2_NYISO_J-K | NYISO_G-I | NYISO_J-K | 2020 | B19 | 700 | 700 | 6130 | 5524.31 | 6096.24 | 6105.06 | 1171.99 | 1158.51 | 0 | 0 | 0 | 0 | 0 | 0
NYISO_G-I_2_NYISO_J-K | NYISO_G-I | NYISO_J-K | 2020 | B20 | 935 | 935 | 6130 | 5285.54 | 5264.9 | 5266.88 | 25.48 | 18.97 | 0 | 0 | 0 | 0 | 0 | 0
NYISO_G-I_2_NYISO_J-K | NYISO_G-I | NYISO_J-K | 2025 | B01 | 10 | 10 | 6130 | 4582.59 | 6033.04 | 5887.93 | 9.19 | 18.98 | 0 | 0.02374 | 0.01187 | 0 | 0.87244 | 0.29081
NYISO_G-I_2_NYISO_J-K | NYISO_G-I | NYISO_J-K | 2025 | B02 | 25 | 25 | 6130 | 4640.82 | 5501.68 | 5341.29 | 2.88 | 6.38 | 0 | 0 | 0 | 0 | 0.87244 | 0.29081
NYISO_G-I_2_NYISO_J-K | NYISO_G-I | NYISO_J-K | 2025 | B03 | 75 | 75 | 6130 | 4352.84 | 5399.42 | 5402.87 | 0.85 | 2.01 | 0 | 0 | 0 | 0 | 0.87244 | 0.29081
NYISO_G-I_2_NYISO_J-K | NYISO_G-I | NYISO_J-K | 2025 | B04 | 100 | 100 | 6130 | 3802.78 | 6021.52 | 5839.3 | 0.77 | 1.61 | 0 | 0 | 0 | 0 | 0.87244 | 0.29081
NYISO_G-I_2_NYISO_J-K | NYISO_G-I | NYISO_J-K | 2025 | B05 | 200 | 200 | 6130 | 3937.79 | 5040.75 | 4909.24 | 0.3 | 0.73 | 0 | 0 | 0 | 0 | 0.87244 | 0.29081
NYISO_G-I_2_NYISO_J-K | NYISO_G-I | NYISO_J-K | 2025 | B06 | 300 | 300 | 6130 | 5630.2 | 3854.73 | 3806.05 | 0.19 | 0.43 | 0 | 0 | 0 | 0 | 0.87244 | 0.29081
NYISO_G-I_2_NYISO_J-K | NYISO_G-I | NYISO_J-K | 2025 | B07 | 400 | 400 | 6130 | 5186.86 | 4038.85 | 3972.42 | 0.14 | 0.32 | 0 | 0 | 0 | 0 | 0.87244 | 0.29081
NYISO_G-I_2_NYISO_J-K | NYISO_G-I | NYISO_J-K | 2025 | B08 | 500 | 500 | 6130 | 5879.44 | 5669.46 | 5701.56 | 0.11 | 0.28 | 0 | 0 | 0 | 0 | 0.87244 | 0.29081
NYISO_G-I_2_NYISO_J-K | NYISO_G-I | NYISO_J-K | 2025 | B09 | 800 | 800 | 6130 | 5445.24 | 5127.79 | 5230.06 | 0.07 | 0.16 | 0 | 0 | 0 | 0 | 0.87244 | 0.29081
NYISO_G-I_2_NYISO_J-K | NYISO_G-I | NYISO_J-K | 2025 | B10 | 1262 | 1262 | 6130 | 3658.38 | 3432.94 | 3639.22 | 0.04 | 0.1 | 0 | 0 | 0 | 0 | 0.87244 | 0.29081
NYISO_G-I_2_NYISO_J-K | NYISO_G-I | NYISO_J-K | 2025 | B11 | 25 | 25 | 6130 | 4874.37 | 3566.9 | 5198.44 | 2.21 | 5.58 | 0 | 0 | 0 | 0 | 0.87244 | 0.29081
NYISO_G-I_2_NYISO_J-K | NYISO_G-I | NYISO_J-K | 2025 | B12 | 200 | 200 | 6130 | 4849.9 | 5046.68 | 5124.95 | 0.28 | 0.65 | 0 | 0 | 0 | 0 | 0.87244 | 0.29081
NYISO_G-I_2_NYISO_J-K | NYISO_G-I | NYISO_J-K | 2025 | B13 | 600 | 600 | 6130 | 4923.69 | 4894.52 | 4834.29 | 0.09 | 0.21 | 0 | 0 | 0 | 0 | 0.87244 | 0.29081
NYISO_G-I_2_NYISO_J-K | NYISO_G-I | NYISO_J-K | 2025 | B14 | 900 | 900 | 6130 | 4197.94 | 4594.62 | 4535.33 | 0.06 | 0.14 | 0 | 0 | 0 | 0 | 0.87244 | 0.29081
NYISO_G-I_2_NYISO_J-K | NYISO_G-I | NYISO_J-K | 2025 | B15 | 1203 | 1203 | 6130 | 3098.49 | 2919.18 | 2457.52 | 0.04 | 0.1 | 0 | 0 | 0 | 0 | 0.87244 | 0.29081
NYISO_G-I_2_NYISO_J-K | NYISO_G-I | NYISO_J-K | 2025 | B16 | 25 | 25 | 6130 | 4908.49 | 6128.18 | 6126.19 | 112.61 | 1007.1 | 0 | 0.85464 | 0.27301 | 0 | 0.87244 | 0.29081
NYISO_G-I_2_NYISO_J-K | NYISO_G-I | NYISO_J-K | 2025 | B17 | 100 | 100 | 6130 | 5907.43 | 6129.47 | 6129 | 2.47 | 1594.44 | 0 | 0.67659 | 0.27301 | 0 | 0.87244 | 0.29081
NYISO_G-I_2_NYISO_J-K | NYISO_G-I | NYISO_J-K | 2025 | B18 | 400 | 400 | 6130 | 5974.85 | 6129.88 | 6129.74 | 1313.92 | 1298.31 | 0 | 0.85464 | 0.27301 | 0 | 0.87244 | 0.29081
NYISO_G-I_2_NYISO_J-K | NYISO_G-I | NYISO_J-K | 2025 | B19 | 700 | 700 | 6130 | 6130 | 6129.93 | 6129.85 | 876.5 | 844.09 | 1.1633 | 0.85464 | 0.27301 | 1.1633 | 0.87244 | 0.29081
NYISO_G-I_2_NYISO_J-K | NYISO_G-I | NYISO_J-K | 2025 | B20 | 935 | 935 | 6130 | 5602.43 | 4492.37 | 3696.72 | 0.06 | 0.14 | 0 | 0 | 0 | 0 | 0.87244 | 0.29081
NYISO_G-I_2_NYISO_J-K | NYISO_G-I | NYISO_J-K | 2030 | B01 | 10 | 10 | 6130 | 4750.35 | 6104.46 | 6018.53 | 4.82 | 10.62 | 0 | 0.10683 | 0.02374 | 0 | 2.1188 | 0.70627
NYISO_G-I_2_NYISO_J-K | NYISO_G-I | NYISO_J-K | 2030 | B02 | 25 | 25 | 6130 | 4507.02 | 5561.01 | 5444.85 | 1.38 | 3.29 | 0 | 0 | 0 | 0 | 2.1188 | 0.70627
NYISO_G-I_2_NYISO_J-K | NYISO_G-I | NYISO_J-K | 2030 | B03 | 75 | 75 | 6130 | 4394.11 | 5387.79 | 3617.61 | 0.39 | 0.88 | 0 | 0 | 0 | 0 | 2.1188 | 0.70627
NYISO_G-I_2_NYISO_J-K | NYISO_G-I | NYISO_J-K | 2030 | B04 | 100 | 100 | 6130 | 3930.47 | 6121.06 | 3811.19 | 0.29 | 0.65 | 0 | 0.04748 | 0 | 0 | 2.1188 | 0.70627
NYISO_G-I_2_NYISO_J-K | NYISO_G-I | NYISO_J-K | 2030 | B05 | 200 | 200 | 6130 | 4069.09 | 5651.98 | 4801.2 | 0.15 | 0.36 | 0 | 0 | 0 | 0 | 2.1188 | 0.70627
NYISO_G-I_2_NYISO_J-K | NYISO_G-I | NYISO_J-K | 2030 | B06 | 300 | 300 | 6130 | 5793.67 | 4747.53 | 4020.07 | 0.1 | 0.22 | 0 | 0 | 0 | 0 | 2.1188 | 0.70627
NYISO_G-I_2_NYISO_J-K | NYISO_G-I | NYISO_J-K | 2030 | B07 | 400 | 400 | 6130 | 5908.15 | 4133.9 | 6129.88 | 0.07 | 0.44 | 0 | 0 | 0.45106 | 0 | 2.1188 | 0.70627
NYISO_G-I_2_NYISO_J-K | NYISO_G-I | NYISO_J-K | 2030 | B08 | 500 | 500 | 6130 | 5869.67 | 5779.13 | 6129.88 | 0.06 | 239.45 | 0 | 0 | 0.68846 | 0 | 2.1188 | 0.70627
NYISO_G-I_2_NYISO_J-K | NYISO_G-I | NYISO_J-K | 2030 | B09 | 800 | 800 | 6130 | 4991.11 | 5392.15 | 6129.92 | 0.04 | 1339.29 | 0 | 0 | 0.68846 | 0 | 2.1188 | 0.70627
NYISO_G-I_2_NYISO_J-K | NYISO_G-I | NYISO_J-K | 2030 | B10 | 1262 | 1262 | 6130 | 5082.49 | 5251.52 | 5767.33 | 0.02 | 0.05 | 0 | 0 | 0 | 0 | 2.1188 | 0.70627
NYISO_G-I_2_NYISO_J-K | NYISO_G-I | NYISO_J-K | 2030 | B11 | 25 | 25 | 6130 | 5350.46 | 5980.85 | 5772.97 | 1.37 | 3.31 | 0 | 0.01187 | 0 | 0 | 2.1188 | 0.70627
NYISO_G-I_2_NYISO_J-K | NYISO_G-I | NYISO_J-K | 2030 | B12 | 200 | 200 | 6130 | 5097.76 | 5202.65 | 5908.27 | 0.14 | 0.45 | 0 | 0 | 0 | 0 | 2.1188 | 0.70627
NYISO_G-I_2_NYISO_J-K | NYISO_G-I | NYISO_J-K | 2030 | B13 | 600 | 600 | 6130 | 4813.73 | 6123.62 | 6129.91 | 0.05 | 786.46 | 0 | 0.08309 | 0.68846 | 0 | 2.1188 | 0.70627
NYISO_G-I_2_NYISO_J-K | NYISO_G-I | NYISO_J-K | 2030 | B14 | 900 | 900 | 6130 | 4811.9 | 6129.95 | 6129.93 | 0.11 | 120.51 | 0 | 1.7449 | 0.68846 | 0 | 2.1188 | 0.70627
NYISO_G-I_2_NYISO_J-K | NYISO_G-I | NYISO_J-K | 2030 | B15 | 1203 | 1203 | 6130 | 4625.79 | 4565.38 | 4564.93 | 0.02 | 0.05 | 0 | 0 | 0 | 0 | 2.1188 | 0.70627
NYISO_G-I_2_NYISO_J-K | NYISO_G-I | NYISO_J-K | 2030 | B16 | 25 | 25 | 6130 | 5975.01 | 6129.09 | 6128.03 | 1770.54 | 1777.55 | 0 | 2.101 | 0.68846 | 0 | 2.1188 | 0.70627
NYISO_G-I_2_NYISO_J-K | NYISO_G-I | NYISO_J-K | 2030 | B17 | 100 | 100 | 6130 | 6072.22 | 6129.76 | 6129.48 | 1206.79 | 1493.52 | 0 | 2.101 | 0.68846 | 0 | 2.1188 | 0.70627
NYISO_G-I_2_NYISO_J-K | NYISO_G-I | NYISO_J-K | 2030 | B18 | 400 | 400 | 6130 | 6126.37 | 6129.94 | 6129.86 | 1326.32 | 1756.84 | 0 | 2.101 | 0.68846 | 0 | 2.1188 | 0.70627
NYISO_G-I_2_NYISO_J-K | NYISO_G-I | NYISO_J-K | 2030 | B19 | 700 | 700 | 6130 | 6130 | 6129.96 | 6129.92 | 885.11 | 2096.31 | 2.8251 | 2.101 | 0.68846 | 2.8251 | 2.1188 | 0.70627
NYISO_G-I_2_NYISO_J-K | NYISO_G-I | NYISO_J-K | 2030 | B20 | 935 | 935 | 6130 | 5221.03 | 5321.94 | 6129.94 | 0.03 | 397.92 | 0 | 0 | 0.68846 | 0 | 2.1188 | 0.70627
NYISO_G-I_2_NYISO_J-K | NYISO_G-I | NYISO_J-K | 2035 | B01 | 10 | 10 | 6130 | 4591.37 | 4434.21 | 3406.62 | 6.56 | 14.33 | 0 | 0 | 0 | 0 | 1.4066 | 0.46887
NYISO_G-I_2_NYISO_J-K | NYISO_G-I | NYISO_J-K | 2035 | B02 | 25 | 25 | 6130 | 4632.95 | 5347.9 | 4504.06 | 2.68 | 5.79 | 0 | 0 | 0 | 0 | 1.4066 | 0.46887
NYISO_G-I_2_NYISO_J-K | NYISO_G-I | NYISO_J-K | 2035 | B03 | 75 | 75 | 6130 | 4417.83 | 3018.21 | 2908.28 | 0.76 | 1.7 | 0 | 0 | 0 | 0 | 1.4066 | 0.46887
NYISO_G-I_2_NYISO_J-K | NYISO_G-I | NYISO_J-K | 2035 | B04 | 100 | 100 | 6130 | 3760.39 | 3246.89 | 3742.01 | 0.58 | 1.34 | 0 | 0 | 0 | 0 | 1.4066 | 0.46887
NYISO_G-I_2_NYISO_J-K | NYISO_G-I | NYISO_J-K | 2035 | B05 | 200 | 200 | 6130 | 5900.07 | 5893.53 | 3391.23 | 0.32 | 0.65 | 0 | 0 | 0 | 0 | 1.4066 | 0.46887
NYISO_G-I_2_NYISO_J-K | NYISO_G-I | NYISO_J-K | 2035 | B06 | 300 | 300 | 6130 | 5649.93 | 6019.71 | 4930.73 | 0.21 | 0.43 | 0 | 0 | 0 | 0 | 1.4066 | 0.46887
NYISO_G-I_2_NYISO_J-K | NYISO_G-I | NYISO_J-K | 2035 | B07 | 400 | 400 | 6130 | 5742.25 | 5198.59 | 5449.42 | 0.14 | 0.34 | 0 | 0 | 0 | 0 | 1.4066 | 0.46887
NYISO_G-I_2_NYISO_J-K | NYISO_G-I | NYISO_J-K | 2035 | B08 | 500 | 500 | 6130 | 5751.17 | 5346.84 | 6129.78 | 0.12 | 858.67 | 0 | 0 | 0.45106 | 0 | 1.4066 | 0.46887
NYISO_G-I_2_NYISO_J-K | NYISO_G-I | NYISO_J-K | 2035 | B09 | 800 | 800 | 6130 | 5537.48 | 4587.51 | 5334.71 | 0.07 | 0.16 | 0 | 0 | 0 | 0 | 1.4066 | 0.46887
NYISO_G-I_2_NYISO_J-K | NYISO_G-I | NYISO_J-K | 2035 | B10 | 1262 | 1262 | 6130 | 5176.44 | 4927.6 | 4894.83 | 0.04 | 0.1 | 0 | 0 | 0 | 0 | 1.4066 | 0.46887
NYISO_G-I_2_NYISO_J-K | NYISO_G-I | NYISO_J-K | 2035 | B11 | 25 | 25 | 6130 | 5221.19 | 5502.98 | 3205.31 | 2.65 | 5.3 | 0 | 0 | 0 | 0 | 1.4066 | 0.46887
NYISO_G-I_2_NYISO_J-K | NYISO_G-I | NYISO_J-K | 2035 | B12 | 200 | 200 | 6130 | 5217.73 | 5398.19 | 5016.45 | 0.3 | 0.66 | 0 | 0 | 0 | 0 | 1.4066 | 0.46887
NYISO_G-I_2_NYISO_J-K | NYISO_G-I | NYISO_J-K | 2035 | B13 | 600 | 600 | 6130 | 4937.78 | 5119.52 | 4914.95 | 0.1 | 0.22 | 0 | 0 | 0 | 0 | 1.4066 | 0.46887
NYISO_G-I_2_NYISO_J-K | NYISO_G-I | NYISO_J-K | 2035 | B14 | 900 | 900 | 6130 | 4685.34 | 4292.76 | 4416.28 | 0.06 | 0.14 | 0 | 0 | 0 | 0 | 1.4066 | 0.46887
NYISO_G-I_2_NYISO_J-K | NYISO_G-I | NYISO_J-K | 2035 | B15 | 1203 | 1203 | 6130 | 4843.54 | 4806.52 | 4688.44 | 0.05 | 0.1 | 0 | 0 | 0 | 0 | 1.4066 | 0.46887
NYISO_G-I_2_NYISO_J-K | NYISO_G-I | NYISO_J-K | 2035 | B16 | 25 | 25 | 6130 | 5785.11 | 5559.11 | 4797.08 | 2.58 | 6.02 | 0 | 0 | 0 | 0 | 1.4066 | 0.46887
NYISO_G-I_2_NYISO_J-K | NYISO_G-I | NYISO_J-K | 2035 | B17 | 100 | 100 | 6130 | 5902.06 | 5639.98 | 4886.44 | 0.64 | 1.45 | 0 | 0 | 0 | 0 | 1.4066 | 0.46887
NYISO_G-I_2_NYISO_J-K | NYISO_G-I | NYISO_J-K | 2035 | B18 | 400 | 400 | 6130 | 5958.95 | 5245.23 | 4514.49 | 0.15 | 0.34 | 0 | 0 | 0 | 0 | 1.4066 | 0.46887
NYISO_G-I_2_NYISO_J-K | NYISO_G-I | NYISO_J-K | 2035 | B19 | 700 | 700 | 6130 | 6130 | 4956.2 | 4200.24 | 0.08 | 0.19 | 1.8755 | 0 | 0 | 1.8755 | 1.4066 | 0.46887
NYISO_G-I_2_NYISO_J-K | NYISO_G-I | NYISO_J-K | 2035 | B20 | 935 | 935 | 6130 | 5469.01 | 4665.54 | 3698.77 | 0.06 | 0.13 | 0 | 0 | 0 | 0 | 1.4066 | 0.46887
NYISO_G-I_2_NYISO_J-K | NYISO_G-I | NYISO_J-K | 2040 | B01 | 10 | 10 | 6130 | 6130 | 6121.98 | 5841.52 | 0.62 | 1.4 | 13.9829 | 0.68846 | 0.01187 | 0.02144 | 15.5212 | 5.1737
NYISO_G-I_2_NYISO_J-K | NYISO_G-I | NYISO_J-K | 2040 | B02 | 25 | 25 | 6130 | 5884.62 | 6126.38 | 5358.73 | 0.25 | 0.56 | 0 | 0.68846 | 0 | 0 | 15.5212 | 5.1737
NYISO_G-I_2_NYISO_J-K | NYISO_G-I | NYISO_J-K | 2040 | B03 | 75 | 75 | 6130 | 5987.74 | 6128.69 | 6126.98 | 0.08 | 0.18 | 0 | 0.68846 | 0.21366 | 0 | 15.5212 | 5.1737
NYISO_G-I_2_NYISO_J-K | NYISO_G-I | NYISO_J-K | 2040 | B04 | 100 | 100 | 6130 | 6130 | 6129.31 | 6127.88 | 0.07 | 0.14 | 46.6491 | 0.7122 | 0.22553 | 0.71526 | 15.5212 | 5.1737
NYISO_G-I_2_NYISO_J-K | NYISO_G-I | NYISO_J-K | 2040 | B05 | 200 | 200 | 6130 | 6130 | 6129.97 | 6128.93 | 98.25 | 0.07 | 62.0089 | 15.5022 | 0.22553 | 1.9015 | 15.5212 | 5.1737
NYISO_G-I_2_NYISO_J-K | NYISO_G-I | NYISO_J-K | 2040 | B06 | 300 | 300 | 6130 | 6130 | 6129.96 | 6129.3 | 0.04 | 0.05 | 9.0568 | 8.5939 | 0.22553 | 0.4166 | 15.5212 | 5.1737
NYISO_G-I_2_NYISO_J-K | NYISO_G-I | NYISO_J-K | 2040 | B07 | 400 | 400 | 6130 | 6130 | 6129.97 | 6129.44 | 0.03 | 0.04 | 9.0568 | 9.0449 | 0.22553 | 0.55546 | 15.5212 | 5.1737
NYISO_G-I_2_NYISO_J-K | NYISO_G-I | NYISO_J-K | 2040 | B08 | 500 | 500 | 6130 | 6130 | 6129.97 | 6129.94 | 0.02 | 0.04 | 18.3035 | 6.3979 | 2.0535 | 1.4032 | 15.5212 | 5.1737
NYISO_G-I_2_NYISO_J-K | NYISO_G-I | NYISO_J-K | 2040 | B09 | 800 | 800 | 6130 | 6130 | 6129.87 | 6129.96 | 0.01 | 0.03 | 22.6598 | 0.68846 | 2.0535 | 2.7795 | 15.5212 | 5.1737
NYISO_G-I_2_NYISO_J-K | NYISO_G-I | NYISO_J-K | 2040 | B10 | 1262 | 1262 | 6130 | 6130 | 6129.98 | 4261.69 | 0.01 | 0.01 | 3.6678 | 5.9706 | 0 | 0.70972 | 15.5212 | 5.1737
NYISO_G-I_2_NYISO_J-K | NYISO_G-I | NYISO_J-K | 2040 | B11 | 25 | 25 | 6130 | 6130 | 6126.39 | 6122.4 | 0.24 | 0.56 | 23.2059 | 0.68846 | 0.22553 | 0.088952 | 15.5212 | 5.1737
NYISO_G-I_2_NYISO_J-K | NYISO_G-I | NYISO_J-K | 2040 | B12 | 200 | 200 | 6130 | 6130 | 6129.47 | 6128.85 | 0.03 | 0.07 | 24.3929 | 0.68846 | 0.22553 | 0.74802 | 15.5212 | 5.1737
NYISO_G-I_2_NYISO_J-K | NYISO_G-I | NYISO_J-K | 2040 | B13 | 600 | 600 | 6130 | 6130 | 6129.81 | 6129.59 | 0.01 | 0.02 | 26.0072 | 0.68846 | 0.22553 | 2.3926 | 15.5212 | 5.1737
NYISO_G-I_2_NYISO_J-K | NYISO_G-I | NYISO_J-K | 2040 | B14 | 900 | 900 | 6130 | 6130 | 6129.87 | 6129.72 | 0.01 | 0.02 | 13.9829 | 0.68846 | 0.22553 | 1.9296 | 15.5212 | 5.1737
NYISO_G-I_2_NYISO_J-K | NYISO_G-I | NYISO_J-K | 2040 | B15 | 1203 | 0 | 6130 | 5557.55 | 5540.19 | 5353.92 | 0 | 0.01 | 0 | 0 | 0 | 0 | 15.5212 | 5.1737
NYISO_G-I_2_NYISO_J-K | NYISO_G-I | NYISO_J-K | 2040 | B16 | 25 | 25 | 6130 | 6130 | 6126.43 | 6122.62 | 0.25 | 0.56 | 34.1619 | 0.68846 | 0.22553 | 0.13095 | 15.5212 | 5.1737
NYISO_G-I_2_NYISO_J-K | NYISO_G-I | NYISO_J-K | 2040 | B17 | 100 | 100 | 6130 | 6130 | 6129 | 6127.87 | 0.06 | 0.14 | 34.8147 | 0.68846 | 0.22553 | 0.5338 | 15.5212 | 5.1737
NYISO_G-I_2_NYISO_J-K | NYISO_G-I | NYISO_J-K | 2040 | B18 | 400 | 400 | 6130 | 6130 | 6129.73 | 6129.41 | 0.02 | 0.03 | 37.7585 | 0.68846 | 0.22553 | 2.3158 | 15.5212 | 5.1737
NYISO_G-I_2_NYISO_J-K | NYISO_G-I | NYISO_J-K | 2040 | B19 | 700 | 700 | 6130 | 6130 | 6129.84 | 6129.66 | 0.01 | 0.02 | 37.7585 | 0.68846 | 0.22553 | 4.0526 | 15.5212 | 5.1737
NYISO_G-I_2_NYISO_J-K | NYISO_G-I | NYISO_J-K | 2040 | B20 | 935 | 935 | 6130 | 5969.08 | 6013.16 | 5682.44 | 0.01 | 0.01 | 0 | 0 | 0 | 0 | 15.5212 | 5.1737
NYISO_G-I_2_NYISO_J-K | NYISO_G-I | NYISO_J-K | 2045 | B01 | 10 | 10 | 6130 | 6130 | 6129.69 | 6129.5 | 0.46 | 1.49 | 101.1087 | 23.1821 | 15.0986 | 0.19222 | 57.3112 | 19.1037
NYISO_G-I_2_NYISO_J-K | NYISO_G-I | NYISO_J-K | 2045 | B02 | 25 | 25 | 6130 | 5267.49 | 6081.59 | 5914.63 | 0.1 | 0.21 | 0 | 0.08309 | 0.02374 | 0 | 57.3112 | 19.1037
NYISO_G-I_2_NYISO_J-K | NYISO_G-I | NYISO_J-K | 2045 | B03 | 75 | 75 | 6130 | 5351.44 | 6129.89 | 6129.76 | 0.03 | 0.08 | 0 | 12.3804 | 4.1189 | 0 | 57.3112 | 19.1037
NYISO_G-I_2_NYISO_J-K | NYISO_G-I | NYISO_J-K | 2045 | B04 | 100 | 100 | 6130 | 6130 | 6129.98 | 6129.95 | 0.11 | 0.25 | 79.802 | 48.5246 | 16.1669 | 1.5171 | 57.3112 | 19.1037
NYISO_G-I_2_NYISO_J-K | NYISO_G-I | NYISO_J-K | 2045 | B05 | 200 | 200 | 6130 | 6130 | 6129.99 | 6129.98 | 0.63 | 0.13 | 14.5289 | 56.6674 | 16.1669 | 0.55243 | 57.3112 | 19.1037
NYISO_G-I_2_NYISO_J-K | NYISO_G-I | NYISO_J-K | 2045 | B06 | 300 | 300 | 6130 | 6130 | 6129.99 | 6129.98 | 0.03 | 0.08 | 19.3244 | 48.4771 | 16.1669 | 1.1021 | 57.3112 | 19.1037
NYISO_G-I_2_NYISO_J-K | NYISO_G-I | NYISO_J-K | 2045 | B07 | 400 | 400 | 6130 | 6130 | 6129.99 | 6129.99 | 0.02 | 0.06 | 22.3987 | 44.0733 | 16.1669 | 1.7033 | 57.3112 | 19.1037
NYISO_G-I_2_NYISO_J-K | NYISO_G-I | NYISO_J-K | 2045 | B08 | 500 | 500 | 6130 | 6130 | 6129.99 | 6129.99 | 0.01 | 0.05 | 30.6246 | 30.5653 | 16.1669 | 2.9111 | 57.3112 | 19.1037
NYISO_G-I_2_NYISO_J-K | NYISO_G-I | NYISO_J-K | 2045 | B09 | 800 | 800 | 6130 | 6130 | 6130 | 6129.99 | 0.01 | 0.03 | 19.3956 | 30.6127 | 16.1669 | 2.9499 | 57.3112 | 19.1037
NYISO_G-I_2_NYISO_J-K | NYISO_G-I | NYISO_J-K | 2045 | B10 | 1262 | 0 | 6130 | 6023.68 | 6129.99 | 6129.97 | 0 | 0 | 0 | 14.3627 | 3.1574 | 0 | 57.3112 | 19.1037
NYISO_G-I_2_NYISO_J-K | NYISO_G-I | NYISO_J-K | 2045 | B11 | 25 | 25 | 6130 | 6130 | 6129.92 | 6129.82 | 0.36 | 0.96 | 32.963 | 46.2218 | 16.1669 | 0.15667 | 57.3112 | 19.1037
NYISO_G-I_2_NYISO_J-K | NYISO_G-I | NYISO_J-K | 2045 | B12 | 200 | 200 | 6130 | 6130 | 6129.99 | 6129.98 | 0.06 | 0.13 | 43.5273 | 48.5246 | 16.1669 | 1.655 | 57.3112 | 19.1037
NYISO_G-I_2_NYISO_J-K | NYISO_G-I | NYISO_J-K | 2045 | B13 | 600 | 600 | 6130 | 6130 | 6130 | 6129.99 | 0.02 | 0.04 | 120.1007 | 48.5246 | 16.1669 | 13.6997 | 57.3112 | 19.1037
NYISO_G-I_2_NYISO_J-K | NYISO_G-I | NYISO_J-K | 2045 | B14 | 900 | 900 | 6130 | 6130 | 6130 | 6129.99 | 0.01 | 0.03 | 124.2789 | 49.8184 | 16.1669 | 21.2645 | 57.3112 | 19.1037
NYISO_G-I_2_NYISO_J-K | NYISO_G-I | NYISO_J-K | 2045 | B15 | 1203 | 0 | 6130 | 5085.83 | 5781.71 | 5779.94 | 0 | 0 | 0 | 0 | 0 | 0 | 57.3112 | 19.1037
NYISO_G-I_2_NYISO_J-K | NYISO_G-I | NYISO_J-K | 2045 | B16 | 25 | 25 | 6130 | 6130 | 6129.92 | 6129.82 | 0.45 | 0.97 | 43.4798 | 48.5246 | 16.1669 | 0.20665 | 57.3112 | 19.1037
NYISO_G-I_2_NYISO_J-K | NYISO_G-I | NYISO_J-K | 2045 | B17 | 100 | 100 | 6130 | 6130 | 6129.98 | 6129.95 | 0.12 | 0.25 | 13.9829 | 48.5246 | 16.1669 | 0.26583 | 57.3112 | 19.1037
NYISO_G-I_2_NYISO_J-K | NYISO_G-I | NYISO_J-K | 2045 | B18 | 400 | 400 | 6130 | 6130 | 6129.99 | 6129.99 | 0.03 | 0.07 | 116.7889 | 48.5246 | 16.1669 | 8.8813 | 57.3112 | 19.1037
NYISO_G-I_2_NYISO_J-K | NYISO_G-I | NYISO_J-K | 2045 | B19 | 700 | 700 | 6130 | 6130 | 6130 | 6129.99 | 0.02 | 0.04 | 145.455 | 48.5246 | 16.1669 | 19.3571 | 57.3112 | 19.1037
NYISO_G-I_2_NYISO_J-K | NYISO_G-I | NYISO_J-K | 2045 | B20 | 935 | 0 | 6130 | 5162.59 | 6129.98 | 6129.97 | 0 | 0.01 | 0 | 7.668 | 3.2643 | 0 | 57.3112 | 19.1037
NYISO_G-I_2_NYISO_J-K | NYISO_G-I | NYISO_J-K | 2050 | B01 | 10 | 10 | 6130 | 6130 | 6129.99 | 6129.94 | 2848.19 | 4815.16 | 166.2512 | 123.0919 | 41.0227 | 0.25201 | 123.102 | 41.034
NYISO_G-I_2_NYISO_J-K | NYISO_G-I | NYISO_J-K | 2050 | B02 | 25 | 25 | 6130 | 5423.37 | 6129.99 | 6129.97 | 0.05 | 3466.92 | 0 | 84.8824 | 41.0227 | 0 | 123.102 | 41.034
NYISO_G-I_2_NYISO_J-K | NYISO_G-I | NYISO_J-K | 2050 | B03 | 75 | 75 | 6130 | 6130 | 6130 | 6129.99 | 804.52 | 2940.95 | 100.4439 | 123.08 | 41.0227 | 1.1419 | 123.102 | 41.034
NYISO_G-I_2_NYISO_J-K | NYISO_G-I | NYISO_J-K | 2050 | B04 | 100 | 100 | 6130 | 6130 | 6130 | 6129.99 | 1139.08 | 1757.79 | 141.9296 | 123.0919 | 41.0227 | 2.1514 | 123.102 | 41.034
NYISO_G-I_2_NYISO_J-K | NYISO_G-I | NYISO_J-K | 2050 | B05 | 200 | 200 | 6130 | 6130 | 6130 | 6130 | 577.85 | 1193.54 | 23.4195 | 123.0919 | 41.0227 | 0.71 | 123.102 | 41.034
NYISO_G-I_2_NYISO_J-K | NYISO_G-I | NYISO_J-K | 2050 | B06 | 300 | 0 | 6130 | 6130 | 6130 | 6130 | 0 | 1652.19 | 74.8047 | 72.7275 | 41.0227 | 3.4018 | 123.102 | 41.034
NYISO_G-I_2_NYISO_J-K | NYISO_G-I | NYISO_J-K | 2050 | B07 | 400 | 0 | 6130 | 6130 | 6130 | 6130 | 0 | 2262.39 | 51.4802 | 77.0482 | 41.0227 | 3.1214 | 123.102 | 41.034
NYISO_G-I_2_NYISO_J-K | NYISO_G-I | NYISO_J-K | 2050 | B08 | 500 | 500 | 6130 | 6130 | 6130 | 6130 | 419.44 | 877.75 | 141.2055 | 123.0919 | 41.0227 | 10.7023 | 123.102 | 41.034
NYISO_G-I_2_NYISO_J-K | NYISO_G-I | NYISO_J-K | 2050 | B09 | 800 | 800 | 6130 | 6130 | 6130 | 6130 | 1115.49 | 516.72 | 150.4641 | 123.0919 | 41.0227 | 18.2464 | 123.102 | 41.034
NYISO_G-I_2_NYISO_J-K | NYISO_G-I | NYISO_J-K | 2050 | B10 | 1262 | 0 | 6130 | 6130 | 6130 | 6130 | 0 | 0 | 21.0693 | 97.702 | 27.9064 | 4.0305 | 123.102 | 41.034
NYISO_G-I_2_NYISO_J-K | NYISO_G-I | NYISO_J-K | 2050 | B11 | 25 | 25 | 6130 | 6130 | 6129.99 | 6129.97 | 0.82 | 1926.95 | 291.9308 | 88.111 | 41.0227 | 1.1063 | 123.102 | 41.034
NYISO_G-I_2_NYISO_J-K | NYISO_G-I | NYISO_J-K | 2050 | B12 | 200 | 200 | 6130 | 6130 | 6130 | 6130 | 2147.84 | 2305.17 | 299.1121 | 123.0919 | 41.0227 | 9.0681 | 123.102 | 41.034
NYISO_G-I_2_NYISO_J-K | NYISO_G-I | NYISO_J-K | 2050 | B13 | 600 | 600 | 6130 | 6130 | 6130 | 6130 | 1836.71 | 2006.89 | 258.5761 | 123.0919 | 41.0227 | 23.5176 | 123.102 | 41.034
NYISO_G-I_2_NYISO_J-K | NYISO_G-I | NYISO_J-K | 2050 | B14 | 900 | 900 | 6130 | 6130 | 6130 | 6130 | 1074.21 | 1238.31 | 258.5761 | 123.0919 | 41.0227 | 35.2764 | 123.102 | 41.034
NYISO_G-I_2_NYISO_J-K | NYISO_G-I | NYISO_J-K | 2050 | B15 | 1203 | 0 | 6130 | 5356.34 | 5983.34 | 6129.87 | 0 | 0 | 0 | 0 | 0.1187 | 0 | 123.102 | 41.034
NYISO_G-I_2_NYISO_J-K | NYISO_G-I | NYISO_J-K | 2050 | B16 | 25 | 25 | 6130 | 6130 | 6129.99 | 6129.97 | 2460.99 | 2624.36 | 243.9641 | 123.0919 | 41.0227 | 0.92453 | 123.102 | 41.034
NYISO_G-I_2_NYISO_J-K | NYISO_G-I | NYISO_J-K | 2050 | B17 | 100 | 100 | 6130 | 6130 | 6130 | 6129.99 | 2125.32 | 2256.89 | 270.1968 | 123.0919 | 41.0227 | 4.0958 | 123.102 | 41.034
NYISO_G-I_2_NYISO_J-K | NYISO_G-I | NYISO_J-K | 2050 | B18 | 400 | 400 | 6130 | 6130 | 6130 | 6130 | 2060.62 | 2173.16 | 290.0553 | 123.0919 | 41.0227 | 17.5871 | 123.102 | 41.034
NYISO_G-I_2_NYISO_J-K | NYISO_G-I | NYISO_J-K | 2050 | B19 | 700 | 700 | 6130 | 6130 | 6130 | 6130 | 1585.25 | 1697.96 | 271.4432 | 123.0919 | 41.0227 | 28.8025 | 123.102 | 41.034
NYISO_G-I_2_NYISO_J-K | NYISO_G-I | NYISO_J-K | 2050 | B20 | 935 | 0 | 6130 | 5402.08 | 6125.54 | 6129.99 | 0 | 0 | 0 | 0.01187 | 2.4808 | 0 | 123.102 | 41.034
NYISO_G-I_2_PJM_E | NYISO_G-I | PJM_E | 2015 | B01 | 10 | 10 | 1500 | 0 | 0.86 | 1.25 | 0.91 | 1.3 | 0 | 0 | 0 | 0 | 0 | 0
NYISO_G-I_2_PJM_E | NYISO_G-I | PJM_E | 2015 | B02 | 25 | 25 | 1500 | 0 | 1.1 | 2.07 | 1.14 | 2.12 | 0 | 0 | 0 | 0 | 0 | 0
NYISO_G-I_2_PJM_E | NYISO_G-I | PJM_E | 2015 | B03 | 75 | 75 | 1500 | 1417.59 | 1351.19 | 1384.77 | 2568.36 | 1945.03 | 0 | 0 | 0 | 0 | 0 | 0
NYISO_G-I_2_PJM_E | NYISO_G-I | PJM_E | 2015 | B04 | 100 | 100 | 1500 | 1212.23 | 1366.02 | 1400.88 | 759.17 | 692.27 | 0 | 0 | 0 | 0 | 0 | 0
NYISO_G-I_2_PJM_E | NYISO_G-I | PJM_E | 2015 | B05 | 200 | 200 | 1500 | 0 | 967.19 | 441.82 | 84.35 | 42.4 | 0 | 0 | 0 | 0 | 0 | 0
NYISO_G-I_2_PJM_E | NYISO_G-I | PJM_E | 2015 | B06 | 300 | 300 | 1500 | 67.65 | 52.06 | 192.58 | 22 | 29.97 | 0 | 0 | 0 | 0 | 0 | 0
NYISO_G-I_2_PJM_E | NYISO_G-I | PJM_E | 2015 | B07 | 400 | 400 | 1500 | 0 | 0.01 | 0.01 | 0.01 | 0.01 | 0 | 0 | 0 | 0 | 0 | 0
NYISO_G-I_2_PJM_E | NYISO_G-I | PJM_E | 2015 | B08 | 500 | 500 | 1500 | 0 | 0.01 | 0.01 | 0.01 | 0.01 | 0 | 0 | 0 | 0 | 0 | 0
NYISO_G-I_2_PJM_E | NYISO_G-I | PJM_E | 2015 | B09 | 800 | 0 | 1500 | 0 | 0 | 0 | 0 | 0 | 0 | 0 | 0 | 0 | 0 | 0
NYISO_G-I_2_PJM_E | NYISO_G-I | PJM_E | 2015 | B10 | 1262 | 0 | 1500 | 0 | 0 | 0 | 0 | 0 | 0 | 0 | 0 | 0 | 0 | 0
NYISO_G-I_2_PJM_E | NYISO_G-I | PJM_E | 2015 | B11 | 25 | 25 | 1500 | 1273.2 | 1143.11 | 1204.09 | 4303.9 | 4742.5 | 0 | 0 | 0 | 0 | 0 | 0
NYISO_G-I_2_PJM_E | NYISO_G-I | PJM_E | 2015 | B12 | 200 | 200 | 1500 | 0 | 0.04 | 0.04 | 0.04 | 0.04 | 0 | 0 | 0 | 0 | 0 | 0
NYISO_G-I_2_PJM_E | NYISO_G-I | PJM_E | 2015 | B13 | 600 | 600 | 1500 | 0 | 0.01 | 0.01 | 0.01 | 0.01 | 0 | 0 | 0 | 0 | 0 | 0
NYISO_G-I_2_PJM_E | NYISO_G-I | PJM_E | 2015 | B14 | 900 | 0 | 1500 | 0 | 0 | 0 | 0 | 0 | 0 | 0 | 0 | 0 | 0 | 0
NYISO_G-I_2_PJM_E | NYISO_G-I | PJM_E | 2015 | B15 | 1203 | 0 | 1500 | 0 | 0 | 0 | 0 | 0 | 0 | 0 | 0 | 0 | 0 | 0
NYISO_G-I_2_PJM_E | NYISO_G-I | PJM_E | 2015 | B16 | 25 | 25 | 1500 | 391.88 | 737.86 | 748.33 | 477.95 | 389.41 | 0 | 0 | 0 | 0 | 0 | 0
NYISO_G-I_2_PJM_E | NYISO_G-I | PJM_E | 2015 | B17 | 100 | 100 | 1500 | 0 | 0.05 | 0.03 | 0.05 | 0.03 | 0 | 0 | 0 | 0 | 0 | 0
NYISO_G-I_2_PJM_E | NYISO_G-I | PJM_E | 2015 | B18 | 400 | 400 | 1500 | 0 | 0.01 | 0.01 | 0.01 | 0.01 | 0 | 0 | 0 | 0 | 0 | 0
NYISO_G-I_2_PJM_E | NYISO_G-I | PJM_E | 2015 | B19 | 700 | 0 | 1500 | 0 | 0 | 0 | 0 | 0 | 0 | 0 | 0 | 0 | 0 | 0
NYISO_G-I_2_PJM_E | NYISO_G-I | PJM_E | 2015 | B20 | 935 | 0 | 1500 | 0 | 0 | 0 | 0 | 0 | 0 | 0 | 0 | 0 | 0 | 0
NYISO_G-I_2_PJM_E | NYISO_G-I | PJM_E | 2020 | B01 | 10 | 10 | 1500 | 0 | 0.5 | 0.49 | 0.34 | 0.42 | 0 | 0 | 0 | 0 | 3.107 | 1.0357
NYISO_G-I_2_PJM_E | NYISO_G-I | PJM_E | 2020 | B02 | 25 | 25 | 1500 | 0 | 0.4 | 0.58 | 0.2 | 0.35 | 0 | 0 | 0 | 0 | 3.107 | 1.0357
NYISO_G-I_2_PJM_E | NYISO_G-I | PJM_E | 2020 | B03 | 75 | 75 | 1500 | 926.76 | 1495.76 | 1493.23 | 0.13 | 0.28 | 0 | 0.08309 | 0.03561 | 0 | 3.107 | 1.0357
NYISO_G-I_2_PJM_E | NYISO_G-I | PJM_E | 2020 | B04 | 100 | 100 | 1500 | 1500 | 1496.84 | 1494.96 | 0.1 | 0.21 | 4.1426 | 0.08309 | 0.03561 | 4.1426 | 3.107 | 1.0357
NYISO_G-I_2_PJM_E | NYISO_G-I | PJM_E | 2020 | B05 | 200 | 200 | 1500 | 0 | 1497.75 | 1424.01 | 0.05 | 0.1 | 0 | 0.08309 | 0 | 0 | 3.107 | 1.0357
NYISO_G-I_2_PJM_E | NYISO_G-I | PJM_E | 2020 | B06 | 300 | 300 | 1500 | 0 | 1498.66 | 1497.92 | 0.03 | 0.07 | 0 | 0.08309 | 0.03561 | 0 | 3.107 | 1.0357
NYISO_G-I_2_PJM_E | NYISO_G-I | PJM_E | 2020 | B07 | 400 | 400 | 1500 | 0 | 0.03 | 0.04 | 0.01 | 0.02 | 0 | 0 | 0 | 0 | 3.107 | 1.0357
NYISO_G-I_2_PJM_E | NYISO_G-I | PJM_E | 2020 | B08 | 500 | 500 | 1500 | 0 | 0.01 | 0.01 | 0.01 | 0.01 | 0 | 0 | 0 | 0 | 3.107 | 1.0357
NYISO_G-I_2_PJM_E | NYISO_G-I | PJM_E | 2020 | B09 | 800 | 0 | 1500 | 0 | 0.01 | 0 | 0 | 0 | 0 | 0 | 0 | 0 | 3.107 | 1.0357
NYISO_G-I_2_PJM_E | NYISO_G-I | PJM_E | 2020 | B10 | 1262 | 0 | 1500 | 0 | 0 | 0 | 0 | 0 | 0 | 0 | 0 | 0 | 3.107 | 1.0357
NYISO_G-I_2_PJM_E | NYISO_G-I | PJM_E | 2020 | B11 | 25 | 25 | 1500 | 847.47 | 1006.76 | 1482.06 | 0.37 | 0.8 | 0 | 0 | 0.03561 | 0 | 3.107 | 1.0357
NYISO_G-I_2_PJM_E | NYISO_G-I | PJM_E | 2020 | B12 | 200 | 200 | 1500 | 0 | 0.06 | 0.04 | 0.03 | 0.03 | 0 | 0 | 0 | 0 | 3.107 | 1.0357
NYISO_G-I_2_PJM_E | NYISO_G-I | PJM_E | 2020 | B13 | 600 | 600 | 1500 | 0 | 0.01 | 0.01 | 0.01 | 0.01 | 0 | 0 | 0 | 0 | 3.107 | 1.0357
NYISO_G-I_2_PJM_E | NYISO_G-I | PJM_E | 2020 | B14 | 900 | 0 | 1500 | 0 | 0.01 | 0 | 0 | 0 | 0 | 0 | 0 | 0 | 3.107 | 1.0357
NYISO_G-I_2_PJM_E | NYISO_G-I | PJM_E | 2020 | B15 | 1203 | 0 | 1500 | 0 | 0 | 0 | 0 | 0 | 0 | 0 | 0 | 0 | 3.107 | 1.0357
NYISO_G-I_2_PJM_E | NYISO_G-I | PJM_E | 2020 | B16 | 25 | 25 | 1500 | 519.68 | 0.41 | 0.18 | 0.21 | 0.17 | 0 | 0 | 0 | 0 | 3.107 | 1.0357
NYISO_G-I_2_PJM_E | NYISO_G-I | PJM_E | 2020 | B17 | 100 | 100 | 1500 | 0 | 0.06 | 0.03 | 0.04 | 0.03 | 0 | 0 | 0 | 0 | 3.107 | 1.0357
NYISO_G-I_2_PJM_E | NYISO_G-I | PJM_E | 2020 | B18 | 400 | 400 | 1500 | 0 | 0.01 | 0.01 | 0.01 | 0.01 | 0 | 0 | 0 | 0 | 3.107 | 1.0357
NYISO_G-I_2_PJM_E | NYISO_G-I | PJM_E | 2020 | B19 | 700 | 0 | 1500 | 0 | 0.01 | 0 | 0 | 0 | 0 | 0 | 0 | 0 | 3.107 | 1.0357
NYISO_G-I_2_PJM_E | NYISO_G-I | PJM_E | 2020 | B20 | 935 | 0 | 1500 | 0 | 0 | 0 | 0 | 0 | 0 | 0 | 0 | 0 | 3.107 | 1.0357
NYISO_G-I_2_PJM_E | NYISO_G-I | PJM_E | 2025 | B01 | 10 | 10 | 1500 | 0 | 44.75 | 376.6 | 0.76 | 1.49 | 0 | 0 | 0 | 0 | 3.9468 | 1.3156
NYISO_G-I_2_PJM_E | NYISO_G-I | PJM_E | 2025 | B02 | 25 | 25 | 1500 | 0 | 888.33 | 778.96 | 0.34 | 0.69 | 0 | 0 | 0 | 0 | 3.9468 | 1.3156
NYISO_G-I_2_PJM_E | NYISO_G-I | PJM_E | 2025 | B03 | 75 | 75 | 1500 | 687.93 | 1498.09 | 1496.55 | 0.14 | 0.3 | 0 | 0.18992 | 0.07122 | 0 | 3.9468 | 1.3156
NYISO_G-I_2_PJM_E | NYISO_G-I | PJM_E | 2025 | B04 | 100 | 100 | 1500 | 1500 | 1498.78 | 1497.49 | 0.11 | 0.23 | 9.401 | 0.20179 | 0.07122 | 3.1337 | 3.9468 | 1.3156
NYISO_G-I_2_PJM_E | NYISO_G-I | PJM_E | 2025 | B05 | 200 | 200 | 1500 | 1500 | 1499.13 | 1448.47 | 0.05 | 0.1 | 3.193 | 0.18992 | 0 | 2.1287 | 3.9468 | 1.3156
NYISO_G-I_2_PJM_E | NYISO_G-I | PJM_E | 2025 | B06 | 300 | 300 | 1500 | 0 | 1499.37 | 1498.81 | 0.04 | 0.07 | 0 | 0.18992 | 0.07122 | 0 | 3.9468 | 1.3156
NYISO_G-I_2_PJM_E | NYISO_G-I | PJM_E | 2025 | B07 | 400 | 400 | 1500 | 629.66 | 1499.55 | 1499.14 | 0.03 | 0.06 | 0 | 0.18992 | 0.07122 | 0 | 3.9468 | 1.3156
NYISO_G-I_2_PJM_E | NYISO_G-I | PJM_E | 2025 | B08 | 500 | 500 | 1500 | 0 | 0.43 | 0.01 | 0.02 | 0.01 | 0 | 0 | 0 | 0 | 3.9468 | 1.3156
NYISO_G-I_2_PJM_E | NYISO_G-I | PJM_E | 2025 | B09 | 800 | 800 | 1500 | 0 | 0.02 | 0.01 | 0.01 | 0.01 | 0 | 0 | 0 | 0 | 3.9468 | 1.3156
NYISO_G-I_2_PJM_E | NYISO_G-I | PJM_E | 2025 | B10 | 1262 | 0 | 1500 | 0 | 0 | 0 | 0 | 0 | 0 | 0 | 0 | 0 | 3.9468 | 1.3156
NYISO_G-I_2_PJM_E | NYISO_G-I | PJM_E | 2025 | B11 | 25 | 25 | 1500 | 326.69 | 1494.34 | 0.69 | 0.4 | 0.38 | 0 | 0.18992 | 0 | 0 | 3.9468 | 1.3156
NYISO_G-I_2_PJM_E | NYISO_G-I | PJM_E | 2025 | B12 | 200 | 200 | 1500 | 399.42 | 0.08 | 0.03 | 0.03 | 0.02 | 0 | 0 | 0 | 0 | 3.9468 | 1.3156
NYISO_G-I_2_PJM_E | NYISO_G-I | PJM_E | 2025 | B13 | 600 | 600 | 1500 | 0 | 0.02 | 0.01 | 0.01 | 0.01 | 0 | 0 | 0 | 0 | 3.9468 | 1.3156
NYISO_G-I_2_PJM_E | NYISO_G-I | PJM_E | 2025 | B14 | 900 | 900 | 1500 | 0 | 0.01 | 0.01 | 0.01 | 0 | 0 | 0 | 0 | 0 | 3.9468 | 1.3156
NYISO_G-I_2_PJM_E | NYISO_G-I | PJM_E | 2025 | B15 | 1203 | 0 | 1500 | 0 | 0 | 0 | 0 | 0 | 0 | 0 | 0 | 0 | 3.9468 | 1.3156
NYISO_G-I_2_PJM_E | NYISO_G-I | PJM_E | 2025 | B16 | 25 | 25 | 1500 | 890.45 | 0.29 | 0.22 | 0.18 | 0.19 | 0 | 0 | 0 | 0 | 3.9468 | 1.3156
NYISO_G-I_2_PJM_E | NYISO_G-I | PJM_E | 2025 | B17 | 100 | 100 | 1500 | 0 | 0.07 | 0.05 | 0.04 | 0.04 | 0 | 0 | 0 | 0 | 3.9468 | 1.3156
NYISO_G-I_2_PJM_E | NYISO_G-I | PJM_E | 2025 | B18 | 400 | 400 | 1500 | 0 | 0.02 | 0.01 | 0.01 | 0.01 | 0 | 0 | 0 | 0 | 3.9468 | 1.3156
NYISO_G-I_2_PJM_E | NYISO_G-I | PJM_E | 2025 | B19 | 700 | 0 | 1500 | 0 | 0.01 | 0.01 | 0 | 0 | 0 | 0 | 0 | 0 | 3.9468 | 1.3156
NYISO_G-I_2_PJM_E | NYISO_G-I | PJM_E | 2025 | B20 | 935 | 0 | 1500 | 0 | 0 | 0 | 0 | 0 | 0 | 0 | 0 | 0 | 3.9468 | 1.3156
NYISO_G-I_2_PJM_E | NYISO_G-I | PJM_E | 2030 | B01 | 10 | 10 | 1500 | 0 | 1486.39 | 1465.77 | 1.18 | 2.28 | 0 | 0.26114 | 0.07122 | 0 | 3.9201 | 1.3067
NYISO_G-I_2_PJM_E | NYISO_G-I | PJM_E | 2030 | B02 | 25 | 25 | 1500 | 364.49 | 1490.4 | 986.12 | 0.47 | 0.91 | 0 | 0.18992 | 0 | 0 | 3.9201 | 1.3067
NYISO_G-I_2_PJM_E | NYISO_G-I | PJM_E | 2030 | B03 | 75 | 75 | 1500 | 798.08 | 1497.52 | 1495.26 | 0.18 | 0.38 | 0 | 0.20179 | 0.07122 | 0 | 3.9201 | 1.3067
NYISO_G-I_2_PJM_E | NYISO_G-I | PJM_E | 2030 | B04 | 100 | 100 | 1500 | 1500 | 1498.36 | 1496.49 | 0.14 | 0.29 | 15.1105 | 0.2374 | 0.07122 | 5.0368 | 3.9201 | 1.3067
NYISO_G-I_2_PJM_E | NYISO_G-I | PJM_E | 2030 | B05 | 200 | 200 | 1500 | 1499.99 | 1498.94 | 1497.8 | 0.07 | 0.14 | 0.28488 | 0.20179 | 0.07122 | 0.18992 | 3.9201 | 1.3067
NYISO_G-I_2_PJM_E | NYISO_G-I | PJM_E | 2030 | B06 | 300 | 300 | 1500 | 0 | 1499.29 | 1498.66 | 0.05 | 0.1 | 0 | 0.20179 | 0.07122 | 0 | 3.9201 | 1.3067
NYISO_G-I_2_PJM_E | NYISO_G-I | PJM_E | 2030 | B07 | 400 | 400 | 1500 | 0 | 1499.45 | 0.17 | 0.03 | 0.04 | 0 | 0.20179 | 0 | 0 | 3.9201 | 1.3067
NYISO_G-I_2_PJM_E | NYISO_G-I | PJM_E | 2030 | B08 | 500 | 500 | 1500 | 0 | 0.03 | 0.02 | 0.01 | 0.01 | 0 | 0 | 0 | 0 | 3.9201 | 1.3067
NYISO_G-I_2_PJM_E | NYISO_G-I | PJM_E | 2030 | B09 | 800 | 800 | 1500 | 0 | 0.01 | 0.01 | 0.01 | 0.01 | 0 | 0 | 0 | 0 | 3.9201 | 1.3067
NYISO_G-I_2_PJM_E | NYISO_G-I | PJM_E | 2030 | B10 | 1262 | 0 | 1500 | 0 | 0 | 0 | 0 | 0 | 0 | 0 | 0 | 0 | 3.9201 | 1.3067
NYISO_G-I_2_PJM_E | NYISO_G-I | PJM_E | 2030 | B11 | 25 | 25 | 1500 | 0 | 0.82 | 0.71 | 0.32 | 0.46 | 0 | 0 | 0 | 0 | 3.9201 | 1.3067
NYISO_G-I_2_PJM_E | NYISO_G-I | PJM_E | 2030 | B12 | 200 | 200 | 1500 | 0 | 0.04 | 0.03 | 0.03 | 0.03 | 0 | 0 | 0 | 0 | 3.9201 | 1.3067
NYISO_G-I_2_PJM_E | NYISO_G-I | PJM_E | 2030 | B13 | 600 | 600 | 1500 | 0 | 0.01 | 0.02 | 0.01 | 0.02 | 0 | 0 | 0 | 0 | 3.9201 | 1.3067
NYISO_G-I_2_PJM_E | NYISO_G-I | PJM_E | 2030 | B14 | 900 | 900 | 1500 | 0 | 0.01 | 0.01 | 0.01 | 0.01 | 0 | 0 | 0 | 0 | 3.9201 | 1.3067
NYISO_G-I_2_PJM_E | NYISO_G-I | PJM_E | 2030 | B15 | 1203 | 0 | 1500 | 0 | 0 | 0 | 0 | 0 | 0 | 0 | 0 | 0 | 3.9201 | 1.3067
NYISO_G-I_2_PJM_E | NYISO_G-I | PJM_E | 2030 | B16 | 25 | 25 | 1500 | 0 | 0.2 | 0.17 | 0.16 | 0.16 | 0 | 0 | 0 | 0 | 3.9201 | 1.3067
NYISO_G-I_2_PJM_E | NYISO_G-I | PJM_E | 2030 | B17 | 100 | 100 | 1500 | 0 | 0.07 | 0.06 | 0.05 | 0.05 | 0 | 0 | 0 | 0 | 3.9201 | 1.3067
NYISO_G-I_2_PJM_E | NYISO_G-I | PJM_E | 2030 | B18 | 400 | 400 | 1500 | 0 | 0.02 | 0.02 | 0.01 | 0.01 | 0 | 0 | 0 | 0 | 3.9201 | 1.3067
NYISO_G-I_2_PJM_E | NYISO_G-I | PJM_E | 2030 | B19 | 700 | 700 | 1500 | 0 | 0.01 | 0.01 | 0.01 | 0.01 | 0 | 0 | 0 | 0 | 3.9201 | 1.3067
NYISO_G-I_2_PJM_E | NYISO_G-I | PJM_E | 2030 | B20 | 935 | 0 | 1500 | 0 | 0.01 | 0 | 0 | 0 | 0 | 0 | 0 | 0 | 3.9201 | 1.3067
NYISO_G-I_2_PJM_E | NYISO_G-I | PJM_E | 2035 | B01 | 10 | 10 | 1500 | 0 | 16.8 | 657.41 | 0.63 | 1.36 | 0 | 0 | 0 | 0 | 9.2853 | 3.0951
NYISO_G-I_2_PJM_E | NYISO_G-I | PJM_E | 2035 | B02 | 25 | 25 | 1500 | 0 | 6.3 | 14.45 | 0.25 | 0.53 | 0 | 0 | 0 | 0 | 9.2853 | 3.0951
NYISO_G-I_2_PJM_E | NYISO_G-I | PJM_E | 2035 | B03 | 75 | 75 | 1500 | 602.13 | 1496.36 | 1493.51 | 0.09 | 0.2 | 0 | 0.17805 | 0.07122 | 0 | 9.2853 | 3.0951
NYISO_G-I_2_PJM_E | NYISO_G-I | PJM_E | 2035 | B04 | 100 | 100 | 1500 | 1500 | 1497.19 | 892.9 | 0.07 | 0.14 | 12.3804 | 0.17805 | 0 | 12.3804 | 9.2853 | 3.0951
NYISO_G-I_2_PJM_E | NYISO_G-I | PJM_E | 2035 | B05 | 200 | 200 | 1500 | 0 | 0.12 | 1370.54 | 0.03 | 0.07 | 0 | 0 | 0 | 0 | 9.2853 | 3.0951
NYISO_G-I_2_PJM_E | NYISO_G-I | PJM_E | 2035 | B06 | 300 | 300 | 1500 | 0 | 0.04 | 0.48 | 0.02 | 0.05 | 0 | 0 | 0 | 0 | 9.2853 | 3.0951
NYISO_G-I_2_PJM_E | NYISO_G-I | PJM_E | 2035 | B07 | 400 | 400 | 1500 | 0 | 0.05 | 0.03 | 0.01 | 0.02 | 0 | 0 | 0 | 0 | 9.2853 | 3.0951
NYISO_G-I_2_PJM_E | NYISO_G-I | PJM_E | 2035 | B08 | 500 | 500 | 1500 | 0 | 0.01 | 0.01 | 0.01 | 0.01 | 0 | 0 | 0 | 0 | 9.2853 | 3.0951
NYISO_G-I_2_PJM_E | NYISO_G-I | PJM_E | 2035 | B09 | 800 | 0 | 1500 | 0 | 0.01 | 0.01 | 0 | 0.01 | 0 | 0 | 0 | 0 | 9.2853 | 3.0951
NYISO_G-I_2_PJM_E | NYISO_G-I | PJM_E | 2035 | B10 | 1262 | 0 | 1500 | 0 | 0 | 0 | 0 | 0 | 0 | 0 | 0 | 0 | 9.2853 | 3.0951
NYISO_G-I_2_PJM_E | NYISO_G-I | PJM_E | 2035 | B11 | 25 | 25 | 1500 | 0 | 6.15 | 855.67 | 0.26 | 0.57 | 0 | 0 | 0 | 0 | 9.2853 | 3.0951
NYISO_G-I_2_PJM_E | NYISO_G-I | PJM_E | 2035 | B12 | 200 | 200 | 1500 | 0 | 0.28 | 0.06 | 0.03 | 0.03 | 0 | 0 | 0 | 0 | 9.2853 | 3.0951
NYISO_G-I_2_PJM_E | NYISO_G-I | PJM_E | 2035 | B13 | 600 | 600 | 1500 | 0 | 0.31 | 0.18 | 0.01 | 0.02 | 0 | 0 | 0 | 0 | 9.2853 | 3.0951
NYISO_G-I_2_PJM_E | NYISO_G-I | PJM_E | 2035 | B14 | 900 | 900 | 1500 | 0 | 144.31 | 0.04 | 0.01 | 0.01 | 0 | 0 | 0 | 0 | 9.2853 | 3.0951
NYISO_G-I_2_PJM_E | NYISO_G-I | PJM_E | 2035 | B15 | 1203 | 0 | 1500 | 0 | 0.01 | 0.01 | 0 | 0.01 | 0 | 0 | 0 | 0 | 9.2853 | 3.0951
NYISO_G-I_2_PJM_E | NYISO_G-I | PJM_E | 2035 | B16 | 25 | 25 | 1500 | 0 | 6.3 | 12.63 | 0.26 | 0.51 | 0 | 0 | 0 | 0 | 9.2853 | 3.0951
NYISO_G-I_2_PJM_E | NYISO_G-I | PJM_E | 2035 | B17 | 100 | 100 | 1500 | 0 | 1.77 | 3.74 | 0.07 | 0.14 | 0 | 0 | 0 | 0 | 9.2853 | 3.0951
NYISO_G-I_2_PJM_E | NYISO_G-I | PJM_E | 2035 | B18 | 400 | 400 | 1500 | 0 | 0.5 | 1.12 | 0.02 | 0.04 | 0 | 0 | 0 | 0 | 9.2853 | 3.0951
NYISO_G-I_2_PJM_E | NYISO_G-I | PJM_E | 2035 | B19 | 700 | 700 | 1500 | 0 | 0.29 | 101.09 | 0.01 | 0.02 | 0 | 0 | 0 | 0 | 9.2853 | 3.0951
NYISO_G-I_2_PJM_E | NYISO_G-I | PJM_E | 2035 | B20 | 935 | 935 | 1500 | 0 | 0.32 | 1013.51 | 0.01 | 0.02 | 0 | 0 | 0 | 0 | 9.2853 | 3.0951
NYISO_G-I_2_PJM_E | NYISO_G-I | PJM_E | 2040 | B01 | 10 | 10 | 1500 | 838.89 | 1494.52 | 1462.08 | 1.02 | 1.93 | 0 | 1.0327 | 0.08309 | 0 | 8.7463 | 2.9154
NYISO_G-I_2_PJM_E | NYISO_G-I | PJM_E | 2040 | B02 | 25 | 25 | 1500 | 1213.62 | 1497.4 | 356.5 | 0.39 | 0.71 | 0 | 1.0208 | 0 | 0 | 8.7463 | 2.9154
NYISO_G-I_2_PJM_E | NYISO_G-I | PJM_E | 2040 | B03 | 75 | 75 | 1500 | 1500 | 1499.11 | 1498.05 | 0.14 | 0.3 | 37.9484 | 1.0208 | 0.34423 | 10.3496 | 8.7463 | 2.9154
NYISO_G-I_2_PJM_E | NYISO_G-I | PJM_E | 2040 | B04 | 100 | 100 | 1500 | 1452 | 0.35 | 1306.31 | 0.07 | 0.19 | 0 | 0 | 0 | 0 | 8.7463 | 2.9154
NYISO_G-I_2_PJM_E | NYISO_G-I | PJM_E | 2040 | B05 | 200 | 200 | 1500 | 1500 | 0.05 | 0.43 | 0.03 | 0.08 | 1.8042 | 0 | 0 | 1.3122 | 8.7463 | 2.9154
NYISO_G-I_2_PJM_E | NYISO_G-I | PJM_E | 2040 | B06 | 300 | 300 | 1500 | 0 | 274.59 | 0.11 | 0.03 | 0.04 | 0 | 0 | 0 | 0 | 8.7463 | 2.9154
NYISO_G-I_2_PJM_E | NYISO_G-I | PJM_E | 2040 | B07 | 400 | 400 | 1500 | 0 | 0.02 | 0.01 | 0.01 | 0.01 | 0 | 0 | 0 | 0 | 8.7463 | 2.9154
NYISO_G-I_2_PJM_E | NYISO_G-I | PJM_E | 2040 | B08 | 500 | 500 | 1500 | 0 | 0.01 | 0.01 | 0.01 | 0.01 | 0 | 0 | 0 | 0 | 8.7463 | 2.9154
NYISO_G-I_2_PJM_E | NYISO_G-I | PJM_E | 2040 | B09 | 800 | 800 | 1500 | 312.46 | 0.01 | 0.01 | 0.01 | 0.01 | 0 | 0 | 0 | 0 | 8.7463 | 2.9154
NYISO_G-I_2_PJM_E | NYISO_G-I | PJM_E | 2040 | B10 | 1262 | 0 | 1500 | 0 | 0 | 0 | 0 | 0 | 0 | 0 | 0 | 0 | 8.7463 | 2.9154
NYISO_G-I_2_PJM_E | NYISO_G-I | PJM_E | 2040 | B11 | 25 | 25 | 1500 | 0.29 | 1497.54 | 1493.42 | 0.42 | 0.85 | 0 | 1.0208 | 0.33236 | 0 | 8.7463 | 2.9154
NYISO_G-I_2_PJM_E | NYISO_G-I | PJM_E | 2040 | B12 | 200 | 200 | 1500 | 0 | 1499.63 | 543.54 | 0.05 | 0.1 | 0 | 1.0208 | 0 | 0 | 8.7463 | 2.9154
NYISO_G-I_2_PJM_E | NYISO_G-I | PJM_E | 2040 | B13 | 600 | 600 | 1500 | 116.45 | 1499.85 | 376.04 | 0.02 | 0.03 | 0 | 1.0208 | 0 | 0 | 8.7463 | 2.9154
NYISO_G-I_2_PJM_E | NYISO_G-I | PJM_E | 2040 | B14 | 900 | 900 | 1500 | 269.37 | 1499.86 | 684.84 | 0.01 | 0.02 | 0 | 0.68846 | 0 | 0 | 8.7463 | 2.9154
NYISO_G-I_2_PJM_E | NYISO_G-I | PJM_E | 2040 | B15 | 1203 | 0 | 1500 | 0 | 0.01 | 0 | 0 | 0 | 0 | 0 | 0 | 0 | 8.7463 | 2.9154
NYISO_G-I_2_PJM_E | NYISO_G-I | PJM_E | 2040 | B16 | 25 | 25 | 1500 | 609.73 | 1497.59 | 558.7 | 0.42 | 0.75 | 0 | 1.0327 | 0 | 0 | 8.7463 | 2.9154
NYISO_G-I_2_PJM_E | NYISO_G-I | PJM_E | 2040 | B17 | 100 | 100 | 1500 | 728.73 | 1499.31 | 498.23 | 0.1 | 0.19 | 0 | 1.0208 | 0 | 0 | 8.7463 | 2.9154
NYISO_G-I_2_PJM_E | NYISO_G-I | PJM_E | 2040 | B18 | 400 | 400 | 1500 | 786.2 | 1499.81 | 692.51 | 0.03 | 0.05 | 0 | 1.0208 | 0 | 0 | 8.7463 | 2.9154
NYISO_G-I_2_PJM_E | NYISO_G-I | PJM_E | 2040 | B19 | 700 | 700 | 1500 | 953.08 | 1499.88 | 177.78 | 0.02 | 0.03 | 0 | 1.0208 | 0 | 0 | 8.7463 | 2.9154
NYISO_G-I_2_PJM_E | NYISO_G-I | PJM_E | 2040 | B20 | 935 | 935 | 1500 | 0 | 0.01 | 0 | 0.01 | 0 | 0 | 0 | 0 | 0 | 8.7463 | 2.9154
NYISO_G-I_2_PJM_E | NYISO_G-I | PJM_E | 2045 | B01 | 10 | 10 | 1500 | 1500 | 1497.44 | 1495.04 | 0.92 | 1.92 | 153.7521 | 3.4067 | 1.1633 | 0.39323 | 13.4434 | 4.4811
NYISO_G-I_2_PJM_E | NYISO_G-I | PJM_E | 2045 | B02 | 25 | 25 | 1500 | 1500 | 1454.08 | 876.67 | 0.3 | 0.59 | 16.9978 | 0.04748 | 0 | 0.10868 | 13.4434 | 4.4811
NYISO_G-I_2_PJM_E | NYISO_G-I | PJM_E | 2045 | B03 | 75 | 75 | 1500 | 1500 | 1499.89 | 1499.76 | 4.95 | 8.89 | 48.6551 | 13.2351 | 4.4156 | 0.93328 | 13.4434 | 4.4811
NYISO_G-I_2_PJM_E | NYISO_G-I | PJM_E | 2045 | B04 | 100 | 100 | 1500 | 1256.38 | 1499.43 | 1499.55 | 0.1 | 0.27 | 0 | 1.3888 | 2.1722 | 0 | 13.4434 | 4.4811
NYISO_G-I_2_PJM_E | NYISO_G-I | PJM_E | 2045 | B05 | 200 | 200 | 1500 | 1499.99 | 981.96 | 1499.9 | 0.04 | 1.55 | 0.53415 | 0 | 4.2138 | 0.027322 | 13.4434 | 4.4811
NYISO_G-I_2_PJM_E | NYISO_G-I | PJM_E | 2045 | B06 | 300 | 300 | 1500 | 828.68 | 787.05 | 1499.8 | 0.03 | 0.09 | 0 | 0 | 0.89025 | 0 | 13.4434 | 4.4811
NYISO_G-I_2_PJM_E | NYISO_G-I | PJM_E | 2045 | B07 | 400 | 400 | 1500 | 0 | 289.56 | 0.03 | 0.02 | 0.02 | 0 | 0 | 0 | 0 | 13.4434 | 4.4811
NYISO_G-I_2_PJM_E | NYISO_G-I | PJM_E | 2045 | B08 | 500 | 500 | 1500 | 388.05 | 445.47 | 0.01 | 0.02 | 0.01 | 0 | 0 | 0 | 0 | 13.4434 | 4.4811
NYISO_G-I_2_PJM_E | NYISO_G-I | PJM_E | 2045 | B09 | 800 | 800 | 1500 | 1500 | 667.99 | 0.02 | 0.01 | 0.01 | 5.4127 | 0 | 0 | 1.1075 | 13.4434 | 4.4811
NYISO_G-I_2_PJM_E | NYISO_G-I | PJM_E | 2045 | B10 | 1262 | 0 | 1500 | 0 | 0 | 0 | 0 | 0 | 0 | 0 | 0 | 0 | 13.4434 | 4.4811
NYISO_G-I_2_PJM_E | NYISO_G-I | PJM_E | 2045 | B11 | 25 | 25 | 1500 | 1462.29 | 1499.71 | 1499.28 | 13.77 | 17.4 | 0 | 13.2351 | 4.4038 | 0 | 13.4434 | 4.4811
NYISO_G-I_2_PJM_E | NYISO_G-I | PJM_E | 2045 | B12 | 200 | 200 | 1500 | 1500 | 1499.9 | 1499.75 | 5.51 | 0.23 | 3.4423 | 13.1164 | 3.4186 | 0.17608 | 13.4434 | 4.4811
NYISO_G-I_2_PJM_E | NYISO_G-I | PJM_E | 2045 | B13 | 600 | 600 | 1500 | 1500 | 550.18 | 464.44 | 0.01 | 0.03 | 21.0811 | 0 | 0 | 3.235 | 13.4434 | 4.4811
NYISO_G-I_2_PJM_E | NYISO_G-I | PJM_E | 2045 | B14 | 900 | 900 | 1500 | 1500 | 0.72 | 0.15 | 0.01 | 0.02 | 23.3245 | 0 | 0 | 5.3688 | 13.4434 | 4.4811
NYISO_G-I_2_PJM_E | NYISO_G-I | PJM_E | 2045 | B15 | 1203 | 0 | 1500 | 0 | 0.01 | 0.01 | 0 | 0 | 0 | 0 | 0 | 0 | 13.4434 | 4.4811
NYISO_G-I_2_PJM_E | NYISO_G-I | PJM_E | 2045 | B16 | 25 | 25 | 1500 | 1316.82 | 1499.69 | 1498.71 | 12.36 | 1.11 | 0 | 13.2351 | 2.196 | 0 | 13.4434 | 4.4811
NYISO_G-I_2_PJM_E | NYISO_G-I | PJM_E | 2045 | B17 | 100 | 100 | 1500 | 1440.09 | 1499.88 | 1498.17 | 3.32 | 0.18 | 0 | 13.2232 | 0.91399 | 0 | 13.4434 | 4.4811
NYISO_G-I_2_PJM_E | NYISO_G-I | PJM_E | 2045 | B18 | 400 | 400 | 1500 | 1500 | 1107.69 | 955.71 | 0.02 | 0.04 | 15.0156 | 0 | 0 | 1.5361 | 13.4434 | 4.4811
NYISO_G-I_2_PJM_E | NYISO_G-I | PJM_E | 2045 | B19 | 700 | 700 | 1500 | 1500 | 1260.18 | 603.4 | 0.01 | 0.02 | 28.1438 | 0 | 0 | 5.0385 | 13.4434 | 4.4811
NYISO_G-I_2_PJM_E | NYISO_G-I | PJM_E | 2045 | B20 | 935 | 935 | 1500 | 0 | 0.02 | 0.01 | 0.01 | 0.01 | 0 | 0 | 0 | 0 | 13.4434 | 4.4811
NYISO_G-I_2_PJM_E | NYISO_G-I | PJM_E | 2050 | B01 | 10 | 10 | 1500 | 1500 | 1499.35 | 321.33 | 0.25 | 0.35 | 242.3023 | 4.7955 | 0 | 1.1621 | 25.9067 | 8.6356
NYISO_G-I_2_PJM_E | NYISO_G-I | PJM_E | 2050 | B02 | 25 | 25 | 1500 | 1500 | 1499.35 | 0.1 | 0.08 | 0.07 | 72.3477 | 4.1426 | 0 | 0.86748 | 25.9067 | 8.6356
NYISO_G-I_2_PJM_E | NYISO_G-I | PJM_E | 2050 | B03 | 75 | 75 | 1500 | 1468.03 | 1499.94 | 0.04 | 0.06 | 0.03 | 0 | 16.2144 | 0 | 0 | 25.9067 | 8.6356
NYISO_G-I_2_PJM_E | NYISO_G-I | PJM_E | 2050 | B04 | 100 | 100 | 1500 | 1331.09 | 1499.61 | 1499.89 | 0.02 | 0.09 | 0 | 1.1633 | 5.3534 | 0 | 25.9067 | 8.6356
NYISO_G-I_2_PJM_E | NYISO_G-I | PJM_E | 2050 | B05 | 200 | 200 | 1500 | 1500 | 0.62 | 1051.87 | 0.01 | 0.02 | 3.4542 | 0 | 0 | 0.33134 | 25.9067 | 8.6356
NYISO_G-I_2_PJM_E | NYISO_G-I | PJM_E | 2050 | B06 | 300 | 300 | 1500 | 1015.23 | 671.85 | 0.03 | 0.01 | 0.01 | 0 | 0 | 0 | 0 | 25.9067 | 8.6356
NYISO_G-I_2_PJM_E | NYISO_G-I | PJM_E | 2050 | B07 | 400 | 400 | 1500 | 1449.01 | 1017.23 | 0.01 | 0.01 | 0.01 | 0 | 0 | 0 | 0 | 25.9067 | 8.6356
NYISO_G-I_2_PJM_E | NYISO_G-I | PJM_E | 2050 | B08 | 500 | 0 | 1500 | 1500 | 0.01 | 0.01 | 0 | 0 | 1.4007 | 0 | 0 | 0.33589 | 25.9067 | 8.6356
NYISO_G-I_2_PJM_E | NYISO_G-I | PJM_E | 2050 | B09 | 800 | 0 | 1500 | 226.16 | 0.01 | 0 | 0 | 0 | 0 | 0 | 0 | 0 | 25.9067 | 8.6356
NYISO_G-I_2_PJM_E | NYISO_G-I | PJM_E | 2050 | B10 | 1262 | 0 | 1500 | 0 | 0 | 0 | 0 | 0 | 0 | 0 | 0 | 0 | 25.9067 | 8.6356
NYISO_G-I_2_PJM_E | NYISO_G-I | PJM_E | 2050 | B11 | 25 | 25 | 1500 | 1500 | 1499.94 | 1499.86 | 3500.31 | 1562.94 | 229.7676 | 25.9122 | 8.6414 | 2.755 | 25.9067 | 8.6356
NYISO_G-I_2_PJM_E | NYISO_G-I | PJM_E | 2050 | B12 | 200 | 200 | 1500 | 1500 | 1499.97 | 127.95 | 0.02 | 0.02 | 104.5866 | 12.416 | 0 | 10.0323 | 25.9067 | 8.6356
NYISO_G-I_2_PJM_E | NYISO_G-I | PJM_E | 2050 | B13 | 600 | 0 | 1500 | 1500 | 974.92 | 687.46 | 0 | 0.01 | 18.8733 | 0 | 0 | 5.4312 | 25.9067 | 8.6356
NYISO_G-I_2_PJM_E | NYISO_G-I | PJM_E | 2050 | B14 | 900 | 0 | 1500 | 861.48 | 0.05 | 0.01 | 0 | 0 | 0 | 0 | 0 | 0 | 25.9067 | 8.6356
NYISO_G-I_2_PJM_E | NYISO_G-I | PJM_E | 2050 | B15 | 1203 | 0 | 1500 | 0 | 0 | 0 | 0 | 0 | 0 | 0 | 0 | 0 | 25.9067 | 8.6356
NYISO_G-I_2_PJM_E | NYISO_G-I | PJM_E | 2050 | B16 | 25 | 25 | 1500 | 1500 | 1499.9 | 1499.63 | 0.49 | 0.24 | 172.8391 | 22.8379 | 3.6085 | 2.0724 | 25.9067 | 8.6356
NYISO_G-I_2_PJM_E | NYISO_G-I | PJM_E | 2050 | B17 | 100 | 100 | 1500 | 1500 | 1499.91 | 0.05 | 0.11 | 0.02 | 170.4532 | 22.8141 | 0 | 8.1752 | 25.9067 | 8.6356
NYISO_G-I_2_PJM_E | NYISO_G-I | PJM_E | 2050 | B18 | 400 | 0 | 1500 | 1500 | 424.6 | 485.29 | 0 | 0.01 | 17.6151 | 0 | 0 | 3.3794 | 25.9067 | 8.6356
NYISO_G-I_2_PJM_E | NYISO_G-I | PJM_E | 2050 | B19 | 700 | 0 | 1500 | 1488.7 | 0.47 | 0.01 | 0 | 0 | 0 | 0 | 0 | 0 | 25.9067 | 8.6356
NYISO_G-I_2_PJM_E | NYISO_G-I | PJM_E | 2050 | B20 | 935 | 0 | 1500 | 0 | 0 | 0 | 0 | 0 | 0 | 0 | 0 | 0 | 25.9067 | 8.6356
NYISO_J-K_2_NEISO | NYISO_J-K | NEISO | 2015 | B01 | 10 | 10 | 0.001 | 0 | 0 | 0 | 0.52 | 0.46 | 0 | 0 | 0 | 0 | 0.016655 | 0.0055518
NYISO_J-K_2_NEISO | NYISO_J-K | NEISO | 2015 | B02 | 25 | 25 | 0.001 | 0 | 0 | 0 | 0.17 | 0.14 | 0 | 0 | 0 | 0 | 0.016655 | 0.0055518
NYISO_J-K_2_NEISO | NYISO_J-K | NEISO | 2015 | B03 | 75 | 75 | 0.001 | 0 | 0 | 0 | 0.04 | 0.04 | 0 | 0 | 0 | 0 | 0.016655 | 0.0055518
NYISO_J-K_2_NEISO | NYISO_J-K | NEISO | 2015 | B04 | 100 | 100 | 0.001 | 0 | 0 | 0 | 0.03 | 0.03 | 0 | 0 | 0 | 0 | 0.016655 | 0.0055518
NYISO_J-K_2_NEISO | NYISO_J-K | NEISO | 2015 | B05 | 200 | 200 | 0.001 | 0 | 0 | 0 | 0.01 | 0.01 | 0 | 0 | 0 | 0 | 0.016655 | 0.0055518
NYISO_J-K_2_NEISO | NYISO_J-K | NEISO | 2015 | B06 | 300 | 300 | 0.001 | 0 | 0 | 0 | 0.01 | 0.01 | 0.04748 | 0 | 0 | 0.001711 | 0.016655 | 0.0055518
NYISO_J-K_2_NEISO | NYISO_J-K | NEISO | 2015 | B07 | 400 | 400 | 0.001 | 0 | 0 | 0 | 0.01 | 0.01 | 0.03561 | 0 | 0 | 0.001711 | 0.016655 | 0.0055518
NYISO_J-K_2_NEISO | NYISO_J-K | NEISO | 2015 | B08 | 500 | 500 | 0.001 | 0 | 0 | 0 | 0.01 | 0.01 | 0.02374 | 0 | 0 | 0.0014258 | 0.016655 | 0.0055518
NYISO_J-K_2_NEISO | NYISO_J-K | NEISO | 2015 | B09 | 800 | 800 | 0.001 | 0 | 0 | 0 | 0.01 | 0.01 | 0.01187 | 0 | 0 | 0.0011407 | 0.016655 | 0.0055518
NYISO_J-K_2_NEISO | NYISO_J-K | NEISO | 2015 | B10 | 1262 | 0 | 0.001 | 0 | 0 | 0 | 0 | 0 | 0.01187 | 0 | 0 | 0.0017994 | 0.016655 | 0.0055518
NYISO_J-K_2_NEISO | NYISO_J-K | NEISO | 2015 | B11 | 25 | 25 | 0.001 | 0 | 0 | 0 | 0.12 | 0.11 | 0 | 0 | 0 | 0 | 0.016655 | 0.0055518
NYISO_J-K_2_NEISO | NYISO_J-K | NEISO | 2015 | B12 | 200 | 200 | 0.001 | 0 | 0 | 0 | 0.02 | 0.02 | 0.07122 | 0 | 0 | 0.001711 | 0.016655 | 0.0055518
NYISO_J-K_2_NEISO | NYISO_J-K | NEISO | 2015 | B13 | 600 | 600 | 0.001 | 0 | 0 | 0 | 0.01 | 0.01 | 0.02374 | 0 | 0 | 0.001711 | 0.016655 | 0.0055518
NYISO_J-K_2_NEISO | NYISO_J-K | NEISO | 2015 | B14 | 900 | 900 | 0.001 | 0 | 0 | 0 | 0.01 | 0 | 0.01187 | 0 | 0 | 0.0012832 | 0.016655 | 0.0055518
NYISO_J-K_2_NEISO | NYISO_J-K | NEISO | 2015 | B15 | 1203 | 1203 | 0.001 | 0 | 0 | 0 | 0.01 | 0 | 0.01187 | 0 | 0 | 0.0017153 | 0.016655 | 0.0055518
NYISO_J-K_2_NEISO | NYISO_J-K | NEISO | 2015 | B16 | 25 | 25 | 0.001 | 0 | 0 | 0 | 0.12 | 0.11 | 0.46293 | 0 | 0 | 0.0013902 | 0.016655 | 0.0055518
NYISO_J-K_2_NEISO | NYISO_J-K | NEISO | 2015 | B17 | 100 | 100 | 0.001 | 0 | 0 | 0 | 0.04 | 0.03 | 0.13057 | 0 | 0 | 0.0015684 | 0.016655 | 0.0055518
NYISO_J-K_2_NEISO | NYISO_J-K | NEISO | 2015 | B18 | 400 | 400 | 0.001 | 0 | 0 | 0 | 0.02 | 0.04 | 0.03561 | 0 | 0 | 0.001711 | 0.016655 | 0.0055518
NYISO_J-K_2_NEISO | NYISO_J-K | NEISO | 2015 | B19 | 700 | 700 | 0.001 | 0 | 0 | 0 | 0.01 | 0.02 | 0.02374 | 0 | 0 | 0.0019962 | 0.016655 | 0.0055518
NYISO_J-K_2_NEISO | NYISO_J-K | NEISO | 2015 | B20 | 935 | 935 | 0.001 | 0 | 0 | 0 | 0.02 | 0.02 | 0.01187 | 0 | 0 | 0.0013331 | 0.016655 | 0.0055518
NYISO_J-K_2_NEISO | NYISO_J-K | NEISO | 2020 | B01 | 10 | 10 | 0.001 | 0 | 0 | 0 | 0.84 | 1.31 | 1.5312 | 0 | 0 | 0.0018998 | 0.024548 | 0.0081827
NYISO_J-K_2_NEISO | NYISO_J-K | NEISO | 2020 | B02 | 25 | 25 | 0.001 | 0 | 0 | 0 | 0.23 | 0.18 | 0 | 0 | 0 | 0 | 0.024548 | 0.0081827
NYISO_J-K_2_NEISO | NYISO_J-K | NEISO | 2020 | B03 | 75 | 75 | 0.001 | 0 | 0 | 0 | 0.05 | 0.05 | 0 | 0 | 0 | 0 | 0.024548 | 0.0081827
NYISO_J-K_2_NEISO | NYISO_J-K | NEISO | 2020 | B04 | 100 | 100 | 0.001 | 0 | 0 | 0 | 0.03 | 0.03 | 0 | 0 | 0 | 0 | 0.024548 | 0.0081827
NYISO_J-K_2_NEISO | NYISO_J-K | NEISO | 2020 | B05 | 200 | 200 | 0.001 | 0 | 0 | 0 | 0.02 | 0.02 | 0 | 0 | 0 | 0 | 0.024548 | 0.0081827
NYISO_J-K_2_NEISO | NYISO_J-K | NEISO | 2020 | B06 | 300 | 300 | 0.001 | 0 | 0 | 0 | 0.01 | 0.01 | 0 | 0 | 0 | 0 | 0.024548 | 0.0081827
NYISO_J-K_2_NEISO | NYISO_J-K | NEISO | 2020 | B07 | 400 | 400 | 0.001 | 0 | 0 | 0 | 0.01 | 0.01 | 0.04748 | 0 | 0 | 0.0023563 | 0.024548 | 0.0081827
NYISO_J-K_2_NEISO | NYISO_J-K | NEISO | 2020 | B08 | 500 | 500 | 0.001 | 0 | 0 | 0 | 0.01 | 0.01 | 0.03561 | 0 | 0 | 0.0022091 | 0.024548 | 0.0081827
NYISO_J-K_2_NEISO | NYISO_J-K | NEISO | 2020 | B09 | 800 | 800 | 0.001 | 0 | 0 | 0 | 0.01 | 0.01 | 0.02374 | 0 | 0 | 0.0023563 | 0.024548 | 0.0081827
NYISO_J-K_2_NEISO | NYISO_J-K | NEISO | 2020 | B10 | 1262 | 0 | 0.001 | 0 | 0 | 0 | 0 | 0 | 0.01187 | 0 | 0 | 0.0018586 | 0.024548 | 0.0081827
NYISO_J-K_2_NEISO | NYISO_J-K | NEISO | 2020 | B11 | 25 | 25 | 0.001 | 0 | 0 | 0 | 0.13 | 0.13 | 0.5935 | 0 | 0 | 0.0018409 | 0.024548 | 0.0081827
NYISO_J-K_2_NEISO | NYISO_J-K | NEISO | 2020 | B12 | 200 | 200 | 0.001 | 0 | 0 | 0 | 0.02 | 0.02 | 0.08309 | 0 | 0 | 0.0020618 | 0.024548 | 0.0081827
NYISO_J-K_2_NEISO | NYISO_J-K | NEISO | 2020 | B13 | 600 | 600 | 0.001 | 0 | 0 | 0 | 0.01 | 0.01 | 0.03561 | 0 | 0 | 0.0026509 | 0.024548 | 0.0081827
NYISO_J-K_2_NEISO | NYISO_J-K | NEISO | 2020 | B14 | 900 | 900 | 0.001 | 0 | 0 | 0 | 0.01 | 0.01 | 0.02374 | 0 | 0 | 0.0026509 | 0.024548 | 0.0081827
NYISO_J-K_2_NEISO | NYISO_J-K | NEISO | 2020 | B15 | 1203 | 1203 | 0.001 | 0 | 0 | 0 | 0.01 | 0 | 0.01187 | 0 | 0 | 0.0017717 | 0.024548 | 0.0081827
NYISO_J-K_2_NEISO | NYISO_J-K | NEISO | 2020 | B16 | 25 | 25 | 0.001 | 0 | 0 | 0 | 0.15 | 0.16 | 0.5935 | 0 | 0 | 0.0018409 | 0.024548 | 0.0081827
NYISO_J-K_2_NEISO | NYISO_J-K | NEISO | 2020 | B17 | 100 | 100 | 0.001 | 0 | 0 | 0 | 0.06 | 0.05 | 0.16618 | 0 | 0 | 0.0020618 | 0.024548 | 0.0081827
NYISO_J-K_2_NEISO | NYISO_J-K | NEISO | 2020 | B18 | 400 | 400 | 0.001 | 0 | 0 | 0 | 0.01 | 0.02 | 0.04748 | 0 | 0 | 0.0023563 | 0.024548 | 0.0081827
NYISO_J-K_2_NEISO | NYISO_J-K | NEISO | 2020 | B19 | 700 | 700 | 0.001 | 0 | 0 | 0 | 0.01 | 0.01 | 0.02374 | 0 | 0 | 0.0020618 | 0.024548 | 0.0081827
NYISO_J-K_2_NEISO | NYISO_J-K | NEISO | 2020 | B20 | 935 | 935 | 0.001 | 0 | 0 | 0 | 0.01 | 0.02 | 0.02374 | 0 | 0 | 0.002754 | 0.024548 | 0.0081827
NYISO_J-K_2_NEISO | NYISO_J-K | NEISO | 2025 | B01 | 10 | 10 | 0.001 | 0 | 0 | 0 | 0.7 | 0.62 | 2.1247 | 0 | 0 | 0.0026038 | 0.034028 | 0.011343
NYISO_J-K_2_NEISO | NYISO_J-K | NEISO | 2025 | B02 | 25 | 25 | 0.001 | 0 | 0 | 0 | 0.27 | 0.24 | 0 | 0 | 0 | 0 | 0.034028 | 0.011343
NYISO_J-K_2_NEISO | NYISO_J-K | NEISO | 2025 | B03 | 75 | 75 | 0.001 | 0 | 0 | 0 | 0.06 | 0.06 | 0 | 0 | 0 | 0 | 0.034028 | 0.011343
NYISO_J-K_2_NEISO | NYISO_J-K | NEISO | 2025 | B04 | 100 | 100 | 0.001 | 0 | 0 | 0 | 0.05 | 0.04 | 0.20179 | 0 | 0 | 0.0024729 | 0.034028 | 0.011343
NYISO_J-K_2_NEISO | NYISO_J-K | NEISO | 2025 | B05 | 200 | 200 | 0.001 | 0 | 0 | 0 | 0.02 | 0.02 | 0 | 0 | 0 | 0 | 0.034028 | 0.011343
NYISO_J-K_2_NEISO | NYISO_J-K | NEISO | 2025 | B06 | 300 | 300 | 0.001 | 0 | 0 | 0 | 0.02 | 0.01 | 0 | 0 | 0 | 0 | 0.034028 | 0.011343
NYISO_J-K_2_NEISO | NYISO_J-K | NEISO | 2025 | B07 | 400 | 400 | 0.001 | 0 | 0 | 0 | 0.01 | 0.01 | 0.05935 | 0 | 0 | 0.0029093 | 0.034028 | 0.011343
NYISO_J-K_2_NEISO | NYISO_J-K | NEISO | 2025 | B08 | 500 | 500 | 0.001 | 0 | 0 | 0 | 0.01 | 0.01 | 0.04748 | 0 | 0 | 0.0029093 | 0.034028 | 0.011343
NYISO_J-K_2_NEISO | NYISO_J-K | NEISO | 2025 | B09 | 800 | 800 | 0.001 | 0 | 0 | 0 | 0.01 | 0.01 | 0.03561 | 0 | 0 | 0.0034912 | 0.034028 | 0.011343
NYISO_J-K_2_NEISO | NYISO_J-K | NEISO | 2025 | B10 | 1262 | 1262 | 0.001 | 0 | 0 | 0 | 0.01 | 0.01 | 0.02374 | 0 | 0 | 0.0036716 | 0.034028 | 0.011343
NYISO_J-K_2_NEISO | NYISO_J-K | NEISO | 2025 | B11 | 25 | 25 | 0.001 | 0 | 0 | 0 | 0.18 | 0.18 | 0.75968 | 0 | 0 | 0.0023275 | 0.034028 | 0.011343
NYISO_J-K_2_NEISO | NYISO_J-K | NEISO | 2025 | B12 | 200 | 200 | 0.001 | 0 | 0 | 0 | 0.03 | 0.03 | 0.10683 | 0 | 0 | 0.0026184 | 0.034028 | 0.011343
NYISO_J-K_2_NEISO | NYISO_J-K | NEISO | 2025 | B13 | 600 | 600 | 0.001 | 0 | 0 | 0 | 0.01 | 0.01 | 0.03561 | 0 | 0 | 0.0026184 | 0.034028 | 0.011343
NYISO_J-K_2_NEISO | NYISO_J-K | NEISO | 2025 | B14 | 900 | 900 | 0.001 | 0 | 0 | 0 | 0.01 | 0.01 | 0.02374 | 0 | 0 | 0.0026184 | 0.034028 | 0.011343
NYISO_J-K_2_NEISO | NYISO_J-K | NEISO | 2025 | B15 | 1203 | 1203 | 0.001 | 0 | 0 | 0 | 0.01 | 0.01 | 0.02374 | 0 | 0 | 0.0034999 | 0.034028 | 0.011343
NYISO_J-K_2_NEISO | NYISO_J-K | NEISO | 2025 | B16 | 25 | 25 | 0.001 | 0 | 0 | 0 | 0.19 | 0.24 | 0.75968 | 0 | 0 | 0.0023275 | 0.034028 | 0.011343
NYISO_J-K_2_NEISO | NYISO_J-K | NEISO | 2025 | B17 | 100 | 100 | 0.001 | 0 | 0 | 0 | 0.07 | 0.05 | 0.21366 | 0 | 0 | 0.0026184 | 0.034028 | 0.011343
NYISO_J-K_2_NEISO | NYISO_J-K | NEISO | 2025 | B18 | 400 | 400 | 0.001 | 0 | 0 | 0 | 0.01 | 0.01 | 0.05935 | 0 | 0 | 0.0029093 | 0.034028 | 0.011343
NYISO_J-K_2_NEISO | NYISO_J-K | NEISO | 2025 | B19 | 700 | 700 | 0.001 | 0 | 0 | 0 | 0.01 | 0.01 | 0.03561 | 0 | 0 | 0.0030548 | 0.034028 | 0.011343
NYISO_J-K_2_NEISO | NYISO_J-K | NEISO | 2025 | B20 | 935 | 935 | 0.001 | 0 | 0 | 0 | 0.04 | 0.02 | 0.02374 | 0 | 0 | 0.0027202 | 0.034028 | 0.011343
NYISO_J-K_2_NEISO | NYISO_J-K | NEISO | 2030 | B01 | 10 | 10 | 0.001 | 0 | 0 | 0 | 0.61 | 0.66 | 0 | 0 | 0 | 0 | 0.034734 | 0.011578
NYISO_J-K_2_NEISO | NYISO_J-K | NEISO | 2030 | B02 | 25 | 25 | 0.001 | 0 | 0 | 0 | 0.2 | 0.24 | 0 | 0 | 0 | 0 | 0.034734 | 0.011578
NYISO_J-K_2_NEISO | NYISO_J-K | NEISO | 2030 | B03 | 75 | 75 | 0.001 | 0 | 0 | 0 | 0.06 | 0.07 | 0 | 0 | 0 | 0 | 0.034734 | 0.011578
NYISO_J-K_2_NEISO | NYISO_J-K | NEISO | 2030 | B04 | 100 | 100 | 0.001 | 0 | 0 | 0 | 0.05 | 0.05 | 0 | 0 | 0 | 0 | 0.034734 | 0.011578
NYISO_J-K_2_NEISO | NYISO_J-K | NEISO | 2030 | B05 | 200 | 200 | 0.001 | 0 | 0 | 0 | 0.02 | 0.03 | 0 | 0 | 0 | 0 | 0.034734 | 0.011578
NYISO_J-K_2_NEISO | NYISO_J-K | NEISO | 2030 | B06 | 300 | 300 | 0.001 | 0 | 0 | 0 | 0.02 | 0.02 | 0 | 0 | 0 | 0 | 0.034734 | 0.011578
NYISO_J-K_2_NEISO | NYISO_J-K | NEISO | 2030 | B07 | 400 | 400 | 0.001 | 0 | 0 | 0 | 0.01 | 0.01 | 0.07122 | 0 | 0 | 0.0035499 | 0.034734 | 0.011578
NYISO_J-K_2_NEISO | NYISO_J-K | NEISO | 2030 | B08 | 500 | 500 | 0.001 | 0 | 0 | 0 | 0.01 | 0.01 | 0.05935 | 0 | 0 | 0.0036978 | 0.034734 | 0.011578
NYISO_J-K_2_NEISO | NYISO_J-K | NEISO | 2030 | B09 | 800 | 800 | 0.001 | 0 | 0 | 0 | 0.01 | 0.01 | 0.03561 | 0 | 0 | 0.0035499 | 0.034734 | 0.011578
NYISO_J-K_2_NEISO | NYISO_J-K | NEISO | 2030 | B10 | 1262 | 1262 | 0.001 | 0 | 0 | 0 | 0.01 | 0.01 | 0.02374 | 0 | 0 | 0.0037333 | 0.034734 | 0.011578
NYISO_J-K_2_NEISO | NYISO_J-K | NEISO | 2030 | B11 | 25 | 25 | 0.001 | 0 | 0 | 0 | 0.2 | 0.21 | 0.98521 | 0 | 0 | 0.0030692 | 0.034734 | 0.011578
NYISO_J-K_2_NEISO | NYISO_J-K | NEISO | 2030 | B12 | 200 | 200 | 0.001 | 0 | 0 | 0 | 0.03 | 0.03 | 0.14244 | 0 | 0 | 0.0035499 | 0.034734 | 0.011578
NYISO_J-K_2_NEISO | NYISO_J-K | NEISO | 2030 | B13 | 600 | 600 | 0.001 | 0 | 0 | 0 | 0.01 | 0.01 | 0.04748 | 0 | 0 | 0.0035499 | 0.034734 | 0.011578
NYISO_J-K_2_NEISO | NYISO_J-K | NEISO | 2030 | B14 | 900 | 900 | 0.001 | 0 | 0 | 0 | 0.01 | 0.01 | 0.03561 | 0 | 0 | 0.0039936 | 0.034734 | 0.011578
NYISO_J-K_2_NEISO | NYISO_J-K | NEISO | 2030 | B15 | 1203 | 1203 | 0.001 | 0 | 0 | 0 | 0.01 | 0.01 | 0.02374 | 0 | 0 | 0.0035588 | 0.034734 | 0.011578
NYISO_J-K_2_NEISO | NYISO_J-K | NEISO | 2030 | B16 | 25 | 25 | 0.001 | 0 | 0 | 0 | 0.22 | 0.24 | 0 | 0 | 0 | 0 | 0.034734 | 0.011578
NYISO_J-K_2_NEISO | NYISO_J-K | NEISO | 2030 | B17 | 100 | 100 | 0.001 | 0 | 0 | 0 | 0.05 | 0.06 | 0.26114 | 0 | 0 | 0.0032541 | 0.034734 | 0.011578
NYISO_J-K_2_NEISO | NYISO_J-K | NEISO | 2030 | B18 | 400 | 400 | 0.001 | 0 | 0 | 0 | 0.01 | 0.02 | 0.07122 | 0 | 0 | 0.0035499 | 0.034734 | 0.011578
NYISO_J-K_2_NEISO | NYISO_J-K | NEISO | 2030 | B19 | 700 | 700 | 0.001 | 0 | 0 | 0 | 0.01 | 0.02 | 0.03561 | 0 | 0 | 0.0031062 | 0.034734 | 0.011578
NYISO_J-K_2_NEISO | NYISO_J-K | NEISO | 2030 | B20 | 935 | 935 | 0.001 | 0 | 0 | 0 | 0.01 | 0.01 | 0.03561 | 0 | 0 | 0.004149 | 0.034734 | 0.011578
NYISO_J-K_2_NEISO | NYISO_J-K | NEISO | 2035 | B01 | 10 | 10 | 0.001 | 0 | 0 | 0 | 0.22 | 0.35 | 0 | 0 | 0 | 0 | 0.045539 | 0.01518
NYISO_J-K_2_NEISO | NYISO_J-K | NEISO | 2035 | B02 | 25 | 25 | 0.001 | 0 | 0 | 0 | 0.09 | 0.15 | 0 | 0 | 0 | 0 | 0.045539 | 0.01518
NYISO_J-K_2_NEISO | NYISO_J-K | NEISO | 2035 | B03 | 75 | 75 | 0.001 | 0 | 0 | 0 | 0.03 | 0.05 | 0 | 0 | 0 | 0 | 0.045539 | 0.01518
NYISO_J-K_2_NEISO | NYISO_J-K | NEISO | 2035 | B04 | 100 | 100 | 0.001 | 0 | 0 | 0 | 0.02 | 0.03 | 0 | 0 | 0 | 0 | 0.045539 | 0.01518
NYISO_J-K_2_NEISO | NYISO_J-K | NEISO | 2035 | B05 | 200 | 200 | 0.001 | 0 | 0 | 0 | 0.01 | 0.02 | 0 | 0 | 0 | 0 | 0.045539 | 0.01518
NYISO_J-K_2_NEISO | NYISO_J-K | NEISO | 2035 | B06 | 300 | 300 | 0.001 | 0 | 0 | 0 | 0.01 | 0.01 | 0.1187 | 0 | 0 | 0.010917 | 0.045539 | 0.01518
NYISO_J-K_2_NEISO | NYISO_J-K | NEISO | 2035 | B07 | 400 | 400 | 0.001 | 0 | 0 | 0 | 0.01 | 0.01 | 0.09496 | 0 | 0 | 0.011644 | 0.045539 | 0.01518
NYISO_J-K_2_NEISO | NYISO_J-K | NEISO | 2035 | B08 | 500 | 0 | 0.001 | 0 | 0 | 0 | 0 | 0.01 | 0.08309 | 0 | 0 | 0.012736 | 0.045539 | 0.01518
NYISO_J-K_2_NEISO | NYISO_J-K | NEISO | 2035 | B09 | 800 | 0 | 0.001 | 0 | 0 | 0 | 0 | 0 | 0.04748 | 0 | 0 | 0.011644 | 0.045539 | 0.01518
NYISO_J-K_2_NEISO | NYISO_J-K | NEISO | 2035 | B10 | 1262 | 0 | 0.001 | 0 | 0 | 0 | 0 | 0 | 0.03561 | 0 | 0 | 0.013777 | 0.045539 | 0.01518
NYISO_J-K_2_NEISO | NYISO_J-K | NEISO | 2035 | B11 | 25 | 25 | 0.001 | 0 | 0 | 0 | 0.08 | 0.14 | 0 | 0 | 0 | 0 | 0.045539 | 0.01518
NYISO_J-K_2_NEISO | NYISO_J-K | NEISO | 2035 | B12 | 200 | 200 | 0.001 | 0 | 0 | 0 | 0.01 | 0.02 | 0 | 0 | 0 | 0 | 0.045539 | 0.01518
NYISO_J-K_2_NEISO | NYISO_J-K | NEISO | 2035 | B13 | 600 | 0 | 0.001 | 0 | 0 | 0 | 0 | 0.01 | 0 | 0 | 0 | 0 | 0.045539 | 0.01518
NYISO_J-K_2_NEISO | NYISO_J-K | NEISO | 2035 | B14 | 900 | 0 | 0.001 | 0 | 0 | 0 | 0 | 0 | 0 | 0 | 0 | 0 | 0.045539 | 0.01518
NYISO_J-K_2_NEISO | NYISO_J-K | NEISO | 2035 | B15 | 1203 | 0 | 0.001 | 0 | 0 | 0 | 0 | 0 | 0 | 0 | 0 | 0 | 0.045539 | 0.01518
NYISO_J-K_2_NEISO | NYISO_J-K | NEISO | 2035 | B16 | 25 | 25 | 0.001 | 0 | 0 | 0 | 0.09 | 0.14 | 0 | 0 | 0 | 0 | 0.045539 | 0.01518
NYISO_J-K_2_NEISO | NYISO_J-K | NEISO | 2035 | B17 | 100 | 100 | 0.001 | 0 | 0 | 0 | 0.02 | 0.03 | 0 | 0 | 0 | 0 | 0.045539 | 0.01518
NYISO_J-K_2_NEISO | NYISO_J-K | NEISO | 2035 | B18 | 400 | 400 | 0.001 | 0 | 0 | 0 | 0.01 | 0.01 | 0 | 0 | 0 | 0 | 0.045539 | 0.01518
NYISO_J-K_2_NEISO | NYISO_J-K | NEISO | 2035 | B19 | 700 | 0 | 0.001 | 0 | 0 | 0 | 0 | 0.01 | 0 | 0 | 0 | 0 | 0.045539 | 0.01518
NYISO_J-K_2_NEISO | NYISO_J-K | NEISO | 2035 | B20 | 935 | 0 | 0.001 | 0 | 0 | 0 | 0 | 0 | 0 | 0 | 0 | 0 | 0.045539 | 0.01518
NYISO_J-K_2_NEISO | NYISO_J-K | NEISO | 2040 | B01 | 10 | 10 | 0.001 | 0 | 0 | 0 | 0.23 | 0.39 | 0 | 0 | 0 | 0 | 0.055483 | 0.018494
NYISO_J-K_2_NEISO | NYISO_J-K | NEISO | 2040 | B02 | 25 | 25 | 0.001 | 0 | 0 | 0 | 0.09 | 0.16 | 1.6025 | 0 | 0 | 0.0073846 | 0.055483 | 0.018494
NYISO_J-K_2_NEISO | NYISO_J-K | NEISO | 2040 | B03 | 75 | 75 | 0.001 | 0 | 0 | 0 | 0.03 | 0.05 | 0 | 0 | 0 | 0 | 0.055483 | 0.018494
NYISO_J-K_2_NEISO | NYISO_J-K | NEISO | 2040 | B04 | 100 | 100 | 0.001 | 0 | 0 | 0 | 0.02 | 0.04 | 0 | 0 | 0 | 0 | 0.055483 | 0.018494
NYISO_J-K_2_NEISO | NYISO_J-K | NEISO | 2040 | B05 | 200 | 200 | 0.001 | 0 | 0 | 0 | 0.01 | 0.02 | 0 | 0 | 0 | 0 | 0.055483 | 0.018494
NYISO_J-K_2_NEISO | NYISO_J-K | NEISO | 2040 | B06 | 300 | 300 | 0.001 | 0 | 0 | 0 | 0.02 | 0.01 | 0.15431 | 0 | 0 | 0.0085333 | 0.055483 | 0.018494
NYISO_J-K_2_NEISO | NYISO_J-K | NEISO | 2040 | B07 | 400 | 400 | 0.001 | 0 | 0 | 0 | 0.01 | 0.01 | 0.1187 | 0 | 0 | 0.0087521 | 0.055483 | 0.018494
NYISO_J-K_2_NEISO | NYISO_J-K | NEISO | 2040 | B08 | 500 | 500 | 0.001 | 0 | 0 | 0 | 0.01 | 0.01 | 0.09496 | 0 | 0 | 0.0087521 | 0.055483 | 0.018494
NYISO_J-K_2_NEISO | NYISO_J-K | NEISO | 2040 | B09 | 800 | 0 | 0.001 | 0 | 0 | 0 | 0 | 0.01 | 0.05935 | 0 | 0 | 0.0087521 | 0.055483 | 0.018494
NYISO_J-K_2_NEISO | NYISO_J-K | NEISO | 2040 | B10 | 1262 | 1262 | 0.001 | 0 | 0 | 0 | 0.01 | 1.35 | 0.04748 | 0 | 0 | 0.011045 | 0.055483 | 0.018494
NYISO_J-K_2_NEISO | NYISO_J-K | NEISO | 2040 | B11 | 25 | 25 | 0.001 | 0 | 0 | 0 | 0.09 | 0.16 | 0 | 0 | 0 | 0 | 0.055483 | 0.018494
NYISO_J-K_2_NEISO | NYISO_J-K | NEISO | 2040 | B12 | 200 | 200 | 0.001 | 0 | 0 | 0 | 0.01 | 0.02 | 0 | 0 | 0 | 0 | 0.055483 | 0.018494
NYISO_J-K_2_NEISO | NYISO_J-K | NEISO | 2040 | B13 | 600 | 0 | 0.001 | 0 | 0 | 0 | 0 | 0.01 | 0 | 0 | 0 | 0 | 0.055483 | 0.018494
NYISO_J-K_2_NEISO | NYISO_J-K | NEISO | 2040 | B14 | 900 | 0 | 0.001 | 0 | 0 | 0 | 0 | 0 | 0 | 0 | 0 | 0 | 0.055483 | 0.018494
NYISO_J-K_2_NEISO | NYISO_J-K | NEISO | 2040 | B15 | 1203 | 1203 | 0.001 | 0 | 0 | 0 | 0.01 | 0.01 | 0.04748 | 0 | 0 | 0.010529 | 0.055483 | 0.018494
NYISO_J-K_2_NEISO | NYISO_J-K | NEISO | 2040 | B16 | 25 | 25 | 0.001 | 0 | 0 | 0 | 0.09 | 0.16 | 0 | 0 | 0 | 0 | 0.055483 | 0.018494
NYISO_J-K_2_NEISO | NYISO_J-K | NEISO | 2040 | B17 | 100 | 100 | 0.001 | 0 | 0 | 0 | 0.02 | 0.04 | 0 | 0 | 0 | 0 | 0.055483 | 0.018494
NYISO_J-K_2_NEISO | NYISO_J-K | NEISO | 2040 | B18 | 400 | 400 | 0.001 | 0 | 0 | 0 | 0.01 | 0.01 | 0 | 0 | 0 | 0 | 0.055483 | 0.018494
NYISO_J-K_2_NEISO | NYISO_J-K | NEISO | 2040 | B19 | 700 | 0 | 0.001 | 0 | 0 | 0 | 0 | 0.01 | 0 | 0 | 0 | 0 | 0.055483 | 0.018494
NYISO_J-K_2_NEISO | NYISO_J-K | NEISO | 2040 | B20 | 935 | 935 | 0.001 | 0 | 0 | 0 | 0.01 | 0.01 | 0.05935 | 0 | 0 | 0.010229 | 0.055483 | 0.018494
NYISO_J-K_2_NEISO | NYISO_J-K | NEISO | 2045 | B01 | 10 | 10 | 0.001 | 0 | 0 | 0 | 0.2 | 0.32 | 0 | 0 | 0 | 0 | 0.080097 | 0.026699
NYISO_J-K_2_NEISO | NYISO_J-K | NEISO | 2045 | B02 | 25 | 25 | 0.001 | 0 | 0 | 0 | 0.14 | 0.22 | 2.0179 | 0 | 0 | 0.0089684 | 0.080097 | 0.026699
NYISO_J-K_2_NEISO | NYISO_J-K | NEISO | 2045 | B03 | 75 | 75 | 0.001 | 0 | 0 | 0 | 0.04 | 0.06 | 0 | 0 | 0 | 0 | 0.080097 | 0.026699
NYISO_J-K_2_NEISO | NYISO_J-K | NEISO | 2045 | B04 | 100 | 100 | 0.001 | 0 | 0 | 0 | 0.02 | 0.03 | 0 | 0 | 0 | 0 | 0.080097 | 0.026699
NYISO_J-K_2_NEISO | NYISO_J-K | NEISO | 2045 | B05 | 200 | 200 | 0.001 | 0 | 0 | 0 | 0.01 | 0.01 | 0.29675 | 0 | 0 | 0.010551 | 0.080097 | 0.026699
NYISO_J-K_2_NEISO | NYISO_J-K | NEISO | 2045 | B06 | 300 | 300 | 0.001 | 0 | 0 | 0 | 0.01 | 0.01 | 0.20179 | 0 | 0 | 0.010762 | 0.080097 | 0.026699
NYISO_J-K_2_NEISO | NYISO_J-K | NEISO | 2045 | B07 | 400 | 400 | 0.001 | 0 | 0 | 0 | 0.01 | 0.01 | 0.15431 | 0 | 0 | 0.010973 | 0.080097 | 0.026699
NYISO_J-K_2_NEISO | NYISO_J-K | NEISO | 2045 | B08 | 500 | 500 | 0.001 | 0 | 0 | 0 | 0.01 | 0.01 | 0.1187 | 0 | 0 | 0.010551 | 0.080097 | 0.026699
NYISO_J-K_2_NEISO | NYISO_J-K | NEISO | 2045 | B09 | 800 | 0 | 0.001 | 0 | 0 | 0 | 0 | 0 | 0.08309 | 0 | 0 | 0.011817 | 0.080097 | 0.026699
NYISO_J-K_2_NEISO | NYISO_J-K | NEISO | 2045 | B10 | 1262 | 1262 | 0.001 | 0 | 0 | 0 | 0.01 | 0.02 | 0.08309 | 0 | 0 | 0.018642 | 0.080097 | 0.026699
NYISO_J-K_2_NEISO | NYISO_J-K | NEISO | 2045 | B11 | 25 | 25 | 0.001 | 0 | 0 | 0 | 0.06 | 0.12 | 0 | 0 | 0 | 0 | 0.080097 | 0.026699
NYISO_J-K_2_NEISO | NYISO_J-K | NEISO | 2045 | B12 | 200 | 200 | 0.001 | 0 | 0 | 0 | 0.01 | 0.01 | 0 | 0 | 0 | 0 | 0.080097 | 0.026699
NYISO_J-K_2_NEISO | NYISO_J-K | NEISO | 2045 | B13 | 600 | 0 | 0.001 | 0 | 0 | 0 | 0 | 0 | 0 | 0 | 0 | 0 | 0.080097 | 0.026699
NYISO_J-K_2_NEISO | NYISO_J-K | NEISO | 2045 | B14 | 900 | 0 | 0.001 | 0 | 0 | 0 | 0 | 0 | 0 | 0 | 0 | 0 | 0.080097 | 0.026699
NYISO_J-K_2_NEISO | NYISO_J-K | NEISO | 2045 | B15 | 1203 | 1203 | 0.001 | 0 | 0 | 0 | 0.01 | 0.01 | 0.05935 | 0 | 0 | 0.012693 | 0.080097 | 0.026699
NYISO_J-K_2_NEISO | NYISO_J-K | NEISO | 2045 | B16 | 25 | 25 | 0.001 | 0 | 0 | 0 | 0.06 | 0.12 | 0 | 0 | 0 | 0 | 0.080097 | 0.026699
NYISO_J-K_2_NEISO | NYISO_J-K | NEISO | 2045 | B17 | 100 | 100 | 0.001 | 0 | 0 | 0 | 0.02 | 0.03 | 0 | 0 | 0 | 0 | 0.080097 | 0.026699
NYISO_J-K_2_NEISO | NYISO_J-K | NEISO | 2045 | B18 | 400 | 0 | 0.001 | 0 | 0 | 0 | 0 | 0.01 | 0 | 0 | 0 | 0 | 0.080097 | 0.026699
NYISO_J-K_2_NEISO | NYISO_J-K | NEISO | 2045 | B19 | 700 | 0 | 0.001 | 0 | 0 | 0 | 0 | 0 | 0 | 0 | 0 | 0 | 0.080097 | 0.026699
NYISO_J-K_2_NEISO | NYISO_J-K | NEISO | 2045 | B20 | 935 | 935 | 0.001 | 0 | 0 | 0 | 0.01 | 0.01 | 0.07122 | 0 | 0 | 0.011838 | 0.080097 | 0.026699
NYISO_J-K_2_NEISO | NYISO_J-K | NEISO | 2050 | B01 | 10 | 10 | 0.001 | 0 | 0 | 0 | 0.04 | 0.08 | 0 | 0 | 0 | 0 | 0.025044 | 0.008348
NYISO_J-K_2_NEISO | NYISO_J-K | NEISO | 2050 | B02 | 25 | 25 | 0.001 | 0 | 0 | 0 | 0.02 | 0.03 | 0.90212 | 0 | 0 | 0.0065848 | 0.025044 | 0.008348
NYISO_J-K_2_NEISO | NYISO_J-K | NEISO | 2050 | B03 | 75 | 75 | 0.001 | 0 | 0 | 0 | 0.01 | 0.01 | 0 | 0 | 0 | 0 | 0.025044 | 0.008348
NYISO_J-K_2_NEISO | NYISO_J-K | NEISO | 2050 | B04 | 100 | 0 | 0.001 | 0 | 0 | 0 | 0 | 0.01 | 0 | 0 | 0 | 0 | 0.025044 | 0.008348
NYISO_J-K_2_NEISO | NYISO_J-K | NEISO | 2050 | B05 | 200 | 0 | 0.001 | 0 | 0 | 0 | 0 | 0 | 0 | 0 | 0 | 0 | 0.025044 | 0.008348
NYISO_J-K_2_NEISO | NYISO_J-K | NEISO | 2050 | B06 | 300 | 0 | 0.001 | 0 | 0 | 0 | 0 | 0 | 0 | 0 | 0 | 0 | 0.025044 | 0.008348
NYISO_J-K_2_NEISO | NYISO_J-K | NEISO | 2050 | B07 | 400 | 0 | 0.001 | 0 | 0 | 0 | 0 | 0 | 0 | 0 | 0 | 0 | 0.025044 | 0.008348
NYISO_J-K_2_NEISO | NYISO_J-K | NEISO | 2050 | B08 | 500 | 0 | 0.001 | 0 | 0 | 0 | 0 | 0 | 0 | 0 | 0 | 0 | 0.025044 | 0.008348
NYISO_J-K_2_NEISO | NYISO_J-K | NEISO | 2050 | B09 | 800 | 0 | 0.001 | 0 | 0 | 0 | 0 | 0 | 0 | 0 | 0 | 0 | 0.025044 | 0.008348
NYISO_J-K_2_NEISO | NYISO_J-K | NEISO | 2050 | B10 | 1262 | 0 | 0.001 | 0 | 0 | 0 | 0 | 0 | 0.02374 | 0 | 0 | 0.0087474 | 0.025044 | 0.008348
NYISO_J-K_2_NEISO | NYISO_J-K | NEISO | 2050 | B11 | 25 | 25 | 0.001 | 0 | 0 | 0 | 0.02 | 0.03 | 0 | 0 | 0 | 0 | 0.025044 | 0.008348
NYISO_J-K_2_NEISO | NYISO_J-K | NEISO | 2050 | B12 | 200 | 0 | 0.001 | 0 | 0 | 0 | 0 | 0 | 0 | 0 | 0 | 0 | 0.025044 | 0.008348
NYISO_J-K_2_NEISO | NYISO_J-K | NEISO | 2050 | B13 | 600 | 0 | 0.001 | 0 | 0 | 0 | 0 | 0 | 0 | 0 | 0 | 0 | 0.025044 | 0.008348
NYISO_J-K_2_NEISO | NYISO_J-K | NEISO | 2050 | B14 | 900 | 0 | 0.001 | 0 | 0 | 0 | 0 | 0 | 0 | 0 | 0 | 0 | 0.025044 | 0.008348
NYISO_J-K_2_NEISO | NYISO_J-K | NEISO | 2050 | B15 | 1203 | 1203 | 0.001 | 0 | 0 | 0 | 0.01 | 0 | 0.02374 | 0 | 0 | 0.0083385 | 0.025044 | 0.008348
NYISO_J-K_2_NEISO | NYISO_J-K | NEISO | 2050 | B16 | 25 | 25 | 0.001 | 0 | 0 | 0 | 0.02 | 0.03 | 0 | 0 | 0 | 0 | 0.025044 | 0.008348
NYISO_J-K_2_NEISO | NYISO_J-K | NEISO | 2050 | B17 | 100 | 0 | 0.001 | 0 | 0 | 0 | 0 | 0.01 | 0 | 0 | 0 | 0 | 0.025044 | 0.008348
NYISO_J-K_2_NEISO | NYISO_J-K | NEISO | 2050 | B18 | 400 | 0 | 0.001 | 0 | 0 | 0 | 0 | 0 | 0 | 0 | 0 | 0 | 0.025044 | 0.008348
NYISO_J-K_2_NEISO | NYISO_J-K | NEISO | 2050 | B19 | 700 | 0 | 0.001 | 0 | 0 | 0 | 0 | 0 | 0 | 0 | 0 | 0 | 0.025044 | 0.008348
NYISO_J-K_2_NEISO | NYISO_J-K | NEISO | 2050 | B20 | 935 | 935 | 0.001 | 0 | 0 | 0 | 0.01 | 0 | 0.03561 | 0 | 0 | 0.0097213 | 0.025044 | 0.008348
NYISO_J-K_2_NYISO_G-I | NYISO_J-K | NYISO_G-I | 2015 | B01 | 10 | 10 | 1999 | 0.53 | 58.09 | 43.44 | 98.99 | 73.75 | 0 | 0 | 0 | 0 | 0 | 0
NYISO_J-K_2_NYISO_G-I | NYISO_J-K | NYISO_G-I | 2015 | B02 | 25 | 25 | 1999 | 0.22 | 26.41 | 19.8 | 41.31 | 30.8 | 0 | 0 | 0 | 0 | 0 | 0
NYISO_J-K_2_NYISO_G-I | NYISO_J-K | NYISO_G-I | 2015 | B03 | 75 | 75 | 1999 | 0.08 | 10.32 | 7.68 | 14.56 | 10.78 | 0 | 0 | 0 | 0 | 0 | 0
NYISO_J-K_2_NYISO_G-I | NYISO_J-K | NYISO_G-I | 2015 | B04 | 100 | 100 | 1999 | 0.06 | 7.84 | 5.77 | 10.78 | 7.86 | 0 | 0 | 0 | 0 | 0 | 0
NYISO_J-K_2_NYISO_G-I | NYISO_J-K | NYISO_G-I | 2015 | B05 | 200 | 200 | 1999 | 0.03 | 4.1 | 3.04 | 5.31 | 3.9 | 0 | 0 | 0 | 0 | 0 | 0
NYISO_J-K_2_NYISO_G-I | NYISO_J-K | NYISO_G-I | 2015 | B06 | 300 | 300 | 1999 | 0.02 | 2.8 | 2.09 | 3.52 | 2.61 | 0 | 0 | 0 | 0 | 0 | 0
NYISO_J-K_2_NYISO_G-I | NYISO_J-K | NYISO_G-I | 2015 | B07 | 400 | 400 | 1999 | 0.01 | 2.14 | 1.59 | 2.64 | 1.95 | 0 | 0 | 0 | 0 | 0 | 0
NYISO_J-K_2_NYISO_G-I | NYISO_J-K | NYISO_G-I | 2015 | B08 | 500 | 500 | 1999 | 0.01 | 1.74 | 1.29 | 2.13 | 1.57 | 0 | 0 | 0 | 0 | 0 | 0
NYISO_J-K_2_NYISO_G-I | NYISO_J-K | NYISO_G-I | 2015 | B09 | 800 | 800 | 1999 | 0.01 | 1.12 | 0.84 | 1.35 | 0.99 | 0 | 0 | 0 | 0 | 0 | 0
NYISO_J-K_2_NYISO_G-I | NYISO_J-K | NYISO_G-I | 2015 | B10 | 1262 | 1262 | 1999 | 0 | 0.74 | 0.55 | 0.88 | 0.65 | 0 | 0 | 0 | 0 | 0 | 0
NYISO_J-K_2_NYISO_G-I | NYISO_J-K | NYISO_G-I | 2015 | B11 | 25 | 25 | 1999 | 0.22 | 281.44 | 80.28 | 204.86 | 78.24 | 0 | 0 | 0 | 0 | 0 | 0
NYISO_J-K_2_NYISO_G-I | NYISO_J-K | NYISO_G-I | 2015 | B12 | 200 | 200 | 1999 | 0.03 | 4.1 | 3.05 | 5.33 | 3.93 | 0 | 0 | 0 | 0 | 0 | 0
NYISO_J-K_2_NYISO_G-I | NYISO_J-K | NYISO_G-I | 2015 | B13 | 600 | 600 | 1999 | 0.01 | 1.47 | 1.1 | 1.79 | 1.32 | 0 | 0 | 0 | 0 | 0 | 0
NYISO_J-K_2_NYISO_G-I | NYISO_J-K | NYISO_G-I | 2015 | B14 | 900 | 900 | 1999 | 0.01 | 1.01 | 0.75 | 1.21 | 0.89 | 0 | 0 | 0 | 0 | 0 | 0
NYISO_J-K_2_NYISO_G-I | NYISO_J-K | NYISO_G-I | 2015 | B15 | 1203 | 1203 | 1999 | 0.01 | 0.78 | 0.58 | 0.93 | 0.69 | 0 | 0 | 0 | 0 | 0 | 0
NYISO_J-K_2_NYISO_G-I | NYISO_J-K | NYISO_G-I | 2015 | B16 | 25 | 25 | 1999 | 0.22 | 26.11 | 19.53 | 40.71 | 30.12 | 0 | 0 | 0 | 0 | 0 | 0
NYISO_J-K_2_NYISO_G-I | NYISO_J-K | NYISO_G-I | 2015 | B17 | 100 | 100 | 1999 | 0.06 | 7.44 | 5.52 | 10.03 | 7.41 | 0 | 0 | 0 | 0 | 0 | 0
NYISO_J-K_2_NYISO_G-I | NYISO_J-K | NYISO_G-I | 2015 | B18 | 400 | 400 | 1999 | 0.01 | 2.07 | 1.54 | 2.54 | 1.88 | 0 | 0 | 0 | 0 | 0 | 0
NYISO_J-K_2_NYISO_G-I | NYISO_J-K | NYISO_G-I | 2015 | B19 | 700 | 700 | 1999 | 0.01 | 1.23 | 0.91 | 1.47 | 1.08 | 0 | 0 | 0 | 0 | 0 | 0
NYISO_J-K_2_NYISO_G-I | NYISO_J-K | NYISO_G-I | 2015 | B20 | 935 | 935 | 1999 | 0.01 | 0.97 | 0.72 | 1.15 | 0.85 | 0 | 0 | 0 | 0 | 0 | 0
NYISO_J-K_2_NYISO_G-I | NYISO_J-K | NYISO_G-I | 2020 | B01 | 10 | 10 | 1999 | 0.68 | 71.53 | 53.44 | 123.04 | 91.4 | 0 | 0 | 0 | 0 | 0 | 0
NYISO_J-K_2_NYISO_G-I | NYISO_J-K | NYISO_G-I | 2020 | B02 | 25 | 25 | 1999 | 0.28 | 32.39 | 24.17 | 51.57 | 38.21 | 0 | 0 | 0 | 0 | 0 | 0
NYISO_J-K_2_NYISO_G-I | NYISO_J-K | NYISO_G-I | 2020 | B03 | 75 | 75 | 1999 | 0.1 | 12.27 | 9.15 | 17.38 | 12.9 | 0 | 0 | 0 | 0 | 0 | 0
NYISO_J-K_2_NYISO_G-I | NYISO_J-K | NYISO_G-I | 2020 | B04 | 100 | 100 | 1999 | 0.07 | 9.56 | 7.1 | 13.14 | 9.77 | 0 | 0 | 0 | 0 | 0 | 0
NYISO_J-K_2_NYISO_G-I | NYISO_J-K | NYISO_G-I | 2020 | B05 | 200 | 200 | 1999 | 0.04 | 5.08 | 3.78 | 6.63 | 4.9 | 0 | 0 | 0 | 0 | 0 | 0
NYISO_J-K_2_NYISO_G-I | NYISO_J-K | NYISO_G-I | 2020 | B06 | 300 | 300 | 1999 | 0.02 | 3.54 | 2.63 | 4.52 | 3.33 | 0 | 0 | 0 | 0 | 0 | 0
NYISO_J-K_2_NYISO_G-I | NYISO_J-K | NYISO_G-I | 2020 | B07 | 400 | 400 | 1999 | 0.02 | 2.69 | 2 | 3.38 | 2.5 | 0 | 0 | 0 | 0 | 0 | 0
NYISO_J-K_2_NYISO_G-I | NYISO_J-K | NYISO_G-I | 2020 | B08 | 500 | 500 | 1999 | 0.01 | 2.18 | 1.62 | 2.71 | 1.99 | 0 | 0 | 0 | 0 | 0 | 0
NYISO_J-K_2_NYISO_G-I | NYISO_J-K | NYISO_G-I | 2020 | B09 | 800 | 800 | 1999 | 0.01 | 1.41 | 1.05 | 1.71 | 1.26 | 0 | 0 | 0 | 0 | 0 | 0
NYISO_J-K_2_NYISO_G-I | NYISO_J-K | NYISO_G-I | 2020 | B10 | 1262 | 1262 | 1999 | 0.01 | 0.93 | 0.69 | 1.12 | 0.82 | 0 | 0 | 0 | 0 | 0 | 0
NYISO_J-K_2_NYISO_G-I | NYISO_J-K | NYISO_G-I | 2020 | B11 | 25 | 25 | 1999 | 0.28 | 32.8 | 24.56 | 52.9 | 39.27 | 0 | 0 | 0 | 0 | 0 | 0
NYISO_J-K_2_NYISO_G-I | NYISO_J-K | NYISO_G-I | 2020 | B12 | 200 | 200 | 1999 | 0.04 | 5.11 | 3.81 | 6.76 | 4.98 | 0 | 0 | 0 | 0 | 0 | 0
NYISO_J-K_2_NYISO_G-I | NYISO_J-K | NYISO_G-I | 2020 | B13 | 600 | 600 | 1999 | 0.01 | 1.85 | 1.38 | 2.28 | 1.68 | 0 | 0 | 0 | 0 | 0 | 0
NYISO_J-K_2_NYISO_G-I | NYISO_J-K | NYISO_G-I | 2020 | B14 | 900 | 900 | 1999 | 0.01 | 1.27 | 0.94 | 1.54 | 1.13 | 0 | 0 | 0 | 0 | 0 | 0
NYISO_J-K_2_NYISO_G-I | NYISO_J-K | NYISO_G-I | 2020 | B15 | 1203 | 1203 | 1999 | 0.01 | 0.98 | 0.73 | 1.18 | 0.88 | 0 | 0 | 0 | 0 | 0 | 0
NYISO_J-K_2_NYISO_G-I | NYISO_J-K | NYISO_G-I | 2020 | B16 | 25 | 25 | 1999 | 0.28 | 31.9 | 23.75 | 50.51 | 37.18 | 0 | 0 | 0 | 0 | 0 | 0
NYISO_J-K_2_NYISO_G-I | NYISO_J-K | NYISO_G-I | 2020 | B17 | 100 | 100 | 1999 | 0.07 | 9.28 | 6.88 | 12.79 | 9.35 | 0 | 0 | 0 | 0 | 0 | 0
NYISO_J-K_2_NYISO_G-I | NYISO_J-K | NYISO_G-I | 2020 | B18 | 400 | 400 | 1999 | 0.02 | 2.6 | 1.93 | 3.24 | 2.39 | 0 | 0 | 0 | 0 | 0 | 0
NYISO_J-K_2_NYISO_G-I | NYISO_J-K | NYISO_G-I | 2020 | B19 | 700 | 700 | 1999 | 0.01 | 1.54 | 1.15 | 1.87 | 1.38 | 0 | 0 | 0 | 0 | 0 | 0
NYISO_J-K_2_NYISO_G-I | NYISO_J-K | NYISO_G-I | 2020 | B20 | 935 | 935 | 1999 | 0.01 | 1.22 | 0.9 | 1.46 | 1.08 | 0 | 0 | 0 | 0 | 0 | 0
NYISO_J-K_2_NYISO_G-I | NYISO_J-K | NYISO_G-I | 2025 | B01 | 10 | 10 | 1999 | 0.85 | 36.68 | 40.48 | 43.85 | 49.23 | 0 | 0 | 0 | 0 | 0 | 0
NYISO_J-K_2_NYISO_G-I | NYISO_J-K | NYISO_G-I | 2025 | B02 | 25 | 25 | 1999 | 0.36 | 28.8 | 21.96 | 30.26 | 23.18 | 0 | 0 | 0 | 0 | 0 | 0
NYISO_J-K_2_NYISO_G-I | NYISO_J-K | NYISO_G-I | 2025 | B03 | 75 | 75 | 1999 | 0.12 | 11.61 | 8.71 | 11.77 | 9.02 | 0 | 0 | 0 | 0 | 0 | 0
NYISO_J-K_2_NYISO_G-I | NYISO_J-K | NYISO_G-I | 2025 | B04 | 100 | 100 | 1999 | 0.09 | 6.6 | 6.23 | 6.66 | 6.43 | 0 | 0 | 0 | 0 | 0 | 0
NYISO_J-K_2_NYISO_G-I | NYISO_J-K | NYISO_G-I | 2025 | B05 | 200 | 200 | 1999 | 0.05 | 5.36 | 4.01 | 5.33 | 4.11 | 0 | 0 | 0 | 0 | 0 | 0
NYISO_J-K_2_NYISO_G-I | NYISO_J-K | NYISO_G-I | 2025 | B06 | 300 | 300 | 1999 | 0.03 | 4.09 | 3.04 | 4.15 | 3.1 | 0 | 0 | 0 | 0 | 0 | 0
NYISO_J-K_2_NYISO_G-I | NYISO_J-K | NYISO_G-I | 2025 | B07 | 400 | 400 | 1999 | 0.02 | 3.13 | 2.34 | 3.14 | 2.38 | 0 | 0 | 0 | 0 | 0 | 0
NYISO_J-K_2_NYISO_G-I | NYISO_J-K | NYISO_G-I | 2025 | B08 | 500 | 500 | 1999 | 0.02 | 2.29 | 1.64 | 2.26 | 1.65 | 0 | 0 | 0 | 0 | 0 | 0
NYISO_J-K_2_NYISO_G-I | NYISO_J-K | NYISO_G-I | 2025 | B09 | 800 | 800 | 1999 | 0.01 | 1.56 | 1.16 | 1.52 | 1.16 | 0 | 0 | 0 | 0 | 0 | 0
NYISO_J-K_2_NYISO_G-I | NYISO_J-K | NYISO_G-I | 2025 | B10 | 1262 | 1262 | 1999 | 0.01 | 1.11 | 0.83 | 1.11 | 0.83 | 0 | 0 | 0 | 0 | 0 | 0
NYISO_J-K_2_NYISO_G-I | NYISO_J-K | NYISO_G-I | 2025 | B11 | 25 | 25 | 1999 | 0.35 | 36.37 | 23.33 | 37.06 | 24.18 | 0 | 0 | 0 | 0 | 0 | 0
NYISO_J-K_2_NYISO_G-I | NYISO_J-K | NYISO_G-I | 2025 | B12 | 200 | 200 | 1999 | 0.05 | 5.42 | 4.04 | 5.37 | 4.11 | 0 | 0 | 0 | 0 | 0 | 0
NYISO_J-K_2_NYISO_G-I | NYISO_J-K | NYISO_G-I | 2025 | B13 | 600 | 600 | 1999 | 0.02 | 2.08 | 1.56 | 2.05 | 1.56 | 0 | 0 | 0 | 0 | 0 | 0
NYISO_J-K_2_NYISO_G-I | NYISO_J-K | NYISO_G-I | 2025 | B14 | 900 | 900 | 1999 | 0.01 | 1.47 | 1.1 | 1.45 | 1.1 | 0 | 0 | 0 | 0 | 0 | 0
NYISO_J-K_2_NYISO_G-I | NYISO_J-K | NYISO_G-I | 2025 | B15 | 1203 | 1203 | 1999 | 0.01 | 1.18 | 0.88 | 1.19 | 0.88 | 0 | 0 | 0 | 0 | 0 | 0
NYISO_J-K_2_NYISO_G-I | NYISO_J-K | NYISO_G-I | 2025 | B16 | 25 | 25 | 1999 | 0.35 | 1.63 | 3.16 | 2.06 | 4.22 | 0 | 0 | 0 | 0 | 0 | 0
NYISO_J-K_2_NYISO_G-I | NYISO_J-K | NYISO_G-I | 2025 | B17 | 100 | 100 | 1999 | 0.09 | 0.49 | 0.86 | 0.57 | 1.05 | 0 | 0 | 0 | 0 | 0 | 0
NYISO_J-K_2_NYISO_G-I | NYISO_J-K | NYISO_G-I | 2025 | B18 | 400 | 400 | 1999 | 0.02 | 0.11 | 0.23 | 0.12 | 0.27 | 0 | 0 | 0 | 0 | 0 | 0
NYISO_J-K_2_NYISO_G-I | NYISO_J-K | NYISO_G-I | 2025 | B19 | 700 | 700 | 1999 | 0 | 0.06 | 0.13 | 0.07 | 0.15 | 0 | 0 | 0 | 0 | 0 | 0
NYISO_J-K_2_NYISO_G-I | NYISO_J-K | NYISO_G-I | 2025 | B20 | 935 | 935 | 1999 | 0.01 | 1.39 | 1.06 | 1.37 | 1.06 | 0 | 0 | 0 | 0 | 0 | 0
NYISO_J-K_2_NYISO_G-I | NYISO_J-K | NYISO_G-I | 2030 | B01 | 10 | 10 | 1999 | 1.08 | 18.73 | 38.77 | 21.76 | 45.82 | 0 | 0 | 0 | 0 | 0 | 0
NYISO_J-K_2_NYISO_G-I | NYISO_J-K | NYISO_G-I | 2030 | B02 | 25 | 25 | 1999 | 0.45 | 36.99 | 27.23 | 38.34 | 27.66 | 0 | 0 | 0 | 0 | 0 | 0
NYISO_J-K_2_NYISO_G-I | NYISO_J-K | NYISO_G-I | 2030 | B03 | 75 | 75 | 1999 | 0.16 | 15.12 | 12.6 | 14.93 | 12.82 | 0 | 0 | 0 | 0 | 0 | 0
NYISO_J-K_2_NYISO_G-I | NYISO_J-K | NYISO_G-I | 2030 | B04 | 100 | 100 | 1999 | 0.12 | 5.57 | 9.56 | 5.76 | 9.65 | 0 | 0 | 0 | 0 | 0 | 0
NYISO_J-K_2_NYISO_G-I | NYISO_J-K | NYISO_G-I | 2030 | B05 | 200 | 200 | 1999 | 0.06 | 6.21 | 4.95 | 6.17 | 4.98 | 0 | 0 | 0 | 0 | 0 | 0
NYISO_J-K_2_NYISO_G-I | NYISO_J-K | NYISO_G-I | 2030 | B06 | 300 | 300 | 1999 | 0.04 | 4.84 | 3.61 | 4.82 | 3.61 | 0 | 0 | 0 | 0 | 0 | 0
NYISO_J-K_2_NYISO_G-I | NYISO_J-K | NYISO_G-I | 2030 | B07 | 400 | 400 | 1999 | 0.03 | 3.91 | 0.2 | 3.91 | 0.21 | 0 | 0 | 0 | 0 | 0 | 0
NYISO_J-K_2_NYISO_G-I | NYISO_J-K | NYISO_G-I | 2030 | B08 | 500 | 500 | 1999 | 0.02 | 2.59 | 0.11 | 2.52 | 0.12 | 0 | 0 | 0 | 0 | 0 | 0
NYISO_J-K_2_NYISO_G-I | NYISO_J-K | NYISO_G-I | 2030 | B09 | 800 | 800 | 1999 | 0.02 | 1.92 | 0.07 | 1.88 | 0.08 | 0 | 0 | 0 | 0 | 0 | 0
NYISO_J-K_2_NYISO_G-I | NYISO_J-K | NYISO_G-I | 2030 | B10 | 1262 | 1262 | 1999 | 0.01 | 1.31 | 0.95 | 1.28 | 0.93 | 0 | 0 | 0 | 0 | 0 | 0
NYISO_J-K_2_NYISO_G-I | NYISO_J-K | NYISO_G-I | 2030 | B11 | 25 | 25 | 1999 | 0.44 | 27.15 | 24.73 | 28.38 | 25.71 | 0 | 0 | 0 | 0 | 0 | 0
NYISO_J-K_2_NYISO_G-I | NYISO_J-K | NYISO_G-I | 2030 | B12 | 200 | 200 | 1999 | 0.06 | 6.58 | 4.06 | 6.49 | 4.2 | 0 | 0 | 0 | 0 | 0 | 0
NYISO_J-K_2_NYISO_G-I | NYISO_J-K | NYISO_G-I | 2030 | B13 | 600 | 600 | 1999 | 0.02 | 1.19 | 0.09 | 1.21 | 0.1 | 0 | 0 | 0 | 0 | 0 | 0
NYISO_J-K_2_NYISO_G-I | NYISO_J-K | NYISO_G-I | 2030 | B14 | 900 | 900 | 1999 | 0.01 | 0.05 | 0.06 | 0.06 | 0.07 | 0 | 0 | 0 | 0 | 0 | 0
NYISO_J-K_2_NYISO_G-I | NYISO_J-K | NYISO_G-I | 2030 | B15 | 1203 | 1203 | 1999 | 0.01 | 1.4 | 1.05 | 1.38 | 1.03 | 0 | 0 | 0 | 0 | 0 | 0
NYISO_J-K_2_NYISO_G-I | NYISO_J-K | NYISO_G-I | 2030 | B16 | 25 | 25 | 1999 | 0.4 | 0.85 | 1.75 | 1.05 | 2.25 | 0 | 0 | 0 | 0 | 0 | 0
NYISO_J-K_2_NYISO_G-I | NYISO_J-K | NYISO_G-I | 2030 | B17 | 100 | 100 | 1999 | 0.1 | 0.23 | 0.47 | 0.26 | 0.57 | 0 | 0 | 0 | 0 | 0 | 0
NYISO_J-K_2_NYISO_G-I | NYISO_J-K | NYISO_G-I | 2030 | B18 | 400 | 400 | 1999 | 0.02 | 0.06 | 0.12 | 0.07 | 0.14 | 0 | 0 | 0 | 0 | 0 | 0
NYISO_J-K_2_NYISO_G-I | NYISO_J-K | NYISO_G-I | 2030 | B19 | 700 | 700 | 1999 | 0 | 0.03 | 0.07 | 0.04 | 0.08 | 0 | 0 | 0 | 0 | 0 | 0
NYISO_J-K_2_NYISO_G-I | NYISO_J-K | NYISO_G-I | 2030 | B20 | 935 | 935 | 1999 | 0.01 | 1.67 | 0.06 | 1.64 | 0.06 | 0 | 0 | 0 | 0 | 0 | 0
NYISO_J-K_2_NYISO_G-I | NYISO_J-K | NYISO_G-I | 2035 | B01 | 10 | 10 | 1999 | 1.36 | 118.41 | 96.99 | 121.05 | 94.36 | 0 | 0 | 0 | 0 | 0 | 0
NYISO_J-K_2_NYISO_G-I | NYISO_J-K | NYISO_G-I | 2035 | B02 | 25 | 25 | 1999 | 0.57 | 46.3 | 38.57 | 47.17 | 38.93 | 0 | 0 | 0 | 0 | 0 | 0
NYISO_J-K_2_NYISO_G-I | NYISO_J-K | NYISO_G-I | 2035 | B03 | 75 | 75 | 1999 | 0.2 | 22.21 | 16.45 | 23.18 | 17.18 | 0 | 0 | 0 | 0 | 0 | 0
NYISO_J-K_2_NYISO_G-I | NYISO_J-K | NYISO_G-I | 2035 | B04 | 100 | 100 | 1999 | 0.15 | 17.14 | 12.29 | 18.13 | 12.68 | 0 | 0 | 0 | 0 | 0 | 0
NYISO_J-K_2_NYISO_G-I | NYISO_J-K | NYISO_G-I | 2035 | B05 | 200 | 200 | 1999 | 0.07 | 6.44 | 6.81 | 6.36 | 6.98 | 0 | 0 | 0 | 0 | 0 | 0
NYISO_J-K_2_NYISO_G-I | NYISO_J-K | NYISO_G-I | 2035 | B06 | 300 | 300 | 1999 | 0.05 | 4.04 | 4.46 | 3.99 | 4.47 | 0 | 0 | 0 | 0 | 0 | 0
NYISO_J-K_2_NYISO_G-I | NYISO_J-K | NYISO_G-I | 2035 | B07 | 400 | 400 | 1999 | 0.04 | 4.46 | 3.21 | 4.38 | 3.21 | 0 | 0 | 0 | 0 | 0 | 0
NYISO_J-K_2_NYISO_G-I | NYISO_J-K | NYISO_G-I | 2035 | B08 | 500 | 500 | 1999 | 0.03 | 3.59 | 0.2 | 3.52 | 0.23 | 0 | 0 | 0 | 0 | 0 | 0
NYISO_J-K_2_NYISO_G-I | NYISO_J-K | NYISO_G-I | 2035 | B09 | 800 | 800 | 1999 | 0.02 | 2.53 | 1.78 | 2.5 | 1.77 | 0 | 0 | 0 | 0 | 0 | 0
NYISO_J-K_2_NYISO_G-I | NYISO_J-K | NYISO_G-I | 2035 | B10 | 1262 | 1262 | 1999 | 0.01 | 1.64 | 1.24 | 1.61 | 1.23 | 0 | 0 | 0 | 0 | 0 | 0
NYISO_J-K_2_NYISO_G-I | NYISO_J-K | NYISO_G-I | 2035 | B11 | 25 | 25 | 1999 | 0.56 | 44.34 | 42.34 | 44.74 | 42.9 | 0 | 0 | 0 | 0 | 0 | 0
NYISO_J-K_2_NYISO_G-I | NYISO_J-K | NYISO_G-I | 2035 | B12 | 200 | 200 | 1999 | 0.08 | 7.77 | 6.22 | 7.7 | 6.27 | 0 | 0 | 0 | 0 | 0 | 0
NYISO_J-K_2_NYISO_G-I | NYISO_J-K | NYISO_G-I | 2035 | B13 | 600 | 600 | 1999 | 0.03 | 3.17 | 2.41 | 3.12 | 2.4 | 0 | 0 | 0 | 0 | 0 | 0
NYISO_J-K_2_NYISO_G-I | NYISO_J-K | NYISO_G-I | 2035 | B14 | 900 | 900 | 1999 | 0.02 | 2.33 | 1.72 | 2.31 | 1.7 | 0 | 0 | 0 | 0 | 0 | 0
NYISO_J-K_2_NYISO_G-I | NYISO_J-K | NYISO_G-I | 2035 | B15 | 1203 | 1203 | 1999 | 0.01 | 1.75 | 1.31 | 1.73 | 1.3 | 0 | 0 | 0 | 0 | 0 | 0
NYISO_J-K_2_NYISO_G-I | NYISO_J-K | NYISO_G-I | 2035 | B16 | 25 | 25 | 1999 | 0.53 | 44.53 | 37.31 | 44.15 | 37.6 | 0 | 0 | 0 | 0 | 0 | 0
NYISO_J-K_2_NYISO_G-I | NYISO_J-K | NYISO_G-I | 2035 | B17 | 100 | 100 | 1999 | 0.14 | 13.06 | 11.22 | 12.94 | 11.47 | 0 | 0 | 0 | 0 | 0 | 0
NYISO_J-K_2_NYISO_G-I | NYISO_J-K | NYISO_G-I | 2035 | B18 | 400 | 400 | 1999 | 0.04 | 4.45 | 3.51 | 4.39 | 3.55 | 0 | 0 | 0 | 0 | 0 | 0
NYISO_J-K_2_NYISO_G-I | NYISO_J-K | NYISO_G-I | 2035 | B19 | 700 | 700 | 1999 | 0 | 2.81 | 2.17 | 2.77 | 2.18 | 0 | 0 | 0 | 0 | 0 | 0
NYISO_J-K_2_NYISO_G-I | NYISO_J-K | NYISO_G-I | 2035 | B20 | 935 | 935 | 1999 | 0.02 | 2.22 | 1.7 | 2.2 | 1.7 | 0 | 0 | 0 | 0 | 0 | 0
NYISO_J-K_2_NYISO_G-I | NYISO_J-K | NYISO_G-I | 2040 | B01 | 10 | 10 | 1999 | 0 | 7.55 | 74.66 | 8.05 | 73.35 | 0 | 0 | 0 | 0 | 0 | 0
NYISO_J-K_2_NYISO_G-I | NYISO_J-K | NYISO_G-I | 2040 | B02 | 25 | 25 | 1999 | 0.66 | 3.42 | 44.61 | 3.61 | 42.3 | 0 | 0 | 0 | 0 | 0 | 0
NYISO_J-K_2_NYISO_G-I | NYISO_J-K | NYISO_G-I | 2040 | B03 | 75 | 75 | 1999 | 0.22 | 1.24 | 2.64 | 1.29 | 2.78 | 0 | 0 | 0 | 0 | 0 | 0
NYISO_J-K_2_NYISO_G-I | NYISO_J-K | NYISO_G-I | 2040 | B04 | 100 | 100 | 1999 | 0 | 0.66 | 1.88 | 0.69 | 1.96 | 0 | 0 | 0 | 0 | 0 | 0
NYISO_J-K_2_NYISO_G-I | NYISO_J-K | NYISO_G-I | 2040 | B05 | 200 | 200 | 1999 | 0 | 0.03 | 0.96 | 0.03 | 0.98 | 0 | 0 | 0 | 0 | 0 | 0
NYISO_J-K_2_NYISO_G-I | NYISO_J-K | NYISO_G-I | 2040 | B06 | 300 | 300 | 1999 | 0 | 0.03 | 0.64 | 0.04 | 0.65 | 0 | 0 | 0 | 0 | 0 | 0
NYISO_J-K_2_NYISO_G-I | NYISO_J-K | NYISO_G-I | 2040 | B07 | 400 | 400 | 1999 | 0 | 0.03 | 0.5 | 0.03 | 0.51 | 0 | 0 | 0 | 0 | 0 | 0
NYISO_J-K_2_NYISO_G-I | NYISO_J-K | NYISO_G-I | 2040 | B08 | 500 | 500 | 1999 | 0 | 0.03 | 0.06 | 0.04 | 0.06 | 0 | 0 | 0 | 0 | 0 | 0
NYISO_J-K_2_NYISO_G-I | NYISO_J-K | NYISO_G-I | 2040 | B09 | 800 | 800 | 1999 | 0 | 0.12 | 0.04 | 0.13 | 0.04 | 0 | 0 | 0 | 0 | 0 | 0
NYISO_J-K_2_NYISO_G-I | NYISO_J-K | NYISO_G-I | 2040 | B10 | 1262 | 1262 | 1999 | 0 | 0.02 | 1.57 | 0.02 | 1.54 | 0 | 0 | 0 | 0 | 0 | 0
NYISO_J-K_2_NYISO_G-I | NYISO_J-K | NYISO_G-I | 2040 | B11 | 25 | 25 | 1999 | 0 | 3.4 | 6.68 | 3.59 | 7.12 | 0 | 0 | 0 | 0 | 0 | 0
NYISO_J-K_2_NYISO_G-I | NYISO_J-K | NYISO_G-I | 2040 | B12 | 200 | 200 | 1999 | 0 | 0.5 | 1.02 | 0.52 | 1.06 | 0 | 0 | 0 | 0 | 0 | 0
NYISO_J-K_2_NYISO_G-I | NYISO_J-K | NYISO_G-I | 2040 | B13 | 600 | 600 | 1999 | 0 | 0.18 | 0.36 | 0.18 | 0.37 | 0 | 0 | 0 | 0 | 0 | 0
NYISO_J-K_2_NYISO_G-I | NYISO_J-K | NYISO_G-I | 2040 | B14 | 900 | 900 | 1999 | 0 | 0.12 | 0.25 | 0.12 | 0.25 | 0 | 0 | 0 | 0 | 0 | 0
NYISO_J-K_2_NYISO_G-I | NYISO_J-K | NYISO_G-I | 2040 | B15 | 1203 | 1203 | 1999 | 0.02 | 1.96 | 1.53 | 1.89 | 1.49 | 0 | 0 | 0 | 0 | 0 | 0
NYISO_J-K_2_NYISO_G-I | NYISO_J-K | NYISO_G-I | 2040 | B16 | 25 | 25 | 1999 | 0 | 3.37 | 6.52 | 3.55 | 6.92 | 0 | 0 | 0 | 0 | 0 | 0
NYISO_J-K_2_NYISO_G-I | NYISO_J-K | NYISO_G-I | 2040 | B17 | 100 | 100 | 1999 | 0 | 0.95 | 1.89 | 0.99 | 1.97 | 0 | 0 | 0 | 0 | 0 | 0
NYISO_J-K_2_NYISO_G-I | NYISO_J-K | NYISO_G-I | 2040 | B18 | 400 | 400 | 1999 | 0 | 0.26 | 0.52 | 0.27 | 0.54 | 0 | 0 | 0 | 0 | 0 | 0
NYISO_J-K_2_NYISO_G-I | NYISO_J-K | NYISO_G-I | 2040 | B19 | 700 | 700 | 1999 | 0 | 0.15 | 0.31 | 0.16 | 0.31 | 0 | 0 | 0 | 0 | 0 | 0
NYISO_J-K_2_NYISO_G-I | NYISO_J-K | NYISO_G-I | 2040 | B20 | 935 | 935 | 1999 | 0.02 | 2.01 | 1.81 | 1.94 | 1.75 | 0 | 0 | 0 | 0 | 0 | 0
NYISO_J-K_2_NYISO_G-I | NYISO_J-K | NYISO_G-I | 2045 | B01 | 10 | 10 | 1999 | 0 | 0.32 | 0.49 | 0.36 | 0.58 | 0 | 0 | 0 | 0 | 0 | 0
NYISO_J-K_2_NYISO_G-I | NYISO_J-K | NYISO_G-I | 2045 | B02 | 25 | 25 | 1999 | 0.89 | 30.27 | 52.81 | 31.51 | 55.05 | 0 | 0 | 0 | 0 | 0 | 0
NYISO_J-K_2_NYISO_G-I | NYISO_J-K | NYISO_G-I | 2045 | B03 | 75 | 75 | 1999 | 0.31 | 0.11 | 0.23 | 0.11 | 0.24 | 0 | 0 | 0 | 0 | 0 | 0
NYISO_J-K_2_NYISO_G-I | NYISO_J-K | NYISO_G-I | 2045 | B04 | 100 | 100 | 1999 | 0 | 0.02 | 0.05 | 0.02 | 0.05 | 0 | 0 | 0 | 0 | 0 | 0
NYISO_J-K_2_NYISO_G-I | NYISO_J-K | NYISO_G-I | 2045 | B05 | 200 | 200 | 1999 | 0 | 0.01 | 0.02 | 0.01 | 0.03 | 0 | 0 | 0 | 0 | 0 | 0
NYISO_J-K_2_NYISO_G-I | NYISO_J-K | NYISO_G-I | 2045 | B06 | 300 | 300 | 1999 | 0 | 0.01 | 0.02 | 0.01 | 0.02 | 0 | 0 | 0 | 0 | 0 | 0
NYISO_J-K_2_NYISO_G-I | NYISO_J-K | NYISO_G-I | 2045 | B07 | 400 | 400 | 1999 | 0 | 0.01 | 0.01 | 0.01 | 0.01 | 0 | 0 | 0 | 0 | 0 | 0
NYISO_J-K_2_NYISO_G-I | NYISO_J-K | NYISO_G-I | 2045 | B08 | 500 | 500 | 1999 | 0 | 0.01 | 0.01 | 0.01 | 0.01 | 0 | 0 | 0 | 0 | 0 | 0
NYISO_J-K_2_NYISO_G-I | NYISO_J-K | NYISO_G-I | 2045 | B09 | 800 | 0 | 1999 | 0 | 0 | 0.01 | 0 | 0.01 | 0 | 0 | 0 | 0 | 0 | 0
NYISO_J-K_2_NYISO_G-I | NYISO_J-K | NYISO_G-I | 2045 | B10 | 1262 | 1262 | 1999 | 0.02 | 0.01 | 0.03 | 0.01 | 0.03 | 0 | 0 | 0 | 0 | 0 | 0
NYISO_J-K_2_NYISO_G-I | NYISO_J-K | NYISO_G-I | 2045 | B11 | 25 | 25 | 1999 | 0 | 0.09 | 0.18 | 0.1 | 0.21 | 0 | 0 | 0 | 0 | 0 | 0
NYISO_J-K_2_NYISO_G-I | NYISO_J-K | NYISO_G-I | 2045 | B12 | 200 | 200 | 1999 | 0 | 0.01 | 0.02 | 0.01 | 0.03 | 0 | 0 | 0 | 0 | 0 | 0
NYISO_J-K_2_NYISO_G-I | NYISO_J-K | NYISO_G-I | 2045 | B13 | 600 | 0 | 1999 | 0 | 0 | 0.01 | 0 | 0.01 | 0 | 0 | 0 | 0 | 0 | 0
NYISO_J-K_2_NYISO_G-I | NYISO_J-K | NYISO_G-I | 2045 | B14 | 900 | 0 | 1999 | 0 | 0 | 0.01 | 0 | 0.01 | 0 | 0 | 0 | 0 | 0 | 0
NYISO_J-K_2_NYISO_G-I | NYISO_J-K | NYISO_G-I | 2045 | B15 | 1203 | 1203 | 1999 | 0.02 | 2.3 | 1.74 | 2.22 | 1.69 | 0 | 0 | 0 | 0 | 0 | 0
NYISO_J-K_2_NYISO_G-I | NYISO_J-K | NYISO_G-I | 2045 | B16 | 25 | 25 | 1999 | 0 | 0.08 | 0.18 | 0.09 | 0.21 | 0 | 0 | 0 | 0 | 0 | 0
NYISO_J-K_2_NYISO_G-I | NYISO_J-K | NYISO_G-I | 2045 | B17 | 100 | 100 | 1999 | 0 | 0.02 | 0.05 | 0.02 | 0.05 | 0 | 0 | 0 | 0 | 0 | 0
NYISO_J-K_2_NYISO_G-I | NYISO_J-K | NYISO_G-I | 2045 | B18 | 400 | 400 | 1999 | 0 | 0.01 | 0.01 | 0.01 | 0.01 | 0 | 0 | 0 | 0 | 0 | 0
NYISO_J-K_2_NYISO_G-I | NYISO_J-K | NYISO_G-I | 2045 | B19 | 700 | 0 | 1999 | 0 | 0 | 0.01 | 0 | 0.01 | 0 | 0 | 0 | 0 | 0 | 0
NYISO_J-K_2_NYISO_G-I | NYISO_J-K | NYISO_G-I | 2045 | B20 | 935 | 935 | 1999 | 0.03 | 0.02 | 0.03 | 0.02 | 0.03 | 0 | 0 | 0 | 0 | 0 | 0
NYISO_J-K_2_NYISO_G-I | NYISO_J-K | NYISO_G-I | 2050 | B01 | 10 | 10 | 1999 | 0 | 0.04 | 0.08 | 0.04 | 0.09 | 0 | 0 | 0 | 0 | 0 | 0
NYISO_J-K_2_NYISO_G-I | NYISO_J-K | NYISO_G-I | 2050 | B02 | 25 | 25 | 1999 | 0.41 | 0.02 | 0.03 | 0.02 | 0.04 | 0 | 0 | 0 | 0 | 0 | 0
NYISO_J-K_2_NYISO_G-I | NYISO_J-K | NYISO_G-I | 2050 | B03 | 75 | 75 | 1999 | 0 | 0.01 | 0.01 | 0.01 | 0.01 | 0 | 0 | 0 | 0 | 0 | 0
NYISO_J-K_2_NYISO_G-I | NYISO_J-K | NYISO_G-I | 2050 | B04 | 100 | 0 | 1999 | 0 | 0 | 0.01 | 0 | 0.01 | 0 | 0 | 0 | 0 | 0 | 0
NYISO_J-K_2_NYISO_G-I | NYISO_J-K | NYISO_G-I | 2050 | B05 | 200 | 0 | 1999 | 0 | 0 | 0 | 0 | 0 | 0 | 0 | 0 | 0 | 0 | 0
NYISO_J-K_2_NYISO_G-I | NYISO_J-K | NYISO_G-I | 2050 | B06 | 300 | 0 | 1999 | 0 | 0 | 0 | 0 | 0 | 0 | 0 | 0 | 0 | 0 | 0
NYISO_J-K_2_NYISO_G-I | NYISO_J-K | NYISO_G-I | 2050 | B07 | 400 | 0 | 1999 | 0 | 0 | 0 | 0 | 0 | 0 | 0 | 0 | 0 | 0 | 0
NYISO_J-K_2_NYISO_G-I | NYISO_J-K | NYISO_G-I | 2050 | B08 | 500 | 0 | 1999 | 0 | 0 | 0 | 0 | 0 | 0 | 0 | 0 | 0 | 0 | 0
NYISO_J-K_2_NYISO_G-I | NYISO_J-K | NYISO_G-I | 2050 | B09 | 800 | 0 | 1999 | 0 | 0 | 0 | 0 | 0 | 0 | 0 | 0 | 0 | 0 | 0
NYISO_J-K_2_NYISO_G-I | NYISO_J-K | NYISO_G-I | 2050 | B10 | 1262 | 0 | 1999 | 0 | 0 | 0 | 0 | 0 | 0 | 0 | 0 | 0 | 0 | 0
NYISO_J-K_2_NYISO_G-I | NYISO_J-K | NYISO_G-I | 2050 | B11 | 25 | 25 | 1999 | 0 | 0.02 | 0.03 | 0.02 | 0.04 | 0 | 0 | 0 | 0 | 0 | 0
NYISO_J-K_2_NYISO_G-I | NYISO_J-K | NYISO_G-I | 2050 | B12 | 200 | 0 | 1999 | 0 | 0 | 0 | 0 | 0 | 0 | 0 | 0 | 0 | 0 | 0
NYISO_J-K_2_NYISO_G-I | NYISO_J-K | NYISO_G-I | 2050 | B13 | 600 | 0 | 1999 | 0 | 0 | 0 | 0 | 0 | 0 | 0 | 0 | 0 | 0 | 0
NYISO_J-K_2_NYISO_G-I | NYISO_J-K | NYISO_G-I | 2050 | B14 | 900 | 0 | 1999 | 0 | 0 | 0 | 0 | 0 | 0 | 0 | 0 | 0 | 0 | 0
NYISO_J-K_2_NYISO_G-I | NYISO_J-K | NYISO_G-I | 2050 | B15 | 1203 | 1203 | 1999 | 0.01 | 0.94 | 0.11 | 0.91 | 0.11 | 0 | 0 | 0 | 0 | 0 | 0
NYISO_J-K_2_NYISO_G-I | NYISO_J-K | NYISO_G-I | 2050 | B16 | 25 | 25 | 1999 | 0 | 0.02 | 0.03 | 0.02 | 0.04 | 0 | 0 | 0 | 0 | 0 | 0
NYISO_J-K_2_NYISO_G-I | NYISO_J-K | NYISO_G-I | 2050 | B17 | 100 | 0 | 1999 | 0 | 0 | 0.01 | 0 | 0.01 | 0 | 0 | 0 | 0 | 0 | 0
NYISO_J-K_2_NYISO_G-I | NYISO_J-K | NYISO_G-I | 2050 | B18 | 400 | 0 | 1999 | 0 | 0 | 0 | 0 | 0 | 0 | 0 | 0 | 0 | 0 | 0
NYISO_J-K_2_NYISO_G-I | NYISO_J-K | NYISO_G-I | 2050 | B19 | 700 | 0 | 1999 | 0 | 0 | 0 | 0 | 0 | 0 | 0 | 0 | 0 | 0 | 0
NYISO_J-K_2_NYISO_G-I | NYISO_J-K | NYISO_G-I | 2050 | B20 | 935 | 935 | 1999 | 0.01 | 0.82 | 0.01 | 0.8 | 0.01 | 0 | 0 | 0 | 0 | 0 | 0
NYISO_J-K_2_PJM_E | NYISO_J-K | PJM_E | 2015 | B01 | 10 | 10 | 0.001 | 0 | 0 | 0 | 0.89 | 1.28 | 0 | 0 | 0 | 0 | 0.026273 | 0.0087577
NYISO_J-K_2_PJM_E | NYISO_J-K | PJM_E | 2015 | B02 | 25 | 25 | 0.001 | 0 | 0 | 0 | 1.09 | 1.95 | 0 | 0 | 0 | 0 | 0.026273 | 0.0087577
NYISO_J-K_2_PJM_E | NYISO_J-K | PJM_E | 2015 | B03 | 75 | 75 | 0.001 | 0 | 0 | 0 | 7.27 | 9.68 | 0.29675 | 0 | 0 | 0.002857 | 0.026273 | 0.0087577
NYISO_J-K_2_PJM_E | NYISO_J-K | PJM_E | 2015 | B04 | 100 | 100 | 0.001 | 0 | 0 | 0 | 4.98 | 6.55 | 0.22553 | 0 | 0 | 0.0028951 | 0.026273 | 0.0087577
NYISO_J-K_2_PJM_E | NYISO_J-K | PJM_E | 2015 | B05 | 200 | 200 | 0.001 | 0 | 0 | 0 | 2.41 | 2.66 | 0.07122 | 0 | 0 | 0.0018285 | 0.026273 | 0.0087577
NYISO_J-K_2_PJM_E | NYISO_J-K | PJM_E | 2015 | B06 | 300 | 300 | 0.001 | 0 | 0 | 0 | 1.12 | 1.64 | 0.07122 | 0 | 0 | 0.0027427 | 0.026273 | 0.0087577
NYISO_J-K_2_PJM_E | NYISO_J-K | PJM_E | 2015 | B07 | 400 | 400 | 0.001 | 0 | 0 | 0 | 0.01 | 0.01 | 0.03561 | 0 | 0 | 0.0018285 | 0.026273 | 0.0087577
NYISO_J-K_2_PJM_E | NYISO_J-K | PJM_E | 2015 | B08 | 500 | 500 | 0.001 | 0 | 0 | 0 | 0.01 | 0.01 | 0.02374 | 0 | 0 | 0.0015237 | 0.026273 | 0.0087577
NYISO_J-K_2_PJM_E | NYISO_J-K | PJM_E | 2015 | B09 | 800 | 0 | 0.001 | 0 | 0 | 0 | 0 | 0 | 0.01187 | 0 | 0 | 0.001219 | 0.026273 | 0.0087577
NYISO_J-K_2_PJM_E | NYISO_J-K | PJM_E | 2015 | B10 | 1262 | 0 | 0.001 | 0 | 0 | 0 | 0 | 0 | 0.01187 | 0 | 0 | 0.001923 | 0.026273 | 0.0087577
NYISO_J-K_2_PJM_E | NYISO_J-K | PJM_E | 2015 | B11 | 25 | 25 | 0.001 | 0.01 | 0 | 0 | 37.33 | 1986.02 | 0.89025 | 0 | 0 | 0.002857 | 0.026273 | 0.0087577
NYISO_J-K_2_PJM_E | NYISO_J-K | PJM_E | 2015 | B12 | 200 | 200 | 0.001 | 0 | 0 | 0 | 0.04 | 0.04 | 0.07122 | 0 | 0 | 0.0018285 | 0.026273 | 0.0087577
NYISO_J-K_2_PJM_E | NYISO_J-K | PJM_E | 2015 | B13 | 600 | 600 | 0.001 | 0 | 0 | 0 | 0.01 | 0.01 | 0.02374 | 0 | 0 | 0.0018285 | 0.026273 | 0.0087577
NYISO_J-K_2_PJM_E | NYISO_J-K | PJM_E | 2015 | B14 | 900 | 0 | 0.001 | 0 | 0 | 0 | 0 | 0 | 0.01187 | 0 | 0 | 0.0013714 | 0.026273 | 0.0087577
NYISO_J-K_2_PJM_E | NYISO_J-K | PJM_E | 2015 | B15 | 1203 | 0 | 0.001 | 0 | 0 | 0 | 0 | 0 | 0.01187 | 0 | 0 | 0.0018331 | 0.026273 | 0.0087577
NYISO_J-K_2_PJM_E | NYISO_J-K | PJM_E | 2015 | B16 | 25 | 25 | 0.001 | 0.01 | 0 | 0 | 14.16 | 17.95 | 0.89025 | 0 | 0 | 0.002857 | 0.026273 | 0.0087577
NYISO_J-K_2_PJM_E | NYISO_J-K | PJM_E | 2015 | B17 | 100 | 100 | 0.001 | 0 | 0 | 0 | 0.05 | 0.03 | 0.13057 | 0 | 0 | 0.0016761 | 0.026273 | 0.0087577
NYISO_J-K_2_PJM_E | NYISO_J-K | PJM_E | 2015 | B18 | 400 | 400 | 0.001 | 0 | 0 | 0 | 0.01 | 0.01 | 0.03561 | 0 | 0 | 0.0018285 | 0.026273 | 0.0087577
NYISO_J-K_2_PJM_E | NYISO_J-K | PJM_E | 2015 | B19 | 700 | 0 | 0.001 | 0 | 0 | 0 | 0 | 0 | 0.02374 | 0 | 0 | 0.0021332 | 0.026273 | 0.0087577
NYISO_J-K_2_PJM_E | NYISO_J-K | PJM_E | 2015 | B20 | 935 | 0 | 0.001 | 0 | 0 | 0 | 0 | 0 | 0 | 0 | 0 | 0 | 0.026273 | 0.0087577
NYISO_J-K_2_PJM_E | NYISO_J-K | PJM_E | 2020 | B01 | 10 | 10 | 0.001 | 0 | 0 | 0 | 0.53 | 0.52 | 0 | 0 | 0 | 0 | 0.067542 | 0.022514
NYISO_J-K_2_PJM_E | NYISO_J-K | PJM_E | 2020 | B02 | 25 | 25 | 0.001 | 0 | 0 | 0 | 0.41 | 0.6 | 0.5935 | 0 | 0 | 0.0016957 | 0.067542 | 0.022514
NYISO_J-K_2_PJM_E | NYISO_J-K | PJM_E | 2020 | B03 | 75 | 75 | 0.001 | 0 | 0 | 0 | 1968.92 | 2148.49 | 0.37984 | 0 | 0 | 0.0032558 | 0.067542 | 0.022514
NYISO_J-K_2_PJM_E | NYISO_J-K | PJM_E | 2020 | B04 | 100 | 100 | 0.001 | 0.01 | 0 | 0 | 2515.73 | 4216 | 4.2969 | 0 | 0 | 0.049108 | 0.067542 | 0.022514
NYISO_J-K_2_PJM_E | NYISO_J-K | PJM_E | 2020 | B05 | 200 | 200 | 0.001 | 0 | 0 | 0 | 44.63 | 3.53 | 0.09496 | 0 | 0 | 0.0021705 | 0.067542 | 0.022514
NYISO_J-K_2_PJM_E | NYISO_J-K | PJM_E | 2020 | B06 | 300 | 300 | 0.001 | 0 | 0 | 0 | 472.77 | 489.64 | 0.05935 | 0 | 0 | 0.0020349 | 0.067542 | 0.022514
NYISO_J-K_2_PJM_E | NYISO_J-K | PJM_E | 2020 | B07 | 400 | 400 | 0.001 | 0 | 0 | 0 | 0.03 | 0.04 | 0.04748 | 0 | 0 | 0.0021705 | 0.067542 | 0.022514
NYISO_J-K_2_PJM_E | NYISO_J-K | PJM_E | 2020 | B08 | 500 | 500 | 0.001 | 0 | 0 | 0 | 0.01 | 0.01 | 0.03561 | 0 | 0 | 0.0020349 | 0.067542 | 0.022514
NYISO_J-K_2_PJM_E | NYISO_J-K | PJM_E | 2020 | B09 | 800 | 800 | 0.001 | 0 | 0 | 0 | 0.01 | 0.01 | 0.02374 | 0 | 0 | 0.0021705 | 0.067542 | 0.022514
NYISO_J-K_2_PJM_E | NYISO_J-K | PJM_E | 2020 | B10 | 1262 | 0 | 0.001 | 0 | 0 | 0 | 0 | 0 | 0.01187 | 0 | 0 | 0.001712 | 0.067542 | 0.022514
NYISO_J-K_2_PJM_E | NYISO_J-K | PJM_E | 2020 | B11 | 25 | 25 | 0.001 | 0.01 | 0 | 0 | 11.94 | 2828.98 | 1.1395 | 0 | 0 | 0.0032558 | 0.067542 | 0.022514
NYISO_J-K_2_PJM_E | NYISO_J-K | PJM_E | 2020 | B12 | 200 | 200 | 0.001 | 0 | 0 | 0 | 0.06 | 0.04 | 0.09496 | 0 | 0 | 0.0021705 | 0.067542 | 0.022514
NYISO_J-K_2_PJM_E | NYISO_J-K | PJM_E | 2020 | B13 | 600 | 600 | 0.001 | 0 | 0 | 0 | 0.01 | 0.01 | 0.03561 | 0 | 0 | 0.0024418 | 0.067542 | 0.022514
NYISO_J-K_2_PJM_E | NYISO_J-K | PJM_E | 2020 | B14 | 900 | 900 | 0.001 | 0 | 0 | 0 | 0.01 | 0 | 0.02374 | 0 | 0 | 0.0024418 | 0.067542 | 0.022514
NYISO_J-K_2_PJM_E | NYISO_J-K | PJM_E | 2020 | B15 | 1203 | 0 | 0.001 | 0 | 0 | 0 | 0 | 0 | 0.01187 | 0 | 0 | 0.001632 | 0.067542 | 0.022514
NYISO_J-K_2_PJM_E | NYISO_J-K | PJM_E | 2020 | B16 | 25 | 25 | 0.001 | 0.01 | 0 | 0 | 0.46 | 0.21 | 1.1395 | 0 | 0 | 0.0032558 | 0.067542 | 0.022514
NYISO_J-K_2_PJM_E | NYISO_J-K | PJM_E | 2020 | B17 | 100 | 100 | 0.001 | 0 | 0 | 0 | 0.06 | 0.03 | 0.16618 | 0 | 0 | 0.0018992 | 0.067542 | 0.022514
NYISO_J-K_2_PJM_E | NYISO_J-K | PJM_E | 2020 | B18 | 400 | 400 | 0.001 | 0 | 0 | 0 | 0.01 | 0.01 | 0.04748 | 0 | 0 | 0.0021705 | 0.067542 | 0.022514
NYISO_J-K_2_PJM_E | NYISO_J-K | PJM_E | 2020 | B19 | 700 | 700 | 0.001 | 0 | 0 | 0 | 0.01 | 0 | 0.02374 | 0 | 0 | 0.0018992 | 0.067542 | 0.022514
NYISO_J-K_2_PJM_E | NYISO_J-K | PJM_E | 2020 | B20 | 935 | 0 | 0.001 | 0 | 0 | 0 | 0 | 0 | 0.02374 | 0 | 0 | 0.0025368 | 0.067542 | 0.022514
NYISO_J-K_2_PJM_E | NYISO_J-K | PJM_E | 2025 | B01 | 10 | 10 | 0.001 | 0 | 0 | 0 | 6.5 | 15.62 | 1.8636 | 0 | 0 | 0.0021274 | 0.18076 | 0.060254
NYISO_J-K_2_PJM_E | NYISO_J-K | PJM_E | 2025 | B02 | 25 | 25 | 0.001 | 0 | 0 | 0 | 4.75 | 9.01 | 0.77155 | 0 | 0 | 0.0022019 | 0.18076 | 0.060254
NYISO_J-K_2_PJM_E | NYISO_J-K | PJM_E | 2025 | B03 | 75 | 75 | 0.001 | 0 | 0 | 0 | 3198.04 | 3388.83 | 0.48667 | 0 | 0 | 0.0041667 | 0.18076 | 0.060254
NYISO_J-K_2_PJM_E | NYISO_J-K | PJM_E | 2025 | B04 | 100 | 100 | 0.001 | 0.01 | 0 | 0 | 5944.52 | 4352.2 | 9.6028 | 0 | 0 | 0.10962 | 0.18076 | 0.060254
NYISO_J-K_2_PJM_E | NYISO_J-K | PJM_E | 2025 | B05 | 200 | 200 | 0.001 | 0.01 | 0 | 0 | 72.44 | 1.83 | 3.2999 | 0 | 0 | 0.075339 | 0.18076 | 0.060254
NYISO_J-K_2_PJM_E | NYISO_J-K | PJM_E | 2025 | B06 | 300 | 300 | 0.001 | 0 | 0 | 0 | 685.55 | 707.7 | 0.07122 | 0 | 0 | 0.002439 | 0.18076 | 0.060254
NYISO_J-K_2_PJM_E | NYISO_J-K | PJM_E | 2025 | B07 | 400 | 400 | 0.001 | 0 | 0 | 0 | 2748.8 | 1490.97 | 0.09496 | 0 | 0 | 0.0043361 | 0.18076 | 0.060254
NYISO_J-K_2_PJM_E | NYISO_J-K | PJM_E | 2025 | B08 | 500 | 500 | 0.001 | 0 | 0 | 0 | 0.13 | 0.01 | 0.04748 | 0 | 0 | 0.00271 | 0.18076 | 0.060254
NYISO_J-K_2_PJM_E | NYISO_J-K | PJM_E | 2025 | B09 | 800 | 800 | 0.001 | 0 | 0 | 0 | 0.02 | 0.01 | 0.03561 | 0 | 0 | 0.0032521 | 0.18076 | 0.060254
NYISO_J-K_2_PJM_E | NYISO_J-K | PJM_E | 2025 | B10 | 1262 | 0 | 0.001 | 0 | 0 | 0 | 0 | 0 | 0.02374 | 0 | 0 | 0.0034201 | 0.18076 | 0.060254
NYISO_J-K_2_PJM_E | NYISO_J-K | PJM_E | 2025 | B11 | 25 | 25 | 0.001 | 0.01 | 0 | 0 | 3850.71 | 0.68 | 1.4481 | 0 | 0 | 0.0041328 | 0.18076 | 0.060254
NYISO_J-K_2_PJM_E | NYISO_J-K | PJM_E | 2025 | B12 | 200 | 200 | 0.001 | 0 | 0 | 0 | 0.08 | 0.03 | 0.18992 | 0 | 0 | 0.0043361 | 0.18076 | 0.060254
NYISO_J-K_2_PJM_E | NYISO_J-K | PJM_E | 2025 | B13 | 600 | 600 | 0.001 | 0 | 0 | 0 | 0.02 | 0.01 | 0.03561 | 0 | 0 | 0.002439 | 0.18076 | 0.060254
NYISO_J-K_2_PJM_E | NYISO_J-K | PJM_E | 2025 | B14 | 900 | 900 | 0.001 | 0 | 0 | 0 | 0.01 | 0.01 | 0.02374 | 0 | 0 | 0.002439 | 0.18076 | 0.060254
NYISO_J-K_2_PJM_E | NYISO_J-K | PJM_E | 2025 | B15 | 1203 | 0 | 0.001 | 0 | 0 | 0 | 0 | 0 | 0.02374 | 0 | 0 | 0.0032602 | 0.18076 | 0.060254
NYISO_J-K_2_PJM_E | NYISO_J-K | PJM_E | 2025 | B16 | 25 | 25 | 0.001 | 0.01 | 0 | 0 | 0.27 | 0.22 | 1.4481 | 0 | 0 | 0.0041328 | 0.18076 | 0.060254
NYISO_J-K_2_PJM_E | NYISO_J-K | PJM_E | 2025 | B17 | 100 | 100 | 0.001 | 0 | 0 | 0 | 0.07 | 0.05 | 0.22553 | 0 | 0 | 0.0025745 | 0.18076 | 0.060254
NYISO_J-K_2_PJM_E | NYISO_J-K | PJM_E | 2025 | B18 | 400 | 400 | 0.001 | 0 | 0 | 0 | 0.02 | 0.01 | 0.05935 | 0 | 0 | 0.00271 | 0.18076 | 0.060254
NYISO_J-K_2_PJM_E | NYISO_J-K | PJM_E | 2025 | B19 | 700 | 700 | 0.001 | 0 | 0 | 0 | 0.01 | 0.01 | 0.03561 | 0 | 0 | 0.0028455 | 0.18076 | 0.060254
NYISO_J-K_2_PJM_E | NYISO_J-K | PJM_E | 2025 | B20 | 935 | 0 | 0.001 | 0 | 0 | 0 | 0 | 0 | 0.02374 | 0 | 0 | 0.0025339 | 0.18076 | 0.060254
NYISO_J-K_2_PJM_E | NYISO_J-K | PJM_E | 2030 | B01 | 10 | 10 | 0.001 | 0 | 0 | 0 | 120.2 | 86.77 | 2.3265 | 0 | 0 | 0.0026558 | 0.18592 | 0.061974
NYISO_J-K_2_PJM_E | NYISO_J-K | PJM_E | 2030 | B02 | 25 | 25 | 0.001 | 0.01 | 0 | 0 | 192.98 | 10.26 | 1.8517 | 0 | 0 | 0.0052846 | 0.18592 | 0.061974
NYISO_J-K_2_PJM_E | NYISO_J-K | PJM_E | 2030 | B03 | 75 | 75 | 0.001 | 0 | 0 | 0 | 3605.74 | 1485.3 | 0.61724 | 0 | 0 | 0.0052846 | 0.18592 | 0.061974
NYISO_J-K_2_PJM_E | NYISO_J-K | PJM_E | 2030 | B04 | 100 | 100 | 0.001 | 0.01 | 0 | 0 | 6436.57 | 3760.57 | 15.3598 | 0 | 0 | 0.17534 | 0.18592 | 0.061974
NYISO_J-K_2_PJM_E | NYISO_J-K | PJM_E | 2030 | B05 | 200 | 200 | 0.001 | 0.01 | 0 | 0 | 1751.13 | 97.78 | 0.42732 | 0 | 0 | 0.0097562 | 0.18592 | 0.061974
NYISO_J-K_2_PJM_E | NYISO_J-K | PJM_E | 2030 | B06 | 300 | 300 | 0.001 | 0 | 0 | 0 | 2693.35 | 1563.55 | 0.09496 | 0 | 0 | 0.0032521 | 0.18592 | 0.061974
NYISO_J-K_2_PJM_E | NYISO_J-K | PJM_E | 2030 | B07 | 400 | 400 | 0.001 | 0 | 0 | 0 | 1540.22 | 0.12 | 0.07122 | 0 | 0 | 0.0032521 | 0.18592 | 0.061974
NYISO_J-K_2_PJM_E | NYISO_J-K | PJM_E | 2030 | B08 | 500 | 500 | 0.001 | 0 | 0 | 0 | 0.03 | 0.02 | 0.05935 | 0 | 0 | 0.0033876 | 0.18592 | 0.061974
NYISO_J-K_2_PJM_E | NYISO_J-K | PJM_E | 2030 | B09 | 800 | 800 | 0.001 | 0 | 0 | 0 | 0.02 | 0.01 | 0.03561 | 0 | 0 | 0.0032521 | 0.18592 | 0.061974
NYISO_J-K_2_PJM_E | NYISO_J-K | PJM_E | 2030 | B10 | 1262 | 0 | 0.001 | 0 | 0 | 0 | 0 | 0 | 0.02374 | 0 | 0 | 0.0034201 | 0.18592 | 0.061974
NYISO_J-K_2_PJM_E | NYISO_J-K | PJM_E | 2030 | B11 | 25 | 25 | 0.001 | 0 | 0 | 0 | 0.72 | 0.68 | 0.97334 | 0 | 0 | 0.0027778 | 0.18592 | 0.061974
NYISO_J-K_2_PJM_E | NYISO_J-K | PJM_E | 2030 | B12 | 200 | 200 | 0.001 | 0 | 0 | 0 | 0.04 | 0.03 | 0.14244 | 0 | 0 | 0.0032521 | 0.18592 | 0.061974
NYISO_J-K_2_PJM_E | NYISO_J-K | PJM_E | 2030 | B13 | 600 | 600 | 0.001 | 0 | 0 | 0 | 0.02 | 0.02 | 0.04748 | 0 | 0 | 0.0032521 | 0.18592 | 0.061974
NYISO_J-K_2_PJM_E | NYISO_J-K | PJM_E | 2030 | B14 | 900 | 900 | 0.001 | 0 | 0 | 0 | 0.01 | 0.01 | 0.03561 | 0 | 0 | 0.0036586 | 0.18592 | 0.061974
NYISO_J-K_2_PJM_E | NYISO_J-K | PJM_E | 2030 | B15 | 1203 | 0 | 0.001 | 0 | 0 | 0 | 0 | 0 | 0.02374 | 0 | 0 | 0.0032602 | 0.18592 | 0.061974
NYISO_J-K_2_PJM_E | NYISO_J-K | PJM_E | 2030 | B16 | 25 | 25 | 0.001 | 0 | 0 | 0 | 0.19 | 0.17 | 0.99708 | 0 | 0 | 0.0028455 | 0.18592 | 0.061974
NYISO_J-K_2_PJM_E | NYISO_J-K | PJM_E | 2030 | B17 | 100 | 100 | 0.001 | 0 | 0 | 0 | 0.06 | 0.06 | 0.27301 | 0 | 0 | 0.0031166 | 0.18592 | 0.061974
NYISO_J-K_2_PJM_E | NYISO_J-K | PJM_E | 2030 | B18 | 400 | 400 | 0.001 | 0 | 0 | 0 | 0.02 | 0.02 | 0.07122 | 0 | 0 | 0.0032521 | 0.18592 | 0.061974
NYISO_J-K_2_PJM_E | NYISO_J-K | PJM_E | 2030 | B19 | 700 | 700 | 0.001 | 0 | 0 | 0 | 0.01 | 0.01 | 0.04748 | 0 | 0 | 0.0037941 | 0.18592 | 0.061974
NYISO_J-K_2_PJM_E | NYISO_J-K | PJM_E | 2030 | B20 | 935 | 935 | 0.001 | 0 | 0 | 0 | 0.01 | 0 | 0.03561 | 0 | 0 | 0.0038008 | 0.18592 | 0.061974
NYISO_J-K_2_PJM_E | NYISO_J-K | PJM_E | 2035 | B01 | 10 | 10 | 0.001 | 0 | 0 | 0 | 9.64 | 35.6 | 3.1218 | 0 | 0 | 0.0035637 | 0.17036 | 0.056786
NYISO_J-K_2_PJM_E | NYISO_J-K | PJM_E | 2035 | B02 | 25 | 25 | 0.001 | 0 | 0 | 0 | 3.57 | 7.83 | 1.282 | 0 | 0 | 0.0036586 | 0.17036 | 0.056786
NYISO_J-K_2_PJM_E | NYISO_J-K | PJM_E | 2035 | B03 | 75 | 75 | 0.001 | 0.01 | 0 | 0 | 1152.52 | 1952.86 | 0.79529 | 0 | 0 | 0.006809 | 0.17036 | 0.056786
NYISO_J-K_2_PJM_E | NYISO_J-K | PJM_E | 2035 | B04 | 100 | 100 | 0.001 | 0.01 | 0 | 0 | 2728.8 | 4.92 | 12.7128 | 0 | 0 | 0.14512 | 0.17036 | 0.056786
NYISO_J-K_2_PJM_E | NYISO_J-K | PJM_E | 2035 | B05 | 200 | 200 | 0.001 | 0 | 0 | 0 | 0.11 | 3.57 | 0.17805 | 0 | 0 | 0.0040651 | 0.17036 | 0.056786
NYISO_J-K_2_PJM_E | NYISO_J-K | PJM_E | 2035 | B06 | 300 | 300 | 0.001 | 0 | 0 | 0 | 0.04 | 0.43 | 0.1187 | 0 | 0 | 0.0040651 | 0.17036 | 0.056786
NYISO_J-K_2_PJM_E | NYISO_J-K | PJM_E | 2035 | B07 | 400 | 400 | 0.001 | 0 | 0 | 0 | 0.05 | 0.03 | 0.09496 | 0 | 0 | 0.0043361 | 0.17036 | 0.056786
NYISO_J-K_2_PJM_E | NYISO_J-K | PJM_E | 2035 | B08 | 500 | 500 | 0.001 | 0 | 0 | 0 | 0.01 | 0.01 | 0.08309 | 0 | 0 | 0.0047426 | 0.17036 | 0.056786
NYISO_J-K_2_PJM_E | NYISO_J-K | PJM_E | 2035 | B09 | 800 | 800 | 0.001 | 0 | 0 | 0 | 0.01 | 0.01 | 0.04748 | 0 | 0 | 0.0043361 | 0.17036 | 0.056786
NYISO_J-K_2_PJM_E | NYISO_J-K | PJM_E | 2035 | B10 | 1262 | 0 | 0.001 | 0 | 0 | 0 | 0 | 0 | 0.03561 | 0 | 0 | 0.0051301 | 0.17036 | 0.056786
NYISO_J-K_2_PJM_E | NYISO_J-K | PJM_E | 2035 | B11 | 25 | 25 | 0.001 | 0 | 0 | 0 | 3.5 | 16.67 | 1.2701 | 0 | 0 | 0.0036247 | 0.17036 | 0.056786
NYISO_J-K_2_PJM_E | NYISO_J-K | PJM_E | 2035 | B12 | 200 | 200 | 0.001 | 0 | 0 | 0 | 0.24 | 0.06 | 0.18992 | 0 | 0 | 0.0043361 | 0.17036 | 0.056786
NYISO_J-K_2_PJM_E | NYISO_J-K | PJM_E | 2035 | B13 | 600 | 600 | 0.001 | 0 | 0 | 0 | 0.2 | 0.15 | 0.05935 | 0 | 0 | 0.0040651 | 0.17036 | 0.056786
NYISO_J-K_2_PJM_E | NYISO_J-K | PJM_E | 2035 | B14 | 900 | 900 | 0.001 | 0 | 0 | 0 | 0.31 | 0.04 | 0.04748 | 0 | 0 | 0.0048781 | 0.17036 | 0.056786
NYISO_J-K_2_PJM_E | NYISO_J-K | PJM_E | 2035 | B15 | 1203 | 1203 | 0.001 | 0 | 0 | 0 | 0.01 | 0.01 | 0.03561 | 0 | 0 | 0.0048903 | 0.17036 | 0.056786
NYISO_J-K_2_PJM_E | NYISO_J-K | PJM_E | 2035 | B16 | 25 | 25 | 0.001 | 0 | 0 | 0 | 3.62 | 6.83 | 1.282 | 0 | 0 | 0.0036586 | 0.17036 | 0.056786
NYISO_J-K_2_PJM_E | NYISO_J-K | PJM_E | 2035 | B17 | 100 | 100 | 0.001 | 0 | 0 | 0 | 1 | 2.08 | 0.34423 | 0 | 0 | 0.0039296 | 0.17036 | 0.056786
NYISO_J-K_2_PJM_E | NYISO_J-K | PJM_E | 2035 | B18 | 400 | 400 | 0.001 | 0 | 0 | 0 | 0.3 | 0.63 | 0.09496 | 0 | 0 | 0.0043361 | 0.17036 | 0.056786
NYISO_J-K_2_PJM_E | NYISO_J-K | PJM_E | 2035 | B19 | 700 | 700 | 0.001 | 0 | 0 | 0 | 0.18 | 0.69 | 0.04748 | 0 | 0 | 0.0037941 | 0.17036 | 0.056786
NYISO_J-K_2_PJM_E | NYISO_J-K | PJM_E | 2035 | B20 | 935 | 935 | 0.001 | 0 | 0 | 0 | 0.16 | 0.64 | 0.03561 | 0 | 0 | 0.0038008 | 0.17036 | 0.056786
NYISO_J-K_2_PJM_E | NYISO_J-K | PJM_E | 2040 | B01 | 10 | 10 | 0.001 | 0 | 0 | 0 | 4670.75 | 48.56 | 4.2495 | 0 | 0 | 0.005023 | 0.32739 | 0.10913
NYISO_J-K_2_PJM_E | NYISO_J-K | PJM_E | 2040 | B02 | 25 | 25 | 0.001 | 0.01 | 0 | 0 | 2117.38 | 9.4 | 3.0269 | 0 | 0 | 0.0089446 | 0.32739 | 0.10913
NYISO_J-K_2_PJM_E | NYISO_J-K | PJM_E | 2040 | B03 | 75 | 75 | 0.001 | 0.01 | 0 | 0 | 3454.61 | 2437.44 | 38.4825 | 0 | 0 | 0.34116 | 0.32739 | 0.10913
NYISO_J-K_2_PJM_E | NYISO_J-K | PJM_E | 2040 | B04 | 100 | 100 | 0.001 | 0 | 0 | 0 | 0.15 | 1.56 | 0 | 0 | 0 | 0 | 0.32739 | 0.10913
NYISO_J-K_2_PJM_E | NYISO_J-K | PJM_E | 2040 | B05 | 200 | 200 | 0.001 | 0 | 0 | 0 | 0.02 | 0.29 | 0 | 0 | 0 | 0 | 0.32739 | 0.10913
NYISO_J-K_2_PJM_E | NYISO_J-K | PJM_E | 2040 | B06 | 300 | 300 | 0.001 | 0 | 0 | 0 | 0.03 | 0.09 | 0.15431 | 0 | 0 | 0.005472 | 0.32739 | 0.10913
NYISO_J-K_2_PJM_E | NYISO_J-K | PJM_E | 2040 | B07 | 400 | 400 | 0.001 | 0 | 0 | 0 | 0.01 | 0.01 | 0.1187 | 0 | 0 | 0.0056123 | 0.32739 | 0.10913
NYISO_J-K_2_PJM_E | NYISO_J-K | PJM_E | 2040 | B08 | 500 | 500 | 0.001 | 0 | 0 | 0 | 0.01 | 0.01 | 0.09496 | 0 | 0 | 0.0056123 | 0.32739 | 0.10913
NYISO_J-K_2_PJM_E | NYISO_J-K | PJM_E | 2040 | B09 | 800 | 800 | 0.001 | 0 | 0 | 0 | 0.01 | 0.01 | 0.05935 | 0 | 0 | 0.0056123 | 0.32739 | 0.10913
NYISO_J-K_2_PJM_E | NYISO_J-K | PJM_E | 2040 | B10 | 1262 | 0 | 0.001 | 0 | 0 | 0 | 0 | 0 | 0.03561 | 0 | 0 | 0.005312 | 0.32739 | 0.10913
NYISO_J-K_2_PJM_E | NYISO_J-K | PJM_E | 2040 | B11 | 25 | 25 | 0.001 | 0 | 0 | 0 | 2228.89 | 93 | 1.6025 | 0 | 0 | 0.0047354 | 0.32739 | 0.10913
NYISO_J-K_2_PJM_E | NYISO_J-K | PJM_E | 2040 | B12 | 200 | 200 | 0.001 | 0 | 0 | 0 | 1428.55 | 0.76 | 0.22553 | 0 | 0 | 0.0053317 | 0.32739 | 0.10913
NYISO_J-K_2_PJM_E | NYISO_J-K | PJM_E | 2040 | B13 | 600 | 600 | 0.001 | 0 | 0 | 0 | 474.22 | 0.27 | 0.08309 | 0 | 0 | 0.0058929 | 0.32739 | 0.10913
NYISO_J-K_2_PJM_E | NYISO_J-K | PJM_E | 2040 | B14 | 900 | 900 | 0.001 | 0 | 0 | 0 | 0.74 | 0.17 | 0.05935 | 0 | 0 | 0.0063138 | 0.32739 | 0.10913
NYISO_J-K_2_PJM_E | NYISO_J-K | PJM_E | 2040 | B15 | 1203 | 1203 | 0.001 | 0 | 0 | 0 | 0.01 | 0 | 0.03561 | 0 | 0 | 0.0050637 | 0.32739 | 0.10913
NYISO_J-K_2_PJM_E | NYISO_J-K | PJM_E | 2040 | B16 | 25 | 25 | 0.001 | 0 | 0 | 0 | 4677.58 | 4.68 | 1.5668 | 0 | 0 | 0.0046301 | 0.32739 | 0.10913
NYISO_J-K_2_PJM_E | NYISO_J-K | PJM_E | 2040 | B17 | 100 | 100 | 0.001 | 0 | 0 | 0 | 4143.87 | 1.33 | 0.42732 | 0 | 0 | 0.0050511 | 0.32739 | 0.10913
NYISO_J-K_2_PJM_E | NYISO_J-K | PJM_E | 2040 | B18 | 400 | 400 | 0.001 | 0 | 0 | 0 | 5603.42 | 0.37 | 0.1187 | 0 | 0 | 0.0056123 | 0.32739 | 0.10913
NYISO_J-K_2_PJM_E | NYISO_J-K | PJM_E | 2040 | B19 | 700 | 700 | 0.001 | 0 | 0 | 0 | 4206.73 | 0.2 | 0.07122 | 0 | 0 | 0.0058929 | 0.32739 | 0.10913
NYISO_J-K_2_PJM_E | NYISO_J-K | PJM_E | 2040 | B20 | 935 | 935 | 0.001 | 0 | 0 | 0 | 0.01 | 0 | 0.04748 | 0 | 0 | 0.0052475 | 0.32739 | 0.10913
NYISO_J-K_2_PJM_E | NYISO_J-K | PJM_E | 2045 | B01 | 10 | 10 | 0.001 | 0.01 | 0 | 0 | 0.37 | 0.55 | 57.5576 | 0 | 0 | 0.11996 | 0.84607 | 0.28202
NYISO_J-K_2_PJM_E | NYISO_J-K | PJM_E | 2045 | B02 | 25 | 25 | 0.001 | 0.01 | 0 | 0 | 2.37 | 5.11 | 19.0514 | 0 | 0 | 0.099267 | 0.84607 | 0.28202
NYISO_J-K_2_PJM_E | NYISO_J-K | PJM_E | 2045 | B03 | 75 | 75 | 0.001 | 0.01 | 0 | 0 | 1523.37 | 1738.92 | 49.3436 | 0 | 0 | 0.77131 | 0.84607 | 0.28202
NYISO_J-K_2_PJM_E | NYISO_J-K | PJM_E | 2045 | B04 | 100 | 100 | 0.001 | 0 | 0 | 0 | 0.02 | 0.05 | 0 | 0 | 0 | 0 | 0.84607 | 0.28202
NYISO_J-K_2_PJM_E | NYISO_J-K | PJM_E | 2045 | B05 | 200 | 200 | 0.001 | 0 | 0 | 0 | 0.01 | 0.03 | 0.29675 | 0 | 0 | 0.01237 | 0.84607 | 0.28202
NYISO_J-K_2_PJM_E | NYISO_J-K | PJM_E | 2045 | B06 | 300 | 300 | 0.001 | 0 | 0 | 0 | 0.01 | 0.02 | 0.20179 | 0 | 0 | 0.012617 | 0.84607 | 0.28202
NYISO_J-K_2_PJM_E | NYISO_J-K | PJM_E | 2045 | B07 | 400 | 400 | 0.001 | 0 | 0 | 0 | 0.01 | 0.01 | 0.15431 | 0 | 0 | 0.012865 | 0.84607 | 0.28202
NYISO_J-K_2_PJM_E | NYISO_J-K | PJM_E | 2045 | B08 | 500 | 500 | 0.001 | 0 | 0 | 0 | 0.01 | 0.01 | 0.1187 | 0 | 0 | 0.01237 | 0.84607 | 0.28202
NYISO_J-K_2_PJM_E | NYISO_J-K | PJM_E | 2045 | B09 | 800 | 0 | 0.001 | 0 | 0 | 0 | 0 | 0 | 0.08309 | 0 | 0 | 0.013854 | 0.84607 | 0.28202
NYISO_J-K_2_PJM_E | NYISO_J-K | PJM_E | 2045 | B10 | 1262 | 0 | 0.001 | 0 | 0 | 0 | 0 | 0 | 0 | 0 | 0 | 0 | 0.84607 | 0.28202
NYISO_J-K_2_PJM_E | NYISO_J-K | PJM_E | 2045 | B11 | 25 | 25 | 0.001 | 0 | 0 | 0 | 0.12 | 0.24 | 2.0298 | 0 | 0 | 0.010576 | 0.84607 | 0.28202
NYISO_J-K_2_PJM_E | NYISO_J-K | PJM_E | 2045 | B12 | 200 | 200 | 0.001 | 0 | 0 | 0 | 0.01 | 0.03 | 0.28488 | 0 | 0 | 0.011875 | 0.84607 | 0.28202
NYISO_J-K_2_PJM_E | NYISO_J-K | PJM_E | 2045 | B13 | 600 | 0 | 0.001 | 0 | 0 | 0 | 0 | 0.01 | 0 | 0 | 0 | 0 | 0.84607 | 0.28202
NYISO_J-K_2_PJM_E | NYISO_J-K | PJM_E | 2045 | B14 | 900 | 0 | 0.001 | 0 | 0 | 0 | 0 | 0.01 | 0 | 0 | 0 | 0 | 0.84607 | 0.28202
NYISO_J-K_2_PJM_E | NYISO_J-K | PJM_E | 2045 | B15 | 1203 | 1203 | 0.001 | 0 | 0 | 0 | 0.01 | 0.01 | 0.05935 | 0 | 0 | 0.014881 | 0.84607 | 0.28202
NYISO_J-K_2_PJM_E | NYISO_J-K | PJM_E | 2045 | B16 | 25 | 25 | 0.001 | 0 | 0 | 0 | 0.11 | 0.21 | 1.9942 | 0 | 0 | 0.010391 | 0.84607 | 0.28202
NYISO_J-K_2_PJM_E | NYISO_J-K | PJM_E | 2045 | B17 | 100 | 100 | 0.001 | 0 | 0 | 0 | 0.03 | 0.05 | 0.56976 | 0 | 0 | 0.011875 | 0.84607 | 0.28202
NYISO_J-K_2_PJM_E | NYISO_J-K | PJM_E | 2045 | B18 | 400 | 400 | 0.001 | 0 | 0 | 0 | 0.01 | 0.01 | 0 | 0 | 0 | 0 | 0.84607 | 0.28202
NYISO_J-K_2_PJM_E | NYISO_J-K | PJM_E | 2045 | B19 | 700 | 0 | 0.001 | 0 | 0 | 0 | 0 | 0.01 | 0 | 0 | 0 | 0 | 0.84607 | 0.28202
NYISO_J-K_2_PJM_E | NYISO_J-K | PJM_E | 2045 | B20 | 935 | 935 | 0.001 | 0 | 0 | 0 | 0.01 | 0.01 | 0.07122 | 0 | 0 | 0.013879 | 0.84607 | 0.28202
NYISO_J-K_2_PJM_E | NYISO_J-K | PJM_E | 2050 | B01 | 10 | 10 | 0.001 | 0.01 | 0 | 0 | 0.04 | 0.08 | 78.2352 | 0 | 0 | 0.32969 | 0.84987 | 0.28329
NYISO_J-K_2_PJM_E | NYISO_J-K | PJM_E | 2050 | B02 | 25 | 25 | 0.001 | 0.01 | 0 | 0 | 0.02 | 0.03 | 73.1904 | 0 | 0 | 0.77107 | 0.84987 | 0.28329
NYISO_J-K_2_PJM_E | NYISO_J-K | PJM_E | 2050 | B03 | 75 | 75 | 0.001 | 0 | 0 | 0 | 0.01 | 0.01 | 0 | 0 | 0 | 0 | 0.84987 | 0.28329
NYISO_J-K_2_PJM_E | NYISO_J-K | PJM_E | 2050 | B04 | 100 | 0 | 0.001 | 0 | 0 | 0 | 0 | 0.01 | 0 | 0 | 0 | 0 | 0.84987 | 0.28329
NYISO_J-K_2_PJM_E | NYISO_J-K | PJM_E | 2050 | B05 | 200 | 0 | 0.001 | 0 | 0 | 0 | 0 | 0 | 0.13057 | 0 | 0 | 0.011005 | 0.84987 | 0.28329
NYISO_J-K_2_PJM_E | NYISO_J-K | PJM_E | 2050 | B06 | 300 | 0 | 0.001 | 0 | 0 | 0 | 0 | 0 | 0 | 0 | 0 | 0 | 0.84987 | 0.28329
NYISO_J-K_2_PJM_E | NYISO_J-K | PJM_E | 2050 | B07 | 400 | 0 | 0.001 | 0 | 0 | 0 | 0 | 0 | 0 | 0 | 0 | 0 | 0.84987 | 0.28329
NYISO_J-K_2_PJM_E | NYISO_J-K | PJM_E | 2050 | B08 | 500 | 0 | 0.001 | 0 | 0 | 0 | 0 | 0 | 0 | 0 | 0 | 0 | 0.84987 | 0.28329
NYISO_J-K_2_PJM_E | NYISO_J-K | PJM_E | 2050 | B09 | 800 | 0 | 0.001 | 0 | 0 | 0 | 0 | 0 | 0 | 0 | 0 | 0 | 0.84987 | 0.28329
NYISO_J-K_2_PJM_E | NYISO_J-K | PJM_E | 2050 | B10 | 1262 | 0 | 0.001 | 0 | 0 | 0 | 0 | 0 | 0 | 0 | 0 | 0 | 0.84987 | 0.28329
NYISO_J-K_2_PJM_E | NYISO_J-K | PJM_E | 2050 | B11 | 25 | 25 | 0.001 | 0 | 0 | 0 | 0.03 | 0.04 | 0 | 0 | 0 | 0 | 0.84987 | 0.28329
NYISO_J-K_2_PJM_E | NYISO_J-K | PJM_E | 2050 | B12 | 200 | 0 | 0.001 | 0 | 0 | 0 | 0 | 0 | 0 | 0 | 0 | 0 | 0.84987 | 0.28329
NYISO_J-K_2_PJM_E | NYISO_J-K | PJM_E | 2050 | B13 | 600 | 0 | 0.001 | 0 | 0 | 0 | 0 | 0 | 0 | 0 | 0 | 0 | 0.84987 | 0.28329
NYISO_J-K_2_PJM_E | NYISO_J-K | PJM_E | 2050 | B14 | 900 | 0 | 0.001 | 0 | 0 | 0 | 0 | 0 | 0 | 0 | 0 | 0 | 0.84987 | 0.28329
NYISO_J-K_2_PJM_E | NYISO_J-K | PJM_E | 2050 | B15 | 1203 | 0 | 0.001 | 0 | 0 | 0 | 0 | 0 | 0.02374 | 0 | 0 | 0.012035 | 0.84987 | 0.28329
NYISO_J-K_2_PJM_E | NYISO_J-K | PJM_E | 2050 | B16 | 25 | 25 | 0.001 | 0 | 0 | 0 | 0.02 | 0.04 | 0 | 0 | 0 | 0 | 0.84987 | 0.28329
NYISO_J-K_2_PJM_E | NYISO_J-K | PJM_E | 2050 | B17 | 100 | 0 | 0.001 | 0 | 0 | 0 | 0 | 0.01 | 0 | 0 | 0 | 0 | 0.84987 | 0.28329
NYISO_J-K_2_PJM_E | NYISO_J-K | PJM_E | 2050 | B18 | 400 | 0 | 0.001 | 0 | 0 | 0 | 0 | 0 | 0 | 0 | 0 | 0 | 0.84987 | 0.28329
NYISO_J-K_2_PJM_E | NYISO_J-K | PJM_E | 2050 | B19 | 700 | 0 | 0.001 | 0 | 0 | 0 | 0 | 0 | 0 | 0 | 0 | 0 | 0.84987 | 0.28329
NYISO_J-K_2_PJM_E | NYISO_J-K | PJM_E | 2050 | B20 | 935 | 0 | 0.001 | 0 | 0 | 0 | 0 | 0 | 0.02374 | 0 | 0 | 0.0093539 | 0.84987 | 0.28329
PJM_E_2_NYISO_G-I | PJM_E | NYISO_G-I | 2015 | B01 | 10 | 10 | 500 | 500 | 0.19 | 0.14 | 0.1 | 0.12 | 18.6953 | 0 | 0 | 18.6953 | 14.0214 | 4.6738
PJM_E_2_NYISO_G-I | PJM_E | NYISO_G-I | 2015 | B02 | 25 | 25 | 500 | 0.42 | 0.07 | 0.05 | 0.04 | 0.04 | 0 | 0 | 0 | 0 | 14.0214 | 4.6738
PJM_E_2_NYISO_G-I | PJM_E | NYISO_G-I | 2015 | B03 | 75 | 75 | 500 | 0 | 0.02 | 0.02 | 0.01 | 0.01 | 0 | 0 | 0 | 0 | 14.0214 | 4.6738
PJM_E_2_NYISO_G-I | PJM_E | NYISO_G-I | 2015 | B04 | 100 | 100 | 500 | 0 | 0.02 | 0.01 | 0.01 | 0.01 | 0 | 0 | 0 | 0 | 14.0214 | 4.6738
PJM_E_2_NYISO_G-I | PJM_E | NYISO_G-I | 2015 | B05 | 200 | 0 | 500 | 0 | 0.01 | 0.01 | 0 | 0.01 | 0 | 0 | 0 | 0 | 14.0214 | 4.6738
PJM_E_2_NYISO_G-I | PJM_E | NYISO_G-I | 2015 | B06 | 300 | 0 | 500 | 0 | 0.01 | 0 | 0 | 0 | 0 | 0 | 0 | 0 | 14.0214 | 4.6738
PJM_E_2_NYISO_G-I | PJM_E | NYISO_G-I | 2015 | B07 | 400 | 0 | 500 | 0 | 0.01 | 0.01 | 0 | 0 | 0 | 0 | 0 | 0 | 14.0214 | 4.6738
PJM_E_2_NYISO_G-I | PJM_E | NYISO_G-I | 2015 | B08 | 500 | 0 | 500 | 0 | 0.01 | 0 | 0 | 0 | 0 | 0 | 0 | 0 | 14.0214 | 4.6738
PJM_E_2_NYISO_G-I | PJM_E | NYISO_G-I | 2015 | B09 | 800 | 0 | 500 | 0 | 0 | 0 | 0 | 0 | 0 | 0 | 0 | 0 | 14.0214 | 4.6738
PJM_E_2_NYISO_G-I | PJM_E | NYISO_G-I | 2015 | B10 | 1262 | 0 | 500 | 0 | 0.01 | 0 | 0 | 0 | 0 | 0 | 0 | 0 | 14.0214 | 4.6738
PJM_E_2_NYISO_G-I | PJM_E | NYISO_G-I | 2015 | B11 | 25 | 25 | 500 | 0 | 0.06 | 0.05 | 0.04 | 0.04 | 0 | 0 | 0 | 0 | 14.0214 | 4.6738
PJM_E_2_NYISO_G-I | PJM_E | NYISO_G-I | 2015 | B12 | 200 | 200 | 500 | 0 | 0.01 | 0.01 | 0.01 | 0.01 | 0 | 0 | 0 | 0 | 14.0214 | 4.6738
PJM_E_2_NYISO_G-I | PJM_E | NYISO_G-I | 2015 | B13 | 600 | 0 | 500 | 0 | 0 | 0 | 0 | 0 | 0 | 0 | 0 | 0 | 14.0214 | 4.6738
PJM_E_2_NYISO_G-I | PJM_E | NYISO_G-I | 2015 | B14 | 900 | 0 | 500 | 0 | 0 | 0 | 0 | 0 | 0 | 0 | 0 | 0 | 14.0214 | 4.6738
PJM_E_2_NYISO_G-I | PJM_E | NYISO_G-I | 2015 | B15 | 1203 | 0 | 500 | 0 | 0 | 0 | 0 | 0 | 0 | 0 | 0 | 0 | 14.0214 | 4.6738
PJM_E_2_NYISO_G-I | PJM_E | NYISO_G-I | 2015 | B16 | 25 | 25 | 500 | 0 | 0.06 | 0.05 | 0.04 | 0.04 | 0 | 0 | 0 | 0 | 14.0214 | 4.6738
PJM_E_2_NYISO_G-I | PJM_E | NYISO_G-I | 2015 | B17 | 100 | 100 | 500 | 0 | 0.03 | 0.02 | 0.01 | 0.01 | 0 | 0 | 0 | 0 | 14.0214 | 4.6738
PJM_E_2_NYISO_G-I | PJM_E | NYISO_G-I | 2015 | B18 | 400 | 0 | 500 | 0 | 0.01 | 0.01 | 0 | 0 | 0 | 0 | 0 | 0 | 14.0214 | 4.6738
PJM_E_2_NYISO_G-I | PJM_E | NYISO_G-I | 2015 | B19 | 700 | 0 | 500 | 0 | 0.01 | 0.01 | 0 | 0 | 0 | 0 | 0 | 0 | 14.0214 | 4.6738
PJM_E_2_NYISO_G-I | PJM_E | NYISO_G-I | 2015 | B20 | 935 | 0 | 500 | 277.2 | 273.88 | 271.71 | 0 | 0 | 0 | 0 | 0 | 0 | 14.0214 | 4.6738
PJM_E_2_NYISO_G-I | PJM_E | NYISO_G-I | 2020 | B01 | 10 | 10 | 500 | 500 | 0.33 | 0.21 | 0.16 | 0.18 | 17.0809 | 0.01187 | 0 | 17.0809 | 12.8107 | 4.2702
PJM_E_2_NYISO_G-I | PJM_E | NYISO_G-I | 2020 | B02 | 25 | 25 | 500 | 469.68 | 0.1 | 0.07 | 0.06 | 0.06 | 0 | 0 | 0 | 0 | 12.8107 | 4.2702
PJM_E_2_NYISO_G-I | PJM_E | NYISO_G-I | 2020 | B03 | 75 | 75 | 500 | 0 | 0.03 | 0.02 | 0.02 | 0.02 | 0 | 0 | 0 | 0 | 12.8107 | 4.2702
PJM_E_2_NYISO_G-I | PJM_E | NYISO_G-I | 2020 | B04 | 100 | 100 | 500 | 0 | 0.02 | 0.02 | 0.01 | 0.01 | 0 | 0 | 0 | 0 | 12.8107 | 4.2702
PJM_E_2_NYISO_G-I | PJM_E | NYISO_G-I | 2020 | B05 | 200 | 200 | 500 | 0 | 0.01 | 0.01 | 0.01 | 0.01 | 0 | 0 | 0 | 0 | 12.8107 | 4.2702
PJM_E_2_NYISO_G-I | PJM_E | NYISO_G-I | 2020 | B06 | 300 | 0 | 500 | 0.24 | 0.01 | 0.01 | 0 | 0 | 0 | 0 | 0 | 0 | 12.8107 | 4.2702
PJM_E_2_NYISO_G-I | PJM_E | NYISO_G-I | 2020 | B07 | 400 | 0 | 500 | 0 | 0.01 | 0 | 0 | 0 | 0 | 0 | 0 | 0 | 12.8107 | 4.2702
PJM_E_2_NYISO_G-I | PJM_E | NYISO_G-I | 2020 | B08 | 500 | 0 | 500 | 0 | 0.01 | 0.01 | 0 | 0 | 0 | 0 | 0 | 0 | 12.8107 | 4.2702
PJM_E_2_NYISO_G-I | PJM_E | NYISO_G-I | 2020 | B09 | 800 | 0 | 500 | 0 | 0.01 | 0 | 0 | 0 | 0 | 0 | 0 | 0 | 12.8107 | 4.2702
PJM_E_2_NYISO_G-I | PJM_E | NYISO_G-I | 2020 | B10 | 1262 | 0 | 500 | 0 | 0 | 0 | 0 | 0 | 0 | 0 | 0 | 0 | 12.8107 | 4.2702
PJM_E_2_NYISO_G-I | PJM_E | NYISO_G-I | 2020 | B11 | 25 | 25 | 500 | 0 | 0.08 | 0.06 | 0.05 | 0.05 | 0 | 0 | 0 | 0 | 12.8107 | 4.2702
PJM_E_2_NYISO_G-I | PJM_E | NYISO_G-I | 2020 | B12 | 200 | 200 | 500 | 0 | 0.01 | 0.01 | 0.01 | 0.01 | 0 | 0 | 0 | 0 | 12.8107 | 4.2702
PJM_E_2_NYISO_G-I | PJM_E | NYISO_G-I | 2020 | B13 | 600 | 0 | 500 | 0 | 0.01 | 0 | 0 | 0 | 0 | 0 | 0 | 0 | 12.8107 | 4.2702
PJM_E_2_NYISO_G-I | PJM_E | NYISO_G-I | 2020 | B14 | 900 | 0 | 500 | 0 | 0 | 0 | 0 | 0 | 0 | 0 | 0 | 0 | 12.8107 | 4.2702
PJM_E_2_NYISO_G-I | PJM_E | NYISO_G-I | 2020 | B15 | 1203 | 0 | 500 | 0 | 0 | 0 | 0 | 0 | 0 | 0 | 0 | 0 | 12.8107 | 4.2702
PJM_E_2_NYISO_G-I | PJM_E | NYISO_G-I | 2020 | B16 | 25 | 25 | 500 | 0 | 0.1 | 0.09 | 0.05 | 0.07 | 0 | 0 | 0 | 0 | 12.8107 | 4.2702
PJM_E_2_NYISO_G-I | PJM_E | NYISO_G-I | 2020 | B17 | 100 | 100 | 500 | 0 | 0.03 | 0.04 | 0.02 | 0.02 | 0 | 0 | 0 | 0 | 12.8107 | 4.2702
PJM_E_2_NYISO_G-I | PJM_E | NYISO_G-I | 2020 | B18 | 400 | 0 | 500 | 0 | 0.01 | 0.01 | 0 | 0.01 | 0 | 0 | 0 | 0 | 12.8107 | 4.2702
PJM_E_2_NYISO_G-I | PJM_E | NYISO_G-I | 2020 | B19 | 700 | 0 | 500 | 0 | 0.01 | 0.01 | 0 | 0 | 0 | 0 | 0 | 0 | 12.8107 | 4.2702
PJM_E_2_NYISO_G-I | PJM_E | NYISO_G-I | 2020 | B20 | 935 | 0 | 500 | 343.19 | 327.9 | 134.2 | 0 | 0.01 | 0 | 0 | 0 | 0 | 12.8107 | 4.2702
PJM_E_2_NYISO_G-I | PJM_E | NYISO_G-I | 2025 | B01 | 10 | 10 | 500 | 237.29 | 0.27 | 0.2 | 0.37 | 0.28 | 0 | 0.01187 | 0.01187 | 0 | 0 | 0
PJM_E_2_NYISO_G-I | PJM_E | NYISO_G-I | 2025 | B02 | 25 | 25 | 500 | 0 | 0.11 | 0.08 | 0.14 | 0.11 | 0 | 0 | 0 | 0 | 0 | 0
PJM_E_2_NYISO_G-I | PJM_E | NYISO_G-I | 2025 | B03 | 75 | 75 | 500 | 0 | 0.04 | 0.03 | 0.04 | 0.03 | 0 | 0 | 0 | 0 | 0 | 0
PJM_E_2_NYISO_G-I | PJM_E | NYISO_G-I | 2025 | B04 | 100 | 100 | 500 | 0 | 0.03 | 0.02 | 0.03 | 0.02 | 0 | 0 | 0 | 0 | 0 | 0
PJM_E_2_NYISO_G-I | PJM_E | NYISO_G-I | 2025 | B05 | 200 | 200 | 500 | 0 | 0.01 | 0.01 | 0.02 | 0.01 | 0 | 0 | 0 | 0 | 0 | 0
PJM_E_2_NYISO_G-I | PJM_E | NYISO_G-I | 2025 | B06 | 300 | 300 | 500 | 0 | 0.01 | 0.01 | 0.01 | 0.01 | 0 | 0 | 0 | 0 | 0 | 0
PJM_E_2_NYISO_G-I | PJM_E | NYISO_G-I | 2025 | B07 | 400 | 400 | 500 | 0 | 0.01 | 0.01 | 0.01 | 0.01 | 0 | 0 | 0 | 0 | 0 | 0
PJM_E_2_NYISO_G-I | PJM_E | NYISO_G-I | 2025 | B08 | 500 | 500 | 500 | 0 | 0.01 | 0.01 | 0.01 | 0.01 | 0 | 0 | 0 | 0 | 0 | 0
PJM_E_2_NYISO_G-I | PJM_E | NYISO_G-I | 2025 | B09 | 800 | 800 | 500 | 0 | 0 | 0 | 0.01 | 0.01 | 0 | 0 | 0 | 0 | 0 | 0
PJM_E_2_NYISO_G-I | PJM_E | NYISO_G-I | 2025 | B10 | 1262 | 1262 | 500 | 0 | 0.08 | 0.02 | 0.09 | 0.02 | 0 | 0 | 0 | 0 | 0 | 0
PJM_E_2_NYISO_G-I | PJM_E | NYISO_G-I | 2025 | B11 | 25 | 25 | 500 | 0 | 0.1 | 0.09 | 0.12 | 0.1 | 0 | 0 | 0 | 0 | 0 | 0
PJM_E_2_NYISO_G-I | PJM_E | NYISO_G-I | 2025 | B12 | 200 | 200 | 500 | 0 | 0.02 | 0.02 | 0.02 | 0.02 | 0 | 0 | 0 | 0 | 0 | 0
PJM_E_2_NYISO_G-I | PJM_E | NYISO_G-I | 2025 | B13 | 600 | 600 | 500 | 0 | 0.01 | 0.01 | 0.01 | 0.01 | 0 | 0 | 0 | 0 | 0 | 0
PJM_E_2_NYISO_G-I | PJM_E | NYISO_G-I | 2025 | B14 | 900 | 900 | 500 | 0 | 0 | 0 | 0.01 | 0 | 0 | 0 | 0 | 0 | 0 | 0
PJM_E_2_NYISO_G-I | PJM_E | NYISO_G-I | 2025 | B15 | 1203 | 1203 | 500 | 0 | 0.04 | 2.03 | 0.04 | 2.07 | 0 | 0 | 0 | 0 | 0 | 0
PJM_E_2_NYISO_G-I | PJM_E | NYISO_G-I | 2025 | B16 | 25 | 25 | 500 | 0 | 0.15 | 0.11 | 0.18 | 0.14 | 0 | 0 | 0 | 0 | 0 | 0
PJM_E_2_NYISO_G-I | PJM_E | NYISO_G-I | 2025 | B17 | 100 | 100 | 500 | 0 | 0.04 | 0.03 | 0.05 | 0.04 | 0 | 0 | 0 | 0 | 0 | 0
PJM_E_2_NYISO_G-I | PJM_E | NYISO_G-I | 2025 | B18 | 400 | 400 | 500 | 0 | 0.01 | 0.01 | 0.01 | 0.01 | 0 | 0 | 0 | 0 | 0 | 0
PJM_E_2_NYISO_G-I | PJM_E | NYISO_G-I | 2025 | B19 | 700 | 700 | 500 | 0 | 0.01 | 0.01 | 0.01 | 0.01 | 0 | 0 | 0 | 0 | 0 | 0
PJM_E_2_NYISO_G-I | PJM_E | NYISO_G-I | 2025 | B20 | 935 | 935 | 500 | 0 | 9.24 | 2.43 | 9.47 | 2.65 | 0 | 0 | 0 | 0 | 0 | 0
PJM_E_2_NYISO_G-I | PJM_E | NYISO_G-I | 2030 | B01 | 10 | 10 | 500 | 4.5 | 0.31 | 0.23 | 0.42 | 0.32 | 0 | 0.01187 | 0.01187 | 0 | 0.017805 | 0.005935
PJM_E_2_NYISO_G-I | PJM_E | NYISO_G-I | 2030 | B02 | 25 | 25 | 500 | 0 | 0.13 | 0.1 | 0.17 | 0.13 | 0 | 0 | 0 | 0 | 0.017805 | 0.005935
PJM_E_2_NYISO_G-I | PJM_E | NYISO_G-I | 2030 | B03 | 75 | 75 | 500 | 0 | 0.04 | 0.03 | 0.05 | 0.04 | 0 | 0 | 0 | 0 | 0.017805 | 0.005935
PJM_E_2_NYISO_G-I | PJM_E | NYISO_G-I | 2030 | B04 | 100 | 100 | 500 | 0 | 0.03 | 0.02 | 0.04 | 0.03 | 0 | 0 | 0 | 0 | 0.017805 | 0.005935
PJM_E_2_NYISO_G-I | PJM_E | NYISO_G-I | 2030 | B05 | 200 | 200 | 500 | 0 | 0.02 | 0.01 | 0.02 | 0.01 | 0 | 0 | 0 | 0 | 0.017805 | 0.005935
PJM_E_2_NYISO_G-I | PJM_E | NYISO_G-I | 2030 | B06 | 300 | 300 | 500 | 32.6 | 0.01 | 0.01 | 0.01 | 0.01 | 0 | 0 | 0 | 0 | 0.017805 | 0.005935
PJM_E_2_NYISO_G-I | PJM_E | NYISO_G-I | 2030 | B07 | 400 | 400 | 500 | 0 | 0.01 | 0.01 | 0.01 | 0.01 | 0 | 0 | 0 | 0 | 0.017805 | 0.005935
PJM_E_2_NYISO_G-I | PJM_E | NYISO_G-I | 2030 | B08 | 500 | 500 | 500 | 0 | 0.01 | 0.01 | 0.01 | 0.01 | 0 | 0 | 0 | 0 | 0.017805 | 0.005935
PJM_E_2_NYISO_G-I | PJM_E | NYISO_G-I | 2030 | B09 | 800 | 800 | 500 | 0 | 0.01 | 0.01 | 0.01 | 0.01 | 0 | 0 | 0 | 0 | 0.017805 | 0.005935
PJM_E_2_NYISO_G-I | PJM_E | NYISO_G-I | 2030 | B10 | 1262 | 1262 | 500 | 499.99 | 496.35 | 1.85 | 5.29 | 2.15 | 0.02374 | 0.01187 | 0 | 0.02374 | 0.017805 | 0.005935
PJM_E_2_NYISO_G-I | PJM_E | NYISO_G-I | 2030 | B11 | 25 | 25 | 500 | 0 | 0.15 | 0.11 | 0.18 | 0.13 | 0 | 0 | 0 | 0 | 0.017805 | 0.005935
PJM_E_2_NYISO_G-I | PJM_E | NYISO_G-I | 2030 | B12 | 200 | 200 | 500 | 0 | 0.03 | 0.02 | 0.03 | 0.02 | 0 | 0 | 0 | 0 | 0.017805 | 0.005935
PJM_E_2_NYISO_G-I | PJM_E | NYISO_G-I | 2030 | B13 | 600 | 600 | 500 | 0 | 0.01 | 0.01 | 0.01 | 0.01 | 0 | 0 | 0 | 0 | 0.017805 | 0.005935
PJM_E_2_NYISO_G-I | PJM_E | NYISO_G-I | 2030 | B14 | 900 | 900 | 500 | 0 | 0.01 | 0.01 | 0.01 | 0.01 | 0 | 0 | 0 | 0 | 0.017805 | 0.005935
PJM_E_2_NYISO_G-I | PJM_E | NYISO_G-I | 2030 | B15 | 1203 | 1203 | 500 | 0 | 0.07 | 0.01 | 0.07 | 0.01 | 0 | 0 | 0 | 0 | 0.017805 | 0.005935
PJM_E_2_NYISO_G-I | PJM_E | NYISO_G-I | 2030 | B16 | 25 | 25 | 500 | 0 | 0.35 | 0.22 | 0.4 | 0.26 | 0 | 0 | 0 | 0 | 0.017805 | 0.005935
PJM_E_2_NYISO_G-I | PJM_E | NYISO_G-I | 2030 | B17 | 100 | 100 | 500 | 0 | 0.07 | 0.04 | 0.07 | 0.05 | 0 | 0 | 0 | 0 | 0.017805 | 0.005935
PJM_E_2_NYISO_G-I | PJM_E | NYISO_G-I | 2030 | B18 | 400 | 400 | 500 | 0 | 0.02 | 0.01 | 0.02 | 0.01 | 0 | 0 | 0 | 0 | 0.017805 | 0.005935
PJM_E_2_NYISO_G-I | PJM_E | NYISO_G-I | 2030 | B19 | 700 | 700 | 500 | 0 | 0.01 | 0.01 | 0.01 | 0.01 | 0 | 0 | 0 | 0 | 0.017805 | 0.005935
PJM_E_2_NYISO_G-I | PJM_E | NYISO_G-I | 2030 | B20 | 935 | 935 | 500 | 0 | 0.02 | 0.01 | 0.02 | 0.01 | 0 | 0 | 0 | 0 | 0.017805 | 0.005935
PJM_E_2_NYISO_G-I | PJM_E | NYISO_G-I | 2035 | B01 | 10 | 10 | 500 | 22.88 | 0.39 | 0.29 | 0.45 | 0.36 | 0 | 0.01187 | 0.01187 | 0 | 1.9675 | 0.65582
PJM_E_2_NYISO_G-I | PJM_E | NYISO_G-I | 2035 | B02 | 25 | 25 | 500 | 0.89 | 0.17 | 0.12 | 0.19 | 0.15 | 0 | 0 | 0 | 0 | 1.9675 | 0.65582
PJM_E_2_NYISO_G-I | PJM_E | NYISO_G-I | 2035 | B03 | 75 | 75 | 500 | 0 | 0.06 | 0.04 | 0.06 | 0.05 | 0 | 0 | 0 | 0 | 1.9675 | 0.65582
PJM_E_2_NYISO_G-I | PJM_E | NYISO_G-I | 2035 | B04 | 100 | 100 | 500 | 0 | 0.04 | 0.03 | 0.04 | 0.04 | 0 | 0 | 0 | 0 | 1.9675 | 0.65582
PJM_E_2_NYISO_G-I | PJM_E | NYISO_G-I | 2035 | B05 | 200 | 200 | 500 | 500 | 0.03 | 0.02 | 0.03 | 0.02 | 10.6711 | 0 | 0 | 1.2554 | 1.9675 | 0.65582
PJM_E_2_NYISO_G-I | PJM_E | NYISO_G-I | 2035 | B06 | 300 | 300 | 500 | 56.31 | 0.02 | 0.01 | 0.02 | 0.01 | 0 | 0 | 0 | 0 | 1.9675 | 0.65582
PJM_E_2_NYISO_G-I | PJM_E | NYISO_G-I | 2035 | B07 | 400 | 400 | 500 | 0 | 0.01 | 0.01 | 0.01 | 0.01 | 0 | 0 | 0 | 0 | 1.9675 | 0.65582
PJM_E_2_NYISO_G-I | PJM_E | NYISO_G-I | 2035 | B08 | 500 | 500 | 500 | 0 | 0.06 | 0.03 | 0.03 | 0.03 | 0 | 0 | 0 | 0 | 1.9675 | 0.65582
PJM_E_2_NYISO_G-I | PJM_E | NYISO_G-I | 2035 | B09 | 800 | 800 | 500 | 500 | 97.08 | 0.01 | 0.04 | 0.01 | 2.3146 | 0 | 0 | 1.0892 | 1.9675 | 0.65582
PJM_E_2_NYISO_G-I | PJM_E | NYISO_G-I | 2035 | B10 | 1262 | 1262 | 500 | 0 | 4.02 | 0.02 | 0.02 | 0.02 | 0 | 0 | 0 | 0 | 1.9675 | 0.65582
PJM_E_2_NYISO_G-I | PJM_E | NYISO_G-I | 2035 | B11 | 25 | 25 | 500 | 0 | 0.17 | 0.12 | 0.18 | 0.14 | 0 | 0 | 0 | 0 | 1.9675 | 0.65582
PJM_E_2_NYISO_G-I | PJM_E | NYISO_G-I | 2035 | B12 | 200 | 200 | 500 | 0 | 0.02 | 0.02 | 0.02 | 0.02 | 0 | 0 | 0 | 0 | 1.9675 | 0.65582
PJM_E_2_NYISO_G-I | PJM_E | NYISO_G-I | 2035 | B13 | 600 | 600 | 500 | 0 | 0.01 | 0.01 | 0.01 | 0.01 | 0 | 0 | 0 | 0 | 1.9675 | 0.65582
PJM_E_2_NYISO_G-I | PJM_E | NYISO_G-I | 2035 | B14 | 900 | 900 | 500 | 0 | 0.01 | 0 | 0.01 | 0 | 0 | 0 | 0 | 0 | 1.9675 | 0.65582
PJM_E_2_NYISO_G-I | PJM_E | NYISO_G-I | 2035 | B15 | 1203 | 0 | 500 | 0 | 0.01 | 0 | 0 | 0 | 0 | 0 | 0 | 0 | 1.9675 | 0.65582
PJM_E_2_NYISO_G-I | PJM_E | NYISO_G-I | 2035 | B16 | 25 | 25 | 500 | 0.93 | 0.17 | 0.12 | 0.18 | 0.15 | 0 | 0 | 0 | 0 | 1.9675 | 0.65582
PJM_E_2_NYISO_G-I | PJM_E | NYISO_G-I | 2035 | B17 | 100 | 100 | 500 | 0 | 0.04 | 0.03 | 0.05 | 0.04 | 0 | 0 | 0 | 0 | 1.9675 | 0.65582
PJM_E_2_NYISO_G-I | PJM_E | NYISO_G-I | 2035 | B18 | 400 | 400 | 500 | 0 | 0.01 | 0.01 | 0.01 | 0.01 | 0 | 0 | 0 | 0 | 1.9675 | 0.65582
PJM_E_2_NYISO_G-I | PJM_E | NYISO_G-I | 2035 | B19 | 700 | 700 | 500 | 500 | 0.01 | 0 | 0.01 | 0.01 | 0.67659 | 0 | 0 | 0.2786 | 1.9675 | 0.65582
PJM_E_2_NYISO_G-I | PJM_E | NYISO_G-I | 2035 | B20 | 935 | 935 | 500 | 0 | 0.01 | 0 | 0.01 | 0 | 0 | 0 | 0 | 0 | 1.9675 | 0.65582
PJM_E_2_NYISO_G-I | PJM_E | NYISO_G-I | 2040 | B01 | 10 | 10 | 500 | 0 | 0.45 | 0.36 | 0.3 | 0.35 | 0 | 0.02374 | 0.01187 | 0 | 13.6742 | 4.5581
PJM_E_2_NYISO_G-I | PJM_E | NYISO_G-I | 2040 | B02 | 25 | 25 | 500 | 0 | 0.19 | 0.16 | 0.13 | 0.15 | 0 | 0.01187 | 0 | 0 | 13.6742 | 4.5581
PJM_E_2_NYISO_G-I | PJM_E | NYISO_G-I | 2040 | B03 | 75 | 75 | 500 | 0 | 0.07 | 0.05 | 0.04 | 0.05 | 0 | 0 | 0 | 0 | 13.6742 | 4.5581
PJM_E_2_NYISO_G-I | PJM_E | NYISO_G-I | 2040 | B04 | 100 | 100 | 500 | 0 | 0.08 | 0.04 | 0.04 | 0.04 | 0 | 0 | 0 | 0 | 13.6742 | 4.5581
PJM_E_2_NYISO_G-I | PJM_E | NYISO_G-I | 2040 | B05 | 200 | 200 | 500 | 0 | 0.08 | 0.02 | 0.02 | 0.02 | 0 | 0 | 0 | 0 | 13.6742 | 4.5581
PJM_E_2_NYISO_G-I | PJM_E | NYISO_G-I | 2040 | B06 | 300 | 300 | 500 | 0 | 0.02 | 0.02 | 0.01 | 0.01 | 0 | 0 | 0 | 0 | 13.6742 | 4.5581
PJM_E_2_NYISO_G-I | PJM_E | NYISO_G-I | 2040 | B07 | 400 | 400 | 500 | 0 | 0.13 | 0.1 | 0.01 | 0.02 | 0 | 0 | 0 | 0 | 13.6742 | 4.5581
PJM_E_2_NYISO_G-I | PJM_E | NYISO_G-I | 2040 | B08 | 500 | 500 | 500 | 0 | 474.07 | 499.87 | 0.01 | 0.03 | 0 | 0 | 0.92586 | 0 | 13.6742 | 4.5581
PJM_E_2_NYISO_G-I | PJM_E | NYISO_G-I | 2040 | B09 | 800 | 800 | 500 | 0 | 0.18 | 0.01 | 0.01 | 0.01 | 0 | 0 | 0 | 0 | 13.6742 | 4.5581
PJM_E_2_NYISO_G-I | PJM_E | NYISO_G-I | 2040 | B10 | 1262 | 1262 | 500 | 500 | 499.99 | 499.99 | 0.01 | 0.15 | 18.2323 | 4.8548 | 4.2613 | 18.2323 | 13.6742 | 4.5581
PJM_E_2_NYISO_G-I | PJM_E | NYISO_G-I | 2040 | B11 | 25 | 25 | 500 | 0 | 0.19 | 0.15 | 0.12 | 0.14 | 0 | 0.01187 | 0 | 0 | 13.6742 | 4.5581
PJM_E_2_NYISO_G-I | PJM_E | NYISO_G-I | 2040 | B12 | 200 | 200 | 500 | 0 | 0.03 | 0.02 | 0.02 | 0.02 | 0 | 0 | 0 | 0 | 13.6742 | 4.5581
PJM_E_2_NYISO_G-I | PJM_E | NYISO_G-I | 2040 | B13 | 600 | 600 | 500 | 0 | 0.01 | 0.01 | 0.01 | 0.01 | 0 | 0 | 0 | 0 | 13.6742 | 4.5581
PJM_E_2_NYISO_G-I | PJM_E | NYISO_G-I | 2040 | B14 | 900 | 0 | 500 | 0 | 0.01 | 0 | 0 | 0 | 0 | 0 | 0 | 0 | 13.6742 | 4.5581
PJM_E_2_NYISO_G-I | PJM_E | NYISO_G-I | 2040 | B15 | 1203 | 0 | 500 | 0 | 0.02 | 499.99 | 0 | 0.13 | 0 | 0 | 4.2613 | 0 | 13.6742 | 4.5581
PJM_E_2_NYISO_G-I | PJM_E | NYISO_G-I | 2040 | B16 | 25 | 25 | 500 | 0 | 0.19 | 0.15 | 0.12 | 0.14 | 0 | 0.01187 | 0 | 0 | 13.6742 | 4.5581
PJM_E_2_NYISO_G-I | PJM_E | NYISO_G-I | 2040 | B17 | 100 | 100 | 500 | 0 | 0.05 | 0.04 | 0.03 | 0.04 | 0 | 0 | 0 | 0 | 13.6742 | 4.5581
PJM_E_2_NYISO_G-I | PJM_E | NYISO_G-I | 2040 | B18 | 400 | 400 | 500 | 0 | 0.01 | 0.01 | 0.01 | 0.01 | 0 | 0 | 0 | 0 | 13.6742 | 4.5581
PJM_E_2_NYISO_G-I | PJM_E | NYISO_G-I | 2040 | B19 | 700 | 0 | 500 | 0 | 0.01 | 0.01 | 0 | 0.01 | 0 | 0 | 0 | 0 | 13.6742 | 4.5581
PJM_E_2_NYISO_G-I | PJM_E | NYISO_G-I | 2040 | B20 | 935 | 935 | 500 | 0 | 0.03 | 499.98 | 0.01 | 0.04 | 0 | 0 | 3.3236 | 0 | 13.6742 | 4.5581
PJM_E_2_NYISO_G-I | PJM_E | NYISO_G-I | 2045 | B01 | 10 | 10 | 500 | 0 | 0.5 | 0.42 | 0.13 | 0.22 | 0 | 0.02374 | 0.02374 | 0 | 69.4395 | 23.1465
PJM_E_2_NYISO_G-I | PJM_E | NYISO_G-I | 2045 | B02 | 25 | 25 | 500 | 0 | 0.25 | 0.2 | 0.05 | 0.09 | 0 | 0.01187 | 0.01187 | 0 | 69.4395 | 23.1465
PJM_E_2_NYISO_G-I | PJM_E | NYISO_G-I | 2045 | B03 | 75 | 75 | 500 | 0 | 0.05 | 0.05 | 0.02 | 0.03 | 0 | 0 | 0 | 0 | 69.4395 | 23.1465
PJM_E_2_NYISO_G-I | PJM_E | NYISO_G-I | 2045 | B04 | 100 | 100 | 500 | 0 | 0.06 | 0.05 | 0.01 | 0.02 | 0 | 0 | 0 | 0 | 69.4395 | 23.1465
PJM_E_2_NYISO_G-I | PJM_E | NYISO_G-I | 2045 | B05 | 200 | 200 | 500 | 0 | 0.04 | 0.02 | 0.01 | 0.01 | 0 | 0 | 0 | 0 | 69.4395 | 23.1465
PJM_E_2_NYISO_G-I | PJM_E | NYISO_G-I | 2045 | B06 | 300 | 0 | 500 | 0 | 0.02 | 0.02 | 0 | 0.01 | 0 | 0 | 0 | 0 | 69.4395 | 23.1465
PJM_E_2_NYISO_G-I | PJM_E | NYISO_G-I | 2045 | B07 | 400 | 0 | 500 | 0 | 0.02 | 0.04 | 0 | 0.01 | 0 | 0 | 0 | 0 | 69.4395 | 23.1465
PJM_E_2_NYISO_G-I | PJM_E | NYISO_G-I | 2045 | B08 | 500 | 0 | 500 | 0 | 0.01 | 0.27 | 0 | 0.01 | 0 | 0 | 0 | 0 | 69.4395 | 23.1465
PJM_E_2_NYISO_G-I | PJM_E | NYISO_G-I | 2045 | B09 | 800 | 0 | 500 | 0 | 0.01 | 0.01 | 0 | 0 | 0 | 0 | 0 | 0 | 69.4395 | 23.1465
PJM_E_2_NYISO_G-I | PJM_E | NYISO_G-I | 2045 | B10 | 1262 | 0 | 500 | 500 | 500 | 500 | 0 | 0.01 | 92.586 | 38.6012 | 14.4933 | 92.586 | 69.4395 | 23.1465
PJM_E_2_NYISO_G-I | PJM_E | NYISO_G-I | 2045 | B11 | 25 | 25 | 500 | 0 | 0.14 | 0.15 | 0.05 | 0.08 | 0 | 0.01187 | 0.01187 | 0 | 69.4395 | 23.1465
PJM_E_2_NYISO_G-I | PJM_E | NYISO_G-I | 2045 | B12 | 200 | 200 | 500 | 0 | 0.02 | 0.02 | 0.01 | 0.01 | 0 | 0 | 0 | 0 | 69.4395 | 23.1465
PJM_E_2_NYISO_G-I | PJM_E | NYISO_G-I | 2045 | B13 | 600 | 0 | 500 | 0 | 0.01 | 0.01 | 0 | 0 | 0 | 0 | 0 | 0 | 69.4395 | 23.1465
PJM_E_2_NYISO_G-I | PJM_E | NYISO_G-I | 2045 | B14 | 900 | 0 | 500 | 0 | 0.01 | 0.01 | 0 | 0 | 0 | 0 | 0 | 0 | 69.4395 | 23.1465
PJM_E_2_NYISO_G-I | PJM_E | NYISO_G-I | 2045 | B15 | 1203 | 0 | 500 | 0 | 0.01 | 0.04 | 0 | 0 | 0 | 0 | 0 | 0 | 69.4395 | 23.1465
PJM_E_2_NYISO_G-I | PJM_E | NYISO_G-I | 2045 | B16 | 25 | 25 | 500 | 0 | 0.14 | 0.17 | 0.05 | 0.09 | 0 | 0.01187 | 0.01187 | 0 | 69.4395 | 23.1465
PJM_E_2_NYISO_G-I | PJM_E | NYISO_G-I | 2045 | B17 | 100 | 100 | 500 | 0 | 0.04 | 0.05 | 0.01 | 0.02 | 0 | 0 | 0 | 0 | 69.4395 | 23.1465
PJM_E_2_NYISO_G-I | PJM_E | NYISO_G-I | 2045 | B18 | 400 | 0 | 500 | 0 | 0.02 | 0.01 | 0 | 0.01 | 0 | 0 | 0 | 0 | 69.4395 | 23.1465
PJM_E_2_NYISO_G-I | PJM_E | NYISO_G-I | 2045 | B19 | 700 | 0 | 500 | 0 | 0.01 | 0.01 | 0 | 0 | 0 | 0 | 0 | 0 | 69.4395 | 23.1465
PJM_E_2_NYISO_G-I | PJM_E | NYISO_G-I | 2045 | B20 | 935 | 0 | 500 | 0 | 0.02 | 0.03 | 0 | 0 | 0 | 0 | 0 | 0 | 69.4395 | 23.1465
PJM_E_2_NYISO_G-I | PJM_E | NYISO_G-I | 2050 | B01 | 10 | 10 | 500 | 0 | 0.2 | 0.22 | 0.06 | 0.11 | 0 | 0.01187 | 0.01187 | 0 | 63.9823 | 21.3274
PJM_E_2_NYISO_G-I | PJM_E | NYISO_G-I | 2050 | B02 | 25 | 25 | 500 | 0 | 0.1 | 0.8 | 0.02 | 0.06 | 0 | 0 | 0 | 0 | 63.9823 | 21.3274
PJM_E_2_NYISO_G-I | PJM_E | NYISO_G-I | 2050 | B03 | 75 | 75 | 500 | 0 | 0.02 | 0.11 | 0.01 | 0.02 | 0 | 0 | 0 | 0 | 63.9823 | 21.3274
PJM_E_2_NYISO_G-I | PJM_E | NYISO_G-I | 2050 | B04 | 100 | 100 | 500 | 0 | 0.03 | 0.02 | 0.01 | 0.01 | 0 | 0 | 0 | 0 | 63.9823 | 21.3274
PJM_E_2_NYISO_G-I | PJM_E | NYISO_G-I | 2050 | B05 | 200 | 0 | 500 | 0 | 0.02 | 0.01 | 0 | 0.01 | 0 | 0 | 0 | 0 | 63.9823 | 21.3274
PJM_E_2_NYISO_G-I | PJM_E | NYISO_G-I | 2050 | B06 | 300 | 0 | 500 | 0 | 0.01 | 0.01 | 0 | 0 | 0 | 0 | 0 | 0 | 63.9823 | 21.3274
PJM_E_2_NYISO_G-I | PJM_E | NYISO_G-I | 2050 | B07 | 400 | 0 | 500 | 0 | 0.01 | 0.02 | 0 | 0 | 0 | 0 | 0 | 0 | 63.9823 | 21.3274
PJM_E_2_NYISO_G-I | PJM_E | NYISO_G-I | 2050 | B08 | 500 | 0 | 500 | 0 | 0.02 | 0.05 | 0 | 0 | 0 | 0 | 0 | 0 | 63.9823 | 21.3274
PJM_E_2_NYISO_G-I | PJM_E | NYISO_G-I | 2050 | B09 | 800 | 0 | 500 | 0 | 0.01 | 0.03 | 0 | 0 | 0 | 0 | 0 | 0 | 63.9823 | 21.3274
PJM_E_2_NYISO_G-I | PJM_E | NYISO_G-I | 2050 | B10 | 1262 | 0 | 500 | 500 | 500 | 500 | 0 | 0 | 85.3097 | 21.4491 | 11.8106 | 85.3097 | 63.9823 | 21.3274
PJM_E_2_NYISO_G-I | PJM_E | NYISO_G-I | 2050 | B11 | 25 | 25 | 500 | 0 | 0.04 | 0.06 | 0.02 | 0.03 | 0 | 0 | 0 | 0 | 63.9823 | 21.3274
PJM_E_2_NYISO_G-I | PJM_E | NYISO_G-I | 2050 | B12 | 200 | 0 | 500 | 0 | 0.01 | 0.01 | 0 | 0.01 | 0 | 0 | 0 | 0 | 63.9823 | 21.3274
PJM_E_2_NYISO_G-I | PJM_E | NYISO_G-I | 2050 | B13 | 600 | 0 | 500 | 0 | 0.01 | 0 | 0 | 0 | 0 | 0 | 0 | 0 | 63.9823 | 21.3274
PJM_E_2_NYISO_G-I | PJM_E | NYISO_G-I | 2050 | B14 | 900 | 0 | 500 | 0 | 0 | 0.01 | 0 | 0 | 0 | 0 | 0 | 0 | 63.9823 | 21.3274
PJM_E_2_NYISO_G-I | PJM_E | NYISO_G-I | 2050 | B15 | 1203 | 0 | 500 | 0 | 1.8 | 0.02 | 0 | 0 | 0 | 0 | 0 | 0 | 63.9823 | 21.3274
PJM_E_2_NYISO_G-I | PJM_E | NYISO_G-I | 2050 | B16 | 25 | 25 | 500 | 0 | 0.05 | 0.07 | 0.02 | 0.04 | 0 | 0 | 0 | 0 | 63.9823 | 21.3274
PJM_E_2_NYISO_G-I | PJM_E | NYISO_G-I | 2050 | B17 | 100 | 100 | 500 | 0 | 0.02 | 0.05 | 0.01 | 0.01 | 0 | 0 | 0 | 0 | 63.9823 | 21.3274
PJM_E_2_NYISO_G-I | PJM_E | NYISO_G-I | 2050 | B18 | 400 | 0 | 500 | 0 | 0.01 | 0.01 | 0 | 0 | 0 | 0 | 0 | 0 | 63.9823 | 21.3274
PJM_E_2_NYISO_G-I | PJM_E | NYISO_G-I | 2050 | B19 | 700 | 0 | 500 | 0 | 0 | 0.01 | 0 | 0 | 0 | 0 | 0 | 0 | 63.9823 | 21.3274
PJM_E_2_NYISO_G-I | PJM_E | NYISO_G-I | 2050 | B20 | 935 | 0 | 500 | 0 | 1.4 | 0.02 | 0 | 0 | 0 | 0 | 0 | 0 | 63.9823 | 21.3274
PJM_E_2_NYISO_J-K | PJM_E | NYISO_J-K | 2015 | B01 | 10 | 10 | 330 | 330 | 0.18 | 0.13 | 0.25 | 0.18 | 18.7071 | 0.01187 | 0.01187 | 0.19796 | 0.15728 | 0.052426
PJM_E_2_NYISO_J-K | PJM_E | NYISO_J-K | 2015 | B02 | 25 | 25 | 330 | 251.96 | 0.07 | 0.05 | 0.09 | 0.06 | 0 | 0 | 0 | 0 | 0.15728 | 0.052426
PJM_E_2_NYISO_J-K | PJM_E | NYISO_J-K | 2015 | B03 | 75 | 75 | 330 | 0 | 0.02 | 0.02 | 0.03 | 0.02 | 0 | 0 | 0 | 0 | 0.15728 | 0.052426
PJM_E_2_NYISO_J-K | PJM_E | NYISO_J-K | 2015 | B04 | 100 | 100 | 330 | 0 | 0.02 | 0.01 | 0.02 | 0.01 | 0 | 0 | 0 | 0 | 0.15728 | 0.052426
PJM_E_2_NYISO_J-K | PJM_E | NYISO_J-K | 2015 | B05 | 200 | 200 | 330 | 0 | 0.01 | 0.01 | 0.01 | 0.01 | 0 | 0 | 0 | 0 | 0.15728 | 0.052426
PJM_E_2_NYISO_J-K | PJM_E | NYISO_J-K | 2015 | B06 | 300 | 300 | 330 | 0 | 0.01 | 0 | 0.01 | 0 | 0 | 0 | 0 | 0 | 0.15728 | 0.052426
PJM_E_2_NYISO_J-K | PJM_E | NYISO_J-K | 2015 | B07 | 400 | 400 | 330 | 0 | 0.01 | 0.01 | 0.01 | 0.01 | 0 | 0 | 0 | 0 | 0.15728 | 0.052426
PJM_E_2_NYISO_J-K | PJM_E | NYISO_J-K | 2015 | B08 | 500 | 500 | 330 | 0 | 0.01 | 0 | 0.01 | 0 | 0 | 0 | 0 | 0 | 0.15728 | 0.052426
PJM_E_2_NYISO_J-K | PJM_E | NYISO_J-K | 2015 | B09 | 800 | 0 | 330 | 0 | 0 | 0 | 0 | 0 | 0 | 0 | 0 | 0 | 0.15728 | 0.052426
PJM_E_2_NYISO_J-K | PJM_E | NYISO_J-K | 2015 | B10 | 1262 | 1262 | 330 | 0 | 0.01 | 0 | 0.01 | 0 | 0 | 0 | 0 | 0 | 0.15728 | 0.052426
PJM_E_2_NYISO_J-K | PJM_E | NYISO_J-K | 2015 | B11 | 25 | 25 | 330 | 0 | 0.06 | 0.05 | 0.08 | 0.06 | 0 | 0 | 0 | 0 | 0.15728 | 0.052426
PJM_E_2_NYISO_J-K | PJM_E | NYISO_J-K | 2015 | B12 | 200 | 200 | 330 | 0 | 0.01 | 0.01 | 0.01 | 0.01 | 0 | 0 | 0 | 0 | 0.15728 | 0.052426
PJM_E_2_NYISO_J-K | PJM_E | NYISO_J-K | 2015 | B13 | 600 | 600 | 330 | 0 | 0 | 0 | 0.01 | 0 | 0 | 0 | 0 | 0 | 0.15728 | 0.052426
PJM_E_2_NYISO_J-K | PJM_E | NYISO_J-K | 2015 | B14 | 900 | 0 | 330 | 0 | 0 | 0 | 0 | 0 | 0 | 0 | 0 | 0 | 0.15728 | 0.052426
PJM_E_2_NYISO_J-K | PJM_E | NYISO_J-K | 2015 | B15 | 1203 | 0 | 330 | 0 | 0 | 0 | 0 | 0 | 0 | 0 | 0 | 0 | 0.15728 | 0.052426
PJM_E_2_NYISO_J-K | PJM_E | NYISO_J-K | 2015 | B16 | 25 | 25 | 330 | 0 | 0.06 | 0.05 | 0.08 | 0.06 | 0 | 0 | 0 | 0 | 0.15728 | 0.052426
PJM_E_2_NYISO_J-K | PJM_E | NYISO_J-K | 2015 | B17 | 100 | 100 | 330 | 0 | 0.03 | 0.02 | 0.03 | 0.02 | 0 | 0 | 0 | 0 | 0.15728 | 0.052426
PJM_E_2_NYISO_J-K | PJM_E | NYISO_J-K | 2015 | B18 | 400 | 400 | 330 | 0 | 0.01 | 0.01 | 0.01 | 0.01 | 0 | 0 | 0 | 0 | 0.15728 | 0.052426
PJM_E_2_NYISO_J-K | PJM_E | NYISO_J-K | 2015 | B19 | 700 | 700 | 330 | 0 | 0.01 | 0.01 | 0.01 | 0.01 | 0 | 0 | 0 | 0 | 0.15728 | 0.052426
PJM_E_2_NYISO_J-K | PJM_E | NYISO_J-K | 2015 | B20 | 935 | 935 | 330 | 329.99 | 328.54 | 328.85 | 0.17 | 0.49 | 0.01187 | 0.01187 | 0.01187 | 0.011744 | 0.15728 | 0.052426
PJM_E_2_NYISO_J-K | PJM_E | NYISO_J-K | 2020 | B01 | 10 | 10 | 330 | 330 | 0.31 | 0.2 | 0.53 | 0.29 | 17.0928 | 0.01187 | 0.01187 | 0.13459 | 0.10977 | 0.036591
PJM_E_2_NYISO_J-K | PJM_E | NYISO_J-K | 2020 | B02 | 25 | 25 | 330 | 329.4 | 0.1 | 0.07 | 0.14 | 0.09 | 0.01187 | 0 | 0 | 0.00023366 | 0.10977 | 0.036591
PJM_E_2_NYISO_J-K | PJM_E | NYISO_J-K | 2020 | B03 | 75 | 75 | 330 | 0 | 0.03 | 0.02 | 0.03 | 0.02 | 0 | 0 | 0 | 0 | 0.10977 | 0.036591
PJM_E_2_NYISO_J-K | PJM_E | NYISO_J-K | 2020 | B04 | 100 | 100 | 330 | 0 | 0.02 | 0.02 | 0.02 | 0.02 | 0 | 0 | 0 | 0 | 0.10977 | 0.036591
PJM_E_2_NYISO_J-K | PJM_E | NYISO_J-K | 2020 | B05 | 200 | 200 | 330 | 0 | 0.01 | 0.01 | 0.01 | 0.01 | 0 | 0 | 0 | 0 | 0.10977 | 0.036591
PJM_E_2_NYISO_J-K | PJM_E | NYISO_J-K | 2020 | B06 | 300 | 300 | 330 | 329.94 | 0.01 | 0.01 | 0.01 | 0.01 | 0.01187 | 0 | 0 | 0.0028039 | 0.10977 | 0.036591
PJM_E_2_NYISO_J-K | PJM_E | NYISO_J-K | 2020 | B07 | 400 | 400 | 330 | 0 | 0.01 | 0 | 0.01 | 0.01 | 0 | 0 | 0 | 0 | 0.10977 | 0.036591
PJM_E_2_NYISO_J-K | PJM_E | NYISO_J-K | 2020 | B08 | 500 | 500 | 330 | 0 | 0.01 | 0.01 | 0.01 | 0.01 | 0 | 0 | 0 | 0 | 0.10977 | 0.036591
PJM_E_2_NYISO_J-K | PJM_E | NYISO_J-K | 2020 | B09 | 800 | 800 | 330 | 0 | 0.01 | 0 | 0.01 | 0 | 0 | 0 | 0 | 0 | 0.10977 | 0.036591
PJM_E_2_NYISO_J-K | PJM_E | NYISO_J-K | 2020 | B10 | 1262 | 0 | 330 | 0 | 0 | 0 | 0 | 0 | 0 | 0 | 0 | 0 | 0.10977 | 0.036591
PJM_E_2_NYISO_J-K | PJM_E | NYISO_J-K | 2020 | B11 | 25 | 25 | 330 | 0 | 0.08 | 0.06 | 0.09 | 0.07 | 0 | 0 | 0 | 0 | 0.10977 | 0.036591
PJM_E_2_NYISO_J-K | PJM_E | NYISO_J-K | 2020 | B12 | 200 | 200 | 330 | 0 | 0.01 | 0.01 | 0.01 | 0.01 | 0 | 0 | 0 | 0 | 0.10977 | 0.036591
PJM_E_2_NYISO_J-K | PJM_E | NYISO_J-K | 2020 | B13 | 600 | 600 | 330 | 0 | 0.01 | 0 | 0.01 | 0 | 0 | 0 | 0 | 0 | 0.10977 | 0.036591
PJM_E_2_NYISO_J-K | PJM_E | NYISO_J-K | 2020 | B14 | 900 | 0 | 330 | 0 | 0 | 0 | 0 | 0 | 0 | 0 | 0 | 0 | 0.10977 | 0.036591
PJM_E_2_NYISO_J-K | PJM_E | NYISO_J-K | 2020 | B15 | 1203 | 0 | 330 | 0 | 0 | 0 | 0 | 0 | 0 | 0 | 0 | 0 | 0.10977 | 0.036591
PJM_E_2_NYISO_J-K | PJM_E | NYISO_J-K | 2020 | B16 | 25 | 25 | 330 | 0 | 0.1 | 0.09 | 0.12 | 0.1 | 0 | 0 | 0 | 0 | 0.10977 | 0.036591
PJM_E_2_NYISO_J-K | PJM_E | NYISO_J-K | 2020 | B17 | 100 | 100 | 330 | 0 | 0.03 | 0.03 | 0.04 | 0.04 | 0 | 0 | 0 | 0 | 0.10977 | 0.036591
PJM_E_2_NYISO_J-K | PJM_E | NYISO_J-K | 2020 | B18 | 400 | 400 | 330 | 0 | 0.01 | 0.01 | 0.01 | 0.01 | 0 | 0 | 0 | 0 | 0.10977 | 0.036591
PJM_E_2_NYISO_J-K | PJM_E | NYISO_J-K | 2020 | B19 | 700 | 700 | 330 | 0 | 0.01 | 0.01 | 0.01 | 0.01 | 0 | 0 | 0 | 0 | 0.10977 | 0.036591
PJM_E_2_NYISO_J-K | PJM_E | NYISO_J-K | 2020 | B20 | 935 | 935 | 330 | 329.98 | 328.05 | 328.13 | 0.33 | 1.07 | 0.01187 | 0.01187 | 0.01187 | 0.0087389 | 0.10977 | 0.036591
PJM_E_2_NYISO_J-K | PJM_E | NYISO_J-K | 2025 | B01 | 10 | 10 | 330 | 328.47 | 0.26 | 0.19 | 0.38 | 0.29 | 0.01187 | 0.01187 | 0.01187 | 0.01187 | 0.0089025 | 0.0029675
PJM_E_2_NYISO_J-K | PJM_E | NYISO_J-K | 2025 | B02 | 25 | 25 | 330 | 0 | 0.11 | 0.08 | 0.15 | 0.11 | 0 | 0 | 0 | 0 | 0.0089025 | 0.0029675
PJM_E_2_NYISO_J-K | PJM_E | NYISO_J-K | 2025 | B03 | 75 | 75 | 330 | 0 | 0.03 | 0.03 | 0.04 | 0.03 | 0 | 0 | 0 | 0 | 0.0089025 | 0.0029675
PJM_E_2_NYISO_J-K | PJM_E | NYISO_J-K | 2025 | B04 | 100 | 100 | 330 | 0 | 0.03 | 0.02 | 0.03 | 0.02 | 0 | 0 | 0 | 0 | 0.0089025 | 0.0029675
PJM_E_2_NYISO_J-K | PJM_E | NYISO_J-K | 2025 | B05 | 200 | 200 | 330 | 0 | 0.01 | 0.01 | 0.02 | 0.01 | 0 | 0 | 0 | 0 | 0.0089025 | 0.0029675
PJM_E_2_NYISO_J-K | PJM_E | NYISO_J-K | 2025 | B06 | 300 | 300 | 330 | 0 | 0.01 | 0.01 | 0.01 | 0.01 | 0 | 0 | 0 | 0 | 0.0089025 | 0.0029675
PJM_E_2_NYISO_J-K | PJM_E | NYISO_J-K | 2025 | B07 | 400 | 400 | 330 | 0 | 0.01 | 0.01 | 0.01 | 0.01 | 0 | 0 | 0 | 0 | 0.0089025 | 0.0029675
PJM_E_2_NYISO_J-K | PJM_E | NYISO_J-K | 2025 | B08 | 500 | 500 | 330 | 0 | 0.01 | 0.01 | 0.01 | 0.01 | 0 | 0 | 0 | 0 | 0.0089025 | 0.0029675
PJM_E_2_NYISO_J-K | PJM_E | NYISO_J-K | 2025 | B09 | 800 | 800 | 330 | 0 | 0 | 0 | 0.01 | 0.01 | 0 | 0 | 0 | 0 | 0.0089025 | 0.0029675
PJM_E_2_NYISO_J-K | PJM_E | NYISO_J-K | 2025 | B10 | 1262 | 1262 | 330 | 0 | 0.09 | 0.02 | 0.09 | 0.02 | 0 | 0 | 0 | 0 | 0.0089025 | 0.0029675
PJM_E_2_NYISO_J-K | PJM_E | NYISO_J-K | 2025 | B11 | 25 | 25 | 330 | 0 | 0.1 | 0.08 | 0.12 | 0.1 | 0 | 0 | 0 | 0 | 0.0089025 | 0.0029675
PJM_E_2_NYISO_J-K | PJM_E | NYISO_J-K | 2025 | B12 | 200 | 200 | 330 | 0 | 0.02 | 0.02 | 0.02 | 0.02 | 0 | 0 | 0 | 0 | 0.0089025 | 0.0029675
PJM_E_2_NYISO_J-K | PJM_E | NYISO_J-K | 2025 | B13 | 600 | 600 | 330 | 0 | 0.01 | 0.01 | 0.01 | 0.01 | 0 | 0 | 0 | 0 | 0.0089025 | 0.0029675
PJM_E_2_NYISO_J-K | PJM_E | NYISO_J-K | 2025 | B14 | 900 | 900 | 330 | 0 | 0 | 0 | 0.01 | 0 | 0 | 0 | 0 | 0 | 0.0089025 | 0.0029675
PJM_E_2_NYISO_J-K | PJM_E | NYISO_J-K | 2025 | B15 | 1203 | 1203 | 330 | 0 | 0.04 | 324.72 | 0.04 | 1164.05 | 0 | 0 | 0 | 0 | 0.0089025 | 0.0029675
PJM_E_2_NYISO_J-K | PJM_E | NYISO_J-K | 2025 | B16 | 25 | 25 | 330 | 0 | 0.16 | 0.11 | 0.2 | 0.14 | 0 | 0 | 0 | 0 | 0.0089025 | 0.0029675
PJM_E_2_NYISO_J-K | PJM_E | NYISO_J-K | 2025 | B17 | 100 | 100 | 330 | 0 | 0.05 | 0.04 | 0.05 | 0.04 | 0 | 0 | 0 | 0 | 0.0089025 | 0.0029675
PJM_E_2_NYISO_J-K | PJM_E | NYISO_J-K | 2025 | B18 | 400 | 400 | 330 | 0 | 0.01 | 0.01 | 0.01 | 0.01 | 0 | 0 | 0 | 0 | 0.0089025 | 0.0029675
PJM_E_2_NYISO_J-K | PJM_E | NYISO_J-K | 2025 | B19 | 700 | 700 | 330 | 0 | 0.01 | 0.01 | 0.01 | 0.01 | 0 | 0 | 0 | 0 | 0.0089025 | 0.0029675
PJM_E_2_NYISO_J-K | PJM_E | NYISO_J-K | 2025 | B20 | 935 | 935 | 330 | 0 | 326.57 | 323.69 | 936.78 | 1664.86 | 0 | 0.01187 | 0 | 0 | 0.0089025 | 0.0029675
PJM_E_2_NYISO_J-K | PJM_E | NYISO_J-K | 2030 | B01 | 10 | 10 | 330 | 53.25 | 0.31 | 0.23 | 0.46 | 0.33 | 0 | 0.01187 | 0.01187 | 0 | 0.023288 | 0.0077626
PJM_E_2_NYISO_J-K | PJM_E | NYISO_J-K | 2030 | B02 | 25 | 25 | 330 | 0 | 0.13 | 0.1 | 0.19 | 0.13 | 0 | 0.01187 | 0 | 0 | 0.023288 | 0.0077626
PJM_E_2_NYISO_J-K | PJM_E | NYISO_J-K | 2030 | B03 | 75 | 75 | 330 | 0 | 0.04 | 0.03 | 0.05 | 0.04 | 0 | 0 | 0 | 0 | 0.023288 | 0.0077626
PJM_E_2_NYISO_J-K | PJM_E | NYISO_J-K | 2030 | B04 | 100 | 100 | 330 | 0 | 0.03 | 0.02 | 0.04 | 0.03 | 0 | 0 | 0 | 0 | 0.023288 | 0.0077626
PJM_E_2_NYISO_J-K | PJM_E | NYISO_J-K | 2030 | B05 | 200 | 200 | 330 | 0 | 0.02 | 0.01 | 0.02 | 0.01 | 0 | 0 | 0 | 0 | 0.023288 | 0.0077626
PJM_E_2_NYISO_J-K | PJM_E | NYISO_J-K | 2030 | B06 | 300 | 300 | 330 | 329.92 | 0.01 | 0.01 | 0.01 | 0.01 | 0.01187 | 0 | 0 | 0.0022798 | 0.023288 | 0.0077626
PJM_E_2_NYISO_J-K | PJM_E | NYISO_J-K | 2030 | B07 | 400 | 400 | 330 | 0 | 0.01 | 0.01 | 0.01 | 0.01 | 0 | 0 | 0 | 0 | 0.023288 | 0.0077626
PJM_E_2_NYISO_J-K | PJM_E | NYISO_J-K | 2030 | B08 | 500 | 500 | 330 | 0 | 0.01 | 0.01 | 0.01 | 0.01 | 0 | 0 | 0 | 0 | 0.023288 | 0.0077626
PJM_E_2_NYISO_J-K | PJM_E | NYISO_J-K | 2030 | B09 | 800 | 800 | 330 | 0 | 0.01 | 0.01 | 0.01 | 0.01 | 0 | 0 | 0 | 0 | 0.023288 | 0.0077626
PJM_E_2_NYISO_J-K | PJM_E | NYISO_J-K | 2030 | B10 | 1262 | 1262 | 330 | 329.99 | 328.53 | 3.43 | 195.78 | 4.87 | 0.03561 | 0.02374 | 0 | 0.028771 | 0.023288 | 0.0077626
PJM_E_2_NYISO_J-K | PJM_E | NYISO_J-K | 2030 | B11 | 25 | 25 | 330 | 0 | 0.15 | 0.11 | 0.19 | 0.13 | 0 | 0.01187 | 0 | 0 | 0.023288 | 0.0077626
PJM_E_2_NYISO_J-K | PJM_E | NYISO_J-K | 2030 | B12 | 200 | 200 | 330 | 0 | 0.03 | 0.02 | 0.03 | 0.02 | 0 | 0 | 0 | 0 | 0.023288 | 0.0077626
PJM_E_2_NYISO_J-K | PJM_E | NYISO_J-K | 2030 | B13 | 600 | 600 | 330 | 0 | 0.01 | 0.01 | 0.01 | 0.01 | 0 | 0 | 0 | 0 | 0.023288 | 0.0077626
PJM_E_2_NYISO_J-K | PJM_E | NYISO_J-K | 2030 | B14 | 900 | 900 | 330 | 0 | 0.01 | 0.01 | 0.01 | 0.01 | 0 | 0 | 0 | 0 | 0.023288 | 0.0077626
PJM_E_2_NYISO_J-K | PJM_E | NYISO_J-K | 2030 | B15 | 1203 | 1203 | 330 | 0 | 0.07 | 0.01 | 0.07 | 0.01 | 0 | 0 | 0 | 0 | 0.023288 | 0.0077626
PJM_E_2_NYISO_J-K | PJM_E | NYISO_J-K | 2030 | B16 | 25 | 25 | 330 | 0 | 0.58 | 0.25 | 0.67 | 0.29 | 0 | 0.01187 | 0 | 0 | 0.023288 | 0.0077626
PJM_E_2_NYISO_J-K | PJM_E | NYISO_J-K | 2030 | B17 | 100 | 100 | 330 | 0 | 0.09 | 0.04 | 0.1 | 0.05 | 0 | 0 | 0 | 0 | 0.023288 | 0.0077626
PJM_E_2_NYISO_J-K | PJM_E | NYISO_J-K | 2030 | B18 | 400 | 400 | 330 | 0 | 0.02 | 0.01 | 0.02 | 0.01 | 0 | 0 | 0 | 0 | 0.023288 | 0.0077626
PJM_E_2_NYISO_J-K | PJM_E | NYISO_J-K | 2030 | B19 | 700 | 700 | 330 | 0 | 0.01 | 0.01 | 0.01 | 0.01 | 0 | 0 | 0 | 0 | 0.023288 | 0.0077626
PJM_E_2_NYISO_J-K | PJM_E | NYISO_J-K | 2030 | B20 | 935 | 935 | 330 | 0 | 0.02 | 0.01 | 0.02 | 0.01 | 0 | 0 | 0 | 0 | 0.023288 | 0.0077626
PJM_E_2_NYISO_J-K | PJM_E | NYISO_J-K | 2035 | B01 | 10 | 10 | 330 | 327.27 | 0.38 | 0.28 | 0.46 | 0.36 | 0.01187 | 0.02374 | 0.01187 | 5.9055e-05 | 2.1628 | 0.72093
PJM_E_2_NYISO_J-K | PJM_E | NYISO_J-K | 2035 | B02 | 25 | 25 | 330 | 13.31 | 0.17 | 0.12 | 0.2 | 0.15 | 0 | 0.01187 | 0.01187 | 0 | 2.1628 | 0.72093
PJM_E_2_NYISO_J-K | PJM_E | NYISO_J-K | 2035 | B03 | 75 | 75 | 330 | 0 | 0.06 | 0.04 | 0.06 | 0.05 | 0 | 0 | 0 | 0 | 2.1628 | 0.72093
PJM_E_2_NYISO_J-K | PJM_E | NYISO_J-K | 2035 | B04 | 100 | 100 | 330 | 0 | 0.04 | 0.03 | 0.04 | 0.04 | 0 | 0 | 0 | 0 | 2.1628 | 0.72093
PJM_E_2_NYISO_J-K | PJM_E | NYISO_J-K | 2035 | B05 | 200 | 200 | 330 | 330 | 0.03 | 0.02 | 0.03 | 0.02 | 10.683 | 0 | 0 | 1.063 | 2.1628 | 0.72093
PJM_E_2_NYISO_J-K | PJM_E | NYISO_J-K | 2035 | B06 | 300 | 300 | 330 | 329.9 | 0.02 | 0.01 | 0.02 | 0.01 | 0.01187 | 0 | 0 | 0.0017716 | 2.1628 | 0.72093
PJM_E_2_NYISO_J-K | PJM_E | NYISO_J-K | 2035 | B07 | 400 | 400 | 330 | 0 | 0.01 | 0.01 | 0.01 | 0.01 | 0 | 0 | 0 | 0 | 2.1628 | 0.72093
PJM_E_2_NYISO_J-K | PJM_E | NYISO_J-K | 2035 | B08 | 500 | 500 | 330 | 0 | 0.06 | 0.04 | 0.03 | 0.03 | 0 | 0 | 0 | 0 | 2.1628 | 0.72093
PJM_E_2_NYISO_J-K | PJM_E | NYISO_J-K | 2035 | B09 | 800 | 800 | 330 | 330 | 324.95 | 0.01 | 0.03 | 0.01 | 2.3265 | 0.01187 | 0 | 0.92598 | 2.1628 | 0.72093
PJM_E_2_NYISO_J-K | PJM_E | NYISO_J-K | 2035 | B10 | 1262 | 1262 | 330 | 0 | 284.08 | 0.02 | 0.02 | 0.02 | 0 | 0 | 0 | 0 | 2.1628 | 0.72093
PJM_E_2_NYISO_J-K | PJM_E | NYISO_J-K | 2035 | B11 | 25 | 25 | 330 | 0 | 0.16 | 0.12 | 0.18 | 0.14 | 0 | 0.01187 | 0.01187 | 0 | 2.1628 | 0.72093
PJM_E_2_NYISO_J-K | PJM_E | NYISO_J-K | 2035 | B12 | 200 | 200 | 330 | 0 | 0.02 | 0.02 | 0.02 | 0.02 | 0 | 0 | 0 | 0 | 2.1628 | 0.72093
PJM_E_2_NYISO_J-K | PJM_E | NYISO_J-K | 2035 | B13 | 600 | 600 | 330 | 0 | 0.01 | 0.01 | 0.01 | 0.01 | 0 | 0 | 0 | 0 | 2.1628 | 0.72093
PJM_E_2_NYISO_J-K | PJM_E | NYISO_J-K | 2035 | B14 | 900 | 900 | 330 | 0 | 0.01 | 0 | 0.01 | 0 | 0 | 0 | 0 | 0 | 2.1628 | 0.72093
PJM_E_2_NYISO_J-K | PJM_E | NYISO_J-K | 2035 | B15 | 1203 | 0 | 330 | 0 | 0.01 | 0 | 0 | 0 | 0 | 0 | 0 | 0 | 2.1628 | 0.72093
PJM_E_2_NYISO_J-K | PJM_E | NYISO_J-K | 2035 | B16 | 25 | 25 | 330 | 74.61 | 0.16 | 0.12 | 0.18 | 0.15 | 0 | 0.01187 | 0.01187 | 0 | 2.1628 | 0.72093
PJM_E_2_NYISO_J-K | PJM_E | NYISO_J-K | 2035 | B17 | 100 | 100 | 330 | 0 | 0.04 | 0.03 | 0.05 | 0.04 | 0 | 0 | 0 | 0 | 2.1628 | 0.72093
PJM_E_2_NYISO_J-K | PJM_E | NYISO_J-K | 2035 | B18 | 400 | 400 | 330 | 0 | 0.01 | 0.01 | 0.01 | 0.01 | 0 | 0 | 0 | 0 | 2.1628 | 0.72093
PJM_E_2_NYISO_J-K | PJM_E | NYISO_J-K | 2035 | B19 | 700 | 700 | 330 | 330 | 0.01 | 0 | 0.01 | 0.01 | 2.5639 | 0 | 0 | 0.89291 | 2.1628 | 0.72093
PJM_E_2_NYISO_J-K | PJM_E | NYISO_J-K | 2035 | B20 | 935 | 935 | 330 | 0 | 0.01 | 0 | 0.01 | 0 | 0 | 0 | 0 | 0 | 2.1628 | 0.72093
PJM_E_2_NYISO_J-K | PJM_E | NYISO_J-K | 2040 | B01 | 10 | 10 | 330 | 161.24 | 0.46 | 0.35 | 0.36 | 0.38 | 0 | 0.02374 | 0.02374 | 0 | 12.8371 | 4.279
PJM_E_2_NYISO_J-K | PJM_E | NYISO_J-K | 2040 | B02 | 25 | 25 | 330 | 0 | 0.2 | 0.15 | 0.16 | 0.17 | 0 | 0.01187 | 0.01187 | 0 | 12.8371 | 4.279
PJM_E_2_NYISO_J-K | PJM_E | NYISO_J-K | 2040 | B03 | 75 | 75 | 330 | 0 | 0.07 | 0.05 | 0.05 | 0.05 | 0 | 0 | 0 | 0 | 12.8371 | 4.279
PJM_E_2_NYISO_J-K | PJM_E | NYISO_J-K | 2040 | B04 | 100 | 100 | 330 | 330 | 0.09 | 0.04 | 0.04 | 0.04 | 32.6662 | 0 | 0 | 0.61495 | 12.8371 | 4.279
PJM_E_2_NYISO_J-K | PJM_E | NYISO_J-K | 2040 | B05 | 200 | 200 | 330 | 330 | 329.96 | 0.02 | 0.12 | 0.02 | 46.2218 | 9.8284 | 0 | 1.7403 | 12.8371 | 4.279
PJM_E_2_NYISO_J-K | PJM_E | NYISO_J-K | 2040 | B06 | 300 | 300 | 330 | 173.71 | 0.05 | 0.02 | 0.02 | 0.01 | 0 | 0 | 0 | 0 | 12.8371 | 4.279
PJM_E_2_NYISO_J-K | PJM_E | NYISO_J-K | 2040 | B07 | 400 | 400 | 330 | 330 | 329.96 | 0.13 | 0.03 | 0.03 | 5.5789 | 7.7867 | 0 | 0.4201 | 12.8371 | 4.279
PJM_E_2_NYISO_J-K | PJM_E | NYISO_J-K | 2040 | B08 | 500 | 500 | 330 | 330 | 329.97 | 329.96 | 0.02 | 0.08 | 6.4335 | 6.4098 | 2.9912 | 0.60557 | 12.8371 | 4.279
PJM_E_2_NYISO_J-K | PJM_E | NYISO_J-K | 2040 | B09 | 800 | 800 | 330 | 330 | 244.55 | 0.02 | 0.01 | 0.01 | 8.6651 | 0 | 0 | 1.305 | 12.8371 | 4.279
PJM_E_2_NYISO_J-K | PJM_E | NYISO_J-K | 2040 | B10 | 1262 | 1262 | 330 | 330 | 329.99 | 329.99 | 0.03 | 2220.31 | 21.9239 | 10.8373 | 4.2851 | 5.2086 | 12.8371 | 4.279
PJM_E_2_NYISO_J-K | PJM_E | NYISO_J-K | 2040 | B11 | 25 | 25 | 330 | 330 | 0.2 | 0.15 | 0.13 | 0.15 | 9.2823 | 0.01187 | 0.01187 | 0.043686 | 12.8371 | 4.279
PJM_E_2_NYISO_J-K | PJM_E | NYISO_J-K | 2040 | B12 | 200 | 200 | 330 | 330 | 0.03 | 0.02 | 0.02 | 0.02 | 10.9085 | 0 | 0 | 0.41071 | 12.8371 | 4.279
PJM_E_2_NYISO_J-K | PJM_E | NYISO_J-K | 2040 | B13 | 600 | 600 | 330 | 330 | 0.01 | 0.01 | 0.01 | 0.01 | 12.0124 | 0 | 0 | 1.3568 | 12.8371 | 4.279
PJM_E_2_NYISO_J-K | PJM_E | NYISO_J-K | 2040 | B14 | 900 | 0 | 330 | 224.18 | 0.01 | 0 | 0 | 0 | 0 | 0 | 0 | 0 | 12.8371 | 4.279
PJM_E_2_NYISO_J-K | PJM_E | NYISO_J-K | 2040 | B15 | 1203 | 0 | 330 | 0 | 0.02 | 329.99 | 0 | 49.55 | 0 | 0 | 4.2732 | 0 | 12.8371 | 4.279
PJM_E_2_NYISO_J-K | PJM_E | NYISO_J-K | 2040 | B16 | 25 | 25 | 330 | 330 | 0.19 | 0.15 | 0.14 | 0.15 | 20.1671 | 0.01187 | 0.01187 | 0.094913 | 12.8371 | 4.279
PJM_E_2_NYISO_J-K | PJM_E | NYISO_J-K | 2040 | B17 | 100 | 100 | 330 | 330 | 0.05 | 0.04 | 0.04 | 0.04 | 20.8319 | 0 | 0 | 0.39217 | 12.8371 | 4.279
PJM_E_2_NYISO_J-K | PJM_E | NYISO_J-K | 2040 | B18 | 400 | 400 | 330 | 330 | 0.01 | 0.01 | 0.01 | 0.01 | 23.7756 | 0 | 0 | 1.7903 | 12.8371 | 4.279
PJM_E_2_NYISO_J-K | PJM_E | NYISO_J-K | 2040 | B19 | 700 | 700 | 330 | 330 | 0.01 | 0.01 | 0.01 | 0.01 | 23.7756 | 0 | 0 | 3.1331 | 12.8371 | 4.279
PJM_E_2_NYISO_J-K | PJM_E | NYISO_J-K | 2040 | B20 | 935 | 935 | 330 | 0 | 0.03 | 329.98 | 0.01 | 0.06 | 0 | 0 | 3.3473 | 0 | 12.8371 | 4.279
PJM_E_2_NYISO_J-K | PJM_E | NYISO_J-K | 2045 | B01 | 10 | 10 | 330 | 0 | 329.14 | 92.09 | 0.32 | 0.45 | 0 | 5.8282 | 0.03561 | 0 | 52.9755 | 17.6585
PJM_E_2_NYISO_J-K | PJM_E | NYISO_J-K | 2045 | B02 | 25 | 25 | 330 | 0 | 0.36 | 0.22 | 0.09 | 0.14 | 0 | 0.01187 | 0.01187 | 0 | 52.9755 | 17.6585
PJM_E_2_NYISO_J-K | PJM_E | NYISO_J-K | 2045 | B03 | 75 | 75 | 330 | 0 | 0.09 | 0.07 | 0.02 | 0.04 | 0 | 0 | 0 | 0 | 52.9755 | 17.6585
PJM_E_2_NYISO_J-K | PJM_E | NYISO_J-K | 2045 | B04 | 100 | 100 | 330 | 330 | 329.97 | 203.37 | 0.05 | 0.05 | 65.8073 | 33.1529 | 0.01187 | 1.216 | 52.9755 | 17.6585
PJM_E_2_NYISO_J-K | PJM_E | NYISO_J-K | 2045 | B05 | 200 | 200 | 330 | 68.79 | 329.99 | 0.16 | 0.05 | 0.02 | 0 | 42.6727 | 0 | 0 | 52.9755 | 17.6585
PJM_E_2_NYISO_J-K | PJM_E | NYISO_J-K | 2045 | B06 | 300 | 300 | 330 | 330 | 329.98 | 329.67 | 0.02 | 0.02 | 5.3296 | 34.4942 | 1.282 | 0.29543 | 52.9755 | 17.6585
PJM_E_2_NYISO_J-K | PJM_E | NYISO_J-K | 2045 | B07 | 400 | 400 | 330 | 330 | 329.99 | 329.98 | 0.01 | 0.03 | 14.3983 | 30.0905 | 11.775 | 1.0642 | 52.9755 | 17.6585
PJM_E_2_NYISO_J-K | PJM_E | NYISO_J-K | 2045 | B08 | 500 | 500 | 330 | 330 | 329.99 | 329.99 | 0.01 | 0.07 | 16.6299 | 16.5824 | 15.7871 | 1.5364 | 52.9755 | 17.6585
PJM_E_2_NYISO_J-K | PJM_E | NYISO_J-K | 2045 | B09 | 800 | 0 | 330 | 318.06 | 329.99 | 329.99 | 0 | 0.01 | 0 | 16.6299 | 7.0745 | 0 | 52.9755 | 17.6585
PJM_E_2_NYISO_J-K | PJM_E | NYISO_J-K | 2045 | B10 | 1262 | 1262 | 330 | 330 | 330 | 330 | 152.42 | 593.6 | 92.5979 | 52.9758 | 17.6626 | 21.5925 | 52.9755 | 17.6585
PJM_E_2_NYISO_J-K | PJM_E | NYISO_J-K | 2045 | B11 | 25 | 25 | 330 | 330 | 329.82 | 1.16 | 0.13 | 0.17 | 18.9683 | 19.0157 | 0.01187 | 0.087621 | 52.9755 | 17.6585
PJM_E_2_NYISO_J-K | PJM_E | NYISO_J-K | 2045 | B12 | 200 | 200 | 330 | 330 | 329.98 | 4.19 | 0.02 | 0.02 | 26.0903 | 21.4254 | 0.01187 | 0.96416 | 52.9755 | 17.6585
PJM_E_2_NYISO_J-K | PJM_E | NYISO_J-K | 2045 | B13 | 600 | 600 | 330 | 330 | 330 | 329.95 | 0.01 | 0.01 | 85.0367 | 34.5417 | 2.1841 | 9.4276 | 52.9755 | 17.6585
PJM_E_2_NYISO_J-K | PJM_E | NYISO_J-K | 2045 | B14 | 900 | 900 | 330 | 330 | 330 | 329.97 | 0.01 | 0.01 | 86.9715 | 36.3578 | 3.2643 | 14.4631 | 52.9755 | 17.6585
PJM_E_2_NYISO_J-K | PJM_E | NYISO_J-K | 2045 | B15 | 1203 | 0 | 330 | 0 | 0.01 | 0.04 | 0 | 0 | 0 | 0 | 0 | 0 | 52.9755 | 17.6585
PJM_E_2_NYISO_J-K | PJM_E | NYISO_J-K | 2045 | B16 | 25 | 25 | 330 | 330 | 329.85 | 60.12 | 0.15 | 0.2 | 29.497 | 21.3185 | 0.01187 | 0.13626 | 52.9755 | 17.6585
PJM_E_2_NYISO_J-K | PJM_E | NYISO_J-K | 2045 | B17 | 100 | 100 | 330 | 269.52 | 329.96 | 329.57 | 0.04 | 0.06 | 0 | 21.3067 | 1.2701 | 0 | 52.9755 | 17.6585
PJM_E_2_NYISO_J-K | PJM_E | NYISO_J-K | 2045 | B18 | 400 | 400 | 330 | 330 | 329.99 | 329.93 | 0.02 | 0.01 | 87.7787 | 34.5417 | 2.1841 | 6.4877 | 52.9755 | 17.6585
PJM_E_2_NYISO_J-K | PJM_E | NYISO_J-K | 2045 | B19 | 700 | 700 | 330 | 330 | 330 | 329.96 | 0.01 | 0.01 | 103.3165 | 34.5298 | 2.1841 | 13.3632 | 52.9755 | 17.6585
PJM_E_2_NYISO_J-K | PJM_E | NYISO_J-K | 2045 | B20 | 935 | 0 | 330 | 0 | 72.87 | 78.49 | 0 | 0.01 | 0 | 0 | 0 | 0 | 52.9755 | 17.6585
PJM_E_2_NYISO_J-K | PJM_E | NYISO_J-K | 2050 | B01 | 10 | 10 | 330 | 0 | 329.98 | 329.91 | 0.26 | 0.29 | 0 | 104.3254 | 27.0517 | 0 | 119.1608 | 39.7203
PJM_E_2_NYISO_J-K | PJM_E | NYISO_J-K | 2050 | B02 | 25 | 25 | 330 | 0 | 329.98 | 329.98 | 0.04 | 915.54 | 0 | 66.7569 | 39.7289 | 0 | 119.1608 | 39.7203
PJM_E_2_NYISO_J-K | PJM_E | NYISO_J-K | 2050 | B03 | 75 | 75 | 330 | 330 | 330 | 329.99 | 0.02 | 0.19 | 86.4492 | 92.8828 | 37.616 | 0.98432 | 119.1608 | 39.7203
PJM_E_2_NYISO_J-K | PJM_E | NYISO_J-K | 2050 | B04 | 100 | 100 | 330 | 330 | 330 | 329.99 | 0.04 | 0.02 | 127.9467 | 107.9458 | 21.6746 | 1.9424 | 119.1608 | 39.7203
PJM_E_2_NYISO_J-K | PJM_E | NYISO_J-K | 2050 | B05 | 200 | 200 | 330 | 330 | 330 | 329.99 | 0.02 | 0.01 | 5.9706 | 109.7263 | 27.028 | 0.18128 | 119.1608 | 39.7203
PJM_E_2_NYISO_J-K | PJM_E | NYISO_J-K | 2050 | B06 | 300 | 0 | 330 | 330 | 330 | 330 | 0 | 0.01 | 60.8219 | 58.7328 | 32.7019 | 2.7701 | 119.1608 | 39.7203
PJM_E_2_NYISO_J-K | PJM_E | NYISO_J-K | 2050 | B07 | 400 | 0 | 330 | 330 | 330 | 330 | 0 | 0.04 | 37.4973 | 63.0534 | 37.4855 | 2.2771 | 119.1608 | 39.7203
PJM_E_2_NYISO_J-K | PJM_E | NYISO_J-K | 2050 | B08 | 500 | 500 | 330 | 330 | 330 | 330 | 0.09 | 2265.78 | 125.822 | 116.1123 | 39.717 | 9.5508 | 119.1608 | 39.7203
PJM_E_2_NYISO_J-K | PJM_E | NYISO_J-K | 2050 | B09 | 800 | 800 | 330 | 330 | 330 | 330 | 970.82 | 1694.96 | 136.4813 | 119.1629 | 39.717 | 16.5758 | 119.1608 | 39.7203
PJM_E_2_NYISO_J-K | PJM_E | NYISO_J-K | 2050 | B10 | 1262 | 1262 | 330 | 330 | 330 | 330 | 218.16 | 318.77 | 106.3908 | 119.1629 | 39.717 | 20.3834 | 119.1608 | 39.7203
PJM_E_2_NYISO_J-K | PJM_E | NYISO_J-K | 2050 | B11 | 25 | 25 | 330 | 330 | 329.98 | 329.94 | 0.04 | 0.07 | 48.1685 | 48.2278 | 18.3985 | 0.18282 | 119.1608 | 39.7203
PJM_E_2_NYISO_J-K | PJM_E | NYISO_J-K | 2050 | B12 | 200 | 200 | 330 | 330 | 330 | 329.99 | 0.01 | 0.01 | 180.5427 | 96.6812 | 27.0399 | 5.4818 | 119.1608 | 39.7203
PJM_E_2_NYISO_J-K | PJM_E | NYISO_J-K | 2050 | B13 | 600 | 600 | 330 | 330 | 330 | 330 | 0.01 | 0 | 225.7081 | 109.0972 | 27.0399 | 20.5594 | 119.1608 | 39.7203
PJM_E_2_NYISO_J-K | PJM_E | NYISO_J-K | 2050 | B14 | 900 | 900 | 330 | 330 | 330 | 330 | 0.01 | 0.01 | 244.5814 | 109.8925 | 34.1381 | 33.4178 | 119.1608 | 39.7203
PJM_E_2_NYISO_J-K | PJM_E | NYISO_J-K | 2050 | B15 | 1203 | 0 | 330 | 0 | 208.29 | 0.02 | 0 | 0 | 0 | 0 | 0 | 0 | 119.1608 | 39.7203
PJM_E_2_NYISO_J-K | PJM_E | NYISO_J-K | 2050 | B16 | 25 | 25 | 330 | 330 | 329.99 | 329.96 | 0.07 | 0.1 | 57.1422 | 86.2712 | 23.4314 | 0.21687 | 119.1608 | 39.7203
PJM_E_2_NYISO_J-K | PJM_E | NYISO_J-K | 2050 | B17 | 100 | 100 | 330 | 330 | 330 | 329.99 | 0.03 | 0.07 | 85.7608 | 86.283 | 35.242 | 1.302 | 119.1608 | 39.7203
PJM_E_2_NYISO_J-K | PJM_E | NYISO_J-K | 2050 | B18 | 400 | 400 | 330 | 330 | 330 | 330 | 0.01 | 0.01 | 258.4574 | 109.0972 | 27.0399 | 15.695 | 119.1608 | 39.7203
PJM_E_2_NYISO_J-K | PJM_E | NYISO_J-K | 2050 | B19 | 700 | 700 | 330 | 330 | 330 | 330 | 0.01 | 0.01 | 257.4603 | 109.204 | 33.1767 | 27.3603 | 119.1608 | 39.7203
PJM_E_2_NYISO_J-K | PJM_E | NYISO_J-K | 2050 | B20 | 935 | 0 | 330 | 0 | 133.49 | 229.9 | 0 | 0 | 0 | 0 | 0 | 0 | 119.1608 | 39.7203
PJM_E_2_PJM_ROM | PJM_E | PJM_ROM | 2015 | B01 | 10 | 10 | 8000 | 0.57 | 80.9 | 60.02 | 107.42 | 79.61 | 0 | 0 | 0 | 0 | 0 | 0
PJM_E_2_PJM_ROM | PJM_E | PJM_ROM | 2015 | B02 | 25 | 25 | 8000 | 0.23 | 37.78 | 28.03 | 46.85 | 34.84 | 0 | 0 | 0 | 0 | 0 | 0
PJM_E_2_PJM_ROM | PJM_E | PJM_ROM | 2015 | B03 | 75 | 75 | 8000 | 0.09 | 3518.56 | 2960.23 | 141.62 | 102.5 | 0 | 0 | 0 | 0 | 0 | 0
PJM_E_2_PJM_ROM | PJM_E | PJM_ROM | 2015 | B04 | 100 | 100 | 8000 | 431.61 | 1275.64 | 1258.02 | 91.24 | 69.47 | 0 | 0 | 0 | 0 | 0 | 0
PJM_E_2_PJM_ROM | PJM_E | PJM_ROM | 2015 | B05 | 200 | 200 | 8000 | 0.06 | 780.53 | 230.41 | 46.92 | 30.59 | 0 | 0 | 0 | 0 | 0 | 0
PJM_E_2_PJM_ROM | PJM_E | PJM_ROM | 2015 | B06 | 300 | 300 | 8000 | 0.02 | 4.05 | 3.09 | 4.47 | 3.35 | 0 | 0 | 0 | 0 | 0 | 0
PJM_E_2_PJM_ROM | PJM_E | PJM_ROM | 2015 | B07 | 400 | 400 | 8000 | 0.02 | 2.63 | 1.95 | 2.95 | 2.18 | 0 | 0 | 0 | 0 | 0 | 0
PJM_E_2_PJM_ROM | PJM_E | PJM_ROM | 2015 | B08 | 500 | 500 | 8000 | 0.01 | 2.44 | 1.81 | 2.65 | 1.96 | 0 | 0 | 0 | 0 | 0 | 0
PJM_E_2_PJM_ROM | PJM_E | PJM_ROM | 2015 | B09 | 800 | 800 | 8000 | 204.03 | 1.3 | 0.96 | 1.44 | 1.05 | 0 | 0 | 0 | 0 | 0 | 0
PJM_E_2_PJM_ROM | PJM_E | PJM_ROM | 2015 | B10 | 1262 | 1262 | 8000 | 346.14 | 337.06 | 336.95 | 8.82 | 6.66 | 0 | 0 | 0 | 0 | 0 | 0
PJM_E_2_PJM_ROM | PJM_E | PJM_ROM | 2015 | B11 | 25 | 25 | 8000 | 3680.18 | 7276.97 | 7602.33 | 979.15 | 3085.34 | 0 | 0 | 0 | 0 | 0 | 0
PJM_E_2_PJM_ROM | PJM_E | PJM_ROM | 2015 | B12 | 200 | 200 | 8000 | 2036.63 | 2288.59 | 2302.02 | 56.63 | 43.08 | 0 | 0 | 0 | 0 | 0 | 0
PJM_E_2_PJM_ROM | PJM_E | PJM_ROM | 2015 | B13 | 600 | 600 | 8000 | 0.01 | 233.06 | 233.61 | 15.56 | 11.86 | 0 | 0 | 0 | 0 | 0 | 0
PJM_E_2_PJM_ROM | PJM_E | PJM_ROM | 2015 | B14 | 900 | 900 | 8000 | 278.51 | 256.51 | 351.39 | 11.11 | 8.94 | 0 | 0 | 0 | 0 | 0 | 0
PJM_E_2_PJM_ROM | PJM_E | PJM_ROM | 2015 | B15 | 1203 | 1203 | 8000 | 0.01 | 0.98 | 0.73 | 1.06 | 0.78 | 0 | 0 | 0 | 0 | 0 | 0
PJM_E_2_PJM_ROM | PJM_E | PJM_ROM | 2015 | B16 | 25 | 25 | 8000 | 1361.39 | 1262.92 | 1225.64 | 286.38 | 225.52 | 0 | 0 | 0 | 0 | 0 | 0
PJM_E_2_PJM_ROM | PJM_E | PJM_ROM | 2015 | B17 | 100 | 100 | 8000 | 795.7 | 335.87 | 335.72 | 73.36 | 57.92 | 0 | 0 | 0 | 0 | 0 | 0
PJM_E_2_PJM_ROM | PJM_E | PJM_ROM | 2015 | B18 | 400 | 400 | 8000 | 0.02 | 2.54 | 1.85 | 2.82 | 2.05 | 0 | 0 | 0 | 0 | 0 | 0
PJM_E_2_PJM_ROM | PJM_E | PJM_ROM | 2015 | B19 | 700 | 700 | 8000 | 0.01 | 1.44 | 1.07 | 1.59 | 1.17 | 0 | 0 | 0 | 0 | 0 | 0
PJM_E_2_PJM_ROM | PJM_E | PJM_ROM | 2015 | B20 | 935 | 935 | 8000 | 0.01 | 1.14 | 0.85 | 1.24 | 0.92 | 0 | 0 | 0 | 0 | 0 | 0
PJM_E_2_PJM_ROM | PJM_E | PJM_ROM | 2020 | B01 | 10 | 10 | 8000 | 0.73 | 111.02 | 80.4 | 144.78 | 105.48 | 0 | 0 | 0 | 0 | 0 | 0
PJM_E_2_PJM_ROM | PJM_E | PJM_ROM | 2020 | B02 | 25 | 25 | 8000 | 0.3 | 195.9 | 183.88 | 173.44 | 151.4 | 0 | 0 | 0 | 0 | 0 | 0
PJM_E_2_PJM_ROM | PJM_E | PJM_ROM | 2020 | B03 | 75 | 75 | 8000 | 2674.97 | 6207.9 | 6429.6 | 223.38 | 168.05 | 0 | 0 | 0 | 0 | 0 | 0
PJM_E_2_PJM_ROM | PJM_E | PJM_ROM | 2020 | B04 | 100 | 100 | 8000 | 3923.1 | 6286.34 | 5589.87 | 175.63 | 122.43 | 0 | 0 | 0 | 0 | 0 | 0
PJM_E_2_PJM_ROM | PJM_E | PJM_ROM | 2020 | B05 | 200 | 200 | 8000 | 950.52 | 2432.66 | 2329.72 | 70.7 | 53.05 | 0 | 0 | 0 | 0 | 0 | 0
PJM_E_2_PJM_ROM | PJM_E | PJM_ROM | 2020 | B06 | 300 | 300 | 8000 | 1403.17 | 3206.8 | 2781.23 | 53.55 | 39.39 | 0 | 0 | 0 | 0 | 0 | 0
PJM_E_2_PJM_ROM | PJM_E | PJM_ROM | 2020 | B07 | 400 | 400 | 8000 | 2701.83 | 2665.81 | 2672.14 | 40.4 | 30.48 | 0 | 0 | 0 | 0 | 0 | 0
PJM_E_2_PJM_ROM | PJM_E | PJM_ROM | 2020 | B08 | 500 | 500 | 8000 | 1303.58 | 1277.2 | 1281.35 | 29.3 | 22.3 | 0 | 0 | 0 | 0 | 0 | 0
PJM_E_2_PJM_ROM | PJM_E | PJM_ROM | 2020 | B09 | 800 | 800 | 8000 | 1346.09 | 2060.7 | 2064.2 | 21.34 | 16.12 | 0 | 0 | 0 | 0 | 0 | 0
PJM_E_2_PJM_ROM | PJM_E | PJM_ROM | 2020 | B10 | 1262 | 1262 | 8000 | 873.68 | 861.87 | 863.89 | 12.71 | 9.82 | 0 | 0 | 0 | 0 | 0 | 0
PJM_E_2_PJM_ROM | PJM_E | PJM_ROM | 2020 | B11 | 25 | 25 | 8000 | 3491.67 | 3484.82 | 6400.15 | 449.67 | 468.53 | 0 | 0 | 0 | 0 | 0 | 0
PJM_E_2_PJM_ROM | PJM_E | PJM_ROM | 2020 | B12 | 200 | 200 | 8000 | 2694.12 | 3171.36 | 3182.87 | 75.2 | 56.76 | 0 | 0 | 0 | 0 | 0 | 0
PJM_E_2_PJM_ROM | PJM_E | PJM_ROM | 2020 | B13 | 600 | 600 | 8000 | 958.2 | 1062.36 | 1063.69 | 24.46 | 18.44 | 0 | 0 | 0 | 0 | 0 | 0
PJM_E_2_PJM_ROM | PJM_E | PJM_ROM | 2020 | B14 | 900 | 900 | 8000 | 1481.28 | 2043.88 | 1465.25 | 19.23 | 13.76 | 0 | 0 | 0 | 0 | 0 | 0
PJM_E_2_PJM_ROM | PJM_E | PJM_ROM | 2020 | B15 | 1203 | 1203 | 8000 | 309.36 | 299.43 | 299.03 | 11.19 | 8.47 | 0 | 0 | 0 | 0 | 0 | 0
PJM_E_2_PJM_ROM | PJM_E | PJM_ROM | 2020 | B16 | 25 | 25 | 8000 | 1945.52 | 184.7 | 39.12 | 168.42 | 47.09 | 0 | 0 | 0 | 0 | 0 | 0
PJM_E_2_PJM_ROM | PJM_E | PJM_ROM | 2020 | B17 | 100 | 100 | 8000 | 1997.43 | 737.26 | 9.39 | 101.86 | 11.13 | 0 | 0 | 0 | 0 | 0 | 0
PJM_E_2_PJM_ROM | PJM_E | PJM_ROM | 2020 | B18 | 400 | 400 | 8000 | 0.02 | 3.56 | 2.41 | 4 | 2.74 | 0 | 0 | 0 | 0 | 0 | 0
PJM_E_2_PJM_ROM | PJM_E | PJM_ROM | 2020 | B19 | 700 | 700 | 8000 | 0.01 | 1.93 | 1.38 | 2.15 | 1.53 | 0 | 0 | 0 | 0 | 0 | 0
PJM_E_2_PJM_ROM | PJM_E | PJM_ROM | 2020 | B20 | 935 | 935 | 8000 | 0.01 | 1.58 | 1.18 | 1.74 | 1.29 | 0 | 0 | 0 | 0 | 0 | 0
PJM_E_2_PJM_ROM | PJM_E | PJM_ROM | 2025 | B01 | 10 | 10 | 8000 | 0.96 | 126.73 | 463.15 | 172.59 | 413.76 | 0 | 0 | 0 | 0 | 0 | 0
PJM_E_2_PJM_ROM | PJM_E | PJM_ROM | 2025 | B02 | 25 | 25 | 8000 | 0.39 | 104.41 | 1522.72 | 119.19 | 353.61 | 0 | 0 | 0 | 0 | 0 | 0
PJM_E_2_PJM_ROM | PJM_E | PJM_ROM | 2025 | B03 | 75 | 75 | 8000 | 1825.84 | 6205.43 | 7733.61 | 276.64 | 756.76 | 0 | 0 | 0 | 0 | 0 | 0
PJM_E_2_PJM_ROM | PJM_E | PJM_ROM | 2025 | B04 | 100 | 100 | 8000 | 4442.64 | 7727.88 | 6336.8 | 978.41 | 158.59 | 0 | 0 | 0 | 0 | 0 | 0
PJM_E_2_PJM_ROM | PJM_E | PJM_ROM | 2025 | B05 | 200 | 200 | 8000 | 3091.03 | 3083.09 | 2533.84 | 92.58 | 65.9 | 0 | 0 | 0 | 0 | 0 | 0
PJM_E_2_PJM_ROM | PJM_E | PJM_ROM | 2025 | B06 | 300 | 300 | 8000 | 2180.01 | 4430.26 | 4263.72 | 71.88 | 53.28 | 0 | 0 | 0 | 0 | 0 | 0
PJM_E_2_PJM_ROM | PJM_E | PJM_ROM | 2025 | B07 | 400 | 400 | 8000 | 3896.88 | 7444.82 | 6212.08 | 76.74 | 49.25 | 0 | 0 | 0 | 0 | 0 | 0
PJM_E_2_PJM_ROM | PJM_E | PJM_ROM | 2025 | B08 | 500 | 500 | 8000 | 4606.46 | 4564.38 | 1755.43 | 47.18 | 28.81 | 0 | 0 | 0 | 0 | 0 | 0
PJM_E_2_PJM_ROM | PJM_E | PJM_ROM | 2025 | B09 | 800 | 800 | 8000 | 3175.47 | 3149.42 | 766.04 | 28.67 | 17.19 | 0 | 0 | 0 | 0 | 0 | 0
PJM_E_2_PJM_ROM | PJM_E | PJM_ROM | 2025 | B10 | 1262 | 1262 | 8000 | 1216.37 | 1160.3 | 1219.87 | 16.34 | 12.34 | 0 | 0 | 0 | 0 | 0 | 0
PJM_E_2_PJM_ROM | PJM_E | PJM_ROM | 2025 | B11 | 25 | 25 | 8000 | 4023.09 | 6973.83 | 2948.96 | 1824.58 | 406.29 | 0 | 0 | 0 | 0 | 0 | 0
PJM_E_2_PJM_ROM | PJM_E | PJM_ROM | 2025 | B12 | 200 | 200 | 8000 | 4164.63 | 3683.89 | 838.76 | 95.95 | 54.7 | 0 | 0 | 0 | 0 | 0 | 0
PJM_E_2_PJM_ROM | PJM_E | PJM_ROM | 2025 | B13 | 600 | 600 | 8000 | 4477.89 | 1624.89 | 994.06 | 32.31 | 22.18 | 0 | 0 | 0 | 0 | 0 | 0
PJM_E_2_PJM_ROM | PJM_E | PJM_ROM | 2025 | B14 | 900 | 900 | 8000 | 2612.09 | 2065.77 | 1673.28 | 24.4 | 17.14 | 0 | 0 | 0 | 0 | 0 | 0
PJM_E_2_PJM_ROM | PJM_E | PJM_ROM | 2025 | B15 | 1203 | 1203 | 8000 | 839.19 | 824.76 | 1.42 | 16.02 | 1.52 | 0 | 0 | 0 | 0 | 0 | 0
PJM_E_2_PJM_ROM | PJM_E | PJM_ROM | 2025 | B16 | 25 | 25 | 8000 | 2223.29 | 451.21 | 509.01 | 300.29 | 268.1 | 0 | 0 | 0 | 0 | 0 | 0
PJM_E_2_PJM_ROM | PJM_E | PJM_ROM | 2025 | B17 | 100 | 100 | 8000 | 1510.96 | 646.18 | 13.02 | 121.6 | 15.28 | 0 | 0 | 0 | 0 | 0 | 0
PJM_E_2_PJM_ROM | PJM_E | PJM_ROM | 2025 | B18 | 400 | 400 | 8000 | 137.3 | 116.34 | 3.13 | 29.66 | 3.53 | 0 | 0 | 0 | 0 | 0 | 0
PJM_E_2_PJM_ROM | PJM_E | PJM_ROM | 2025 | B19 | 700 | 700 | 8000 | 899.39 | 717.88 | 1.8 | 25.15 | 2.01 | 0 | 0 | 0 | 0 | 0 | 0
PJM_E_2_PJM_ROM | PJM_E | PJM_ROM | 2025 | B20 | 935 | 935 | 8000 | 614.95 | 1.93 | 1.36 | 2.16 | 1.51 | 0 | 0 | 0 | 0 | 0 | 0
PJM_E_2_PJM_ROM | PJM_E | PJM_ROM | 2030 | B01 | 10 | 10 | 8000 | 1.29 | 167.52 | 657.31 | 225.76 | 565.81 | 0 | 0 | 0 | 0 | 0 | 0
PJM_E_2_PJM_ROM | PJM_E | PJM_ROM | 2030 | B02 | 25 | 25 | 8000 | 0.5 | 104.91 | 872.7 | 125.57 | 379.74 | 0 | 0 | 0 | 0 | 0 | 0
PJM_E_2_PJM_ROM | PJM_E | PJM_ROM | 2030 | B03 | 75 | 75 | 8000 | 1104.96 | 5749.79 | 5529.01 | 327.02 | 242.87 | 0 | 0 | 0 | 0 | 0 | 0
PJM_E_2_PJM_ROM | PJM_E | PJM_ROM | 2030 | B04 | 100 | 100 | 8000 | 3634.19 | 7701.9 | 5886.27 | 3022.57 | 201.36 | 0 | 0 | 0 | 0 | 0 | 0
PJM_E_2_PJM_ROM | PJM_E | PJM_ROM | 2030 | B05 | 200 | 200 | 8000 | 2304.61 | 3956.97 | 1849.57 | 118.71 | 77.87 | 0 | 0 | 0 | 0 | 0 | 0
PJM_E_2_PJM_ROM | PJM_E | PJM_ROM | 2030 | B06 | 300 | 300 | 8000 | 916.07 | 5655.95 | 4159.42 | 98.71 | 69.05 | 0 | 0 | 0 | 0 | 0 | 0
PJM_E_2_PJM_ROM | PJM_E | PJM_ROM | 2030 | B07 | 400 | 400 | 8000 | 3013.01 | 5981.7 | 2124.75 | 81.12 | 47.37 | 0 | 0 | 0 | 0 | 0 | 0
PJM_E_2_PJM_ROM | PJM_E | PJM_ROM | 2030 | B08 | 500 | 500 | 8000 | 1548.66 | 1512.28 | 944.96 | 45.49 | 31.69 | 0 | 0 | 0 | 0 | 0 | 0
PJM_E_2_PJM_ROM | PJM_E | PJM_ROM | 2030 | B09 | 800 | 800 | 8000 | 2384.77 | 2356.86 | 2.05 | 33.26 | 2.35 | 0 | 0 | 0 | 0 | 0 | 0
PJM_E_2_PJM_ROM | PJM_E | PJM_ROM | 2030 | B10 | 1262 | 1262 | 8000 | 260.57 | 2.3 | 1107.09 | 2.44 | 14.6 | 0 | 0 | 0 | 0 | 0 | 0
PJM_E_2_PJM_ROM | PJM_E | PJM_ROM | 2030 | B11 | 25 | 25 | 8000 | 286.71 | 227.23 | 207.27 | 228.85 | 198.39 | 0 | 0 | 0 | 0 | 0 | 0
PJM_E_2_PJM_ROM | PJM_E | PJM_ROM | 2030 | B12 | 200 | 200 | 8000 | 720.1 | 12.28 | 7.19 | 14.08 | 8.57 | 0 | 0 | 0 | 0 | 0 | 0
PJM_E_2_PJM_ROM | PJM_E | PJM_ROM | 2030 | B13 | 600 | 600 | 8000 | 862.34 | 3.5 | 2.54 | 4.07 | 2.88 | 0 | 0 | 0 | 0 | 0 | 0
PJM_E_2_PJM_ROM | PJM_E | PJM_ROM | 2030 | B14 | 900 | 900 | 8000 | 627.92 | 2.39 | 1.77 | 2.7 | 1.98 | 0 | 0 | 0 | 0 | 0 | 0
PJM_E_2_PJM_ROM | PJM_E | PJM_ROM | 2030 | B15 | 1203 | 1203 | 8000 | 595.92 | 396 | 1.46 | 17.48 | 1.61 | 0 | 0 | 0 | 0 | 0 | 0
PJM_E_2_PJM_ROM | PJM_E | PJM_ROM | 2030 | B16 | 25 | 25 | 8000 | 154.7 | 63.92 | 47.56 | 84.4 | 62.53 | 0 | 0 | 0 | 0 | 0 | 0
PJM_E_2_PJM_ROM | PJM_E | PJM_ROM | 2030 | B17 | 100 | 100 | 8000 | 0.13 | 18.36 | 13.62 | 22.34 | 16.47 | 0 | 0 | 0 | 0 | 0 | 0
PJM_E_2_PJM_ROM | PJM_E | PJM_ROM | 2030 | B18 | 400 | 400 | 8000 | 0.03 | 5.01 | 3.72 | 5.76 | 4.24 | 0 | 0 | 0 | 0 | 0 | 0
PJM_E_2_PJM_ROM | PJM_E | PJM_ROM | 2030 | B19 | 700 | 700 | 8000 | 0.02 | 3.03 | 2.24 | 3.43 | 2.52 | 0 | 0 | 0 | 0 | 0 | 0
PJM_E_2_PJM_ROM | PJM_E | PJM_ROM | 2030 | B20 | 935 | 935 | 8000 | 0.01 | 2.39 | 1.67 | 2.66 | 1.85 | 0 | 0 | 0 | 0 | 0 | 0
PJM_E_2_PJM_ROM | PJM_E | PJM_ROM | 2035 | B01 | 10 | 10 | 8000 | 1.44 | 176.43 | 141.88 | 252.14 | 202.02 | 0 | 0 | 0 | 0 | 0 | 0
PJM_E_2_PJM_ROM | PJM_E | PJM_ROM | 2035 | B02 | 25 | 25 | 8000 | 0.59 | 79.97 | 64.31 | 107.63 | 86.96 | 0 | 0 | 0 | 0 | 0 | 0
PJM_E_2_PJM_ROM | PJM_E | PJM_ROM | 2035 | B03 | 75 | 75 | 8000 | 0.21 | 949.38 | 3969.14 | 245.32 | 256.98 | 0 | 0 | 0 | 0 | 0 | 0
PJM_E_2_PJM_ROM | PJM_E | PJM_ROM | 2035 | B04 | 100 | 100 | 8000 | 0.17 | 1460.6 | 18.22 | 208.82 | 22.46 | 0 | 0 | 0 | 0 | 0 | 0
PJM_E_2_PJM_ROM | PJM_E | PJM_ROM | 2035 | B05 | 200 | 200 | 8000 | 0.08 | 12.57 | 9.89 | 15.05 | 11.69 | 0 | 0 | 0 | 0 | 0 | 0
PJM_E_2_PJM_ROM | PJM_E | PJM_ROM | 2035 | B06 | 300 | 300 | 8000 | 0.05 | 8.91 | 6.62 | 10.48 | 7.83 | 0 | 0 | 0 | 0 | 0 | 0
PJM_E_2_PJM_ROM | PJM_E | PJM_ROM | 2035 | B07 | 400 | 400 | 8000 | 0.04 | 6.52 | 4.8 | 7.73 | 5.56 | 0 | 0 | 0 | 0 | 0 | 0
PJM_E_2_PJM_ROM | PJM_E | PJM_ROM | 2035 | B08 | 500 | 500 | 8000 | 0.03 | 5.07 | 3.69 | 5.93 | 4.24 | 0 | 0 | 0 | 0 | 0 | 0
PJM_E_2_PJM_ROM | PJM_E | PJM_ROM | 2035 | B09 | 800 | 800 | 8000 | 0.02 | 3.24 | 2.4 | 3.71 | 2.71 | 0 | 0 | 0 | 0 | 0 | 0
PJM_E_2_PJM_ROM | PJM_E | PJM_ROM | 2035 | B10 | 1262 | 1262 | 8000 | 0.01 | 2.21 | 1.65 | 2.49 | 1.84 | 0 | 0 | 0 | 0 | 0 | 0
PJM_E_2_PJM_ROM | PJM_E | PJM_ROM | 2035 | B11 | 25 | 25 | 8000 | 0.62 | 86.29 | 66.88 | 115.93 | 89.76 | 0 | 0 | 0 | 0 | 0 | 0
PJM_E_2_PJM_ROM | PJM_E | PJM_ROM | 2035 | B12 | 200 | 200 | 8000 | 0.08 | 11.84 | 8.75 | 14.07 | 10.32 | 0 | 0 | 0 | 0 | 0 | 0
PJM_E_2_PJM_ROM | PJM_E | PJM_ROM | 2035 | B13 | 600 | 600 | 8000 | 0.03 | 4.22 | 3.12 | 4.83 | 3.54 | 0 | 0 | 0 | 0 | 0 | 0
PJM_E_2_PJM_ROM | PJM_E | PJM_ROM | 2035 | B14 | 900 | 900 | 8000 | 0.02 | 2.91 | 2.14 | 3.3 | 2.41 | 0 | 0 | 0 | 0 | 0 | 0
PJM_E_2_PJM_ROM | PJM_E | PJM_ROM | 2035 | B15 | 1203 | 1203 | 8000 | 0.01 | 2.36 | 1.7 | 2.62 | 1.86 | 0 | 0 | 0 | 0 | 0 | 0
PJM_E_2_PJM_ROM | PJM_E | PJM_ROM | 2035 | B16 | 25 | 25 | 8000 | 0.6 | 77 | 57.03 | 102.79 | 75.59 | 0 | 0 | 0 | 0 | 0 | 0
PJM_E_2_PJM_ROM | PJM_E | PJM_ROM | 2035 | B17 | 100 | 100 | 8000 | 0.16 | 22.32 | 16.53 | 27.38 | 20.12 | 0 | 0 | 0 | 0 | 0 | 0
PJM_E_2_PJM_ROM | PJM_E | PJM_ROM | 2035 | B18 | 400 | 400 | 8000 | 0.04 | 6.14 | 4.55 | 7.1 | 5.21 | 0 | 0 | 0 | 0 | 0 | 0
PJM_E_2_PJM_ROM | PJM_E | PJM_ROM | 2035 | B19 | 700 | 700 | 8000 | 0.02 | 3.65 | 2.71 | 4.16 | 3.06 | 0 | 0 | 0 | 0 | 0 | 0
PJM_E_2_PJM_ROM | PJM_E | PJM_ROM | 2035 | B20 | 935 | 935 | 8000 | 0.02 | 2.75 | 2.05 | 3.08 | 2.28 | 0 | 0 | 0 | 0 | 0 | 0
PJM_E_2_PJM_ROM | PJM_E | PJM_ROM | 2040 | B01 | 10 | 10 | 8000 | 1.71 | 234.18 | 161.06 | 330.14 | 230.64 | 0 | 0 | 0 | 0 | 0 | 0
PJM_E_2_PJM_ROM | PJM_E | PJM_ROM | 2040 | B02 | 25 | 25 | 8000 | 0.75 | 100.99 | 72.05 | 137.4 | 97.82 | 0 | 0 | 0 | 0 | 0 | 0
PJM_E_2_PJM_ROM | PJM_E | PJM_ROM | 2040 | B03 | 75 | 75 | 8000 | 0.27 | 597.22 | 518.81 | 264.54 | 212.2 | 0 | 0 | 0 | 0 | 0 | 0
PJM_E_2_PJM_ROM | PJM_E | PJM_ROM | 2040 | B04 | 100 | 100 | 8000 | 0.2 | 28.16 | 21.59 | 35.12 | 26.79 | 0 | 0 | 0 | 0 | 0 | 0
PJM_E_2_PJM_ROM | PJM_E | PJM_ROM | 2040 | B05 | 200 | 200 | 8000 | 0.1 | 14.96 | 11.28 | 17.96 | 13.57 | 0 | 0 | 0 | 0 | 0 | 0
PJM_E_2_PJM_ROM | PJM_E | PJM_ROM | 2040 | B06 | 300 | 300 | 8000 | 0.07 | 10.15 | 7.56 | 11.96 | 8.89 | 0 | 0 | 0 | 0 | 0 | 0
PJM_E_2_PJM_ROM | PJM_E | PJM_ROM | 2040 | B07 | 400 | 400 | 8000 | 0.05 | 7.57 | 5.63 | 8.79 | 6.51 | 0 | 0 | 0 | 0 | 0 | 0
PJM_E_2_PJM_ROM | PJM_E | PJM_ROM | 2040 | B08 | 500 | 500 | 8000 | 0.04 | 6.15 | 4.57 | 7.07 | 5.22 | 0 | 0 | 0 | 0 | 0 | 0
PJM_E_2_PJM_ROM | PJM_E | PJM_ROM | 2040 | B09 | 800 | 800 | 8000 | 0.03 | 4.02 | 2.98 | 4.56 | 3.38 | 0 | 0 | 0 | 0 | 0 | 0
PJM_E_2_PJM_ROM | PJM_E | PJM_ROM | 2040 | B10 | 1262 | 1262 | 8000 | 0.02 | 2.55 | 1.83 | 2.84 | 2.03 | 0 | 0 | 0 | 0 | 0 | 0
PJM_E_2_PJM_ROM | PJM_E | PJM_ROM | 2040 | B11 | 25 | 25 | 8000 | 0.74 | 106.63 | 73.46 | 144.77 | 100 | 0 | 0 | 0 | 0 | 0 | 0
PJM_E_2_PJM_ROM | PJM_E | PJM_ROM | 2040 | B12 | 200 | 200 | 8000 | 0.1 | 15.83 | 11.05 | 19.06 | 13.19 | 0 | 0 | 0 | 0 | 0 | 0
PJM_E_2_PJM_ROM | PJM_E | PJM_ROM | 2040 | B13 | 600 | 600 | 8000 | 0.03 | 5.47 | 3.85 | 6.17 | 4.32 | 0 | 0 | 0 | 0 | 0 | 0
PJM_E_2_PJM_ROM | PJM_E | PJM_ROM | 2040 | B14 | 900 | 900 | 8000 | 0.02 | 3.55 | 2.61 | 3.99 | 2.91 | 0 | 0 | 0 | 0 | 0 | 0
PJM_E_2_PJM_ROM | PJM_E | PJM_ROM | 2040 | B15 | 1203 | 1203 | 8000 | 0.02 | 2.7 | 1.98 | 3.01 | 2.19 | 0 | 0 | 0 | 0 | 0 | 0
PJM_E_2_PJM_ROM | PJM_E | PJM_ROM | 2040 | B16 | 25 | 25 | 8000 | 0.7 | 107.25 | 70.07 | 144.83 | 94.11 | 0 | 0 | 0 | 0 | 0 | 0
PJM_E_2_PJM_ROM | PJM_E | PJM_ROM | 2040 | B17 | 100 | 100 | 8000 | 0.19 | 31.57 | 19.72 | 38.86 | 24.02 | 0 | 0 | 0 | 0 | 0 | 0
PJM_E_2_PJM_ROM | PJM_E | PJM_ROM | 2040 | B18 | 400 | 400 | 8000 | 0.05 | 8.29 | 5.47 | 9.53 | 6.25 | 0 | 0 | 0 | 0 | 0 | 0
PJM_E_2_PJM_ROM | PJM_E | PJM_ROM | 2040 | B19 | 700 | 700 | 8000 | 0.03 | 4.72 | 3.29 | 5.34 | 3.7 | 0 | 0 | 0 | 0 | 0 | 0
PJM_E_2_PJM_ROM | PJM_E | PJM_ROM | 2040 | B20 | 935 | 935 | 8000 | 0.02 | 3.41 | 2.51 | 3.82 | 2.81 | 0 | 0 | 0 | 0 | 0 | 0
PJM_E_2_PJM_ROM | PJM_E | PJM_ROM | 2045 | B01 | 10 | 10 | 8000 | 2.21 | 258.92 | 194.69 | 366.45 | 278.76 | 0 | 0 | 0 | 0 | 0 | 0
PJM_E_2_PJM_ROM | PJM_E | PJM_ROM | 2045 | B02 | 25 | 25 | 8000 | 0.94 | 119.94 | 88.41 | 165.27 | 120.97 | 0 | 0 | 0 | 0 | 0 | 0
PJM_E_2_PJM_ROM | PJM_E | PJM_ROM | 2045 | B03 | 75 | 75 | 8000 | 0.34 | 52.05 | 39.09 | 66.81 | 49.87 | 0 | 0 | 0 | 0 | 0 | 0
PJM_E_2_PJM_ROM | PJM_E | PJM_ROM | 2045 | B04 | 100 | 100 | 8000 | 0.25 | 36.02 | 26.54 | 45.46 | 33.32 | 0 | 0 | 0 | 0 | 0 | 0
PJM_E_2_PJM_ROM | PJM_E | PJM_ROM | 2045 | B05 | 200 | 200 | 8000 | 0.13 | 18.33 | 13.74 | 22.11 | 16.73 | 0 | 0 | 0 | 0 | 0 | 0
PJM_E_2_PJM_ROM | PJM_E | PJM_ROM | 2045 | B06 | 300 | 300 | 8000 | 0.08 | 12.76 | 9.57 | 15.21 | 11.35 | 0 | 0 | 0 | 0 | 0 | 0
PJM_E_2_PJM_ROM | PJM_E | PJM_ROM | 2045 | B07 | 400 | 400 | 8000 | 0.06 | 9.55 | 6.93 | 11.12 | 8 | 0 | 0 | 0 | 0 | 0 | 0
PJM_E_2_PJM_ROM | PJM_E | PJM_ROM | 2045 | B08 | 500 | 500 | 8000 | 0.05 | 7.82 | 5.74 | 9.06 | 6.59 | 0 | 0 | 0 | 0 | 0 | 0
PJM_E_2_PJM_ROM | PJM_E | PJM_ROM | 2045 | B09 | 800 | 800 | 8000 | 0.03 | 5.11 | 3.73 | 5.85 | 4.23 | 0 | 0 | 0 | 0 | 0 | 0
PJM_E_2_PJM_ROM | PJM_E | PJM_ROM | 2045 | B10 | 1262 | 1262 | 8000 | 0.02 | 3.22 | 2.32 | 3.6 | 2.57 | 0 | 0 | 0 | 0 | 0 | 0
PJM_E_2_PJM_ROM | PJM_E | PJM_ROM | 2045 | B11 | 25 | 25 | 8000 | 0.95 | 123.86 | 90.47 | 172.72 | 124.8 | 0 | 0 | 0 | 0 | 0 | 0
PJM_E_2_PJM_ROM | PJM_E | PJM_ROM | 2045 | B12 | 200 | 200 | 8000 | 0.12 | 18.1 | 13.21 | 21.68 | 15.68 | 0 | 0 | 0 | 0 | 0 | 0
PJM_E_2_PJM_ROM | PJM_E | PJM_ROM | 2045 | B13 | 600 | 600 | 8000 | 0.04 | 6.42 | 4.69 | 7.32 | 5.3 | 0 | 0 | 0 | 0 | 0 | 0
PJM_E_2_PJM_ROM | PJM_E | PJM_ROM | 2045 | B14 | 900 | 900 | 8000 | 0.03 | 4.4 | 3.2 | 4.97 | 3.59 | 0 | 0 | 0 | 0 | 0 | 0
PJM_E_2_PJM_ROM | PJM_E | PJM_ROM | 2045 | B15 | 1203 | 1203 | 8000 | 0.02 | 3.42 | 2.51 | 3.84 | 2.8 | 0 | 0 | 0 | 0 | 0 | 0
PJM_E_2_PJM_ROM | PJM_E | PJM_ROM | 2045 | B16 | 25 | 25 | 8000 | 0.94 | 114.41 | 86.46 | 154.95 | 116.56 | 0 | 0 | 0 | 0 | 0 | 0
PJM_E_2_PJM_ROM | PJM_E | PJM_ROM | 2045 | B17 | 100 | 100 | 8000 | 0.25 | 33.45 | 24.52 | 41.37 | 30.03 | 0 | 0 | 0 | 0 | 0 | 0
PJM_E_2_PJM_ROM | PJM_E | PJM_ROM | 2045 | B18 | 400 | 400 | 8000 | 0.06 | 9.26 | 6.82 | 10.7 | 7.8 | 0 | 0 | 0 | 0 | 0 | 0
PJM_E_2_PJM_ROM | PJM_E | PJM_ROM | 2045 | B19 | 700 | 700 | 8000 | 0.04 | 5.61 | 4.05 | 6.37 | 4.56 | 0 | 0 | 0 | 0 | 0 | 0
PJM_E_2_PJM_ROM | PJM_E | PJM_ROM | 2045 | B20 | 935 | 935 | 8000 | 0.03 | 4.3 | 3.17 | 4.85 | 3.55 | 0 | 0 | 0 | 0 | 0 | 0
PJM_E_2_PJM_ROM | PJM_E | PJM_ROM | 2050 | B01 | 10 | 10 | 8000 | 1.01 | 4.71 | 9.47 | 5.47 | 11.4 | 0 | 0 | 0 | 0 | 0 | 0
PJM_E_2_PJM_ROM | PJM_E | PJM_ROM | 2050 | B02 | 25 | 25 | 8000 | 0.43 | 2.03 | 3.98 | 2.29 | 4.6 | 0 | 0 | 0 | 0 | 0 | 0
PJM_E_2_PJM_ROM | PJM_E | PJM_ROM | 2050 | B03 | 75 | 75 | 8000 | 0.15 | 16.17 | 8.33 | 15.85 | 8.55 | 0 | 0 | 0 | 0 | 0 | 0
PJM_E_2_PJM_ROM | PJM_E | PJM_ROM | 2050 | B04 | 100 | 100 | 8000 | 0.11 | 11.61 | 8.23 | 11.39 | 8.21 | 0 | 0 | 0 | 0 | 0 | 0
PJM_E_2_PJM_ROM | PJM_E | PJM_ROM | 2050 | B05 | 200 | 200 | 8000 | 0.06 | 6.04 | 5.04 | 5.89 | 4.97 | 0 | 0 | 0 | 0 | 0 | 0
PJM_E_2_PJM_ROM | PJM_E | PJM_ROM | 2050 | B06 | 300 | 300 | 8000 | 0.04 | 0.23 | 0.37 | 0.24 | 0.41 | 0 | 0 | 0 | 0 | 0 | 0
PJM_E_2_PJM_ROM | PJM_E | PJM_ROM | 2050 | B07 | 400 | 400 | 8000 | 0.03 | 3.76 | 2.46 | 3.68 | 2.42 | 0 | 0 | 0 | 0 | 0 | 0
PJM_E_2_PJM_ROM | PJM_E | PJM_ROM | 2050 | B08 | 500 | 500 | 8000 | 0 | 0.11 | 0.22 | 0.11 | 0.24 | 0 | 0 | 0 | 0 | 0 | 0
PJM_E_2_PJM_ROM | PJM_E | PJM_ROM | 2050 | B09 | 800 | 800 | 8000 | 0 | 0.07 | 0.14 | 0.07 | 0.15 | 0 | 0 | 0 | 0 | 0 | 0
PJM_E_2_PJM_ROM | PJM_E | PJM_ROM | 2050 | B10 | 1262 | 1262 | 8000 | 0.01 | 1.21 | 0.82 | 1.17 | 0.81 | 0 | 0 | 0 | 0 | 0 | 0
PJM_E_2_PJM_ROM | PJM_E | PJM_ROM | 2050 | B11 | 25 | 25 | 8000 | 0.43 | 44.75 | 36.07 | 44.59 | 36.18 | 0 | 0 | 0 | 0 | 0 | 0
PJM_E_2_PJM_ROM | PJM_E | PJM_ROM | 2050 | B12 | 200 | 200 | 8000 | 0.05 | 0.27 | 0.55 | 0.29 | 0.6 | 0 | 0 | 0 | 0 | 0 | 0
PJM_E_2_PJM_ROM | PJM_E | PJM_ROM | 2050 | B13 | 600 | 600 | 8000 | 0.02 | 1.46 | 0.19 | 1.47 | 0.21 | 0 | 0 | 0 | 0 | 0 | 0
PJM_E_2_PJM_ROM | PJM_E | PJM_ROM | 2050 | B14 | 900 | 900 | 8000 | 0.01 | 0.06 | 0.13 | 0.07 | 0.14 | 0 | 0 | 0 | 0 | 0 | 0
PJM_E_2_PJM_ROM | PJM_E | PJM_ROM | 2050 | B15 | 1203 | 1203 | 8000 | 0.01 | 1.34 | 0.99 | 1.29 | 0.96 | 0 | 0 | 0 | 0 | 0 | 0
PJM_E_2_PJM_ROM | PJM_E | PJM_ROM | 2050 | B16 | 25 | 25 | 8000 | 0.43 | 1.97 | 4.04 | 2.21 | 4.67 | 0 | 0 | 0 | 0 | 0 | 0
PJM_E_2_PJM_ROM | PJM_E | PJM_ROM | 2050 | B17 | 100 | 100 | 8000 | 0.1 | 0.52 | 1.06 | 0.57 | 1.18 | 0 | 0 | 0 | 0 | 0 | 0
PJM_E_2_PJM_ROM | PJM_E | PJM_ROM | 2050 | B18 | 400 | 400 | 8000 | 0.03 | 0.13 | 0.28 | 0.14 | 0.3 | 0 | 0 | 0 | 0 | 0 | 0
PJM_E_2_PJM_ROM | PJM_E | PJM_ROM | 2050 | B19 | 700 | 700 | 8000 | 0.02 | 0.08 | 0.16 | 0.09 | 0.18 | 0 | 0 | 0 | 0 | 0 | 0
PJM_E_2_PJM_ROM | PJM_E | PJM_ROM | 2050 | B20 | 935 | 935 | 8000 | 0.01 | 1.68 | 1.2 | 1.63 | 1.17 | 0 | 0 | 0 | 0 | 0 | 0
PJM_ROM_2_NYISO_A-F | PJM_ROM | NYISO_A-F | 2015 | B01 | 10 | 10 | 2000 | 0 | 0.18 | 0.15 | 0.21 | 0.17 | 0 | 0 | 0 | 0 | 0 | 0
PJM_ROM_2_NYISO_A-F | PJM_ROM | NYISO_A-F | 2015 | B02 | 25 | 25 | 2000 | 0 | 0.07 | 0.05 | 0.07 | 0.06 | 0 | 0 | 0 | 0 | 0 | 0
PJM_ROM_2_NYISO_A-F | PJM_ROM | NYISO_A-F | 2015 | B03 | 75 | 75 | 2000 | 0 | 0.02 | 0.02 | 0.02 | 0.02 | 0 | 0 | 0 | 0 | 0 | 0
PJM_ROM_2_NYISO_A-F | PJM_ROM | NYISO_A-F | 2015 | B04 | 100 | 100 | 2000 | 0 | 0.02 | 0.01 | 0.02 | 0.01 | 0 | 0 | 0 | 0 | 0 | 0
PJM_ROM_2_NYISO_A-F | PJM_ROM | NYISO_A-F | 2015 | B05 | 200 | 200 | 2000 | 0 | 0.01 | 0.01 | 0.01 | 0.01 | 0 | 0 | 0 | 0 | 0 | 0
PJM_ROM_2_NYISO_A-F | PJM_ROM | NYISO_A-F | 2015 | B06 | 300 | 300 | 2000 | 0 | 0.01 | 0 | 0.01 | 0 | 0 | 0 | 0 | 0 | 0 | 0
PJM_ROM_2_NYISO_A-F | PJM_ROM | NYISO_A-F | 2015 | B07 | 400 | 400 | 2000 | 0 | 0.01 | 0.01 | 0.01 | 0.01 | 0 | 0 | 0 | 0 | 0 | 0
PJM_ROM_2_NYISO_A-F | PJM_ROM | NYISO_A-F | 2015 | B08 | 500 | 500 | 2000 | 0 | 0.01 | 0 | 0.01 | 0 | 0 | 0 | 0 | 0 | 0 | 0
PJM_ROM_2_NYISO_A-F | PJM_ROM | NYISO_A-F | 2015 | B09 | 800 | 0 | 2000 | 0 | 0 | 0 | 0 | 0 | 0 | 0 | 0 | 0 | 0 | 0
PJM_ROM_2_NYISO_A-F | PJM_ROM | NYISO_A-F | 2015 | B10 | 1262 | 1262 | 2000 | 0 | 0.01 | 0 | 0.01 | 0 | 0 | 0 | 0 | 0 | 0 | 0
PJM_ROM_2_NYISO_A-F | PJM_ROM | NYISO_A-F | 2015 | B11 | 25 | 25 | 2000 | 0 | 0.06 | 0.05 | 0.07 | 0.05 | 0 | 0 | 0 | 0 | 0 | 0
PJM_ROM_2_NYISO_A-F | PJM_ROM | NYISO_A-F | 2015 | B12 | 200 | 200 | 2000 | 0 | 0.01 | 0.01 | 0.01 | 0.01 | 0 | 0 | 0 | 0 | 0 | 0
PJM_ROM_2_NYISO_A-F | PJM_ROM | NYISO_A-F | 2015 | B13 | 600 | 0 | 2000 | 0 | 0 | 0 | 0 | 0 | 0 | 0 | 0 | 0 | 0 | 0
PJM_ROM_2_NYISO_A-F | PJM_ROM | NYISO_A-F | 2015 | B14 | 900 | 0 | 2000 | 0 | 0 | 0 | 0 | 0 | 0 | 0 | 0 | 0 | 0 | 0
PJM_ROM_2_NYISO_A-F | PJM_ROM | NYISO_A-F | 2015 | B15 | 1203 | 1203 | 2000 | 0 | 0 | 0 | 0.01 | 0 | 0 | 0 | 0 | 0 | 0 | 0
PJM_ROM_2_NYISO_A-F | PJM_ROM | NYISO_A-F | 2015 | B16 | 25 | 25 | 2000 | 0 | 0.06 | 0.05 | 0.07 | 0.05 | 0 | 0 | 0 | 0 | 0 | 0
PJM_ROM_2_NYISO_A-F | PJM_ROM | NYISO_A-F | 2015 | B17 | 100 | 100 | 2000 | 0 | 0.02 | 0.02 | 0.02 | 0.02 | 0 | 0 | 0 | 0 | 0 | 0
PJM_ROM_2_NYISO_A-F | PJM_ROM | NYISO_A-F | 2015 | B18 | 400 | 400 | 2000 | 0 | 0.01 | 0.01 | 0.01 | 0.01 | 0 | 0 | 0 | 0 | 0 | 0
PJM_ROM_2_NYISO_A-F | PJM_ROM | NYISO_A-F | 2015 | B19 | 700 | 700 | 2000 | 0 | 0.01 | 0 | 0.01 | 0 | 0 | 0 | 0 | 0 | 0 | 0
PJM_ROM_2_NYISO_A-F | PJM_ROM | NYISO_A-F | 2015 | B20 | 935 | 935 | 2000 | 0 | 0.03 | 0.04 | 0.03 | 0.04 | 0 | 0 | 0 | 0 | 0 | 0
PJM_ROM_2_NYISO_A-F | PJM_ROM | NYISO_A-F | 2020 | B01 | 10 | 10 | 2000 | 0 | 0.27 | 0.21 | 0.31 | 0.25 | 0 | 0 | 0 | 0 | 0 | 0
PJM_ROM_2_NYISO_A-F | PJM_ROM | NYISO_A-F | 2020 | B02 | 25 | 25 | 2000 | 0 | 0.09 | 0.07 | 0.1 | 0.08 | 0 | 0 | 0 | 0 | 0 | 0
PJM_ROM_2_NYISO_A-F | PJM_ROM | NYISO_A-F | 2020 | B03 | 75 | 75 | 2000 | 0 | 0.02 | 0.02 | 0.03 | 0.02 | 0 | 0 | 0 | 0 | 0 | 0
PJM_ROM_2_NYISO_A-F | PJM_ROM | NYISO_A-F | 2020 | B04 | 100 | 100 | 2000 | 0 | 0.02 | 0.01 | 0.02 | 0.02 | 0 | 0 | 0 | 0 | 0 | 0
PJM_ROM_2_NYISO_A-F | PJM_ROM | NYISO_A-F | 2020 | B05 | 200 | 200 | 2000 | 0 | 0.01 | 0.01 | 0.01 | 0.01 | 0 | 0 | 0 | 0 | 0 | 0
PJM_ROM_2_NYISO_A-F | PJM_ROM | NYISO_A-F | 2020 | B06 | 300 | 300 | 2000 | 0 | 0.01 | 0.01 | 0.01 | 0.01 | 0 | 0 | 0 | 0 | 0 | 0
PJM_ROM_2_NYISO_A-F | PJM_ROM | NYISO_A-F | 2020 | B07 | 400 | 400 | 2000 | 0 | 0.01 | 0 | 0.01 | 0 | 0 | 0 | 0 | 0 | 0 | 0
PJM_ROM_2_NYISO_A-F | PJM_ROM | NYISO_A-F | 2020 | B08 | 500 | 500 | 2000 | 0 | 0.01 | 0.01 | 0.01 | 0.01 | 0 | 0 | 0 | 0 | 0 | 0
PJM_ROM_2_NYISO_A-F | PJM_ROM | NYISO_A-F | 2020 | B09 | 800 | 800 | 2000 | 0 | 0.01 | 0 | 0.01 | 0 | 0 | 0 | 0 | 0 | 0 | 0
PJM_ROM_2_NYISO_A-F | PJM_ROM | NYISO_A-F | 2020 | B10 | 1262 | 0 | 2000 | 0 | 0 | 0 | 0 | 0 | 0 | 0 | 0 | 0 | 0 | 0
PJM_ROM_2_NYISO_A-F | PJM_ROM | NYISO_A-F | 2020 | B11 | 25 | 25 | 2000 | 0 | 0.07 | 0.06 | 0.08 | 0.07 | 0 | 0 | 0 | 0 | 0 | 0
PJM_ROM_2_NYISO_A-F | PJM_ROM | NYISO_A-F | 2020 | B12 | 200 | 200 | 2000 | 0 | 0.01 | 0.01 | 0.01 | 0.01 | 0 | 0 | 0 | 0 | 0 | 0
PJM_ROM_2_NYISO_A-F | PJM_ROM | NYISO_A-F | 2020 | B13 | 600 | 600 | 2000 | 0 | 0 | 0 | 0.01 | 0 | 0 | 0 | 0 | 0 | 0 | 0
PJM_ROM_2_NYISO_A-F | PJM_ROM | NYISO_A-F | 2020 | B14 | 900 | 0 | 2000 | 0 | 0 | 0 | 0 | 0 | 0 | 0 | 0 | 0 | 0 | 0
PJM_ROM_2_NYISO_A-F | PJM_ROM | NYISO_A-F | 2020 | B15 | 1203 | 0 | 2000 | 0 | 0 | 0 | 0 | 0 | 0 | 0 | 0 | 0 | 0 | 0
PJM_ROM_2_NYISO_A-F | PJM_ROM | NYISO_A-F | 2020 | B16 | 25 | 25 | 2000 | 0 | 0.08 | 0.08 | 0.09 | 0.09 | 0 | 0 | 0 | 0 | 0 | 0
PJM_ROM_2_NYISO_A-F | PJM_ROM | NYISO_A-F | 2020 | B17 | 100 | 100 | 2000 | 0 | 0.02 | 0.03 | 0.03 | 0.03 | 0 | 0 | 0 | 0 | 0 | 0
PJM_ROM_2_NYISO_A-F | PJM_ROM | NYISO_A-F | 2020 | B18 | 400 | 400 | 2000 | 0 | 0.01 | 0.01 | 0.01 | 0.01 | 0 | 0 | 0 | 0 | 0 | 0
PJM_ROM_2_NYISO_A-F | PJM_ROM | NYISO_A-F | 2020 | B19 | 700 | 700 | 2000 | 0 | 0 | 0.01 | 0.01 | 0.01 | 0 | 0 | 0 | 0 | 0 | 0
PJM_ROM_2_NYISO_A-F | PJM_ROM | NYISO_A-F | 2020 | B20 | 935 | 935 | 2000 | 0 | 0.01 | 0.02 | 0.01 | 0.02 | 0 | 0 | 0 | 0 | 0 | 0
PJM_ROM_2_NYISO_A-F | PJM_ROM | NYISO_A-F | 2025 | B01 | 10 | 10 | 2000 | 0 | 0.22 | 0.2 | 0.25 | 0.24 | 0 | 0 | 0 | 0 | 0 | 0
PJM_ROM_2_NYISO_A-F | PJM_ROM | NYISO_A-F | 2025 | B02 | 25 | 25 | 2000 | 0 | 0.09 | 0.08 | 0.1 | 0.09 | 0 | 0 | 0 | 0 | 0 | 0
PJM_ROM_2_NYISO_A-F | PJM_ROM | NYISO_A-F | 2025 | B03 | 75 | 75 | 2000 | 0 | 0.03 | 0.02 | 0.03 | 0.03 | 0 | 0 | 0 | 0 | 0 | 0
PJM_ROM_2_NYISO_A-F | PJM_ROM | NYISO_A-F | 2025 | B04 | 100 | 100 | 2000 | 0 | 0.02 | 0.02 | 0.02 | 0.02 | 0 | 0 | 0 | 0 | 0 | 0
PJM_ROM_2_NYISO_A-F | PJM_ROM | NYISO_A-F | 2025 | B05 | 200 | 200 | 2000 | 0 | 0.01 | 0.01 | 0.01 | 0.01 | 0 | 0 | 0 | 0 | 0 | 0
PJM_ROM_2_NYISO_A-F | PJM_ROM | NYISO_A-F | 2025 | B06 | 300 | 300 | 2000 | 0 | 0.01 | 0.01 | 0.01 | 0.01 | 0 | 0 | 0 | 0 | 0 | 0
PJM_ROM_2_NYISO_A-F | PJM_ROM | NYISO_A-F | 2025 | B07 | 400 | 400 | 2000 | 0 | 0.01 | 0.01 | 0.01 | 0.01 | 0 | 0 | 0 | 0 | 0 | 0
PJM_ROM_2_NYISO_A-F | PJM_ROM | NYISO_A-F | 2025 | B08 | 500 | 500 | 2000 | 0 | 0.01 | 0.01 | 0.01 | 0.01 | 0 | 0 | 0 | 0 | 0 | 0
PJM_ROM_2_NYISO_A-F | PJM_ROM | NYISO_A-F | 2025 | B09 | 800 | 0 | 2000 | 0 | 0 | 0 | 0 | 0 | 0 | 0 | 0 | 0 | 0 | 0
PJM_ROM_2_NYISO_A-F | PJM_ROM | NYISO_A-F | 2025 | B10 | 1262 | 1262 | 2000 | 0 | 0.08 | 0.02 | 0.08 | 0.02 | 0 | 0 | 0 | 0 | 0 | 0
PJM_ROM_2_NYISO_A-F | PJM_ROM | NYISO_A-F | 2025 | B11 | 25 | 25 | 2000 | 0 | 0.09 | 0.08 | 0.1 | 0.09 | 0 | 0 | 0 | 0 | 0 | 0
PJM_ROM_2_NYISO_A-F | PJM_ROM | NYISO_A-F | 2025 | B12 | 200 | 200 | 2000 | 0 | 0.01 | 0.02 | 0.02 | 0.02 | 0 | 0 | 0 | 0 | 0 | 0
PJM_ROM_2_NYISO_A-F | PJM_ROM | NYISO_A-F | 2025 | B13 | 600 | 600 | 2000 | 0 | 0.01 | 0.01 | 0.01 | 0.01 | 0 | 0 | 0 | 0 | 0 | 0
PJM_ROM_2_NYISO_A-F | PJM_ROM | NYISO_A-F | 2025 | B14 | 900 | 0 | 2000 | 0 | 0 | 0 | 0 | 0 | 0 | 0 | 0 | 0 | 0 | 0
PJM_ROM_2_NYISO_A-F | PJM_ROM | NYISO_A-F | 2025 | B15 | 1203 | 1203 | 2000 | 0 | 0.04 | 1.82 | 0.04 | 1.68 | 0 | 0 | 0 | 0 | 0 | 0
PJM_ROM_2_NYISO_A-F | PJM_ROM | NYISO_A-F | 2025 | B16 | 25 | 25 | 2000 | 0 | 0.11 | 0.1 | 0.12 | 0.12 | 0 | 0 | 0 | 0 | 0 | 0
PJM_ROM_2_NYISO_A-F | PJM_ROM | NYISO_A-F | 2025 | B17 | 100 | 100 | 2000 | 0 | 0.03 | 0.03 | 0.03 | 0.03 | 0 | 0 | 0 | 0 | 0 | 0
PJM_ROM_2_NYISO_A-F | PJM_ROM | NYISO_A-F | 2025 | B18 | 400 | 400 | 2000 | 0 | 0.01 | 0.01 | 0.01 | 0.01 | 0 | 0 | 0 | 0 | 0 | 0
PJM_ROM_2_NYISO_A-F | PJM_ROM | NYISO_A-F | 2025 | B19 | 700 | 700 | 2000 | 0 | 0.01 | 0.01 | 0.01 | 0.01 | 0 | 0 | 0 | 0 | 0 | 0
PJM_ROM_2_NYISO_A-F | PJM_ROM | NYISO_A-F | 2025 | B20 | 935 | 935 | 2000 | 0 | 7.23 | 2.41 | 5.43 | 2.24 | 0 | 0 | 0 | 0 | 0 | 0
PJM_ROM_2_NYISO_A-F | PJM_ROM | NYISO_A-F | 2030 | B01 | 10 | 10 | 2000 | 0 | 0.23 | 0.22 | 0.28 | 0.27 | 0 | 0 | 0 | 0 | 0 | 0
PJM_ROM_2_NYISO_A-F | PJM_ROM | NYISO_A-F | 2030 | B02 | 25 | 25 | 2000 | 0 | 0.1 | 0.09 | 0.11 | 0.11 | 0 | 0 | 0 | 0 | 0 | 0
PJM_ROM_2_NYISO_A-F | PJM_ROM | NYISO_A-F | 2030 | B03 | 75 | 75 | 2000 | 0 | 0.03 | 0.03 | 0.03 | 0.03 | 0 | 0 | 0 | 0 | 0 | 0
PJM_ROM_2_NYISO_A-F | PJM_ROM | NYISO_A-F | 2030 | B04 | 100 | 100 | 2000 | 0 | 0.02 | 0.02 | 0.03 | 0.02 | 0 | 0 | 0 | 0 | 0 | 0
PJM_ROM_2_NYISO_A-F | PJM_ROM | NYISO_A-F | 2030 | B05 | 200 | 200 | 2000 | 0 | 0.01 | 0.01 | 0.01 | 0.01 | 0 | 0 | 0 | 0 | 0 | 0
PJM_ROM_2_NYISO_A-F | PJM_ROM | NYISO_A-F | 2030 | B06 | 300 | 300 | 2000 | 0 | 0.01 | 0.01 | 0.01 | 0.01 | 0 | 0 | 0 | 0 | 0 | 0
PJM_ROM_2_NYISO_A-F | PJM_ROM | NYISO_A-F | 2030 | B07 | 400 | 400 | 2000 | 0 | 0.01 | 0.01 | 0.01 | 0.01 | 0 | 0 | 0 | 0 | 0 | 0
PJM_ROM_2_NYISO_A-F | PJM_ROM | NYISO_A-F | 2030 | B08 | 500 | 500 | 2000 | 0 | 0.01 | 0.01 | 0.01 | 0.01 | 0 | 0 | 0 | 0 | 0 | 0
PJM_ROM_2_NYISO_A-F | PJM_ROM | NYISO_A-F | 2030 | B09 | 800 | 800 | 2000 | 0 | 0.01 | 0.01 | 0.01 | 0.01 | 0 | 0 | 0 | 0 | 0 | 0
PJM_ROM_2_NYISO_A-F | PJM_ROM | NYISO_A-F | 2030 | B10 | 1262 | 1262 | 2000 | 651.21 | 1.51 | 0.01 | 1.43 | 0.01 | 0 | 0 | 0 | 0 | 0 | 0
PJM_ROM_2_NYISO_A-F | PJM_ROM | NYISO_A-F | 2030 | B11 | 25 | 25 | 2000 | 0 | 0.1 | 0.1 | 0.12 | 0.11 | 0 | 0 | 0 | 0 | 0 | 0
PJM_ROM_2_NYISO_A-F | PJM_ROM | NYISO_A-F | 2030 | B12 | 200 | 200 | 2000 | 0 | 0.02 | 0.02 | 0.02 | 0.02 | 0 | 0 | 0 | 0 | 0 | 0
PJM_ROM_2_NYISO_A-F | PJM_ROM | NYISO_A-F | 2030 | B13 | 600 | 600 | 2000 | 0 | 0.01 | 0 | 0.01 | 0 | 0 | 0 | 0 | 0 | 0 | 0
PJM_ROM_2_NYISO_A-F | PJM_ROM | NYISO_A-F | 2030 | B14 | 900 | 0 | 2000 | 0 | 0 | 0.01 | 0 | 0.01 | 0 | 0 | 0 | 0 | 0 | 0
PJM_ROM_2_NYISO_A-F | PJM_ROM | NYISO_A-F | 2030 | B15 | 1203 | 1203 | 2000 | 0 | 0.01 | 0.01 | 0.01 | 0.01 | 0 | 0 | 0 | 0 | 0 | 0
PJM_ROM_2_NYISO_A-F | PJM_ROM | NYISO_A-F | 2030 | B16 | 25 | 25 | 2000 | 0 | 0.16 | 0.17 | 0.17 | 0.19 | 0 | 0 | 0 | 0 | 0 | 0
PJM_ROM_2_NYISO_A-F | PJM_ROM | NYISO_A-F | 2030 | B17 | 100 | 100 | 2000 | 0 | 0.04 | 0.03 | 0.04 | 0.04 | 0 | 0 | 0 | 0 | 0 | 0
PJM_ROM_2_NYISO_A-F | PJM_ROM | NYISO_A-F | 2030 | B18 | 400 | 400 | 2000 | 0 | 0.01 | 0.01 | 0.01 | 0.01 | 0 | 0 | 0 | 0 | 0 | 0
PJM_ROM_2_NYISO_A-F | PJM_ROM | NYISO_A-F | 2030 | B19 | 700 | 0 | 2000 | 0 | 0 | 0.01 | 0 | 0.01 | 0 | 0 | 0 | 0 | 0 | 0
PJM_ROM_2_NYISO_A-F | PJM_ROM | NYISO_A-F | 2030 | B20 | 935 | 935 | 2000 | 0 | 0.01 | 0.01 | 0.01 | 0.01 | 0 | 0 | 0 | 0 | 0 | 0
PJM_ROM_2_NYISO_A-F | PJM_ROM | NYISO_A-F | 2035 | B01 | 10 | 10 | 2000 | 0 | 0.14 | 0.18 | 0.16 | 0.22 | 0 | 0 | 0 | 0 | 0 | 0
PJM_ROM_2_NYISO_A-F | PJM_ROM | NYISO_A-F | 2035 | B02 | 25 | 25 | 2000 | 0 | 0.06 | 0.08 | 0.06 | 0.09 | 0 | 0 | 0 | 0 | 0 | 0
PJM_ROM_2_NYISO_A-F | PJM_ROM | NYISO_A-F | 2035 | B03 | 75 | 75 | 2000 | 0 | 0.02 | 0.03 | 0.02 | 0.03 | 0 | 0 | 0 | 0 | 0 | 0
PJM_ROM_2_NYISO_A-F | PJM_ROM | NYISO_A-F | 2035 | B04 | 100 | 100 | 2000 | 0 | 0.01 | 0.02 | 0.02 | 0.02 | 0 | 0 | 0 | 0 | 0 | 0
PJM_ROM_2_NYISO_A-F | PJM_ROM | NYISO_A-F | 2035 | B05 | 200 | 200 | 2000 | 0 | 0.01 | 0.01 | 0.01 | 0.01 | 0 | 0 | 0 | 0 | 0 | 0
PJM_ROM_2_NYISO_A-F | PJM_ROM | NYISO_A-F | 2035 | B06 | 300 | 300 | 2000 | 0 | 0.01 | 0.01 | 0.01 | 0.01 | 0 | 0 | 0 | 0 | 0 | 0
PJM_ROM_2_NYISO_A-F | PJM_ROM | NYISO_A-F | 2035 | B07 | 400 | 0 | 2000 | 0 | 0 | 0.01 | 0 | 0.01 | 0 | 0 | 0 | 0 | 0 | 0
PJM_ROM_2_NYISO_A-F | PJM_ROM | NYISO_A-F | 2035 | B08 | 500 | 0 | 2000 | 0 | 0 | 0.01 | 0 | 0.01 | 0 | 0 | 0 | 0 | 0 | 0
PJM_ROM_2_NYISO_A-F | PJM_ROM | NYISO_A-F | 2035 | B09 | 800 | 0 | 2000 | 0 | 0 | 0 | 0 | 0 | 0 | 0 | 0 | 0 | 0 | 0
PJM_ROM_2_NYISO_A-F | PJM_ROM | NYISO_A-F | 2035 | B10 | 1262 | 0 | 2000 | 0 | 0 | 0 | 0 | 0 | 0 | 0 | 0 | 0 | 0 | 0
PJM_ROM_2_NYISO_A-F | PJM_ROM | NYISO_A-F | 2035 | B11 | 25 | 25 | 2000 | 0 | 0.06 | 0.08 | 0.06 | 0.09 | 0 | 0 | 0 | 0 | 0 | 0
PJM_ROM_2_NYISO_A-F | PJM_ROM | NYISO_A-F | 2035 | B12 | 200 | 200 | 2000 | 0 | 0.01 | 0.01 | 0.01 | 0.01 | 0 | 0 | 0 | 0 | 0 | 0
PJM_ROM_2_NYISO_A-F | PJM_ROM | NYISO_A-F | 2035 | B13 | 600 | 0 | 2000 | 0 | 0 | 0 | 0 | 0 | 0 | 0 | 0 | 0 | 0 | 0
PJM_ROM_2_NYISO_A-F | PJM_ROM | NYISO_A-F | 2035 | B14 | 900 | 0 | 2000 | 0 | 0 | 0 | 0 | 0 | 0 | 0 | 0 | 0 | 0 | 0
PJM_ROM_2_NYISO_A-F | PJM_ROM | NYISO_A-F | 2035 | B15 | 1203 | 0 | 2000 | 0 | 0 | 0 | 0 | 0 | 0 | 0 | 0 | 0 | 0 | 0
PJM_ROM_2_NYISO_A-F | PJM_ROM | NYISO_A-F | 2035 | B16 | 25 | 25 | 2000 | 0 | 0.06 | 0.08 | 0.06 | 0.09 | 0 | 0 | 0 | 0 | 0 | 0
PJM_ROM_2_NYISO_A-F | PJM_ROM | NYISO_A-F | 2035 | B17 | 100 | 100 | 2000 | 0 | 0.01 | 0.02 | 0.02 | 0.02 | 0 | 0 | 0 | 0 | 0 | 0
PJM_ROM_2_NYISO_A-F | PJM_ROM | NYISO_A-F | 2035 | B18 | 400 | 0 | 2000 | 0 | 0 | 0 | 0 | 0.01 | 0 | 0 | 0 | 0 | 0 | 0
PJM_ROM_2_NYISO_A-F | PJM_ROM | NYISO_A-F | 2035 | B19 | 700 | 0 | 2000 | 0 | 0 | 0 | 0 | 0 | 0 | 0 | 0 | 0 | 0 | 0
PJM_ROM_2_NYISO_A-F | PJM_ROM | NYISO_A-F | 2035 | B20 | 935 | 0 | 2000 | 0 | 0 | 0 | 0 | 0 | 0 | 0 | 0 | 0 | 0 | 0
PJM_ROM_2_NYISO_A-F | PJM_ROM | NYISO_A-F | 2040 | B01 | 10 | 10 | 2000 | 0 | 0.16 | 0.21 | 0.14 | 0.21 | 0 | 0 | 0 | 0 | 13.6742 | 4.5581
PJM_ROM_2_NYISO_A-F | PJM_ROM | NYISO_A-F | 2040 | B02 | 25 | 25 | 2000 | 0 | 0.07 | 0.09 | 0.06 | 0.09 | 0 | 0 | 0 | 0 | 13.6742 | 4.5581
PJM_ROM_2_NYISO_A-F | PJM_ROM | NYISO_A-F | 2040 | B03 | 75 | 75 | 2000 | 0 | 0.02 | 0.03 | 0.02 | 0.03 | 0 | 0 | 0 | 0 | 13.6742 | 4.5581
PJM_ROM_2_NYISO_A-F | PJM_ROM | NYISO_A-F | 2040 | B04 | 100 | 100 | 2000 | 0 | 0.02 | 0.02 | 0.02 | 0.02 | 0 | 0 | 0 | 0 | 13.6742 | 4.5581
PJM_ROM_2_NYISO_A-F | PJM_ROM | NYISO_A-F | 2040 | B05 | 200 | 200 | 2000 | 0 | 0.01 | 0.01 | 0.01 | 0.01 | 0 | 0 | 0 | 0 | 13.6742 | 4.5581
PJM_ROM_2_NYISO_A-F | PJM_ROM | NYISO_A-F | 2040 | B06 | 300 | 300 | 2000 | 0 | 0.01 | 0.01 | 0.01 | 0.01 | 0 | 0 | 0 | 0 | 13.6742 | 4.5581
PJM_ROM_2_NYISO_A-F | PJM_ROM | NYISO_A-F | 2040 | B07 | 400 | 400 | 2000 | 0 | 0.01 | 0.01 | 0.01 | 0.01 | 0 | 0 | 0 | 0 | 13.6742 | 4.5581
PJM_ROM_2_NYISO_A-F | PJM_ROM | NYISO_A-F | 2040 | B08 | 500 | 500 | 2000 | 0 | 0.01 | 0.01 | 0.01 | 0.01 | 0 | 0 | 0 | 0 | 13.6742 | 4.5581
PJM_ROM_2_NYISO_A-F | PJM_ROM | NYISO_A-F | 2040 | B09 | 800 | 0 | 2000 | 0 | 0 | 0 | 0 | 0 | 0 | 0 | 0 | 0 | 13.6742 | 4.5581
PJM_ROM_2_NYISO_A-F | PJM_ROM | NYISO_A-F | 2040 | B10 | 1262 | 1262 | 2000 | 2000 | 1999.85 | 1999.94 | 0.01 | 0.14 | 18.2323 | 4.8548 | 4.2732 | 18.2323 | 13.6742 | 4.5581
PJM_ROM_2_NYISO_A-F | PJM_ROM | NYISO_A-F | 2040 | B11 | 25 | 25 | 2000 | 0 | 0.06 | 0.08 | 0.06 | 0.08 | 0 | 0 | 0 | 0 | 13.6742 | 4.5581
PJM_ROM_2_NYISO_A-F | PJM_ROM | NYISO_A-F | 2040 | B12 | 200 | 200 | 2000 | 0 | 0.01 | 0.01 | 0.01 | 0.01 | 0 | 0 | 0 | 0 | 13.6742 | 4.5581
PJM_ROM_2_NYISO_A-F | PJM_ROM | NYISO_A-F | 2040 | B13 | 600 | 0 | 2000 | 0 | 0 | 0 | 0 | 0 | 0 | 0 | 0 | 0 | 13.6742 | 4.5581
PJM_ROM_2_NYISO_A-F | PJM_ROM | NYISO_A-F | 2040 | B14 | 900 | 0 | 2000 | 0 | 0 | 0 | 0 | 0 | 0 | 0 | 0 | 0 | 13.6742 | 4.5581
PJM_ROM_2_NYISO_A-F | PJM_ROM | NYISO_A-F | 2040 | B15 | 1203 | 0 | 2000 | 0 | 0.01 | 183.32 | 0 | 0.01 | 0 | 0 | 0 | 0 | 13.6742 | 4.5581
PJM_ROM_2_NYISO_A-F | PJM_ROM | NYISO_A-F | 2040 | B16 | 25 | 25 | 2000 | 0 | 0.06 | 0.09 | 0.06 | 0.08 | 0 | 0 | 0 | 0 | 13.6742 | 4.5581
PJM_ROM_2_NYISO_A-F | PJM_ROM | NYISO_A-F | 2040 | B17 | 100 | 100 | 2000 | 0 | 0.02 | 0.02 | 0.01 | 0.02 | 0 | 0 | 0 | 0 | 13.6742 | 4.5581
PJM_ROM_2_NYISO_A-F | PJM_ROM | NYISO_A-F | 2040 | B18 | 400 | 0 | 2000 | 0 | 0 | 0.01 | 0 | 0.01 | 0 | 0 | 0 | 0 | 13.6742 | 4.5581
PJM_ROM_2_NYISO_A-F | PJM_ROM | NYISO_A-F | 2040 | B19 | 700 | 0 | 2000 | 0 | 0 | 0 | 0 | 0 | 0 | 0 | 0 | 0 | 13.6742 | 4.5581
PJM_ROM_2_NYISO_A-F | PJM_ROM | NYISO_A-F | 2040 | B20 | 935 | 0 | 2000 | 0 | 0.01 | 0.02 | 0 | 0.01 | 0 | 0 | 0 | 0 | 13.6742 | 4.5581
PJM_ROM_2_NYISO_A-F | PJM_ROM | NYISO_A-F | 2045 | B01 | 10 | 10 | 2000 | 0 | 0.28 | 0.34 | 0.11 | 0.19 | 0 | 0 | 0 | 0 | 69.4395 | 23.1465
PJM_ROM_2_NYISO_A-F | PJM_ROM | NYISO_A-F | 2045 | B02 | 25 | 25 | 2000 | 0 | 0.12 | 0.14 | 0.04 | 0.08 | 0 | 0 | 0 | 0 | 69.4395 | 23.1465
PJM_ROM_2_NYISO_A-F | PJM_ROM | NYISO_A-F | 2045 | B03 | 75 | 75 | 2000 | 0 | 0.04 | 0.05 | 0.01 | 0.02 | 0 | 0 | 0 | 0 | 69.4395 | 23.1465
PJM_ROM_2_NYISO_A-F | PJM_ROM | NYISO_A-F | 2045 | B04 | 100 | 100 | 2000 | 0 | 0.03 | 0.04 | 0.01 | 0.02 | 0 | 0 | 0 | 0 | 69.4395 | 23.1465
PJM_ROM_2_NYISO_A-F | PJM_ROM | NYISO_A-F | 2045 | B05 | 200 | 200 | 2000 | 0 | 0.02 | 0.02 | 0.01 | 0.01 | 0 | 0 | 0 | 0 | 69.4395 | 23.1465
PJM_ROM_2_NYISO_A-F | PJM_ROM | NYISO_A-F | 2045 | B06 | 300 | 0 | 2000 | 0 | 0.01 | 0.01 | 0 | 0.01 | 0 | 0 | 0 | 0 | 69.4395 | 23.1465
PJM_ROM_2_NYISO_A-F | PJM_ROM | NYISO_A-F | 2045 | B07 | 400 | 0 | 2000 | 0 | 0.01 | 0.01 | 0 | 0.01 | 0 | 0 | 0 | 0 | 69.4395 | 23.1465
PJM_ROM_2_NYISO_A-F | PJM_ROM | NYISO_A-F | 2045 | B08 | 500 | 0 | 2000 | 0 | 0.01 | 0.01 | 0 | 0 | 0 | 0 | 0 | 0 | 69.4395 | 23.1465
PJM_ROM_2_NYISO_A-F | PJM_ROM | NYISO_A-F | 2045 | B09 | 800 | 0 | 2000 | 0 | 0 | 0.01 | 0 | 0 | 0 | 0 | 0 | 0 | 69.4395 | 23.1465
PJM_ROM_2_NYISO_A-F | PJM_ROM | NYISO_A-F | 2045 | B10 | 1262 | 0 | 2000 | 2000 | 2000 | 1999.99 | 0 | 0.01 | 92.586 | 38.6012 | 14.4933 | 92.586 | 69.4395 | 23.1465
PJM_ROM_2_NYISO_A-F | PJM_ROM | NYISO_A-F | 2045 | B11 | 25 | 25 | 2000 | 0 | 0.11 | 0.14 | 0.04 | 0.07 | 0 | 0 | 0 | 0 | 69.4395 | 23.1465
PJM_ROM_2_NYISO_A-F | PJM_ROM | NYISO_A-F | 2045 | B12 | 200 | 200 | 2000 | 0 | 0.02 | 0.02 | 0.01 | 0.01 | 0 | 0 | 0 | 0 | 69.4395 | 23.1465
PJM_ROM_2_NYISO_A-F | PJM_ROM | NYISO_A-F | 2045 | B13 | 600 | 0 | 2000 | 0 | 0.01 | 0.01 | 0 | 0 | 0 | 0 | 0 | 0 | 69.4395 | 23.1465
PJM_ROM_2_NYISO_A-F | PJM_ROM | NYISO_A-F | 2045 | B14 | 900 | 0 | 2000 | 0 | 0 | 0 | 0 | 0 | 0 | 0 | 0 | 0 | 69.4395 | 23.1465
PJM_ROM_2_NYISO_A-F | PJM_ROM | NYISO_A-F | 2045 | B15 | 1203 | 0 | 2000 | 0 | 0.01 | 0.02 | 0 | 0 | 0 | 0 | 0 | 0 | 69.4395 | 23.1465
PJM_ROM_2_NYISO_A-F | PJM_ROM | NYISO_A-F | 2045 | B16 | 25 | 25 | 2000 | 0 | 0.11 | 0.14 | 0.04 | 0.08 | 0 | 0 | 0 | 0 | 69.4395 | 23.1465
PJM_ROM_2_NYISO_A-F | PJM_ROM | NYISO_A-F | 2045 | B17 | 100 | 100 | 2000 | 0 | 0.03 | 0.04 | 0.01 | 0.02 | 0 | 0 | 0 | 0 | 69.4395 | 23.1465
PJM_ROM_2_NYISO_A-F | PJM_ROM | NYISO_A-F | 2045 | B18 | 400 | 0 | 2000 | 0 | 0.01 | 0.01 | 0 | 0 | 0 | 0 | 0 | 0 | 69.4395 | 23.1465
PJM_ROM_2_NYISO_A-F | PJM_ROM | NYISO_A-F | 2045 | B19 | 700 | 0 | 2000 | 0 | 0 | 0.01 | 0 | 0 | 0 | 0 | 0 | 0 | 69.4395 | 23.1465
PJM_ROM_2_NYISO_A-F | PJM_ROM | NYISO_A-F | 2045 | B20 | 935 | 0 | 2000 | 0 | 0.02 | 0.02 | 0 | 0 | 0 | 0 | 0 | 0 | 69.4395 | 23.1465
PJM_ROM_2_NYISO_A-F | PJM_ROM | NYISO_A-F | 2050 | B01 | 10 | 10 | 2000 | 0 | 0.11 | 0.14 | 0.05 | 0.08 | 0 | 0 | 0 | 0 | 63.9823 | 21.3274
PJM_ROM_2_NYISO_A-F | PJM_ROM | NYISO_A-F | 2050 | B02 | 25 | 25 | 2000 | 0 | 0.06 | 0.11 | 0.02 | 0.04 | 0 | 0 | 0 | 0 | 63.9823 | 21.3274
PJM_ROM_2_NYISO_A-F | PJM_ROM | NYISO_A-F | 2050 | B03 | 75 | 75 | 2000 | 0 | 0.02 | 0.03 | 0.01 | 0.01 | 0 | 0 | 0 | 0 | 63.9823 | 21.3274
PJM_ROM_2_NYISO_A-F | PJM_ROM | NYISO_A-F | 2050 | B04 | 100 | 100 | 2000 | 0 | 0.03 | 0.02 | 0.01 | 0.01 | 0 | 0 | 0 | 0 | 63.9823 | 21.3274
PJM_ROM_2_NYISO_A-F | PJM_ROM | NYISO_A-F | 2050 | B05 | 200 | 0 | 2000 | 0 | 0.02 | 0.01 | 0 | 0 | 0 | 0 | 0 | 0 | 63.9823 | 21.3274
PJM_ROM_2_NYISO_A-F | PJM_ROM | NYISO_A-F | 2050 | B06 | 300 | 0 | 2000 | 0 | 0.01 | 0.01 | 0 | 0 | 0 | 0 | 0 | 0 | 63.9823 | 21.3274
PJM_ROM_2_NYISO_A-F | PJM_ROM | NYISO_A-F | 2050 | B07 | 400 | 0 | 2000 | 0 | 0 | 0.01 | 0 | 0 | 0 | 0 | 0 | 0 | 63.9823 | 21.3274
PJM_ROM_2_NYISO_A-F | PJM_ROM | NYISO_A-F | 2050 | B08 | 500 | 0 | 2000 | 0 | 0.01 | 0.01 | 0 | 0 | 0 | 0 | 0 | 0 | 63.9823 | 21.3274
PJM_ROM_2_NYISO_A-F | PJM_ROM | NYISO_A-F | 2050 | B09 | 800 | 0 | 2000 | 0 | 0 | 0 | 0 | 0 | 0 | 0 | 0 | 0 | 63.9823 | 21.3274
PJM_ROM_2_NYISO_A-F | PJM_ROM | NYISO_A-F | 2050 | B10 | 1262 | 0 | 2000 | 2000 | 2000 | 2000 | 0 | 0 | 85.3097 | 21.4491 | 11.8106 | 85.3097 | 63.9823 | 21.3274
PJM_ROM_2_NYISO_A-F | PJM_ROM | NYISO_A-F | 2050 | B11 | 25 | 25 | 2000 | 0 | 0.04 | 0.05 | 0.02 | 0.03 | 0 | 0 | 0 | 0 | 63.9823 | 21.3274
PJM_ROM_2_NYISO_A-F | PJM_ROM | NYISO_A-F | 2050 | B12 | 200 | 0 | 2000 | 0 | 0.01 | 0.01 | 0 | 0 | 0 | 0 | 0 | 0 | 63.9823 | 21.3274
PJM_ROM_2_NYISO_A-F | PJM_ROM | NYISO_A-F | 2050 | B13 | 600 | 0 | 2000 | 0 | 0 | 0 | 0 | 0 | 0 | 0 | 0 | 0 | 63.9823 | 21.3274
PJM_ROM_2_NYISO_A-F | PJM_ROM | NYISO_A-F | 2050 | B14 | 900 | 0 | 2000 | 0 | 0 | 0 | 0 | 0 | 0 | 0 | 0 | 0 | 63.9823 | 21.3274
PJM_ROM_2_NYISO_A-F | PJM_ROM | NYISO_A-F | 2050 | B15 | 1203 | 0 | 2000 | 0 | 1.84 | 0.02 | 0 | 0 | 0 | 0 | 0 | 0 | 63.9823 | 21.3274
PJM_ROM_2_NYISO_A-F | PJM_ROM | NYISO_A-F | 2050 | B16 | 25 | 25 | 2000 | 0 | 0.04 | 0.06 | 0.02 | 0.03 | 0 | 0 | 0 | 0 | 63.9823 | 21.3274
PJM_ROM_2_NYISO_A-F | PJM_ROM | NYISO_A-F | 2050 | B17 | 100 | 0 | 2000 | 0 | 0.01 | 0.02 | 0 | 0.01 | 0 | 0 | 0 | 0 | 63.9823 | 21.3274
PJM_ROM_2_NYISO_A-F | PJM_ROM | NYISO_A-F | 2050 | B18 | 400 | 0 | 2000 | 0 | 0 | 0 | 0 | 0 | 0 | 0 | 0 | 0 | 63.9823 | 21.3274
PJM_ROM_2_NYISO_A-F | PJM_ROM | NYISO_A-F | 2050 | B19 | 700 | 0 | 2000 | 0 | 0 | 0 | 0 | 0 | 0 | 0 | 0 | 0 | 63.9823 | 21.3274
PJM_ROM_2_NYISO_A-F | PJM_ROM | NYISO_A-F | 2050 | B20 | 935 | 0 | 2000 | 0 | 0.02 | 0.01 | 0 | 0 | 0 | 0 | 0 | 0 | 63.9823 | 21.3274
PJM_ROM_2_PJM_E | PJM_ROM | PJM_E | 2015 | B01 | 10 | 10 | 8000 | 3784.44 | 1365.69 | 1417.36 | 592.13 | 493.42 | 0 | 0 | 0 | 0 | 0 | 0
PJM_ROM_2_PJM_E | PJM_ROM | PJM_E | 2015 | B02 | 25 | 25 | 8000 | 2921.54 | 721.78 | 725.97 | 252.84 | 205.43 | 0 | 0 | 0 | 0 | 0 | 0
PJM_ROM_2_PJM_E | PJM_ROM | PJM_E | 2015 | B03 | 75 | 75 | 8000 | 61.87 | 12.04 | 9.05 | 14.46 | 10.73 | 0 | 0 | 0 | 0 | 0 | 0
PJM_ROM_2_PJM_E | PJM_ROM | PJM_E | 2015 | B04 | 100 | 100 | 8000 | 0.06 | 9.79 | 7.3 | 11.39 | 8.39 | 0 | 0 | 0 | 0 | 0 | 0
PJM_ROM_2_PJM_E | PJM_ROM | PJM_E | 2015 | B05 | 200 | 200 | 8000 | 0.06 | 5.25 | 4.1 | 5.97 | 4.57 | 0 | 0 | 0 | 0 | 0 | 0
PJM_ROM_2_PJM_E | PJM_ROM | PJM_E | 2015 | B06 | 300 | 300 | 8000 | 219.82 | 196.06 | 57.67 | 27.05 | 17.85 | 0 | 0 | 0 | 0 | 0 | 0
PJM_ROM_2_PJM_E | PJM_ROM | PJM_E | 2015 | B07 | 400 | 400 | 8000 | 1002.39 | 981.02 | 1087.2 | 27.61 | 20.92 | 0 | 0 | 0 | 0 | 0 | 0
PJM_ROM_2_PJM_E | PJM_ROM | PJM_E | 2015 | B08 | 500 | 500 | 8000 | 142.14 | 133.39 | 138.24 | 16.69 | 12.93 | 0 | 0 | 0 | 0 | 0 | 0
PJM_ROM_2_PJM_E | PJM_ROM | PJM_E | 2015 | B09 | 800 | 800 | 8000 | 0.01 | 2068.95 | 2075.34 | 17.19 | 12.89 | 0 | 0 | 0 | 0 | 0 | 0
PJM_ROM_2_PJM_E | PJM_ROM | PJM_E | 2015 | B10 | 1262 | 1262 | 8000 | 0 | 0.91 | 0.67 | 0.97 | 0.72 | 0 | 0 | 0 | 0 | 0 | 0
PJM_ROM_2_PJM_E | PJM_ROM | PJM_E | 2015 | B11 | 25 | 25 | 8000 | 0.23 | 30.92 | 22.54 | 38.19 | 27.48 | 0 | 0 | 0 | 0 | 0 | 0
PJM_ROM_2_PJM_E | PJM_ROM | PJM_E | 2015 | B12 | 200 | 200 | 8000 | 0.03 | 4.89 | 3.6 | 5.57 | 4.07 | 0 | 0 | 0 | 0 | 0 | 0
PJM_ROM_2_PJM_E | PJM_ROM | PJM_E | 2015 | B13 | 600 | 600 | 8000 | 96.75 | 1.95 | 1.43 | 2.12 | 1.55 | 0 | 0 | 0 | 0 | 0 | 0
PJM_ROM_2_PJM_E | PJM_ROM | PJM_E | 2015 | B14 | 900 | 900 | 8000 | 0.01 | 1.38 | 0.92 | 1.49 | 1 | 0 | 0 | 0 | 0 | 0 | 0
PJM_ROM_2_PJM_E | PJM_ROM | PJM_E | 2015 | B15 | 1203 | 1203 | 8000 | 247.79 | 242.9 | 246.11 | 8.7 | 6.58 | 0 | 0 | 0 | 0 | 0 | 0
PJM_ROM_2_PJM_E | PJM_ROM | PJM_E | 2015 | B16 | 25 | 25 | 8000 | 0.24 | 35.49 | 26.67 | 44.26 | 33.15 | 0 | 0 | 0 | 0 | 0 | 0
PJM_ROM_2_PJM_E | PJM_ROM | PJM_E | 2015 | B17 | 100 | 100 | 8000 | 0.06 | 10.7 | 8.12 | 12.27 | 9.27 | 0 | 0 | 0 | 0 | 0 | 0
PJM_ROM_2_PJM_E | PJM_ROM | PJM_E | 2015 | B18 | 400 | 400 | 8000 | 1439.12 | 1677.29 | 3010.1 | 29.99 | 24.93 | 0 | 0 | 0 | 0 | 0 | 0
PJM_ROM_2_PJM_E | PJM_ROM | PJM_E | 2015 | B19 | 700 | 700 | 8000 | 1948.23 | 2871.94 | 2878.6 | 20.38 | 15.29 | 0 | 0 | 0 | 0 | 0 | 0
PJM_ROM_2_PJM_E | PJM_ROM | PJM_E | 2015 | B20 | 935 | 935 | 8000 | 1105.52 | 1080.74 | 1095.76 | 13.71 | 10.4 | 0 | 0 | 0 | 0 | 0 | 0
PJM_ROM_2_PJM_E | PJM_ROM | PJM_E | 2020 | B01 | 10 | 10 | 8000 | 2597.55 | 435.55 | 416.83 | 402.7 | 354.12 | 0 | 0 | 0 | 0 | 0 | 0
PJM_ROM_2_PJM_E | PJM_ROM | PJM_E | 2020 | B02 | 25 | 25 | 8000 | 1730.86 | 51.38 | 37.26 | 63.19 | 45.62 | 0 | 0 | 0 | 0 | 0 | 0
PJM_ROM_2_PJM_E | PJM_ROM | PJM_E | 2020 | B03 | 75 | 75 | 8000 | 0.1 | 14.55 | 10.79 | 17.43 | 12.75 | 0 | 0 | 0 | 0 | 0 | 0
PJM_ROM_2_PJM_E | PJM_ROM | PJM_E | 2020 | B04 | 100 | 100 | 8000 | 0.08 | 11.09 | 8.3 | 12.9 | 9.58 | 0 | 0 | 0 | 0 | 0 | 0
PJM_ROM_2_PJM_E | PJM_ROM | PJM_E | 2020 | B05 | 200 | 200 | 8000 | 0.04 | 6.14 | 4.55 | 7.06 | 5.17 | 0 | 0 | 0 | 0 | 0 | 0
PJM_ROM_2_PJM_E | PJM_ROM | PJM_E | 2020 | B06 | 300 | 300 | 8000 | 0.03 | 4.1 | 3.03 | 4.64 | 3.38 | 0 | 0 | 0 | 0 | 0 | 0
PJM_ROM_2_PJM_E | PJM_ROM | PJM_E | 2020 | B07 | 400 | 400 | 8000 | 0.02 | 3.14 | 2.32 | 3.5 | 2.57 | 0 | 0 | 0 | 0 | 0 | 0
PJM_ROM_2_PJM_E | PJM_ROM | PJM_E | 2020 | B08 | 500 | 500 | 8000 | 0.02 | 2.65 | 1.93 | 2.91 | 2.1 | 0 | 0 | 0 | 0 | 0 | 0
PJM_ROM_2_PJM_E | PJM_ROM | PJM_E | 2020 | B09 | 800 | 800 | 8000 | 0.01 | 1.63 | 1.2 | 1.78 | 1.3 | 0 | 0 | 0 | 0 | 0 | 0
PJM_ROM_2_PJM_E | PJM_ROM | PJM_E | 2020 | B10 | 1262 | 1262 | 8000 | 0.01 | 1.08 | 0.77 | 1.15 | 0.82 | 0 | 0 | 0 | 0 | 0 | 0
PJM_ROM_2_PJM_E | PJM_ROM | PJM_E | 2020 | B11 | 25 | 25 | 8000 | 0.3 | 41.52 | 29.64 | 52.28 | 37.14 | 0 | 0 | 0 | 0 | 0 | 0
PJM_ROM_2_PJM_E | PJM_ROM | PJM_E | 2020 | B12 | 200 | 200 | 8000 | 0.04 | 6.02 | 4.47 | 6.88 | 5.08 | 0 | 0 | 0 | 0 | 0 | 0
PJM_ROM_2_PJM_E | PJM_ROM | PJM_E | 2020 | B13 | 600 | 600 | 8000 | 0.01 | 2.22 | 1.65 | 2.43 | 1.8 | 0 | 0 | 0 | 0 | 0 | 0
PJM_ROM_2_PJM_E | PJM_ROM | PJM_E | 2020 | B14 | 900 | 900 | 8000 | 0.01 | 1.45 | 1.09 | 1.59 | 1.18 | 0 | 0 | 0 | 0 | 0 | 0
PJM_ROM_2_PJM_E | PJM_ROM | PJM_E | 2020 | B15 | 1203 | 1203 | 8000 | 0.01 | 1.22 | 0.9 | 1.3 | 0.95 | 0 | 0 | 0 | 0 | 0 | 0
PJM_ROM_2_PJM_E | PJM_ROM | PJM_E | 2020 | B16 | 25 | 25 | 8000 | 0.3 | 51.67 | 146.69 | 62.97 | 134.84 | 0 | 0 | 0 | 0 | 0 | 0
PJM_ROM_2_PJM_E | PJM_ROM | PJM_E | 2020 | B17 | 100 | 100 | 8000 | 0.08 | 13.01 | 1132.37 | 15.28 | 83.36 | 0 | 0 | 0 | 0 | 0 | 0
PJM_ROM_2_PJM_E | PJM_ROM | PJM_E | 2020 | B18 | 400 | 400 | 8000 | 294.01 | 444 | 2526.77 | 29.45 | 29.56 | 0 | 0 | 0 | 0 | 0 | 0
PJM_ROM_2_PJM_E | PJM_ROM | PJM_E | 2020 | B19 | 700 | 700 | 8000 | 834.54 | 640.74 | 2145.73 | 19.9 | 17.97 | 0 | 0 | 0 | 0 | 0 | 0
PJM_ROM_2_PJM_E | PJM_ROM | PJM_E | 2020 | B20 | 935 | 935 | 8000 | 613.38 | 611.7 | 428.97 | 15.41 | 10.76 | 0 | 0 | 0 | 0 | 0 | 0
PJM_ROM_2_PJM_E | PJM_ROM | PJM_E | 2025 | B01 | 10 | 10 | 8000 | 1254.89 | 1093.47 | 99.93 | 735.46 | 133.53 | 0 | 0 | 0 | 0 | 0 | 0
PJM_ROM_2_PJM_E | PJM_ROM | PJM_E | 2025 | B02 | 25 | 25 | 8000 | 1444.93 | 76.68 | 41.36 | 91.86 | 53.76 | 0 | 0 | 0 | 0 | 0 | 0
PJM_ROM_2_PJM_E | PJM_ROM | PJM_E | 2025 | B03 | 75 | 75 | 8000 | 0.13 | 18.31 | 13.12 | 22.19 | 15.69 | 0 | 0 | 0 | 0 | 0 | 0
PJM_ROM_2_PJM_E | PJM_ROM | PJM_E | 2025 | B04 | 100 | 100 | 8000 | 0.1 | 13.52 | 10.44 | 15.91 | 12.31 | 0 | 0 | 0 | 0 | 0 | 0
PJM_ROM_2_PJM_E | PJM_ROM | PJM_E | 2025 | B05 | 200 | 200 | 8000 | 0.05 | 7.59 | 5.76 | 8.76 | 6.66 | 0 | 0 | 0 | 0 | 0 | 0
PJM_ROM_2_PJM_E | PJM_ROM | PJM_E | 2025 | B06 | 300 | 300 | 8000 | 0.03 | 5.09 | 3.79 | 5.78 | 4.28 | 0 | 0 | 0 | 0 | 0 | 0
PJM_ROM_2_PJM_E | PJM_ROM | PJM_E | 2025 | B07 | 400 | 400 | 8000 | 0.02 | 3.76 | 2.81 | 4.2 | 3.12 | 0 | 0 | 0 | 0 | 0 | 0
PJM_ROM_2_PJM_E | PJM_ROM | PJM_E | 2025 | B08 | 500 | 500 | 8000 | 0.02 | 3.1 | 2.43 | 3.43 | 2.67 | 0 | 0 | 0 | 0 | 0 | 0
PJM_ROM_2_PJM_E | PJM_ROM | PJM_E | 2025 | B09 | 800 | 800 | 8000 | 0.01 | 2.01 | 1.57 | 2.18 | 1.69 | 0 | 0 | 0 | 0 | 0 | 0
PJM_ROM_2_PJM_E | PJM_ROM | PJM_E | 2025 | B10 | 1262 | 1262 | 8000 | 0.01 | 1.37 | 1.01 | 1.46 | 1.1 | 0 | 0 | 0 | 0 | 0 | 0
PJM_ROM_2_PJM_E | PJM_ROM | PJM_E | 2025 | B11 | 25 | 25 | 8000 | 0.37 | 48.02 | 39.12 | 61.16 | 50.6 | 0 | 0 | 0 | 0 | 0 | 0
PJM_ROM_2_PJM_E | PJM_ROM | PJM_E | 2025 | B12 | 200 | 200 | 8000 | 0.05 | 7.54 | 6.3 | 8.7 | 7.25 | 0 | 0 | 0 | 0 | 0 | 0
PJM_ROM_2_PJM_E | PJM_ROM | PJM_E | 2025 | B13 | 600 | 600 | 8000 | 0.02 | 2.73 | 2.15 | 3.01 | 2.37 | 0 | 0 | 0 | 0 | 0 | 0
PJM_ROM_2_PJM_E | PJM_ROM | PJM_E | 2025 | B14 | 900 | 900 | 8000 | 0.01 | 1.83 | 1.41 | 2 | 1.56 | 0 | 0 | 0 | 0 | 0 | 0
PJM_ROM_2_PJM_E | PJM_ROM | PJM_E | 2025 | B15 | 1203 | 1203 | 8000 | 0.01 | 1.47 | 704.23 | 1.59 | 12.28 | 0 | 0 | 0 | 0 | 0 | 0
PJM_ROM_2_PJM_E | PJM_ROM | PJM_E | 2025 | B16 | 25 | 25 | 8000 | 0.38 | 60.15 | 43.92 | 76.18 | 56.37 | 0 | 0 | 0 | 0 | 0 | 0
PJM_ROM_2_PJM_E | PJM_ROM | PJM_E | 2025 | B17 | 100 | 100 | 8000 | 0.1 | 16.63 | 368.39 | 19.8 | 88.26 | 0 | 0 | 0 | 0 | 0 | 0
PJM_ROM_2_PJM_E | PJM_ROM | PJM_E | 2025 | B18 | 400 | 400 | 8000 | 0.03 | 4.92 | 1100.41 | 5.39 | 31.74 | 0 | 0 | 0 | 0 | 0 | 0
PJM_ROM_2_PJM_E | PJM_ROM | PJM_E | 2025 | B19 | 700 | 700 | 8000 | 0.01 | 2.47 | 1414.45 | 2.72 | 20.53 | 0 | 0 | 0 | 0 | 0 | 0
PJM_ROM_2_PJM_E | PJM_ROM | PJM_E | 2025 | B20 | 935 | 935 | 8000 | 0.01 | 644.81 | 1400.69 | 18.62 | 15.94 | 0 | 0 | 0 | 0 | 0 | 0
PJM_ROM_2_PJM_E | PJM_ROM | PJM_E | 2030 | B01 | 10 | 10 | 8000 | 462.22 | 636.81 | 121.99 | 599.1 | 165.52 | 0 | 0 | 0 | 0 | 0 | 0
PJM_ROM_2_PJM_E | PJM_ROM | PJM_E | 2030 | B02 | 25 | 25 | 8000 | 957.69 | 109.79 | 53.47 | 130.01 | 69.74 | 0 | 0 | 0 | 0 | 0 | 0
PJM_ROM_2_PJM_E | PJM_ROM | PJM_E | 2030 | B03 | 75 | 75 | 8000 | 0.17 | 23.2 | 17.1 | 28.64 | 20.79 | 0 | 0 | 0 | 0 | 0 | 0
PJM_ROM_2_PJM_E | PJM_ROM | PJM_E | 2030 | B04 | 100 | 100 | 8000 | 0.12 | 16.82 | 13.01 | 20.09 | 15.52 | 0 | 0 | 0 | 0 | 0 | 0
PJM_ROM_2_PJM_E | PJM_ROM | PJM_E | 2030 | B05 | 200 | 200 | 8000 | 0.06 | 9.59 | 7.41 | 11.32 | 8.65 | 0 | 0 | 0 | 0 | 0 | 0
PJM_ROM_2_PJM_E | PJM_ROM | PJM_E | 2030 | B06 | 300 | 300 | 8000 | 0.04 | 6.35 | 4.75 | 7.3 | 5.44 | 0 | 0 | 0 | 0 | 0 | 0
PJM_ROM_2_PJM_E | PJM_ROM | PJM_E | 2030 | B07 | 400 | 400 | 8000 | 0.03 | 4.78 | 3.67 | 5.39 | 4.1 | 0 | 0 | 0 | 0 | 0 | 0
PJM_ROM_2_PJM_E | PJM_ROM | PJM_E | 2030 | B08 | 500 | 500 | 8000 | 0.03 | 4.21 | 3.23 | 4.72 | 3.61 | 0 | 0 | 0 | 0 | 0 | 0
PJM_ROM_2_PJM_E | PJM_ROM | PJM_E | 2030 | B09 | 800 | 800 | 8000 | 0.02 | 2.6 | 1011.91 | 2.88 | 21.33 | 0 | 0 | 0 | 0 | 0 | 0
PJM_ROM_2_PJM_E | PJM_ROM | PJM_E | 2030 | B10 | 1262 | 1262 | 8000 | 0.01 | 16.49 | 1.36 | 9.2 | 1.48 | 0 | 0 | 0 | 0 | 0 | 0
PJM_ROM_2_PJM_E | PJM_ROM | PJM_E | 2030 | B11 | 25 | 25 | 8000 | 0.53 | 80.25 | 57.8 | 100.36 | 72.29 | 0 | 0 | 0 | 0 | 0 | 0
PJM_ROM_2_PJM_E | PJM_ROM | PJM_E | 2030 | B12 | 200 | 200 | 8000 | 0.06 | 188.94 | 3201.65 | 67.51 | 84.82 | 0 | 0 | 0 | 0 | 0 | 0
PJM_ROM_2_PJM_E | PJM_ROM | PJM_E | 2030 | B13 | 600 | 600 | 8000 | 0.02 | 2514.64 | 2522.22 | 42.44 | 32.14 | 0 | 0 | 0 | 0 | 0 | 0
PJM_ROM_2_PJM_E | PJM_ROM | PJM_E | 2030 | B14 | 900 | 900 | 8000 | 0.01 | 1553 | 1557.27 | 27.68 | 20.92 | 0 | 0 | 0 | 0 | 0 | 0
PJM_ROM_2_PJM_E | PJM_ROM | PJM_E | 2030 | B15 | 1203 | 1203 | 8000 | 0.01 | 1.98 | 388.26 | 2.16 | 13.09 | 0 | 0 | 0 | 0 | 0 | 0
PJM_ROM_2_PJM_E | PJM_ROM | PJM_E | 2030 | B16 | 25 | 25 | 8000 | 0.55 | 3903.01 | 4033.08 | 728.51 | 560.7 | 0 | 0 | 0 | 0 | 0 | 0
PJM_ROM_2_PJM_E | PJM_ROM | PJM_E | 2030 | B17 | 100 | 100 | 8000 | 748.96 | 3411.31 | 3450.38 | 205.51 | 155.31 | 0 | 0 | 0 | 0 | 0 | 0
PJM_ROM_2_PJM_E | PJM_ROM | PJM_E | 2030 | B18 | 400 | 400 | 8000 | 1903.06 | 2864.31 | 2875.11 | 61.67 | 46.58 | 0 | 0 | 0 | 0 | 0 | 0
PJM_ROM_2_PJM_E | PJM_ROM | PJM_E | 2030 | B19 | 700 | 700 | 8000 | 1722.42 | 1697.15 | 1702.64 | 34.77 | 26.27 | 0 | 0 | 0 | 0 | 0 | 0
PJM_ROM_2_PJM_E | PJM_ROM | PJM_E | 2030 | B20 | 935 | 935 | 8000 | 1283 | 802.46 | 2198.83 | 24.11 | 21.54 | 0 | 0 | 0 | 0 | 0 | 0
PJM_ROM_2_PJM_E | PJM_ROM | PJM_E | 2035 | B01 | 10 | 10 | 8000 | 4607.32 | 3375.98 | 1378.32 | 1956.42 | 926.11 | 0 | 0 | 0 | 0 | 0 | 0
PJM_ROM_2_PJM_E | PJM_ROM | PJM_E | 2035 | B02 | 25 | 25 | 8000 | 4799.81 | 3481.76 | 1477.28 | 865.5 | 522.31 | 0 | 0 | 0 | 0 | 0 | 0
PJM_ROM_2_PJM_E | PJM_ROM | PJM_E | 2035 | B03 | 75 | 75 | 8000 | 1569.68 | 33.49 | 22.05 | 41.69 | 27.36 | 0 | 0 | 0 | 0 | 0 | 0
PJM_ROM_2_PJM_E | PJM_ROM | PJM_E | 2035 | B04 | 100 | 100 | 8000 | 109.94 | 25.49 | 1639.83 | 31.75 | 166.09 | 0 | 0 | 0 | 0 | 0 | 0
PJM_ROM_2_PJM_E | PJM_ROM | PJM_E | 2035 | B05 | 200 | 200 | 8000 | 2955.07 | 2020.66 | 1071.71 | 125.25 | 85.88 | 0 | 0 | 0 | 0 | 0 | 0
PJM_ROM_2_PJM_E | PJM_ROM | PJM_E | 2035 | B06 | 300 | 300 | 8000 | 1664.88 | 1210.06 | 1241.88 | 81.35 | 61.87 | 0 | 0 | 0 | 0 | 0 | 0
PJM_ROM_2_PJM_E | PJM_ROM | PJM_E | 2035 | B07 | 400 | 400 | 8000 | 2457.8 | 2154.8 | 2196.54 | 70.54 | 53.97 | 0 | 0 | 0 | 0 | 0 | 0
PJM_ROM_2_PJM_E | PJM_ROM | PJM_E | 2035 | B08 | 500 | 500 | 8000 | 3346.01 | 4526.47 | 4819.19 | 70.22 | 54.46 | 0 | 0 | 0 | 0 | 0 | 0
PJM_ROM_2_PJM_E | PJM_ROM | PJM_E | 2035 | B09 | 800 | 800 | 8000 | 4099.15 | 3653.01 | 3434.8 | 44.51 | 33.11 | 0 | 0 | 0 | 0 | 0 | 0
PJM_ROM_2_PJM_E | PJM_ROM | PJM_E | 2035 | B10 | 1262 | 1262 | 8000 | 1091 | 1358.38 | 1167.02 | 24.97 | 18.49 | 0 | 0 | 0 | 0 | 0 | 0
PJM_ROM_2_PJM_E | PJM_ROM | PJM_E | 2035 | B11 | 25 | 25 | 8000 | 1726.47 | 1263.31 | 741.37 | 598.46 | 416.11 | 0 | 0 | 0 | 0 | 0 | 0
PJM_ROM_2_PJM_E | PJM_ROM | PJM_E | 2035 | B12 | 200 | 200 | 8000 | 1268.57 | 4485.12 | 4930.27 | 153.64 | 119.09 | 0 | 0 | 0 | 0 | 0 | 0
PJM_ROM_2_PJM_E | PJM_ROM | PJM_E | 2035 | B13 | 600 | 600 | 8000 | 3031.04 | 4083.81 | 4438.53 | 58.77 | 45.36 | 0 | 0 | 0 | 0 | 0 | 0
PJM_ROM_2_PJM_E | PJM_ROM | PJM_E | 2035 | B14 | 900 | 900 | 8000 | 3285.38 | 3107.35 | 3526.63 | 38.86 | 30.07 | 0 | 0 | 0 | 0 | 0 | 0
PJM_ROM_2_PJM_E | PJM_ROM | PJM_E | 2035 | B15 | 1203 | 1203 | 8000 | 1013.35 | 992.98 | 1253.01 | 24.83 | 19.62 | 0 | 0 | 0 | 0 | 0 | 0
PJM_ROM_2_PJM_E | PJM_ROM | PJM_E | 2035 | B16 | 25 | 25 | 8000 | 3984.94 | 5336.01 | 5959.71 | 1239.58 | 1067.45 | 0 | 0 | 0 | 0 | 0 | 0
PJM_ROM_2_PJM_E | PJM_ROM | PJM_E | 2035 | B17 | 100 | 100 | 8000 | 2991.8 | 5237.71 | 5783.56 | 298.48 | 230.95 | 0 | 0 | 0 | 0 | 0 | 0
PJM_ROM_2_PJM_E | PJM_ROM | PJM_E | 2035 | B18 | 400 | 400 | 8000 | 4739.59 | 4746 | 5224.27 | 87.21 | 67.96 | 0 | 0 | 0 | 0 | 0 | 0
PJM_ROM_2_PJM_E | PJM_ROM | PJM_E | 2035 | B19 | 700 | 700 | 8000 | 4794.1 | 3920.03 | 4164.66 | 51 | 38.92 | 0 | 0 | 0 | 0 | 0 | 0
PJM_ROM_2_PJM_E | PJM_ROM | PJM_E | 2035 | B20 | 935 | 935 | 8000 | 1775.7 | 4406.24 | 3731.91 | 41.09 | 29.7 | 0 | 0 | 0 | 0 | 0 | 0
PJM_ROM_2_PJM_E | PJM_ROM | PJM_E | 2040 | B01 | 10 | 10 | 8000 | 6973.2 | 1791.37 | 3525.51 | 1399.5 | 2073.62 | 0 | 0 | 0 | 0 | 0 | 0
PJM_ROM_2_PJM_E | PJM_ROM | PJM_E | 2040 | B02 | 25 | 25 | 8000 | 5662.46 | 2559.35 | 4696.17 | 936.94 | 1029.12 | 0 | 0 | 0 | 0 | 0 | 0
PJM_ROM_2_PJM_E | PJM_ROM | PJM_E | 2040 | B03 | 75 | 75 | 8000 | 2691.62 | 42.83 | 32.01 | 53.49 | 39.82 | 0 | 0 | 0 | 0 | 0 | 0
PJM_ROM_2_PJM_E | PJM_ROM | PJM_E | 2040 | B04 | 100 | 100 | 8000 | 3938.92 | 4768.42 | 3133.8 | 354.61 | 232.26 | 0 | 0 | 0 | 0 | 0 | 0
PJM_ROM_2_PJM_E | PJM_ROM | PJM_E | 2040 | B05 | 200 | 200 | 8000 | 4907.85 | 4235.42 | 3522.65 | 185.45 | 131.49 | 0 | 0 | 0 | 0 | 0 | 0
PJM_ROM_2_PJM_E | PJM_ROM | PJM_E | 2040 | B06 | 300 | 300 | 8000 | 5332.2 | 4767.97 | 4660.6 | 137.53 | 102.04 | 0 | 0 | 0 | 0 | 0 | 0
PJM_ROM_2_PJM_E | PJM_ROM | PJM_E | 2040 | B07 | 400 | 400 | 8000 | 7160.09 | 7039.94 | 6912.58 | 136.11 | 98.76 | 0 | 0 | 0 | 0 | 0 | 0
PJM_ROM_2_PJM_E | PJM_ROM | PJM_E | 2040 | B08 | 500 | 500 | 8000 | 6416.92 | 6795.54 | 7012.6 | 108.01 | 82.5 | 0 | 0 | 0 | 0 | 0 | 0
PJM_ROM_2_PJM_E | PJM_ROM | PJM_E | 2040 | B09 | 800 | 800 | 8000 | 4654.08 | 4829.33 | 4789.81 | 59.93 | 44.81 | 0 | 0 | 0 | 0 | 0 | 0
PJM_ROM_2_PJM_E | PJM_ROM | PJM_E | 2040 | B10 | 1262 | 1262 | 8000 | 7242.8 | 7197.44 | 7963.55 | 50.45 | 1672.6 | 0 | 0 | 0 | 0 | 0 | 0
PJM_ROM_2_PJM_E | PJM_ROM | PJM_E | 2040 | B11 | 25 | 25 | 8000 | 6070.35 | 1305.66 | 3703.12 | 714.35 | 874.9 | 0 | 0 | 0 | 0 | 0 | 0
PJM_ROM_2_PJM_E | PJM_ROM | PJM_E | 2040 | B12 | 200 | 200 | 8000 | 5600.26 | 1976.76 | 4867.34 | 153.69 | 145.27 | 0 | 0 | 0 | 0 | 0 | 0
PJM_ROM_2_PJM_E | PJM_ROM | PJM_E | 2040 | B13 | 600 | 600 | 8000 | 5014.27 | 2356.7 | 5002.54 | 64.42 | 61.32 | 0 | 0 | 0 | 0 | 0 | 0
PJM_ROM_2_PJM_E | PJM_ROM | PJM_E | 2040 | B14 | 900 | 900 | 8000 | 3979.34 | 5953.31 | 5901.6 | 59.79 | 47.35 | 0 | 0 | 0 | 0 | 0 | 0
PJM_ROM_2_PJM_E | PJM_ROM | PJM_E | 2040 | B15 | 1203 | 1203 | 8000 | 6097.86 | 5880.87 | 7264.63 | 45.66 | 39.24 | 0 | 0 | 0 | 0 | 0 | 0
PJM_ROM_2_PJM_E | PJM_ROM | PJM_E | 2040 | B16 | 25 | 25 | 8000 | 7231.83 | 1224.77 | 5940.98 | 698.73 | 1594.85 | 0 | 0 | 0 | 0 | 0 | 0
PJM_ROM_2_PJM_E | PJM_ROM | PJM_E | 2040 | B17 | 100 | 100 | 8000 | 6176.97 | 1094.59 | 7623.59 | 245.77 | 1528.84 | 0 | 0 | 0 | 0 | 0 | 0
PJM_ROM_2_PJM_E | PJM_ROM | PJM_E | 2040 | B18 | 400 | 400 | 8000 | 7510.57 | 1769.32 | 7886.22 | 84.68 | 453.89 | 0 | 0 | 0 | 0 | 0 | 0
PJM_ROM_2_PJM_E | PJM_ROM | PJM_E | 2040 | B19 | 700 | 700 | 8000 | 7184.74 | 2375.16 | 7828.82 | 56.43 | 74.88 | 0 | 0 | 0 | 0 | 0 | 0
PJM_ROM_2_PJM_E | PJM_ROM | PJM_E | 2040 | B20 | 935 | 935 | 8000 | 6334.9 | 6521.03 | 7354.84 | 60.55 | 50.7 | 0 | 0 | 0 | 0 | 0 | 0
PJM_ROM_2_PJM_E | PJM_ROM | PJM_E | 2045 | B01 | 10 | 10 | 8000 | 6280.04 | 4307.9 | 4206.13 | 5208.84 | 3659.2 | 0 | 0 | 0 | 0 | 0 | 0
PJM_ROM_2_PJM_E | PJM_ROM | PJM_E | 2045 | B02 | 25 | 25 | 8000 | 5477.97 | 4171.69 | 4843.03 | 1621.5 | 1456.33 | 0 | 0 | 0 | 0 | 0 | 0
PJM_ROM_2_PJM_E | PJM_ROM | PJM_E | 2045 | B03 | 75 | 75 | 8000 | 2710.33 | 931.93 | 801.75 | 355.44 | 282.92 | 0 | 0 | 0 | 0 | 0 | 0
PJM_ROM_2_PJM_E | PJM_ROM | PJM_E | 2045 | B04 | 100 | 100 | 8000 | 4096 | 3530.85 | 3990.2 | 392.36 | 307.85 | 0 | 0 | 0 | 0 | 0 | 0
PJM_ROM_2_PJM_E | PJM_ROM | PJM_E | 2045 | B05 | 200 | 200 | 8000 | 5383.77 | 5921.35 | 5670.11 | 270.37 | 192.16 | 0 | 0 | 0 | 0 | 0 | 0
PJM_ROM_2_PJM_E | PJM_ROM | PJM_E | 2045 | B06 | 300 | 300 | 8000 | 6127.17 | 4437.74 | 4301.11 | 166.13 | 122.22 | 0 | 0 | 0 | 0 | 0 | 0
PJM_ROM_2_PJM_E | PJM_ROM | PJM_E | 2045 | B07 | 400 | 400 | 8000 | 6980.46 | 6542.37 | 7837.56 | 158.98 | 273.63 | 0 | 0 | 0 | 0 | 0 | 0
PJM_ROM_2_PJM_E | PJM_ROM | PJM_E | 2045 | B08 | 500 | 500 | 8000 | 5804.33 | 5635.44 | 7214.76 | 118.91 | 105.07 | 0 | 0 | 0 | 0 | 0 | 0
PJM_ROM_2_PJM_E | PJM_ROM | PJM_E | 2045 | B09 | 800 | 800 | 8000 | 3184.38 | 3955.61 | 5781.69 | 69.88 | 60.12 | 0 | 0 | 0 | 0 | 0 | 0
PJM_ROM_2_PJM_E | PJM_ROM | PJM_E | 2045 | B10 | 1262 | 1262 | 8000 | 6891.78 | 6977.63 | 7950.7 | 61.69 | 654.11 | 0 | 0 | 0 | 0 | 0 | 0
PJM_ROM_2_PJM_E | PJM_ROM | PJM_E | 2045 | B11 | 25 | 25 | 8000 | 5075.83 | 3089.49 | 3858.65 | 1270.7 | 1155.81 | 0 | 0 | 0 | 0 | 0 | 0
PJM_ROM_2_PJM_E | PJM_ROM | PJM_E | 2045 | B12 | 200 | 200 | 8000 | 7208.03 | 7062.38 | 7687.22 | 326.4 | 449.55 | 0 | 0 | 0 | 0 | 0 | 0
PJM_ROM_2_PJM_E | PJM_ROM | PJM_E | 2045 | B13 | 600 | 600 | 8000 | 7156.34 | 7800.8 | 7908.23 | 172.46 | 1237.85 | 0 | 0 | 0 | 0 | 0 | 0
PJM_ROM_2_PJM_E | PJM_ROM | PJM_E | 2045 | B14 | 900 | 900 | 8000 | 6493.08 | 7788.19 | 7935.13 | 101.18 | 1031.57 | 0 | 0 | 0 | 0 | 0 | 0
PJM_ROM_2_PJM_E | PJM_ROM | PJM_E | 2045 | B15 | 1203 | 1203 | 8000 | 5715.55 | 5487.02 | 6563.73 | 54.77 | 45.06 | 0 | 0 | 0 | 0 | 0 | 0
PJM_ROM_2_PJM_E | PJM_ROM | PJM_E | 2045 | B16 | 25 | 25 | 8000 | 5623.73 | 5762.54 | 5714.89 | 3886.61 | 2204.03 | 0 | 0 | 0 | 0 | 0 | 0
PJM_ROM_2_PJM_E | PJM_ROM | PJM_E | 2045 | B17 | 100 | 100 | 8000 | 4469.95 | 7261.62 | 7546.89 | 1233.92 | 2395.18 | 0 | 0 | 0 | 0 | 0 | 0
PJM_ROM_2_PJM_E | PJM_ROM | PJM_E | 2045 | B18 | 400 | 400 | 8000 | 7800.4 | 7804.83 | 7874.66 | 589.61 | 1820.2 | 0 | 0 | 0 | 0 | 0 | 0
PJM_ROM_2_PJM_E | PJM_ROM | PJM_E | 2045 | B19 | 700 | 700 | 8000 | 6848.73 | 7173.23 | 7921.04 | 109.08 | 1265.01 | 0 | 0 | 0 | 0 | 0 | 0
PJM_ROM_2_PJM_E | PJM_ROM | PJM_E | 2045 | B20 | 935 | 935 | 8000 | 6223.21 | 6410.54 | 7511.64 | 76.25 | 65.56 | 0 | 0 | 0 | 0 | 0 | 0
PJM_ROM_2_PJM_E | PJM_ROM | PJM_E | 2050 | B01 | 10 | 10 | 8000 | 6345.1 | 7995.19 | 7989.79 | 1446.95 | 3141.54 | 0 | 0.87838 | 0.28488 | 0 | 0.88614 | 0.29538
PJM_ROM_2_PJM_E | PJM_ROM | PJM_E | 2050 | B02 | 25 | 25 | 8000 | 5532.18 | 7997.92 | 7995.71 | 174.98 | 3525.46 | 0 | 0.86651 | 0.28488 | 0 | 0.88614 | 0.29538
PJM_ROM_2_PJM_E | PJM_ROM | PJM_E | 2050 | B03 | 75 | 75 | 8000 | 5529.16 | 5846.28 | 7847.04 | 0.88 | 3.03 | 0 | 0 | 0 | 0 | 0.88614 | 0.29538
PJM_ROM_2_PJM_E | PJM_ROM | PJM_E | 2050 | B04 | 100 | 100 | 8000 | 6535.04 | 6706.47 | 7205.08 | 0.69 | 1.75 | 0 | 0 | 0 | 0 | 0.88614 | 0.29538
PJM_ROM_2_PJM_E | PJM_ROM | PJM_E | 2050 | B05 | 200 | 200 | 8000 | 5320.5 | 7149.05 | 6609.17 | 0.32 | 0.76 | 0 | 0 | 0 | 0 | 0.88614 | 0.29538
PJM_ROM_2_PJM_E | PJM_ROM | PJM_E | 2050 | B06 | 300 | 300 | 8000 | 7420.93 | 7999.76 | 7999.6 | 82.24 | 1284.58 | 0 | 0.86651 | 0.28488 | 0 | 0.88614 | 0.29538
PJM_ROM_2_PJM_E | PJM_ROM | PJM_E | 2050 | B07 | 400 | 400 | 8000 | 4996.1 | 5752.12 | 7296.82 | 0.16 | 0.45 | 0 | 0 | 0 | 0 | 0.88614 | 0.29538
PJM_ROM_2_PJM_E | PJM_ROM | PJM_E | 2050 | B08 | 500 | 500 | 8000 | 8000 | 7999.89 | 7999.76 | 1888.83 | 4686.13 | 1.4007 | 0.87838 | 0.28488 | 0.53872 | 0.88614 | 0.29538
PJM_ROM_2_PJM_E | PJM_ROM | PJM_E | 2050 | B09 | 800 | 800 | 8000 | 8000 | 7999.93 | 7999.85 | 1453.7 | 2731.59 | 1.0446 | 0.87838 | 0.28488 | 0.64281 | 0.88614 | 0.29538
PJM_ROM_2_PJM_E | PJM_ROM | PJM_E | 2050 | B10 | 1262 | 1262 | 8000 | 6446.74 | 6983.35 | 7615.1 | 0.05 | 0.15 | 0 | 0 | 0 | 0 | 0.88614 | 0.29538
PJM_ROM_2_PJM_E | PJM_ROM | PJM_E | 2050 | B11 | 25 | 25 | 8000 | 5510.56 | 4540.54 | 3075.85 | 2.72 | 5.83 | 0 | 0 | 0 | 0 | 0.88614 | 0.29538
PJM_ROM_2_PJM_E | PJM_ROM | PJM_E | 2050 | B12 | 200 | 200 | 8000 | 7427.22 | 7999.72 | 7999.41 | 156.05 | 1639.95 | 0 | 0.87838 | 0.28488 | 0 | 0.88614 | 0.29538
PJM_ROM_2_PJM_E | PJM_ROM | PJM_E | 2050 | B13 | 600 | 600 | 8000 | 7362.15 | 7989.45 | 7999.79 | 0.18 | 323.51 | 0 | 0.01187 | 0.28488 | 0 | 0.88614 | 0.29538
PJM_ROM_2_PJM_E | PJM_ROM | PJM_E | 2050 | B14 | 900 | 900 | 8000 | 6958.57 | 7999.93 | 7999.86 | 244.91 | 356.34 | 0 | 0.87838 | 0.28488 | 0 | 0.88614 | 0.29538
PJM_ROM_2_PJM_E | PJM_ROM | PJM_E | 2050 | B15 | 1203 | 1203 | 8000 | 5177.45 | 6297.42 | 6275.35 | 0.05 | 0.12 | 0 | 0 | 0 | 0 | 0.88614 | 0.29538
PJM_ROM_2_PJM_E | PJM_ROM | PJM_E | 2050 | B16 | 25 | 25 | 8000 | 5983.53 | 7997.99 | 7995.63 | 1073.3 | 2441.88 | 0 | 0.87838 | 0.28488 | 0 | 0.88614 | 0.29538
PJM_ROM_2_PJM_E | PJM_ROM | PJM_E | 2050 | B17 | 100 | 100 | 8000 | 7603.44 | 7999.46 | 7998.85 | 86.23 | 2892.3 | 0 | 0.86651 | 0.28488 | 0 | 0.88614 | 0.29538
PJM_ROM_2_PJM_E | PJM_ROM | PJM_E | 2050 | B18 | 400 | 400 | 8000 | 7703.1 | 7999.86 | 7999.7 | 445.84 | 1643.81 | 0 | 0.87838 | 0.28488 | 0 | 0.88614 | 0.29538
PJM_ROM_2_PJM_E | PJM_ROM | PJM_E | 2050 | B19 | 700 | 700 | 8000 | 6448.59 | 7999.92 | 7999.82 | 3.53 | 1280.98 | 0 | 0.84277 | 0.28488 | 0 | 0.88614 | 0.29538
PJM_ROM_2_PJM_E | PJM_ROM | PJM_E | 2050 | B20 | 935 | 935 | 8000 | 5352.46 | 6050.83 | 7360.76 | 0.07 | 0.17 | 0 | 0 | 0 | 0 | 0.88614 | 0.29538
PJM_ROM_2_PJM_ROR | PJM_ROM | PJM_ROR | 2015 | B01 | 10 | 10 | 8000 | 0.01 | 38.22 | 29.61 | 38 | 29.63 | 0 | 0 | 0 | 0 | 0 | 0
PJM_ROM_2_PJM_ROR | PJM_ROM | PJM_ROR | 2015 | B02 | 25 | 25 | 8000 | 0.2 | 24.94 | 18.63 | 25.39 | 18.46 | 0 | 0 | 0 | 0 | 0 | 0
PJM_ROM_2_PJM_ROR | PJM_ROM | PJM_ROR | 2015 | B03 | 75 | 75 | 8000 | 0.08 | 172.13 | 186.93 | 68.3 | 57.97 | 0 | 0 | 0 | 0 | 0 | 0
PJM_ROM_2_PJM_ROR | PJM_ROM | PJM_ROR | 2015 | B04 | 100 | 100 | 8000 | 0.06 | 9.09 | 7.24 | 9 | 7.24 | 0 | 0 | 0 | 0 | 0 | 0
PJM_ROM_2_PJM_ROR | PJM_ROM | PJM_ROR | 2015 | B05 | 200 | 200 | 8000 | 0.03 | 4.22 | 3.15 | 4.11 | 3.09 | 0 | 0 | 0 | 0 | 0 | 0
PJM_ROM_2_PJM_ROR | PJM_ROM | PJM_ROR | 2015 | B06 | 300 | 300 | 8000 | 0.02 | 2.81 | 2.12 | 2.72 | 2.08 | 0 | 0 | 0 | 0 | 0 | 0
PJM_ROM_2_PJM_ROR | PJM_ROM | PJM_ROR | 2015 | B07 | 400 | 400 | 8000 | 0 | 0.16 | 0.33 | 0.16 | 0.34 | 0 | 0 | 0 | 0 | 0 | 0
PJM_ROM_2_PJM_ROR | PJM_ROM | PJM_ROR | 2015 | B08 | 500 | 500 | 8000 | 0 | 0.07 | 0.09 | 0.08 | 0.1 | 0 | 0 | 0 | 0 | 0 | 0
PJM_ROM_2_PJM_ROR | PJM_ROM | PJM_ROR | 2015 | B09 | 800 | 800 | 8000 | 0 | 0.03 | 0.04 | 0.03 | 0.05 | 0 | 0 | 0 | 0 | 0 | 0
PJM_ROM_2_PJM_ROR | PJM_ROM | PJM_ROR | 2015 | B10 | 1262 | 1262 | 8000 | 0 | 0.69 | 0.52 | 0.67 | 0.5 | 0 | 0 | 0 | 0 | 0 | 0
PJM_ROM_2_PJM_ROR | PJM_ROM | PJM_ROR | 2015 | B11 | 25 | 25 | 8000 | 0.24 | 2858.22 | 5687.57 | 334.55 | 335.37 | 0 | 0 | 0 | 0 | 0 | 0
PJM_ROM_2_PJM_ROR | PJM_ROM | PJM_ROR | 2015 | B12 | 200 | 200 | 8000 | 0.03 | 4.18 | 3.21 | 4.06 | 3.14 | 0 | 0 | 0 | 0 | 0 | 0
PJM_ROM_2_PJM_ROR | PJM_ROM | PJM_ROR | 2015 | B13 | 600 | 600 | 8000 | 0.01 | 1.46 | 1.1 | 1.41 | 1.07 | 0 | 0 | 0 | 0 | 0 | 0
PJM_ROM_2_PJM_ROR | PJM_ROM | PJM_ROR | 2015 | B14 | 900 | 900 | 8000 | 0 | 0.08 | 0.67 | 0.08 | 0.65 | 0 | 0 | 0 | 0 | 0 | 0
PJM_ROM_2_PJM_ROR | PJM_ROM | PJM_ROR | 2015 | B15 | 1203 | 1203 | 8000 | 0.01 | 0.73 | 0.55 | 0.71 | 0.53 | 0 | 0 | 0 | 0 | 0 | 0
PJM_ROM_2_PJM_ROR | PJM_ROM | PJM_ROR | 2015 | B16 | 25 | 25 | 8000 | 0.23 | 27.05 | 20.53 | 26.55 | 20.41 | 0 | 0 | 0 | 0 | 0 | 0
PJM_ROM_2_PJM_ROR | PJM_ROM | PJM_ROR | 2015 | B17 | 100 | 100 | 8000 | 0.06 | 6.84 | 4.67 | 6.63 | 4.57 | 0 | 0 | 0 | 0 | 0 | 0
PJM_ROM_2_PJM_ROR | PJM_ROM | PJM_ROR | 2015 | B18 | 400 | 400 | 8000 | 0 | 0.04 | 0.08 | 0.04 | 0.09 | 0 | 0 | 0 | 0 | 0 | 0
PJM_ROM_2_PJM_ROR | PJM_ROM | PJM_ROR | 2015 | B19 | 700 | 700 | 8000 | 0 | 0.03 | 0.05 | 0.03 | 0.05 | 0 | 0 | 0 | 0 | 0 | 0
PJM_ROM_2_PJM_ROR | PJM_ROM | PJM_ROR | 2015 | B20 | 935 | 935 | 8000 | 0 | 0.06 | 0.07 | 0.06 | 0.07 | 0 | 0 | 0 | 0 | 0 | 0
PJM_ROM_2_PJM_ROR | PJM_ROM | PJM_ROR | 2020 | B01 | 10 | 10 | 8000 | 0.87 | 57.64 | 39.7 | 57.48 | 40.64 | 0 | 0 | 0 | 0 | 0 | 0
PJM_ROM_2_PJM_ROR | PJM_ROM | PJM_ROR | 2020 | B02 | 25 | 25 | 8000 | 0.29 | 32.34 | 23.05 | 32.54 | 23.01 | 0 | 0 | 0 | 0 | 0 | 0
PJM_ROM_2_PJM_ROR | PJM_ROM | PJM_ROR | 2020 | B03 | 75 | 75 | 8000 | 0.1 | 1897.84 | 2799.14 | 148.72 | 121.79 | 0 | 0 | 0 | 0 | 0 | 0
PJM_ROM_2_PJM_ROR | PJM_ROM | PJM_ROR | 2020 | B04 | 100 | 100 | 8000 | 653.82 | 3052.58 | 3042.57 | 129.16 | 97.51 | 0 | 0 | 0 | 0 | 0 | 0
PJM_ROM_2_PJM_ROR | PJM_ROM | PJM_ROR | 2020 | B05 | 200 | 200 | 8000 | 0.04 | 5.4 | 4.11 | 5.31 | 4.12 | 0 | 0 | 0 | 0 | 0 | 0
PJM_ROM_2_PJM_ROR | PJM_ROM | PJM_ROR | 2020 | B06 | 300 | 300 | 8000 | 0.03 | 3.73 | 2.86 | 3.66 | 2.87 | 0 | 0 | 0 | 0 | 0 | 0
PJM_ROM_2_PJM_ROR | PJM_ROM | PJM_ROR | 2020 | B07 | 400 | 400 | 8000 | 0.02 | 2.77 | 2.13 | 2.72 | 2.12 | 0 | 0 | 0 | 0 | 0 | 0
PJM_ROM_2_PJM_ROR | PJM_ROM | PJM_ROR | 2020 | B08 | 500 | 500 | 8000 | 0.02 | 2.12 | 1.65 | 2.08 | 1.64 | 0 | 0 | 0 | 0 | 0 | 0
PJM_ROM_2_PJM_ROR | PJM_ROM | PJM_ROR | 2020 | B09 | 800 | 800 | 8000 | 0.01 | 1.44 | 1.09 | 1.41 | 1.07 | 0 | 0 | 0 | 0 | 0 | 0
PJM_ROM_2_PJM_ROR | PJM_ROM | PJM_ROR | 2020 | B10 | 1262 | 1262 | 8000 | 0.01 | 0.94 | 0.74 | 0.94 | 0.74 | 0 | 0 | 0 | 0 | 0 | 0
PJM_ROM_2_PJM_ROR | PJM_ROM | PJM_ROR | 2020 | B11 | 25 | 25 | 8000 | 0.3 | 36.69 | 1337.82 | 36.82 | 259.12 | 0 | 0 | 0 | 0 | 0 | 0
PJM_ROM_2_PJM_ROR | PJM_ROM | PJM_ROR | 2020 | B12 | 200 | 200 | 8000 | 0.04 | 5.38 | 3.93 | 5.28 | 3.91 | 0 | 0 | 0 | 0 | 0 | 0
PJM_ROM_2_PJM_ROR | PJM_ROM | PJM_ROR | 2020 | B13 | 600 | 600 | 8000 | 0.01 | 1.88 | 1.39 | 1.84 | 1.38 | 0 | 0 | 0 | 0 | 0 | 0
PJM_ROM_2_PJM_ROR | PJM_ROM | PJM_ROR | 2020 | B14 | 900 | 900 | 8000 | 0.01 | 1.29 | 0.96 | 1.26 | 0.94 | 0 | 0 | 0 | 0 | 0 | 0
PJM_ROM_2_PJM_ROR | PJM_ROM | PJM_ROR | 2020 | B15 | 1203 | 1203 | 8000 | 0.01 | 0.95 | 0.72 | 0.93 | 0.71 | 0 | 0 | 0 | 0 | 0 | 0
PJM_ROM_2_PJM_ROR | PJM_ROM | PJM_ROR | 2020 | B16 | 25 | 25 | 8000 | 0.29 | 19.74 | 2.9 | 20 | 3.41 | 0 | 0 | 0 | 0 | 0 | 0
PJM_ROM_2_PJM_ROR | PJM_ROM | PJM_ROR | 2020 | B17 | 100 | 100 | 8000 | 0.08 | 0.52 | 0.74 | 0.57 | 0.85 | 0 | 0 | 0 | 0 | 0 | 0
PJM_ROM_2_PJM_ROR | PJM_ROM | PJM_ROR | 2020 | B18 | 400 | 400 | 8000 | 0 | 0.18 | 0.21 | 0.2 | 0.24 | 0 | 0 | 0 | 0 | 0 | 0
PJM_ROM_2_PJM_ROR | PJM_ROM | PJM_ROR | 2020 | B19 | 700 | 700 | 8000 | 0 | 0.09 | 0.12 | 0.1 | 0.14 | 0 | 0 | 0 | 0 | 0 | 0
PJM_ROM_2_PJM_ROR | PJM_ROM | PJM_ROR | 2020 | B20 | 935 | 935 | 8000 | 0 | 0.29 | 0.29 | 0.29 | 0.29 | 0 | 0 | 0 | 0 | 0 | 0
PJM_ROM_2_PJM_ROR | PJM_ROM | PJM_ROR | 2025 | B01 | 10 | 10 | 8000 | 0 | 68.39 | 68.83 | 80.47 | 69.93 | 0 | 0 | 0 | 0 | 0 | 0
PJM_ROM_2_PJM_ROR | PJM_ROM | PJM_ROR | 2025 | B02 | 25 | 25 | 8000 | 0 | 64.58 | 32.99 | 74.87 | 34.75 | 0 | 0 | 0 | 0 | 0 | 0
PJM_ROM_2_PJM_ROR | PJM_ROM | PJM_ROR | 2025 | B03 | 75 | 75 | 8000 | 0.13 | 1900.24 | 4359 | 186.06 | 180.54 | 0 | 0 | 0 | 0 | 0 | 0
PJM_ROM_2_PJM_ROR | PJM_ROM | PJM_ROR | 2025 | B04 | 100 | 100 | 8000 | 0.1 | 5213.15 | 3518.18 | 197.25 | 125.45 | 0 | 0 | 0 | 0 | 0 | 0
PJM_ROM_2_PJM_ROR | PJM_ROM | PJM_ROR | 2025 | B05 | 200 | 200 | 8000 | 0.05 | 18.35 | 5.03 | 16.31 | 4.91 | 0 | 0 | 0 | 0 | 0 | 0
PJM_ROM_2_PJM_ROR | PJM_ROM | PJM_ROR | 2025 | B06 | 300 | 300 | 8000 | 0.03 | 5.24 | 3.61 | 5.12 | 3.54 | 0 | 0 | 0 | 0 | 0 | 0
PJM_ROM_2_PJM_ROR | PJM_ROM | PJM_ROR | 2025 | B07 | 400 | 400 | 8000 | 0.03 | 1833.32 | 218.02 | 44.62 | 24.27 | 0 | 0 | 0 | 0 | 0 | 0
PJM_ROM_2_PJM_ROR | PJM_ROM | PJM_ROR | 2025 | B08 | 500 | 500 | 8000 | 0.02 | 3.18 | 2.03 | 3.18 | 1.98 | 0 | 0 | 0 | 0 | 0 | 0
PJM_ROM_2_PJM_ROR | PJM_ROM | PJM_ROR | 2025 | B09 | 800 | 800 | 8000 | 0.01 | 1.9 | 0.34 | 1.92 | 0.37 | 0 | 0 | 0 | 0 | 0 | 0
PJM_ROM_2_PJM_ROR | PJM_ROM | PJM_ROR | 2025 | B10 | 1262 | 1262 | 8000 | 0.01 | 1.18 | 0.85 | 1.18 | 0.83 | 0 | 0 | 0 | 0 | 0 | 0
PJM_ROM_2_PJM_ROR | PJM_ROM | PJM_ROR | 2025 | B11 | 25 | 25 | 8000 | 0.38 | 2331.75 | 29.26 | 495.11 | 28.32 | 0 | 0 | 0 | 0 | 0 | 0
PJM_ROM_2_PJM_ROR | PJM_ROM | PJM_ROR | 2025 | B12 | 200 | 200 | 8000 | 0.05 | 6.74 | 0.17 | 6.56 | 0.18 | 0 | 0 | 0 | 0 | 0 | 0
PJM_ROM_2_PJM_ROR | PJM_ROM | PJM_ROR | 2025 | B13 | 600 | 600 | 8000 | 0.02 | 2.38 | 0.07 | 2.33 | 0.08 | 0 | 0 | 0 | 0 | 0 | 0
PJM_ROM_2_PJM_ROR | PJM_ROM | PJM_ROR | 2025 | B14 | 900 | 900 | 8000 | 0.01 | 1.63 | 0.01 | 1.59 | 0.02 | 0 | 0 | 0 | 0 | 0 | 0
PJM_ROM_2_PJM_ROR | PJM_ROM | PJM_ROR | 2025 | B15 | 1203 | 1203 | 8000 | 0.01 | 1.19 | 0.66 | 1.15 | 0.65 | 0 | 0 | 0 | 0 | 0 | 0
PJM_ROM_2_PJM_ROR | PJM_ROM | PJM_ROR | 2025 | B16 | 25 | 25 | 8000 | 0.37 | 0.8 | 0.15 | 0.82 | 0.16 | 0 | 0 | 0 | 0 | 0 | 0
PJM_ROM_2_PJM_ROR | PJM_ROM | PJM_ROR | 2025 | B17 | 100 | 100 | 8000 | 0.09 | 0.12 | 0.04 | 0.13 | 0.05 | 0 | 0 | 0 | 0 | 0 | 0
PJM_ROM_2_PJM_ROR | PJM_ROM | PJM_ROR | 2025 | B18 | 400 | 400 | 8000 | 0.02 | 0.1 | 0.02 | 0.11 | 0.02 | 0 | 0 | 0 | 0 | 0 | 0
PJM_ROM_2_PJM_ROR | PJM_ROM | PJM_ROR | 2025 | B19 | 700 | 700 | 8000 | 0.01 | 1.89 | 0.01 | 1.83 | 0.02 | 0 | 0 | 0 | 0 | 0 | 0
PJM_ROM_2_PJM_ROR | PJM_ROM | PJM_ROR | 2025 | B20 | 935 | 935 | 8000 | 0.01 | 0.09 | 0.03 | 0.11 | 0.03 | 0 | 0 | 0 | 0 | 0 | 0
PJM_ROM_2_PJM_ROR | PJM_ROM | PJM_ROR | 2030 | B01 | 10 | 10 | 8000 | 0 | 107.35 | 85.97 | 107.27 | 83.93 | 0 | 0 | 0 | 0 | 0 | 0
PJM_ROM_2_PJM_ROR | PJM_ROM | PJM_ROR | 2030 | B02 | 25 | 25 | 8000 | 0 | 49.59 | 40.17 | 50.4 | 39.91 | 0 | 0 | 0 | 0 | 0 | 0
PJM_ROM_2_PJM_ROR | PJM_ROM | PJM_ROR | 2030 | B03 | 75 | 75 | 8000 | 0.16 | 2525.89 | 4488.66 | 250.3 | 217.71 | 0 | 0 | 0 | 0 | 0 | 0
PJM_ROM_2_PJM_ROR | PJM_ROM | PJM_ROR | 2030 | B04 | 100 | 100 | 8000 | 0.13 | 7021.37 | 6043.45 | 325.1 | 196.76 | 0 | 0 | 0 | 0 | 0 | 0
PJM_ROM_2_PJM_ROR | PJM_ROM | PJM_ROR | 2030 | B05 | 200 | 200 | 8000 | 0.06 | 8.65 | 6.4 | 8.47 | 6.34 | 0 | 0 | 0 | 0 | 0 | 0
PJM_ROM_2_PJM_ROR | PJM_ROM | PJM_ROR | 2030 | B06 | 300 | 300 | 8000 | 0.04 | 564.62 | 593.95 | 54.27 | 43.62 | 0 | 0 | 0 | 0 | 0 | 0
PJM_ROM_2_PJM_ROR | PJM_ROM | PJM_ROR | 2030 | B07 | 400 | 400 | 8000 | 0.03 | 237.47 | 3.44 | 37.33 | 3.42 | 0 | 0 | 0 | 0 | 0 | 0
PJM_ROM_2_PJM_ROR | PJM_ROM | PJM_ROR | 2030 | B08 | 500 | 500 | 8000 | 0.02 | 3.45 | 2.52 | 3.35 | 2.45 | 0 | 0 | 0 | 0 | 0 | 0
PJM_ROM_2_PJM_ROR | PJM_ROM | PJM_ROR | 2030 | B09 | 800 | 800 | 8000 | 0.02 | 2.29 | 0.12 | 2.23 | 0.15 | 0 | 0 | 0 | 0 | 0 | 0
PJM_ROM_2_PJM_ROR | PJM_ROM | PJM_ROR | 2030 | B10 | 1262 | 1262 | 8000 | 0.01 | 1.36 | 1.07 | 1.32 | 1.04 | 0 | 0 | 0 | 0 | 0 | 0
PJM_ROM_2_PJM_ROR | PJM_ROM | PJM_ROR | 2030 | B11 | 25 | 25 | 8000 | 0.01 | 36.79 | 32.28 | 35.86 | 31.9 | 0 | 0 | 0 | 0 | 0 | 0
PJM_ROM_2_PJM_ROR | PJM_ROM | PJM_ROR | 2030 | B12 | 200 | 200 | 8000 | 0.06 | 0.2 | 0.3 | 0.22 | 0.33 | 0 | 0 | 0 | 0 | 0 | 0
PJM_ROM_2_PJM_ROR | PJM_ROM | PJM_ROR | 2030 | B13 | 600 | 600 | 8000 | 0 | 0.08 | 0.1 | 0.1 | 0.12 | 0 | 0 | 0 | 0 | 0 | 0
PJM_ROM_2_PJM_ROR | PJM_ROM | PJM_ROR | 2030 | B14 | 900 | 900 | 8000 | 0 | 0.05 | 0.07 | 0.06 | 0.08 | 0 | 0 | 0 | 0 | 0 | 0
PJM_ROM_2_PJM_ROR | PJM_ROM | PJM_ROR | 2030 | B15 | 1203 | 1203 | 8000 | 0.01 | 0.25 | 0.22 | 0.25 | 0.22 | 0 | 0 | 0 | 0 | 0 | 0
PJM_ROM_2_PJM_ROR | PJM_ROM | PJM_ROR | 2030 | B16 | 25 | 25 | 8000 | 0 | 1.01 | 2.12 | 1.11 | 2.4 | 0 | 0 | 0 | 0 | 0 | 0
PJM_ROM_2_PJM_ROR | PJM_ROM | PJM_ROR | 2030 | B17 | 100 | 100 | 8000 | 0.01 | 0.26 | 0.56 | 0.29 | 0.62 | 0 | 0 | 0 | 0 | 0 | 0
PJM_ROM_2_PJM_ROR | PJM_ROM | PJM_ROR | 2030 | B18 | 400 | 400 | 8000 | 0 | 0.07 | 0.15 | 0.08 | 0.16 | 0 | 0 | 0 | 0 | 0 | 0
PJM_ROM_2_PJM_ROR | PJM_ROM | PJM_ROR | 2030 | B19 | 700 | 700 | 8000 | 0 | 0.05 | 0.09 | 0.05 | 0.1 | 0 | 0 | 0 | 0 | 0 | 0
PJM_ROM_2_PJM_ROR | PJM_ROM | PJM_ROR | 2030 | B20 | 935 | 935 | 8000 | 0 | 0.04 | 0.07 | 0.04 | 0.07 | 0 | 0 | 0 | 0 | 0 | 0
PJM_ROM_2_PJM_ROR | PJM_ROM | PJM_ROR | 2035 | B01 | 10 | 10 | 8000 | 0 | 177.7 | 117.27 | 193.16 | 115.49 | 0 | 0 | 0 | 0 | 0 | 0
PJM_ROM_2_PJM_ROR | PJM_ROM | PJM_ROR | 2035 | B02 | 25 | 25 | 8000 | 0 | 67.4 | 46.54 | 71.3 | 46 | 0 | 0 | 0 | 0 | 0 | 0
PJM_ROM_2_PJM_ROR | PJM_ROM | PJM_ROR | 2035 | B03 | 75 | 75 | 8000 | 0.21 | 2473.9 | 2900.58 | 314.63 | 241.21 | 0 | 0 | 0 | 0 | 0 | 0
PJM_ROM_2_PJM_ROR | PJM_ROM | PJM_ROR | 2035 | B04 | 100 | 100 | 8000 | 0.16 | 980.36 | 11.46 | 186.91 | 11.32 | 0 | 0 | 0 | 0 | 0 | 0
PJM_ROM_2_PJM_ROR | PJM_ROM | PJM_ROR | 2035 | B05 | 200 | 200 | 8000 | 0.08 | 9.79 | 0.49 | 9.48 | 0.52 | 0 | 0 | 0 | 0 | 0 | 0
PJM_ROM_2_PJM_ROR | PJM_ROM | PJM_ROR | 2035 | B06 | 300 | 300 | 8000 | 0.05 | 6.86 | 0.25 | 6.65 | 0.29 | 0 | 0 | 0 | 0 | 0 | 0
PJM_ROM_2_PJM_ROR | PJM_ROM | PJM_ROR | 2035 | B07 | 400 | 400 | 8000 | 0.04 | 5.14 | 0.09 | 5 | 0.11 | 0 | 0 | 0 | 0 | 0 | 0
PJM_ROM_2_PJM_ROR | PJM_ROM | PJM_ROR | 2035 | B08 | 500 | 500 | 8000 | 0.04 | 0.09 | 0.07 | 0.11 | 0.08 | 0 | 0 | 0 | 0 | 0 | 0
PJM_ROM_2_PJM_ROR | PJM_ROM | PJM_ROR | 2035 | B09 | 800 | 800 | 8000 | 0.02 | 1.81 | 0.04 | 1.88 | 0.05 | 0 | 0 | 0 | 0 | 0 | 0
PJM_ROM_2_PJM_ROR | PJM_ROM | PJM_ROR | 2035 | B10 | 1262 | 1262 | 8000 | 0.01 | 1.87 | 0.08 | 1.8 | 0.08 | 0 | 0 | 0 | 0 | 0 | 0
PJM_ROM_2_PJM_ROR | PJM_ROM | PJM_ROR | 2035 | B11 | 25 | 25 | 8000 | 0.58 | 56.49 | 35.12 | 54.61 | 34.48 | 0 | 0 | 0 | 0 | 0 | 0
PJM_ROM_2_PJM_ROR | PJM_ROM | PJM_ROR | 2035 | B12 | 200 | 200 | 8000 | 0.08 | 0.07 | 0.15 | 0.07 | 0.16 | 0 | 0 | 0 | 0 | 0 | 0
PJM_ROM_2_PJM_ROR | PJM_ROM | PJM_ROR | 2035 | B13 | 600 | 600 | 8000 | 0 | 0.03 | 0.05 | 0.03 | 0.06 | 0 | 0 | 0 | 0 | 0 | 0
PJM_ROM_2_PJM_ROR | PJM_ROM | PJM_ROR | 2035 | B14 | 900 | 900 | 8000 | 0 | 0.02 | 0.04 | 0.02 | 0.04 | 0 | 0 | 0 | 0 | 0 | 0
PJM_ROM_2_PJM_ROR | PJM_ROM | PJM_ROR | 2035 | B15 | 1203 | 1203 | 8000 | 0.01 | 2.65 | 0.03 | 3.2 | 0.03 | 0 | 0 | 0 | 0 | 0 | 0
PJM_ROM_2_PJM_ROR | PJM_ROM | PJM_ROR | 2035 | B16 | 25 | 25 | 8000 | 0.56 | 0.52 | 1.1 | 0.56 | 1.21 | 0 | 0 | 0 | 0 | 0 | 0
PJM_ROM_2_PJM_ROR | PJM_ROM | PJM_ROR | 2035 | B17 | 100 | 100 | 8000 | 0.15 | 0.13 | 0.29 | 0.14 | 0.31 | 0 | 0 | 0 | 0 | 0 | 0
PJM_ROM_2_PJM_ROR | PJM_ROM | PJM_ROR | 2035 | B18 | 400 | 400 | 8000 | 0 | 0.04 | 0.08 | 0.04 | 0.08 | 0 | 0 | 0 | 0 | 0 | 0
PJM_ROM_2_PJM_ROR | PJM_ROM | PJM_ROR | 2035 | B19 | 700 | 700 | 8000 | 0 | 0.09 | 0.04 | 0.1 | 0.05 | 0 | 0 | 0 | 0 | 0 | 0
PJM_ROM_2_PJM_ROR | PJM_ROM | PJM_ROR | 2035 | B20 | 935 | 935 | 8000 | 0.02 | 0.02 | 0.03 | 0.02 | 0.03 | 0 | 0 | 0 | 0 | 0 | 0
PJM_ROM_2_PJM_ROR | PJM_ROM | PJM_ROR | 2040 | B01 | 10 | 10 | 8000 | 1.68 | 171.35 | 145.83 | 167.95 | 142.02 | 0 | 0 | 0 | 0 | 0 | 0
PJM_ROM_2_PJM_ROR | PJM_ROM | PJM_ROR | 2040 | B02 | 25 | 25 | 8000 | 0.75 | 82.1 | 56.63 | 82.07 | 55.11 | 0 | 0 | 0 | 0 | 0 | 0
PJM_ROM_2_PJM_ROR | PJM_ROM | PJM_ROR | 2040 | B03 | 75 | 75 | 8000 | 0.28 | 1852.43 | 2343.4 | 336.47 | 277.63 | 0 | 0 | 0 | 0 | 0 | 0
PJM_ROM_2_PJM_ROR | PJM_ROM | PJM_ROR | 2040 | B04 | 100 | 100 | 8000 | 0.2 | 23.89 | 18.32 | 23.33 | 17.96 | 0 | 0 | 0 | 0 | 0 | 0
PJM_ROM_2_PJM_ROR | PJM_ROM | PJM_ROR | 2040 | B05 | 200 | 200 | 8000 | 0.1 | 13.35 | 9.75 | 13.04 | 9.54 | 0 | 0 | 0 | 0 | 0 | 0
PJM_ROM_2_PJM_ROR | PJM_ROM | PJM_ROR | 2040 | B06 | 300 | 300 | 8000 | 0.07 | 9.45 | 6.74 | 9.26 | 6.59 | 0 | 0 | 0 | 0 | 0 | 0
PJM_ROM_2_PJM_ROR | PJM_ROM | PJM_ROR | 2040 | B07 | 400 | 400 | 8000 | 0.05 | 5.93 | 0.29 | 5.79 | 0.35 | 0 | 0 | 0 | 0 | 0 | 0
PJM_ROM_2_PJM_ROR | PJM_ROM | PJM_ROR | 2040 | B08 | 500 | 500 | 8000 | 0.04 | 4.88 | 0.06 | 4.7 | 0.06 | 0 | 0 | 0 | 0 | 0 | 0
PJM_ROM_2_PJM_ROR | PJM_ROM | PJM_ROR | 2040 | B09 | 800 | 800 | 8000 | 0.03 | 3.67 | 2.61 | 3.55 | 2.54 | 0 | 0 | 0 | 0 | 0 | 0
PJM_ROM_2_PJM_ROR | PJM_ROM | PJM_ROR | 2040 | B10 | 1262 | 1262 | 8000 | 0 | 0.02 | 0.02 | 0.02 | 0.02 | 0 | 0 | 0 | 0 | 0 | 0
PJM_ROM_2_PJM_ROR | PJM_ROM | PJM_ROR | 2040 | B11 | 25 | 25 | 8000 | 0.73 | 84.73 | 54.57 | 82.85 | 52.52 | 0 | 0 | 0 | 0 | 0 | 0
PJM_ROM_2_PJM_ROR | PJM_ROM | PJM_ROR | 2040 | B12 | 200 | 200 | 8000 | 0.1 | 14 | 8.99 | 14.55 | 8.93 | 0 | 0 | 0 | 0 | 0 | 0
PJM_ROM_2_PJM_ROR | PJM_ROM | PJM_ROR | 2040 | B13 | 600 | 600 | 8000 | 0.04 | 5.22 | 3.6 | 5.18 | 3.58 | 0 | 0 | 0 | 0 | 0 | 0
PJM_ROM_2_PJM_ROR | PJM_ROM | PJM_ROR | 2040 | B14 | 900 | 900 | 8000 | 0.03 | 0.06 | 0.02 | 0.06 | 0.02 | 0 | 0 | 0 | 0 | 0 | 0
PJM_ROM_2_PJM_ROR | PJM_ROM | PJM_ROR | 2040 | B15 | 1203 | 1203 | 8000 | 0.02 | 0.09 | 0.02 | 0.1 | 0.02 | 0 | 0 | 0 | 0 | 0 | 0
PJM_ROM_2_PJM_ROR | PJM_ROM | PJM_ROR | 2040 | B16 | 25 | 25 | 8000 | 0.64 | 86.75 | 40.57 | 89.31 | 40.63 | 0 | 0 | 0 | 0 | 0 | 0
PJM_ROM_2_PJM_ROR | PJM_ROM | PJM_ROR | 2040 | B17 | 100 | 100 | 8000 | 0.19 | 29.48 | 0.2 | 33.01 | 0.21 | 0 | 0 | 0 | 0 | 0 | 0
PJM_ROM_2_PJM_ROR | PJM_ROM | PJM_ROR | 2040 | B18 | 400 | 400 | 8000 | 0.05 | 7.82 | 0.1 | 8.08 | 0.1 | 0 | 0 | 0 | 0 | 0 | 0
PJM_ROM_2_PJM_ROR | PJM_ROM | PJM_ROR | 2040 | B19 | 700 | 700 | 8000 | 0.03 | 4.26 | 0.06 | 4.23 | 0.06 | 0 | 0 | 0 | 0 | 0 | 0
PJM_ROM_2_PJM_ROR | PJM_ROM | PJM_ROR | 2040 | B20 | 935 | 935 | 8000 | 0.02 | 0.04 | 0.02 | 0.04 | 0.02 | 0 | 0 | 0 | 0 | 0 | 0
PJM_ROM_2_PJM_ROR | PJM_ROM | PJM_ROR | 2045 | B01 | 10 | 10 | 8000 | 2.19 | 185.27 | 186.26 | 185.76 | 181.13 | 0 | 0 | 0 | 0 | 0 | 0
PJM_ROM_2_PJM_ROR | PJM_ROM | PJM_ROR | 2045 | B02 | 25 | 25 | 8000 | 0.95 | 101.4 | 77.97 | 100 | 77.06 | 0 | 0 | 0 | 0 | 0 | 0
PJM_ROM_2_PJM_ROR | PJM_ROM | PJM_ROR | 2045 | B03 | 75 | 75 | 8000 | 0.36 | 1743.15 | 3788.27 | 409.25 | 407.55 | 0 | 0 | 0 | 0 | 0 | 0
PJM_ROM_2_PJM_ROR | PJM_ROM | PJM_ROR | 2045 | B04 | 100 | 100 | 8000 | 0.25 | 32.9 | 238.92 | 32.71 | 130.98 | 0 | 0 | 0 | 0 | 0 | 0
PJM_ROM_2_PJM_ROR | PJM_ROM | PJM_ROR | 2045 | B05 | 200 | 200 | 8000 | 0.13 | 16.12 | 13.14 | 15.74 | 13.31 | 0 | 0 | 0 | 0 | 0 | 0
PJM_ROM_2_PJM_ROR | PJM_ROM | PJM_ROR | 2045 | B06 | 300 | 300 | 8000 | 0.08 | 11.81 | 399.86 | 11.72 | 72.89 | 0 | 0 | 0 | 0 | 0 | 0
PJM_ROM_2_PJM_ROR | PJM_ROM | PJM_ROR | 2045 | B07 | 400 | 400 | 8000 | 0.06 | 8.16 | 5.96 | 7.89 | 5.77 | 0 | 0 | 0 | 0 | 0 | 0
PJM_ROM_2_PJM_ROR | PJM_ROM | PJM_ROR | 2045 | B08 | 500 | 500 | 8000 | 0.05 | 6.91 | 4.68 | 6.68 | 4.52 | 0 | 0 | 0 | 0 | 0 | 0
PJM_ROM_2_PJM_ROR | PJM_ROM | PJM_ROR | 2045 | B09 | 800 | 800 | 8000 | 0.03 | 5.04 | 3.54 | 4.94 | 3.5 | 0 | 0 | 0 | 0 | 0 | 0
PJM_ROM_2_PJM_ROR | PJM_ROM | PJM_ROR | 2045 | B10 | 1262 | 1262 | 8000 | 0.02 | 2.62 | 0.02 | 2.51 | 0.02 | 0 | 0 | 0 | 0 | 0 | 0
PJM_ROM_2_PJM_ROR | PJM_ROM | PJM_ROR | 2045 | B11 | 25 | 25 | 8000 | 0.96 | 1262.22 | 86.4 | 784.63 | 85.2 | 0 | 0 | 0 | 0 | 0 | 0
PJM_ROM_2_PJM_ROR | PJM_ROM | PJM_ROR | 2045 | B12 | 200 | 200 | 8000 | 0 | 15.1 | 9.81 | 14.97 | 9.44 | 0 | 0 | 0 | 0 | 0 | 0
PJM_ROM_2_PJM_ROR | PJM_ROM | PJM_ROR | 2045 | B13 | 600 | 600 | 8000 | 0.04 | 5.18 | 0.05 | 4.99 | 0.05 | 0 | 0 | 0 | 0 | 0 | 0
PJM_ROM_2_PJM_ROR | PJM_ROM | PJM_ROR | 2045 | B14 | 900 | 900 | 8000 | 0.03 | 0.01 | 0.01 | 0.01 | 0.01 | 0 | 0 | 0 | 0 | 0 | 0
PJM_ROM_2_PJM_ROR | PJM_ROM | PJM_ROR | 2045 | B15 | 1203 | 1203 | 8000 | 0.02 | 2.97 | 2 | 2.86 | 1.95 | 0 | 0 | 0 | 0 | 0 | 0
PJM_ROM_2_PJM_ROR | PJM_ROM | PJM_ROR | 2045 | B16 | 25 | 25 | 8000 | 0.93 | 0.19 | 98.25 | 0.21 | 109.6 | 0 | 0 | 0 | 0 | 0 | 0
PJM_ROM_2_PJM_ROR | PJM_ROM | PJM_ROR | 2045 | B17 | 100 | 100 | 8000 | 0.3 | 27.83 | 0.11 | 28.89 | 0.11 | 0 | 0 | 0 | 0 | 0 | 0
PJM_ROM_2_PJM_ROR | PJM_ROM | PJM_ROR | 2045 | B18 | 400 | 400 | 8000 | 0 | 0.03 | 0.03 | 0.04 | 0.03 | 0 | 0 | 0 | 0 | 0 | 0
PJM_ROM_2_PJM_ROR | PJM_ROM | PJM_ROR | 2045 | B19 | 700 | 700 | 8000 | 0.04 | 0.05 | 1.19 | 0.05 | 1.17 | 0 | 0 | 0 | 0 | 0 | 0
PJM_ROM_2_PJM_ROR | PJM_ROM | PJM_ROR | 2045 | B20 | 935 | 935 | 8000 | 0.03 | 0.11 | 0.08 | 0.11 | 0.09 | 0 | 0 | 0 | 0 | 0 | 0
PJM_ROM_2_PJM_ROR | PJM_ROM | PJM_ROR | 2050 | B01 | 10 | 10 | 8000 | 1.02 | 0.42 | 0.89 | 0.45 | 1 | 0 | 0 | 0 | 0 | 0 | 0
PJM_ROM_2_PJM_ROR | PJM_ROM | PJM_ROR | 2050 | B02 | 25 | 25 | 8000 | 0.43 | 0.19 | 0.37 | 0.2 | 0.4 | 0 | 0 | 0 | 0 | 0 | 0
PJM_ROM_2_PJM_ROR | PJM_ROM | PJM_ROR | 2050 | B03 | 75 | 75 | 8000 | 0.15 | 18.22 | 12.99 | 17.77 | 12.61 | 0 | 0 | 0 | 0 | 0 | 0
PJM_ROM_2_PJM_ROR | PJM_ROM | PJM_ROR | 2050 | B04 | 100 | 100 | 8000 | 0.11 | 14.29 | 10.61 | 13.92 | 10.33 | 0 | 0 | 0 | 0 | 0 | 0
PJM_ROM_2_PJM_ROR | PJM_ROM | PJM_ROR | 2050 | B05 | 200 | 200 | 8000 | 0.06 | 7.67 | 6 | 7.5 | 5.91 | 0 | 0 | 0 | 0 | 0 | 0
PJM_ROM_2_PJM_ROR | PJM_ROM | PJM_ROR | 2050 | B06 | 300 | 300 | 8000 | 0.04 | 5.06 | 3.27 | 4.9 | 3.16 | 0 | 0 | 0 | 0 | 0 | 0
PJM_ROM_2_PJM_ROR | PJM_ROM | PJM_ROR | 2050 | B07 | 400 | 400 | 8000 | 0.03 | 4.31 | 3.02 | 4.26 | 2.97 | 0 | 0 | 0 | 0 | 0 | 0
PJM_ROM_2_PJM_ROR | PJM_ROM | PJM_ROR | 2050 | B08 | 500 | 500 | 8000 | 0.03 | 2.21 | 0.02 | 2.15 | 0.02 | 0 | 0 | 0 | 0 | 0 | 0
PJM_ROM_2_PJM_ROR | PJM_ROM | PJM_ROR | 2050 | B09 | 800 | 800 | 8000 | 0.01 | 0.05 | 0.01 | 0.05 | 0.01 | 0 | 0 | 0 | 0 | 0 | 0
PJM_ROM_2_PJM_ROR | PJM_ROM | PJM_ROR | 2050 | B10 | 1262 | 1262 | 8000 | 0.01 | 1.31 | 0.95 | 1.26 | 0.92 | 0 | 0 | 0 | 0 | 0 | 0
PJM_ROM_2_PJM_ROR | PJM_ROM | PJM_ROR | 2050 | B11 | 25 | 25 | 8000 | 0.42 | 46.95 | 42.22 | 46.07 | 43.73 | 0 | 0 | 0 | 0 | 0 | 0
PJM_ROM_2_PJM_ROR | PJM_ROM | PJM_ROR | 2050 | B12 | 200 | 200 | 8000 | 0 | 4.63 | 0.05 | 4.45 | 0.05 | 0 | 0 | 0 | 0 | 0 | 0
PJM_ROM_2_PJM_ROR | PJM_ROM | PJM_ROR | 2050 | B13 | 600 | 600 | 8000 | 0.02 | 0.06 | 0.02 | 0.06 | 0.02 | 0 | 0 | 0 | 0 | 0 | 0
PJM_ROM_2_PJM_ROR | PJM_ROM | PJM_ROR | 2050 | B14 | 900 | 900 | 8000 | 0 | 0.01 | 0.01 | 0.01 | 0.01 | 0 | 0 | 0 | 0 | 0 | 0
PJM_ROM_2_PJM_ROR | PJM_ROM | PJM_ROR | 2050 | B15 | 1203 | 1203 | 8000 | 0.01 | 1.29 | 0.01 | 1.24 | 0.01 | 0 | 0 | 0 | 0 | 0 | 0
PJM_ROM_2_PJM_ROR | PJM_ROM | PJM_ROR | 2050 | B16 | 25 | 25 | 8000 | 0.43 | 0.17 | 0.36 | 0.18 | 0.39 | 0 | 0 | 0 | 0 | 0 | 0
PJM_ROM_2_PJM_ROR | PJM_ROM | PJM_ROR | 2050 | B17 | 100 | 100 | 8000 | 0 | 0.04 | 0.09 | 0.05 | 0.1 | 0 | 0 | 0 | 0 | 0 | 0
PJM_ROM_2_PJM_ROR | PJM_ROM | PJM_ROR | 2050 | B18 | 400 | 400 | 8000 | 0.02 | 2.43 | 0.03 | 2.36 | 0.03 | 0 | 0 | 0 | 0 | 0 | 0
PJM_ROM_2_PJM_ROR | PJM_ROM | PJM_ROR | 2050 | B19 | 700 | 700 | 8000 | 0.02 | 0.01 | 0.02 | 0.01 | 0.02 | 0 | 0 | 0 | 0 | 0 | 0
PJM_ROM_2_PJM_ROR | PJM_ROM | PJM_ROR | 2050 | B20 | 935 | 935 | 8000 | 0.01 | 1.6 | 1.22 | 1.54 | 1.17 | 0 | 0 | 0 | 0 | 0 | 0
PJM_ROR_2_MISO_IN | PJM_ROR | MISO_IN | 2015 | B01 | 10 | 10 | 909 | 0.01 | 0.72 | 0.43 | 0.71 | 0.51 | 0 | 0 | 0 | 0 | 0.82259 | 0.2742
PJM_ROR_2_MISO_IN | PJM_ROR | MISO_IN | 2015 | B02 | 25 | 25 | 909 | 346.44 | 0.44 | 0.2 | 0.37 | 0.22 | 0 | 0 | 0 | 0 | 0.82259 | 0.2742
PJM_ROR_2_MISO_IN | PJM_ROR | MISO_IN | 2015 | B03 | 75 | 75 | 909 | 0 | 0.17 | 0.09 | 0.14 | 0.09 | 0 | 0 | 0 | 0 | 0.82259 | 0.2742
PJM_ROR_2_MISO_IN | PJM_ROR | MISO_IN | 2015 | B04 | 100 | 100 | 909 | 908.89 | 0.14 | 0.06 | 0.11 | 0.06 | 0.01187 | 0 | 0 | 0.009496 | 0.82259 | 0.2742
PJM_ROR_2_MISO_IN | PJM_ROR | MISO_IN | 2015 | B05 | 200 | 200 | 909 | 766.21 | 0.04 | 0.02 | 0.03 | 0.03 | 0 | 0 | 0 | 0 | 0.82259 | 0.2742
PJM_ROR_2_MISO_IN | PJM_ROR | MISO_IN | 2015 | B06 | 300 | 300 | 909 | 23.97 | 0.03 | 0.02 | 0.02 | 0.02 | 0 | 0 | 0 | 0 | 0.82259 | 0.2742
PJM_ROR_2_MISO_IN | PJM_ROR | MISO_IN | 2015 | B07 | 400 | 400 | 909 | 0 | 0.02 | 0.01 | 0.02 | 0.01 | 0 | 0 | 0 | 0 | 0.82259 | 0.2742
PJM_ROR_2_MISO_IN | PJM_ROR | MISO_IN | 2015 | B08 | 500 | 500 | 909 | 0 | 0.02 | 0.01 | 0.01 | 0.01 | 0 | 0 | 0 | 0 | 0.82259 | 0.2742
PJM_ROR_2_MISO_IN | PJM_ROR | MISO_IN | 2015 | B09 | 800 | 800 | 909 | 0 | 0.01 | 0.01 | 0.01 | 0.01 | 0 | 0 | 0 | 0 | 0.82259 | 0.2742
PJM_ROR_2_MISO_IN | PJM_ROR | MISO_IN | 2015 | B10 | 1262 | 1262 | 909 | 0 | 0.02 | 0.01 | 0.01 | 0.01 | 0 | 0 | 0 | 0 | 0.82259 | 0.2742
PJM_ROR_2_MISO_IN | PJM_ROR | MISO_IN | 2015 | B11 | 25 | 25 | 909 | 909 | 903.49 | 906.74 | 1.32 | 368.97 | 5.4365 | 0.14244 | 0.27301 | 1.0873 | 0.82259 | 0.2742
PJM_ROR_2_MISO_IN | PJM_ROR | MISO_IN | 2015 | B12 | 200 | 200 | 909 | 286.58 | 0.03 | 0.02 | 0.03 | 0.03 | 0 | 0 | 0 | 0 | 0.82259 | 0.2742
PJM_ROR_2_MISO_IN | PJM_ROR | MISO_IN | 2015 | B13 | 600 | 600 | 909 | 0 | 0.01 | 0.01 | 0.01 | 0.01 | 0 | 0 | 0 | 0 | 0.82259 | 0.2742
PJM_ROR_2_MISO_IN | PJM_ROR | MISO_IN | 2015 | B14 | 900 | 900 | 909 | 0 | 0.01 | 0.01 | 0.01 | 0.01 | 0 | 0 | 0 | 0 | 0.82259 | 0.2742
PJM_ROR_2_MISO_IN | PJM_ROR | MISO_IN | 2015 | B15 | 1203 | 1203 | 909 | 0 | 0.01 | 0.01 | 0.01 | 0.01 | 0 | 0 | 0 | 0 | 0.82259 | 0.2742
PJM_ROR_2_MISO_IN | PJM_ROR | MISO_IN | 2015 | B16 | 25 | 25 | 909 | 366.48 | 0.28 | 0.18 | 0.27 | 0.2 | 0 | 0 | 0 | 0 | 0.82259 | 0.2742
PJM_ROR_2_MISO_IN | PJM_ROR | MISO_IN | 2015 | B17 | 100 | 100 | 909 | 0 | 0.06 | 0.04 | 0.06 | 0.05 | 0 | 0 | 0 | 0 | 0.82259 | 0.2742
PJM_ROR_2_MISO_IN | PJM_ROR | MISO_IN | 2015 | B18 | 400 | 400 | 909 | 0 | 0.02 | 0.01 | 0.01 | 0.01 | 0 | 0 | 0 | 0 | 0.82259 | 0.2742
PJM_ROR_2_MISO_IN | PJM_ROR | MISO_IN | 2015 | B19 | 700 | 700 | 909 | 0 | 0.01 | 0.01 | 0.01 | 0.01 | 0 | 0 | 0 | 0 | 0.82259 | 0.2742
PJM_ROR_2_MISO_IN | PJM_ROR | MISO_IN | 2015 | B20 | 935 | 935 | 909 | 0 | 0.01 | 0.01 | 0.01 | 0.01 | 0 | 0 | 0 | 0 | 0.82259 | 0.2742
PJM_ROR_2_MISO_IN | PJM_ROR | MISO_IN | 2020 | B01 | 10 | 10 | 909 | 0 | 0.61 | 0.47 | 0.75 | 0.59 | 0 | 0 | 0 | 0 | 0 | 0
PJM_ROR_2_MISO_IN | PJM_ROR | MISO_IN | 2020 | B02 | 25 | 25 | 909 | 0 | 0.27 | 0.2 | 0.32 | 0.24 | 0 | 0 | 0 | 0 | 0 | 0
PJM_ROR_2_MISO_IN | PJM_ROR | MISO_IN | 2020 | B03 | 75 | 75 | 909 | 0 | 0.12 | 0.09 | 0.14 | 0.1 | 0 | 0 | 0 | 0 | 0 | 0
PJM_ROR_2_MISO_IN | PJM_ROR | MISO_IN | 2020 | B04 | 100 | 100 | 909 | 0 | 0.13 | 0.08 | 0.14 | 0.09 | 0 | 0 | 0 | 0 | 0 | 0
PJM_ROR_2_MISO_IN | PJM_ROR | MISO_IN | 2020 | B05 | 200 | 200 | 909 | 0 | 0.04 | 0.03 | 0.04 | 0.03 | 0 | 0 | 0 | 0 | 0 | 0
PJM_ROR_2_MISO_IN | PJM_ROR | MISO_IN | 2020 | B06 | 300 | 300 | 909 | 0 | 0.03 | 0.02 | 0.03 | 0.02 | 0 | 0 | 0 | 0 | 0 | 0
PJM_ROR_2_MISO_IN | PJM_ROR | MISO_IN | 2020 | B07 | 400 | 400 | 909 | 0 | 0.02 | 0.01 | 0.02 | 0.02 | 0 | 0 | 0 | 0 | 0 | 0
PJM_ROR_2_MISO_IN | PJM_ROR | MISO_IN | 2020 | B08 | 500 | 500 | 909 | 0 | 0.02 | 0.01 | 0.02 | 0.01 | 0 | 0 | 0 | 0 | 0 | 0
PJM_ROR_2_MISO_IN | PJM_ROR | MISO_IN | 2020 | B09 | 800 | 800 | 909 | 0 | 0.02 | 0.01 | 0.02 | 0.01 | 0 | 0 | 0 | 0 | 0 | 0
PJM_ROR_2_MISO_IN | PJM_ROR | MISO_IN | 2020 | B10 | 1262 | 1262 | 909 | 0 | 0.01 | 0.01 | 0.01 | 0.01 | 0 | 0 | 0 | 0 | 0 | 0
PJM_ROR_2_MISO_IN | PJM_ROR | MISO_IN | 2020 | B11 | 25 | 25 | 909 | 0 | 0.3 | 0.23 | 0.36 | 0.28 | 0 | 0 | 0 | 0 | 0 | 0
PJM_ROR_2_MISO_IN | PJM_ROR | MISO_IN | 2020 | B12 | 200 | 200 | 909 | 0 | 0.04 | 0.03 | 0.04 | 0.03 | 0 | 0 | 0 | 0 | 0 | 0
PJM_ROR_2_MISO_IN | PJM_ROR | MISO_IN | 2020 | B13 | 600 | 600 | 909 | 0 | 0.01 | 0.01 | 0.01 | 0.01 | 0 | 0 | 0 | 0 | 0 | 0
PJM_ROR_2_MISO_IN | PJM_ROR | MISO_IN | 2020 | B14 | 900 | 900 | 909 | 0 | 0.01 | 0.01 | 0.01 | 0.01 | 0 | 0 | 0 | 0 | 0 | 0
PJM_ROR_2_MISO_IN | PJM_ROR | MISO_IN | 2020 | B15 | 1203 | 1203 | 909 | 0 | 0.01 | 0 | 0.01 | 0.01 | 0 | 0 | 0 | 0 | 0 | 0
PJM_ROR_2_MISO_IN | PJM_ROR | MISO_IN | 2020 | B16 | 25 | 25 | 909 | 0 | 0.26 | 0.2 | 0.3 | 0.24 | 0 | 0 | 0 | 0 | 0 | 0
PJM_ROR_2_MISO_IN | PJM_ROR | MISO_IN | 2020 | B17 | 100 | 100 | 909 | 0 | 0.07 | 0.05 | 0.08 | 0.06 | 0 | 0 | 0 | 0 | 0 | 0
PJM_ROR_2_MISO_IN | PJM_ROR | MISO_IN | 2020 | B18 | 400 | 400 | 909 | 0 | 0.02 | 0.01 | 0.02 | 0.02 | 0 | 0 | 0 | 0 | 0 | 0
PJM_ROR_2_MISO_IN | PJM_ROR | MISO_IN | 2020 | B19 | 700 | 700 | 909 | 0 | 0.01 | 0.01 | 0.01 | 0.01 | 0 | 0 | 0 | 0 | 0 | 0
PJM_ROR_2_MISO_IN | PJM_ROR | MISO_IN | 2020 | B20 | 935 | 935 | 909 | 0 | 0.01 | 0.01 | 0.01 | 0.01 | 0 | 0 | 0 | 0 | 0 | 0
PJM_ROR_2_MISO_IN | PJM_ROR | MISO_IN | 2025 | B01 | 10 | 10 | 909 | 0.01 | 0.8 | 0.62 | 1.02 | 0.77 | 0 | 0 | 0 | 0 | 0 | 0
PJM_ROR_2_MISO_IN | PJM_ROR | MISO_IN | 2025 | B02 | 25 | 25 | 909 | 0 | 0.35 | 0.27 | 0.42 | 0.33 | 0 | 0 | 0 | 0 | 0 | 0
PJM_ROR_2_MISO_IN | PJM_ROR | MISO_IN | 2025 | B03 | 75 | 75 | 909 | 0 | 0.17 | 0.09 | 0.2 | 0.11 | 0 | 0 | 0 | 0 | 0 | 0
PJM_ROR_2_MISO_IN | PJM_ROR | MISO_IN | 2025 | B04 | 100 | 100 | 909 | 0 | 0.1 | 0.07 | 0.11 | 0.08 | 0 | 0 | 0 | 0 | 0 | 0
PJM_ROR_2_MISO_IN | PJM_ROR | MISO_IN | 2025 | B05 | 200 | 200 | 909 | 0 | 0.05 | 0.03 | 0.06 | 0.04 | 0 | 0 | 0 | 0 | 0 | 0
PJM_ROR_2_MISO_IN | PJM_ROR | MISO_IN | 2025 | B06 | 300 | 300 | 909 | 0 | 0.04 | 0.02 | 0.04 | 0.03 | 0 | 0 | 0 | 0 | 0 | 0
PJM_ROR_2_MISO_IN | PJM_ROR | MISO_IN | 2025 | B07 | 400 | 400 | 909 | 0 | 0.03 | 0.02 | 0.03 | 0.02 | 0 | 0 | 0 | 0 | 0 | 0
PJM_ROR_2_MISO_IN | PJM_ROR | MISO_IN | 2025 | B08 | 500 | 500 | 909 | 0 | 0.02 | 0.01 | 0.02 | 0.02 | 0 | 0 | 0 | 0 | 0 | 0
PJM_ROR_2_MISO_IN | PJM_ROR | MISO_IN | 2025 | B09 | 800 | 800 | 909 | 0 | 0.01 | 0.01 | 0.02 | 0.01 | 0 | 0 | 0 | 0 | 0 | 0
PJM_ROR_2_MISO_IN | PJM_ROR | MISO_IN | 2025 | B10 | 1262 | 1262 | 909 | 0 | 0.01 | 0.01 | 0.01 | 0.01 | 0 | 0 | 0 | 0 | 0 | 0
PJM_ROR_2_MISO_IN | PJM_ROR | MISO_IN | 2025 | B11 | 25 | 25 | 909 | 0 | 0.35 | 0.26 | 0.45 | 0.32 | 0 | 0 | 0 | 0 | 0 | 0
PJM_ROR_2_MISO_IN | PJM_ROR | MISO_IN | 2025 | B12 | 200 | 200 | 909 | 0 | 0.06 | 0.04 | 0.07 | 0.04 | 0 | 0 | 0 | 0 | 0 | 0
PJM_ROR_2_MISO_IN | PJM_ROR | MISO_IN | 2025 | B13 | 600 | 600 | 909 | 0 | 0.02 | 0.01 | 0.02 | 0.01 | 0 | 0 | 0 | 0 | 0 | 0
PJM_ROR_2_MISO_IN | PJM_ROR | MISO_IN | 2025 | B14 | 900 | 900 | 909 | 0 | 0.01 | 0.01 | 0.01 | 0.01 | 0 | 0 | 0 | 0 | 0 | 0
PJM_ROR_2_MISO_IN | PJM_ROR | MISO_IN | 2025 | B15 | 1203 | 1203 | 909 | 0 | 0.01 | 0.01 | 0.01 | 0.01 | 0 | 0 | 0 | 0 | 0 | 0
PJM_ROR_2_MISO_IN | PJM_ROR | MISO_IN | 2025 | B16 | 25 | 25 | 909 | 0 | 0.35 | 0.27 | 0.43 | 0.33 | 0 | 0 | 0 | 0 | 0 | 0
PJM_ROR_2_MISO_IN | PJM_ROR | MISO_IN | 2025 | B17 | 100 | 100 | 909 | 0 | 0.11 | 0.07 | 0.13 | 0.08 | 0 | 0 | 0 | 0 | 0 | 0
PJM_ROR_2_MISO_IN | PJM_ROR | MISO_IN | 2025 | B18 | 400 | 400 | 909 | 0 | 0.03 | 0.02 | 0.03 | 0.02 | 0 | 0 | 0 | 0 | 0 | 0
PJM_ROR_2_MISO_IN | PJM_ROR | MISO_IN | 2025 | B19 | 700 | 700 | 909 | 0 | 0.02 | 0.01 | 0.02 | 0.01 | 0 | 0 | 0 | 0 | 0 | 0
PJM_ROR_2_MISO_IN | PJM_ROR | MISO_IN | 2025 | B20 | 935 | 935 | 909 | 0 | 0.01 | 0.01 | 0.01 | 0.01 | 0 | 0 | 0 | 0 | 0 | 0
PJM_ROR_2_MISO_IN | PJM_ROR | MISO_IN | 2030 | B01 | 10 | 10 | 909 | 0 | 0.49 | 1.49 | 0.6 | 1.78 | 0 | 0.01187 | 0 | 0 | 0 | 0
PJM_ROR_2_MISO_IN | PJM_ROR | MISO_IN | 2030 | B02 | 25 | 25 | 909 | 0 | 0.28 | 0.64 | 0.33 | 0.74 | 0 | 0 | 0 | 0 | 0 | 0
PJM_ROR_2_MISO_IN | PJM_ROR | MISO_IN | 2030 | B03 | 75 | 75 | 909 | 0 | 0.13 | 0.22 | 0.14 | 0.24 | 0 | 0 | 0 | 0 | 0 | 0
PJM_ROR_2_MISO_IN | PJM_ROR | MISO_IN | 2030 | B04 | 100 | 100 | 909 | 0 | 0.07 | 0.11 | 0.08 | 0.12 | 0 | 0 | 0 | 0 | 0 | 0
PJM_ROR_2_MISO_IN | PJM_ROR | MISO_IN | 2030 | B05 | 200 | 200 | 909 | 0 | 0.03 | 0.05 | 0.03 | 0.05 | 0 | 0 | 0 | 0 | 0 | 0
PJM_ROR_2_MISO_IN | PJM_ROR | MISO_IN | 2030 | B06 | 300 | 300 | 909 | 0 | 0.02 | 0.04 | 0.02 | 0.04 | 0 | 0 | 0 | 0 | 0 | 0
PJM_ROR_2_MISO_IN | PJM_ROR | MISO_IN | 2030 | B07 | 400 | 400 | 909 | 0 | 0.01 | 0.03 | 0.02 | 0.03 | 0 | 0 | 0 | 0 | 0 | 0
PJM_ROR_2_MISO_IN | PJM_ROR | MISO_IN | 2030 | B08 | 500 | 500 | 909 | 0 | 0.01 | 0.04 | 0.01 | 0.04 | 0 | 0 | 0 | 0 | 0 | 0
PJM_ROR_2_MISO_IN | PJM_ROR | MISO_IN | 2030 | B09 | 800 | 800 | 909 | 0 | 0.01 | 0.02 | 0.01 | 0.02 | 0 | 0 | 0 | 0 | 0 | 0
PJM_ROR_2_MISO_IN | PJM_ROR | MISO_IN | 2030 | B10 | 1262 | 1262 | 909 | 0 | 0.02 | 0.02 | 0.02 | 0.02 | 0 | 0 | 0 | 0 | 0 | 0
PJM_ROR_2_MISO_IN | PJM_ROR | MISO_IN | 2030 | B11 | 25 | 25 | 909 | 0 | 0.21 | 0.45 | 0.24 | 0.53 | 0 | 0 | 0 | 0 | 0 | 0
PJM_ROR_2_MISO_IN | PJM_ROR | MISO_IN | 2030 | B12 | 200 | 200 | 909 | 0 | 0.03 | 0.09 | 0.03 | 0.1 | 0 | 0 | 0 | 0 | 0 | 0
PJM_ROR_2_MISO_IN | PJM_ROR | MISO_IN | 2030 | B13 | 600 | 600 | 909 | 0 | 0.01 | 0.03 | 0.01 | 0.03 | 0 | 0 | 0 | 0 | 0 | 0
PJM_ROR_2_MISO_IN | PJM_ROR | MISO_IN | 2030 | B14 | 900 | 900 | 909 | 0 | 0.01 | 0.02 | 0.01 | 0.02 | 0 | 0 | 0 | 0 | 0 | 0
PJM_ROR_2_MISO_IN | PJM_ROR | MISO_IN | 2030 | B15 | 1203 | 1203 | 909 | 0 | 0.01 | 0.02 | 0.01 | 0.02 | 0 | 0 | 0 | 0 | 0 | 0
PJM_ROR_2_MISO_IN | PJM_ROR | MISO_IN | 2030 | B16 | 25 | 25 | 909 | 0 | 0.21 | 0.64 | 0.24 | 0.74 | 0 | 0 | 0 | 0 | 0 | 0
PJM_ROR_2_MISO_IN | PJM_ROR | MISO_IN | 2030 | B17 | 100 | 100 | 909 | 0 | 0.05 | 0.18 | 0.06 | 0.19 | 0 | 0 | 0 | 0 | 0 | 0
PJM_ROR_2_MISO_IN | PJM_ROR | MISO_IN | 2030 | B18 | 400 | 400 | 909 | 0 | 0.01 | 0.05 | 0.02 | 0.05 | 0 | 0 | 0 | 0 | 0 | 0
PJM_ROR_2_MISO_IN | PJM_ROR | MISO_IN | 2030 | B19 | 700 | 700 | 909 | 0 | 0.01 | 0.03 | 0.01 | 0.03 | 0 | 0 | 0 | 0 | 0 | 0
PJM_ROR_2_MISO_IN | PJM_ROR | MISO_IN | 2030 | B20 | 935 | 935 | 909 | 0 | 0.01 | 0.02 | 0.01 | 0.02 | 0 | 0 | 0 | 0 | 0 | 0
PJM_ROR_2_MISO_IN | PJM_ROR | MISO_IN | 2035 | B01 | 10 | 10 | 909 | 0 | 0.66 | 0.98 | 0.82 | 1.23 | 0 | 0.01187 | 0.01187 | 0 | 0 | 0
PJM_ROR_2_MISO_IN | PJM_ROR | MISO_IN | 2035 | B02 | 25 | 25 | 909 | 0 | 0.29 | 0.7 | 0.35 | 0.81 | 0 | 0 | 0 | 0 | 0 | 0
PJM_ROR_2_MISO_IN | PJM_ROR | MISO_IN | 2035 | B03 | 75 | 75 | 909 | 0 | 0.1 | 0.24 | 0.12 | 0.27 | 0 | 0 | 0 | 0 | 0 | 0
PJM_ROR_2_MISO_IN | PJM_ROR | MISO_IN | 2035 | B04 | 100 | 100 | 909 | 0 | 0.08 | 0.11 | 0.09 | 0.13 | 0 | 0 | 0 | 0 | 0 | 0
PJM_ROR_2_MISO_IN | PJM_ROR | MISO_IN | 2035 | B05 | 200 | 200 | 909 | 0 | 0.04 | 0.06 | 0.04 | 0.06 | 0 | 0 | 0 | 0 | 0 | 0
PJM_ROR_2_MISO_IN | PJM_ROR | MISO_IN | 2035 | B06 | 300 | 300 | 909 | 0 | 0.03 | 0.04 | 0.03 | 0.04 | 0 | 0 | 0 | 0 | 0 | 0
PJM_ROR_2_MISO_IN | PJM_ROR | MISO_IN | 2035 | B07 | 400 | 400 | 909 | 0 | 0.02 | 0.04 | 0.02 | 0.04 | 0 | 0 | 0 | 0 | 0 | 0
PJM_ROR_2_MISO_IN | PJM_ROR | MISO_IN | 2035 | B08 | 500 | 500 | 909 | 0 | 0.02 | 0.03 | 0.02 | 0.03 | 0 | 0 | 0 | 0 | 0 | 0
PJM_ROR_2_MISO_IN | PJM_ROR | MISO_IN | 2035 | B09 | 800 | 800 | 909 | 0 | 0.01 | 0.03 | 0.01 | 0.03 | 0 | 0 | 0 | 0 | 0 | 0
PJM_ROR_2_MISO_IN | PJM_ROR | MISO_IN | 2035 | B10 | 1262 | 1262 | 909 | 0 | 0.03 | 0.02 | 0.03 | 0.02 | 0 | 0 | 0 | 0 | 0 | 0
PJM_ROR_2_MISO_IN | PJM_ROR | MISO_IN | 2035 | B11 | 25 | 25 | 909 | 0 | 0.28 | 0.45 | 0.33 | 0.55 | 0 | 0 | 0 | 0 | 0 | 0
PJM_ROR_2_MISO_IN | PJM_ROR | MISO_IN | 2035 | B12 | 200 | 200 | 909 | 0 | 0.04 | 0.09 | 0.04 | 0.1 | 0 | 0 | 0 | 0 | 0 | 0
PJM_ROR_2_MISO_IN | PJM_ROR | MISO_IN | 2035 | B13 | 600 | 600 | 909 | 0 | 0.01 | 0.03 | 0.02 | 0.04 | 0 | 0 | 0 | 0 | 0 | 0
PJM_ROR_2_MISO_IN | PJM_ROR | MISO_IN | 2035 | B14 | 900 | 900 | 909 | 0 | 0.02 | 0.02 | 0.02 | 0.02 | 0 | 0 | 0 | 0 | 0 | 0
PJM_ROR_2_MISO_IN | PJM_ROR | MISO_IN | 2035 | B15 | 1203 | 1203 | 909 | 0 | 0.01 | 0.01 | 0.01 | 0.02 | 0 | 0 | 0 | 0 | 0 | 0
PJM_ROR_2_MISO_IN | PJM_ROR | MISO_IN | 2035 | B16 | 25 | 25 | 909 | 0 | 0.28 | 0.71 | 0.33 | 0.82 | 0 | 0 | 0 | 0 | 0 | 0
PJM_ROR_2_MISO_IN | PJM_ROR | MISO_IN | 2035 | B17 | 100 | 100 | 909 | 0 | 0.1 | 0.19 | 0.11 | 0.21 | 0 | 0 | 0 | 0 | 0 | 0
PJM_ROR_2_MISO_IN | PJM_ROR | MISO_IN | 2035 | B18 | 400 | 400 | 909 | 0 | 0.02 | 0.05 | 0.02 | 0.05 | 0 | 0 | 0 | 0 | 0 | 0
PJM_ROR_2_MISO_IN | PJM_ROR | MISO_IN | 2035 | B19 | 700 | 700 | 909 | 0 | 0.01 | 0.03 | 0.01 | 0.03 | 0 | 0 | 0 | 0 | 0 | 0
PJM_ROR_2_MISO_IN | PJM_ROR | MISO_IN | 2035 | B20 | 935 | 935 | 909 | 0 | 0.01 | 0.02 | 0.01 | 0.02 | 0 | 0 | 0 | 0 | 0 | 0
PJM_ROR_2_MISO_IN | PJM_ROR | MISO_IN | 2040 | B01 | 10 | 10 | 909 | 0 | 0.76 | 1.18 | 0.94 | 1.48 | 0 | 0.01187 | 0.01187 | 0 | 0 | 0
PJM_ROR_2_MISO_IN | PJM_ROR | MISO_IN | 2040 | B02 | 25 | 25 | 909 | 0 | 0.32 | 0.59 | 0.39 | 0.7 | 0 | 0 | 0 | 0 | 0 | 0
PJM_ROR_2_MISO_IN | PJM_ROR | MISO_IN | 2040 | B03 | 75 | 75 | 909 | 0 | 0.11 | 0.19 | 0.13 | 0.22 | 0 | 0 | 0 | 0 | 0 | 0
PJM_ROR_2_MISO_IN | PJM_ROR | MISO_IN | 2040 | B04 | 100 | 100 | 909 | 0 | 0.14 | 0.14 | 0.15 | 0.16 | 0 | 0 | 0 | 0 | 0 | 0
PJM_ROR_2_MISO_IN | PJM_ROR | MISO_IN | 2040 | B05 | 200 | 200 | 909 | 0 | 0.05 | 0.07 | 0.05 | 0.08 | 0 | 0 | 0 | 0 | 0 | 0
PJM_ROR_2_MISO_IN | PJM_ROR | MISO_IN | 2040 | B06 | 300 | 300 | 909 | 0 | 0.03 | 0.05 | 0.04 | 0.05 | 0 | 0 | 0 | 0 | 0 | 0
PJM_ROR_2_MISO_IN | PJM_ROR | MISO_IN | 2040 | B07 | 400 | 400 | 909 | 0 | 0.02 | 0.04 | 0.03 | 0.04 | 0 | 0 | 0 | 0 | 0 | 0
PJM_ROR_2_MISO_IN | PJM_ROR | MISO_IN | 2040 | B08 | 500 | 500 | 909 | 0 | 0.04 | 0.04 | 0.04 | 0.04 | 0 | 0 | 0 | 0 | 0 | 0
PJM_ROR_2_MISO_IN | PJM_ROR | MISO_IN | 2040 | B09 | 800 | 800 | 909 | 0 | 0.05 | 0.02 | 0.05 | 0.03 | 0 | 0 | 0 | 0 | 0 | 0
PJM_ROR_2_MISO_IN | PJM_ROR | MISO_IN | 2040 | B10 | 1262 | 1262 | 909 | 898.56 | 0.03 | 0.01 | 0.03 | 0.02 | 0 | 0 | 0 | 0 | 0 | 0
PJM_ROR_2_MISO_IN | PJM_ROR | MISO_IN | 2040 | B11 | 25 | 25 | 909 | 0 | 0.48 | 0.67 | 0.55 | 0.78 | 0 | 0 | 0 | 0 | 0 | 0
PJM_ROR_2_MISO_IN | PJM_ROR | MISO_IN | 2040 | B12 | 200 | 200 | 909 | 0 | 0.06 | 0.09 | 0.06 | 0.1 | 0 | 0 | 0 | 0 | 0 | 0
PJM_ROR_2_MISO_IN | PJM_ROR | MISO_IN | 2040 | B13 | 600 | 600 | 909 | 0 | 0.03 | 0.03 | 0.03 | 0.03 | 0 | 0 | 0 | 0 | 0 | 0
PJM_ROR_2_MISO_IN | PJM_ROR | MISO_IN | 2040 | B14 | 900 | 900 | 909 | 0 | 0.02 | 0.02 | 0.03 | 0.02 | 0 | 0 | 0 | 0 | 0 | 0
PJM_ROR_2_MISO_IN | PJM_ROR | MISO_IN | 2040 | B15 | 1203 | 1203 | 909 | 0 | 0.01 | 0.01 | 0.01 | 0.02 | 0 | 0 | 0 | 0 | 0 | 0
PJM_ROR_2_MISO_IN | PJM_ROR | MISO_IN | 2040 | B16 | 25 | 25 | 909 | 0 | 0.32 | 0.67 | 0.38 | 0.78 | 0 | 0 | 0 | 0 | 0 | 0
PJM_ROR_2_MISO_IN | PJM_ROR | MISO_IN | 2040 | B17 | 100 | 100 | 909 | 0 | 0.19 | 0.18 | 0.21 | 0.2 | 0 | 0 | 0 | 0 | 0 | 0
PJM_ROR_2_MISO_IN | PJM_ROR | MISO_IN | 2040 | B18 | 400 | 400 | 909 | 0 | 0.03 | 0.05 | 0.03 | 0.05 | 0 | 0 | 0 | 0 | 0 | 0
PJM_ROR_2_MISO_IN | PJM_ROR | MISO_IN | 2040 | B19 | 700 | 700 | 909 | 0 | 0.02 | 0.03 | 0.02 | 0.03 | 0 | 0 | 0 | 0 | 0 | 0
PJM_ROR_2_MISO_IN | PJM_ROR | MISO_IN | 2040 | B20 | 935 | 935 | 909 | 0 | 0.01 | 0.02 | 0.01 | 0.02 | 0 | 0 | 0 | 0 | 0 | 0
PJM_ROR_2_MISO_IN | PJM_ROR | MISO_IN | 2045 | B01 | 10 | 10 | 909 | 0 | 0.79 | 1.02 | 0.96 | 1.32 | 0 | 0.01187 | 0.01187 | 0 | 0 | 0
PJM_ROR_2_MISO_IN | PJM_ROR | MISO_IN | 2045 | B02 | 25 | 25 | 909 | 0 | 0.33 | 0.43 | 0.39 | 0.53 | 0 | 0 | 0 | 0 | 0 | 0
PJM_ROR_2_MISO_IN | PJM_ROR | MISO_IN | 2045 | B03 | 75 | 75 | 909 | 0 | 0.12 | 0.15 | 0.13 | 0.18 | 0 | 0 | 0 | 0 | 0 | 0
PJM_ROR_2_MISO_IN | PJM_ROR | MISO_IN | 2045 | B04 | 100 | 100 | 909 | 0 | 0.09 | 0.11 | 0.1 | 0.13 | 0 | 0 | 0 | 0 | 0 | 0
PJM_ROR_2_MISO_IN | PJM_ROR | MISO_IN | 2045 | B05 | 200 | 200 | 909 | 0 | 0.05 | 0.06 | 0.06 | 0.07 | 0 | 0 | 0 | 0 | 0 | 0
PJM_ROR_2_MISO_IN | PJM_ROR | MISO_IN | 2045 | B06 | 300 | 300 | 909 | 0 | 0.03 | 0.05 | 0.04 | 0.05 | 0 | 0 | 0 | 0 | 0 | 0
PJM_ROR_2_MISO_IN | PJM_ROR | MISO_IN | 2045 | B07 | 400 | 400 | 909 | 0 | 0.06 | 0.04 | 0.06 | 0.04 | 0 | 0 | 0 | 0 | 0 | 0
PJM_ROR_2_MISO_IN | PJM_ROR | MISO_IN | 2045 | B08 | 500 | 500 | 909 | 0 | 0.08 | 0.03 | 0.08 | 0.04 | 0 | 0 | 0 | 0 | 0 | 0
PJM_ROR_2_MISO_IN | PJM_ROR | MISO_IN | 2045 | B09 | 800 | 800 | 909 | 0.06 | 0.03 | 0.02 | 0.03 | 0.02 | 0 | 0 | 0 | 0 | 0 | 0
PJM_ROR_2_MISO_IN | PJM_ROR | MISO_IN | 2045 | B10 | 1262 | 1262 | 909 | 0 | 0.02 | 0.01 | 0.02 | 0.01 | 0 | 0 | 0 | 0 | 0 | 0
PJM_ROR_2_MISO_IN | PJM_ROR | MISO_IN | 2045 | B11 | 25 | 25 | 909 | 0 | 0.35 | 0.6 | 0.41 | 0.71 | 0 | 0 | 0 | 0 | 0 | 0
PJM_ROR_2_MISO_IN | PJM_ROR | MISO_IN | 2045 | B12 | 200 | 200 | 909 | 0 | 0.05 | 0.08 | 0.05 | 0.09 | 0 | 0 | 0 | 0 | 0 | 0
PJM_ROR_2_MISO_IN | PJM_ROR | MISO_IN | 2045 | B13 | 600 | 600 | 909 | 0 | 0.02 | 0.03 | 0.03 | 0.03 | 0 | 0 | 0 | 0 | 0 | 0
PJM_ROR_2_MISO_IN | PJM_ROR | MISO_IN | 2045 | B14 | 900 | 900 | 909 | 0 | 0.02 | 0.02 | 0.02 | 0.02 | 0 | 0 | 0 | 0 | 0 | 0
PJM_ROR_2_MISO_IN | PJM_ROR | MISO_IN | 2045 | B15 | 1203 | 1203 | 909 | 0 | 0.01 | 0.01 | 0.01 | 0.02 | 0 | 0 | 0 | 0 | 0 | 0
PJM_ROR_2_MISO_IN | PJM_ROR | MISO_IN | 2045 | B16 | 25 | 25 | 909 | 0 | 0.34 | 0.6 | 0.4 | 0.71 | 0 | 0 | 0 | 0 | 0 | 0
PJM_ROR_2_MISO_IN | PJM_ROR | MISO_IN | 2045 | B17 | 100 | 100 | 909 | 0 | 0.18 | 0.16 | 0.2 | 0.18 | 0 | 0 | 0 | 0 | 0 | 0
PJM_ROR_2_MISO_IN | PJM_ROR | MISO_IN | 2045 | B18 | 400 | 400 | 909 | 0 | 0.03 | 0.04 | 0.03 | 0.05 | 0 | 0 | 0 | 0 | 0 | 0
PJM_ROR_2_MISO_IN | PJM_ROR | MISO_IN | 2045 | B19 | 700 | 700 | 909 | 0 | 0.02 | 0.02 | 0.02 | 0.03 | 0 | 0 | 0 | 0 | 0 | 0
PJM_ROR_2_MISO_IN | PJM_ROR | MISO_IN | 2045 | B20 | 935 | 935 | 909 | 0 | 0.01 | 0.02 | 0.01 | 0.02 | 0 | 0 | 0 | 0 | 0 | 0
PJM_ROR_2_MISO_IN | PJM_ROR | MISO_IN | 2050 | B01 | 10 | 10 | 909 | 0 | 0.36 | 0.63 | 0.42 | 0.76 | 0 | 0 | 0 | 0 | 0 | 0
PJM_ROR_2_MISO_IN | PJM_ROR | MISO_IN | 2050 | B02 | 25 | 25 | 909 | 0 | 0.15 | 0.28 | 0.17 | 0.33 | 0 | 0 | 0 | 0 | 0 | 0
PJM_ROR_2_MISO_IN | PJM_ROR | MISO_IN | 2050 | B03 | 75 | 75 | 909 | 0 | 0.05 | 0.1 | 0.06 | 0.11 | 0 | 0 | 0 | 0 | 0 | 0
PJM_ROR_2_MISO_IN | PJM_ROR | MISO_IN | 2050 | B04 | 100 | 100 | 909 | 0 | 0.04 | 0.07 | 0.05 | 0.07 | 0 | 0 | 0 | 0 | 0 | 0
PJM_ROR_2_MISO_IN | PJM_ROR | MISO_IN | 2050 | B05 | 200 | 200 | 909 | 0 | 0.02 | 0.04 | 0.02 | 0.04 | 0 | 0 | 0 | 0 | 0 | 0
PJM_ROR_2_MISO_IN | PJM_ROR | MISO_IN | 2050 | B06 | 300 | 300 | 909 | 0 | 0.03 | 0.03 | 0.03 | 0.03 | 0 | 0 | 0 | 0 | 0 | 0
PJM_ROR_2_MISO_IN | PJM_ROR | MISO_IN | 2050 | B07 | 400 | 400 | 909 | 0 | 0.02 | 0.04 | 0.02 | 0.04 | 0 | 0 | 0 | 0 | 0 | 0
PJM_ROR_2_MISO_IN | PJM_ROR | MISO_IN | 2050 | B08 | 500 | 500 | 909 | 0 | 0.01 | 0.02 | 0.01 | 0.02 | 0 | 0 | 0 | 0 | 0 | 0
PJM_ROR_2_MISO_IN | PJM_ROR | MISO_IN | 2050 | B09 | 800 | 800 | 909 | 0 | 0.01 | 0.01 | 0.01 | 0.01 | 0 | 0 | 0 | 0 | 0 | 0
PJM_ROR_2_MISO_IN | PJM_ROR | MISO_IN | 2050 | B10 | 1262 | 1262 | 909 | 0 | 0.01 | 0.01 | 0.01 | 0.01 | 0 | 0 | 0 | 0 | 0 | 0
PJM_ROR_2_MISO_IN | PJM_ROR | MISO_IN | 2050 | B11 | 25 | 25 | 909 | 0 | 0.15 | 0.29 | 0.17 | 0.33 | 0 | 0 | 0 | 0 | 0 | 0
PJM_ROR_2_MISO_IN | PJM_ROR | MISO_IN | 2050 | B12 | 200 | 200 | 909 | 0 | 0.02 | 0.04 | 0.02 | 0.04 | 0 | 0 | 0 | 0 | 0 | 0
PJM_ROR_2_MISO_IN | PJM_ROR | MISO_IN | 2050 | B13 | 600 | 600 | 909 | 0 | 0.01 | 0.01 | 0.01 | 0.01 | 0 | 0 | 0 | 0 | 0 | 0
PJM_ROR_2_MISO_IN | PJM_ROR | MISO_IN | 2050 | B14 | 900 | 900 | 909 | 0 | 0.01 | 0.01 | 0.01 | 0.01 | 0 | 0 | 0 | 0 | 0 | 0
PJM_ROR_2_MISO_IN | PJM_ROR | MISO_IN | 2050 | B15 | 1203 | 1203 | 909 | 0 | 0.01 | 0.01 | 0.01 | 0.01 | 0 | 0 | 0 | 0 | 0 | 0
PJM_ROR_2_MISO_IN | PJM_ROR | MISO_IN | 2050 | B16 | 25 | 25 | 909 | 0 | 0.15 | 0.56 | 0.17 | 0.62 | 0 | 0 | 0 | 0 | 0 | 0
PJM_ROR_2_MISO_IN | PJM_ROR | MISO_IN | 2050 | B17 | 100 | 100 | 909 | 0 | 0.08 | 0.08 | 0.09 | 0.08 | 0 | 0 | 0 | 0 | 0 | 0
PJM_ROR_2_MISO_IN | PJM_ROR | MISO_IN | 2050 | B18 | 400 | 400 | 909 | 0 | 0.01 | 0.02 | 0.01 | 0.02 | 0 | 0 | 0 | 0 | 0 | 0
PJM_ROR_2_MISO_IN | PJM_ROR | MISO_IN | 2050 | B19 | 700 | 700 | 909 | 0 | 0.01 | 0.01 | 0.01 | 0.01 | 0 | 0 | 0 | 0 | 0 | 0
PJM_ROR_2_MISO_IN | PJM_ROR | MISO_IN | 2050 | B20 | 935 | 935 | 909 | 0 | 0.01 | 0.01 | 0.01 | 0.01 | 0 | 0 | 0 | 0 | 0 | 0
PJM_ROR_2_MISO_MI | PJM_ROR | MISO_MI | 2015 | B01 | 10 | 10 | 1305 | 0 | 0.55 | 0.4 | 0.67 | 0.5 | 0 | 0 | 0 | 0 | 0 | 0
PJM_ROR_2_MISO_MI | PJM_ROR | MISO_MI | 2015 | B02 | 25 | 25 | 1305 | 0 | 0.29 | 0.18 | 0.34 | 0.21 | 0 | 0 | 0 | 0 | 0 | 0
PJM_ROR_2_MISO_MI | PJM_ROR | MISO_MI | 2015 | B03 | 75 | 75 | 1305 | 0 | 0.08 | 0.08 | 0.09 | 0.09 | 0 | 0 | 0 | 0 | 0 | 0
PJM_ROR_2_MISO_MI | PJM_ROR | MISO_MI | 2015 | B04 | 100 | 100 | 1305 | 0 | 0.09 | 0.05 | 0.1 | 0.06 | 0 | 0 | 0 | 0 | 0 | 0
PJM_ROR_2_MISO_MI | PJM_ROR | MISO_MI | 2015 | B05 | 200 | 200 | 1305 | 0 | 0.03 | 0.02 | 0.03 | 0.03 | 0 | 0 | 0 | 0 | 0 | 0
PJM_ROR_2_MISO_MI | PJM_ROR | MISO_MI | 2015 | B06 | 300 | 300 | 1305 | 0.04 | 0.03 | 0.02 | 0.03 | 0.02 | 0 | 0 | 0 | 0 | 0 | 0
PJM_ROR_2_MISO_MI | PJM_ROR | MISO_MI | 2015 | B07 | 400 | 400 | 1305 | 0 | 0.02 | 0.01 | 0.02 | 0.01 | 0 | 0 | 0 | 0 | 0 | 0
PJM_ROR_2_MISO_MI | PJM_ROR | MISO_MI | 2015 | B08 | 500 | 500 | 1305 | 0 | 0.02 | 0.01 | 0.02 | 0.01 | 0 | 0 | 0 | 0 | 0 | 0
PJM_ROR_2_MISO_MI | PJM_ROR | MISO_MI | 2015 | B09 | 800 | 800 | 1305 | 0 | 0.01 | 0.01 | 0.02 | 0.01 | 0 | 0 | 0 | 0 | 0 | 0
PJM_ROR_2_MISO_MI | PJM_ROR | MISO_MI | 2015 | B10 | 1262 | 1262 | 1305 | 0 | 0.02 | 0.01 | 0.02 | 0.01 | 0 | 0 | 0 | 0 | 0 | 0
PJM_ROR_2_MISO_MI | PJM_ROR | MISO_MI | 2015 | B11 | 25 | 25 | 1305 | 0.01 | 3.61 | 10.85 | 3.71 | 10.8 | 0 | 0 | 0 | 0 | 0 | 0
PJM_ROR_2_MISO_MI | PJM_ROR | MISO_MI | 2015 | B12 | 200 | 200 | 1305 | 0.06 | 0.03 | 0.02 | 0.04 | 0.03 | 0 | 0 | 0 | 0 | 0 | 0
PJM_ROR_2_MISO_MI | PJM_ROR | MISO_MI | 2015 | B13 | 600 | 600 | 1305 | 0 | 0.01 | 0.01 | 0.01 | 0.01 | 0 | 0 | 0 | 0 | 0 | 0
PJM_ROR_2_MISO_MI | PJM_ROR | MISO_MI | 2015 | B14 | 900 | 900 | 1305 | 0 | 0.01 | 0.01 | 0.01 | 0.01 | 0 | 0 | 0 | 0 | 0 | 0
PJM_ROR_2_MISO_MI | PJM_ROR | MISO_MI | 2015 | B15 | 1203 | 1203 | 1305 | 0 | 0.01 | 0.01 | 0.01 | 0.01 | 0 | 0 | 0 | 0 | 0 | 0
PJM_ROR_2_MISO_MI | PJM_ROR | MISO_MI | 2015 | B16 | 25 | 25 | 1305 | 0 | 0.23 | 0.17 | 0.27 | 0.2 | 0 | 0 | 0 | 0 | 0 | 0
PJM_ROR_2_MISO_MI | PJM_ROR | MISO_MI | 2015 | B17 | 100 | 100 | 1305 | 0 | 0.06 | 0.04 | 0.07 | 0.05 | 0 | 0 | 0 | 0 | 0 | 0
PJM_ROR_2_MISO_MI | PJM_ROR | MISO_MI | 2015 | B18 | 400 | 400 | 1305 | 0 | 0.02 | 0.01 | 0.02 | 0.01 | 0 | 0 | 0 | 0 | 0 | 0
PJM_ROR_2_MISO_MI | PJM_ROR | MISO_MI | 2015 | B19 | 700 | 700 | 1305 | 0 | 0.01 | 0.01 | 0.01 | 0.01 | 0 | 0 | 0 | 0 | 0 | 0
PJM_ROR_2_MISO_MI | PJM_ROR | MISO_MI | 2015 | B20 | 935 | 935 | 1305 | 0 | 0.01 | 0.01 | 0.01 | 0.01 | 0 | 0 | 0 | 0 | 0 | 0
PJM_ROR_2_MISO_MI | PJM_ROR | MISO_MI | 2020 | B01 | 10 | 10 | 1305 | 0 | 0.62 | 0.48 | 0.75 | 0.59 | 0 | 0 | 0 | 0 | 0 | 0
PJM_ROR_2_MISO_MI | PJM_ROR | MISO_MI | 2020 | B02 | 25 | 25 | 1305 | 0 | 0.28 | 0.21 | 0.32 | 0.24 | 0 | 0 | 0 | 0 | 0 | 0
PJM_ROR_2_MISO_MI | PJM_ROR | MISO_MI | 2020 | B03 | 75 | 75 | 1305 | 0 | 0.12 | 0.09 | 0.14 | 0.1 | 0 | 0 | 0 | 0 | 0 | 0
PJM_ROR_2_MISO_MI | PJM_ROR | MISO_MI | 2020 | B04 | 100 | 100 | 1305 | 0 | 0.13 | 0.08 | 0.14 | 0.09 | 0 | 0 | 0 | 0 | 0 | 0
PJM_ROR_2_MISO_MI | PJM_ROR | MISO_MI | 2020 | B05 | 200 | 200 | 1305 | 0 | 0.04 | 0.03 | 0.04 | 0.03 | 0 | 0 | 0 | 0 | 0 | 0
PJM_ROR_2_MISO_MI | PJM_ROR | MISO_MI | 2020 | B06 | 300 | 300 | 1305 | 0 | 0.03 | 0.02 | 0.03 | 0.02 | 0 | 0 | 0 | 0 | 0 | 0
PJM_ROR_2_MISO_MI | PJM_ROR | MISO_MI | 2020 | B07 | 400 | 400 | 1305 | 0 | 0.02 | 0.02 | 0.02 | 0.02 | 0 | 0 | 0 | 0 | 0 | 0
PJM_ROR_2_MISO_MI | PJM_ROR | MISO_MI | 2020 | B08 | 500 | 500 | 1305 | 0 | 0.02 | 0.01 | 0.02 | 0.01 | 0 | 0 | 0 | 0 | 0 | 0
PJM_ROR_2_MISO_MI | PJM_ROR | MISO_MI | 2020 | B09 | 800 | 800 | 1305 | 0 | 0.02 | 0.01 | 0.02 | 0.01 | 0 | 0 | 0 | 0 | 0 | 0
PJM_ROR_2_MISO_MI | PJM_ROR | MISO_MI | 2020 | B10 | 1262 | 1262 | 1305 | 0 | 0.01 | 0.01 | 0.01 | 0.01 | 0 | 0 | 0 | 0 | 0 | 0
PJM_ROR_2_MISO_MI | PJM_ROR | MISO_MI | 2020 | B11 | 25 | 25 | 1305 | 0 | 0.3 | 0.24 | 0.36 | 0.28 | 0 | 0 | 0 | 0 | 0 | 0
PJM_ROR_2_MISO_MI | PJM_ROR | MISO_MI | 2020 | B12 | 200 | 200 | 1305 | 0 | 0.04 | 0.03 | 0.04 | 0.03 | 0 | 0 | 0 | 0 | 0 | 0
PJM_ROR_2_MISO_MI | PJM_ROR | MISO_MI | 2020 | B13 | 600 | 600 | 1305 | 0 | 0.01 | 0.01 | 0.01 | 0.01 | 0 | 0 | 0 | 0 | 0 | 0
PJM_ROR_2_MISO_MI | PJM_ROR | MISO_MI | 2020 | B14 | 900 | 900 | 1305 | 0 | 0.01 | 0.01 | 0.01 | 0.01 | 0 | 0 | 0 | 0 | 0 | 0
PJM_ROR_2_MISO_MI | PJM_ROR | MISO_MI | 2020 | B15 | 1203 | 1203 | 1305 | 0 | 0.01 | 0 | 0.01 | 0.01 | 0 | 0 | 0 | 0 | 0 | 0
PJM_ROR_2_MISO_MI | PJM_ROR | MISO_MI | 2020 | B16 | 25 | 25 | 1305 | 0 | 0.26 | 0.2 | 0.3 | 0.24 | 0 | 0 | 0 | 0 | 0 | 0
PJM_ROR_2_MISO_MI | PJM_ROR | MISO_MI | 2020 | B17 | 100 | 100 | 1305 | 0 | 0.07 | 0.05 | 0.08 | 0.06 | 0 | 0 | 0 | 0 | 0 | 0
PJM_ROR_2_MISO_MI | PJM_ROR | MISO_MI | 2020 | B18 | 400 | 400 | 1305 | 0 | 0.02 | 0.01 | 0.02 | 0.02 | 0 | 0 | 0 | 0 | 0 | 0
PJM_ROR_2_MISO_MI | PJM_ROR | MISO_MI | 2020 | B19 | 700 | 700 | 1305 | 0 | 0.01 | 0.01 | 0.01 | 0.01 | 0 | 0 | 0 | 0 | 0 | 0
PJM_ROR_2_MISO_MI | PJM_ROR | MISO_MI | 2020 | B20 | 935 | 935 | 1305 | 0 | 0.01 | 0.01 | 0.01 | 0.01 | 0 | 0 | 0 | 0 | 0 | 0
PJM_ROR_2_MISO_MI | PJM_ROR | MISO_MI | 2025 | B01 | 10 | 10 | 1305 | 0.01 | 0.82 | 0.63 | 1.02 | 0.77 | 0 | 0 | 0 | 0 | 0 | 0
PJM_ROR_2_MISO_MI | PJM_ROR | MISO_MI | 2025 | B02 | 25 | 25 | 1305 | 0 | 0.35 | 0.28 | 0.42 | 0.33 | 0 | 0 | 0 | 0 | 0 | 0
PJM_ROR_2_MISO_MI | PJM_ROR | MISO_MI | 2025 | B03 | 75 | 75 | 1305 | 0 | 0.17 | 0.09 | 0.2 | 0.11 | 0 | 0 | 0 | 0 | 0 | 0
PJM_ROR_2_MISO_MI | PJM_ROR | MISO_MI | 2025 | B04 | 100 | 100 | 1305 | 0 | 0.1 | 0.07 | 0.11 | 0.08 | 0 | 0 | 0 | 0 | 0 | 0
PJM_ROR_2_MISO_MI | PJM_ROR | MISO_MI | 2025 | B05 | 200 | 200 | 1305 | 0 | 0.05 | 0.04 | 0.06 | 0.04 | 0 | 0 | 0 | 0 | 0 | 0
PJM_ROR_2_MISO_MI | PJM_ROR | MISO_MI | 2025 | B06 | 300 | 300 | 1305 | 0 | 0.04 | 0.02 | 0.04 | 0.03 | 0 | 0 | 0 | 0 | 0 | 0
PJM_ROR_2_MISO_MI | PJM_ROR | MISO_MI | 2025 | B07 | 400 | 400 | 1305 | 0 | 0.03 | 0.02 | 0.03 | 0.02 | 0 | 0 | 0 | 0 | 0 | 0
PJM_ROR_2_MISO_MI | PJM_ROR | MISO_MI | 2025 | B08 | 500 | 500 | 1305 | 0 | 0.02 | 0.01 | 0.02 | 0.02 | 0 | 0 | 0 | 0 | 0 | 0
PJM_ROR_2_MISO_MI | PJM_ROR | MISO_MI | 2025 | B09 | 800 | 800 | 1305 | 0 | 0.01 | 0.01 | 0.02 | 0.01 | 0 | 0 | 0 | 0 | 0 | 0
PJM_ROR_2_MISO_MI | PJM_ROR | MISO_MI | 2025 | B10 | 1262 | 1262 | 1305 | 0 | 0.01 | 0.01 | 0.01 | 0.01 | 0 | 0 | 0 | 0 | 0 | 0
PJM_ROR_2_MISO_MI | PJM_ROR | MISO_MI | 2025 | B11 | 25 | 25 | 1305 | 0 | 0.36 | 0.27 | 0.44 | 0.32 | 0 | 0 | 0 | 0 | 0 | 0
PJM_ROR_2_MISO_MI | PJM_ROR | MISO_MI | 2025 | B12 | 200 | 200 | 1305 | 0 | 0.06 | 0.04 | 0.07 | 0.04 | 0 | 0 | 0 | 0 | 0 | 0
PJM_ROR_2_MISO_MI | PJM_ROR | MISO_MI | 2025 | B13 | 600 | 600 | 1305 | 0 | 0.02 | 0.01 | 0.02 | 0.01 | 0 | 0 | 0 | 0 | 0 | 0
PJM_ROR_2_MISO_MI | PJM_ROR | MISO_MI | 2025 | B14 | 900 | 900 | 1305 | 0 | 0.01 | 0.01 | 0.01 | 0.01 | 0 | 0 | 0 | 0 | 0 | 0
PJM_ROR_2_MISO_MI | PJM_ROR | MISO_MI | 2025 | B15 | 1203 | 1203 | 1305 | 0 | 0.01 | 0.01 | 0.01 | 0.01 | 0 | 0 | 0 | 0 | 0 | 0
PJM_ROR_2_MISO_MI | PJM_ROR | MISO_MI | 2025 | B16 | 25 | 25 | 1305 | 0 | 0.36 | 0.28 | 0.43 | 0.32 | 0 | 0 | 0 | 0 | 0 | 0
PJM_ROR_2_MISO_MI | PJM_ROR | MISO_MI | 2025 | B17 | 100 | 100 | 1305 | 0 | 0.12 | 0.07 | 0.13 | 0.08 | 0 | 0 | 0 | 0 | 0 | 0
PJM_ROR_2_MISO_MI | PJM_ROR | MISO_MI | 2025 | B18 | 400 | 400 | 1305 | 0 | 0.03 | 0.02 | 0.03 | 0.02 | 0 | 0 | 0 | 0 | 0 | 0
PJM_ROR_2_MISO_MI | PJM_ROR | MISO_MI | 2025 | B19 | 700 | 700 | 1305 | 0 | 0.02 | 0.01 | 0.02 | 0.01 | 0 | 0 | 0 | 0 | 0 | 0
PJM_ROR_2_MISO_MI | PJM_ROR | MISO_MI | 2025 | B20 | 935 | 935 | 1305 | 0 | 0.01 | 0.01 | 0.01 | 0.01 | 0 | 0 | 0 | 0 | 0 | 0
PJM_ROR_2_MISO_MI | PJM_ROR | MISO_MI | 2030 | B01 | 10 | 10 | 1305 | 0.01 | 0.55 | 1.53 | 0.66 | 1.79 | 0 | 0 | 0 | 0 | 0 | 0
PJM_ROR_2_MISO_MI | PJM_ROR | MISO_MI | 2030 | B02 | 25 | 25 | 1305 | 0 | 0.3 | 0.65 | 0.34 | 0.74 | 0 | 0 | 0 | 0 | 0 | 0
PJM_ROR_2_MISO_MI | PJM_ROR | MISO_MI | 2030 | B03 | 75 | 75 | 1305 | 0 | 0.14 | 0.22 | 0.15 | 0.24 | 0 | 0 | 0 | 0 | 0 | 0
PJM_ROR_2_MISO_MI | PJM_ROR | MISO_MI | 2030 | B04 | 100 | 100 | 1305 | 0 | 0.07 | 0.11 | 0.08 | 0.12 | 0 | 0 | 0 | 0 | 0 | 0
PJM_ROR_2_MISO_MI | PJM_ROR | MISO_MI | 2030 | B05 | 200 | 200 | 1305 | 0 | 0.03 | 0.05 | 0.03 | 0.05 | 0 | 0 | 0 | 0 | 0 | 0
PJM_ROR_2_MISO_MI | PJM_ROR | MISO_MI | 2030 | B06 | 300 | 300 | 1305 | 0 | 0.02 | 0.04 | 0.02 | 0.04 | 0 | 0 | 0 | 0 | 0 | 0
PJM_ROR_2_MISO_MI | PJM_ROR | MISO_MI | 2030 | B07 | 400 | 400 | 1305 | 0 | 0.01 | 0.03 | 0.02 | 0.03 | 0 | 0 | 0 | 0 | 0 | 0
PJM_ROR_2_MISO_MI | PJM_ROR | MISO_MI | 2030 | B08 | 500 | 500 | 1305 | 0 | 0.02 | 0.04 | 0.02 | 0.04 | 0 | 0 | 0 | 0 | 0 | 0
PJM_ROR_2_MISO_MI | PJM_ROR | MISO_MI | 2030 | B09 | 800 | 800 | 1305 | 0 | 0.01 | 0.02 | 0.01 | 0.02 | 0 | 0 | 0 | 0 | 0 | 0
PJM_ROR_2_MISO_MI | PJM_ROR | MISO_MI | 2030 | B10 | 1262 | 1262 | 1305 | 0 | 0.02 | 0.02 | 0.02 | 0.02 | 0 | 0 | 0 | 0 | 0 | 0
PJM_ROR_2_MISO_MI | PJM_ROR | MISO_MI | 2030 | B11 | 25 | 25 | 1305 | 0 | 0.26 | 0.46 | 0.3 | 0.54 | 0 | 0 | 0 | 0 | 0 | 0
PJM_ROR_2_MISO_MI | PJM_ROR | MISO_MI | 2030 | B12 | 200 | 200 | 1305 | 0 | 0.03 | 0.09 | 0.04 | 0.1 | 0 | 0 | 0 | 0 | 0 | 0
PJM_ROR_2_MISO_MI | PJM_ROR | MISO_MI | 2030 | B13 | 600 | 600 | 1305 | 0 | 0.01 | 0.03 | 0.01 | 0.03 | 0 | 0 | 0 | 0 | 0 | 0
PJM_ROR_2_MISO_MI | PJM_ROR | MISO_MI | 2030 | B14 | 900 | 900 | 1305 | 0 | 0.01 | 0.02 | 0.01 | 0.02 | 0 | 0 | 0 | 0 | 0 | 0
PJM_ROR_2_MISO_MI | PJM_ROR | MISO_MI | 2030 | B15 | 1203 | 1203 | 1305 | 0 | 0.01 | 0.02 | 0.01 | 0.02 | 0 | 0 | 0 | 0 | 0 | 0
PJM_ROR_2_MISO_MI | PJM_ROR | MISO_MI | 2030 | B16 | 25 | 25 | 1305 | 0 | 0.26 | 0.66 | 0.29 | 0.74 | 0 | 0 | 0 | 0 | 0 | 0
PJM_ROR_2_MISO_MI | PJM_ROR | MISO_MI | 2030 | B17 | 100 | 100 | 1305 | 0 | 0.07 | 0.18 | 0.08 | 0.19 | 0 | 0 | 0 | 0 | 0 | 0
PJM_ROR_2_MISO_MI | PJM_ROR | MISO_MI | 2030 | B18 | 400 | 400 | 1305 | 0 | 0.02 | 0.05 | 0.02 | 0.05 | 0 | 0 | 0 | 0 | 0 | 0
PJM_ROR_2_MISO_MI | PJM_ROR | MISO_MI | 2030 | B19 | 700 | 700 | 1305 | 0 | 0.01 | 0.03 | 0.01 | 0.03 | 0 | 0 | 0 | 0 | 0 | 0
PJM_ROR_2_MISO_MI | PJM_ROR | MISO_MI | 2030 | B20 | 935 | 935 | 1305 | 0 | 0.01 | 0.02 | 0.01 | 0.02 | 0 | 0 | 0 | 0 | 0 | 0
PJM_ROR_2_MISO_MI | PJM_ROR | MISO_MI | 2035 | B01 | 10 | 10 | 1305 | 0.01 | 1.04 | 1.01 | 1.27 | 1.26 | 0 | 0 | 0 | 0 | 0 | 0
PJM_ROR_2_MISO_MI | PJM_ROR | MISO_MI | 2035 | B02 | 25 | 25 | 1305 | 0 | 0.48 | 0.72 | 0.56 | 0.82 | 0 | 0 | 0 | 0 | 0 | 0
PJM_ROR_2_MISO_MI | PJM_ROR | MISO_MI | 2035 | B03 | 75 | 75 | 1305 | 0 | 0.16 | 0.24 | 0.18 | 0.27 | 0 | 0 | 0 | 0 | 0 | 0
PJM_ROR_2_MISO_MI | PJM_ROR | MISO_MI | 2035 | B04 | 100 | 100 | 1305 | 0 | 0.1 | 0.11 | 0.11 | 0.13 | 0 | 0 | 0 | 0 | 0 | 0
PJM_ROR_2_MISO_MI | PJM_ROR | MISO_MI | 2035 | B05 | 200 | 200 | 1305 | 0 | 0.06 | 0.06 | 0.06 | 0.07 | 0 | 0 | 0 | 0 | 0 | 0
PJM_ROR_2_MISO_MI | PJM_ROR | MISO_MI | 2035 | B06 | 300 | 300 | 1305 | 0 | 0.04 | 0.04 | 0.04 | 0.04 | 0 | 0 | 0 | 0 | 0 | 0
PJM_ROR_2_MISO_MI | PJM_ROR | MISO_MI | 2035 | B07 | 400 | 400 | 1305 | 0 | 0.03 | 0.04 | 0.03 | 0.04 | 0 | 0 | 0 | 0 | 0 | 0
PJM_ROR_2_MISO_MI | PJM_ROR | MISO_MI | 2035 | B08 | 500 | 500 | 1305 | 0 | 0.02 | 0.03 | 0.03 | 0.03 | 0 | 0 | 0 | 0 | 0 | 0
PJM_ROR_2_MISO_MI | PJM_ROR | MISO_MI | 2035 | B09 | 800 | 800 | 1305 | 0 | 0.02 | 0.03 | 0.02 | 0.03 | 0 | 0 | 0 | 0 | 0 | 0
PJM_ROR_2_MISO_MI | PJM_ROR | MISO_MI | 2035 | B10 | 1262 | 1262 | 1305 | 0 | 0.09 | 0.02 | 0.09 | 0.02 | 0 | 0 | 0 | 0 | 0 | 0
PJM_ROR_2_MISO_MI | PJM_ROR | MISO_MI | 2035 | B11 | 25 | 25 | 1305 | 0 | 0.44 | 0.46 | 0.51 | 0.56 | 0 | 0 | 0 | 0 | 0 | 0
PJM_ROR_2_MISO_MI | PJM_ROR | MISO_MI | 2035 | B12 | 200 | 200 | 1305 | 0 | 0.06 | 0.09 | 0.07 | 0.1 | 0 | 0 | 0 | 0 | 0 | 0
PJM_ROR_2_MISO_MI | PJM_ROR | MISO_MI | 2035 | B13 | 600 | 600 | 1305 | 0 | 0.03 | 0.03 | 0.03 | 0.04 | 0 | 0 | 0 | 0 | 0 | 0
PJM_ROR_2_MISO_MI | PJM_ROR | MISO_MI | 2035 | B14 | 900 | 900 | 1305 | 0 | 0.07 | 0.02 | 0.07 | 0.02 | 0 | 0 | 0 | 0 | 0 | 0
PJM_ROR_2_MISO_MI | PJM_ROR | MISO_MI | 2035 | B15 | 1203 | 1203 | 1305 | 0 | 0.02 | 0.02 | 0.02 | 0.02 | 0 | 0 | 0 | 0 | 0 | 0
PJM_ROR_2_MISO_MI | PJM_ROR | MISO_MI | 2035 | B16 | 25 | 25 | 1305 | 0 | 0.44 | 0.72 | 0.52 | 0.83 | 0 | 0 | 0 | 0 | 0 | 0
PJM_ROR_2_MISO_MI | PJM_ROR | MISO_MI | 2035 | B17 | 100 | 100 | 1305 | 0 | 0.2 | 0.19 | 0.21 | 0.21 | 0 | 0 | 0 | 0 | 0 | 0
PJM_ROR_2_MISO_MI | PJM_ROR | MISO_MI | 2035 | B18 | 400 | 400 | 1305 | 0 | 0.03 | 0.05 | 0.04 | 0.05 | 0 | 0 | 0 | 0 | 0 | 0
PJM_ROR_2_MISO_MI | PJM_ROR | MISO_MI | 2035 | B19 | 700 | 700 | 1305 | 0 | 0.02 | 0.03 | 0.02 | 0.03 | 0 | 0 | 0 | 0 | 0 | 0
PJM_ROR_2_MISO_MI | PJM_ROR | MISO_MI | 2035 | B20 | 935 | 935 | 1305 | 0 | 0.02 | 0.02 | 0.02 | 0.02 | 0 | 0 | 0 | 0 | 0 | 0
PJM_ROR_2_MISO_MI | PJM_ROR | MISO_MI | 2040 | B01 | 10 | 10 | 1305 | 0 | 1.52 | 1.22 | 1.83 | 1.54 | 0 | 0.01187 | 0 | 0 | 0.0089025 | 0.0029675
PJM_ROR_2_MISO_MI | PJM_ROR | MISO_MI | 2040 | B02 | 25 | 25 | 1305 | 0 | 0.62 | 0.6 | 0.72 | 0.71 | 0 | 0 | 0 | 0 | 0.0089025 | 0.0029675
PJM_ROR_2_MISO_MI | PJM_ROR | MISO_MI | 2040 | B03 | 75 | 75 | 1305 | 0 | 0.13 | 0.19 | 0.15 | 0.22 | 0 | 0 | 0 | 0 | 0.0089025 | 0.0029675
PJM_ROR_2_MISO_MI | PJM_ROR | MISO_MI | 2040 | B04 | 100 | 100 | 1305 | 0 | 0.15 | 0.14 | 0.16 | 0.16 | 0 | 0 | 0 | 0 | 0.0089025 | 0.0029675
PJM_ROR_2_MISO_MI | PJM_ROR | MISO_MI | 2040 | B05 | 200 | 200 | 1305 | 0 | 0.07 | 0.07 | 0.08 | 0.08 | 0 | 0 | 0 | 0 | 0.0089025 | 0.0029675
PJM_ROR_2_MISO_MI | PJM_ROR | MISO_MI | 2040 | B06 | 300 | 300 | 1305 | 0 | 0.06 | 0.05 | 0.07 | 0.05 | 0 | 0 | 0 | 0 | 0.0089025 | 0.0029675
PJM_ROR_2_MISO_MI | PJM_ROR | MISO_MI | 2040 | B07 | 400 | 400 | 1305 | 0 | 0.03 | 0.04 | 0.03 | 0.04 | 0 | 0 | 0 | 0 | 0.0089025 | 0.0029675
PJM_ROR_2_MISO_MI | PJM_ROR | MISO_MI | 2040 | B08 | 500 | 500 | 1305 | 0 | 0.04 | 0.04 | 0.04 | 0.04 | 0 | 0 | 0 | 0 | 0.0089025 | 0.0029675
PJM_ROR_2_MISO_MI | PJM_ROR | MISO_MI | 2040 | B09 | 800 | 800 | 1305 | 0 | 0.05 | 0.02 | 0.05 | 0.03 | 0 | 0 | 0 | 0 | 0.0089025 | 0.0029675
PJM_ROR_2_MISO_MI | PJM_ROR | MISO_MI | 2040 | B10 | 1262 | 1262 | 1305 | 1304.97 | 0.07 | 0.02 | 0.07 | 0.02 | 0.01187 | 0 | 0 | 0.01187 | 0.0089025 | 0.0029675
PJM_ROR_2_MISO_MI | PJM_ROR | MISO_MI | 2040 | B11 | 25 | 25 | 1305 | 0 | 0.68 | 0.68 | 0.78 | 0.8 | 0 | 0 | 0 | 0 | 0.0089025 | 0.0029675
PJM_ROR_2_MISO_MI | PJM_ROR | MISO_MI | 2040 | B12 | 200 | 200 | 1305 | 0 | 0.09 | 0.1 | 0.1 | 0.1 | 0 | 0 | 0 | 0 | 0.0089025 | 0.0029675
PJM_ROR_2_MISO_MI | PJM_ROR | MISO_MI | 2040 | B13 | 600 | 600 | 1305 | 0 | 0.03 | 0.03 | 0.03 | 0.03 | 0 | 0 | 0 | 0 | 0.0089025 | 0.0029675
PJM_ROR_2_MISO_MI | PJM_ROR | MISO_MI | 2040 | B14 | 900 | 900 | 1305 | 0 | 0.03 | 0.02 | 0.03 | 0.02 | 0 | 0 | 0 | 0 | 0.0089025 | 0.0029675
PJM_ROR_2_MISO_MI | PJM_ROR | MISO_MI | 2040 | B15 | 1203 | 1203 | 1305 | 1083.59 | 0.02 | 0.02 | 0.03 | 0.02 | 0 | 0 | 0 | 0 | 0.0089025 | 0.0029675
PJM_ROR_2_MISO_MI | PJM_ROR | MISO_MI | 2040 | B16 | 25 | 25 | 1305 | 0 | 0.75 | 0.69 | 0.85 | 0.8 | 0 | 0 | 0 | 0 | 0.0089025 | 0.0029675
PJM_ROR_2_MISO_MI | PJM_ROR | MISO_MI | 2040 | B17 | 100 | 100 | 1305 | 0 | 0.21 | 0.18 | 0.22 | 0.2 | 0 | 0 | 0 | 0 | 0.0089025 | 0.0029675
PJM_ROR_2_MISO_MI | PJM_ROR | MISO_MI | 2040 | B18 | 400 | 400 | 1305 | 0 | 0.05 | 0.05 | 0.05 | 0.05 | 0 | 0 | 0 | 0 | 0.0089025 | 0.0029675
PJM_ROR_2_MISO_MI | PJM_ROR | MISO_MI | 2040 | B19 | 700 | 700 | 1305 | 0 | 0.03 | 0.03 | 0.03 | 0.03 | 0 | 0 | 0 | 0 | 0.0089025 | 0.0029675
PJM_ROR_2_MISO_MI | PJM_ROR | MISO_MI | 2040 | B20 | 935 | 935 | 1305 | 688.21 | 0.03 | 0.02 | 0.04 | 0.02 | 0 | 0 | 0 | 0 | 0.0089025 | 0.0029675
PJM_ROR_2_MISO_MI | PJM_ROR | MISO_MI | 2045 | B01 | 10 | 10 | 1305 | 0 | 0.82 | 1.06 | 0.75 | 1.12 | 0 | 0.01187 | 0.01187 | 0 | 3.7925 | 1.2642
PJM_ROR_2_MISO_MI | PJM_ROR | MISO_MI | 2045 | B02 | 25 | 25 | 1305 | 0 | 0.34 | 0.45 | 0.3 | 0.45 | 0 | 0 | 0 | 0 | 3.7925 | 1.2642
PJM_ROR_2_MISO_MI | PJM_ROR | MISO_MI | 2045 | B03 | 75 | 75 | 1305 | 0 | 0.12 | 0.16 | 0.1 | 0.15 | 0 | 0 | 0 | 0 | 3.7925 | 1.2642
PJM_ROR_2_MISO_MI | PJM_ROR | MISO_MI | 2045 | B04 | 100 | 100 | 1305 | 0 | 0.09 | 0.12 | 0.08 | 0.11 | 0 | 0 | 0 | 0 | 3.7925 | 1.2642
PJM_ROR_2_MISO_MI | PJM_ROR | MISO_MI | 2045 | B05 | 200 | 200 | 1305 | 0 | 0.06 | 0.06 | 0.04 | 0.06 | 0 | 0 | 0 | 0 | 3.7925 | 1.2642
PJM_ROR_2_MISO_MI | PJM_ROR | MISO_MI | 2045 | B06 | 300 | 300 | 1305 | 0 | 0.04 | 0.05 | 0.03 | 0.04 | 0 | 0 | 0 | 0 | 3.7925 | 1.2642
PJM_ROR_2_MISO_MI | PJM_ROR | MISO_MI | 2045 | B07 | 400 | 400 | 1305 | 0 | 0.06 | 0.04 | 0.03 | 0.04 | 0 | 0 | 0 | 0 | 3.7925 | 1.2642
PJM_ROR_2_MISO_MI | PJM_ROR | MISO_MI | 2045 | B08 | 500 | 500 | 1305 | 0 | 0.08 | 0.05 | 0.03 | 0.04 | 0 | 0 | 0 | 0 | 3.7925 | 1.2642
PJM_ROR_2_MISO_MI | PJM_ROR | MISO_MI | 2045 | B09 | 800 | 800 | 1305 | 1055.89 | 0.03 | 0.02 | 0.02 | 0.02 | 0 | 0 | 0 | 0 | 3.7925 | 1.2642
PJM_ROR_2_MISO_MI | PJM_ROR | MISO_MI | 2045 | B10 | 1262 | 1262 | 1305 | 1305 | 1303.07 | 0.02 | 0.02 | 0.02 | 5.0566 | 0.03561 | 0 | 5.0566 | 3.7925 | 1.2642
PJM_ROR_2_MISO_MI | PJM_ROR | MISO_MI | 2045 | B11 | 25 | 25 | 1305 | 0 | 0.36 | 0.69 | 0.31 | 0.61 | 0 | 0 | 0 | 0 | 3.7925 | 1.2642
PJM_ROR_2_MISO_MI | PJM_ROR | MISO_MI | 2045 | B12 | 200 | 200 | 1305 | 0 | 0.05 | 0.09 | 0.04 | 0.08 | 0 | 0 | 0 | 0 | 3.7925 | 1.2642
PJM_ROR_2_MISO_MI | PJM_ROR | MISO_MI | 2045 | B13 | 600 | 600 | 1305 | 0 | 0.03 | 0.03 | 0.02 | 0.03 | 0 | 0 | 0 | 0 | 3.7925 | 1.2642
PJM_ROR_2_MISO_MI | PJM_ROR | MISO_MI | 2045 | B14 | 900 | 900 | 1305 | 0 | 0.04 | 0.03 | 0.02 | 0.02 | 0 | 0 | 0 | 0 | 3.7925 | 1.2642
PJM_ROR_2_MISO_MI | PJM_ROR | MISO_MI | 2045 | B15 | 1203 | 1203 | 1305 | 0 | 0.03 | 0.02 | 0.01 | 0.02 | 0 | 0 | 0 | 0 | 3.7925 | 1.2642
PJM_ROR_2_MISO_MI | PJM_ROR | MISO_MI | 2045 | B16 | 25 | 25 | 1305 | 0 | 0.7 | 0.94 | 0.46 | 0.74 | 0 | 0 | 0 | 0 | 3.7925 | 1.2642
PJM_ROR_2_MISO_MI | PJM_ROR | MISO_MI | 2045 | B17 | 100 | 100 | 1305 | 0 | 0.21 | 0.25 | 0.13 | 0.19 | 0 | 0 | 0 | 0 | 3.7925 | 1.2642
PJM_ROR_2_MISO_MI | PJM_ROR | MISO_MI | 2045 | B18 | 400 | 400 | 1305 | 0 | 0.04 | 0.05 | 0.02 | 0.04 | 0 | 0 | 0 | 0 | 3.7925 | 1.2642
PJM_ROR_2_MISO_MI | PJM_ROR | MISO_MI | 2045 | B19 | 700 | 700 | 1305 | 0 | 0.03 | 0.04 | 0.02 | 0.03 | 0 | 0 | 0 | 0 | 3.7925 | 1.2642
PJM_ROR_2_MISO_MI | PJM_ROR | MISO_MI | 2045 | B20 | 935 | 935 | 1305 | 0 | 0.04 | 0.03 | 0.02 | 0.02 | 0 | 0 | 0 | 0 | 3.7925 | 1.2642
PJM_ROR_2_MISO_MI | PJM_ROR | MISO_MI | 2050 | B01 | 10 | 10 | 1305 | 0.01 | 0.57 | 0.66 | 0.25 | 0.41 | 0 | 0 | 0 | 0 | 12.1875 | 4.0625
PJM_ROR_2_MISO_MI | PJM_ROR | MISO_MI | 2050 | B02 | 25 | 25 | 1305 | 0 | 0.24 | 0.29 | 0.1 | 0.17 | 0 | 0 | 0 | 0 | 12.1875 | 4.0625
PJM_ROR_2_MISO_MI | PJM_ROR | MISO_MI | 2050 | B03 | 75 | 75 | 1305 | 0 | 0.11 | 0.1 | 0.04 | 0.06 | 0 | 0 | 0 | 0 | 12.1875 | 4.0625
PJM_ROR_2_MISO_MI | PJM_ROR | MISO_MI | 2050 | B04 | 100 | 100 | 1305 | 0 | 0.1 | 0.07 | 0.03 | 0.04 | 0 | 0 | 0 | 0 | 12.1875 | 4.0625
PJM_ROR_2_MISO_MI | PJM_ROR | MISO_MI | 2050 | B05 | 200 | 200 | 1305 | 0 | 0.05 | 0.04 | 0.01 | 0.02 | 0 | 0 | 0 | 0 | 12.1875 | 4.0625
PJM_ROR_2_MISO_MI | PJM_ROR | MISO_MI | 2050 | B06 | 300 | 300 | 1305 | 0 | 0.03 | 0.03 | 0.01 | 0.01 | 0 | 0 | 0 | 0 | 12.1875 | 4.0625
PJM_ROR_2_MISO_MI | PJM_ROR | MISO_MI | 2050 | B07 | 400 | 400 | 1305 | 0 | 0.02 | 0.04 | 0.01 | 0.01 | 0 | 0 | 0 | 0 | 12.1875 | 4.0625
PJM_ROR_2_MISO_MI | PJM_ROR | MISO_MI | 2050 | B08 | 500 | 0 | 1305 | 0 | 0.01 | 0.03 | 0 | 0.01 | 0 | 0 | 0 | 0 | 12.1875 | 4.0625
PJM_ROR_2_MISO_MI | PJM_ROR | MISO_MI | 2050 | B09 | 800 | 0 | 1305 | 0 | 0.01 | 0.02 | 0 | 0.01 | 0 | 0 | 0 | 0 | 12.1875 | 4.0625
PJM_ROR_2_MISO_MI | PJM_ROR | MISO_MI | 2050 | B10 | 1262 | 0 | 1305 | 1305 | 1304.94 | 0.02 | 0 | 0.01 | 16.25 | 1.1039 | 0 | 16.25 | 12.1875 | 4.0625
PJM_ROR_2_MISO_MI | PJM_ROR | MISO_MI | 2050 | B11 | 25 | 25 | 1305 | 0 | 0.16 | 0.31 | 0.08 | 0.18 | 0 | 0 | 0 | 0 | 12.1875 | 4.0625
PJM_ROR_2_MISO_MI | PJM_ROR | MISO_MI | 2050 | B12 | 200 | 200 | 1305 | 0 | 0.02 | 0.04 | 0.01 | 0.02 | 0 | 0 | 0 | 0 | 12.1875 | 4.0625
PJM_ROR_2_MISO_MI | PJM_ROR | MISO_MI | 2050 | B13 | 600 | 0 | 1305 | 0 | 0.02 | 0.02 | 0 | 0.01 | 0 | 0 | 0 | 0 | 12.1875 | 4.0625
PJM_ROR_2_MISO_MI | PJM_ROR | MISO_MI | 2050 | B14 | 900 | 0 | 1305 | 0 | 409.75 | 0.02 | 0 | 0.01 | 0 | 0 | 0 | 0 | 12.1875 | 4.0625
PJM_ROR_2_MISO_MI | PJM_ROR | MISO_MI | 2050 | B15 | 1203 | 0 | 1305 | 0 | 1304.98 | 0.02 | 0 | 0.01 | 0 | 1.5431 | 0 | 0 | 12.1875 | 4.0625
PJM_ROR_2_MISO_MI | PJM_ROR | MISO_MI | 2050 | B16 | 25 | 25 | 1305 | 0 | 0.33 | 0.61 | 0.11 | 0.23 | 0 | 0 | 0 | 0 | 12.1875 | 4.0625
PJM_ROR_2_MISO_MI | PJM_ROR | MISO_MI | 2050 | B17 | 100 | 100 | 1305 | 0 | 0.09 | 0.17 | 0.03 | 0.06 | 0 | 0 | 0 | 0 | 12.1875 | 4.0625
PJM_ROR_2_MISO_MI | PJM_ROR | MISO_MI | 2050 | B18 | 400 | 400 | 1305 | 0 | 0.03 | 0.02 | 0.01 | 0.01 | 0 | 0 | 0 | 0 | 12.1875 | 4.0625
PJM_ROR_2_MISO_MI | PJM_ROR | MISO_MI | 2050 | B19 | 700 | 0 | 1305 | 0 | 0.04 | 0.02 | 0 | 0.01 | 0 | 0 | 0 | 0 | 12.1875 | 4.0625
PJM_ROR_2_MISO_MI | PJM_ROR | MISO_MI | 2050 | B20 | 935 | 0 | 1305 | 0 | 1304.94 | 0.02 | 0 | 0.01 | 0 | 1.009 | 0 | 0 | 12.1875 | 4.0625
PJM_ROR_2_MISO_MO-IL | PJM_ROR | MISO_MO-IL | 2015 | B01 | 10 | 10 | 1111 | 0 | 0.54 | 0.4 | 0.32 | 0.36 | 0 | 0 | 0 | 0 | 4.0684 | 1.3561
PJM_ROR_2_MISO_MO-IL | PJM_ROR | MISO_MO-IL | 2015 | B02 | 25 | 25 | 1111 | 0 | 0.29 | 0.18 | 0.14 | 0.15 | 0 | 0 | 0 | 0 | 4.0684 | 1.3561
PJM_ROR_2_MISO_MO-IL | PJM_ROR | MISO_MO-IL | 2015 | B03 | 75 | 75 | 1111 | 0 | 0.11 | 0.08 | 0.05 | 0.06 | 0 | 0 | 0 | 0 | 4.0684 | 1.3561
PJM_ROR_2_MISO_MO-IL | PJM_ROR | MISO_MO-IL | 2015 | B04 | 100 | 100 | 1111 | 707.42 | 0.09 | 0.05 | 0.04 | 0.04 | 0 | 0 | 0 | 0 | 4.0684 | 1.3561
PJM_ROR_2_MISO_MO-IL | PJM_ROR | MISO_MO-IL | 2015 | B05 | 200 | 200 | 1111 | 0.06 | 0.03 | 0.02 | 0.02 | 0.02 | 0 | 0 | 0 | 0 | 4.0684 | 1.3561
PJM_ROR_2_MISO_MO-IL | PJM_ROR | MISO_MO-IL | 2015 | B06 | 300 | 300 | 1111 | 544.87 | 0.03 | 0.02 | 0.01 | 0.01 | 0 | 0 | 0 | 0 | 4.0684 | 1.3561
PJM_ROR_2_MISO_MO-IL | PJM_ROR | MISO_MO-IL | 2015 | B07 | 400 | 400 | 1111 | 0 | 0.02 | 0.01 | 0.01 | 0.01 | 0 | 0 | 0 | 0 | 4.0684 | 1.3561
PJM_ROR_2_MISO_MO-IL | PJM_ROR | MISO_MO-IL | 2015 | B08 | 500 | 500 | 1111 | 0 | 0.01 | 0.01 | 0.01 | 0.01 | 0 | 0 | 0 | 0 | 4.0684 | 1.3561
PJM_ROR_2_MISO_MO-IL | PJM_ROR | MISO_MO-IL | 2015 | B09 | 800 | 800 | 1111 | 0 | 0.01 | 0.01 | 0.01 | 0.01 | 0 | 0 | 0 | 0 | 4.0684 | 1.3561
PJM_ROR_2_MISO_MO-IL | PJM_ROR | MISO_MO-IL | 2015 | B10 | 1262 | 0 | 1111 | 0 | 0.01 | 0.01 | 0 | 0 | 0 | 0 | 0 | 0 | 4.0684 | 1.3561
PJM_ROR_2_MISO_MO-IL | PJM_ROR | MISO_MO-IL | 2015 | B11 | 25 | 25 | 1111 | 1111 | 1072.9 | 1064.81 | 0.23 | 0.46 | 5.4246 | 0.01187 | 0.01187 | 5.4246 | 4.0684 | 1.3561
PJM_ROR_2_MISO_MO-IL | PJM_ROR | MISO_MO-IL | 2015 | B12 | 200 | 200 | 1111 | 0.06 | 0.03 | 0.02 | 0.02 | 0.02 | 0 | 0 | 0 | 0 | 4.0684 | 1.3561
PJM_ROR_2_MISO_MO-IL | PJM_ROR | MISO_MO-IL | 2015 | B13 | 600 | 600 | 1111 | 0 | 0.01 | 0.01 | 0.01 | 0.01 | 0 | 0 | 0 | 0 | 4.0684 | 1.3561
PJM_ROR_2_MISO_MO-IL | PJM_ROR | MISO_MO-IL | 2015 | B14 | 900 | 0 | 1111 | 0 | 0.01 | 0.01 | 0 | 0 | 0 | 0 | 0 | 0 | 4.0684 | 1.3561
PJM_ROR_2_MISO_MO-IL | PJM_ROR | MISO_MO-IL | 2015 | B15 | 1203 | 0 | 1111 | 0 | 0.01 | 0.01 | 0 | 0 | 0 | 0 | 0 | 0 | 4.0684 | 1.3561
PJM_ROR_2_MISO_MO-IL | PJM_ROR | MISO_MO-IL | 2015 | B16 | 25 | 25 | 1111 | 0 | 0.21 | 0.16 | 0.12 | 0.14 | 0 | 0 | 0 | 0 | 4.0684 | 1.3561
PJM_ROR_2_MISO_MO-IL | PJM_ROR | MISO_MO-IL | 2015 | B17 | 100 | 100 | 1111 | 0 | 0.05 | 0.04 | 0.03 | 0.03 | 0 | 0 | 0 | 0 | 4.0684 | 1.3561
PJM_ROR_2_MISO_MO-IL | PJM_ROR | MISO_MO-IL | 2015 | B18 | 400 | 400 | 1111 | 0 | 0.01 | 0.01 | 0.01 | 0.01 | 0 | 0 | 0 | 0 | 4.0684 | 1.3561
PJM_ROR_2_MISO_MO-IL | PJM_ROR | MISO_MO-IL | 2015 | B19 | 700 | 0 | 1111 | 0 | 0.01 | 0.01 | 0 | 0.01 | 0 | 0 | 0 | 0 | 4.0684 | 1.3561
PJM_ROR_2_MISO_MO-IL | PJM_ROR | MISO_MO-IL | 2015 | B20 | 935 | 0 | 1111 | 0 | 0.01 | 0.01 | 0 | 0 | 0 | 0 | 0 | 0 | 4.0684 | 1.3561
PJM_ROR_2_MISO_MO-IL | PJM_ROR | MISO_MO-IL | 2020 | B01 | 10 | 10 | 1111 | 0 | 0.62 | 0.48 | 0.58 | 0.53 | 0 | 0 | 0 | 0 | 1.371 | 0.45699
PJM_ROR_2_MISO_MO-IL | PJM_ROR | MISO_MO-IL | 2020 | B02 | 25 | 25 | 1111 | 0 | 0.28 | 0.21 | 0.25 | 0.22 | 0 | 0 | 0 | 0 | 1.371 | 0.45699
PJM_ROR_2_MISO_MO-IL | PJM_ROR | MISO_MO-IL | 2020 | B03 | 75 | 75 | 1111 | 0 | 0.16 | 0.1 | 0.12 | 0.1 | 0 | 0 | 0 | 0 | 1.371 | 0.45699
PJM_ROR_2_MISO_MO-IL | PJM_ROR | MISO_MO-IL | 2020 | B04 | 100 | 100 | 1111 | 1111 | 191.8 | 0.09 | 0.2 | 0.08 | 0.56976 | 0 | 0 | 0.18992 | 1.371 | 0.45699
PJM_ROR_2_MISO_MO-IL | PJM_ROR | MISO_MO-IL | 2020 | B05 | 200 | 200 | 1111 | 1111 | 0.08 | 0.03 | 0.05 | 0.03 | 2.4571 | 0 | 0 | 1.6381 | 1.371 | 0.45699
PJM_ROR_2_MISO_MO-IL | PJM_ROR | MISO_MO-IL | 2020 | B06 | 300 | 300 | 1111 | 0 | 0.03 | 0.02 | 0.03 | 0.02 | 0 | 0 | 0 | 0 | 1.371 | 0.45699
PJM_ROR_2_MISO_MO-IL | PJM_ROR | MISO_MO-IL | 2020 | B07 | 400 | 400 | 1111 | 0.04 | 0.04 | 0.02 | 0.02 | 0.02 | 0 | 0 | 0 | 0 | 1.371 | 0.45699
PJM_ROR_2_MISO_MO-IL | PJM_ROR | MISO_MO-IL | 2020 | B08 | 500 | 500 | 1111 | 0 | 0.03 | 0.01 | 0.02 | 0.01 | 0 | 0 | 0 | 0 | 1.371 | 0.45699
PJM_ROR_2_MISO_MO-IL | PJM_ROR | MISO_MO-IL | 2020 | B09 | 800 | 800 | 1111 | 0 | 0.04 | 0.01 | 0.02 | 0.01 | 0 | 0 | 0 | 0 | 1.371 | 0.45699
PJM_ROR_2_MISO_MO-IL | PJM_ROR | MISO_MO-IL | 2020 | B10 | 1262 | 1262 | 1111 | 0 | 0.01 | 0.01 | 0.01 | 0.01 | 0 | 0 | 0 | 0 | 1.371 | 0.45699
PJM_ROR_2_MISO_MO-IL | PJM_ROR | MISO_MO-IL | 2020 | B11 | 25 | 25 | 1111 | 0 | 0.31 | 0.24 | 0.27 | 0.25 | 0 | 0 | 0 | 0 | 1.371 | 0.45699
PJM_ROR_2_MISO_MO-IL | PJM_ROR | MISO_MO-IL | 2020 | B12 | 200 | 200 | 1111 | 0 | 0.04 | 0.03 | 0.03 | 0.03 | 0 | 0 | 0 | 0 | 1.371 | 0.45699
PJM_ROR_2_MISO_MO-IL | PJM_ROR | MISO_MO-IL | 2020 | B13 | 600 | 600 | 1111 | 0 | 0.01 | 0.01 | 0.01 | 0.01 | 0 | 0 | 0 | 0 | 1.371 | 0.45699
PJM_ROR_2_MISO_MO-IL | PJM_ROR | MISO_MO-IL | 2020 | B14 | 900 | 900 | 1111 | 0 | 0.01 | 0.01 | 0.01 | 0.01 | 0 | 0 | 0 | 0 | 1.371 | 0.45699
PJM_ROR_2_MISO_MO-IL | PJM_ROR | MISO_MO-IL | 2020 | B15 | 1203 | 1203 | 1111 | 0 | 0.01 | 0 | 0.01 | 0 | 0 | 0 | 0 | 0 | 1.371 | 0.45699
PJM_ROR_2_MISO_MO-IL | PJM_ROR | MISO_MO-IL | 2020 | B16 | 25 | 25 | 1111 | 0 | 0.26 | 0.2 | 0.23 | 0.21 | 0 | 0 | 0 | 0 | 1.371 | 0.45699
PJM_ROR_2_MISO_MO-IL | PJM_ROR | MISO_MO-IL | 2020 | B17 | 100 | 100 | 1111 | 0 | 0.07 | 0.05 | 0.06 | 0.05 | 0 | 0 | 0 | 0 | 1.371 | 0.45699
PJM_ROR_2_MISO_MO-IL | PJM_ROR | MISO_MO-IL | 2020 | B18 | 400 | 400 | 1111 | 0 | 0.02 | 0.01 | 0.02 | 0.01 | 0 | 0 | 0 | 0 | 1.371 | 0.45699
PJM_ROR_2_MISO_MO-IL | PJM_ROR | MISO_MO-IL | 2020 | B19 | 700 | 700 | 1111 | 0 | 0.01 | 0.01 | 0.01 | 0.01 | 0 | 0 | 0 | 0 | 1.371 | 0.45699
PJM_ROR_2_MISO_MO-IL | PJM_ROR | MISO_MO-IL | 2020 | B20 | 935 | 935 | 1111 | 0 | 0.01 | 0.01 | 0.01 | 0.01 | 0 | 0 | 0 | 0 | 1.371 | 0.45699
PJM_ROR_2_MISO_MO-IL | PJM_ROR | MISO_MO-IL | 2025 | B01 | 10 | 10 | 1111 | 0.01 | 0.7 | 0.58 | 0.87 | 0.71 | 0 | 0 | 0 | 0 | 0 | 0
PJM_ROR_2_MISO_MO-IL | PJM_ROR | MISO_MO-IL | 2025 | B02 | 25 | 25 | 1111 | 0 | 0.35 | 0.26 | 0.4 | 0.3 | 0 | 0 | 0 | 0 | 0 | 0
PJM_ROR_2_MISO_MO-IL | PJM_ROR | MISO_MO-IL | 2025 | B03 | 75 | 75 | 1111 | 0 | 0.17 | 0.09 | 0.19 | 0.1 | 0 | 0 | 0 | 0 | 0 | 0
PJM_ROR_2_MISO_MO-IL | PJM_ROR | MISO_MO-IL | 2025 | B04 | 100 | 100 | 1111 | 0 | 0.1 | 0.07 | 0.11 | 0.08 | 0 | 0 | 0 | 0 | 0 | 0
PJM_ROR_2_MISO_MO-IL | PJM_ROR | MISO_MO-IL | 2025 | B05 | 200 | 200 | 1111 | 0 | 0.05 | 0.03 | 0.05 | 0.04 | 0 | 0 | 0 | 0 | 0 | 0
PJM_ROR_2_MISO_MO-IL | PJM_ROR | MISO_MO-IL | 2025 | B06 | 300 | 300 | 1111 | 0 | 0.04 | 0.02 | 0.04 | 0.03 | 0 | 0 | 0 | 0 | 0 | 0
PJM_ROR_2_MISO_MO-IL | PJM_ROR | MISO_MO-IL | 2025 | B07 | 400 | 400 | 1111 | 0 | 0.03 | 0.02 | 0.03 | 0.02 | 0 | 0 | 0 | 0 | 0 | 0
PJM_ROR_2_MISO_MO-IL | PJM_ROR | MISO_MO-IL | 2025 | B08 | 500 | 500 | 1111 | 0 | 0.02 | 0.01 | 0.02 | 0.02 | 0 | 0 | 0 | 0 | 0 | 0
PJM_ROR_2_MISO_MO-IL | PJM_ROR | MISO_MO-IL | 2025 | B09 | 800 | 800 | 1111 | 0 | 0.01 | 0.01 | 0.01 | 0.01 | 0 | 0 | 0 | 0 | 0 | 0
PJM_ROR_2_MISO_MO-IL | PJM_ROR | MISO_MO-IL | 2025 | B10 | 1262 | 1262 | 1111 | 0 | 0.01 | 0.01 | 0.01 | 0.01 | 0 | 0 | 0 | 0 | 0 | 0
PJM_ROR_2_MISO_MO-IL | PJM_ROR | MISO_MO-IL | 2025 | B11 | 25 | 25 | 1111 | 0 | 0.36 | 0.26 | 0.42 | 0.31 | 0 | 0 | 0 | 0 | 0 | 0
PJM_ROR_2_MISO_MO-IL | PJM_ROR | MISO_MO-IL | 2025 | B12 | 200 | 200 | 1111 | 0 | 0.05 | 0.03 | 0.05 | 0.04 | 0 | 0 | 0 | 0 | 0 | 0
PJM_ROR_2_MISO_MO-IL | PJM_ROR | MISO_MO-IL | 2025 | B13 | 600 | 600 | 1111 | 0 | 0.02 | 0.01 | 0.02 | 0.01 | 0 | 0 | 0 | 0 | 0 | 0
PJM_ROR_2_MISO_MO-IL | PJM_ROR | MISO_MO-IL | 2025 | B14 | 900 | 900 | 1111 | 0 | 0.01 | 0.01 | 0.01 | 0.01 | 0 | 0 | 0 | 0 | 0 | 0
PJM_ROR_2_MISO_MO-IL | PJM_ROR | MISO_MO-IL | 2025 | B15 | 1203 | 1203 | 1111 | 0 | 0.01 | 0.01 | 0.01 | 0.01 | 0 | 0 | 0 | 0 | 0 | 0
PJM_ROR_2_MISO_MO-IL | PJM_ROR | MISO_MO-IL | 2025 | B16 | 25 | 25 | 1111 | 0 | 0.34 | 0.26 | 0.4 | 0.3 | 0 | 0 | 0 | 0 | 0 | 0
PJM_ROR_2_MISO_MO-IL | PJM_ROR | MISO_MO-IL | 2025 | B17 | 100 | 100 | 1111 | 0 | 0.09 | 0.07 | 0.1 | 0.08 | 0 | 0 | 0 | 0 | 0 | 0
PJM_ROR_2_MISO_MO-IL | PJM_ROR | MISO_MO-IL | 2025 | B18 | 400 | 400 | 1111 | 0 | 0.02 | 0.02 | 0.03 | 0.02 | 0 | 0 | 0 | 0 | 0 | 0
PJM_ROR_2_MISO_MO-IL | PJM_ROR | MISO_MO-IL | 2025 | B19 | 700 | 700 | 1111 | 0 | 0.01 | 0.01 | 0.01 | 0.01 | 0 | 0 | 0 | 0 | 0 | 0
PJM_ROR_2_MISO_MO-IL | PJM_ROR | MISO_MO-IL | 2025 | B20 | 935 | 935 | 1111 | 0 | 0.01 | 0.01 | 0.01 | 0.01 | 0 | 0 | 0 | 0 | 0 | 0
PJM_ROR_2_MISO_MO-IL | PJM_ROR | MISO_MO-IL | 2030 | B01 | 10 | 10 | 1111 | 0.01 | 0.57 | 1.82 | 0.69 | 2.11 | 0 | 0 | 0 | 0 | 0 | 0
PJM_ROR_2_MISO_MO-IL | PJM_ROR | MISO_MO-IL | 2030 | B02 | 25 | 25 | 1111 | 0.01 | 0.43 | 0.79 | 0.48 | 0.89 | 0 | 0 | 0 | 0 | 0 | 0
PJM_ROR_2_MISO_MO-IL | PJM_ROR | MISO_MO-IL | 2030 | B03 | 75 | 75 | 1111 | 0 | 0.15 | 0.27 | 0.17 | 0.3 | 0 | 0 | 0 | 0 | 0 | 0
PJM_ROR_2_MISO_MO-IL | PJM_ROR | MISO_MO-IL | 2030 | B04 | 100 | 100 | 1111 | 0 | 0.13 | 0.11 | 0.14 | 0.13 | 0 | 0 | 0 | 0 | 0 | 0
PJM_ROR_2_MISO_MO-IL | PJM_ROR | MISO_MO-IL | 2030 | B05 | 200 | 200 | 1111 | 0 | 0.04 | 0.05 | 0.04 | 0.05 | 0 | 0 | 0 | 0 | 0 | 0
PJM_ROR_2_MISO_MO-IL | PJM_ROR | MISO_MO-IL | 2030 | B06 | 300 | 300 | 1111 | 0 | 0.02 | 0.04 | 0.02 | 0.04 | 0 | 0 | 0 | 0 | 0 | 0
PJM_ROR_2_MISO_MO-IL | PJM_ROR | MISO_MO-IL | 2030 | B07 | 400 | 400 | 1111 | 0 | 0.01 | 0.03 | 0.02 | 0.03 | 0 | 0 | 0 | 0 | 0 | 0
PJM_ROR_2_MISO_MO-IL | PJM_ROR | MISO_MO-IL | 2030 | B08 | 500 | 500 | 1111 | 0 | 0.01 | 0.04 | 0.01 | 0.04 | 0 | 0 | 0 | 0 | 0 | 0
PJM_ROR_2_MISO_MO-IL | PJM_ROR | MISO_MO-IL | 2030 | B09 | 800 | 800 | 1111 | 0 | 0.01 | 0.02 | 0.01 | 0.02 | 0 | 0 | 0 | 0 | 0 | 0
PJM_ROR_2_MISO_MO-IL | PJM_ROR | MISO_MO-IL | 2030 | B10 | 1262 | 1262 | 1111 | 0 | 0.01 | 0.02 | 0.01 | 0.02 | 0 | 0 | 0 | 0 | 0 | 0
PJM_ROR_2_MISO_MO-IL | PJM_ROR | MISO_MO-IL | 2030 | B11 | 25 | 25 | 1111 | 0 | 0.24 | 0.46 | 0.28 | 0.54 | 0 | 0 | 0 | 0 | 0 | 0
PJM_ROR_2_MISO_MO-IL | PJM_ROR | MISO_MO-IL | 2030 | B12 | 200 | 200 | 1111 | 0 | 0.03 | 0.09 | 0.03 | 0.1 | 0 | 0 | 0 | 0 | 0 | 0
PJM_ROR_2_MISO_MO-IL | PJM_ROR | MISO_MO-IL | 2030 | B13 | 600 | 600 | 1111 | 0 | 0.01 | 0.03 | 0.01 | 0.03 | 0 | 0 | 0 | 0 | 0 | 0
PJM_ROR_2_MISO_MO-IL | PJM_ROR | MISO_MO-IL | 2030 | B14 | 900 | 900 | 1111 | 0 | 0.01 | 0.02 | 0.01 | 0.02 | 0 | 0 | 0 | 0 | 0 | 0
PJM_ROR_2_MISO_MO-IL | PJM_ROR | MISO_MO-IL | 2030 | B15 | 1203 | 1203 | 1111 | 0 | 0.01 | 0.02 | 0.01 | 0.02 | 0 | 0 | 0 | 0 | 0 | 0
PJM_ROR_2_MISO_MO-IL | PJM_ROR | MISO_MO-IL | 2030 | B16 | 25 | 25 | 1111 | 0 | 0.21 | 0.66 | 0.25 | 0.75 | 0 | 0 | 0 | 0 | 0 | 0
PJM_ROR_2_MISO_MO-IL | PJM_ROR | MISO_MO-IL | 2030 | B17 | 100 | 100 | 1111 | 0 | 0.05 | 0.18 | 0.06 | 0.19 | 0 | 0 | 0 | 0 | 0 | 0
PJM_ROR_2_MISO_MO-IL | PJM_ROR | MISO_MO-IL | 2030 | B18 | 400 | 400 | 1111 | 0 | 0.01 | 0.05 | 0.02 | 0.05 | 0 | 0 | 0 | 0 | 0 | 0
PJM_ROR_2_MISO_MO-IL | PJM_ROR | MISO_MO-IL | 2030 | B19 | 700 | 700 | 1111 | 0 | 0.01 | 0.03 | 0.01 | 0.03 | 0 | 0 | 0 | 0 | 0 | 0
PJM_ROR_2_MISO_MO-IL | PJM_ROR | MISO_MO-IL | 2030 | B20 | 935 | 935 | 1111 | 0 | 0.01 | 0.02 | 0.01 | 0.02 | 0 | 0 | 0 | 0 | 0 | 0
PJM_ROR_2_MISO_MO-IL | PJM_ROR | MISO_MO-IL | 2035 | B01 | 10 | 10 | 1111 | 0 | 0.67 | 0.84 | 0.83 | 1.06 | 0 | 0.01187 | 0 | 0 | 0 | 0
PJM_ROR_2_MISO_MO-IL | PJM_ROR | MISO_MO-IL | 2035 | B02 | 25 | 25 | 1111 | 0 | 0.54 | 0.72 | 0.61 | 0.82 | 0 | 0 | 0 | 0 | 0 | 0
PJM_ROR_2_MISO_MO-IL | PJM_ROR | MISO_MO-IL | 2035 | B03 | 75 | 75 | 1111 | 0 | 0.19 | 0.25 | 0.21 | 0.28 | 0 | 0 | 0 | 0 | 0 | 0
PJM_ROR_2_MISO_MO-IL | PJM_ROR | MISO_MO-IL | 2035 | B04 | 100 | 100 | 1111 | 310.75 | 0.13 | 0.12 | 0.15 | 0.13 | 0 | 0 | 0 | 0 | 0 | 0
PJM_ROR_2_MISO_MO-IL | PJM_ROR | MISO_MO-IL | 2035 | B05 | 200 | 200 | 1111 | 0 | 0.04 | 0.06 | 0.04 | 0.07 | 0 | 0 | 0 | 0 | 0 | 0
PJM_ROR_2_MISO_MO-IL | PJM_ROR | MISO_MO-IL | 2035 | B06 | 300 | 300 | 1111 | 0 | 0.03 | 0.04 | 0.03 | 0.04 | 0 | 0 | 0 | 0 | 0 | 0
PJM_ROR_2_MISO_MO-IL | PJM_ROR | MISO_MO-IL | 2035 | B07 | 400 | 400 | 1111 | 0 | 0.02 | 0.04 | 0.02 | 0.04 | 0 | 0 | 0 | 0 | 0 | 0
PJM_ROR_2_MISO_MO-IL | PJM_ROR | MISO_MO-IL | 2035 | B08 | 500 | 500 | 1111 | 0 | 0.03 | 0.04 | 0.03 | 0.04 | 0 | 0 | 0 | 0 | 0 | 0
PJM_ROR_2_MISO_MO-IL | PJM_ROR | MISO_MO-IL | 2035 | B09 | 800 | 800 | 1111 | 0 | 0.01 | 0.03 | 0.01 | 0.03 | 0 | 0 | 0 | 0 | 0 | 0
PJM_ROR_2_MISO_MO-IL | PJM_ROR | MISO_MO-IL | 2035 | B10 | 1262 | 1262 | 1111 | 0 | 0.01 | 0.01 | 0.01 | 0.01 | 0 | 0 | 0 | 0 | 0 | 0
PJM_ROR_2_MISO_MO-IL | PJM_ROR | MISO_MO-IL | 2035 | B11 | 25 | 25 | 1111 | 0 | 0.4 | 0.46 | 0.47 | 0.55 | 0 | 0 | 0 | 0 | 0 | 0
PJM_ROR_2_MISO_MO-IL | PJM_ROR | MISO_MO-IL | 2035 | B12 | 200 | 200 | 1111 | 0 | 0.04 | 0.09 | 0.04 | 0.1 | 0 | 0 | 0 | 0 | 0 | 0
PJM_ROR_2_MISO_MO-IL | PJM_ROR | MISO_MO-IL | 2035 | B13 | 600 | 600 | 1111 | 0 | 0.01 | 0.03 | 0.01 | 0.03 | 0 | 0 | 0 | 0 | 0 | 0
PJM_ROR_2_MISO_MO-IL | PJM_ROR | MISO_MO-IL | 2035 | B14 | 900 | 900 | 1111 | 0 | 0.01 | 0.01 | 0.01 | 0.02 | 0 | 0 | 0 | 0 | 0 | 0
PJM_ROR_2_MISO_MO-IL | PJM_ROR | MISO_MO-IL | 2035 | B15 | 1203 | 1203 | 1111 | 0 | 0.01 | 0.01 | 0.01 | 0.01 | 0 | 0 | 0 | 0 | 0 | 0
PJM_ROR_2_MISO_MO-IL | PJM_ROR | MISO_MO-IL | 2035 | B16 | 25 | 25 | 1111 | 0 | 0.28 | 0.54 | 0.33 | 0.62 | 0 | 0 | 0 | 0 | 0 | 0
PJM_ROR_2_MISO_MO-IL | PJM_ROR | MISO_MO-IL | 2035 | B17 | 100 | 100 | 1111 | 0 | 0.08 | 0.14 | 0.09 | 0.16 | 0 | 0 | 0 | 0 | 0 | 0
PJM_ROR_2_MISO_MO-IL | PJM_ROR | MISO_MO-IL | 2035 | B18 | 400 | 400 | 1111 | 0 | 0.02 | 0.04 | 0.02 | 0.04 | 0 | 0 | 0 | 0 | 0 | 0
PJM_ROR_2_MISO_MO-IL | PJM_ROR | MISO_MO-IL | 2035 | B19 | 700 | 700 | 1111 | 0 | 0.01 | 0.02 | 0.01 | 0.02 | 0 | 0 | 0 | 0 | 0 | 0
PJM_ROR_2_MISO_MO-IL | PJM_ROR | MISO_MO-IL | 2035 | B20 | 935 | 935 | 1111 | 0 | 0.01 | 0.01 | 0.01 | 0.02 | 0 | 0 | 0 | 0 | 0 | 0
PJM_ROR_2_MISO_MO-IL | PJM_ROR | MISO_MO-IL | 2040 | B01 | 10 | 10 | 1111 | 0.01 | 0.58 | 0.75 | 0.57 | 0.82 | 0 | 0.01187 | 0.01187 | 0 | 2.9052 | 0.96839
PJM_ROR_2_MISO_MO-IL | PJM_ROR | MISO_MO-IL | 2040 | B02 | 25 | 25 | 1111 | 0 | 0.65 | 0.6 | 0.43 | 0.54 | 0 | 0 | 0 | 0 | 2.9052 | 0.96839
PJM_ROR_2_MISO_MO-IL | PJM_ROR | MISO_MO-IL | 2040 | B03 | 75 | 75 | 1111 | 0 | 0.24 | 0.21 | 0.16 | 0.19 | 0 | 0 | 0 | 0 | 2.9052 | 0.96839
PJM_ROR_2_MISO_MO-IL | PJM_ROR | MISO_MO-IL | 2040 | B04 | 100 | 100 | 1111 | 1111 | 0.18 | 0.16 | 0.12 | 0.14 | 2.9438 | 0 | 0 | 0.49063 | 2.9052 | 0.96839
PJM_ROR_2_MISO_MO-IL | PJM_ROR | MISO_MO-IL | 2040 | B05 | 200 | 200 | 1111 | 1111 | 0.1 | 0.08 | 0.06 | 0.07 | 6.481 | 0 | 0 | 2.1603 | 2.9052 | 0.96839
PJM_ROR_2_MISO_MO-IL | PJM_ROR | MISO_MO-IL | 2040 | B06 | 300 | 300 | 1111 | 1111 | 0.3 | 0.06 | 0.07 | 0.05 | 2.4452 | 0 | 0 | 1.2226 | 2.9052 | 0.96839
PJM_ROR_2_MISO_MO-IL | PJM_ROR | MISO_MO-IL | 2040 | B07 | 400 | 400 | 1111 | 499.05 | 0.05 | 0.04 | 0.03 | 0.04 | 0 | 0 | 0 | 0 | 2.9052 | 0.96839
PJM_ROR_2_MISO_MO-IL | PJM_ROR | MISO_MO-IL | 2040 | B08 | 500 | 500 | 1111 | 0 | 0.04 | 0.03 | 0.02 | 0.03 | 0 | 0 | 0 | 0 | 2.9052 | 0.96839
PJM_ROR_2_MISO_MO-IL | PJM_ROR | MISO_MO-IL | 2040 | B09 | 800 | 800 | 1111 | 0 | 0.03 | 0.02 | 0.02 | 0.02 | 0 | 0 | 0 | 0 | 2.9052 | 0.96839
PJM_ROR_2_MISO_MO-IL | PJM_ROR | MISO_MO-IL | 2040 | B10 | 1262 | 0 | 1111 | 0 | 0.01 | 0.01 | 0 | 0.01 | 0 | 0 | 0 | 0 | 2.9052 | 0.96839
PJM_ROR_2_MISO_MO-IL | PJM_ROR | MISO_MO-IL | 2040 | B11 | 25 | 25 | 1111 | 0 | 0.48 | 0.6 | 0.37 | 0.54 | 0 | 0 | 0 | 0 | 2.9052 | 0.96839
PJM_ROR_2_MISO_MO-IL | PJM_ROR | MISO_MO-IL | 2040 | B12 | 200 | 200 | 1111 | 0 | 0.03 | 0.05 | 0.03 | 0.04 | 0 | 0 | 0 | 0 | 2.9052 | 0.96839
PJM_ROR_2_MISO_MO-IL | PJM_ROR | MISO_MO-IL | 2040 | B13 | 600 | 600 | 1111 | 0 | 0.01 | 0.02 | 0.01 | 0.01 | 0 | 0 | 0 | 0 | 2.9052 | 0.96839
PJM_ROR_2_MISO_MO-IL | PJM_ROR | MISO_MO-IL | 2040 | B14 | 900 | 900 | 1111 | 0 | 0.01 | 0.01 | 0.01 | 0.01 | 0 | 0 | 0 | 0 | 2.9052 | 0.96839
PJM_ROR_2_MISO_MO-IL | PJM_ROR | MISO_MO-IL | 2040 | B15 | 1203 | 1203 | 1111 | 0 | 0.01 | 0.01 | 0.01 | 0.01 | 0 | 0 | 0 | 0 | 2.9052 | 0.96839
PJM_ROR_2_MISO_MO-IL | PJM_ROR | MISO_MO-IL | 2040 | B16 | 25 | 25 | 1111 | 0 | 0.25 | 0.33 | 0.24 | 0.34 | 0 | 0 | 0 | 0 | 2.9052 | 0.96839
PJM_ROR_2_MISO_MO-IL | PJM_ROR | MISO_MO-IL | 2040 | B17 | 100 | 100 | 1111 | 0 | 0.06 | 0.09 | 0.06 | 0.09 | 0 | 0 | 0 | 0 | 2.9052 | 0.96839
PJM_ROR_2_MISO_MO-IL | PJM_ROR | MISO_MO-IL | 2040 | B18 | 400 | 400 | 1111 | 0 | 0.02 | 0.02 | 0.01 | 0.02 | 0 | 0 | 0 | 0 | 2.9052 | 0.96839
PJM_ROR_2_MISO_MO-IL | PJM_ROR | MISO_MO-IL | 2040 | B19 | 700 | 700 | 1111 | 0 | 0.01 | 0.01 | 0.01 | 0.01 | 0 | 0 | 0 | 0 | 2.9052 | 0.96839
PJM_ROR_2_MISO_MO-IL | PJM_ROR | MISO_MO-IL | 2040 | B20 | 935 | 935 | 1111 | 0 | 0.01 | 0.01 | 0.01 | 0.01 | 0 | 0 | 0 | 0 | 2.9052 | 0.96839
PJM_ROR_2_MISO_MO-IL | PJM_ROR | MISO_MO-IL | 2045 | B01 | 10 | 10 | 1111 | 0.01 | 0.81 | 1 | 0.65 | 0.96 | 0 | 0.01187 | 0.01187 | 0 | 5.7555 | 1.9185
PJM_ROR_2_MISO_MO-IL | PJM_ROR | MISO_MO-IL | 2045 | B02 | 25 | 25 | 1111 | 0 | 0.35 | 0.43 | 0.27 | 0.39 | 0 | 0 | 0 | 0 | 5.7555 | 1.9185
PJM_ROR_2_MISO_MO-IL | PJM_ROR | MISO_MO-IL | 2045 | B03 | 75 | 75 | 1111 | 508.03 | 730.48 | 0.15 | 0.22 | 0.13 | 0 | 0 | 0 | 0 | 5.7555 | 1.9185
PJM_ROR_2_MISO_MO-IL | PJM_ROR | MISO_MO-IL | 2045 | B04 | 100 | 100 | 1111 | 1111 | 962.09 | 0.12 | 0.17 | 0.1 | 12.9977 | 0 | 0 | 2.1663 | 5.7555 | 1.9185
PJM_ROR_2_MISO_MO-IL | PJM_ROR | MISO_MO-IL | 2045 | B05 | 200 | 200 | 1111 | 1111 | 0.17 | 0.06 | 0.06 | 0.05 | 12.9977 | 0 | 0 | 4.3325 | 5.7555 | 1.9185
PJM_ROR_2_MISO_MO-IL | PJM_ROR | MISO_MO-IL | 2045 | B06 | 300 | 300 | 1111 | 1111 | 1110.81 | 0.06 | 0.08 | 0.04 | 2.3503 | 1.9704 | 0 | 1.1751 | 5.7555 | 1.9185
PJM_ROR_2_MISO_MO-IL | PJM_ROR | MISO_MO-IL | 2045 | B07 | 400 | 400 | 1111 | 353.58 | 0.06 | 0.03 | 0.03 | 0.03 | 0 | 0 | 0 | 0 | 5.7555 | 1.9185
PJM_ROR_2_MISO_MO-IL | PJM_ROR | MISO_MO-IL | 2045 | B08 | 500 | 500 | 1111 | 0 | 0.02 | 0.02 | 0.02 | 0.02 | 0 | 0 | 0 | 0 | 5.7555 | 1.9185
PJM_ROR_2_MISO_MO-IL | PJM_ROR | MISO_MO-IL | 2045 | B09 | 800 | 800 | 1111 | 611.5 | 0.01 | 0.02 | 0.01 | 0.01 | 0 | 0 | 0 | 0 | 5.7555 | 1.9185
PJM_ROR_2_MISO_MO-IL | PJM_ROR | MISO_MO-IL | 2045 | B10 | 1262 | 1262 | 1111 | 0 | 0.01 | 0.01 | 0.01 | 0.01 | 0 | 0 | 0 | 0 | 5.7555 | 1.9185
PJM_ROR_2_MISO_MO-IL | PJM_ROR | MISO_MO-IL | 2045 | B11 | 25 | 25 | 1111 | 0 | 0.36 | 0.43 | 0.27 | 0.4 | 0 | 0 | 0 | 0 | 5.7555 | 1.9185
PJM_ROR_2_MISO_MO-IL | PJM_ROR | MISO_MO-IL | 2045 | B12 | 200 | 200 | 1111 | 0 | 0.05 | 0.06 | 0.03 | 0.05 | 0 | 0 | 0 | 0 | 5.7555 | 1.9185
PJM_ROR_2_MISO_MO-IL | PJM_ROR | MISO_MO-IL | 2045 | B13 | 600 | 600 | 1111 | 0 | 0.02 | 0.02 | 0.01 | 0.02 | 0 | 0 | 0 | 0 | 5.7555 | 1.9185
PJM_ROR_2_MISO_MO-IL | PJM_ROR | MISO_MO-IL | 2045 | B14 | 900 | 900 | 1111 | 0 | 0.01 | 0.01 | 0.01 | 0.01 | 0 | 0 | 0 | 0 | 5.7555 | 1.9185
PJM_ROR_2_MISO_MO-IL | PJM_ROR | MISO_MO-IL | 2045 | B15 | 1203 | 1203 | 1111 | 0 | 0.01 | 0.01 | 0.01 | 0.01 | 0 | 0 | 0 | 0 | 5.7555 | 1.9185
PJM_ROR_2_MISO_MO-IL | PJM_ROR | MISO_MO-IL | 2045 | B16 | 25 | 25 | 1111 | 0 | 0.34 | 0.43 | 0.26 | 0.39 | 0 | 0 | 0 | 0 | 5.7555 | 1.9185
PJM_ROR_2_MISO_MO-IL | PJM_ROR | MISO_MO-IL | 2045 | B17 | 100 | 100 | 1111 | 0 | 0.09 | 0.12 | 0.07 | 0.1 | 0 | 0 | 0 | 0 | 5.7555 | 1.9185
PJM_ROR_2_MISO_MO-IL | PJM_ROR | MISO_MO-IL | 2045 | B18 | 400 | 400 | 1111 | 0 | 0.02 | 0.03 | 0.02 | 0.03 | 0 | 0 | 0 | 0 | 5.7555 | 1.9185
PJM_ROR_2_MISO_MO-IL | PJM_ROR | MISO_MO-IL | 2045 | B19 | 700 | 700 | 1111 | 0 | 0.01 | 0.02 | 0.01 | 0.01 | 0 | 0 | 0 | 0 | 5.7555 | 1.9185
PJM_ROR_2_MISO_MO-IL | PJM_ROR | MISO_MO-IL | 2045 | B20 | 935 | 935 | 1111 | 0 | 0.01 | 0.01 | 0.01 | 0.01 | 0 | 0 | 0 | 0 | 5.7555 | 1.9185
PJM_ROR_2_MISO_MO-IL | PJM_ROR | MISO_MO-IL | 2050 | B01 | 10 | 10 | 1111 | 0 | 0.33 | 0.43 | 0.38 | 0.51 | 0 | 0 | 0 | 0 | 0 | 0
PJM_ROR_2_MISO_MO-IL | PJM_ROR | MISO_MO-IL | 2050 | B02 | 25 | 25 | 1111 | 0 | 0.14 | 0.19 | 0.16 | 0.22 | 0 | 0 | 0 | 0 | 0 | 0
PJM_ROR_2_MISO_MO-IL | PJM_ROR | MISO_MO-IL | 2050 | B03 | 75 | 75 | 1111 | 0 | 0.1 | 0.1 | 0.11 | 0.11 | 0 | 0 | 0 | 0 | 0 | 0
PJM_ROR_2_MISO_MO-IL | PJM_ROR | MISO_MO-IL | 2050 | B04 | 100 | 100 | 1111 | 0 | 0.09 | 0.07 | 0.1 | 0.07 | 0 | 0 | 0 | 0 | 0 | 0
PJM_ROR_2_MISO_MO-IL | PJM_ROR | MISO_MO-IL | 2050 | B05 | 200 | 200 | 1111 | 0 | 0.05 | 0.04 | 0.06 | 0.04 | 0 | 0 | 0 | 0 | 0 | 0
PJM_ROR_2_MISO_MO-IL | PJM_ROR | MISO_MO-IL | 2050 | B06 | 300 | 300 | 1111 | 0 | 0.03 | 0.02 | 0.03 | 0.03 | 0 | 0 | 0 | 0 | 0 | 0
PJM_ROR_2_MISO_MO-IL | PJM_ROR | MISO_MO-IL | 2050 | B07 | 400 | 400 | 1111 | 0 | 0.02 | 0.02 | 0.02 | 0.02 | 0 | 0 | 0 | 0 | 0 | 0
PJM_ROR_2_MISO_MO-IL | PJM_ROR | MISO_MO-IL | 2050 | B08 | 500 | 500 | 1111 | 0 | 0.01 | 0.01 | 0.01 | 0.01 | 0 | 0 | 0 | 0 | 0 | 0
PJM_ROR_2_MISO_MO-IL | PJM_ROR | MISO_MO-IL | 2050 | B09 | 800 | 0 | 1111 | 0 | 0 | 0.01 | 0 | 0.01 | 0 | 0 | 0 | 0 | 0 | 0
PJM_ROR_2_MISO_MO-IL | PJM_ROR | MISO_MO-IL | 2050 | B10 | 1262 | 0 | 1111 | 0 | 0 | 0.01 | 0 | 0.01 | 0 | 0 | 0 | 0 | 0 | 0
PJM_ROR_2_MISO_MO-IL | PJM_ROR | MISO_MO-IL | 2050 | B11 | 25 | 25 | 1111 | 0 | 0.14 | 0.19 | 0.16 | 0.22 | 0 | 0 | 0 | 0 | 0 | 0
PJM_ROR_2_MISO_MO-IL | PJM_ROR | MISO_MO-IL | 2050 | B12 | 200 | 200 | 1111 | 0 | 0.02 | 0.02 | 0.02 | 0.03 | 0 | 0 | 0 | 0 | 0 | 0
PJM_ROR_2_MISO_MO-IL | PJM_ROR | MISO_MO-IL | 2050 | B13 | 600 | 600 | 1111 | 0 | 0.01 | 0.01 | 0.01 | 0.01 | 0 | 0 | 0 | 0 | 0 | 0
PJM_ROR_2_MISO_MO-IL | PJM_ROR | MISO_MO-IL | 2050 | B14 | 900 | 0 | 1111 | 0 | 0 | 0.01 | 0 | 0.01 | 0 | 0 | 0 | 0 | 0 | 0
PJM_ROR_2_MISO_MO-IL | PJM_ROR | MISO_MO-IL | 2050 | B15 | 1203 | 0 | 1111 | 0 | 0 | 0 | 0 | 0 | 0 | 0 | 0 | 0 | 0 | 0
PJM_ROR_2_MISO_MO-IL | PJM_ROR | MISO_MO-IL | 2050 | B16 | 25 | 25 | 1111 | 0 | 0.14 | 0.27 | 0.15 | 0.3 | 0 | 0 | 0 | 0 | 0 | 0
PJM_ROR_2_MISO_MO-IL | PJM_ROR | MISO_MO-IL | 2050 | B17 | 100 | 100 | 1111 | 0 | 0.04 | 0.05 | 0.04 | 0.06 | 0 | 0 | 0 | 0 | 0 | 0
PJM_ROR_2_MISO_MO-IL | PJM_ROR | MISO_MO-IL | 2050 | B18 | 400 | 400 | 1111 | 0 | 0.01 | 0.01 | 0.01 | 0.01 | 0 | 0 | 0 | 0 | 0 | 0
PJM_ROR_2_MISO_MO-IL | PJM_ROR | MISO_MO-IL | 2050 | B19 | 700 | 700 | 1111 | 0 | 0.01 | 0.01 | 0.01 | 0.01 | 0 | 0 | 0 | 0 | 0 | 0
PJM_ROR_2_MISO_MO-IL | PJM_ROR | MISO_MO-IL | 2050 | B20 | 935 | 0 | 1111 | 0 | 0 | 0.01 | 0 | 0.01 | 0 | 0 | 0 | 0 | 0 | 0
PJM_ROR_2_MISO_W | PJM_ROR | MISO_W | 2015 | B01 | 10 | 10 | 709 | 0 | 0.53 | 0.39 | 0.54 | 0.46 | 0 | 0 | 0 | 0 | 1.0026 | 0.33419
PJM_ROR_2_MISO_W | PJM_ROR | MISO_W | 2015 | B02 | 25 | 25 | 709 | 0 | 0.28 | 0.18 | 0.26 | 0.2 | 0 | 0 | 0 | 0 | 1.0026 | 0.33419
PJM_ROR_2_MISO_W | PJM_ROR | MISO_W | 2015 | B03 | 75 | 75 | 709 | 0 | 0.11 | 0.08 | 0.09 | 0.08 | 0 | 0 | 0 | 0 | 1.0026 | 0.33419
PJM_ROR_2_MISO_W | PJM_ROR | MISO_W | 2015 | B04 | 100 | 100 | 709 | 660.01 | 0.09 | 0.05 | 0.07 | 0.05 | 0 | 0 | 0 | 0 | 1.0026 | 0.33419
PJM_ROR_2_MISO_W | PJM_ROR | MISO_W | 2015 | B05 | 200 | 200 | 709 | 539.91 | 0.03 | 0.02 | 0.03 | 0.02 | 0 | 0 | 0 | 0 | 1.0026 | 0.33419
PJM_ROR_2_MISO_W | PJM_ROR | MISO_W | 2015 | B06 | 300 | 300 | 709 | 709 | 0.03 | 0.01 | 0.02 | 0.02 | 0.99708 | 0 | 0 | 0.92038 | 1.0026 | 0.33419
PJM_ROR_2_MISO_W | PJM_ROR | MISO_W | 2015 | B07 | 400 | 400 | 709 | 0 | 0.02 | 0.01 | 0.02 | 0.01 | 0 | 0 | 0 | 0 | 1.0026 | 0.33419
PJM_ROR_2_MISO_W | PJM_ROR | MISO_W | 2015 | B08 | 500 | 500 | 709 | 0 | 0.01 | 0.01 | 0.01 | 0.01 | 0 | 0 | 0 | 0 | 1.0026 | 0.33419
PJM_ROR_2_MISO_W | PJM_ROR | MISO_W | 2015 | B09 | 800 | 800 | 709 | 0 | 0.01 | 0.01 | 0.01 | 0.01 | 0 | 0 | 0 | 0 | 1.0026 | 0.33419
PJM_ROR_2_MISO_W | PJM_ROR | MISO_W | 2015 | B10 | 1262 | 1262 | 709 | 0 | 0.01 | 0.01 | 0.01 | 0.01 | 0 | 0 | 0 | 0 | 1.0026 | 0.33419
PJM_ROR_2_MISO_W | PJM_ROR | MISO_W | 2015 | B11 | 25 | 25 | 709 | 709 | 584.9 | 167.11 | 0.86 | 1.59 | 5.4127 | 0 | 0 | 0.41636 | 1.0026 | 0.33419
PJM_ROR_2_MISO_W | PJM_ROR | MISO_W | 2015 | B12 | 200 | 200 | 709 | 0.03 | 0.03 | 0.02 | 0.03 | 0.02 | 0 | 0 | 0 | 0 | 1.0026 | 0.33419
PJM_ROR_2_MISO_W | PJM_ROR | MISO_W | 2015 | B13 | 600 | 600 | 709 | 0 | 0.01 | 0.01 | 0.01 | 0.01 | 0 | 0 | 0 | 0 | 1.0026 | 0.33419
PJM_ROR_2_MISO_W | PJM_ROR | MISO_W | 2015 | B14 | 900 | 900 | 709 | 0 | 0.01 | 0.01 | 0.01 | 0.01 | 0 | 0 | 0 | 0 | 1.0026 | 0.33419
PJM_ROR_2_MISO_W | PJM_ROR | MISO_W | 2015 | B15 | 1203 | 1203 | 709 | 0 | 0.01 | 0.01 | 0.01 | 0.01 | 0 | 0 | 0 | 0 | 1.0026 | 0.33419
PJM_ROR_2_MISO_W | PJM_ROR | MISO_W | 2015 | B16 | 25 | 25 | 709 | 0 | 0.21 | 0.16 | 0.21 | 0.18 | 0 | 0 | 0 | 0 | 1.0026 | 0.33419
PJM_ROR_2_MISO_W | PJM_ROR | MISO_W | 2015 | B17 | 100 | 100 | 709 | 0 | 0.05 | 0.04 | 0.05 | 0.04 | 0 | 0 | 0 | 0 | 1.0026 | 0.33419
PJM_ROR_2_MISO_W | PJM_ROR | MISO_W | 2015 | B18 | 400 | 400 | 709 | 0 | 0.01 | 0.01 | 0.01 | 0.01 | 0 | 0 | 0 | 0 | 1.0026 | 0.33419
PJM_ROR_2_MISO_W | PJM_ROR | MISO_W | 2015 | B19 | 700 | 700 | 709 | 0 | 0.01 | 0.01 | 0.01 | 0.01 | 0 | 0 | 0 | 0 | 1.0026 | 0.33419
PJM_ROR_2_MISO_W | PJM_ROR | MISO_W | 2015 | B20 | 935 | 935 | 709 | 0 | 0.01 | 0.01 | 0.01 | 0.01 | 0 | 0 | 0 | 0 | 1.0026 | 0.33419
PJM_ROR_2_MISO_W | PJM_ROR | MISO_W | 2020 | B01 | 10 | 10 | 709 | 0 | 0.62 | 0.47 | 0.57 | 0.53 | 0 | 0 | 0 | 0 | 1.6559 | 0.55195
PJM_ROR_2_MISO_W | PJM_ROR | MISO_W | 2020 | B02 | 25 | 25 | 709 | 0 | 0.29 | 0.2 | 0.25 | 0.22 | 0 | 0 | 0 | 0 | 1.6559 | 0.55195
PJM_ROR_2_MISO_W | PJM_ROR | MISO_W | 2020 | B03 | 75 | 75 | 709 | 676.61 | 0.23 | 0.1 | 0.13 | 0.1 | 0 | 0 | 0 | 0 | 1.6559 | 0.55195
PJM_ROR_2_MISO_W | PJM_ROR | MISO_W | 2020 | B04 | 100 | 100 | 709 | 709 | 21.42 | 0.09 | 0.17 | 0.08 | 1.6855 | 0 | 0 | 0.56185 | 1.6559 | 0.55195
PJM_ROR_2_MISO_W | PJM_ROR | MISO_W | 2020 | B05 | 200 | 200 | 709 | 709 | 0.08 | 0.03 | 0.05 | 0.03 | 2.469 | 0 | 0 | 1.646 | 1.6559 | 0.55195
PJM_ROR_2_MISO_W | PJM_ROR | MISO_W | 2020 | B06 | 300 | 300 | 709 | 0 | 0.03 | 0.02 | 0.02 | 0.02 | 0 | 0 | 0 | 0 | 1.6559 | 0.55195
PJM_ROR_2_MISO_W | PJM_ROR | MISO_W | 2020 | B07 | 400 | 400 | 709 | 437.42 | 0.04 | 0.02 | 0.02 | 0.02 | 0 | 0 | 0 | 0 | 1.6559 | 0.55195
PJM_ROR_2_MISO_W | PJM_ROR | MISO_W | 2020 | B08 | 500 | 500 | 709 | 0 | 0.03 | 0.01 | 0.02 | 0.01 | 0 | 0 | 0 | 0 | 1.6559 | 0.55195
PJM_ROR_2_MISO_W | PJM_ROR | MISO_W | 2020 | B09 | 800 | 800 | 709 | 0 | 0.04 | 0.01 | 0.02 | 0.01 | 0 | 0 | 0 | 0 | 1.6559 | 0.55195
PJM_ROR_2_MISO_W | PJM_ROR | MISO_W | 2020 | B10 | 1262 | 1262 | 709 | 708.86 | 0.02 | 0.01 | 0.01 | 0.01 | 0 | 0 | 0 | 0 | 1.6559 | 0.55195
PJM_ROR_2_MISO_W | PJM_ROR | MISO_W | 2020 | B11 | 25 | 25 | 709 | 0 | 0.3 | 0.23 | 0.26 | 0.25 | 0 | 0 | 0 | 0 | 1.6559 | 0.55195
PJM_ROR_2_MISO_W | PJM_ROR | MISO_W | 2020 | B12 | 200 | 200 | 709 | 0 | 0.04 | 0.03 | 0.03 | 0.03 | 0 | 0 | 0 | 0 | 1.6559 | 0.55195
PJM_ROR_2_MISO_W | PJM_ROR | MISO_W | 2020 | B13 | 600 | 600 | 709 | 0 | 0.01 | 0.01 | 0.01 | 0.01 | 0 | 0 | 0 | 0 | 1.6559 | 0.55195
PJM_ROR_2_MISO_W | PJM_ROR | MISO_W | 2020 | B14 | 900 | 900 | 709 | 0 | 0.01 | 0.01 | 0.01 | 0.01 | 0 | 0 | 0 | 0 | 1.6559 | 0.55195
PJM_ROR_2_MISO_W | PJM_ROR | MISO_W | 2020 | B15 | 1203 | 1203 | 709 | 0 | 0.01 | 0 | 0.01 | 0 | 0 | 0 | 0 | 0 | 1.6559 | 0.55195
PJM_ROR_2_MISO_W | PJM_ROR | MISO_W | 2020 | B16 | 25 | 25 | 709 | 0 | 0.25 | 0.2 | 0.22 | 0.21 | 0 | 0 | 0 | 0 | 1.6559 | 0.55195
PJM_ROR_2_MISO_W | PJM_ROR | MISO_W | 2020 | B17 | 100 | 100 | 709 | 0 | 0.07 | 0.05 | 0.06 | 0.05 | 0 | 0 | 0 | 0 | 1.6559 | 0.55195
PJM_ROR_2_MISO_W | PJM_ROR | MISO_W | 2020 | B18 | 400 | 400 | 709 | 0 | 0.02 | 0.01 | 0.01 | 0.01 | 0 | 0 | 0 | 0 | 1.6559 | 0.55195
PJM_ROR_2_MISO_W | PJM_ROR | MISO_W | 2020 | B19 | 700 | 700 | 709 | 0 | 0.01 | 0.01 | 0.01 | 0.01 | 0 | 0 | 0 | 0 | 1.6559 | 0.55195
PJM_ROR_2_MISO_W | PJM_ROR | MISO_W | 2020 | B20 | 935 | 935 | 709 | 0 | 0.01 | 0.01 | 0.01 | 0.01 | 0 | 0 | 0 | 0 | 1.6559 | 0.55195
PJM_ROR_2_MISO_W | PJM_ROR | MISO_W | 2025 | B01 | 10 | 10 | 709 | 0.01 | 0.23 | 0.32 | 0.28 | 0.39 | 0 | 0.01187 | 0 | 0 | 0 | 0
PJM_ROR_2_MISO_W | PJM_ROR | MISO_W | 2025 | B02 | 25 | 25 | 709 | 0 | 0.1 | 0.14 | 0.11 | 0.16 | 0 | 0 | 0 | 0 | 0 | 0
PJM_ROR_2_MISO_W | PJM_ROR | MISO_W | 2025 | B03 | 75 | 75 | 709 | 0 | 0.08 | 0.05 | 0.08 | 0.05 | 0 | 0 | 0 | 0 | 0 | 0
PJM_ROR_2_MISO_W | PJM_ROR | MISO_W | 2025 | B04 | 100 | 100 | 709 | 0 | 0.05 | 0.04 | 0.05 | 0.04 | 0 | 0 | 0 | 0 | 0 | 0
PJM_ROR_2_MISO_W | PJM_ROR | MISO_W | 2025 | B05 | 200 | 200 | 709 | 0 | 0.03 | 0.02 | 0.03 | 0.02 | 0 | 0 | 0 | 0 | 0 | 0
PJM_ROR_2_MISO_W | PJM_ROR | MISO_W | 2025 | B06 | 300 | 300 | 709 | 0 | 0.03 | 0.01 | 0.03 | 0.01 | 0 | 0 | 0 | 0 | 0 | 0
PJM_ROR_2_MISO_W | PJM_ROR | MISO_W | 2025 | B07 | 400 | 400 | 709 | 0 | 0.01 | 0.01 | 0.01 | 0.01 | 0 | 0 | 0 | 0 | 0 | 0
PJM_ROR_2_MISO_W | PJM_ROR | MISO_W | 2025 | B08 | 500 | 500 | 709 | 0 | 0.01 | 0.01 | 0.01 | 0.01 | 0 | 0 | 0 | 0 | 0 | 0
PJM_ROR_2_MISO_W | PJM_ROR | MISO_W | 2025 | B09 | 800 | 0 | 709 | 0 | 0 | 0 | 0 | 0.01 | 0 | 0 | 0 | 0 | 0 | 0
PJM_ROR_2_MISO_W | PJM_ROR | MISO_W | 2025 | B10 | 1262 | 0 | 709 | 0 | 0 | 0 | 0 | 0 | 0 | 0 | 0 | 0 | 0 | 0
PJM_ROR_2_MISO_W | PJM_ROR | MISO_W | 2025 | B11 | 25 | 25 | 709 | 0 | 0.13 | 0.14 | 0.15 | 0.16 | 0 | 0 | 0 | 0 | 0 | 0
PJM_ROR_2_MISO_W | PJM_ROR | MISO_W | 2025 | B12 | 200 | 200 | 709 | 0 | 0.01 | 0.02 | 0.01 | 0.02 | 0 | 0 | 0 | 0 | 0 | 0
PJM_ROR_2_MISO_W | PJM_ROR | MISO_W | 2025 | B13 | 600 | 600 | 709 | 0 | 0 | 0.01 | 0.01 | 0.01 | 0 | 0 | 0 | 0 | 0 | 0
PJM_ROR_2_MISO_W | PJM_ROR | MISO_W | 2025 | B14 | 900 | 0 | 709 | 0 | 0 | 0 | 0 | 0 | 0 | 0 | 0 | 0 | 0 | 0
PJM_ROR_2_MISO_W | PJM_ROR | MISO_W | 2025 | B15 | 1203 | 0 | 709 | 0 | 0 | 0 | 0 | 0 | 0 | 0 | 0 | 0 | 0 | 0
PJM_ROR_2_MISO_W | PJM_ROR | MISO_W | 2025 | B16 | 25 | 25 | 709 | 0 | 0.1 | 0.14 | 0.11 | 0.16 | 0 | 0 | 0 | 0 | 0 | 0
PJM_ROR_2_MISO_W | PJM_ROR | MISO_W | 2025 | B17 | 100 | 100 | 709 | 0 | 0.03 | 0.04 | 0.03 | 0.04 | 0 | 0 | 0 | 0 | 0 | 0
PJM_ROR_2_MISO_W | PJM_ROR | MISO_W | 2025 | B18 | 400 | 400 | 709 | 0 | 0.01 | 0.01 | 0.01 | 0.01 | 0 | 0 | 0 | 0 | 0 | 0
PJM_ROR_2_MISO_W | PJM_ROR | MISO_W | 2025 | B19 | 700 | 0 | 709 | 0 | 0 | 0.01 | 0 | 0.01 | 0 | 0 | 0 | 0 | 0 | 0
PJM_ROR_2_MISO_W | PJM_ROR | MISO_W | 2025 | B20 | 935 | 0 | 709 | 0 | 0 | 0 | 0 | 0 | 0 | 0 | 0 | 0 | 0 | 0
PJM_ROR_2_MISO_W | PJM_ROR | MISO_W | 2030 | B01 | 10 | 10 | 709 | 0.03 | 0.18 | 0.29 | 0.2 | 0.34 | 0 | 0.01187 | 0 | 0 | 0.81903 | 0.27301
PJM_ROR_2_MISO_W | PJM_ROR | MISO_W | 2030 | B02 | 25 | 25 | 709 | 0.01 | 0.08 | 0.12 | 0.08 | 0.14 | 0 | 0 | 0 | 0 | 0.81903 | 0.27301
PJM_ROR_2_MISO_W | PJM_ROR | MISO_W | 2030 | B03 | 75 | 75 | 709 | 559.87 | 0.1 | 0.04 | 0.09 | 0.05 | 0 | 0 | 0 | 0 | 0.81903 | 0.27301
PJM_ROR_2_MISO_W | PJM_ROR | MISO_W | 2030 | B04 | 100 | 100 | 709 | 0 | 0.05 | 0.03 | 0.05 | 0.04 | 0 | 0 | 0 | 0 | 0.81903 | 0.27301
PJM_ROR_2_MISO_W | PJM_ROR | MISO_W | 2030 | B05 | 200 | 200 | 709 | 709 | 0.02 | 0.02 | 0.02 | 0.02 | 1.092 | 0 | 0 | 1.092 | 0.81903 | 0.27301
PJM_ROR_2_MISO_W | PJM_ROR | MISO_W | 2030 | B06 | 300 | 300 | 709 | 13 | 0.02 | 0.01 | 0.02 | 0.01 | 0 | 0 | 0 | 0 | 0.81903 | 0.27301
PJM_ROR_2_MISO_W | PJM_ROR | MISO_W | 2030 | B07 | 400 | 400 | 709 | 0 | 0.01 | 0.01 | 0.01 | 0.01 | 0 | 0 | 0 | 0 | 0.81903 | 0.27301
PJM_ROR_2_MISO_W | PJM_ROR | MISO_W | 2030 | B08 | 500 | 0 | 709 | 0 | 0 | 0.01 | 0 | 0.01 | 0 | 0 | 0 | 0 | 0.81903 | 0.27301
PJM_ROR_2_MISO_W | PJM_ROR | MISO_W | 2030 | B09 | 800 | 0 | 709 | 0 | 0 | 0 | 0 | 0 | 0 | 0 | 0 | 0 | 0.81903 | 0.27301
PJM_ROR_2_MISO_W | PJM_ROR | MISO_W | 2030 | B10 | 1262 | 0 | 709 | 0 | 0 | 0 | 0 | 0 | 0 | 0 | 0 | 0 | 0.81903 | 0.27301
PJM_ROR_2_MISO_W | PJM_ROR | MISO_W | 2030 | B11 | 25 | 25 | 709 | 0 | 0.08 | 0.12 | 0.08 | 0.14 | 0 | 0 | 0 | 0 | 0.81903 | 0.27301
PJM_ROR_2_MISO_W | PJM_ROR | MISO_W | 2030 | B12 | 200 | 200 | 709 | 0 | 0.01 | 0.02 | 0.01 | 0.02 | 0 | 0 | 0 | 0 | 0.81903 | 0.27301
PJM_ROR_2_MISO_W | PJM_ROR | MISO_W | 2030 | B13 | 600 | 0 | 709 | 0 | 0 | 0.01 | 0 | 0.01 | 0 | 0 | 0 | 0 | 0.81903 | 0.27301
PJM_ROR_2_MISO_W | PJM_ROR | MISO_W | 2030 | B14 | 900 | 0 | 709 | 0 | 0 | 0 | 0 | 0 | 0 | 0 | 0 | 0 | 0.81903 | 0.27301
PJM_ROR_2_MISO_W | PJM_ROR | MISO_W | 2030 | B15 | 1203 | 0 | 709 | 0 | 0 | 0 | 0 | 0 | 0 | 0 | 0 | 0 | 0.81903 | 0.27301
PJM_ROR_2_MISO_W | PJM_ROR | MISO_W | 2030 | B16 | 25 | 25 | 709 | 0 | 0.08 | 0.12 | 0.08 | 0.14 | 0 | 0 | 0 | 0 | 0.81903 | 0.27301
PJM_ROR_2_MISO_W | PJM_ROR | MISO_W | 2030 | B17 | 100 | 100 | 709 | 0 | 0.02 | 0.03 | 0.02 | 0.04 | 0 | 0 | 0 | 0 | 0.81903 | 0.27301
PJM_ROR_2_MISO_W | PJM_ROR | MISO_W | 2030 | B18 | 400 | 400 | 709 | 0 | 0.01 | 0.01 | 0.01 | 0.01 | 0 | 0 | 0 | 0 | 0.81903 | 0.27301
PJM_ROR_2_MISO_W | PJM_ROR | MISO_W | 2030 | B19 | 700 | 0 | 709 | 0 | 0 | 0 | 0 | 0.01 | 0 | 0 | 0 | 0 | 0.81903 | 0.27301
PJM_ROR_2_MISO_W | PJM_ROR | MISO_W | 2030 | B20 | 935 | 0 | 709 | 0 | 0 | 0 | 0 | 0 | 0 | 0 | 0 | 0 | 0.81903 | 0.27301
PJM_ROR_2_MISO_W | PJM_ROR | MISO_W | 2035 | B01 | 10 | 10 | 709 | 416.97 | 0.24 | 0.38 | 0.26 | 0.44 | 0 | 0.01187 | 0.01187 | 0 | 1.7719 | 0.59062
PJM_ROR_2_MISO_W | PJM_ROR | MISO_W | 2035 | B02 | 25 | 25 | 709 | 0 | 0.1 | 0.16 | 0.11 | 0.18 | 0 | 0 | 0 | 0 | 1.7719 | 0.59062
PJM_ROR_2_MISO_W | PJM_ROR | MISO_W | 2035 | B03 | 75 | 75 | 709 | 708.99 | 0.06 | 0.06 | 0.05 | 0.06 | 0.3561 | 0 | 0 | 0.030523 | 1.7719 | 0.59062
PJM_ROR_2_MISO_W | PJM_ROR | MISO_W | 2035 | B04 | 100 | 100 | 709 | 708.76 | 0.03 | 0.04 | 0.03 | 0.05 | 0.01187 | 0 | 0 | 0.0013566 | 1.7719 | 0.59062
PJM_ROR_2_MISO_W | PJM_ROR | MISO_W | 2035 | B05 | 200 | 200 | 709 | 497.96 | 0.02 | 0.02 | 0.02 | 0.02 | 0 | 0 | 0 | 0 | 1.7719 | 0.59062
PJM_ROR_2_MISO_W | PJM_ROR | MISO_W | 2035 | B06 | 300 | 300 | 709 | 709 | 0.02 | 0.01 | 0.02 | 0.02 | 5.6739 | 0 | 0 | 1.9453 | 1.7719 | 0.59062
PJM_ROR_2_MISO_W | PJM_ROR | MISO_W | 2035 | B07 | 400 | 400 | 709 | 709 | 0.01 | 0.01 | 0.01 | 0.01 | 0.84277 | 0 | 0 | 0.38527 | 1.7719 | 0.59062
PJM_ROR_2_MISO_W | PJM_ROR | MISO_W | 2035 | B08 | 500 | 500 | 709 | 0 | 0.01 | 0.01 | 0.01 | 0.01 | 0 | 0 | 0 | 0 | 1.7719 | 0.59062
PJM_ROR_2_MISO_W | PJM_ROR | MISO_W | 2035 | B09 | 800 | 0 | 709 | 0 | 0 | 0.01 | 0 | 0.01 | 0 | 0 | 0 | 0 | 1.7719 | 0.59062
PJM_ROR_2_MISO_W | PJM_ROR | MISO_W | 2035 | B10 | 1262 | 0 | 709 | 0 | 0 | 0 | 0 | 0 | 0 | 0 | 0 | 0 | 1.7719 | 0.59062
PJM_ROR_2_MISO_W | PJM_ROR | MISO_W | 2035 | B11 | 25 | 25 | 709 | 0 | 0.1 | 0.16 | 0.11 | 0.18 | 0 | 0 | 0 | 0 | 1.7719 | 0.59062
PJM_ROR_2_MISO_W | PJM_ROR | MISO_W | 2035 | B12 | 200 | 200 | 709 | 0 | 0.01 | 0.02 | 0.01 | 0.02 | 0 | 0 | 0 | 0 | 1.7719 | 0.59062
PJM_ROR_2_MISO_W | PJM_ROR | MISO_W | 2035 | B13 | 600 | 0 | 709 | 0 | 0 | 0.01 | 0 | 0.01 | 0 | 0 | 0 | 0 | 1.7719 | 0.59062
PJM_ROR_2_MISO_W | PJM_ROR | MISO_W | 2035 | B14 | 900 | 0 | 709 | 0 | 0 | 0.01 | 0 | 0.01 | 0 | 0 | 0 | 0 | 1.7719 | 0.59062
PJM_ROR_2_MISO_W | PJM_ROR | MISO_W | 2035 | B15 | 1203 | 0 | 709 | 0 | 0 | 0 | 0 | 0 | 0 | 0 | 0 | 0 | 1.7719 | 0.59062
PJM_ROR_2_MISO_W | PJM_ROR | MISO_W | 2035 | B16 | 25 | 25 | 709 | 0 | 0.1 | 0.16 | 0.11 | 0.18 | 0 | 0 | 0 | 0 | 1.7719 | 0.59062
PJM_ROR_2_MISO_W | PJM_ROR | MISO_W | 2035 | B17 | 100 | 100 | 709 | 0 | 0.03 | 0.04 | 0.03 | 0.05 | 0 | 0 | 0 | 0 | 1.7719 | 0.59062
PJM_ROR_2_MISO_W | PJM_ROR | MISO_W | 2035 | B18 | 400 | 400 | 709 | 0 | 0.01 | 0.01 | 0.01 | 0.01 | 0 | 0 | 0 | 0 | 1.7719 | 0.59062
PJM_ROR_2_MISO_W | PJM_ROR | MISO_W | 2035 | B19 | 700 | 0 | 709 | 0 | 0 | 0.01 | 0 | 0.01 | 0 | 0 | 0 | 0 | 1.7719 | 0.59062
PJM_ROR_2_MISO_W | PJM_ROR | MISO_W | 2035 | B20 | 935 | 0 | 709 | 0 | 0 | 0 | 0 | 0.01 | 0 | 0 | 0 | 0 | 1.7719 | 0.59062
PJM_ROR_2_MISO_W | PJM_ROR | MISO_W | 2040 | B01 | 10 | 10 | 709 | 0.02 | 0.27 | 0.44 | 0.21 | 0.38 | 0 | 0.01187 | 0.01187 | 0 | 13.8834 | 4.6278
PJM_ROR_2_MISO_W | PJM_ROR | MISO_W | 2040 | B02 | 25 | 25 | 709 | 0 | 0.11 | 0.18 | 0.08 | 0.15 | 0 | 0 | 0 | 0 | 13.8834 | 4.6278
PJM_ROR_2_MISO_W | PJM_ROR | MISO_W | 2040 | B03 | 75 | 75 | 709 | 154.27 | 0.06 | 0.06 | 0.04 | 0.05 | 0 | 0 | 0 | 0 | 13.8834 | 4.6278
PJM_ROR_2_MISO_W | PJM_ROR | MISO_W | 2040 | B04 | 100 | 100 | 709 | 709 | 0.08 | 0.05 | 0.03 | 0.04 | 66.2109 | 0 | 0 | 6.6211 | 13.8834 | 4.6278
PJM_ROR_2_MISO_W | PJM_ROR | MISO_W | 2040 | B05 | 200 | 200 | 709 | 709 | 0.07 | 0.02 | 0.02 | 0.02 | 20.3096 | 0 | 0 | 4.0619 | 13.8834 | 4.6278
PJM_ROR_2_MISO_W | PJM_ROR | MISO_W | 2040 | B06 | 300 | 300 | 709 | 709 | 0.29 | 0.02 | 0.02 | 0.01 | 15.4429 | 0 | 0 | 4.6329 | 13.8834 | 4.6278
PJM_ROR_2_MISO_W | PJM_ROR | MISO_W | 2040 | B07 | 400 | 400 | 709 | 709 | 0.01 | 0.01 | 0.01 | 0.01 | 7.9885 | 0 | 0 | 3.1954 | 13.8834 | 4.6278
PJM_ROR_2_MISO_W | PJM_ROR | MISO_W | 2040 | B08 | 500 | 0 | 709 | 0 | 0.01 | 0.01 | 0 | 0.01 | 0 | 0 | 0 | 0 | 13.8834 | 4.6278
PJM_ROR_2_MISO_W | PJM_ROR | MISO_W | 2040 | B09 | 800 | 0 | 709 | 0 | 0 | 0.01 | 0 | 0.01 | 0 | 0 | 0 | 0 | 13.8834 | 4.6278
PJM_ROR_2_MISO_W | PJM_ROR | MISO_W | 2040 | B10 | 1262 | 0 | 709 | 0 | 0 | 0 | 0 | 0 | 0 | 0 | 0 | 0 | 13.8834 | 4.6278
PJM_ROR_2_MISO_W | PJM_ROR | MISO_W | 2040 | B11 | 25 | 25 | 709 | 0.06 | 0.12 | 0.18 | 0.09 | 0.16 | 0 | 0 | 0 | 0 | 13.8834 | 4.6278
PJM_ROR_2_MISO_W | PJM_ROR | MISO_W | 2040 | B12 | 200 | 200 | 709 | 0 | 0.01 | 0.02 | 0.01 | 0.02 | 0 | 0 | 0 | 0 | 13.8834 | 4.6278
PJM_ROR_2_MISO_W | PJM_ROR | MISO_W | 2040 | B13 | 600 | 0 | 709 | 0 | 0.01 | 0.01 | 0 | 0.01 | 0 | 0 | 0 | 0 | 13.8834 | 4.6278
PJM_ROR_2_MISO_W | PJM_ROR | MISO_W | 2040 | B14 | 900 | 0 | 709 | 0 | 0 | 0.01 | 0 | 0 | 0 | 0 | 0 | 0 | 13.8834 | 4.6278
PJM_ROR_2_MISO_W | PJM_ROR | MISO_W | 2040 | B15 | 1203 | 0 | 709 | 0 | 0 | 0 | 0 | 0 | 0 | 0 | 0 | 0 | 13.8834 | 4.6278
PJM_ROR_2_MISO_W | PJM_ROR | MISO_W | 2040 | B16 | 25 | 25 | 709 | 0 | 0.11 | 0.18 | 0.08 | 0.15 | 0 | 0 | 0 | 0 | 13.8834 | 4.6278
PJM_ROR_2_MISO_W | PJM_ROR | MISO_W | 2040 | B17 | 100 | 100 | 709 | 0 | 0.03 | 0.05 | 0.02 | 0.04 | 0 | 0 | 0 | 0 | 13.8834 | 4.6278
PJM_ROR_2_MISO_W | PJM_ROR | MISO_W | 2040 | B18 | 400 | 400 | 709 | 0 | 0.01 | 0.01 | 0.01 | 0.01 | 0 | 0 | 0 | 0 | 13.8834 | 4.6278
PJM_ROR_2_MISO_W | PJM_ROR | MISO_W | 2040 | B19 | 700 | 0 | 709 | 0 | 0 | 0.01 | 0 | 0.01 | 0 | 0 | 0 | 0 | 13.8834 | 4.6278
PJM_ROR_2_MISO_W | PJM_ROR | MISO_W | 2040 | B20 | 935 | 0 | 709 | 0 | 0 | 0.01 | 0 | 0 | 0 | 0 | 0 | 0 | 13.8834 | 4.6278
PJM_ROR_2_MISO_W | PJM_ROR | MISO_W | 2045 | B01 | 10 | 10 | 709 | 0.02 | 0.31 | 0.51 | 0.31 | 0.55 | 0 | 0.01187 | 0.01187 | 0 | 6.181 | 2.0603
PJM_ROR_2_MISO_W | PJM_ROR | MISO_W | 2045 | B02 | 25 | 25 | 709 | 0 | 0.13 | 0.22 | 0.12 | 0.22 | 0 | 0.01187 | 0 | 0 | 6.181 | 2.0603
PJM_ROR_2_MISO_W | PJM_ROR | MISO_W | 2045 | B03 | 75 | 75 | 709 | 161.24 | 0.09 | 0.08 | 0.07 | 0.08 | 0 | 0 | 0 | 0 | 6.181 | 2.0603
PJM_ROR_2_MISO_W | PJM_ROR | MISO_W | 2045 | B04 | 100 | 100 | 709 | 709 | 0.07 | 0.06 | 0.05 | 0.06 | 20.1553 | 0 | 0 | 2.0155 | 6.181 | 2.0603
PJM_ROR_2_MISO_W | PJM_ROR | MISO_W | 2045 | B05 | 200 | 200 | 709 | 709 | 0.11 | 0.03 | 0.05 | 0.03 | 13.4962 | 0 | 0 | 2.6992 | 6.181 | 2.0603
PJM_ROR_2_MISO_W | PJM_ROR | MISO_W | 2045 | B06 | 300 | 300 | 709 | 709 | 681.31 | 0.02 | 0.05 | 0.02 | 11.7394 | 0.01187 | 0 | 3.5218 | 6.181 | 2.0603
PJM_ROR_2_MISO_W | PJM_ROR | MISO_W | 2045 | B07 | 400 | 400 | 709 | 708.87 | 0.01 | 0.02 | 0.01 | 0.01 | 0.01187 | 0 | 0 | 0.004748 | 6.181 | 2.0603
PJM_ROR_2_MISO_W | PJM_ROR | MISO_W | 2045 | B08 | 500 | 500 | 709 | 0 | 0.01 | 0.01 | 0.01 | 0.01 | 0 | 0 | 0 | 0 | 6.181 | 2.0603
PJM_ROR_2_MISO_W | PJM_ROR | MISO_W | 2045 | B09 | 800 | 0 | 709 | 0.06 | 0 | 0.01 | 0 | 0.01 | 0 | 0 | 0 | 0 | 6.181 | 2.0603
PJM_ROR_2_MISO_W | PJM_ROR | MISO_W | 2045 | B10 | 1262 | 0 | 709 | 0 | 0 | 0 | 0 | 0 | 0 | 0 | 0 | 0 | 6.181 | 2.0603
PJM_ROR_2_MISO_W | PJM_ROR | MISO_W | 2045 | B11 | 25 | 25 | 709 | 0.01 | 0.13 | 0.22 | 0.13 | 0.22 | 0 | 0.01187 | 0 | 0 | 6.181 | 2.0603
PJM_ROR_2_MISO_W | PJM_ROR | MISO_W | 2045 | B12 | 200 | 200 | 709 | 0 | 0.02 | 0.03 | 0.02 | 0.03 | 0 | 0 | 0 | 0 | 6.181 | 2.0603
PJM_ROR_2_MISO_W | PJM_ROR | MISO_W | 2045 | B13 | 600 | 600 | 709 | 0 | 0.01 | 0.01 | 0.01 | 0.01 | 0 | 0 | 0 | 0 | 6.181 | 2.0603
PJM_ROR_2_MISO_W | PJM_ROR | MISO_W | 2045 | B14 | 900 | 0 | 709 | 0 | 0 | 0.01 | 0 | 0.01 | 0 | 0 | 0 | 0 | 6.181 | 2.0603
PJM_ROR_2_MISO_W | PJM_ROR | MISO_W | 2045 | B15 | 1203 | 0 | 709 | 0 | 0 | 0.01 | 0 | 0 | 0 | 0 | 0 | 0 | 6.181 | 2.0603
PJM_ROR_2_MISO_W | PJM_ROR | MISO_W | 2045 | B16 | 25 | 25 | 709 | 0 | 0.13 | 0.22 | 0.12 | 0.22 | 0 | 0.01187 | 0 | 0 | 6.181 | 2.0603
PJM_ROR_2_MISO_W | PJM_ROR | MISO_W | 2045 | B17 | 100 | 100 | 709 | 0 | 0.03 | 0.06 | 0.03 | 0.06 | 0 | 0 | 0 | 0 | 6.181 | 2.0603
PJM_ROR_2_MISO_W | PJM_ROR | MISO_W | 2045 | B18 | 400 | 400 | 709 | 0 | 0.01 | 0.02 | 0.01 | 0.01 | 0 | 0 | 0 | 0 | 6.181 | 2.0603
PJM_ROR_2_MISO_W | PJM_ROR | MISO_W | 2045 | B19 | 700 | 0 | 709 | 0 | 0.01 | 0.01 | 0 | 0.01 | 0 | 0 | 0 | 0 | 6.181 | 2.0603
PJM_ROR_2_MISO_W | PJM_ROR | MISO_W | 2045 | B20 | 935 | 0 | 709 | 0 | 0 | 0.01 | 0 | 0.01 | 0 | 0 | 0 | 0 | 6.181 | 2.0603
PJM_ROR_2_MISO_W | PJM_ROR | MISO_W | 2050 | B01 | 10 | 10 | 709 | 0 | 0.14 | 0.23 | 0.11 | 0.21 | 0 | 0.01187 | 0 | 0 | 11.5881 | 3.8627
PJM_ROR_2_MISO_W | PJM_ROR | MISO_W | 2050 | B02 | 25 | 25 | 709 | 0 | 0.06 | 0.1 | 0.05 | 0.08 | 0 | 0 | 0 | 0 | 11.5881 | 3.8627
PJM_ROR_2_MISO_W | PJM_ROR | MISO_W | 2050 | B03 | 75 | 75 | 709 | 612.42 | 0.04 | 0.03 | 0.03 | 0.03 | 0 | 0 | 0 | 0 | 11.5881 | 3.8627
PJM_ROR_2_MISO_W | PJM_ROR | MISO_W | 2050 | B04 | 100 | 100 | 709 | 709 | 0.09 | 0.03 | 0.03 | 0.02 | 7.4425 | 0 | 0 | 1.2404 | 11.5881 | 3.8627
PJM_ROR_2_MISO_W | PJM_ROR | MISO_W | 2050 | B05 | 200 | 200 | 709 | 709 | 0.05 | 0.01 | 0.01 | 0.01 | 7.6443 | 0 | 0 | 2.5481 | 11.5881 | 3.8627
PJM_ROR_2_MISO_W | PJM_ROR | MISO_W | 2050 | B06 | 300 | 300 | 709 | 709 | 0.03 | 0.01 | 0.01 | 0.01 | 23.3245 | 0 | 0 | 11.6623 | 11.5881 | 3.8627
PJM_ROR_2_MISO_W | PJM_ROR | MISO_W | 2050 | B07 | 400 | 0 | 709 | 0 | 0 | 0.01 | 0 | 0.01 | 0 | 0 | 0 | 0 | 11.5881 | 3.8627
PJM_ROR_2_MISO_W | PJM_ROR | MISO_W | 2050 | B08 | 500 | 0 | 709 | 0 | 0 | 0.01 | 0 | 0 | 0 | 0 | 0 | 0 | 11.5881 | 3.8627
PJM_ROR_2_MISO_W | PJM_ROR | MISO_W | 2050 | B09 | 800 | 0 | 709 | 0 | 0 | 0 | 0 | 0 | 0 | 0 | 0 | 0 | 11.5881 | 3.8627
PJM_ROR_2_MISO_W | PJM_ROR | MISO_W | 2050 | B10 | 1262 | 0 | 709 | 0 | 0 | 0 | 0 | 0 | 0 | 0 | 0 | 0 | 11.5881 | 3.8627
PJM_ROR_2_MISO_W | PJM_ROR | MISO_W | 2050 | B11 | 25 | 25 | 709 | 0 | 0.06 | 0.1 | 0.05 | 0.09 | 0 | 0 | 0 | 0 | 11.5881 | 3.8627
PJM_ROR_2_MISO_W | PJM_ROR | MISO_W | 2050 | B12 | 200 | 200 | 709 | 0 | 0.01 | 0.01 | 0.01 | 0.01 | 0 | 0 | 0 | 0 | 11.5881 | 3.8627
PJM_ROR_2_MISO_W | PJM_ROR | MISO_W | 2050 | B13 | 600 | 0 | 709 | 0 | 0 | 0 | 0 | 0 | 0 | 0 | 0 | 0 | 11.5881 | 3.8627
PJM_ROR_2_MISO_W | PJM_ROR | MISO_W | 2050 | B14 | 900 | 0 | 709 | 0 | 0 | 0 | 0 | 0 | 0 | 0 | 0 | 0 | 11.5881 | 3.8627
PJM_ROR_2_MISO_W | PJM_ROR | MISO_W | 2050 | B15 | 1203 | 0 | 709 | 0 | 0 | 0 | 0 | 0 | 0 | 0 | 0 | 0 | 11.5881 | 3.8627
PJM_ROR_2_MISO_W | PJM_ROR | MISO_W | 2050 | B16 | 25 | 25 | 709 | 0 | 0.06 | 0.1 | 0.05 | 0.08 | 0 | 0 | 0 | 0 | 11.5881 | 3.8627
PJM_ROR_2_MISO_W | PJM_ROR | MISO_W | 2050 | B17 | 100 | 100 | 709 | 0 | 0.01 | 0.03 | 0.01 | 0.02 | 0 | 0 | 0 | 0 | 11.5881 | 3.8627
PJM_ROR_2_MISO_W | PJM_ROR | MISO_W | 2050 | B18 | 400 | 0 | 709 | 0 | 0 | 0.01 | 0 | 0.01 | 0 | 0 | 0 | 0 | 11.5881 | 3.8627
PJM_ROR_2_MISO_W | PJM_ROR | MISO_W | 2050 | B19 | 700 | 0 | 709 | 0 | 0 | 0 | 0 | 0 | 0 | 0 | 0 | 0 | 11.5881 | 3.8627
PJM_ROR_2_MISO_W | PJM_ROR | MISO_W | 2050 | B20 | 935 | 0 | 709 | 0 | 0 | 0 | 0 | 0 | 0 | 0 | 0 | 0 | 11.5881 | 3.8627
PJM_ROR_2_MISO_WUMS | PJM_ROR | MISO_WUMS | 2015 | B01 | 10 | 10 | 1467 | 0 | 0.45 | 0.38 | 0.54 | 0.46 | 0 | 0 | 0 | 0 | 0 | 0
PJM_ROR_2_MISO_WUMS | PJM_ROR | MISO_WUMS | 2015 | B02 | 25 | 25 | 1467 | 0 | 0.23 | 0.17 | 0.26 | 0.2 | 0 | 0 | 0 | 0 | 0 | 0
PJM_ROR_2_MISO_WUMS | PJM_ROR | MISO_WUMS | 2015 | B03 | 75 | 75 | 1467 | 0 | 0.08 | 0.07 | 0.09 | 0.08 | 0 | 0 | 0 | 0 | 0 | 0
PJM_ROR_2_MISO_WUMS | PJM_ROR | MISO_WUMS | 2015 | B04 | 100 | 100 | 1467 | 0 | 0.07 | 0.05 | 0.07 | 0.05 | 0 | 0 | 0 | 0 | 0 | 0
PJM_ROR_2_MISO_WUMS | PJM_ROR | MISO_WUMS | 2015 | B05 | 200 | 200 | 1467 | 0 | 0.03 | 0.02 | 0.03 | 0.02 | 0 | 0 | 0 | 0 | 0 | 0
PJM_ROR_2_MISO_WUMS | PJM_ROR | MISO_WUMS | 2015 | B06 | 300 | 300 | 1467 | 0 | 0.02 | 0.01 | 0.02 | 0.02 | 0 | 0 | 0 | 0 | 0 | 0
PJM_ROR_2_MISO_WUMS | PJM_ROR | MISO_WUMS | 2015 | B07 | 400 | 400 | 1467 | 0 | 0.02 | 0.01 | 0.02 | 0.01 | 0 | 0 | 0 | 0 | 0 | 0
PJM_ROR_2_MISO_WUMS | PJM_ROR | MISO_WUMS | 2015 | B08 | 500 | 500 | 1467 | 0 | 0.01 | 0.01 | 0.01 | 0.01 | 0 | 0 | 0 | 0 | 0 | 0
PJM_ROR_2_MISO_WUMS | PJM_ROR | MISO_WUMS | 2015 | B09 | 800 | 800 | 1467 | 0 | 0.01 | 0.01 | 0.01 | 0.01 | 0 | 0 | 0 | 0 | 0 | 0
PJM_ROR_2_MISO_WUMS | PJM_ROR | MISO_WUMS | 2015 | B10 | 1262 | 1262 | 1467 | 0 | 0.01 | 0.01 | 0.01 | 0.01 | 0 | 0 | 0 | 0 | 0 | 0
PJM_ROR_2_MISO_WUMS | PJM_ROR | MISO_WUMS | 2015 | B11 | 25 | 25 | 1467 | 0 | 0.7 | 1.33 | 0.77 | 1.41 | 0 | 0 | 0 | 0 | 0 | 0
PJM_ROR_2_MISO_WUMS | PJM_ROR | MISO_WUMS | 2015 | B12 | 200 | 200 | 1467 | 0 | 0.03 | 0.02 | 0.03 | 0.02 | 0 | 0 | 0 | 0 | 0 | 0
PJM_ROR_2_MISO_WUMS | PJM_ROR | MISO_WUMS | 2015 | B13 | 600 | 600 | 1467 | 0 | 0.01 | 0.01 | 0.01 | 0.01 | 0 | 0 | 0 | 0 | 0 | 0
PJM_ROR_2_MISO_WUMS | PJM_ROR | MISO_WUMS | 2015 | B14 | 900 | 900 | 1467 | 0 | 0.01 | 0 | 0.01 | 0.01 | 0 | 0 | 0 | 0 | 0 | 0
PJM_ROR_2_MISO_WUMS | PJM_ROR | MISO_WUMS | 2015 | B15 | 1203 | 1203 | 1467 | 0 | 0.01 | 0.01 | 0.01 | 0.01 | 0 | 0 | 0 | 0 | 0 | 0
PJM_ROR_2_MISO_WUMS | PJM_ROR | MISO_WUMS | 2015 | B16 | 25 | 25 | 1467 | 0 | 0.18 | 0.16 | 0.22 | 0.18 | 0 | 0 | 0 | 0 | 0 | 0
PJM_ROR_2_MISO_WUMS | PJM_ROR | MISO_WUMS | 2015 | B17 | 100 | 100 | 1467 | 0 | 0.05 | 0.04 | 0.05 | 0.05 | 0 | 0 | 0 | 0 | 0 | 0
PJM_ROR_2_MISO_WUMS | PJM_ROR | MISO_WUMS | 2015 | B18 | 400 | 400 | 1467 | 0 | 0.01 | 0.01 | 0.01 | 0.01 | 0 | 0 | 0 | 0 | 0 | 0
PJM_ROR_2_MISO_WUMS | PJM_ROR | MISO_WUMS | 2015 | B19 | 700 | 700 | 1467 | 0 | 0.01 | 0.01 | 0.01 | 0.01 | 0 | 0 | 0 | 0 | 0 | 0
PJM_ROR_2_MISO_WUMS | PJM_ROR | MISO_WUMS | 2015 | B20 | 935 | 935 | 1467 | 0 | 0.01 | 0.01 | 0.01 | 0.01 | 0 | 0 | 0 | 0 | 0 | 0
PJM_ROR_2_MISO_WUMS | PJM_ROR | MISO_WUMS | 2020 | B01 | 10 | 10 | 1467 | 0 | 0.61 | 0.44 | 0.72 | 0.54 | 0 | 0 | 0 | 0 | 0 | 0
PJM_ROR_2_MISO_WUMS | PJM_ROR | MISO_WUMS | 2020 | B02 | 25 | 25 | 1467 | 0 | 0.27 | 0.19 | 0.31 | 0.22 | 0 | 0 | 0 | 0 | 0 | 0
PJM_ROR_2_MISO_WUMS | PJM_ROR | MISO_WUMS | 2020 | B03 | 75 | 75 | 1467 | 0 | 0.1 | 0.08 | 0.12 | 0.09 | 0 | 0 | 0 | 0 | 0 | 0
PJM_ROR_2_MISO_WUMS | PJM_ROR | MISO_WUMS | 2020 | B04 | 100 | 100 | 1467 | 0 | 0.12 | 0.07 | 0.13 | 0.08 | 0 | 0 | 0 | 0 | 0 | 0
PJM_ROR_2_MISO_WUMS | PJM_ROR | MISO_WUMS | 2020 | B05 | 200 | 200 | 1467 | 0 | 0.04 | 0.03 | 0.04 | 0.03 | 0 | 0 | 0 | 0 | 0 | 0
PJM_ROR_2_MISO_WUMS | PJM_ROR | MISO_WUMS | 2020 | B06 | 300 | 300 | 1467 | 0 | 0.02 | 0.02 | 0.02 | 0.02 | 0 | 0 | 0 | 0 | 0 | 0
PJM_ROR_2_MISO_WUMS | PJM_ROR | MISO_WUMS | 2020 | B07 | 400 | 400 | 1467 | 0 | 0.02 | 0.01 | 0.02 | 0.02 | 0 | 0 | 0 | 0 | 0 | 0
PJM_ROR_2_MISO_WUMS | PJM_ROR | MISO_WUMS | 2020 | B08 | 500 | 500 | 1467 | 0 | 0.02 | 0.01 | 0.02 | 0.01 | 0 | 0 | 0 | 0 | 0 | 0
PJM_ROR_2_MISO_WUMS | PJM_ROR | MISO_WUMS | 2020 | B09 | 800 | 800 | 1467 | 0 | 0.01 | 0.01 | 0.01 | 0.01 | 0 | 0 | 0 | 0 | 0 | 0
PJM_ROR_2_MISO_WUMS | PJM_ROR | MISO_WUMS | 2020 | B10 | 1262 | 1262 | 1467 | 0 | 0.01 | 0.01 | 0.01 | 0.01 | 0 | 0 | 0 | 0 | 0 | 0
PJM_ROR_2_MISO_WUMS | PJM_ROR | MISO_WUMS | 2020 | B11 | 25 | 25 | 1467 | 0 | 0.24 | 0.21 | 0.28 | 0.25 | 0 | 0 | 0 | 0 | 0 | 0
PJM_ROR_2_MISO_WUMS | PJM_ROR | MISO_WUMS | 2020 | B12 | 200 | 200 | 1467 | 0 | 0.04 | 0.03 | 0.04 | 0.03 | 0 | 0 | 0 | 0 | 0 | 0
PJM_ROR_2_MISO_WUMS | PJM_ROR | MISO_WUMS | 2020 | B13 | 600 | 600 | 1467 | 0 | 0.01 | 0.01 | 0.01 | 0.01 | 0 | 0 | 0 | 0 | 0 | 0
PJM_ROR_2_MISO_WUMS | PJM_ROR | MISO_WUMS | 2020 | B14 | 900 | 900 | 1467 | 0 | 0.01 | 0.01 | 0.01 | 0.01 | 0 | 0 | 0 | 0 | 0 | 0
PJM_ROR_2_MISO_WUMS | PJM_ROR | MISO_WUMS | 2020 | B15 | 1203 | 1203 | 1467 | 0 | 0.01 | 0 | 0.01 | 0 | 0 | 0 | 0 | 0 | 0 | 0
PJM_ROR_2_MISO_WUMS | PJM_ROR | MISO_WUMS | 2020 | B16 | 25 | 25 | 1467 | 0 | 0.21 | 0.18 | 0.24 | 0.22 | 0 | 0 | 0 | 0 | 0 | 0
PJM_ROR_2_MISO_WUMS | PJM_ROR | MISO_WUMS | 2020 | B17 | 100 | 100 | 1467 | 0 | 0.05 | 0.05 | 0.06 | 0.05 | 0 | 0 | 0 | 0 | 0 | 0
PJM_ROR_2_MISO_WUMS | PJM_ROR | MISO_WUMS | 2020 | B18 | 400 | 400 | 1467 | 0 | 0.02 | 0.01 | 0.02 | 0.01 | 0 | 0 | 0 | 0 | 0 | 0
PJM_ROR_2_MISO_WUMS | PJM_ROR | MISO_WUMS | 2020 | B19 | 700 | 700 | 1467 | 0 | 0.01 | 0.01 | 0.01 | 0.01 | 0 | 0 | 0 | 0 | 0 | 0
PJM_ROR_2_MISO_WUMS | PJM_ROR | MISO_WUMS | 2020 | B20 | 935 | 935 | 1467 | 0 | 0.01 | 0.01 | 0.01 | 0.01 | 0 | 0 | 0 | 0 | 0 | 0
PJM_ROR_2_MISO_WUMS | PJM_ROR | MISO_WUMS | 2025 | B01 | 10 | 10 | 1467 | 0.01 | 0.49 | 0.51 | 0.6 | 0.62 | 0 | 0 | 0 | 0 | 0 | 0
PJM_ROR_2_MISO_WUMS | PJM_ROR | MISO_WUMS | 2025 | B02 | 25 | 25 | 1467 | 0 | 0.21 | 0.22 | 0.24 | 0.26 | 0 | 0 | 0 | 0 | 0 | 0
PJM_ROR_2_MISO_WUMS | PJM_ROR | MISO_WUMS | 2025 | B03 | 75 | 75 | 1467 | 0 | 0.08 | 0.07 | 0.1 | 0.08 | 0 | 0 | 0 | 0 | 0 | 0
PJM_ROR_2_MISO_WUMS | PJM_ROR | MISO_WUMS | 2025 | B04 | 100 | 100 | 1467 | 0 | 0.06 | 0.06 | 0.06 | 0.06 | 0 | 0 | 0 | 0 | 0 | 0
PJM_ROR_2_MISO_WUMS | PJM_ROR | MISO_WUMS | 2025 | B05 | 200 | 200 | 1467 | 0 | 0.03 | 0.03 | 0.03 | 0.03 | 0 | 0 | 0 | 0 | 0 | 0
PJM_ROR_2_MISO_WUMS | PJM_ROR | MISO_WUMS | 2025 | B06 | 300 | 300 | 1467 | 0 | 0.03 | 0.02 | 0.03 | 0.02 | 0 | 0 | 0 | 0 | 0 | 0
PJM_ROR_2_MISO_WUMS | PJM_ROR | MISO_WUMS | 2025 | B07 | 400 | 400 | 1467 | 0 | 0.01 | 0.01 | 0.02 | 0.02 | 0 | 0 | 0 | 0 | 0 | 0
PJM_ROR_2_MISO_WUMS | PJM_ROR | MISO_WUMS | 2025 | B08 | 500 | 500 | 1467 | 0 | 0.01 | 0.01 | 0.01 | 0.01 | 0 | 0 | 0 | 0 | 0 | 0
PJM_ROR_2_MISO_WUMS | PJM_ROR | MISO_WUMS | 2025 | B09 | 800 | 800 | 1467 | 0 | 0.01 | 0.01 | 0.01 | 0.01 | 0 | 0 | 0 | 0 | 0 | 0
PJM_ROR_2_MISO_WUMS | PJM_ROR | MISO_WUMS | 2025 | B10 | 1262 | 1262 | 1467 | 0 | 0.01 | 0.01 | 0.01 | 0.01 | 0 | 0 | 0 | 0 | 0 | 0
PJM_ROR_2_MISO_WUMS | PJM_ROR | MISO_WUMS | 2025 | B11 | 25 | 25 | 1467 | 0 | 0.21 | 0.21 | 0.25 | 0.25 | 0 | 0 | 0 | 0 | 0 | 0
PJM_ROR_2_MISO_WUMS | PJM_ROR | MISO_WUMS | 2025 | B12 | 200 | 200 | 1467 | 0 | 0.03 | 0.03 | 0.03 | 0.03 | 0 | 0 | 0 | 0 | 0 | 0
PJM_ROR_2_MISO_WUMS | PJM_ROR | MISO_WUMS | 2025 | B13 | 600 | 600 | 1467 | 0 | 0.01 | 0.01 | 0.01 | 0.01 | 0 | 0 | 0 | 0 | 0 | 0
PJM_ROR_2_MISO_WUMS | PJM_ROR | MISO_WUMS | 2025 | B14 | 900 | 900 | 1467 | 0 | 0.01 | 0.01 | 0.01 | 0.01 | 0 | 0 | 0 | 0 | 0 | 0
PJM_ROR_2_MISO_WUMS | PJM_ROR | MISO_WUMS | 2025 | B15 | 1203 | 1203 | 1467 | 0 | 0.01 | 0.01 | 0.01 | 0.01 | 0 | 0 | 0 | 0 | 0 | 0
PJM_ROR_2_MISO_WUMS | PJM_ROR | MISO_WUMS | 2025 | B16 | 25 | 25 | 1467 | 0 | 0.21 | 0.22 | 0.25 | 0.26 | 0 | 0 | 0 | 0 | 0 | 0
PJM_ROR_2_MISO_WUMS | PJM_ROR | MISO_WUMS | 2025 | B17 | 100 | 100 | 1467 | 0 | 0.06 | 0.06 | 0.07 | 0.07 | 0 | 0 | 0 | 0 | 0 | 0
PJM_ROR_2_MISO_WUMS | PJM_ROR | MISO_WUMS | 2025 | B18 | 400 | 400 | 1467 | 0 | 0.01 | 0.02 | 0.02 | 0.02 | 0 | 0 | 0 | 0 | 0 | 0
PJM_ROR_2_MISO_WUMS | PJM_ROR | MISO_WUMS | 2025 | B19 | 700 | 700 | 1467 | 0 | 0.01 | 0.01 | 0.01 | 0.01 | 0 | 0 | 0 | 0 | 0 | 0
PJM_ROR_2_MISO_WUMS | PJM_ROR | MISO_WUMS | 2025 | B20 | 935 | 935 | 1467 | 0 | 0.01 | 0.01 | 0.01 | 0.01 | 0 | 0 | 0 | 0 | 0 | 0
PJM_ROR_2_MISO_WUMS | PJM_ROR | MISO_WUMS | 2030 | B01 | 10 | 10 | 1467 | 0 | 0.47 | 1.23 | 0.57 | 1.43 | 0 | 0 | 0 | 0 | 0 | 0
PJM_ROR_2_MISO_WUMS | PJM_ROR | MISO_WUMS | 2030 | B02 | 25 | 25 | 1467 | 0 | 0.24 | 0.52 | 0.28 | 0.59 | 0 | 0 | 0 | 0 | 0 | 0
PJM_ROR_2_MISO_WUMS | PJM_ROR | MISO_WUMS | 2030 | B03 | 75 | 75 | 1467 | 0 | 0.1 | 0.18 | 0.11 | 0.2 | 0 | 0 | 0 | 0 | 0 | 0
PJM_ROR_2_MISO_WUMS | PJM_ROR | MISO_WUMS | 2030 | B04 | 100 | 100 | 1467 | 0 | 0.06 | 0.09 | 0.07 | 0.11 | 0 | 0 | 0 | 0 | 0 | 0
PJM_ROR_2_MISO_WUMS | PJM_ROR | MISO_WUMS | 2030 | B05 | 200 | 200 | 1467 | 0 | 0.02 | 0.04 | 0.03 | 0.05 | 0 | 0 | 0 | 0 | 0 | 0
PJM_ROR_2_MISO_WUMS | PJM_ROR | MISO_WUMS | 2030 | B06 | 300 | 300 | 1467 | 0 | 0.02 | 0.03 | 0.02 | 0.03 | 0 | 0 | 0 | 0 | 0 | 0
PJM_ROR_2_MISO_WUMS | PJM_ROR | MISO_WUMS | 2030 | B07 | 400 | 400 | 1467 | 0 | 0.01 | 0.02 | 0.01 | 0.03 | 0 | 0 | 0 | 0 | 0 | 0
PJM_ROR_2_MISO_WUMS | PJM_ROR | MISO_WUMS | 2030 | B08 | 500 | 500 | 1467 | 0 | 0.01 | 0.03 | 0.01 | 0.03 | 0 | 0 | 0 | 0 | 0 | 0
PJM_ROR_2_MISO_WUMS | PJM_ROR | MISO_WUMS | 2030 | B09 | 800 | 800 | 1467 | 0 | 0.01 | 0.02 | 0.01 | 0.02 | 0 | 0 | 0 | 0 | 0 | 0
PJM_ROR_2_MISO_WUMS | PJM_ROR | MISO_WUMS | 2030 | B10 | 1262 | 1262 | 1467 | 0 | 0.02 | 0.01 | 0.02 | 0.01 | 0 | 0 | 0 | 0 | 0 | 0
PJM_ROR_2_MISO_WUMS | PJM_ROR | MISO_WUMS | 2030 | B11 | 25 | 25 | 1467 | 0 | 0.22 | 0.39 | 0.25 | 0.46 | 0 | 0 | 0 | 0 | 0 | 0
PJM_ROR_2_MISO_WUMS | PJM_ROR | MISO_WUMS | 2030 | B12 | 200 | 200 | 1467 | 0 | 0.03 | 0.07 | 0.03 | 0.08 | 0 | 0 | 0 | 0 | 0 | 0
PJM_ROR_2_MISO_WUMS | PJM_ROR | MISO_WUMS | 2030 | B13 | 600 | 600 | 1467 | 0 | 0.01 | 0.02 | 0.01 | 0.03 | 0 | 0 | 0 | 0 | 0 | 0
PJM_ROR_2_MISO_WUMS | PJM_ROR | MISO_WUMS | 2030 | B14 | 900 | 900 | 1467 | 0 | 0.01 | 0.02 | 0.01 | 0.02 | 0 | 0 | 0 | 0 | 0 | 0
PJM_ROR_2_MISO_WUMS | PJM_ROR | MISO_WUMS | 2030 | B15 | 1203 | 1203 | 1467 | 0 | 0.01 | 0.01 | 0.02 | 0.01 | 0 | 0 | 0 | 0 | 0 | 0
PJM_ROR_2_MISO_WUMS | PJM_ROR | MISO_WUMS | 2030 | B16 | 25 | 25 | 1467 | 0 | 0.21 | 0.53 | 0.25 | 0.59 | 0 | 0 | 0 | 0 | 0 | 0
PJM_ROR_2_MISO_WUMS | PJM_ROR | MISO_WUMS | 2030 | B17 | 100 | 100 | 1467 | 0 | 0.06 | 0.14 | 0.06 | 0.15 | 0 | 0 | 0 | 0 | 0 | 0
PJM_ROR_2_MISO_WUMS | PJM_ROR | MISO_WUMS | 2030 | B18 | 400 | 400 | 1467 | 0 | 0.01 | 0.04 | 0.02 | 0.04 | 0 | 0 | 0 | 0 | 0 | 0
PJM_ROR_2_MISO_WUMS | PJM_ROR | MISO_WUMS | 2030 | B19 | 700 | 700 | 1467 | 0 | 0.01 | 0.02 | 0.01 | 0.02 | 0 | 0 | 0 | 0 | 0 | 0
PJM_ROR_2_MISO_WUMS | PJM_ROR | MISO_WUMS | 2030 | B20 | 935 | 935 | 1467 | 0 | 0.01 | 0.02 | 0.01 | 0.02 | 0 | 0 | 0 | 0 | 0 | 0
PJM_ROR_2_MISO_WUMS | PJM_ROR | MISO_WUMS | 2035 | B01 | 10 | 10 | 1467 | 0 | 0.69 | 0.8 | 0.84 | 0.99 | 0 | 0 | 0 | 0 | 0 | 0
PJM_ROR_2_MISO_WUMS | PJM_ROR | MISO_WUMS | 2035 | B02 | 25 | 25 | 1467 | 0 | 0.29 | 0.49 | 0.34 | 0.55 | 0 | 0 | 0 | 0 | 0 | 0
PJM_ROR_2_MISO_WUMS | PJM_ROR | MISO_WUMS | 2035 | B03 | 75 | 75 | 1467 | 0 | 0.1 | 0.17 | 0.11 | 0.18 | 0 | 0 | 0 | 0 | 0 | 0
PJM_ROR_2_MISO_WUMS | PJM_ROR | MISO_WUMS | 2035 | B04 | 100 | 100 | 1467 | 0 | 0.08 | 0.09 | 0.09 | 0.1 | 0 | 0 | 0 | 0 | 0 | 0
PJM_ROR_2_MISO_WUMS | PJM_ROR | MISO_WUMS | 2035 | B05 | 200 | 200 | 1467 | 0 | 0.04 | 0.05 | 0.04 | 0.05 | 0 | 0 | 0 | 0 | 0 | 0
PJM_ROR_2_MISO_WUMS | PJM_ROR | MISO_WUMS | 2035 | B06 | 300 | 300 | 1467 | 0 | 0.03 | 0.03 | 0.03 | 0.03 | 0 | 0 | 0 | 0 | 0 | 0
PJM_ROR_2_MISO_WUMS | PJM_ROR | MISO_WUMS | 2035 | B07 | 400 | 400 | 1467 | 0 | 0.02 | 0.03 | 0.02 | 0.03 | 0 | 0 | 0 | 0 | 0 | 0
PJM_ROR_2_MISO_WUMS | PJM_ROR | MISO_WUMS | 2035 | B08 | 500 | 500 | 1467 | 0 | 0.02 | 0.02 | 0.02 | 0.02 | 0 | 0 | 0 | 0 | 0 | 0
PJM_ROR_2_MISO_WUMS | PJM_ROR | MISO_WUMS | 2035 | B09 | 800 | 800 | 1467 | 0 | 0.01 | 0.02 | 0.01 | 0.02 | 0 | 0 | 0 | 0 | 0 | 0
PJM_ROR_2_MISO_WUMS | PJM_ROR | MISO_WUMS | 2035 | B10 | 1262 | 1262 | 1467 | 0 | 0.02 | 0.01 | 0.02 | 0.01 | 0 | 0 | 0 | 0 | 0 | 0
PJM_ROR_2_MISO_WUMS | PJM_ROR | MISO_WUMS | 2035 | B11 | 25 | 25 | 1467 | 0 | 0.29 | 0.36 | 0.34 | 0.42 | 0 | 0 | 0 | 0 | 0 | 0
PJM_ROR_2_MISO_WUMS | PJM_ROR | MISO_WUMS | 2035 | B12 | 200 | 200 | 1467 | 0 | 0.04 | 0.06 | 0.04 | 0.07 | 0 | 0 | 0 | 0 | 0 | 0
PJM_ROR_2_MISO_WUMS | PJM_ROR | MISO_WUMS | 2035 | B13 | 600 | 600 | 1467 | 0 | 0.02 | 0.02 | 0.02 | 0.02 | 0 | 0 | 0 | 0 | 0 | 0
PJM_ROR_2_MISO_WUMS | PJM_ROR | MISO_WUMS | 2035 | B14 | 900 | 900 | 1467 | 0 | 0.02 | 0.02 | 0.02 | 0.02 | 0 | 0 | 0 | 0 | 0 | 0
PJM_ROR_2_MISO_WUMS | PJM_ROR | MISO_WUMS | 2035 | B15 | 1203 | 1203 | 1467 | 0 | 0.02 | 0.01 | 0.02 | 0.01 | 0 | 0 | 0 | 0 | 0 | 0
PJM_ROR_2_MISO_WUMS | PJM_ROR | MISO_WUMS | 2035 | B16 | 25 | 25 | 1467 | 0 | 0.29 | 0.49 | 0.34 | 0.56 | 0 | 0 | 0 | 0 | 0 | 0
PJM_ROR_2_MISO_WUMS | PJM_ROR | MISO_WUMS | 2035 | B17 | 100 | 100 | 1467 | 0 | 0.1 | 0.13 | 0.11 | 0.14 | 0 | 0 | 0 | 0 | 0 | 0
PJM_ROR_2_MISO_WUMS | PJM_ROR | MISO_WUMS | 2035 | B18 | 400 | 400 | 1467 | 0 | 0.03 | 0.03 | 0.03 | 0.04 | 0 | 0 | 0 | 0 | 0 | 0
PJM_ROR_2_MISO_WUMS | PJM_ROR | MISO_WUMS | 2035 | B19 | 700 | 700 | 1467 | 0 | 0.02 | 0.02 | 0.02 | 0.02 | 0 | 0 | 0 | 0 | 0 | 0
PJM_ROR_2_MISO_WUMS | PJM_ROR | MISO_WUMS | 2035 | B20 | 935 | 935 | 1467 | 0 | 0.03 | 0.01 | 0.03 | 0.02 | 0 | 0 | 0 | 0 | 0 | 0
PJM_ROR_2_MISO_WUMS | PJM_ROR | MISO_WUMS | 2040 | B01 | 10 | 10 | 1467 | 0 | 0.79 | 0.91 | 0.98 | 1.14 | 0 | 0.01187 | 0 | 0 | 0 | 0
PJM_ROR_2_MISO_WUMS | PJM_ROR | MISO_WUMS | 2040 | B02 | 25 | 25 | 1467 | 0 | 0.33 | 0.43 | 0.39 | 0.5 | 0 | 0 | 0 | 0 | 0 | 0
PJM_ROR_2_MISO_WUMS | PJM_ROR | MISO_WUMS | 2040 | B03 | 75 | 75 | 1467 | 0 | 0.12 | 0.14 | 0.13 | 0.16 | 0 | 0 | 0 | 0 | 0 | 0
PJM_ROR_2_MISO_WUMS | PJM_ROR | MISO_WUMS | 2040 | B04 | 100 | 100 | 1467 | 0 | 0.09 | 0.1 | 0.1 | 0.12 | 0 | 0 | 0 | 0 | 0 | 0
PJM_ROR_2_MISO_WUMS | PJM_ROR | MISO_WUMS | 2040 | B05 | 200 | 200 | 1467 | 0 | 0.07 | 0.05 | 0.08 | 0.06 | 0 | 0 | 0 | 0 | 0 | 0
PJM_ROR_2_MISO_WUMS | PJM_ROR | MISO_WUMS | 2040 | B06 | 300 | 300 | 1467 | 0 | 0.13 | 0.04 | 0.13 | 0.04 | 0 | 0 | 0 | 0 | 0 | 0
PJM_ROR_2_MISO_WUMS | PJM_ROR | MISO_WUMS | 2040 | B07 | 400 | 400 | 1467 | 0 | 0.02 | 0.03 | 0.03 | 0.03 | 0 | 0 | 0 | 0 | 0 | 0
PJM_ROR_2_MISO_WUMS | PJM_ROR | MISO_WUMS | 2040 | B08 | 500 | 500 | 1467 | 0 | 0.03 | 0.03 | 0.03 | 0.03 | 0 | 0 | 0 | 0 | 0 | 0
PJM_ROR_2_MISO_WUMS | PJM_ROR | MISO_WUMS | 2040 | B09 | 800 | 800 | 1467 | 0 | 0.02 | 0.02 | 0.02 | 0.02 | 0 | 0 | 0 | 0 | 0 | 0
PJM_ROR_2_MISO_WUMS | PJM_ROR | MISO_WUMS | 2040 | B10 | 1262 | 1262 | 1467 | 0 | 0.01 | 0.01 | 0.01 | 0.01 | 0 | 0 | 0 | 0 | 0 | 0
PJM_ROR_2_MISO_WUMS | PJM_ROR | MISO_WUMS | 2040 | B11 | 25 | 25 | 1467 | 0.01 | 0.68 | 0.46 | 0.76 | 0.54 | 0 | 0 | 0 | 0 | 0 | 0
PJM_ROR_2_MISO_WUMS | PJM_ROR | MISO_WUMS | 2040 | B12 | 200 | 200 | 1467 | 0 | 0.07 | 0.06 | 0.08 | 0.07 | 0 | 0 | 0 | 0 | 0 | 0
PJM_ROR_2_MISO_WUMS | PJM_ROR | MISO_WUMS | 2040 | B13 | 600 | 600 | 1467 | 0 | 0.02 | 0.02 | 0.03 | 0.02 | 0 | 0 | 0 | 0 | 0 | 0
PJM_ROR_2_MISO_WUMS | PJM_ROR | MISO_WUMS | 2040 | B14 | 900 | 900 | 1467 | 0 | 0.02 | 0.01 | 0.02 | 0.02 | 0 | 0 | 0 | 0 | 0 | 0
PJM_ROR_2_MISO_WUMS | PJM_ROR | MISO_WUMS | 2040 | B15 | 1203 | 1203 | 1467 | 0 | 0.01 | 0.01 | 0.01 | 0.01 | 0 | 0 | 0 | 0 | 0 | 0
PJM_ROR_2_MISO_WUMS | PJM_ROR | MISO_WUMS | 2040 | B16 | 25 | 25 | 1467 | 0 | 0.51 | 0.47 | 0.57 | 0.54 | 0 | 0 | 0 | 0 | 0 | 0
PJM_ROR_2_MISO_WUMS | PJM_ROR | MISO_WUMS | 2040 | B17 | 100 | 100 | 1467 | 0 | 0.14 | 0.12 | 0.15 | 0.14 | 0 | 0 | 0 | 0 | 0 | 0
PJM_ROR_2_MISO_WUMS | PJM_ROR | MISO_WUMS | 2040 | B18 | 400 | 400 | 1467 | 0 | 0.04 | 0.03 | 0.04 | 0.04 | 0 | 0 | 0 | 0 | 0 | 0
PJM_ROR_2_MISO_WUMS | PJM_ROR | MISO_WUMS | 2040 | B19 | 700 | 700 | 1467 | 0 | 0.02 | 0.02 | 0.02 | 0.02 | 0 | 0 | 0 | 0 | 0 | 0
PJM_ROR_2_MISO_WUMS | PJM_ROR | MISO_WUMS | 2040 | B20 | 935 | 935 | 1467 | 0 | 0.02 | 0.01 | 0.02 | 0.02 | 0 | 0 | 0 | 0 | 0 | 0
PJM_ROR_2_MISO_WUMS | PJM_ROR | MISO_WUMS | 2045 | B01 | 10 | 10 | 1467 | 0 | 0.52 | 0.79 | 0.64 | 1 | 0 | 0.01187 | 0.01187 | 0 | 0 | 0
PJM_ROR_2_MISO_WUMS | PJM_ROR | MISO_WUMS | 2045 | B02 | 25 | 25 | 1467 | 0 | 0.22 | 0.33 | 0.26 | 0.4 | 0 | 0 | 0 | 0 | 0 | 0
PJM_ROR_2_MISO_WUMS | PJM_ROR | MISO_WUMS | 2045 | B03 | 75 | 75 | 1467 | 0 | 0.08 | 0.12 | 0.09 | 0.14 | 0 | 0 | 0 | 0 | 0 | 0
PJM_ROR_2_MISO_WUMS | PJM_ROR | MISO_WUMS | 2045 | B04 | 100 | 100 | 1467 | 0 | 0.06 | 0.09 | 0.07 | 0.1 | 0 | 0 | 0 | 0 | 0 | 0
PJM_ROR_2_MISO_WUMS | PJM_ROR | MISO_WUMS | 2045 | B05 | 200 | 200 | 1467 | 0 | 0.06 | 0.04 | 0.06 | 0.05 | 0 | 0 | 0 | 0 | 0 | 0
PJM_ROR_2_MISO_WUMS | PJM_ROR | MISO_WUMS | 2045 | B06 | 300 | 300 | 1467 | 0 | 0.05 | 0.03 | 0.05 | 0.04 | 0 | 0 | 0 | 0 | 0 | 0
PJM_ROR_2_MISO_WUMS | PJM_ROR | MISO_WUMS | 2045 | B07 | 400 | 400 | 1467 | 0 | 0.05 | 0.03 | 0.06 | 0.03 | 0 | 0 | 0 | 0 | 0 | 0
PJM_ROR_2_MISO_WUMS | PJM_ROR | MISO_WUMS | 2045 | B08 | 500 | 500 | 1467 | 0 | 0.04 | 0.03 | 0.04 | 0.03 | 0 | 0 | 0 | 0 | 0 | 0
PJM_ROR_2_MISO_WUMS | PJM_ROR | MISO_WUMS | 2045 | B09 | 800 | 800 | 1467 | 436.22 | 0.02 | 0.02 | 0.02 | 0.02 | 0 | 0 | 0 | 0 | 0 | 0
PJM_ROR_2_MISO_WUMS | PJM_ROR | MISO_WUMS | 2045 | B10 | 1262 | 1262 | 1467 | 0 | 0.01 | 0.01 | 0.01 | 0.01 | 0 | 0 | 0 | 0 | 0 | 0
PJM_ROR_2_MISO_WUMS | PJM_ROR | MISO_WUMS | 2045 | B11 | 25 | 25 | 1467 | 0.01 | 0.53 | 0.53 | 0.59 | 0.61 | 0 | 0 | 0 | 0 | 0 | 0
PJM_ROR_2_MISO_WUMS | PJM_ROR | MISO_WUMS | 2045 | B12 | 200 | 200 | 1467 | 0 | 0.07 | 0.07 | 0.08 | 0.08 | 0 | 0 | 0 | 0 | 0 | 0
PJM_ROR_2_MISO_WUMS | PJM_ROR | MISO_WUMS | 2045 | B13 | 600 | 600 | 1467 | 0 | 0.02 | 0.03 | 0.03 | 0.03 | 0 | 0 | 0 | 0 | 0 | 0
PJM_ROR_2_MISO_WUMS | PJM_ROR | MISO_WUMS | 2045 | B14 | 900 | 900 | 1467 | 0 | 0.02 | 0.02 | 0.02 | 0.02 | 0 | 0 | 0 | 0 | 0 | 0
PJM_ROR_2_MISO_WUMS | PJM_ROR | MISO_WUMS | 2045 | B15 | 1203 | 1203 | 1467 | 0 | 0.01 | 0.01 | 0.01 | 0.01 | 0 | 0 | 0 | 0 | 0 | 0
PJM_ROR_2_MISO_WUMS | PJM_ROR | MISO_WUMS | 2045 | B16 | 25 | 25 | 1467 | 0 | 0.5 | 0.53 | 0.55 | 0.61 | 0 | 0 | 0 | 0 | 0 | 0
PJM_ROR_2_MISO_WUMS | PJM_ROR | MISO_WUMS | 2045 | B17 | 100 | 100 | 1467 | 0 | 0.14 | 0.14 | 0.15 | 0.16 | 0 | 0 | 0 | 0 | 0 | 0
PJM_ROR_2_MISO_WUMS | PJM_ROR | MISO_WUMS | 2045 | B18 | 400 | 400 | 1467 | 0 | 0.04 | 0.04 | 0.04 | 0.04 | 0 | 0 | 0 | 0 | 0 | 0
PJM_ROR_2_MISO_WUMS | PJM_ROR | MISO_WUMS | 2045 | B19 | 700 | 700 | 1467 | 0 | 0.02 | 0.02 | 0.02 | 0.02 | 0 | 0 | 0 | 0 | 0 | 0
PJM_ROR_2_MISO_WUMS | PJM_ROR | MISO_WUMS | 2045 | B20 | 935 | 935 | 1467 | 0 | 0.02 | 0.02 | 0.02 | 0.02 | 0 | 0 | 0 | 0 | 0 | 0
PJM_ROR_2_MISO_WUMS | PJM_ROR | MISO_WUMS | 2050 | B01 | 10 | 10 | 1467 | 0 | 0.27 | 0.42 | 0.32 | 0.5 | 0 | 0 | 0 | 0 | 0 | 0
PJM_ROR_2_MISO_WUMS | PJM_ROR | MISO_WUMS | 2050 | B02 | 25 | 25 | 1467 | 0 | 0.11 | 0.18 | 0.13 | 0.21 | 0 | 0 | 0 | 0 | 0 | 0
PJM_ROR_2_MISO_WUMS | PJM_ROR | MISO_WUMS | 2050 | B03 | 75 | 75 | 1467 | 0 | 0.05 | 0.06 | 0.05 | 0.07 | 0 | 0 | 0 | 0 | 0 | 0
PJM_ROR_2_MISO_WUMS | PJM_ROR | MISO_WUMS | 2050 | B04 | 100 | 100 | 1467 | 0 | 0.09 | 0.04 | 0.09 | 0.05 | 0 | 0 | 0 | 0 | 0 | 0
PJM_ROR_2_MISO_WUMS | PJM_ROR | MISO_WUMS | 2050 | B05 | 200 | 200 | 1467 | 0 | 0.05 | 0.02 | 0.06 | 0.03 | 0 | 0 | 0 | 0 | 0 | 0
PJM_ROR_2_MISO_WUMS | PJM_ROR | MISO_WUMS | 2050 | B06 | 300 | 300 | 1467 | 0 | 0.03 | 0.02 | 0.03 | 0.02 | 0 | 0 | 0 | 0 | 0 | 0
PJM_ROR_2_MISO_WUMS | PJM_ROR | MISO_WUMS | 2050 | B07 | 400 | 400 | 1467 | 0 | 0.02 | 0.02 | 0.03 | 0.02 | 0 | 0 | 0 | 0 | 0 | 0
PJM_ROR_2_MISO_WUMS | PJM_ROR | MISO_WUMS | 2050 | B08 | 500 | 500 | 1467 | 0 | 0.02 | 0.02 | 0.02 | 0.02 | 0 | 0 | 0 | 0 | 0 | 0
PJM_ROR_2_MISO_WUMS | PJM_ROR | MISO_WUMS | 2050 | B09 | 800 | 800 | 1467 | 0 | 0.01 | 0.01 | 0.01 | 0.01 | 0 | 0 | 0 | 0 | 0 | 0
PJM_ROR_2_MISO_WUMS | PJM_ROR | MISO_WUMS | 2050 | B10 | 1262 | 1262 | 1467 | 0 | 0.01 | 0.01 | 0.01 | 0.01 | 0 | 0 | 0 | 0 | 0 | 0
PJM_ROR_2_MISO_WUMS | PJM_ROR | MISO_WUMS | 2050 | B11 | 25 | 25 | 1467 | 0 | 0.28 | 0.29 | 0.3 | 0.32 | 0 | 0 | 0 | 0 | 0 | 0
PJM_ROR_2_MISO_WUMS | PJM_ROR | MISO_WUMS | 2050 | B12 | 200 | 200 | 1467 | 0 | 0.05 | 0.04 | 0.05 | 0.04 | 0 | 0 | 0 | 0 | 0 | 0
PJM_ROR_2_MISO_WUMS | PJM_ROR | MISO_WUMS | 2050 | B13 | 600 | 600 | 1467 | 0 | 0.02 | 0.01 | 0.02 | 0.01 | 0 | 0 | 0 | 0 | 0 | 0
PJM_ROR_2_MISO_WUMS | PJM_ROR | MISO_WUMS | 2050 | B14 | 900 | 900 | 1467 | 0 | 0.01 | 0.01 | 0.01 | 0.01 | 0 | 0 | 0 | 0 | 0 | 0
PJM_ROR_2_MISO_WUMS | PJM_ROR | MISO_WUMS | 2050 | B15 | 1203 | 1203 | 1467 | 0 | 0.01 | 0.01 | 0.01 | 0.01 | 0 | 0 | 0 | 0 | 0 | 0
PJM_ROR_2_MISO_WUMS | PJM_ROR | MISO_WUMS | 2050 | B16 | 25 | 25 | 1467 | 0 | 0.35 | 0.29 | 0.37 | 0.32 | 0 | 0 | 0 | 0 | 0 | 0
PJM_ROR_2_MISO_WUMS | PJM_ROR | MISO_WUMS | 2050 | B17 | 100 | 100 | 1467 | 0 | 0.09 | 0.08 | 0.1 | 0.08 | 0 | 0 | 0 | 0 | 0 | 0
PJM_ROR_2_MISO_WUMS | PJM_ROR | MISO_WUMS | 2050 | B18 | 400 | 400 | 1467 | 0 | 0.02 | 0.02 | 0.03 | 0.02 | 0 | 0 | 0 | 0 | 0 | 0
PJM_ROR_2_MISO_WUMS | PJM_ROR | MISO_WUMS | 2050 | B19 | 700 | 700 | 1467 | 0 | 0.01 | 0.01 | 0.01 | 0.01 | 0 | 0 | 0 | 0 | 0 | 0
PJM_ROR_2_MISO_WUMS | PJM_ROR | MISO_WUMS | 2050 | B20 | 935 | 935 | 1467 | 0 | 0.01 | 0.01 | 0.01 | 0.01 | 0 | 0 | 0 | 0 | 0 | 0
PJM_ROR_2_PJM_ROM | PJM_ROR | PJM_ROM | 2015 | B01 | 10 | 10 | 8000 | 7999.99 | 7597.82 | 7565.91 | 2.2 | 4.51 | 1.2345 | 0.01187 | 0 | 0.0026577 | 1.8348 | 0.61161
PJM_ROR_2_PJM_ROM | PJM_ROR | PJM_ROM | 2015 | B02 | 25 | 25 | 8000 | 7866.93 | 5885.79 | 5350.48 | 0.72 | 1.49 | 0 | 0 | 0 | 0 | 1.8348 | 0.61161
PJM_ROR_2_PJM_ROM | PJM_ROR | PJM_ROM | 2015 | B03 | 75 | 75 | 8000 | 3473.53 | 18.54 | 13.21 | 0.19 | 0.42 | 0 | 0 | 0 | 0 | 1.8348 | 0.61161
PJM_ROR_2_PJM_ROM | PJM_ROR | PJM_ROM | 2015 | B04 | 100 | 100 | 8000 | 1835.63 | 939.55 | 369.18 | 0.14 | 0.32 | 0 | 0 | 0 | 0 | 1.8348 | 0.61161
PJM_ROR_2_PJM_ROM | PJM_ROR | PJM_ROM | 2015 | B05 | 200 | 200 | 8000 | 4944.15 | 4135.86 | 4097.31 | 0.07 | 0.16 | 0 | 0 | 0 | 0 | 1.8348 | 0.61161
PJM_ROR_2_PJM_ROM | PJM_ROR | PJM_ROM | 2015 | B06 | 300 | 300 | 8000 | 5733.43 | 5733.29 | 4985.9 | 0.05 | 0.11 | 0 | 0 | 0 | 0 | 1.8348 | 0.61161
PJM_ROR_2_PJM_ROM | PJM_ROR | PJM_ROM | 2015 | B07 | 400 | 400 | 8000 | 8000 | 7999.79 | 7999.56 | 0.58 | 0.1 | 1.7686 | 1.7568 | 0.18992 | 0.1523 | 1.8348 | 0.61161
PJM_ROR_2_PJM_ROM | PJM_ROR | PJM_ROM | 2015 | B08 | 500 | 500 | 8000 | 8000 | 7999.92 | 7999.9 | 0.09 | 1160.43 | 1.4125 | 1.4363 | 0.60537 | 0.15205 | 1.8348 | 0.61161
PJM_ROR_2_PJM_ROM | PJM_ROR | PJM_ROM | 2015 | B09 | 800 | 800 | 8000 | 8000 | 7999.97 | 7999.95 | 2318.7 | 2322.87 | 2.9912 | 1.828 | 0.60537 | 0.51518 | 1.8348 | 0.61161
PJM_ROR_2_PJM_ROM | PJM_ROR | PJM_ROM | 2015 | B10 | 1262 | 1262 | 8000 | 6906.89 | 6912.58 | 6915.95 | 0.01 | 0.03 | 0 | 0 | 0 | 0 | 1.8348 | 0.61161
PJM_ROR_2_PJM_ROM | PJM_ROR | PJM_ROM | 2015 | B11 | 25 | 25 | 8000 | 1886.87 | 36.17 | 24.61 | 0.55 | 1.2 | 0 | 0 | 0 | 0 | 1.8348 | 0.61161
PJM_ROR_2_PJM_ROM | PJM_ROR | PJM_ROM | 2015 | B12 | 200 | 200 | 8000 | 4491.89 | 3906.49 | 3233.64 | 0.07 | 0.16 | 0 | 0 | 0 | 0 | 1.8348 | 0.61161
PJM_ROR_2_PJM_ROM | PJM_ROR | PJM_ROM | 2015 | B13 | 600 | 600 | 8000 | 6634.06 | 5756.41 | 5334.82 | 0.02 | 0.06 | 0 | 0 | 0 | 0 | 1.8348 | 0.61161
PJM_ROR_2_PJM_ROM | PJM_ROR | PJM_ROM | 2015 | B14 | 900 | 900 | 8000 | 8000 | 7999.91 | 7908.38 | 0.02 | 0.04 | 1.1277 | 0.53415 | 0 | 0.21849 | 1.8348 | 0.61161
PJM_ROR_2_PJM_ROM | PJM_ROR | PJM_ROM | 2015 | B15 | 1203 | 1203 | 8000 | 6545.72 | 6535.49 | 6537.25 | 0.01 | 0.03 | 0 | 0 | 0 | 0 | 1.8348 | 0.61161
PJM_ROR_2_PJM_ROM | PJM_ROR | PJM_ROM | 2015 | B16 | 25 | 25 | 8000 | 3426.27 | 4261.42 | 3572.2 | 0.57 | 1.28 | 0 | 0 | 0 | 0 | 1.8348 | 0.61161
PJM_ROR_2_PJM_ROM | PJM_ROR | PJM_ROM | 2015 | B17 | 100 | 100 | 8000 | 4843.71 | 6996.93 | 7500.87 | 0.15 | 0.34 | 0 | 0 | 0 | 0 | 1.8348 | 0.61161
PJM_ROR_2_PJM_ROM | PJM_ROR | PJM_ROM | 2015 | B18 | 400 | 400 | 8000 | 8000 | 7999.96 | 7999.92 | 992.83 | 1721.68 | 2.5758 | 1.828 | 0.60537 | 0.22181 | 1.8348 | 0.61161
PJM_ROR_2_PJM_ROM | PJM_ROR | PJM_ROM | 2015 | B19 | 700 | 700 | 8000 | 8000 | 7999.97 | 7999.95 | 3390 | 2791.66 | 4.3682 | 1.828 | 0.60537 | 0.65828 | 1.8348 | 0.61161
PJM_ROR_2_PJM_ROM | PJM_ROR | PJM_ROM | 2015 | B20 | 935 | 935 | 8000 | 8000 | 7999.93 | 7999.92 | 0.13 | 18.64 | 2.6114 | 1.6499 | 0.5935 | 0.52565 | 1.8348 | 0.61161
PJM_ROR_2_PJM_ROM | PJM_ROR | PJM_ROM | 2020 | B01 | 10 | 10 | 8000 | 7610.9 | 6709.26 | 7346.19 | 5.67 | 12.02 | 0 | 0 | 0 | 0 | 0.88224 | 0.29408
PJM_ROR_2_PJM_ROM | PJM_ROR | PJM_ROM | 2020 | B02 | 25 | 25 | 8000 | 6265.32 | 4348.95 | 5450.09 | 1.86 | 3.89 | 0 | 0 | 0 | 0 | 0.88224 | 0.29408
PJM_ROR_2_PJM_ROM | PJM_ROR | PJM_ROM | 2020 | B03 | 75 | 75 | 8000 | 1696.13 | 17.44 | 12 | 0.5 | 1.08 | 0 | 0 | 0 | 0 | 0.88224 | 0.29408
PJM_ROR_2_PJM_ROM | PJM_ROR | PJM_ROM | 2020 | B04 | 100 | 100 | 8000 | 0.08 | 12.1 | 8.91 | 0.37 | 0.79 | 0 | 0 | 0 | 0 | 0.88224 | 0.29408
PJM_ROR_2_PJM_ROM | PJM_ROR | PJM_ROM | 2020 | B05 | 200 | 200 | 8000 | 3542.53 | 2855.79 | 2866.87 | 0.19 | 0.43 | 0 | 0 | 0 | 0 | 0.88224 | 0.29408
PJM_ROR_2_PJM_ROM | PJM_ROR | PJM_ROM | 2020 | B06 | 300 | 300 | 8000 | 5004.44 | 3162.11 | 2892.81 | 0.13 | 0.29 | 0 | 0 | 0 | 0 | 0.88224 | 0.29408
PJM_ROR_2_PJM_ROM | PJM_ROR | PJM_ROM | 2020 | B07 | 400 | 400 | 8000 | 5673.07 | 4988.81 | 3996.7 | 0.1 | 0.22 | 0 | 0 | 0 | 0 | 0.88224 | 0.29408
PJM_ROR_2_PJM_ROM | PJM_ROR | PJM_ROM | 2020 | B08 | 500 | 500 | 8000 | 6626.32 | 6633.38 | 6529.78 | 0.08 | 0.18 | 0 | 0 | 0 | 0 | 0.88224 | 0.29408
PJM_ROR_2_PJM_ROM | PJM_ROR | PJM_ROM | 2020 | B09 | 800 | 800 | 8000 | 7712.08 | 5994.16 | 4450.61 | 0.05 | 0.11 | 0 | 0 | 0 | 0 | 0.88224 | 0.29408
PJM_ROR_2_PJM_ROM | PJM_ROR | PJM_ROM | 2020 | B10 | 1262 | 1262 | 8000 | 5962.63 | 5967.37 | 5863.98 | 0.03 | 0.07 | 0 | 0 | 0 | 0 | 0.88224 | 0.29408
PJM_ROR_2_PJM_ROM | PJM_ROR | PJM_ROM | 2020 | B11 | 25 | 25 | 8000 | 2590.45 | 1899.46 | 40.1 | 1.49 | 3.22 | 0 | 0 | 0 | 0 | 0.88224 | 0.29408
PJM_ROR_2_PJM_ROM | PJM_ROR | PJM_ROM | 2020 | B12 | 200 | 200 | 8000 | 4312.77 | 3413.78 | 4517.12 | 0.19 | 0.44 | 0 | 0 | 0 | 0 | 0.88224 | 0.29408
PJM_ROR_2_PJM_ROM | PJM_ROR | PJM_ROM | 2020 | B13 | 600 | 600 | 8000 | 6003.26 | 5750.88 | 6090.59 | 0.06 | 0.15 | 0 | 0 | 0 | 0 | 0.88224 | 0.29408
PJM_ROR_2_PJM_ROM | PJM_ROR | PJM_ROM | 2020 | B14 | 900 | 900 | 8000 | 5614.37 | 4906.16 | 5491.97 | 0.04 | 0.1 | 0 | 0 | 0 | 0 | 0.88224 | 0.29408
PJM_ROR_2_PJM_ROM | PJM_ROR | PJM_ROM | 2020 | B15 | 1203 | 1203 | 8000 | 6683.1 | 6687.6 | 6693.26 | 0.03 | 0.07 | 0 | 0 | 0 | 0 | 0.88224 | 0.29408
PJM_ROR_2_PJM_ROM | PJM_ROR | PJM_ROM | 2020 | B16 | 25 | 25 | 8000 | 4245.21 | 7773.81 | 7996.86 | 1.84 | 901.77 | 0 | 0 | 0.28488 | 0 | 0.88224 | 0.29408
PJM_ROR_2_PJM_ROM | PJM_ROR | PJM_ROM | 2020 | B17 | 100 | 100 | 8000 | 4740.54 | 7999.46 | 7999.2 | 205.39 | 1796.55 | 0 | 0.86651 | 0.28488 | 0 | 0.88224 | 0.29408
PJM_ROR_2_PJM_ROM | PJM_ROR | PJM_ROM | 2020 | B18 | 400 | 400 | 8000 | 8000 | 7999.8 | 7999.76 | 350.27 | 2621.05 | 3.2761 | 0.86651 | 0.28488 | 0.64395 | 0.88224 | 0.29408
PJM_ROR_2_PJM_ROM | PJM_ROR | PJM_ROM | 2020 | B19 | 700 | 700 | 8000 | 8000 | 7999.9 | 7999.86 | 0.51 | 3408.1 | 1.1989 | 0.79529 | 0.28488 | 0.41239 | 0.88224 | 0.29408
PJM_ROR_2_PJM_ROM | PJM_ROR | PJM_ROM | 2020 | B20 | 935 | 935 | 8000 | 8000 | 7999.37 | 7999.46 | 0.06 | 0.15 | 0.26114 | 0.37984 | 0.13057 | 0.11998 | 0.88224 | 0.29408
PJM_ROR_2_PJM_ROM | PJM_ROR | PJM_ROM | 2025 | B01 | 10 | 10 | 8000 | 8000 | 7857.25 | 5451.85 | 0.44 | 0.56 | 37.2718 | 0.03561 | 0 | 10.6491 | 24.2402 | 8.0801
PJM_ROR_2_PJM_ROM | PJM_ROR | PJM_ROM | 2025 | B02 | 25 | 25 | 8000 | 8000 | 4622.55 | 3766.15 | 0.08 | 0.18 | 30.3397 | 0 | 0 | 21.6712 | 24.2402 | 8.0801
PJM_ROR_2_PJM_ROM | PJM_ROR | PJM_ROM | 2025 | B03 | 75 | 75 | 8000 | 4579.54 | 22.53 | 14.59 | 0.02 | 0.05 | 0 | 0 | 0 | 0 | 24.2402 | 8.0801
PJM_ROR_2_PJM_ROM | PJM_ROR | PJM_ROM | 2025 | B04 | 100 | 100 | 8000 | 842.61 | 14.75 | 11.48 | 0.02 | 0.04 | 0 | 0 | 0 | 0 | 24.2402 | 8.0801
PJM_ROR_2_PJM_ROM | PJM_ROR | PJM_ROM | 2025 | B05 | 200 | 200 | 8000 | 1580.78 | 12.01 | 2952.71 | 0.01 | 0.02 | 0 | 0 | 0 | 0 | 24.2402 | 8.0801
PJM_ROR_2_PJM_ROM | PJM_ROR | PJM_ROM | 2025 | B06 | 300 | 300 | 8000 | 4060.53 | 433.36 | 2299.91 | 0.01 | 0.01 | 0 | 0 | 0 | 0 | 24.2402 | 8.0801
PJM_ROR_2_PJM_ROM | PJM_ROR | PJM_ROM | 2025 | B07 | 400 | 0 | 8000 | 1542.8 | 4.27 | 3.73 | 0 | 0.01 | 0 | 0 | 0 | 0 | 24.2402 | 8.0801
PJM_ROR_2_PJM_ROM | PJM_ROR | PJM_ROM | 2025 | B08 | 500 | 0 | 8000 | 2700.51 | 1133.87 | 5901.34 | 0 | 0.01 | 0 | 0 | 0 | 0 | 24.2402 | 8.0801
PJM_ROR_2_PJM_ROM | PJM_ROR | PJM_ROM | 2025 | B09 | 800 | 0 | 8000 | 2774.17 | 3013.24 | 7999.22 | 0 | 0.01 | 0 | 0 | 0.29675 | 0 | 24.2402 | 8.0801
PJM_ROR_2_PJM_ROM | PJM_ROR | PJM_ROM | 2025 | B10 | 1262 | 0 | 8000 | 4944.16 | 5712.88 | 5347.89 | 0 | 0 | 0 | 0 | 0 | 0 | 24.2402 | 8.0801
PJM_ROR_2_PJM_ROM | PJM_ROR | PJM_ROM | 2025 | B11 | 25 | 25 | 8000 | 1960.19 | 58.7 | 3969.67 | 0.07 | 0.15 | 0 | 0 | 0 | 0 | 24.2402 | 8.0801
PJM_ROR_2_PJM_ROM | PJM_ROR | PJM_ROM | 2025 | B12 | 200 | 200 | 8000 | 1621.75 | 3165.49 | 7999.82 | 0.01 | 0.02 | 0 | 0 | 1.3413 | 0 | 24.2402 | 8.0801
PJM_ROR_2_PJM_ROM | PJM_ROR | PJM_ROM | 2025 | B13 | 600 | 0 | 8000 | 2264.18 | 5465.9 | 7999.92 | 0 | 0.01 | 0 | 0 | 1.3057 | 0 | 24.2402 | 8.0801
PJM_ROR_2_PJM_ROM | PJM_ROR | PJM_ROM | 2025 | B14 | 900 | 0 | 8000 | 3906.59 | 4835.29 | 7999.98 | 0 | 0.01 | 0 | 0 | 5.389 | 0 | 24.2402 | 8.0801
PJM_ROR_2_PJM_ROM | PJM_ROR | PJM_ROM | 2025 | B15 | 1203 | 0 | 8000 | 5713.33 | 6100.71 | 7993.69 | 0 | 0 | 0 | 0 | 0.03561 | 0 | 24.2402 | 8.0801
PJM_ROR_2_PJM_ROM | PJM_ROR | PJM_ROM | 2025 | B16 | 25 | 25 | 8000 | 5343.3 | 7999.2 | 7999.86 | 0.07 | 83.21 | 0 | 1.4719 | 8.0479 | 0 | 24.2402 | 8.0801
PJM_ROR_2_PJM_ROM | PJM_ROR | PJM_ROM | 2025 | B17 | 100 | 100 | 8000 | 5376.45 | 7999.88 | 7999.96 | 0.02 | 427.51 | 0 | 3.6085 | 8.0716 | 0 | 24.2402 | 8.0801
PJM_ROR_2_PJM_ROM | PJM_ROR | PJM_ROM | 2025 | B18 | 400 | 0 | 8000 | 7435.55 | 7999.89 | 7999.98 | 0 | 0.03 | 0 | 3.0506 | 5.5196 | 0 | 24.2402 | 8.0801
PJM_ROR_2_PJM_ROM | PJM_ROR | PJM_ROM | 2025 | B19 | 700 | 0 | 8000 | 6471.56 | 7063.81 | 7999.99 | 0 | 0.02 | 0 | 0 | 6.2199 | 0 | 24.2402 | 8.0801
PJM_ROR_2_PJM_ROM | PJM_ROR | PJM_ROM | 2025 | B20 | 935 | 0 | 8000 | 6279.58 | 7999.89 | 7999.97 | 0 | 0.01 | 0 | 0.9496 | 1.8042 | 0 | 24.2402 | 8.0801
PJM_ROR_2_PJM_ROM | PJM_ROR | PJM_ROM | 2030 | B01 | 10 | 10 | 8000 | 8000 | 5220.73 | 3145.9 | 4.21 | 7.41 | 250.3502 | 0 | 0 | 0.67298 | 1.8767 | 0.62557
PJM_ROR_2_PJM_ROM | PJM_ROR | PJM_ROM | 2030 | B02 | 25 | 25 | 8000 | 8000 | 4954.87 | 2754.34 | 1.56 | 2.86 | 53.8305 | 0 | 0 | 0.36176 | 1.8767 | 0.62557
PJM_ROR_2_PJM_ROM | PJM_ROR | PJM_ROM | 2030 | B03 | 75 | 75 | 8000 | 4696.48 | 27.1 | 18.21 | 0.39 | 0.84 | 0 | 0 | 0 | 0 | 1.8767 | 0.62557
PJM_ROR_2_PJM_ROM | PJM_ROR | PJM_ROM | 2030 | B04 | 100 | 100 | 8000 | 1022.1 | 17.87 | 13.48 | 0.28 | 0.63 | 0 | 0 | 0 | 0 | 1.8767 | 0.62557
PJM_ROR_2_PJM_ROM | PJM_ROR | PJM_ROM | 2030 | B05 | 200 | 200 | 8000 | 3111.57 | 2149.67 | 2499.51 | 0.15 | 0.33 | 0 | 0 | 0 | 0 | 1.8767 | 0.62557
PJM_ROR_2_PJM_ROM | PJM_ROR | PJM_ROM | 2030 | B06 | 300 | 300 | 8000 | 5730.89 | 8.4 | 5.68 | 0.1 | 0.21 | 0 | 0 | 0 | 0 | 1.8767 | 0.62557
PJM_ROR_2_PJM_ROM | PJM_ROR | PJM_ROM | 2030 | B07 | 400 | 400 | 8000 | 4633.08 | 6.11 | 3954.1 | 0.07 | 0.16 | 0 | 0 | 0 | 0 | 1.8767 | 0.62557
PJM_ROR_2_PJM_ROM | PJM_ROR | PJM_ROM | 2030 | B08 | 500 | 500 | 8000 | 5684.61 | 5085.79 | 5619 | 0.06 | 0.13 | 0 | 0 | 0 | 0 | 1.8767 | 0.62557
PJM_ROR_2_PJM_ROM | PJM_ROR | PJM_ROM | 2030 | B09 | 800 | 800 | 8000 | 5781.45 | 6288.68 | 7999.86 | 0.04 | 660.8 | 0 | 0 | 0.61724 | 0 | 1.8767 | 0.62557
PJM_ROR_2_PJM_ROM | PJM_ROR | PJM_ROM | 2030 | B10 | 1262 | 1262 | 8000 | 6786.04 | 6901.14 | 4237.37 | 0.02 | 0.05 | 0 | 0 | 0 | 0 | 1.8767 | 0.62557
PJM_ROR_2_PJM_ROM | PJM_ROR | PJM_ROM | 2030 | B11 | 25 | 25 | 8000 | 7999.99 | 7214.23 | 6385.5 | 1.3 | 2.83 | 1.6618 | 0 | 0 | 0.011168 | 1.8767 | 0.62557
PJM_ROR_2_PJM_ROM | PJM_ROR | PJM_ROM | 2030 | B12 | 200 | 200 | 8000 | 7847.87 | 7999.8 | 7999.69 | 1685.74 | 4919.41 | 0 | 1.8636 | 0.61724 | 0 | 1.8767 | 0.62557
PJM_ROR_2_PJM_ROM | PJM_ROR | PJM_ROM | 2030 | B13 | 600 | 600 | 8000 | 8000 | 7999.91 | 7999.89 | 3700.22 | 3275.97 | 0.28488 | 1.8636 | 0.61724 | 0.045948 | 1.8767 | 0.62557
PJM_ROR_2_PJM_ROM | PJM_ROR | PJM_ROM | 2030 | B14 | 900 | 900 | 8000 | 8000 | 7999.95 | 7999.93 | 1862.94 | 2054.1 | 0.15431 | 1.8636 | 0.61724 | 0.037333 | 1.8767 | 0.62557
PJM_ROR_2_PJM_ROM | PJM_ROR | PJM_ROM | 2030 | B15 | 1203 | 1203 | 8000 | 7813.24 | 7999.71 | 7999.74 | 0.03 | 0.07 | 0 | 0.13057 | 0.10683 | 0 | 1.8767 | 0.62557
PJM_ROR_2_PJM_ROM | PJM_ROR | PJM_ROM | 2030 | B16 | 25 | 25 | 8000 | 8000 | 7998.99 | 7997.8 | 8526.55 | 7482.77 | 4.5818 | 1.8636 | 0.61724 | 0.030792 | 1.8767 | 0.62557
PJM_ROR_2_PJM_ROM | PJM_ROR | PJM_ROM | 2030 | B17 | 100 | 100 | 8000 | 7999.99 | 7999.73 | 7999.42 | 5852.37 | 5673.3 | 0.27301 | 1.8636 | 0.61724 | 0.007339 | 1.8767 | 0.62557
PJM_ROR_2_PJM_ROM | PJM_ROR | PJM_ROM | 2030 | B18 | 400 | 400 | 8000 | 8000 | 7999.93 | 7999.85 | 3904.6 | 3858.21 | 2.8013 | 1.8636 | 0.61724 | 0.30122 | 1.8767 | 0.62557
PJM_ROR_2_PJM_ROM | PJM_ROR | PJM_ROM | 2030 | B19 | 700 | 700 | 8000 | 8000 | 7999.95 | 7999.91 | 2155.17 | 2110.23 | 2.3384 | 1.8636 | 0.61724 | 0.44002 | 1.8767 | 0.62557
PJM_ROR_2_PJM_ROM | PJM_ROR | PJM_ROM | 2030 | B20 | 935 | 935 | 8000 | 8000 | 7999.96 | 7999.93 | 0.17 | 1466.22 | 2.3621 | 1.555 | 0.61724 | 0.59371 | 1.8767 | 0.62557
PJM_ROR_2_PJM_ROM | PJM_ROR | PJM_ROM | 2035 | B01 | 10 | 10 | 8000 | 8000 | 1671 | 1971.03 | 2 | 3.73 | 78.0809 | 0 | 0 | 0.29632 | 4.7862 | 1.5954
PJM_ROR_2_PJM_ROM | PJM_ROR | PJM_ROM | 2035 | B02 | 25 | 25 | 8000 | 8000 | 4598.77 | 4099.26 | 0.82 | 1.55 | 52.1093 | 0 | 0 | 0.4944 | 4.7862 | 1.5954
PJM_ROR_2_PJM_ROM | PJM_ROR | PJM_ROM | 2035 | B03 | 75 | 75 | 8000 | 3215.54 | 34.28 | 24.57 | 0.2 | 0.43 | 0 | 0 | 0 | 0 | 4.7862 | 1.5954
PJM_ROR_2_PJM_ROM | PJM_ROR | PJM_ROM | 2035 | B04 | 100 | 100 | 8000 | 1990.69 | 32.98 | 6889.02 | 0.15 | 0.35 | 0 | 0 | 0 | 0 | 4.7862 | 1.5954
PJM_ROR_2_PJM_ROM | PJM_ROR | PJM_ROM | 2035 | B05 | 200 | 200 | 8000 | 4191.86 | 4937.98 | 7999.47 | 0.07 | 40.28 | 0 | 0 | 1.555 | 0 | 4.7862 | 1.5954
PJM_ROR_2_PJM_ROM | PJM_ROR | PJM_ROM | 2035 | B06 | 300 | 300 | 8000 | 4659.38 | 4744.13 | 7999.73 | 0.05 | 309.47 | 0 | 0 | 1.5787 | 0 | 4.7862 | 1.5954
PJM_ROR_2_PJM_ROM | PJM_ROR | PJM_ROM | 2035 | B07 | 400 | 400 | 8000 | 5246.57 | 5909.7 | 7999.9 | 0.04 | 2058.92 | 0 | 0 | 1.5787 | 0 | 4.7862 | 1.5954
PJM_ROR_2_PJM_ROM | PJM_ROR | PJM_ROM | 2035 | B08 | 500 | 500 | 8000 | 7697.89 | 7999.91 | 7999.93 | 2231.81 | 7641.51 | 0 | 4.7717 | 1.5787 | 0 | 4.7862 | 1.5954
PJM_ROR_2_PJM_ROM | PJM_ROR | PJM_ROM | 2035 | B09 | 800 | 800 | 8000 | 7791.08 | 7951.73 | 7999.96 | 0.02 | 3852.26 | 0 | 0 | 1.5787 | 0 | 4.7862 | 1.5954
PJM_ROR_2_PJM_ROM | PJM_ROR | PJM_ROM | 2035 | B10 | 1262 | 1262 | 8000 | 2488.02 | 3345.85 | 7999.91 | 0.01 | 0.06 | 0 | 0 | 1.1751 | 0 | 4.7862 | 1.5954
PJM_ROR_2_PJM_ROM | PJM_ROR | PJM_ROM | 2035 | B11 | 25 | 25 | 8000 | 6111.17 | 5766.8 | 7226.44 | 0.63 | 1.45 | 0 | 0 | 0 | 0 | 4.7862 | 1.5954
PJM_ROR_2_PJM_ROM | PJM_ROR | PJM_ROM | 2035 | B12 | 200 | 200 | 8000 | 6577.91 | 7999.93 | 7999.85 | 3476.89 | 6612.7 | 0 | 4.7717 | 1.5787 | 0 | 4.7862 | 1.5954
PJM_ROR_2_PJM_ROM | PJM_ROR | PJM_ROM | 2035 | B13 | 600 | 600 | 8000 | 8000 | 7999.97 | 7999.95 | 1762.08 | 5395.1 | 3.0743 | 4.7717 | 1.5787 | 0.70004 | 4.7862 | 1.5954
PJM_ROR_2_PJM_ROM | PJM_ROR | PJM_ROM | 2035 | B14 | 900 | 900 | 8000 | 8000 | 7999.98 | 7999.96 | 486.93 | 4383.03 | 5.3296 | 4.7717 | 1.5787 | 1.8204 | 4.7862 | 1.5954
PJM_ROR_2_PJM_ROM | PJM_ROR | PJM_ROM | 2035 | B15 | 1203 | 1203 | 8000 | 3259.77 | 4234.42 | 7999.97 | 0.02 | 0.77 | 0 | 0 | 1.5312 | 0 | 4.7862 | 1.5954
PJM_ROR_2_PJM_ROM | PJM_ROR | PJM_ROM | 2035 | B16 | 25 | 25 | 8000 | 7394.47 | 7999.49 | 7998.89 | 4746.36 | 9234.47 | 0 | 4.7717 | 1.5787 | 0 | 4.7862 | 1.5954
PJM_ROR_2_PJM_ROM | PJM_ROR | PJM_ROM | 2035 | B17 | 100 | 100 | 8000 | 5493.51 | 7999.87 | 7999.71 | 2729.22 | 7392.9 | 0 | 4.7717 | 1.5787 | 0 | 4.7862 | 1.5954
PJM_ROR_2_PJM_ROM | PJM_ROR | PJM_ROM | 2035 | B18 | 400 | 400 | 8000 | 8000 | 7999.96 | 7999.92 | 506.22 | 4923.43 | 4.0239 | 4.7717 | 1.5787 | 0.61084 | 4.7862 | 1.5954
PJM_ROR_2_PJM_ROM | PJM_ROR | PJM_ROM | 2035 | B19 | 700 | 700 | 8000 | 8000 | 7999.9 | 7999.95 | 0.03 | 2856.17 | 9.2586 | 1.1395 | 1.5787 | 2.4596 | 4.7862 | 1.5954
PJM_ROR_2_PJM_ROM | PJM_ROR | PJM_ROM | 2035 | B20 | 935 | 935 | 8000 | 2716.52 | 7999.98 | 7999.97 | 0.28 | 3757.57 | 0 | 3.5966 | 1.5787 | 0 | 4.7862 | 1.5954
PJM_ROR_2_PJM_ROM | PJM_ROR | PJM_ROM | 2040 | B01 | 10 | 10 | 8000 | 7331.99 | 5122.41 | 2324.06 | 1.19 | 2.45 | 0 | 0 | 0 | 0 | 9.036 | 3.012
PJM_ROR_2_PJM_ROM | PJM_ROR | PJM_ROM | 2040 | B02 | 25 | 25 | 8000 | 5506.42 | 3679.84 | 4423.89 | 0.44 | 0.98 | 0 | 0 | 0 | 0 | 9.036 | 3.012
PJM_ROR_2_PJM_ROM | PJM_ROR | PJM_ROM | 2040 | B03 | 75 | 75 | 8000 | 896.97 | 43.04 | 31.52 | 0.13 | 0.29 | 0 | 0 | 0 | 0 | 9.036 | 3.012
PJM_ROR_2_PJM_ROM | PJM_ROR | PJM_ROM | 2040 | B04 | 100 | 100 | 8000 | 2364.82 | 3921.67 | 2887.82 | 0.1 | 0.22 | 0 | 0 | 0 | 0 | 9.036 | 3.012
PJM_ROR_2_PJM_ROM | PJM_ROR | PJM_ROM | 2040 | B05 | 200 | 200 | 8000 | 2643.4 | 2747.91 | 3617.43 | 0.05 | 0.11 | 0 | 0 | 0 | 0 | 9.036 | 3.012
PJM_ROR_2_PJM_ROM | PJM_ROR | PJM_ROM | 2040 | B06 | 300 | 300 | 8000 | 2966.77 | 2135 | 3627.9 | 0.03 | 0.07 | 0 | 0 | 0 | 0 | 9.036 | 3.012
PJM_ROR_2_PJM_ROM | PJM_ROR | PJM_ROM | 2040 | B07 | 400 | 400 | 8000 | 6925.61 | 6839.34 | 7999.68 | 0.02 | 0.08 | 0 | 0 | 1.2107 | 0 | 9.036 | 3.012
PJM_ROR_2_PJM_ROM | PJM_ROR | PJM_ROM | 2040 | B08 | 500 | 500 | 8000 | 6564.84 | 6800.22 | 7999.94 | 0.02 | 2019.84 | 0 | 0 | 3.0031 | 0 | 9.036 | 3.012
PJM_ROR_2_PJM_ROM | PJM_ROR | PJM_ROM | 2040 | B09 | 800 | 800 | 8000 | 2550.94 | 3203.29 | 5338.71 | 0.01 | 0.03 | 0 | 0 | 0 | 0 | 9.036 | 3.012
PJM_ROR_2_PJM_ROM | PJM_ROR | PJM_ROM | 2040 | B10 | 1262 | 1262 | 8000 | 8000 | 7999.98 | 7999.98 | 601.05 | 5179.92 | 12.0481 | 9.0212 | 3.0031 | 12.0481 | 9.036 | 3.012
PJM_ROR_2_PJM_ROM | PJM_ROR | PJM_ROM | 2040 | B11 | 25 | 25 | 8000 | 6418.92 | 2626.8 | 4807.48 | 0.41 | 0.92 | 0 | 0 | 0 | 0 | 9.036 | 3.012
PJM_ROR_2_PJM_ROM | PJM_ROR | PJM_ROM | 2040 | B12 | 200 | 200 | 8000 | 5544.19 | 2409.8 | 5743.18 | 0.05 | 0.13 | 0 | 0 | 0 | 0 | 9.036 | 3.012
PJM_ROR_2_PJM_ROM | PJM_ROR | PJM_ROM | 2040 | B13 | 600 | 600 | 8000 | 4290.47 | 1751.12 | 7123.77 | 0.02 | 0.05 | 0 | 0 | 0 | 0 | 9.036 | 3.012
PJM_ROR_2_PJM_ROM | PJM_ROR | PJM_ROM | 2040 | B14 | 900 | 900 | 8000 | 3863.84 | 7999.94 | 7999.98 | 0.01 | 154.09 | 0 | 1.9942 | 3.0031 | 0 | 9.036 | 3.012
PJM_ROR_2_PJM_ROM | PJM_ROR | PJM_ROM | 2040 | B15 | 1203 | 1203 | 8000 | 7832.78 | 7999.9 | 7999.98 | 0.01 | 3540.66 | 0 | 0.62911 | 3.0031 | 0 | 9.036 | 3.012
PJM_ROR_2_PJM_ROM | PJM_ROR | PJM_ROM | 2040 | B16 | 25 | 25 | 8000 | 7875.5 | 3241.11 | 7759.94 | 0.48 | 1.41 | 0 | 0 | 0.01187 | 0 | 9.036 | 3.012
PJM_ROR_2_PJM_ROM | PJM_ROR | PJM_ROM | 2040 | B17 | 100 | 100 | 8000 | 5880.65 | 1786.77 | 7999.8 | 0.12 | 1569.14 | 0 | 0 | 3.0031 | 0 | 9.036 | 3.012
PJM_ROR_2_PJM_ROM | PJM_ROR | PJM_ROM | 2040 | B18 | 400 | 400 | 8000 | 6250.74 | 2249.85 | 7999.9 | 0.03 | 0.13 | 0 | 0 | 1.4007 | 0 | 9.036 | 3.012
PJM_ROR_2_PJM_ROM | PJM_ROR | PJM_ROM | 2040 | B19 | 700 | 700 | 8000 | 6068.85 | 3296.8 | 7999.94 | 0.01 | 0.07 | 0 | 0 | 1.4125 | 0 | 9.036 | 3.012
PJM_ROR_2_PJM_ROM | PJM_ROR | PJM_ROM | 2040 | B20 | 935 | 935 | 8000 | 7008.34 | 7999.96 | 7999.98 | 0.01 | 2580.8 | 0 | 2.0179 | 3.0031 | 0 | 9.036 | 3.012
PJM_ROR_2_PJM_ROM | PJM_ROR | PJM_ROM | 2045 | B01 | 10 | 10 | 8000 | 6653.98 | 6860.55 | 2328.37 | 0.61 | 1.21 | 0 | 0.01187 | 0 | 0 | 22.0871 | 7.3624
PJM_ROR_2_PJM_ROM | PJM_ROR | PJM_ROM | 2045 | B02 | 25 | 25 | 8000 | 5307.28 | 3927.7 | 2659.11 | 0.21 | 0.47 | 0 | 0 | 0 | 0 | 22.0871 | 7.3624
PJM_ROR_2_PJM_ROM | PJM_ROR | PJM_ROM | 2045 | B03 | 75 | 75 | 8000 | 804.67 | 53.84 | 36.73 | 0.07 | 0.15 | 0 | 0 | 0 | 0 | 22.0871 | 7.3624
PJM_ROR_2_PJM_ROM | PJM_ROR | PJM_ROM | 2045 | B04 | 100 | 100 | 8000 | 2514.16 | 1652.21 | 37.98 | 0.05 | 0.11 | 0 | 0 | 0 | 0 | 22.0871 | 7.3624
PJM_ROR_2_PJM_ROM | PJM_ROR | PJM_ROM | 2045 | B05 | 200 | 200 | 8000 | 2896.35 | 3408.03 | 2158.27 | 0.03 | 0.06 | 0 | 0 | 0 | 0 | 22.0871 | 7.3624
PJM_ROR_2_PJM_ROM | PJM_ROR | PJM_ROM | 2045 | B06 | 300 | 300 | 8000 | 5214.93 | 2889.22 | 13.03 | 0.02 | 0.04 | 0 | 0 | 0 | 0 | 22.0871 | 7.3624
PJM_ROR_2_PJM_ROM | PJM_ROR | PJM_ROM | 2045 | B07 | 400 | 400 | 8000 | 6370.91 | 4800.03 | 5290.63 | 0.01 | 0.03 | 0 | 0 | 0 | 0 | 22.0871 | 7.3624
PJM_ROR_2_PJM_ROM | PJM_ROR | PJM_ROM | 2045 | B08 | 500 | 500 | 8000 | 5177.82 | 4165.98 | 6361.8 | 0.01 | 0.02 | 0 | 0 | 0 | 0 | 22.0871 | 7.3624
PJM_ROR_2_PJM_ROM | PJM_ROR | PJM_ROM | 2045 | B09 | 800 | 800 | 8000 | 376.35 | 929.26 | 2377.93 | 0.01 | 0.01 | 0 | 0 | 0 | 0 | 22.0871 | 7.3624
PJM_ROR_2_PJM_ROM | PJM_ROR | PJM_ROM | 2045 | B10 | 1262 | 0 | 8000 | 7009.5 | 6806.59 | 7999.98 | 0 | 0.02 | 0 | 0 | 3.0269 | 0 | 22.0871 | 7.3624
PJM_ROR_2_PJM_ROM | PJM_ROR | PJM_ROM | 2045 | B11 | 25 | 25 | 8000 | 5056.8 | 154.48 | 943.09 | 0.21 | 0.46 | 0 | 0 | 0 | 0 | 22.0871 | 7.3624
PJM_ROR_2_PJM_ROM | PJM_ROR | PJM_ROM | 2045 | B12 | 200 | 200 | 8000 | 8000 | 5777.58 | 6233.96 | 0.03 | 0.06 | 50.8392 | 0 | 0 | 16.9464 | 22.0871 | 7.3624
PJM_ROR_2_PJM_ROM | PJM_ROR | PJM_ROM | 2045 | B13 | 600 | 600 | 8000 | 6941.07 | 6666.85 | 7999.95 | 0.01 | 0.03 | 0 | 0 | 3.0506 | 0 | 22.0871 | 7.3624
PJM_ROR_2_PJM_ROM | PJM_ROR | PJM_ROM | 2045 | B14 | 900 | 900 | 8000 | 7292.04 | 7999.99 | 7999.99 | 0.01 | 1249.35 | 0 | 11.4071 | 7.3475 | 0 | 22.0871 | 7.3624
PJM_ROR_2_PJM_ROM | PJM_ROR | PJM_ROM | 2045 | B15 | 1203 | 0 | 8000 | 6468.78 | 5313.14 | 6618.82 | 0 | 0.01 | 0 | 0 | 0 | 0 | 22.0871 | 7.3624
PJM_ROR_2_PJM_ROM | PJM_ROR | PJM_ROM | 2045 | B16 | 25 | 25 | 8000 | 6525 | 7999.81 | 5633.85 | 375.37 | 0.74 | 0 | 22.0663 | 0 | 0 | 22.0871 | 7.3624
PJM_ROR_2_PJM_ROM | PJM_ROR | PJM_ROM | 2045 | B17 | 100 | 100 | 8000 | 4371.93 | 7709.97 | 7999.9 | 0.08 | 598.19 | 0 | 0.01187 | 7.3475 | 0 | 22.0871 | 7.3624
PJM_ROR_2_PJM_ROM | PJM_ROR | PJM_ROM | 2045 | B18 | 400 | 400 | 8000 | 8000 | 7999.97 | 7999.97 | 0.02 | 324.83 | 18.7546 | 7.941 | 7.3475 | 12.5031 | 22.0871 | 7.3624
PJM_ROR_2_PJM_ROM | PJM_ROR | PJM_ROM | 2045 | B19 | 700 | 700 | 8000 | 7480.48 | 7999.95 | 7997.76 | 0.01 | 0.02 | 0 | 3.2168 | 0.09496 | 0 | 22.0871 | 7.3624
PJM_ROR_2_PJM_ROM | PJM_ROR | PJM_ROM | 2045 | B20 | 935 | 935 | 8000 | 7290.21 | 7999.88 | 7999.91 | 0.01 | 0.02 | 0 | 1.5431 | 1.3294 | 0 | 22.0871 | 7.3624
PJM_ROR_2_PJM_ROM | PJM_ROR | PJM_ROM | 2050 | B01 | 10 | 10 | 8000 | 6143.85 | 7999.61 | 7999.12 | 2105.03 | 2083.14 | 0 | 11.0272 | 3.6678 | 0 | 11.0398 | 3.6799
PJM_ROR_2_PJM_ROM | PJM_ROR | PJM_ROM | 2050 | B02 | 25 | 25 | 8000 | 4768.81 | 7999.82 | 7999.64 | 277.14 | 2922.06 | 0 | 11.0154 | 3.6678 | 0 | 11.0398 | 3.6799
PJM_ROR_2_PJM_ROM | PJM_ROR | PJM_ROM | 2050 | B03 | 75 | 75 | 8000 | 4391.71 | 4167.4 | 4880.47 | 0.06 | 0.14 | 0 | 0 | 0 | 0 | 11.0398 | 3.6799
PJM_ROR_2_PJM_ROM | PJM_ROR | PJM_ROM | 2050 | B04 | 100 | 100 | 8000 | 4228.64 | 3722.31 | 3830.83 | 0.05 | 0.1 | 0 | 0 | 0 | 0 | 11.0398 | 3.6799
PJM_ROR_2_PJM_ROM | PJM_ROR | PJM_ROM | 2050 | B05 | 200 | 200 | 8000 | 2118 | 4434.72 | 2703.94 | 0.02 | 0.05 | 0 | 0 | 0 | 0 | 11.0398 | 3.6799
PJM_ROR_2_PJM_ROM | PJM_ROR | PJM_ROM | 2050 | B06 | 300 | 300 | 8000 | 5997.62 | 5607.88 | 7356.94 | 0.02 | 0.03 | 0 | 0 | 0 | 0 | 11.0398 | 3.6799
PJM_ROR_2_PJM_ROM | PJM_ROR | PJM_ROM | 2050 | B07 | 400 | 400 | 8000 | 2006.35 | 2208.76 | 4364.09 | 0.01 | 0.03 | 0 | 0 | 0 | 0 | 11.0398 | 3.6799
PJM_ROR_2_PJM_ROM | PJM_ROR | PJM_ROM | 2050 | B08 | 500 | 500 | 8000 | 7801.61 | 7891.63 | 7999.98 | 0.01 | 4769.09 | 0 | 0 | 3.6678 | 0 | 11.0398 | 3.6799
PJM_ROR_2_PJM_ROM | PJM_ROR | PJM_ROM | 2050 | B09 | 800 | 800 | 8000 | 7288.98 | 7999.95 | 7999.99 | 0.01 | 1674.52 | 0 | 3.6441 | 3.6678 | 0 | 11.0398 | 3.6799
PJM_ROR_2_PJM_ROM | PJM_ROR | PJM_ROM | 2050 | B10 | 1262 | 0 | 8000 | 5567.8 | 5531.72 | 6393.05 | 0 | 0.01 | 0 | 0 | 0 | 0 | 11.0398 | 3.6799
PJM_ROR_2_PJM_ROM | PJM_ROR | PJM_ROM | 2050 | B11 | 25 | 25 | 8000 | 6519.51 | 4665.66 | 936.42 | 0.19 | 0.43 | 0 | 0 | 0 | 0 | 11.0398 | 3.6799
PJM_ROR_2_PJM_ROM | PJM_ROR | PJM_ROM | 2050 | B12 | 200 | 200 | 8000 | 8000 | 7856.53 | 7999.95 | 0.03 | 2517.59 | 46.388 | 0 | 3.6678 | 7.7313 | 11.0398 | 3.6799
PJM_ROR_2_PJM_ROM | PJM_ROR | PJM_ROM | 2050 | B13 | 600 | 600 | 8000 | 7999.89 | 7999.93 | 7999.98 | 0.01 | 1677.05 | 0 | 1.2582 | 3.6678 | 0 | 11.0398 | 3.6799
PJM_ROR_2_PJM_ROM | PJM_ROR | PJM_ROM | 2050 | B14 | 900 | 900 | 8000 | 8000 | 7999.99 | 7999.99 | 0.03 | 2298.2 | 0.98521 | 8.1547 | 3.6678 | 0.73891 | 11.0398 | 3.6799
PJM_ROR_2_PJM_ROM | PJM_ROR | PJM_ROM | 2050 | B15 | 1203 | 0 | 8000 | 5990.25 | 6940.62 | 7999.99 | 0 | 0.02 | 0 | 0 | 2.1366 | 0 | 11.0398 | 3.6799
PJM_ROR_2_PJM_ROM | PJM_ROR | PJM_ROM | 2050 | B16 | 25 | 25 | 8000 | 5838.29 | 7999.84 | 7999.64 | 1812.92 | 1083.95 | 0 | 11.0272 | 3.6678 | 0 | 11.0398 | 3.6799
PJM_ROR_2_PJM_ROM | PJM_ROR | PJM_ROM | 2050 | B17 | 100 | 100 | 8000 | 8000 | 7999.96 | 7999.91 | 274.42 | 2169.88 | 74.9947 | 11.0272 | 3.6678 | 6.2496 | 11.0398 | 3.6799
PJM_ROR_2_PJM_ROM | PJM_ROR | PJM_ROM | 2050 | B18 | 400 | 400 | 8000 | 7999.81 | 7979.94 | 7999.97 | 0.01 | 0.13 | 0 | 0 | 3.0269 | 0 | 11.0398 | 3.6799
PJM_ROR_2_PJM_ROM | PJM_ROR | PJM_ROM | 2050 | B19 | 700 | 700 | 8000 | 6291.24 | 7999.99 | 7999.98 | 0.01 | 0.07 | 0 | 6.2792 | 2.8132 | 0 | 11.0398 | 3.6799
PJM_ROR_2_PJM_ROM | PJM_ROR | PJM_ROM | 2050 | B20 | 935 | 0 | 8000 | 4067.45 | 6933.71 | 6907 | 0 | 0.01 | 0 | 0 | 0 | 0 | 11.0398 | 3.6799
PJM_ROR_2_TVA_Transmission | PJM_ROR | TVA_Transmission | 2015 | B01 | 10 | 10 | 2500 | 2403.76 | 2352.51 | 2374.15 | 5.71 | 11.94 | 0 | 0.01187 | 0.01187 | 0 | 0.365 | 0.12167
PJM_ROR_2_TVA_Transmission | PJM_ROR | TVA_Transmission | 2015 | B02 | 25 | 25 | 2500 | 2499.99 | 2496.03 | 2491.55 | 88.78 | 95.82 | 0.48667 | 0.3561 | 0.1187 | 0.48667 | 0.365 | 0.12167
PJM_ROR_2_TVA_Transmission | PJM_ROR | TVA_Transmission | 2015 | B03 | 75 | 75 | 2500 | 1378.46 | 1377.87 | 1393.15 | 0.8 | 1.65 | 0 | 0 | 0 | 0 | 0.365 | 0.12167
PJM_ROR_2_TVA_Transmission | PJM_ROR | TVA_Transmission | 2015 | B04 | 100 | 100 | 2500 | 829.99 | 830.05 | 845.11 | 0.6 | 1.2 | 0 | 0 | 0 | 0 | 0.365 | 0.12167
PJM_ROR_2_TVA_Transmission | PJM_ROR | TVA_Transmission | 2015 | B05 | 200 | 200 | 2500 | 0.01 | 0.86 | 0.19 | 0.23 | 0.16 | 0 | 0 | 0 | 0 | 0.365 | 0.12167
PJM_ROR_2_TVA_Transmission | PJM_ROR | TVA_Transmission | 2015 | B06 | 300 | 300 | 2500 | 0 | 0.05 | 0.04 | 0.04 | 0.04 | 0 | 0 | 0 | 0 | 0.365 | 0.12167
PJM_ROR_2_TVA_Transmission | PJM_ROR | TVA_Transmission | 2015 | B07 | 400 | 400 | 2500 | 0 | 0.02 | 0.02 | 0.02 | 0.02 | 0 | 0 | 0 | 0 | 0.365 | 0.12167
PJM_ROR_2_TVA_Transmission | PJM_ROR | TVA_Transmission | 2015 | B08 | 500 | 500 | 2500 | 0 | 0.05 | 0.03 | 0.04 | 0.03 | 0 | 0 | 0 | 0 | 0.365 | 0.12167
PJM_ROR_2_TVA_Transmission | PJM_ROR | TVA_Transmission | 2015 | B09 | 800 | 800 | 2500 | 172.07 | 171.05 | 187.81 | 0.07 | 0.13 | 0 | 0 | 0 | 0 | 0.365 | 0.12167
PJM_ROR_2_TVA_Transmission | PJM_ROR | TVA_Transmission | 2015 | B10 | 1262 | 1262 | 2500 | 0.01 | 0.28 | 0.1 | 0.04 | 0.05 | 0 | 0 | 0 | 0 | 0.365 | 0.12167
PJM_ROR_2_TVA_Transmission | PJM_ROR | TVA_Transmission | 2015 | B11 | 25 | 25 | 2500 | 1504.57 | 699.27 | 1009.63 | 2.22 | 4.41 | 0 | 0 | 0 | 0 | 0.365 | 0.12167
PJM_ROR_2_TVA_Transmission | PJM_ROR | TVA_Transmission | 2015 | B12 | 200 | 200 | 2500 | 0 | 0.02 | 0.02 | 0.02 | 0.02 | 0 | 0 | 0 | 0 | 0.365 | 0.12167
PJM_ROR_2_TVA_Transmission | PJM_ROR | TVA_Transmission | 2015 | B13 | 600 | 600 | 2500 | 0 | 0.01 | 0.01 | 0.01 | 0.01 | 0 | 0 | 0 | 0 | 0.365 | 0.12167
PJM_ROR_2_TVA_Transmission | PJM_ROR | TVA_Transmission | 2015 | B14 | 900 | 900 | 2500 | 0 | 0.01 | 0.01 | 0.01 | 0.01 | 0 | 0 | 0 | 0 | 0.365 | 0.12167
PJM_ROR_2_TVA_Transmission | PJM_ROR | TVA_Transmission | 2015 | B15 | 1203 | 1203 | 2500 | 611.03 | 323.64 | 637.43 | 0.05 | 0.11 | 0 | 0 | 0 | 0 | 0.365 | 0.12167
PJM_ROR_2_TVA_Transmission | PJM_ROR | TVA_Transmission | 2015 | B16 | 25 | 25 | 2500 | 166.58 | 2.95 | 191.01 | 1.31 | 3.74 | 0 | 0 | 0 | 0 | 0.365 | 0.12167
PJM_ROR_2_TVA_Transmission | PJM_ROR | TVA_Transmission | 2015 | B17 | 100 | 100 | 2500 | 0 | 0.04 | 0.03 | 0.04 | 0.03 | 0 | 0 | 0 | 0 | 0.365 | 0.12167
PJM_ROR_2_TVA_Transmission | PJM_ROR | TVA_Transmission | 2015 | B18 | 400 | 400 | 2500 | 0 | 0.02 | 0.01 | 0.02 | 0.01 | 0 | 0 | 0 | 0 | 0.365 | 0.12167
PJM_ROR_2_TVA_Transmission | PJM_ROR | TVA_Transmission | 2015 | B19 | 700 | 700 | 2500 | 0 | 0.02 | 0.01 | 0.01 | 0.01 | 0 | 0 | 0 | 0 | 0.365 | 0.12167
PJM_ROR_2_TVA_Transmission | PJM_ROR | TVA_Transmission | 2015 | B20 | 935 | 935 | 2500 | 2226.72 | 1938.65 | 1875.78 | 0.07 | 0.14 | 0 | 0 | 0 | 0 | 0.365 | 0.12167
PJM_ROR_2_TVA_Transmission | PJM_ROR | TVA_Transmission | 2020 | B01 | 10 | 10 | 2500 | 739.62 | 6.32 | 10.96 | 6.63 | 11.21 | 0 | 0 | 0 | 0 | 0 | 0
PJM_ROR_2_TVA_Transmission | PJM_ROR | TVA_Transmission | 2020 | B02 | 25 | 25 | 2500 | 2351.47 | 332.52 | 91.08 | 217.69 | 74.86 | 0 | 0 | 0 | 0 | 0 | 0
PJM_ROR_2_TVA_Transmission | PJM_ROR | TVA_Transmission | 2020 | B03 | 75 | 75 | 2500 | 849.97 | 698.26 | 740.9 | 149.3 | 123.27 | 0 | 0 | 0 | 0 | 0 | 0
PJM_ROR_2_TVA_Transmission | PJM_ROR | TVA_Transmission | 2020 | B04 | 100 | 100 | 2500 | 145.97 | 93.79 | 109.06 | 50.53 | 51.45 | 0 | 0 | 0 | 0 | 0 | 0
PJM_ROR_2_TVA_Transmission | PJM_ROR | TVA_Transmission | 2020 | B05 | 200 | 200 | 2500 | 0 | 0.2 | 0.04 | 0.22 | 0.05 | 0 | 0 | 0 | 0 | 0 | 0
PJM_ROR_2_TVA_Transmission | PJM_ROR | TVA_Transmission | 2020 | B06 | 300 | 300 | 2500 | 0 | 0.08 | 0.03 | 0.08 | 0.03 | 0 | 0 | 0 | 0 | 0 | 0
PJM_ROR_2_TVA_Transmission | PJM_ROR | TVA_Transmission | 2020 | B07 | 400 | 400 | 2500 | 0 | 0.03 | 0.02 | 0.03 | 0.02 | 0 | 0 | 0 | 0 | 0 | 0
PJM_ROR_2_TVA_Transmission | PJM_ROR | TVA_Transmission | 2020 | B08 | 500 | 500 | 2500 | 0 | 0.04 | 0.02 | 0.04 | 0.03 | 0 | 0 | 0 | 0 | 0 | 0
PJM_ROR_2_TVA_Transmission | PJM_ROR | TVA_Transmission | 2020 | B09 | 800 | 800 | 2500 | 0 | 0.03 | 0.02 | 0.03 | 0.02 | 0 | 0 | 0 | 0 | 0 | 0
PJM_ROR_2_TVA_Transmission | PJM_ROR | TVA_Transmission | 2020 | B10 | 1262 | 1262 | 2500 | 0 | 0.01 | 0.01 | 0.01 | 0.01 | 0 | 0 | 0 | 0 | 0 | 0
PJM_ROR_2_TVA_Transmission | PJM_ROR | TVA_Transmission | 2020 | B11 | 25 | 25 | 2500 | 0.01 | 0.82 | 0.32 | 0.89 | 0.36 | 0 | 0 | 0 | 0 | 0 | 0
PJM_ROR_2_TVA_Transmission | PJM_ROR | TVA_Transmission | 2020 | B12 | 200 | 200 | 2500 | 0 | 0.03 | 0.03 | 0.04 | 0.03 | 0 | 0 | 0 | 0 | 0 | 0
PJM_ROR_2_TVA_Transmission | PJM_ROR | TVA_Transmission | 2020 | B13 | 600 | 600 | 2500 | 0 | 0.01 | 0.01 | 0.01 | 0.01 | 0 | 0 | 0 | 0 | 0 | 0
PJM_ROR_2_TVA_Transmission | PJM_ROR | TVA_Transmission | 2020 | B14 | 900 | 900 | 2500 | 0 | 0.01 | 0.01 | 0.01 | 0.01 | 0 | 0 | 0 | 0 | 0 | 0
PJM_ROR_2_TVA_Transmission | PJM_ROR | TVA_Transmission | 2020 | B15 | 1203 | 1203 | 2500 | 0 | 0.04 | 0.07 | 0.04 | 0.07 | 0 | 0 | 0 | 0 | 0 | 0
PJM_ROR_2_TVA_Transmission | PJM_ROR | TVA_Transmission | 2020 | B16 | 25 | 25 | 2500 | 0 | 0.34 | 3.76 | 0.39 | 3.92 | 0 | 0 | 0 | 0 | 0 | 0
PJM_ROR_2_TVA_Transmission | PJM_ROR | TVA_Transmission | 2020 | B17 | 100 | 100 | 2500 | 0 | 0.07 | 0.06 | 0.07 | 0.07 | 0 | 0 | 0 | 0 | 0 | 0
PJM_ROR_2_TVA_Transmission | PJM_ROR | TVA_Transmission | 2020 | B18 | 400 | 400 | 2500 | 0 | 0.02 | 0.02 | 0.02 | 0.02 | 0 | 0 | 0 | 0 | 0 | 0
PJM_ROR_2_TVA_Transmission | PJM_ROR | TVA_Transmission | 2020 | B19 | 700 | 700 | 2500 | 0 | 0.01 | 0.01 | 0.01 | 0.01 | 0 | 0 | 0 | 0 | 0 | 0
PJM_ROR_2_TVA_Transmission | PJM_ROR | TVA_Transmission | 2020 | B20 | 935 | 935 | 2500 | 0 | 0.15 | 0.23 | 0.16 | 0.24 | 0 | 0 | 0 | 0 | 0 | 0
PJM_ROR_2_TVA_Transmission | PJM_ROR | TVA_Transmission | 2025 | B01 | 10 | 10 | 2500 | 240.11 | 3.57 | 7.13 | 3.9 | 7.69 | 0 | 0 | 0 | 0 | 0 | 0
PJM_ROR_2_TVA_Transmission | PJM_ROR | TVA_Transmission | 2025 | B02 | 25 | 25 | 2500 | 1139.48 | 180.46 | 33.8 | 138.46 | 32.47 | 0 | 0 | 0 | 0 | 0 | 0
PJM_ROR_2_TVA_Transmission | PJM_ROR | TVA_Transmission | 2025 | B03 | 75 | 75 | 2500 | 1763.32 | 1511.14 | 12.06 | 255.11 | 11.58 | 0 | 0 | 0 | 0 | 0 | 0
PJM_ROR_2_TVA_Transmission | PJM_ROR | TVA_Transmission | 2025 | B04 | 100 | 100 | 2500 | 1075.11 | 902.33 | 8.66 | 145.99 | 8.27 | 0 | 0 | 0 | 0 | 0 | 0
PJM_ROR_2_TVA_Transmission | PJM_ROR | TVA_Transmission | 2025 | B05 | 200 | 200 | 2500 | 1252.24 | 373.12 | 0.19 | 59.45 | 0.19 | 0 | 0 | 0 | 0 | 0 | 0
PJM_ROR_2_TVA_Transmission | PJM_ROR | TVA_Transmission | 2025 | B06 | 300 | 300 | 2500 | 0 | 0.68 | 0.05 | 0.7 | 0.06 | 0 | 0 | 0 | 0 | 0 | 0
PJM_ROR_2_TVA_Transmission | PJM_ROR | TVA_Transmission | 2025 | B07 | 400 | 400 | 2500 | 0.01 | 0.05 | 0.05 | 0.06 | 0.05 | 0 | 0 | 0 | 0 | 0 | 0
PJM_ROR_2_TVA_Transmission | PJM_ROR | TVA_Transmission | 2025 | B08 | 500 | 500 | 2500 | 0 | 0.03 | 0.07 | 0.03 | 0.07 | 0 | 0 | 0 | 0 | 0 | 0
PJM_ROR_2_TVA_Transmission | PJM_ROR | TVA_Transmission | 2025 | B09 | 800 | 800 | 2500 | 0 | 0.02 | 1.42 | 0.02 | 1.37 | 0 | 0 | 0 | 0 | 0 | 0
PJM_ROR_2_TVA_Transmission | PJM_ROR | TVA_Transmission | 2025 | B10 | 1262 | 1262 | 2500 | 0 | 0.02 | 0.93 | 0.02 | 0.89 | 0 | 0 | 0 | 0 | 0 | 0
PJM_ROR_2_TVA_Transmission | PJM_ROR | TVA_Transmission | 2025 | B11 | 25 | 25 | 2500 | 0.34 | 913.73 | 28.67 | 479.45 | 27.77 | 0 | 0 | 0 | 0 | 0 | 0
PJM_ROR_2_TVA_Transmission | PJM_ROR | TVA_Transmission | 2025 | B12 | 200 | 200 | 2500 | 0 | 0.05 | 0.14 | 0.06 | 0.15 | 0 | 0 | 0 | 0 | 0 | 0
PJM_ROR_2_TVA_Transmission | PJM_ROR | TVA_Transmission | 2025 | B13 | 600 | 600 | 2500 | 0 | 0.02 | 0.14 | 0.02 | 0.14 | 0 | 0 | 0 | 0 | 0 | 0
PJM_ROR_2_TVA_Transmission | PJM_ROR | TVA_Transmission | 2025 | B14 | 900 | 900 | 2500 | 0 | 0.02 | 1.39 | 0.02 | 1.34 | 0 | 0 | 0 | 0 | 0 | 0
PJM_ROR_2_TVA_Transmission | PJM_ROR | TVA_Transmission | 2025 | B15 | 1203 | 1203 | 2500 | 0 | 0.43 | 1.04 | 0.43 | 0.99 | 0 | 0 | 0 | 0 | 0 | 0
PJM_ROR_2_TVA_Transmission | PJM_ROR | TVA_Transmission | 2025 | B16 | 25 | 25 | 2500 | 0 | 6.93 | 32.96 | 7.04 | 31.24 | 0 | 0 | 0 | 0 | 0 | 0
PJM_ROR_2_TVA_Transmission | PJM_ROR | TVA_Transmission | 2025 | B17 | 100 | 100 | 2500 | 0 | 0.15 | 0.96 | 0.17 | 1 | 0 | 0 | 0 | 0 | 0 | 0
PJM_ROR_2_TVA_Transmission | PJM_ROR | TVA_Transmission | 2025 | B18 | 400 | 400 | 2500 | 0 | 0.03 | 0.19 | 0.03 | 0.2 | 0 | 0 | 0 | 0 | 0 | 0
PJM_ROR_2_TVA_Transmission | PJM_ROR | TVA_Transmission | 2025 | B19 | 700 | 700 | 2500 | 0 | 0.02 | 0.14 | 0.02 | 0.14 | 0 | 0 | 0 | 0 | 0 | 0
PJM_ROR_2_TVA_Transmission | PJM_ROR | TVA_Transmission | 2025 | B20 | 935 | 935 | 2500 | 0 | 0.6 | 0.12 | 0.59 | 0.12 | 0 | 0 | 0 | 0 | 0 | 0
PJM_ROR_2_TVA_Transmission | PJM_ROR | TVA_Transmission | 2030 | B01 | 10 | 10 | 2500 | 1146.93 | 1.17 | 2.29 | 0.9 | 1.78 | 0 | 0 | 0 | 0 | 1.8606 | 0.62021
PJM_ROR_2_TVA_Transmission | PJM_ROR | TVA_Transmission | 2030 | B02 | 25 | 25 | 2500 | 2500 | 2125.6 | 2497.82 | 0.99 | 900.9 | 2.4808 | 0 | 0.61724 | 2.4808 | 1.8606 | 0.62021
PJM_ROR_2_TVA_Transmission | PJM_ROR | TVA_Transmission | 2030 | B03 | 75 | 75 | 2500 | 2152.56 | 1185.01 | 1935.48 | 0.34 | 0.79 | 0 | 0 | 0 | 0 | 1.8606 | 0.62021
PJM_ROR_2_TVA_Transmission | PJM_ROR | TVA_Transmission | 2030 | B04 | 100 | 100 | 2500 | 752.28 | 1290.09 | 1260.02 | 0.26 | 0.58 | 0 | 0 | 0 | 0 | 1.8606 | 0.62021
PJM_ROR_2_TVA_Transmission | PJM_ROR | TVA_Transmission | 2030 | B05 | 200 | 200 | 2500 | 0 | 0.11 | 0.16 | 0.06 | 0.11 | 0 | 0 | 0 | 0 | 1.8606 | 0.62021
PJM_ROR_2_TVA_Transmission | PJM_ROR | TVA_Transmission | 2030 | B06 | 300 | 300 | 2500 | 0 | 0.03 | 0.06 | 0.02 | 0.05 | 0 | 0 | 0 | 0 | 1.8606 | 0.62021
PJM_ROR_2_TVA_Transmission | PJM_ROR | TVA_Transmission | 2030 | B07 | 400 | 400 | 2500 | 0 | 0.02 | 0.08 | 0.02 | 0.06 | 0 | 0 | 0 | 0 | 1.8606 | 0.62021
PJM_ROR_2_TVA_Transmission | PJM_ROR | TVA_Transmission | 2030 | B08 | 500 | 500 | 2500 | 0 | 0.02 | 0.11 | 0.02 | 0.06 | 0 | 0 | 0 | 0 | 1.8606 | 0.62021
PJM_ROR_2_TVA_Transmission | PJM_ROR | TVA_Transmission | 2030 | B09 | 800 | 800 | 2500 | 0 | 0.03 | 1532.33 | 0.02 | 0.07 | 0 | 0 | 0 | 0 | 1.8606 | 0.62021
PJM_ROR_2_TVA_Transmission | PJM_ROR | TVA_Transmission | 2030 | B10 | 1262 | 1262 | 2500 | 0 | 0.06 | 0.06 | 0.01 | 0.02 | 0 | 0 | 0 | 0 | 1.8606 | 0.62021
PJM_ROR_2_TVA_Transmission | PJM_ROR | TVA_Transmission | 2030 | B11 | 25 | 25 | 2500 | 0 | 0.53 | 1.23 | 0.4 | 0.87 | 0 | 0 | 0 | 0 | 1.8606 | 0.62021
PJM_ROR_2_TVA_Transmission | PJM_ROR | TVA_Transmission | 2030 | B12 | 200 | 200 | 2500 | 0 | 0.05 | 79.16 | 0.04 | 0.23 | 0 | 0 | 0 | 0 | 1.8606 | 0.62021
PJM_ROR_2_TVA_Transmission | PJM_ROR | TVA_Transmission | 2030 | B13 | 600 | 600 | 2500 | 0 | 0.02 | 505.92 | 0.01 | 0.09 | 0 | 0 | 0 | 0 | 1.8606 | 0.62021
PJM_ROR_2_TVA_Transmission | PJM_ROR | TVA_Transmission | 2030 | B14 | 900 | 900 | 2500 | 0 | 0.01 | 2499.87 | 0.01 | 1.45 | 0 | 0 | 0.54602 | 0 | 1.8606 | 0.62021
PJM_ROR_2_TVA_Transmission | PJM_ROR | TVA_Transmission | 2030 | B15 | 1203 | 1203 | 2500 | 0 | 0.02 | 0.02 | 0.01 | 0.02 | 0 | 0 | 0 | 0 | 1.8606 | 0.62021
PJM_ROR_2_TVA_Transmission | PJM_ROR | TVA_Transmission | 2030 | B16 | 25 | 25 | 2500 | 0 | 0.78 | 2497.85 | 0.5 | 1267.22 | 0 | 0 | 0.61724 | 0 | 1.8606 | 0.62021
PJM_ROR_2_TVA_Transmission | PJM_ROR | TVA_Transmission | 2030 | B17 | 100 | 100 | 2500 | 0 | 0.11 | 2499.3 | 0.08 | 190.34 | 0 | 0 | 0.61724 | 0 | 1.8606 | 0.62021
PJM_ROR_2_TVA_Transmission | PJM_ROR | TVA_Transmission | 2030 | B18 | 400 | 400 | 2500 | 0 | 0.03 | 364.02 | 0.02 | 0.14 | 0 | 0 | 0 | 0 | 1.8606 | 0.62021
PJM_ROR_2_TVA_Transmission | PJM_ROR | TVA_Transmission | 2030 | B19 | 700 | 700 | 2500 | 0 | 0.01 | 1149.06 | 0.01 | 0.08 | 0 | 0 | 0 | 0 | 1.8606 | 0.62021
PJM_ROR_2_TVA_Transmission | PJM_ROR | TVA_Transmission | 2030 | B20 | 935 | 935 | 2500 | 0 | 0.02 | 0.03 | 0.01 | 0.02 | 0 | 0 | 0 | 0 | 1.8606 | 0.62021
PJM_ROR_2_TVA_Transmission | PJM_ROR | TVA_Transmission | 2035 | B01 | 10 | 10 | 2500 | 0.01 | 1 | 2.86 | 1.17 | 3.17 | 0 | 0 | 0 | 0 | 0 | 0
PJM_ROR_2_TVA_Transmission | PJM_ROR | TVA_Transmission | 2035 | B02 | 25 | 25 | 2500 | 1775.96 | 1098.61 | 1469.22 | 1068.27 | 1656.13 | 0 | 0 | 0 | 0 | 0 | 0
PJM_ROR_2_TVA_Transmission | PJM_ROR | TVA_Transmission | 2035 | B03 | 75 | 75 | 2500 | 584.91 | 443.66 | 1220.75 | 238.42 | 351.43 | 0 | 0 | 0 | 0 | 0 | 0
PJM_ROR_2_TVA_Transmission | PJM_ROR | TVA_Transmission | 2035 | B04 | 100 | 100 | 2500 | 0 | 91.24 | 538.77 | 82.31 | 291.97 | 0 | 0 | 0 | 0 | 0 | 0
PJM_ROR_2_TVA_Transmission | PJM_ROR | TVA_Transmission | 2035 | B05 | 200 | 200 | 2500 | 0 | 0.05 | 0.37 | 0.06 | 0.42 | 0 | 0 | 0 | 0 | 0 | 0
PJM_ROR_2_TVA_Transmission | PJM_ROR | TVA_Transmission | 2035 | B06 | 300 | 300 | 2500 | 0 | 0.02 | 0.02 | 0.03 | 0.02 | 0 | 0 | 0 | 0 | 0 | 0
PJM_ROR_2_TVA_Transmission | PJM_ROR | TVA_Transmission | 2035 | B07 | 400 | 400 | 2500 | 0 | 0.01 | 0.01 | 0.02 | 0.02 | 0 | 0 | 0 | 0 | 0 | 0
PJM_ROR_2_TVA_Transmission | PJM_ROR | TVA_Transmission | 2035 | B08 | 500 | 500 | 2500 | 0 | 0.02 | 0.02 | 0.02 | 0.03 | 0 | 0 | 0 | 0 | 0 | 0
PJM_ROR_2_TVA_Transmission | PJM_ROR | TVA_Transmission | 2035 | B09 | 800 | 800 | 2500 | 0 | 0.01 | 0.03 | 0.02 | 0.04 | 0 | 0 | 0 | 0 | 0 | 0
PJM_ROR_2_TVA_Transmission | PJM_ROR | TVA_Transmission | 2035 | B10 | 1262 | 1262 | 2500 | 0 | 0.03 | 0.03 | 0.03 | 0.03 | 0 | 0 | 0 | 0 | 0 | 0
PJM_ROR_2_TVA_Transmission | PJM_ROR | TVA_Transmission | 2035 | B11 | 25 | 25 | 2500 | 0 | 1.41 | 0.38 | 1.53 | 0.45 | 0 | 0 | 0 | 0 | 0 | 0
PJM_ROR_2_TVA_Transmission | PJM_ROR | TVA_Transmission | 2035 | B12 | 200 | 200 | 2500 | 0 | 0.05 | 0.1 | 0.06 | 0.11 | 0 | 0 | 0 | 0 | 0 | 0
PJM_ROR_2_TVA_Transmission | PJM_ROR | TVA_Transmission | 2035 | B13 | 600 | 600 | 2500 | 0 | 0.02 | 0.03 | 0.02 | 0.04 | 0 | 0 | 0 | 0 | 0 | 0
PJM_ROR_2_TVA_Transmission | PJM_ROR | TVA_Transmission | 2035 | B14 | 900 | 900 | 2500 | 0 | 0.02 | 0.03 | 0.02 | 0.04 | 0 | 0 | 0 | 0 | 0 | 0
PJM_ROR_2_TVA_Transmission | PJM_ROR | TVA_Transmission | 2035 | B15 | 1203 | 1203 | 2500 | 0 | 0.01 | 0.62 | 0.01 | 0.62 | 0 | 0 | 0 | 0 | 0 | 0
PJM_ROR_2_TVA_Transmission | PJM_ROR | TVA_Transmission | 2035 | B16 | 25 | 25 | 2500 | 0 | 0.58 | 912.72 | 0.67 | 706.18 | 0 | 0 | 0 | 0 | 0 | 0
PJM_ROR_2_TVA_Transmission | PJM_ROR | TVA_Transmission | 2035 | B17 | 100 | 100 | 2500 | 0 | 0.11 | 0.2 | 0.13 | 0.22 | 0 | 0 | 0 | 0 | 0 | 0
PJM_ROR_2_TVA_Transmission | PJM_ROR | TVA_Transmission | 2035 | B18 | 400 | 400 | 2500 | 0 | 0.03 | 0.05 | 0.03 | 0.05 | 0 | 0 | 0 | 0 | 0 | 0
PJM_ROR_2_TVA_Transmission | PJM_ROR | TVA_Transmission | 2035 | B19 | 700 | 700 | 2500 | 0 | 0.02 | 0.03 | 0.02 | 0.03 | 0 | 0 | 0 | 0 | 0 | 0
PJM_ROR_2_TVA_Transmission | PJM_ROR | TVA_Transmission | 2035 | B20 | 935 | 935 | 2500 | 0 | 0.01 | 0.8 | 0.01 | 0.79 | 0 | 0 | 0 | 0 | 0 | 0
PJM_ROR_2_TVA_Transmission | PJM_ROR | TVA_Transmission | 2040 | B01 | 10 | 10 | 2500 | 0.05 | 1.67 | 2.68 | 1.92 | 3 | 0 | 0 | 0 | 0 | 0 | 0
PJM_ROR_2_TVA_Transmission | PJM_ROR | TVA_Transmission | 2040 | B02 | 25 | 25 | 2500 | 1495.31 | 59.22 | 1362.24 | 62.62 | 1883.09 | 0 | 0 | 0 | 0 | 0 | 0
PJM_ROR_2_TVA_Transmission | PJM_ROR | TVA_Transmission | 2040 | B03 | 75 | 75 | 2500 | 0 | 872.2 | 1213.06 | 433.19 | 512.47 | 0 | 0 | 0 | 0 | 0 | 0
PJM_ROR_2_TVA_Transmission | PJM_ROR | TVA_Transmission | 2040 | B04 | 100 | 100 | 2500 | 0 | 286.38 | 423.73 | 225.12 | 337.26 | 0 | 0 | 0 | 0 | 0 | 0
PJM_ROR_2_TVA_Transmission | PJM_ROR | TVA_Transmission | 2040 | B05 | 200 | 200 | 2500 | 0 | 0.05 | 0.03 | 0.06 | 0.04 | 0 | 0 | 0 | 0 | 0 | 0
PJM_ROR_2_TVA_Transmission | PJM_ROR | TVA_Transmission | 2040 | B06 | 300 | 300 | 2500 | 0 | 0.03 | 0.02 | 0.03 | 0.03 | 0 | 0 | 0 | 0 | 0 | 0
PJM_ROR_2_TVA_Transmission | PJM_ROR | TVA_Transmission | 2040 | B07 | 400 | 400 | 2500 | 0 | 0.03 | 0.03 | 0.03 | 0.03 | 0 | 0 | 0 | 0 | 0 | 0
PJM_ROR_2_TVA_Transmission | PJM_ROR | TVA_Transmission | 2040 | B08 | 500 | 500 | 2500 | 0 | 0.07 | 0.05 | 0.07 | 0.05 | 0 | 0 | 0 | 0 | 0 | 0
PJM_ROR_2_TVA_Transmission | PJM_ROR | TVA_Transmission | 2040 | B09 | 800 | 800 | 2500 | 0 | 0.06 | 0.02 | 0.06 | 0.02 | 0 | 0 | 0 | 0 | 0 | 0
PJM_ROR_2_TVA_Transmission | PJM_ROR | TVA_Transmission | 2040 | B10 | 1262 | 1262 | 2500 | 0 | 0 | 0 | 0.01 | 0.01 | 0 | 0 | 0 | 0 | 0 | 0
PJM_ROR_2_TVA_Transmission | PJM_ROR | TVA_Transmission | 2040 | B11 | 25 | 25 | 2500 | 0.03 | 1.39 | 1 | 1.55 | 1.09 | 0 | 0 | 0 | 0 | 0 | 0
PJM_ROR_2_TVA_Transmission | PJM_ROR | TVA_Transmission | 2040 | B12 | 200 | 200 | 2500 | 0 | 0.05 | 0.05 | 0.06 | 0.05 | 0 | 0 | 0 | 0 | 0 | 0
PJM_ROR_2_TVA_Transmission | PJM_ROR | TVA_Transmission | 2040 | B13 | 600 | 600 | 2500 | 0 | 0.02 | 0.02 | 0.02 | 0.02 | 0 | 0 | 0 | 0 | 0 | 0
PJM_ROR_2_TVA_Transmission | PJM_ROR | TVA_Transmission | 2040 | B14 | 900 | 900 | 2500 | 0 | 0.01 | 0.02 | 0.01 | 0.03 | 0 | 0 | 0 | 0 | 0 | 0
PJM_ROR_2_TVA_Transmission | PJM_ROR | TVA_Transmission | 2040 | B15 | 1203 | 1203 | 2500 | 0 | 0.01 | 0.02 | 0.01 | 0.02 | 0 | 0 | 0 | 0 | 0 | 0
PJM_ROR_2_TVA_Transmission | PJM_ROR | TVA_Transmission | 2040 | B16 | 25 | 25 | 2500 | 0.01 | 0.88 | 0.83 | 1.01 | 0.95 | 0 | 0 | 0 | 0 | 0 | 0
PJM_ROR_2_TVA_Transmission | PJM_ROR | TVA_Transmission | 2040 | B17 | 100 | 100 | 2500 | 0 | 0.1 | 0.22 | 0.12 | 0.24 | 0 | 0 | 0 | 0 | 0 | 0
PJM_ROR_2_TVA_Transmission | PJM_ROR | TVA_Transmission | 2040 | B18 | 400 | 400 | 2500 | 0 | 0.02 | 0.04 | 0.03 | 0.04 | 0 | 0 | 0 | 0 | 0 | 0
PJM_ROR_2_TVA_Transmission | PJM_ROR | TVA_Transmission | 2040 | B19 | 700 | 700 | 2500 | 0 | 0.01 | 0.02 | 0.02 | 0.02 | 0 | 0 | 0 | 0 | 0 | 0
PJM_ROR_2_TVA_Transmission | PJM_ROR | TVA_Transmission | 2040 | B20 | 935 | 935 | 2500 | 0 | 0.01 | 0.02 | 0.02 | 0.03 | 0 | 0 | 0 | 0 | 0 | 0
PJM_ROR_2_TVA_Transmission | PJM_ROR | TVA_Transmission | 2045 | B01 | 10 | 10 | 2500 | 174.4 | 1.27 | 2.53 | 1.61 | 2.93 | 0 | 0 | 0 | 0 | 0 | 0
PJM_ROR_2_TVA_Transmission | PJM_ROR | TVA_Transmission | 2045 | B02 | 25 | 25 | 2500 | 0.02 | 0.57 | 1.17 | 0.69 | 1.31 | 0 | 0 | 0 | 0 | 0 | 0
PJM_ROR_2_TVA_Transmission | PJM_ROR | TVA_Transmission | 2045 | B03 | 75 | 75 | 2500 | 0 | 1374.8 | 0.42 | 837.95 | 0.46 | 0 | 0 | 0 | 0 | 0 | 0
PJM_ROR_2_TVA_Transmission | PJM_ROR | TVA_Transmission | 2045 | B04 | 100 | 100 | 2500 | 878.6 | 988.53 | 0.3 | 558.91 | 0.33 | 0 | 0 | 0 | 0 | 0 | 0
PJM_ROR_2_TVA_Transmission | PJM_ROR | TVA_Transmission | 2045 | B05 | 200 | 200 | 2500 | 164.32 | 0.08 | 0.04 | 0.1 | 0.05 | 0 | 0 | 0 | 0 | 0 | 0
PJM_ROR_2_TVA_Transmission | PJM_ROR | TVA_Transmission | 2045 | B06 | 300 | 300 | 2500 | 0 | 0.07 | 0.03 | 0.08 | 0.03 | 0 | 0 | 0 | 0 | 0 | 0
PJM_ROR_2_TVA_Transmission | PJM_ROR | TVA_Transmission | 2045 | B07 | 400 | 400 | 2500 | 0 | 0.03 | 0.02 | 0.04 | 0.03 | 0 | 0 | 0 | 0 | 0 | 0
PJM_ROR_2_TVA_Transmission | PJM_ROR | TVA_Transmission | 2045 | B08 | 500 | 500 | 2500 | 0 | 0.03 | 0.02 | 0.04 | 0.02 | 0 | 0 | 0 | 0 | 0 | 0
PJM_ROR_2_TVA_Transmission | PJM_ROR | TVA_Transmission | 2045 | B09 | 800 | 800 | 2500 | 151.94 | 0.02 | 0.01 | 0.02 | 0.01 | 0 | 0 | 0 | 0 | 0 | 0
PJM_ROR_2_TVA_Transmission | PJM_ROR | TVA_Transmission | 2045 | B10 | 1262 | 1262 | 2500 | 0 | 0.01 | 0.01 | 0.01 | 0.01 | 0 | 0 | 0 | 0 | 0 | 0
PJM_ROR_2_TVA_Transmission | PJM_ROR | TVA_Transmission | 2045 | B11 | 25 | 25 | 2500 | 0.02 | 0.61 | 0.64 | 0.77 | 0.75 | 0 | 0 | 0 | 0 | 0 | 0
PJM_ROR_2_TVA_Transmission | PJM_ROR | TVA_Transmission | 2045 | B12 | 200 | 200 | 2500 | 0 | 0.05 | 0.04 | 0.07 | 0.05 | 0 | 0 | 0 | 0 | 0 | 0
PJM_ROR_2_TVA_Transmission | PJM_ROR | TVA_Transmission | 2045 | B13 | 600 | 600 | 2500 | 0 | 0.02 | 0.02 | 0.02 | 0.02 | 0 | 0 | 0 | 0 | 0 | 0
PJM_ROR_2_TVA_Transmission | PJM_ROR | TVA_Transmission | 2045 | B14 | 900 | 900 | 2500 | 0 | 0.02 | 0.02 | 0.02 | 0.03 | 0 | 0 | 0 | 0 | 0 | 0
PJM_ROR_2_TVA_Transmission | PJM_ROR | TVA_Transmission | 2045 | B15 | 1203 | 1203 | 2500 | 0 | 0.01 | 0.03 | 0.01 | 0.03 | 0 | 0 | 0 | 0 | 0 | 0
PJM_ROR_2_TVA_Transmission | PJM_ROR | TVA_Transmission | 2045 | B16 | 25 | 25 | 2500 | 0.01 | 0.54 | 1.12 | 0.7 | 1.28 | 0 | 0 | 0 | 0 | 0 | 0
PJM_ROR_2_TVA_Transmission | PJM_ROR | TVA_Transmission | 2045 | B17 | 100 | 100 | 2500 | 0 | 0.14 | 0.16 | 0.16 | 0.19 | 0 | 0 | 0 | 0 | 0 | 0
PJM_ROR_2_TVA_Transmission | PJM_ROR | TVA_Transmission | 2045 | B18 | 400 | 400 | 2500 | 0 | 0.03 | 0.02 | 0.03 | 0.03 | 0 | 0 | 0 | 0 | 0 | 0
PJM_ROR_2_TVA_Transmission | PJM_ROR | TVA_Transmission | 2045 | B19 | 700 | 700 | 2500 | 0 | 0.02 | 0.02 | 0.02 | 0.02 | 0 | 0 | 0 | 0 | 0 | 0
PJM_ROR_2_TVA_Transmission | PJM_ROR | TVA_Transmission | 2045 | B20 | 935 | 935 | 2500 | 0 | 0.02 | 0.03 | 0.02 | 0.04 | 0 | 0 | 0 | 0 | 0 | 0
PJM_ROR_2_TVA_Transmission | PJM_ROR | TVA_Transmission | 2050 | B01 | 10 | 10 | 2500 | 0 | 1415.38 | 4.58 | 4483.93 | 4.9 | 0 | 0 | 0 | 0 | 0 | 0
PJM_ROR_2_TVA_Transmission | PJM_ROR | TVA_Transmission | 2050 | B02 | 25 | 25 | 2500 | 0 | 621.12 | 0.49 | 517.12 | 0.54 | 0 | 0 | 0 | 0 | 0 | 0
PJM_ROR_2_TVA_Transmission | PJM_ROR | TVA_Transmission | 2050 | B03 | 75 | 75 | 2500 | 0 | 0.39 | 0.87 | 0.41 | 0.94 | 0 | 0 | 0 | 0 | 0 | 0
PJM_ROR_2_TVA_Transmission | PJM_ROR | TVA_Transmission | 2050 | B04 | 100 | 100 | 2500 | 0 | 0.84 | 0.29 | 0.93 | 0.31 | 0 | 0 | 0 | 0 | 0 | 0
PJM_ROR_2_TVA_Transmission | PJM_ROR | TVA_Transmission | 2050 | B05 | 200 | 200 | 2500 | 0 | 0.04 | 0.02 | 0.04 | 0.02 | 0 | 0 | 0 | 0 | 0 | 0
PJM_ROR_2_TVA_Transmission | PJM_ROR | TVA_Transmission | 2050 | B06 | 300 | 300 | 2500 | 0 | 0.03 | 0.01 | 0.03 | 0.01 | 0 | 0 | 0 | 0 | 0 | 0
PJM_ROR_2_TVA_Transmission | PJM_ROR | TVA_Transmission | 2050 | B07 | 400 | 400 | 2500 | 0 | 0.01 | 0.01 | 0.01 | 0.01 | 0 | 0 | 0 | 0 | 0 | 0
PJM_ROR_2_TVA_Transmission | PJM_ROR | TVA_Transmission | 2050 | B08 | 500 | 500 | 2500 | 0 | 0.01 | 0.01 | 0.01 | 0.01 | 0 | 0 | 0 | 0 | 0 | 0
PJM_ROR_2_TVA_Transmission | PJM_ROR | TVA_Transmission | 2050 | B09 | 800 | 800 | 2500 | 0 | 0.01 | 0.01 | 0.01 | 0.01 | 0 | 0 | 0 | 0 | 0 | 0
PJM_ROR_2_TVA_Transmission | PJM_ROR | TVA_Transmission | 2050 | B10 | 1262 | 0 | 2500 | 0 | 0 | 0 | 0 | 0.01 | 0 | 0 | 0 | 0 | 0 | 0
PJM_ROR_2_TVA_Transmission | PJM_ROR | TVA_Transmission | 2050 | B11 | 25 | 25 | 2500 | 0 | 0.39 | 0.27 | 0.49 | 0.32 | 0 | 0 | 0 | 0 | 0 | 0
PJM_ROR_2_TVA_Transmission | PJM_ROR | TVA_Transmission | 2050 | B12 | 200 | 200 | 2500 | 0 | 0.02 | 0.05 | 0.03 | 0.05 | 0 | 0 | 0 | 0 | 0 | 0
PJM_ROR_2_TVA_Transmission | PJM_ROR | TVA_Transmission | 2050 | B13 | 600 | 600 | 2500 | 0 | 0.01 | 0.01 | 0.01 | 0.01 | 0 | 0 | 0 | 0 | 0 | 0
PJM_ROR_2_TVA_Transmission | PJM_ROR | TVA_Transmission | 2050 | B14 | 900 | 900 | 2500 | 0 | 0.01 | 0.01 | 0.01 | 0.01 | 0 | 0 | 0 | 0 | 0 | 0
PJM_ROR_2_TVA_Transmission | PJM_ROR | TVA_Transmission | 2050 | B15 | 1203 | 1203 | 2500 | 0 | 0.02 | 0.01 | 0.02 | 0.01 | 0 | 0 | 0 | 0 | 0 | 0
PJM_ROR_2_TVA_Transmission | PJM_ROR | TVA_Transmission | 2050 | B16 | 25 | 25 | 2500 | 0 | 1841.04 | 2.52 | 7408.01 | 2.74 | 0 | 0 | 0 | 0 | 0 | 0
PJM_ROR_2_TVA_Transmission | PJM_ROR | TVA_Transmission | 2050 | B17 | 100 | 100 | 2500 | 0 | 0.11 | 0.13 | 0.12 | 0.14 | 0 | 0 | 0 | 0 | 0 | 0
PJM_ROR_2_TVA_Transmission | PJM_ROR | TVA_Transmission | 2050 | B18 | 400 | 400 | 2500 | 0 | 0.01 | 0.01 | 0.01 | 0.02 | 0 | 0 | 0 | 0 | 0 | 0
PJM_ROR_2_TVA_Transmission | PJM_ROR | TVA_Transmission | 2050 | B19 | 700 | 700 | 2500 | 0 | 0.01 | 0.01 | 0.01 | 0.01 | 0 | 0 | 0 | 0 | 0 | 0
PJM_ROR_2_TVA_Transmission | PJM_ROR | TVA_Transmission | 2050 | B20 | 935 | 935 | 2500 | 0 | 0.02 | 0.01 | 0.02 | 0.01 | 0 | 0 | 0 | 0 | 0 | 0
PJM_ROR_2_VACAR | PJM_ROR | VACAR | 2015 | B01 | 10 | 10 | 3000 | 2999.99 | 2996.8 | 2996.25 | 1.37 | 4.89 | 0.93773 | 0.87838 | 0.41545 | 0.027992 | 2.2433 | 0.74777
PJM_ROR_2_VACAR | PJM_ROR | VACAR | 2015 | B02 | 25 | 25 | 3000 | 3000 | 2999.54 | 2999.09 | 1977.37 | 1979.47 | 4.4631 | 2.2434 | 0.74781 | 0.33307 | 2.2433 | 0.74777
PJM_ROR_2_VACAR | PJM_ROR | VACAR | 2015 | B03 | 75 | 75 | 3000 | 3000 | 2999.86 | 2999.69 | 971.38 | 971.17 | 5.1991 | 2.2434 | 0.74781 | 1.164 | 2.2433 | 0.74777
PJM_ROR_2_VACAR | PJM_ROR | VACAR | 2015 | B04 | 100 | 100 | 3000 | 1921.01 | 2998.35 | 2998.87 | 0.12 | 0.29 | 0 | 0.14244 | 0.13057 | 0 | 2.2433 | 0.74777
PJM_ROR_2_VACAR | PJM_ROR | VACAR | 2015 | B05 | 200 | 200 | 3000 | 3000 | 2999.93 | 2999.88 | 0.19 | 642.39 | 1.6262 | 1.6737 | 0.74781 | 0.97086 | 2.2433 | 0.74777
PJM_ROR_2_VACAR | PJM_ROR | VACAR | 2015 | B06 | 300 | 300 | 3000 | 1535.48 | 1206.89 | 2785.71 | 0.04 | 0.09 | 0 | 0 | 0 | 0 | 2.2433 | 0.74777
PJM_ROR_2_VACAR | PJM_ROR | VACAR | 2015 | B07 | 400 | 400 | 3000 | 2520.34 | 1920.82 | 1582.46 | 0.03 | 0.06 | 0 | 0 | 0 | 0 | 2.2433 | 0.74777
PJM_ROR_2_VACAR | PJM_ROR | VACAR | 2015 | B08 | 500 | 500 | 3000 | 1269.03 | 1379.33 | 1355.58 | 0.02 | 0.05 | 0 | 0 | 0 | 0 | 2.2433 | 0.74777
PJM_ROR_2_VACAR | PJM_ROR | VACAR | 2015 | B09 | 800 | 800 | 3000 | 653.83 | 1047.04 | 1307.69 | 0.01 | 0.03 | 0 | 0 | 0 | 0 | 2.2433 | 0.74777
PJM_ROR_2_VACAR | PJM_ROR | VACAR | 2015 | B10 | 1262 | 1262 | 3000 | 0 | 0.05 | 0.04 | 0.01 | 0.01 | 0 | 0 | 0 | 0 | 2.2433 | 0.74777
PJM_ROR_2_VACAR | PJM_ROR | VACAR | 2015 | B11 | 25 | 25 | 3000 | 493.84 | 2002.43 | 2998.86 | 0.42 | 159.21 | 0 | 0 | 0.74781 | 0 | 2.2433 | 0.74777
PJM_ROR_2_VACAR | PJM_ROR | VACAR | 2015 | B12 | 200 | 200 | 3000 | 0 | 0.03 | 0.02 | 0.02 | 0.02 | 0 | 0 | 0 | 0 | 2.2433 | 0.74777
PJM_ROR_2_VACAR | PJM_ROR | VACAR | 2015 | B13 | 600 | 600 | 3000 | 0 | 0.02 | 0.01 | 0.01 | 0.01 | 0 | 0 | 0 | 0 | 2.2433 | 0.74777
PJM_ROR_2_VACAR | PJM_ROR | VACAR | 2015 | B14 | 900 | 900 | 3000 | 0 | 0.03 | 0.02 | 0.01 | 0.01 | 0 | 0 | 0 | 0 | 2.2433 | 0.74777
PJM_ROR_2_VACAR | PJM_ROR | VACAR | 2015 | B15 | 1203 | 1203 | 3000 | 0 | 0.05 | 0.04 | 0.01 | 0.01 | 0 | 0 | 0 | 0 | 2.2433 | 0.74777
PJM_ROR_2_VACAR | PJM_ROR | VACAR | 2015 | B16 | 25 | 25 | 3000 | 3000 | 2999.58 | 2999.1 | 383.33 | 856.18 | 6.6353 | 2.2434 | 0.74781 | 0.49517 | 2.2433 | 0.74777
PJM_ROR_2_VACAR | PJM_ROR | VACAR | 2015 | B17 | 100 | 100 | 3000 | 992.56 | 1331.11 | 1387.94 | 0.11 | 0.23 | 0 | 0 | 0 | 0 | 2.2433 | 0.74777
PJM_ROR_2_VACAR | PJM_ROR | VACAR | 2015 | B18 | 400 | 400 | 3000 | 0 | 0.04 | 0.02 | 0.02 | 0.02 | 0 | 0 | 0 | 0 | 2.2433 | 0.74777
PJM_ROR_2_VACAR | PJM_ROR | VACAR | 2015 | B19 | 700 | 700 | 3000 | 258.98 | 0.22 | 34.99 | 0.01 | 0.03 | 0 | 0 | 0 | 0 | 2.2433 | 0.74777
PJM_ROR_2_VACAR | PJM_ROR | VACAR | 2015 | B20 | 935 | 935 | 3000 | 116.28 | 0.42 | 333.99 | 0.01 | 0.03 | 0 | 0 | 0 | 0 | 2.2433 | 0.74777
PJM_ROR_2_VACAR | PJM_ROR | VACAR | 2020 | B01 | 10 | 10 | 3000 | 807.54 | 2998.66 | 2997.26 | 4284.68 | 4955.84 | 0 | 2.101 | 0.70033 | 0 | 2.1002 | 0.70008
PJM_ROR_2_VACAR | PJM_ROR | VACAR | 2020 | B02 | 25 | 25 | 3000 | 3000 | 2999.42 | 2998.83 | 3204.44 | 3873.51 | 2.8844 | 2.101 | 0.70033 | 0.24037 | 2.1002 | 0.70008
PJM_ROR_2_VACAR | PJM_ROR | VACAR | 2020 | B03 | 75 | 75 | 3000 | 3000 | 2999.81 | 2999.59 | 1736.82 | 1737.79 | 5.6501 | 2.101 | 0.70033 | 1.4125 | 2.1002 | 0.70008
PJM_ROR_2_VACAR | PJM_ROR | VACAR | 2020 | B04 | 100 | 100 | 3000 | 2535.94 | 2999.73 | 2536.75 | 0.3 | 0.35 | 0 | 1.0683 | 0 | 0 | 2.1002 | 0.70008
PJM_ROR_2_VACAR | PJM_ROR | VACAR | 2020 | B05 | 200 | 200 | 3000 | 3000 | 2999.71 | 1114.5 | 0.11 | 0.17 | 1.7211 | 0.46293 | 0 | 1.1474 | 2.1002 | 0.70008
PJM_ROR_2_VACAR | PJM_ROR | VACAR | 2020 | B06 | 300 | 300 | 3000 | 1414.38 | 1780.14 | 1952.22 | 0.06 | 0.11 | 0 | 0 | 0 | 0 | 2.1002 | 0.70008
PJM_ROR_2_VACAR | PJM_ROR | VACAR | 2020 | B07 | 400 | 400 | 3000 | 2399.09 | 2119.28 | 2372.49 | 0.04 | 0.08 | 0 | 0 | 0 | 0 | 2.1002 | 0.70008
PJM_ROR_2_VACAR | PJM_ROR | VACAR | 2020 | B08 | 500 | 500 | 3000 | 2596.23 | 2992.31 | 1229.44 | 0.03 | 0.07 | 0 | 0 | 0 | 0 | 2.1002 | 0.70008
PJM_ROR_2_VACAR | PJM_ROR | VACAR | 2020 | B09 | 800 | 800 | 3000 | 1634.67 | 2034.19 | 2288.11 | 0.02 | 0.04 | 0 | 0 | 0 | 0 | 2.1002 | 0.70008
PJM_ROR_2_VACAR | PJM_ROR | VACAR | 2020 | B10 | 1262 | 0 | 3000 | 0 | 0.01 | 0 | 0 | 0 | 0 | 0 | 0 | 0 | 2.1002 | 0.70008
PJM_ROR_2_VACAR | PJM_ROR | VACAR | 2020 | B11 | 25 | 25 | 3000 | 1461.78 | 1040.29 | 1649.24 | 0.55 | 1.1 | 0 | 0 | 0 | 0 | 2.1002 | 0.70008
PJM_ROR_2_VACAR | PJM_ROR | VACAR | 2020 | B12 | 200 | 200 | 3000 | 0 | 0.1 | 326.21 | 0.05 | 0.13 | 0 | 0 | 0 | 0 | 2.1002 | 0.70008
PJM_ROR_2_VACAR | PJM_ROR | VACAR | 2020 | B13 | 600 | 600 | 3000 | 0 | 0.02 | 0.05 | 0.01 | 0.03 | 0 | 0 | 0 | 0 | 2.1002 | 0.70008
PJM_ROR_2_VACAR | PJM_ROR | VACAR | 2020 | B14 | 900 | 900 | 3000 | 0 | 0.05 | 629.86 | 0.01 | 0.03 | 0 | 0 | 0 | 0 | 2.1002 | 0.70008
PJM_ROR_2_VACAR | PJM_ROR | VACAR | 2020 | B15 | 1203 | 0 | 3000 | 0 | 0.01 | 0.01 | 0 | 0.01 | 0 | 0 | 0 | 0 | 2.1002 | 0.70008
PJM_ROR_2_VACAR | PJM_ROR | VACAR | 2020 | B16 | 25 | 25 | 3000 | 2314.75 | 2999.46 | 2998.85 | 2613.61 | 3235.74 | 0 | 2.101 | 0.70033 | 0 | 2.1002 | 0.70008
PJM_ROR_2_VACAR | PJM_ROR | VACAR | 2020 | B17 | 100 | 100 | 3000 | 616.98 | 1528.28 | 2959.69 | 0.15 | 1.29 | 0 | 0 | 0.02374 | 0 | 2.1002 | 0.70008
PJM_ROR_2_VACAR | PJM_ROR | VACAR | 2020 | B18 | 400 | 400 | 3000 | 0 | 0.04 | 1.72 | 0.02 | 0.07 | 0 | 0 | 0 | 0 | 2.1002 | 0.70008
PJM_ROR_2_VACAR | PJM_ROR | VACAR | 2020 | B19 | 700 | 700 | 3000 | 0 | 0.15 | 2.67 | 0.02 | 0.04 | 0 | 0 | 0 | 0 | 2.1002 | 0.70008
PJM_ROR_2_VACAR | PJM_ROR | VACAR | 2020 | B20 | 935 | 935 | 3000 | 0 | 0.02 | 53.18 | 0.01 | 0.03 | 0 | 0 | 0 | 0 | 2.1002 | 0.70008
PJM_ROR_2_VACAR | PJM_ROR | VACAR | 2025 | B01 | 10 | 10 | 3000 | 2782.8 | 2998.02 | 2995.9 | 5732.13 | 6531.89 | 0 | 1.7211 | 0.56976 | 0 | 1.7155 | 0.57182
PJM_ROR_2_VACAR | PJM_ROR | VACAR | 2025 | B02 | 25 | 25 | 3000 | 3000 | 2999.16 | 2998.25 | 4618.4 | 5419.71 | 3.5373 | 1.7211 | 0.56976 | 0.076897 | 1.7155 | 0.57182
PJM_ROR_2_VACAR | PJM_ROR | VACAR | 2025 | B03 | 75 | 75 | 3000 | 3000 | 2999.71 | 2999.38 | 3111.56 | 3243.59 | 5.7926 | 1.7211 | 0.56976 | 0.37778 | 1.7155 | 0.57182
PJM_ROR_2_VACAR | PJM_ROR | VACAR | 2025 | B04 | 100 | 100 | 3000 | 3000 | 2999.78 | 2999.53 | 2025.17 | 5372.38 | 5.7926 | 1.7211 | 0.56976 | 0.5037 | 1.7155 | 0.57182
PJM_ROR_2_VACAR | PJM_ROR | VACAR | 2025 | B05 | 200 | 200 | 3000 | 3000 | 2999.89 | 2999.75 | 2230.11 | 1312.92 | 1.9942 | 1.7211 | 0.56976 | 0.34681 | 1.7155 | 0.57182
PJM_ROR_2_VACAR | PJM_ROR | VACAR | 2025 | B06 | 300 | 300 | 3000 | 3000 | 2999.92 | 2999.84 | 278.42 | 5120.22 | 1.0802 | 1.7093 | 0.56976 | 0.28178 | 1.7155 | 0.57182
PJM_ROR_2_VACAR | PJM_ROR | VACAR | 2025 | B07 | 400 | 400 | 3000 | 3000 | 2627.69 | 2999.88 | 0.3 | 3792.47 | 1.8517 | 0 | 0.56976 | 0.64408 | 1.7155 | 0.57182
PJM_ROR_2_VACAR | PJM_ROR | VACAR | 2025 | B08 | 500 | 500 | 3000 | 394.16 | 507.36 | 2999.9 | 0.06 | 1831.11 | 0 | 0 | 0.56976 | 0 | 1.7155 | 0.57182
PJM_ROR_2_VACAR | PJM_ROR | VACAR | 2025 | B09 | 800 | 800 | 3000 | 0 | 0.08 | 2999.93 | 0.01 | 275.1 | 0 | 0 | 0.56976 | 0 | 1.7155 | 0.57182
PJM_ROR_2_VACAR | PJM_ROR | VACAR | 2025 | B10 | 1262 | 1262 | 3000 | 0 | 0.03 | 0.04 | 0.01 | 0.02 | 0 | 0 | 0 | 0 | 1.7155 | 0.57182
PJM_ROR_2_VACAR | PJM_ROR | VACAR | 2025 | B11 | 25 | 25 | 3000 | 2999.98 | 2999.1 | 2997.98 | 713.38 | 1245.94 | 0.51041 | 1.7093 | 0.56976 | 0.011096 | 1.7155 | 0.57182
PJM_ROR_2_VACAR | PJM_ROR | VACAR | 2025 | B12 | 200 | 200 | 3000 | 418.51 | 352.05 | 2999.75 | 0.12 | 444.95 | 0 | 0 | 0.56976 | 0 | 1.7155 | 0.57182
PJM_ROR_2_VACAR | PJM_ROR | VACAR | 2025 | B13 | 600 | 600 | 3000 | 148.5 | 0.24 | 2999.92 | 0.02 | 1259.44 | 0 | 0 | 0.56976 | 0 | 1.7155 | 0.57182
PJM_ROR_2_VACAR | PJM_ROR | VACAR | 2025 | B14 | 900 | 900 | 3000 | 0 | 1444.33 | 2999.94 | 0.03 | 488.71 | 0 | 0 | 0.56976 | 0 | 1.7155 | 0.57182
PJM_ROR_2_VACAR | PJM_ROR | VACAR | 2025 | B15 | 1203 | 1203 | 3000 | 0 | 0.04 | 2999.2 | 0.01 | 0.05 | 0 | 0 | 0.13057 | 0 | 1.7155 | 0.57182
PJM_ROR_2_VACAR | PJM_ROR | VACAR | 2025 | B16 | 25 | 25 | 3000 | 3000 | 2999.18 | 2998.27 | 6162.11 | 13220.91 | 2.0773 | 1.7211 | 0.56976 | 0.045158 | 1.7155 | 0.57182
PJM_ROR_2_VACAR | PJM_ROR | VACAR | 2025 | B17 | 100 | 100 | 3000 | 2738.42 | 2999.78 | 2999.53 | 2227.08 | 8701.3 | 0 | 1.7211 | 0.56976 | 0 | 1.7155 | 0.57182
PJM_ROR_2_VACAR | PJM_ROR | VACAR | 2025 | B18 | 400 | 400 | 3000 | 0 | 1541.75 | 2999.88 | 0.08 | 4267.85 | 0 | 0 | 0.56976 | 0 | 1.7155 | 0.57182
PJM_ROR_2_VACAR | PJM_ROR | VACAR | 2025 | B19 | 700 | 700 | 3000 | 102.4 | 2034.33 | 2999.93 | 0.04 | 2912.89 | 0 | 0 | 0.56976 | 0 | 1.7155 | 0.57182
PJM_ROR_2_VACAR | PJM_ROR | VACAR | 2025 | B20 | 935 | 935 | 3000 | 0 | 77.56 | 2999.95 | 0.03 | 9001.46 | 0 | 0 | 0.56976 | 0 | 1.7155 | 0.57182
PJM_ROR_2_VACAR | PJM_ROR | VACAR | 2030 | B01 | 10 | 10 | 3000 | 2999.99 | 2997.06 | 2993.95 | 6585.85 | 6595.94 | 4.9973 | 1.4481 | 0.48667 | 0.021059 | 1.4419 | 0.48063
PJM_ROR_2_VACAR | PJM_ROR | VACAR | 2030 | B02 | 25 | 25 | 3000 | 3000 | 2998.75 | 2997.39 | 5112.17 | 5481.32 | 4.9973 | 1.4481 | 0.48667 | 0.052647 | 1.4419 | 0.48063
PJM_ROR_2_VACAR | PJM_ROR | VACAR | 2030 | B03 | 75 | 75 | 3000 | 3000 | 2999.55 | 2999.06 | 3296.89 | 3298.96 | 4.9973 | 1.4363 | 0.4748 | 0.15794 | 1.4419 | 0.48063
PJM_ROR_2_VACAR | PJM_ROR | VACAR | 2030 | B04 | 100 | 100 | 3000 | 3000 | 2999.62 | 2999.28 | 2003.87 | 5801.72 | 4.9973 | 1.4363 | 0.4748 | 0.21059 | 1.4419 | 0.48063
PJM_ROR_2_VACAR | PJM_ROR | VACAR | 2030 | B05 | 200 | 200 | 3000 | 996.03 | 2401.35 | 2738.48 | 0.18 | 0.44 | 0 | 0 | 0 | 0 | 1.4419 | 0.48063
PJM_ROR_2_VACAR | PJM_ROR | VACAR | 2030 | B06 | 300 | 300 | 3000 | 706.68 | 1931.91 | 2814.54 | 0.13 | 0.51 | 0 | 0 | 0 | 0 | 1.4419 | 0.48063
PJM_ROR_2_VACAR | PJM_ROR | VACAR | 2030 | B07 | 400 | 400 | 3000 | 1205.08 | 1.66 | 2213.26 | 0.08 | 0.22 | 0 | 0 | 0 | 0 | 1.4419 | 0.48063
PJM_ROR_2_VACAR | PJM_ROR | VACAR | 2030 | B08 | 500 | 500 | 3000 | 0 | 0.04 | 1767.31 | 0.03 | 0.17 | 0 | 0 | 0 | 0 | 1.4419 | 0.48063
PJM_ROR_2_VACAR | PJM_ROR | VACAR | 2030 | B09 | 800 | 800 | 3000 | 0 | 0.01 | 256.12 | 0.01 | 0.05 | 0 | 0 | 0 | 0 | 1.4419 | 0.48063
PJM_ROR_2_VACAR | PJM_ROR | VACAR | 2030 | B10 | 1262 | 1262 | 3000 | 0 | 2999.51 | 2999.77 | 0.04 | 0.22 | 0 | 0.48667 | 0.36797 | 0 | 1.4419 | 0.48063
PJM_ROR_2_VACAR | PJM_ROR | VACAR | 2030 | B11 | 25 | 25 | 3000 | 2598.53 | 1991.35 | 1773.93 | 1.33 | 2.67 | 0 | 0 | 0 | 0 | 1.4419 | 0.48063
PJM_ROR_2_VACAR | PJM_ROR | VACAR | 2030 | B12 | 200 | 200 | 3000 | 0 | 2060.96 | 1845.96 | 0.17 | 0.39 | 0 | 0 | 0 | 0 | 1.4419 | 0.48063
PJM_ROR_2_VACAR | PJM_ROR | VACAR | 2030 | B13 | 600 | 600 | 3000 | 0 | 9.22 | 0.3 | 0.06 | 0.06 | 0 | 0 | 0 | 0 | 1.4419 | 0.48063
PJM_ROR_2_VACAR | PJM_ROR | VACAR | 2030 | B14 | 900 | 900 | 3000 | 0 | 0.02 | 2994.12 | 0.01 | 1113.31 | 0 | 0 | 0.4748 | 0 | 1.4419 | 0.48063
PJM_ROR_2_VACAR | PJM_ROR | VACAR | 2030 | B15 | 1203 | 1203 | 3000 | 3000 | 2999.94 | 2999.94 | 0.08 | 5998.81 | 0.81903 | 0.96147 | 0.4748 | 0.41521 | 1.4419 | 0.48063
PJM_ROR_2_VACAR | PJM_ROR | VACAR | 2030 | B16 | 25 | 25 | 3000 | 3000 | 2998.77 | 2997.42 | 7109.84 | 7761.59 | 16.7486 | 1.4481 | 0.48667 | 0.17645 | 1.4419 | 0.48063
PJM_ROR_2_VACAR | PJM_ROR | VACAR | 2030 | B17 | 100 | 100 | 3000 | 2419.58 | 2999.66 | 2999.29 | 2343.23 | 2995.32 | 0 | 1.4363 | 0.4748 | 0 | 1.4419 | 0.48063
PJM_ROR_2_VACAR | PJM_ROR | VACAR | 2030 | B18 | 400 | 400 | 3000 | 0.01 | 702.57 | 1353.59 | 0.09 | 0.21 | 0 | 0 | 0 | 0 | 1.4419 | 0.48063
PJM_ROR_2_VACAR | PJM_ROR | VACAR | 2030 | B19 | 700 | 700 | 3000 | 0 | 0.12 | 569.87 | 0.03 | 0.12 | 0 | 0 | 0 | 0 | 1.4419 | 0.48063
PJM_ROR_2_VACAR | PJM_ROR | VACAR | 2030 | B20 | 935 | 935 | 3000 | 3000 | 2999.96 | 2999.92 | 3829.09 | 3820.17 | 2.2553 | 1.4363 | 0.4748 | 0.88862 | 1.4419 | 0.48063
PJM_ROR_2_VACAR | PJM_ROR | VACAR | 2035 | B01 | 10 | 10 | 3000 | 2999.99 | 2997.12 | 2994.96 | 1534.91 | 2210.36 | 3.1693 | 2.374 | 0.79529 | 0.90551 | 2.377 | 0.79232
PJM_ROR_2_VACAR | PJM_ROR | VACAR | 2035 | B02 | 25 | 25 | 3000 | 3000 | 2998.73 | 2997.75 | 459 | 1113.14 | 3.1693 | 2.374 | 0.79529 | 2.2638 | 2.377 | 0.79232
PJM_ROR_2_VACAR | PJM_ROR | VACAR | 2035 | B03 | 75 | 75 | 3000 | 498.61 | 1304.1 | 2999.08 | 0.33 | 2035.7 | 0 | 0 | 0.79529 | 0 | 2.377 | 0.79232
PJM_ROR_2_VACAR | PJM_ROR | VACAR | 2035 | B04 | 100 | 100 | 3000 | 0 | 677.79 | 1458.95 | 0.21 | 0.58 | 0 | 0 | 0 | 0 | 2.377 | 0.79232
PJM_ROR_2_VACAR | PJM_ROR | VACAR | 2035 | B05 | 200 | 200 | 3000 | 0 | 0.03 | 0.08 | 0.03 | 0.07 | 0 | 0 | 0 | 0 | 2.377 | 0.79232
PJM_ROR_2_VACAR | PJM_ROR | VACAR | 2035 | B06 | 300 | 300 | 3000 | 0 | 0.02 | 0.01 | 0.02 | 0.02 | 0 | 0 | 0 | 0 | 2.377 | 0.79232
PJM_ROR_2_VACAR | PJM_ROR | VACAR | 2035 | B07 | 400 | 400 | 3000 | 0 | 0.01 | 0.01 | 0.01 | 0.02 | 0 | 0 | 0 | 0 | 2.377 | 0.79232
PJM_ROR_2_VACAR | PJM_ROR | VACAR | 2035 | B08 | 500 | 500 | 3000 | 0 | 0.01 | 0.02 | 0.01 | 0.02 | 0 | 0 | 0 | 0 | 2.377 | 0.79232
PJM_ROR_2_VACAR | PJM_ROR | VACAR | 2035 | B09 | 800 | 800 | 3000 | 0 | 0.01 | 0.04 | 0.01 | 0.03 | 0 | 0 | 0 | 0 | 2.377 | 0.79232
PJM_ROR_2_VACAR | PJM_ROR | VACAR | 2035 | B10 | 1262 | 1262 | 3000 | 0 | 0.01 | 0.02 | 0.01 | 0.02 | 0 | 0 | 0 | 0 | 2.377 | 0.79232
PJM_ROR_2_VACAR | PJM_ROR | VACAR | 2035 | B11 | 25 | 25 | 3000 | 0.01 | 0.43 | 0.19 | 0.33 | 0.21 | 0 | 0 | 0 | 0 | 2.377 | 0.79232
PJM_ROR_2_VACAR | PJM_ROR | VACAR | 2035 | B12 | 200 | 200 | 3000 | 0 | 0.05 | 0.17 | 0.04 | 0.12 | 0 | 0 | 0 | 0 | 2.377 | 0.79232
PJM_ROR_2_VACAR | PJM_ROR | VACAR | 2035 | B13 | 600 | 600 | 3000 | 0 | 0.02 | 0.07 | 0.02 | 0.05 | 0 | 0 | 0 | 0 | 2.377 | 0.79232
PJM_ROR_2_VACAR | PJM_ROR | VACAR | 2035 | B14 | 900 | 900 | 3000 | 0 | 0.05 | 2999.81 | 0.02 | 0.12 | 0 | 0 | 0.28488 | 0 | 2.377 | 0.79232
PJM_ROR_2_VACAR | PJM_ROR | VACAR | 2035 | B15 | 1203 | 1203 | 3000 | 0 | 2999.82 | 2999.95 | 0.03 | 829.47 | 0 | 0.28488 | 0.79529 | 0 | 2.377 | 0.79232
PJM_ROR_2_VACAR | PJM_ROR | VACAR | 2035 | B16 | 25 | 25 | 3000 | 0 | 2998.86 | 2997.88 | 827.84 | 5336.49 | 0 | 2.374 | 0.79529 | 0 | 2.377 | 0.79232
PJM_ROR_2_VACAR | PJM_ROR | VACAR | 2035 | B17 | 100 | 100 | 3000 | 0 | 0.31 | 2999.44 | 0.16 | 6258.82 | 0 | 0 | 0.79529 | 0 | 2.377 | 0.79232
PJM_ROR_2_VACAR | PJM_ROR | VACAR | 2035 | B18 | 400 | 400 | 3000 | 0 | 0.08 | 2999.82 | 0.04 | 1299.74 | 0 | 0 | 0.79529 | 0 | 2.377 | 0.79232
PJM_ROR_2_VACAR | PJM_ROR | VACAR | 2035 | B19 | 700 | 700 | 3000 | 0 | 210.08 | 2999.9 | 0.04 | 213.2 | 0 | 0 | 0.79529 | 0 | 2.377 | 0.79232
PJM_ROR_2_VACAR | PJM_ROR | VACAR | 2035 | B20 | 935 | 935 | 3000 | 0 | 66.84 | 190.33 | 0.03 | 0.07 | 0 | 0 | 0 | 0 | 2.377 | 0.79232
PJM_ROR_2_VACAR | PJM_ROR | VACAR | 2040 | B01 | 10 | 10 | 3000 | 2678.67 | 2990.34 | 2981.32 | 1454.25 | 2110.13 | 0 | 0.72407 | 0.24927 | 0 | 0.73001 | 0.24333
PJM_ROR_2_VACAR | PJM_ROR | VACAR | 2040 | B02 | 25 | 25 | 3000 | 2999.98 | 2994.94 | 2991.32 | 308.96 | 963.26 | 0.97334 | 0.72407 | 0.2374 | 0.97334 | 0.73001 | 0.24333
PJM_ROR_2_VACAR | PJM_ROR | VACAR | 2040 | B03 | 75 | 75 | 3000 | 0 | 2997.91 | 2996.73 | 617.78 | 2223.03 | 0 | 0.72407 | 0.2374 | 0 | 0.73001 | 0.24333
PJM_ROR_2_VACAR | PJM_ROR | VACAR | 2040 | B04 | 100 | 100 | 3000 | 0 | 356.02 | 939.33 | 0.72 | 2.46 | 0 | 0 | 0 | 0 | 0.73001 | 0.24333
PJM_ROR_2_VACAR | PJM_ROR | VACAR | 2040 | B05 | 200 | 200 | 3000 | 0 | 0.03 | 0.02 | 0.04 | 0.03 | 0 | 0 | 0 | 0 | 0.73001 | 0.24333
PJM_ROR_2_VACAR | PJM_ROR | VACAR | 2040 | B06 | 300 | 300 | 3000 | 0 | 0.02 | 0.02 | 0.02 | 0.02 | 0 | 0 | 0 | 0 | 0.73001 | 0.24333
PJM_ROR_2_VACAR | PJM_ROR | VACAR | 2040 | B07 | 400 | 400 | 3000 | 0 | 0.02 | 0.01 | 0.02 | 0.02 | 0 | 0 | 0 | 0 | 0.73001 | 0.24333
PJM_ROR_2_VACAR | PJM_ROR | VACAR | 2040 | B08 | 500 | 500 | 3000 | 0 | 0.04 | 0.03 | 0.04 | 0.03 | 0 | 0 | 0 | 0 | 0.73001 | 0.24333
PJM_ROR_2_VACAR | PJM_ROR | VACAR | 2040 | B09 | 800 | 800 | 3000 | 0 | 0.01 | 0.01 | 0.01 | 0.01 | 0 | 0 | 0 | 0 | 0.73001 | 0.24333
PJM_ROR_2_VACAR | PJM_ROR | VACAR | 2040 | B10 | 1262 | 0 | 3000 | 0 | 0 | 0 | 0 | 0.01 | 0 | 0 | 0 | 0 | 0.73001 | 0.24333
PJM_ROR_2_VACAR | PJM_ROR | VACAR | 2040 | B11 | 25 | 25 | 3000 | 0.01 | 3.01 | 0.62 | 1.67 | 0.62 | 0 | 0 | 0 | 0 | 0.73001 | 0.24333
PJM_ROR_2_VACAR | PJM_ROR | VACAR | 2040 | B12 | 200 | 200 | 3000 | 0 | 0.05 | 0.04 | 0.05 | 0.04 | 0 | 0 | 0 | 0 | 0.73001 | 0.24333
PJM_ROR_2_VACAR | PJM_ROR | VACAR | 2040 | B13 | 600 | 600 | 3000 | 0 | 0.01 | 0.01 | 0.01 | 0.01 | 0 | 0 | 0 | 0 | 0.73001 | 0.24333
PJM_ROR_2_VACAR | PJM_ROR | VACAR | 2040 | B14 | 900 | 900 | 3000 | 0 | 0.01 | 0.01 | 0.01 | 0.01 | 0 | 0 | 0 | 0 | 0.73001 | 0.24333
PJM_ROR_2_VACAR | PJM_ROR | VACAR | 2040 | B15 | 1203 | 1203 | 3000 | 0 | 0.01 | 0.01 | 0.01 | 0.01 | 0 | 0 | 0 | 0 | 0.73001 | 0.24333
PJM_ROR_2_VACAR | PJM_ROR | VACAR | 2040 | B16 | 25 | 25 | 3000 | 1746.68 | 2996.2 | 2992.24 | 5522.92 | 5502.36 | 0 | 0.73594 | 0.24927 | 0 | 0.73001 | 0.24333
PJM_ROR_2_VACAR | PJM_ROR | VACAR | 2040 | B17 | 100 | 100 | 3000 | 0 | 2998.16 | 2997.28 | 6.8 | 641.19 | 0 | 0.66472 | 0.2374 | 0 | 0.73001 | 0.24333
PJM_ROR_2_VACAR | PJM_ROR | VACAR | 2040 | B18 | 400 | 400 | 3000 | 0 | 0.02 | 0.02 | 0.02 | 0.02 | 0 | 0 | 0 | 0 | 0.73001 | 0.24333
PJM_ROR_2_VACAR | PJM_ROR | VACAR | 2040 | B19 | 700 | 700 | 3000 | 0 | 0.01 | 0.01 | 0.01 | 0.01 | 0 | 0 | 0 | 0 | 0.73001 | 0.24333
PJM_ROR_2_VACAR | PJM_ROR | VACAR | 2040 | B20 | 935 | 935 | 3000 | 0 | 0.01 | 0.01 | 0.01 | 0.01 | 0 | 0 | 0 | 0 | 0.73001 | 0.24333
PJM_ROR_2_VACAR | PJM_ROR | VACAR | 2045 | B01 | 10 | 10 | 3000 | 0.04 | 1311.83 | 1449.38 | 3057.94 | 3651.04 | 0 | 0.01187 | 0 | 0 | 0 | 0
PJM_ROR_2_VACAR | PJM_ROR | VACAR | 2045 | B02 | 25 | 25 | 3000 | 1618.98 | 1244.16 | 1628.08 | 1573.51 | 2275.63 | 0 | 0 | 0 | 0 | 0 | 0
PJM_ROR_2_VACAR | PJM_ROR | VACAR | 2045 | B03 | 75 | 75 | 3000 | 0 | 1857.25 | 1062.02 | 1377.82 | 548.27 | 0 | 0 | 0 | 0 | 0 | 0
PJM_ROR_2_VACAR | PJM_ROR | VACAR | 2045 | B04 | 100 | 100 | 3000 | 0 | 107.06 | 0.52 | 120.67 | 0.57 | 0 | 0 | 0 | 0 | 0 | 0
PJM_ROR_2_VACAR | PJM_ROR | VACAR | 2045 | B05 | 200 | 200 | 3000 | 0 | 0.04 | 0.03 | 0.05 | 0.04 | 0 | 0 | 0 | 0 | 0 | 0
PJM_ROR_2_VACAR | PJM_ROR | VACAR | 2045 | B06 | 300 | 300 | 3000 | 0 | 0.03 | 0.02 | 0.03 | 0.02 | 0 | 0 | 0 | 0 | 0 | 0
PJM_ROR_2_VACAR | PJM_ROR | VACAR | 2045 | B07 | 400 | 400 | 3000 | 0 | 0.05 | 0.03 | 0.05 | 0.03 | 0 | 0 | 0 | 0 | 0 | 0
PJM_ROR_2_VACAR | PJM_ROR | VACAR | 2045 | B08 | 500 | 500 | 3000 | 0 | 0.07 | 0.04 | 0.07 | 0.05 | 0 | 0 | 0 | 0 | 0 | 0
PJM_ROR_2_VACAR | PJM_ROR | VACAR | 2045 | B09 | 800 | 800 | 3000 | 0 | 0.01 | 0.01 | 0.01 | 0.01 | 0 | 0 | 0 | 0 | 0 | 0
PJM_ROR_2_VACAR | PJM_ROR | VACAR | 2045 | B10 | 1262 | 1262 | 3000 | 0 | 0.01 | 0.01 | 0.01 | 0.01 | 0 | 0 | 0 | 0 | 0 | 0
PJM_ROR_2_VACAR | PJM_ROR | VACAR | 2045 | B11 | 25 | 25 | 3000 | 602.68 | 2.03 | 0.54 | 2.15 | 0.6 | 0 | 0 | 0 | 0 | 0 | 0
PJM_ROR_2_VACAR | PJM_ROR | VACAR | 2045 | B12 | 200 | 200 | 3000 | 0 | 0.04 | 0.04 | 0.05 | 0.05 | 0 | 0 | 0 | 0 | 0 | 0
PJM_ROR_2_VACAR | PJM_ROR | VACAR | 2045 | B13 | 600 | 600 | 3000 | 0 | 0.01 | 0.01 | 0.02 | 0.01 | 0 | 0 | 0 | 0 | 0 | 0
PJM_ROR_2_VACAR | PJM_ROR | VACAR | 2045 | B14 | 900 | 900 | 3000 | 0 | 0.02 | 0.01 | 0.02 | 0.01 | 0 | 0 | 0 | 0 | 0 | 0
PJM_ROR_2_VACAR | PJM_ROR | VACAR | 2045 | B15 | 1203 | 1203 | 3000 | 0 | 0.01 | 0.01 | 0.01 | 0.01 | 0 | 0 | 0 | 0 | 0 | 0
PJM_ROR_2_VACAR | PJM_ROR | VACAR | 2045 | B16 | 25 | 25 | 3000 | 286.58 | 1852.68 | 1955.21 | 6847.76 | 6628.94 | 0 | 0 | 0 | 0 | 0 | 0
PJM_ROR_2_VACAR | PJM_ROR | VACAR | 2045 | B17 | 100 | 100 | 3000 | 0 | 2269.76 | 2447.91 | 1352.96 | 1032.64 | 0 | 0 | 0 | 0 | 0 | 0
PJM_ROR_2_VACAR | PJM_ROR | VACAR | 2045 | B18 | 400 | 400 | 3000 | 0 | 0.02 | 0.02 | 0.02 | 0.02 | 0 | 0 | 0 | 0 | 0 | 0
PJM_ROR_2_VACAR | PJM_ROR | VACAR | 2045 | B19 | 700 | 700 | 3000 | 0 | 0.01 | 0.01 | 0.02 | 0.01 | 0 | 0 | 0 | 0 | 0 | 0
PJM_ROR_2_VACAR | PJM_ROR | VACAR | 2045 | B20 | 935 | 935 | 3000 | 0 | 0.02 | 0.01 | 0.02 | 0.01 | 0 | 0 | 0 | 0 | 0 | 0
PJM_ROR_2_VACAR | PJM_ROR | VACAR | 2050 | B01 | 10 | 10 | 3000 | 0.01 | 2999.1 | 2998.08 | 1452.55 | 2176.89 | 0 | 4.7124 | 1.5668 | 0 | 4.7094 | 1.5698
PJM_ROR_2_VACAR | PJM_ROR | VACAR | 2050 | B02 | 25 | 25 | 3000 | 0 | 2999.48 | 2999.13 | 207.14 | 934.16 | 0 | 4.7005 | 1.5668 | 0 | 4.7094 | 1.5698
PJM_ROR_2_VACAR | PJM_ROR | VACAR | 2050 | B03 | 75 | 75 | 3000 | 0 | 1267.11 | 1896.79 | 0.12 | 0.26 | 0 | 0 | 0 | 0 | 4.7094 | 1.5698
PJM_ROR_2_VACAR | PJM_ROR | VACAR | 2050 | B04 | 100 | 100 | 3000 | 0 | 1018.96 | 661.47 | 0.09 | 0.19 | 0 | 0 | 0 | 0 | 4.7094 | 1.5698
PJM_ROR_2_VACAR | PJM_ROR | VACAR | 2050 | B05 | 200 | 200 | 3000 | 0 | 0.02 | 0.02 | 0.01 | 0.02 | 0 | 0 | 0 | 0 | 4.7094 | 1.5698
PJM_ROR_2_VACAR | PJM_ROR | VACAR | 2050 | B06 | 300 | 300 | 3000 | 0 | 0.02 | 0.01 | 0.01 | 0.01 | 0 | 0 | 0 | 0 | 4.7094 | 1.5698
PJM_ROR_2_VACAR | PJM_ROR | VACAR | 2050 | B07 | 400 | 400 | 3000 | 0 | 0.01 | 0.01 | 0.01 | 0.01 | 0 | 0 | 0 | 0 | 4.7094 | 1.5698
PJM_ROR_2_VACAR | PJM_ROR | VACAR | 2050 | B08 | 500 | 500 | 3000 | 0 | 0.01 | 0.01 | 0.01 | 0.01 | 0 | 0 | 0 | 0 | 4.7094 | 1.5698
PJM_ROR_2_VACAR | PJM_ROR | VACAR | 2050 | B09 | 800 | 0 | 3000 | 0 | 0 | 0.01 | 0 | 0.01 | 0 | 0 | 0 | 0 | 4.7094 | 1.5698
PJM_ROR_2_VACAR | PJM_ROR | VACAR | 2050 | B10 | 1262 | 0 | 3000 | 0 | 0 | 0 | 0 | 0 | 0 | 0 | 0 | 0 | 4.7094 | 1.5698
PJM_ROR_2_VACAR | PJM_ROR | VACAR | 2050 | B11 | 25 | 25 | 3000 | 3000 | 1041.38 | 0.63 | 0.38 | 0.37 | 6.2792 | 0 | 0 | 6.2792 | 4.7094 | 1.5698
PJM_ROR_2_VACAR | PJM_ROR | VACAR | 2050 | B12 | 200 | 200 | 3000 | 0 | 0.03 | 0.08 | 0.02 | 0.05 | 0 | 0 | 0 | 0 | 4.7094 | 1.5698
PJM_ROR_2_VACAR | PJM_ROR | VACAR | 2050 | B13 | 600 | 600 | 3000 | 0 | 0.01 | 0.01 | 0.01 | 0.01 | 0 | 0 | 0 | 0 | 4.7094 | 1.5698
PJM_ROR_2_VACAR | PJM_ROR | VACAR | 2050 | B14 | 900 | 0 | 3000 | 0 | 0.01 | 0.01 | 0 | 0.01 | 0 | 0 | 0 | 0 | 4.7094 | 1.5698
PJM_ROR_2_VACAR | PJM_ROR | VACAR | 2050 | B15 | 1203 | 1203 | 3000 | 0 | 0.02 | 0.01 | 0.01 | 0.01 | 0 | 0 | 0 | 0 | 4.7094 | 1.5698
PJM_ROR_2_VACAR | PJM_ROR | VACAR | 2050 | B16 | 25 | 25 | 3000 | 1958.28 | 2999.64 | 2999.22 | 4524.5 | 4383.42 | 0 | 4.7124 | 1.5668 | 0 | 4.7094 | 1.5698
PJM_ROR_2_VACAR | PJM_ROR | VACAR | 2050 | B17 | 100 | 100 | 3000 | 0 | 2853.28 | 2632.42 | 0.1 | 0.23 | 0 | 0 | 0 | 0 | 4.7094 | 1.5698
PJM_ROR_2_VACAR | PJM_ROR | VACAR | 2050 | B18 | 400 | 400 | 3000 | 0 | 0.02 | 0.02 | 0.01 | 0.02 | 0 | 0 | 0 | 0 | 4.7094 | 1.5698
PJM_ROR_2_VACAR | PJM_ROR | VACAR | 2050 | B19 | 700 | 0 | 3000 | 0 | 0.01 | 0 | 0 | 0 | 0 | 0 | 0 | 0 | 4.7094 | 1.5698
PJM_ROR_2_VACAR | PJM_ROR | VACAR | 2050 | B20 | 935 | 935 | 3000 | 0 | 0.02 | 0.01 | 0.01 | 0.01 | 0 | 0 | 0 | 0 | 4.7094 | 1.5698
SOCO_2_ENT | SOCO | ENT | 2015 | B01 | 10 | 10 | 2400 | 0 | 0.14 | 0.1 | 0.16 | 0.12 | 0 | 0 | 0 | 0 | 0 | 0
SOCO_2_ENT | SOCO | ENT | 2015 | B02 | 25 | 25 | 2400 | 0 | 0.06 | 0.04 | 0.06 | 0.05 | 0 | 0 | 0 | 0 | 0 | 0
SOCO_2_ENT | SOCO | ENT | 2015 | B03 | 75 | 75 | 2400 | 0 | 0.02 | 0.01 | 0.02 | 0.01 | 0 | 0 | 0 | 0 | 0 | 0
SOCO_2_ENT | SOCO | ENT | 2015 | B04 | 100 | 100 | 2400 | 0 | 0.01 | 0.01 | 0.01 | 0.01 | 0 | 0 | 0 | 0 | 0 | 0
SOCO_2_ENT | SOCO | ENT | 2015 | B05 | 200 | 200 | 2400 | 0 | 0.01 | 0.01 | 0.01 | 0.01 | 0 | 0 | 0 | 0 | 0 | 0
SOCO_2_ENT | SOCO | ENT | 2015 | B06 | 300 | 0 | 2400 | 0 | 0 | 0 | 0 | 0 | 0 | 0 | 0 | 0 | 0 | 0
SOCO_2_ENT | SOCO | ENT | 2015 | B07 | 400 | 0 | 2400 | 0 | 0 | 0 | 0 | 0 | 0 | 0 | 0 | 0 | 0 | 0
SOCO_2_ENT | SOCO | ENT | 2015 | B08 | 500 | 0 | 2400 | 0 | 0 | 0 | 0 | 0 | 0 | 0 | 0 | 0 | 0 | 0
SOCO_2_ENT | SOCO | ENT | 2015 | B09 | 800 | 0 | 2400 | 0 | 0 | 0 | 0 | 0 | 0 | 0 | 0 | 0 | 0 | 0
SOCO_2_ENT | SOCO | ENT | 2015 | B10 | 1262 | 0 | 2400 | 0 | 0 | 0 | 0 | 0 | 0 | 0 | 0 | 0 | 0 | 0
SOCO_2_ENT | SOCO | ENT | 2015 | B11 | 25 | 25 | 2400 | 0 | 0.05 | 0.04 | 0.06 | 0.04 | 0 | 0 | 0 | 0 | 0 | 0
SOCO_2_ENT | SOCO | ENT | 2015 | B12 | 200 | 200 | 2400 | 0 | 0.01 | 0.01 | 0.01 | 0.01 | 0 | 0 | 0 | 0 | 0 | 0
SOCO_2_ENT | SOCO | ENT | 2015 | B13 | 600 | 0 | 2400 | 0 | 0 | 0 | 0 | 0 | 0 | 0 | 0 | 0 | 0 | 0
SOCO_2_ENT | SOCO | ENT | 2015 | B14 | 900 | 0 | 2400 | 0 | 0 | 0 | 0 | 0 | 0 | 0 | 0 | 0 | 0 | 0
SOCO_2_ENT | SOCO | ENT | 2015 | B15 | 1203 | 0 | 2400 | 0 | 0 | 0 | 0 | 0 | 0 | 0 | 0 | 0 | 0 | 0
SOCO_2_ENT | SOCO | ENT | 2015 | B16 | 25 | 25 | 2400 | 0 | 0.05 | 0.04 | 0.06 | 0.04 | 0 | 0 | 0 | 0 | 0 | 0
SOCO_2_ENT | SOCO | ENT | 2015 | B17 | 100 | 100 | 2400 | 0 | 0.02 | 0.01 | 0.02 | 0.01 | 0 | 0 | 0 | 0 | 0 | 0
SOCO_2_ENT | SOCO | ENT | 2015 | B18 | 400 | 0 | 2400 | 0 | 0 | 0 | 0 | 0 | 0 | 0 | 0 | 0 | 0 | 0
SOCO_2_ENT | SOCO | ENT | 2015 | B19 | 700 | 0 | 2400 | 0 | 0 | 0 | 0 | 0 | 0 | 0 | 0 | 0 | 0 | 0
SOCO_2_ENT | SOCO | ENT | 2015 | B20 | 935 | 0 | 2400 | 0 | 0 | 0 | 0 | 0 | 0 | 0 | 0 | 0 | 0 | 0
SOCO_2_ENT | SOCO | ENT | 2020 | B01 | 10 | 10 | 2400 | 0 | 0.14 | 0.11 | 0.16 | 0.13 | 0 | 0 | 0 | 0 | 0 | 0
SOCO_2_ENT | SOCO | ENT | 2020 | B02 | 25 | 25 | 2400 | 0 | 0.07 | 0.05 | 0.07 | 0.05 | 0 | 0 | 0 | 0 | 0 | 0
SOCO_2_ENT | SOCO | ENT | 2020 | B03 | 75 | 75 | 2400 | 0 | 0.02 | 0.02 | 0.02 | 0.02 | 0 | 0 | 0 | 0 | 0 | 0
SOCO_2_ENT | SOCO | ENT | 2020 | B04 | 100 | 100 | 2400 | 0 | 0.01 | 0.01 | 0.02 | 0.01 | 0 | 0 | 0 | 0 | 0 | 0
SOCO_2_ENT | SOCO | ENT | 2020 | B05 | 200 | 200 | 2400 | 0 | 0.01 | 0.01 | 0.01 | 0.01 | 0 | 0 | 0 | 0 | 0 | 0
SOCO_2_ENT | SOCO | ENT | 2020 | B06 | 300 | 300 | 2400 | 0 | 0.01 | 0 | 0.01 | 0 | 0 | 0 | 0 | 0 | 0 | 0
SOCO_2_ENT | SOCO | ENT | 2020 | B07 | 400 | 0 | 2400 | 0 | 0 | 0 | 0 | 0 | 0 | 0 | 0 | 0 | 0 | 0
SOCO_2_ENT | SOCO | ENT | 2020 | B08 | 500 | 0 | 2400 | 0 | 0 | 0 | 0 | 0 | 0 | 0 | 0 | 0 | 0 | 0
SOCO_2_ENT | SOCO | ENT | 2020 | B09 | 800 | 0 | 2400 | 0 | 0 | 0 | 0 | 0 | 0 | 0 | 0 | 0 | 0 | 0
SOCO_2_ENT | SOCO | ENT | 2020 | B10 | 1262 | 0 | 2400 | 0 | 0 | 0 | 0 | 0 | 0 | 0 | 0 | 0 | 0 | 0
SOCO_2_ENT | SOCO | ENT | 2020 | B11 | 25 | 25 | 2400 | 0 | 0.06 | 0.05 | 0.06 | 0.05 | 0 | 0 | 0 | 0 | 0 | 0
SOCO_2_ENT | SOCO | ENT | 2020 | B12 | 200 | 200 | 2400 | 0 | 0.01 | 0.01 | 0.01 | 0.01 | 0 | 0 | 0 | 0 | 0 | 0
SOCO_2_ENT | SOCO | ENT | 2020 | B13 | 600 | 0 | 2400 | 0 | 0 | 0 | 0 | 0 | 0 | 0 | 0 | 0 | 0 | 0
SOCO_2_ENT | SOCO | ENT | 2020 | B14 | 900 | 0 | 2400 | 0 | 0 | 0 | 0 | 0 | 0 | 0 | 0 | 0 | 0 | 0
SOCO_2_ENT | SOCO | ENT | 2020 | B15 | 1203 | 0 | 2400 | 0 | 0 | 0 | 0 | 0 | 0 | 0 | 0 | 0 | 0 | 0
SOCO_2_ENT | SOCO | ENT | 2020 | B16 | 25 | 25 | 2400 | 0 | 0.06 | 0.05 | 0.06 | 0.05 | 0 | 0 | 0 | 0 | 0 | 0
SOCO_2_ENT | SOCO | ENT | 2020 | B17 | 100 | 100 | 2400 | 0 | 0.02 | 0.01 | 0.02 | 0.01 | 0 | 0 | 0 | 0 | 0 | 0
SOCO_2_ENT | SOCO | ENT | 2020 | B18 | 400 | 400 | 2400 | 0 | 0.01 | 0 | 0.01 | 0 | 0 | 0 | 0 | 0 | 0 | 0
SOCO_2_ENT | SOCO | ENT | 2020 | B19 | 700 | 0 | 2400 | 0 | 0 | 0 | 0 | 0 | 0 | 0 | 0 | 0 | 0 | 0
SOCO_2_ENT | SOCO | ENT | 2020 | B20 | 935 | 0 | 2400 | 0 | 0 | 0 | 0 | 0 | 0 | 0 | 0 | 0 | 0 | 0
SOCO_2_ENT | SOCO | ENT | 2025 | B01 | 10 | 10 | 2400 | 0 | 0.16 | 0.14 | 0.18 | 0.16 | 0 | 0 | 0 | 0 | 0 | 0
SOCO_2_ENT | SOCO | ENT | 2025 | B02 | 25 | 25 | 2400 | 0 | 0.07 | 0.06 | 0.08 | 0.06 | 0 | 0 | 0 | 0 | 0 | 0
SOCO_2_ENT | SOCO | ENT | 2025 | B03 | 75 | 75 | 2400 | 0 | 0.03 | 0.02 | 0.03 | 0.02 | 0 | 0 | 0 | 0 | 0 | 0
SOCO_2_ENT | SOCO | ENT | 2025 | B04 | 100 | 100 | 2400 | 0 | 0.02 | 0.01 | 0.02 | 0.02 | 0 | 0 | 0 | 0 | 0 | 0
SOCO_2_ENT | SOCO | ENT | 2025 | B05 | 200 | 200 | 2400 | 0 | 0.01 | 0.01 | 0.01 | 0.01 | 0 | 0 | 0 | 0 | 0 | 0
SOCO_2_ENT | SOCO | ENT | 2025 | B06 | 300 | 300 | 2400 | 0 | 0.01 | 0.01 | 0.01 | 0.01 | 0 | 0 | 0 | 0 | 0 | 0
SOCO_2_ENT | SOCO | ENT | 2025 | B07 | 400 | 0 | 2400 | 0 | 0 | 0 | 0 | 0 | 0 | 0 | 0 | 0 | 0 | 0
SOCO_2_ENT | SOCO | ENT | 2025 | B08 | 500 | 0 | 2400 | 0 | 0 | 0 | 0 | 0 | 0 | 0 | 0 | 0 | 0 | 0
SOCO_2_ENT | SOCO | ENT | 2025 | B09 | 800 | 0 | 2400 | 0 | 0 | 0 | 0 | 0 | 0 | 0 | 0 | 0 | 0 | 0
SOCO_2_ENT | SOCO | ENT | 2025 | B10 | 1262 | 0 | 2400 | 0 | 0 | 0 | 0 | 0 | 0 | 0 | 0 | 0 | 0 | 0
SOCO_2_ENT | SOCO | ENT | 2025 | B11 | 25 | 25 | 2400 | 0 | 0.08 | 0.06 | 0.09 | 0.06 | 0 | 0 | 0 | 0 | 0 | 0
SOCO_2_ENT | SOCO | ENT | 2025 | B12 | 200 | 200 | 2400 | 0 | 0.01 | 0.01 | 0.02 | 0.01 | 0 | 0 | 0 | 0 | 0 | 0
SOCO_2_ENT | SOCO | ENT | 2025 | B13 | 600 | 600 | 2400 | 0 | 0 | 0 | 0.01 | 0 | 0 | 0 | 0 | 0 | 0 | 0
SOCO_2_ENT | SOCO | ENT | 2025 | B14 | 900 | 0 | 2400 | 0 | 0 | 0 | 0 | 0 | 0 | 0 | 0 | 0 | 0 | 0
SOCO_2_ENT | SOCO | ENT | 2025 | B15 | 1203 | 0 | 2400 | 0 | 0 | 0 | 0 | 0 | 0 | 0 | 0 | 0 | 0 | 0
SOCO_2_ENT | SOCO | ENT | 2025 | B16 | 25 | 25 | 2400 | 0 | 0.07 | 0.06 | 0.07 | 0.06 | 0 | 0 | 0 | 0 | 0 | 0
SOCO_2_ENT | SOCO | ENT | 2025 | B17 | 100 | 100 | 2400 | 0 | 0.02 | 0.01 | 0.02 | 0.02 | 0 | 0 | 0 | 0 | 0 | 0
SOCO_2_ENT | SOCO | ENT | 2025 | B18 | 400 | 400 | 2400 | 0 | 0.01 | 0 | 0.01 | 0 | 0 | 0 | 0 | 0 | 0 | 0
SOCO_2_ENT | SOCO | ENT | 2025 | B19 | 700 | 0 | 2400 | 0 | 0 | 0 | 0 | 0 | 0 | 0 | 0 | 0 | 0 | 0
SOCO_2_ENT | SOCO | ENT | 2025 | B20 | 935 | 0 | 2400 | 0 | 0 | 0 | 0 | 0 | 0 | 0 | 0 | 0 | 0 | 0
SOCO_2_ENT | SOCO | ENT | 2030 | B01 | 10 | 10 | 2400 | 0 | 0.26 | 0.19 | 0.29 | 0.21 | 0 | 0 | 0 | 0 | 0 | 0
SOCO_2_ENT | SOCO | ENT | 2030 | B02 | 25 | 25 | 2400 | 0 | 0.11 | 0.08 | 0.12 | 0.09 | 0 | 0 | 0 | 0 | 0 | 0
SOCO_2_ENT | SOCO | ENT | 2030 | B03 | 75 | 75 | 2400 | 0 | 0.04 | 0.03 | 0.04 | 0.03 | 0 | 0 | 0 | 0 | 0 | 0
SOCO_2_ENT | SOCO | ENT | 2030 | B04 | 100 | 100 | 2400 | 0 | 0.03 | 0.02 | 0.03 | 0.02 | 0 | 0 | 0 | 0 | 0 | 0
SOCO_2_ENT | SOCO | ENT | 2030 | B05 | 200 | 200 | 2400 | 0 | 0.01 | 0.01 | 0.02 | 0.01 | 0 | 0 | 0 | 0 | 0 | 0
SOCO_2_ENT | SOCO | ENT | 2030 | B06 | 300 | 300 | 2400 | 0 | 0.01 | 0.01 | 0.01 | 0.01 | 0 | 0 | 0 | 0 | 0 | 0
SOCO_2_ENT | SOCO | ENT | 2030 | B07 | 400 | 400 | 2400 | 0 | 0.01 | 0.01 | 0.01 | 0.01 | 0 | 0 | 0 | 0 | 0 | 0
SOCO_2_ENT | SOCO | ENT | 2030 | B08 | 500 | 500 | 2400 | 0 | 0.01 | 0 | 0.01 | 0 | 0 | 0 | 0 | 0 | 0 | 0
SOCO_2_ENT | SOCO | ENT | 2030 | B09 | 800 | 800 | 2400 | 0 | 0.01 | 0 | 0.01 | 0 | 0 | 0 | 0 | 0 | 0 | 0
SOCO_2_ENT | SOCO | ENT | 2030 | B10 | 1262 | 0 | 2400 | 0 | 0 | 0 | 0 | 0 | 0 | 0 | 0 | 0 | 0 | 0
SOCO_2_ENT | SOCO | ENT | 2030 | B11 | 25 | 25 | 2400 | 0 | 0.11 | 0.08 | 0.12 | 0.09 | 0 | 0 | 0 | 0 | 0 | 0
SOCO_2_ENT | SOCO | ENT | 2030 | B12 | 200 | 200 | 2400 | 0 | 0.02 | 0.01 | 0.02 | 0.01 | 0 | 0 | 0 | 0 | 0 | 0
SOCO_2_ENT | SOCO | ENT | 2030 | B13 | 600 | 600 | 2400 | 0 | 0 | 0 | 0.01 | 0 | 0 | 0 | 0 | 0 | 0 | 0
SOCO_2_ENT | SOCO | ENT | 2030 | B14 | 900 | 0 | 2400 | 0 | 0 | 0 | 0 | 0 | 0 | 0 | 0 | 0 | 0 | 0
SOCO_2_ENT | SOCO | ENT | 2030 | B15 | 1203 | 0 | 2400 | 0 | 0 | 0 | 0 | 0 | 0 | 0 | 0 | 0 | 0 | 0
SOCO_2_ENT | SOCO | ENT | 2030 | B16 | 25 | 25 | 2400 | 0 | 0.11 | 0.08 | 0.12 | 0.09 | 0 | 0 | 0 | 0 | 0 | 0
SOCO_2_ENT | SOCO | ENT | 2030 | B17 | 100 | 100 | 2400 | 0 | 0.03 | 0.02 | 0.03 | 0.02 | 0 | 0 | 0 | 0 | 0 | 0
SOCO_2_ENT | SOCO | ENT | 2030 | B18 | 400 | 400 | 2400 | 0 | 0.01 | 0.01 | 0.01 | 0.01 | 0 | 0 | 0 | 0 | 0 | 0
SOCO_2_ENT | SOCO | ENT | 2030 | B19 | 700 | 0 | 2400 | 0 | 0 | 0 | 0 | 0 | 0 | 0 | 0 | 0 | 0 | 0
SOCO_2_ENT | SOCO | ENT | 2030 | B20 | 935 | 0 | 2400 | 0 | 0 | 0 | 0 | 0 | 0 | 0 | 0 | 0 | 0 | 0
SOCO_2_ENT | SOCO | ENT | 2035 | B01 | 10 | 10 | 2400 | 0 | 0.33 | 0.24 | 0.38 | 0.28 | 0 | 0 | 0 | 0 | 0 | 0
SOCO_2_ENT | SOCO | ENT | 2035 | B02 | 25 | 25 | 2400 | 0 | 0.14 | 0.1 | 0.15 | 0.11 | 0 | 0 | 0 | 0 | 0 | 0
SOCO_2_ENT | SOCO | ENT | 2035 | B03 | 75 | 75 | 2400 | 0 | 0.05 | 0.04 | 0.05 | 0.04 | 0 | 0 | 0 | 0 | 0 | 0
SOCO_2_ENT | SOCO | ENT | 2035 | B04 | 100 | 100 | 2400 | 596.6 | 0.04 | 0.03 | 0.05 | 0.03 | 0 | 0 | 0 | 0 | 0 | 0
SOCO_2_ENT | SOCO | ENT | 2035 | B05 | 200 | 200 | 2400 | 0 | 0.02 | 0.02 | 0.02 | 0.02 | 0 | 0 | 0 | 0 | 0 | 0
SOCO_2_ENT | SOCO | ENT | 2035 | B06 | 300 | 300 | 2400 | 0 | 0.03 | 0.02 | 0.03 | 0.02 | 0 | 0 | 0 | 0 | 0 | 0
SOCO_2_ENT | SOCO | ENT | 2035 | B07 | 400 | 400 | 2400 | 0 | 0.02 | 0.02 | 0.03 | 0.02 | 0 | 0 | 0 | 0 | 0 | 0
SOCO_2_ENT | SOCO | ENT | 2035 | B08 | 500 | 500 | 2400 | 257.92 | 1306.98 | 0.11 | 164.41 | 0.12 | 0 | 0 | 0 | 0 | 0 | 0
SOCO_2_ENT | SOCO | ENT | 2035 | B09 | 800 | 800 | 2400 | 0 | 0.02 | 0.01 | 0.02 | 0.02 | 0 | 0 | 0 | 0 | 0 | 0
SOCO_2_ENT | SOCO | ENT | 2035 | B10 | 1262 | 0 | 2400 | 0 | 0 | 0 | 0 | 0 | 0 | 0 | 0 | 0 | 0 | 0
SOCO_2_ENT | SOCO | ENT | 2035 | B11 | 25 | 25 | 2400 | 0 | 0.2 | 0.21 | 0.22 | 0.23 | 0 | 0 | 0 | 0 | 0 | 0
SOCO_2_ENT | SOCO | ENT | 2035 | B12 | 200 | 200 | 2400 | 0 | 0.02 | 0.02 | 0.02 | 0.02 | 0 | 0 | 0 | 0 | 0 | 0
SOCO_2_ENT | SOCO | ENT | 2035 | B13 | 600 | 600 | 2400 | 0 | 0.01 | 0.01 | 0.01 | 0.01 | 0 | 0 | 0 | 0 | 0 | 0
SOCO_2_ENT | SOCO | ENT | 2035 | B14 | 900 | 0 | 2400 | 0 | 0 | 0 | 0 | 0 | 0 | 0 | 0 | 0 | 0 | 0
SOCO_2_ENT | SOCO | ENT | 2035 | B15 | 1203 | 0 | 2400 | 0 | 0 | 0 | 0 | 0 | 0 | 0 | 0 | 0 | 0 | 0
SOCO_2_ENT | SOCO | ENT | 2035 | B16 | 25 | 25 | 2400 | 0 | 0.14 | 0.1 | 0.15 | 0.11 | 0 | 0 | 0 | 0 | 0 | 0
SOCO_2_ENT | SOCO | ENT | 2035 | B17 | 100 | 100 | 2400 | 0 | 0.04 | 0.03 | 0.04 | 0.03 | 0 | 0 | 0 | 0 | 0 | 0
SOCO_2_ENT | SOCO | ENT | 2035 | B18 | 400 | 400 | 2400 | 0 | 0.01 | 0.01 | 0.01 | 0.01 | 0 | 0 | 0 | 0 | 0 | 0
SOCO_2_ENT | SOCO | ENT | 2035 | B19 | 700 | 700 | 2400 | 0 | 0.01 | 0 | 0.01 | 0 | 0 | 0 | 0 | 0 | 0 | 0
SOCO_2_ENT | SOCO | ENT | 2035 | B20 | 935 | 0 | 2400 | 0 | 0 | 0 | 0 | 0 | 0 | 0 | 0 | 0 | 0 | 0
SOCO_2_ENT | SOCO | ENT | 2040 | B01 | 10 | 10 | 2400 | 0 | 0.39 | 0.3 | 0.45 | 0.35 | 0 | 0 | 0 | 0 | 0 | 0
SOCO_2_ENT | SOCO | ENT | 2040 | B02 | 25 | 25 | 2400 | 0 | 0.16 | 0.13 | 0.19 | 0.14 | 0 | 0 | 0 | 0 | 0 | 0
SOCO_2_ENT | SOCO | ENT | 2040 | B03 | 75 | 75 | 2400 | 0 | 0.06 | 0.05 | 0.07 | 0.05 | 0 | 0 | 0 | 0 | 0 | 0
SOCO_2_ENT | SOCO | ENT | 2040 | B04 | 100 | 100 | 2400 | 1206.18 | 0.06 | 0.04 | 0.07 | 0.05 | 0 | 0 | 0 | 0 | 0 | 0
SOCO_2_ENT | SOCO | ENT | 2040 | B05 | 200 | 200 | 2400 | 0 | 0.05 | 0.03 | 0.05 | 0.03 | 0 | 0 | 0 | 0 | 0 | 0
SOCO_2_ENT | SOCO | ENT | 2040 | B06 | 300 | 300 | 2400 | 874.21 | 0.07 | 0.03 | 0.08 | 0.03 | 0 | 0 | 0 | 0 | 0 | 0
SOCO_2_ENT | SOCO | ENT | 2040 | B07 | 400 | 400 | 2400 | 0 | 0.06 | 0.03 | 0.06 | 0.03 | 0 | 0 | 0 | 0 | 0 | 0
SOCO_2_ENT | SOCO | ENT | 2040 | B08 | 500 | 500 | 2400 | 0 | 0.02 | 0.02 | 0.02 | 0.02 | 0 | 0 | 0 | 0 | 0 | 0
SOCO_2_ENT | SOCO | ENT | 2040 | B09 | 800 | 800 | 2400 | 0 | 0.01 | 0.01 | 0.01 | 0.01 | 0 | 0 | 0 | 0 | 0 | 0
SOCO_2_ENT | SOCO | ENT | 2040 | B10 | 1262 | 1262 | 2400 | 0 | 1914.14 | 2368.68 | 62.58 | 1965.37 | 0 | 0 | 0 | 0 | 0 | 0
SOCO_2_ENT | SOCO | ENT | 2040 | B11 | 25 | 25 | 2400 | 0 | 0.17 | 0.17 | 0.19 | 0.19 | 0 | 0 | 0 | 0 | 0 | 0
SOCO_2_ENT | SOCO | ENT | 2040 | B12 | 200 | 200 | 2400 | 0 | 0.03 | 0.02 | 0.03 | 0.03 | 0 | 0 | 0 | 0 | 0 | 0
SOCO_2_ENT | SOCO | ENT | 2040 | B13 | 600 | 600 | 2400 | 0 | 0.01 | 0.01 | 0.01 | 0.01 | 0 | 0 | 0 | 0 | 0 | 0
SOCO_2_ENT | SOCO | ENT | 2040 | B14 | 900 | 900 | 2400 | 0 | 0 | 0 | 0.01 | 0 | 0 | 0 | 0 | 0 | 0 | 0
SOCO_2_ENT | SOCO | ENT | 2040 | B15 | 1203 | 1203 | 2400 | 0 | 0.01 | 0 | 0.01 | 0.01 | 0 | 0 | 0 | 0 | 0 | 0
SOCO_2_ENT | SOCO | ENT | 2040 | B16 | 25 | 25 | 2400 | 0 | 0.16 | 0.13 | 0.18 | 0.14 | 0 | 0 | 0 | 0 | 0 | 0
SOCO_2_ENT | SOCO | ENT | 2040 | B17 | 100 | 100 | 2400 | 0 | 0.04 | 0.03 | 0.05 | 0.04 | 0 | 0 | 0 | 0 | 0 | 0
SOCO_2_ENT | SOCO | ENT | 2040 | B18 | 400 | 400 | 2400 | 0 | 0.01 | 0.01 | 0.01 | 0.01 | 0 | 0 | 0 | 0 | 0 | 0
SOCO_2_ENT | SOCO | ENT | 2040 | B19 | 700 | 700 | 2400 | 0 | 0.01 | 0 | 0.01 | 0.01 | 0 | 0 | 0 | 0 | 0 | 0
SOCO_2_ENT | SOCO | ENT | 2040 | B20 | 935 | 935 | 2400 | 0 | 0.01 | 0.01 | 0.01 | 0.01 | 0 | 0 | 0 | 0 | 0 | 0
SOCO_2_ENT | SOCO | ENT | 2045 | B01 | 10 | 10 | 2400 | 0 | 0.5 | 0.38 | 0.42 | 0.39 | 0 | 0 | 0 | 0 | 6.7481 | 2.2494
SOCO_2_ENT | SOCO | ENT | 2045 | B02 | 25 | 25 | 2400 | 0 | 0.21 | 0.16 | 0.17 | 0.16 | 0 | 0 | 0 | 0 | 6.7481 | 2.2494
SOCO_2_ENT | SOCO | ENT | 2045 | B03 | 75 | 75 | 2400 | 0 | 0.08 | 0.06 | 0.06 | 0.06 | 0 | 0 | 0 | 0 | 6.7481 | 2.2494
SOCO_2_ENT | SOCO | ENT | 2045 | B04 | 100 | 100 | 2400 | 1881.88 | 0.12 | 0.05 | 0.07 | 0.05 | 0 | 0 | 0 | 0 | 6.7481 | 2.2494
SOCO_2_ENT | SOCO | ENT | 2045 | B05 | 200 | 200 | 2400 | 0 | 0.07 | 0.04 | 0.04 | 0.04 | 0 | 0 | 0 | 0 | 6.7481 | 2.2494
SOCO_2_ENT | SOCO | ENT | 2045 | B06 | 300 | 300 | 2400 | 2400 | 1842.69 | 0.08 | 0.05 | 0.05 | 8.9975 | 0 | 0 | 8.9975 | 6.7481 | 2.2494
SOCO_2_ENT | SOCO | ENT | 2045 | B07 | 400 | 400 | 2400 | 0 | 0.03 | 0.03 | 0.02 | 0.02 | 0 | 0 | 0 | 0 | 6.7481 | 2.2494
SOCO_2_ENT | SOCO | ENT | 2045 | B08 | 500 | 500 | 2400 | 0 | 0.02 | 0.01 | 0.01 | 0.01 | 0 | 0 | 0 | 0 | 6.7481 | 2.2494
SOCO_2_ENT | SOCO | ENT | 2045 | B09 | 800 | 800 | 2400 | 0 | 0.01 | 0.01 | 0.01 | 0.01 | 0 | 0 | 0 | 0 | 6.7481 | 2.2494
SOCO_2_ENT | SOCO | ENT | 2045 | B10 | 1262 | 1262 | 2400 | 247.33 | 0.51 | 2155.58 | 0.01 | 0.03 | 0 | 0 | 0 | 0 | 6.7481 | 2.2494
SOCO_2_ENT | SOCO | ENT | 2045 | B11 | 25 | 25 | 2400 | 0 | 0.22 | 0.17 | 0.18 | 0.17 | 0 | 0 | 0 | 0 | 6.7481 | 2.2494
SOCO_2_ENT | SOCO | ENT | 2045 | B12 | 200 | 200 | 2400 | 0 | 0.03 | 0.02 | 0.02 | 0.02 | 0 | 0 | 0 | 0 | 6.7481 | 2.2494
SOCO_2_ENT | SOCO | ENT | 2045 | B13 | 600 | 600 | 2400 | 0 | 0.01 | 0.01 | 0.01 | 0.01 | 0 | 0 | 0 | 0 | 6.7481 | 2.2494
SOCO_2_ENT | SOCO | ENT | 2045 | B14 | 900 | 900 | 2400 | 0 | 0.01 | 0 | 0.01 | 0 | 0 | 0 | 0 | 0 | 6.7481 | 2.2494
SOCO_2_ENT | SOCO | ENT | 2045 | B15 | 1203 | 0 | 2400 | 0 | 0.01 | 0.01 | 0 | 0.01 | 0 | 0 | 0 | 0 | 6.7481 | 2.2494
SOCO_2_ENT | SOCO | ENT | 2045 | B16 | 25 | 25 | 2400 | 0 | 0.21 | 0.16 | 0.17 | 0.16 | 0 | 0 | 0 | 0 | 6.7481 | 2.2494
SOCO_2_ENT | SOCO | ENT | 2045 | B17 | 100 | 100 | 2400 | 0 | 0.05 | 0.04 | 0.04 | 0.04 | 0 | 0 | 0 | 0 | 6.7481 | 2.2494
SOCO_2_ENT | SOCO | ENT | 2045 | B18 | 400 | 400 | 2400 | 0 | 0.02 | 0.01 | 0.01 | 0.01 | 0 | 0 | 0 | 0 | 6.7481 | 2.2494
SOCO_2_ENT | SOCO | ENT | 2045 | B19 | 700 | 700 | 2400 | 0 | 0.01 | 0.01 | 0.01 | 0.01 | 0 | 0 | 0 | 0 | 6.7481 | 2.2494
SOCO_2_ENT | SOCO | ENT | 2045 | B20 | 935 | 935 | 2400 | 0 | 0.01 | 0.01 | 0.01 | 0.01 | 0 | 0 | 0 | 0 | 6.7481 | 2.2494
SOCO_2_ENT | SOCO | ENT | 2050 | B01 | 10 | 10 | 2400 | 0 | 0.15 | 0.14 | 0.16 | 0.16 | 0 | 0 | 0 | 0 | 0 | 0
SOCO_2_ENT | SOCO | ENT | 2050 | B02 | 25 | 25 | 2400 | 0 | 0.07 | 0.06 | 0.08 | 0.06 | 0 | 0 | 0 | 0 | 0 | 0
SOCO_2_ENT | SOCO | ENT | 2050 | B03 | 75 | 75 | 2400 | 0 | 0.04 | 0.02 | 0.04 | 0.03 | 0 | 0 | 0 | 0 | 0 | 0
SOCO_2_ENT | SOCO | ENT | 2050 | B04 | 100 | 100 | 2400 | 0 | 0.03 | 0.02 | 0.04 | 0.02 | 0 | 0 | 0 | 0 | 0 | 0
SOCO_2_ENT | SOCO | ENT | 2050 | B05 | 200 | 200 | 2400 | 0 | 0.05 | 0.02 | 0.06 | 0.02 | 0 | 0 | 0 | 0 | 0 | 0
SOCO_2_ENT | SOCO | ENT | 2050 | B06 | 300 | 300 | 2400 | 0 | 0.02 | 0.02 | 0.03 | 0.02 | 0 | 0 | 0 | 0 | 0 | 0
SOCO_2_ENT | SOCO | ENT | 2050 | B07 | 400 | 400 | 2400 | 0 | 0.01 | 0.01 | 0.01 | 0.01 | 0 | 0 | 0 | 0 | 0 | 0
SOCO_2_ENT | SOCO | ENT | 2050 | B08 | 500 | 500 | 2400 | 0 | 0.01 | 0 | 0.01 | 0 | 0 | 0 | 0 | 0 | 0 | 0
SOCO_2_ENT | SOCO | ENT | 2050 | B09 | 800 | 0 | 2400 | 0 | 0 | 0 | 0 | 0 | 0 | 0 | 0 | 0 | 0 | 0
SOCO_2_ENT | SOCO | ENT | 2050 | B10 | 1262 | 1262 | 2400 | 505.03 | 2376.73 | 2382.73 | 2845.47 | 2922.15 | 0 | 0 | 0 | 0 | 0 | 0
SOCO_2_ENT | SOCO | ENT | 2050 | B11 | 25 | 25 | 2400 | 0 | 0.08 | 0.07 | 0.09 | 0.08 | 0 | 0 | 0 | 0 | 0 | 0
SOCO_2_ENT | SOCO | ENT | 2050 | B12 | 200 | 200 | 2400 | 0 | 0.01 | 0.01 | 0.01 | 0.01 | 0 | 0 | 0 | 0 | 0 | 0
SOCO_2_ENT | SOCO | ENT | 2050 | B13 | 600 | 600 | 2400 | 0 | 0.01 | 0.01 | 0.01 | 0.01 | 0 | 0 | 0 | 0 | 0 | 0
SOCO_2_ENT | SOCO | ENT | 2050 | B14 | 900 | 0 | 2400 | 0 | 0 | 0 | 0 | 0 | 0 | 0 | 0 | 0 | 0 | 0
SOCO_2_ENT | SOCO | ENT | 2050 | B15 | 1203 | 1203 | 2400 | 0 | 0.01 | 0 | 0.01 | 0.01 | 0 | 0 | 0 | 0 | 0 | 0
SOCO_2_ENT | SOCO | ENT | 2050 | B16 | 25 | 25 | 2400 | 0 | 0.06 | 0.06 | 0.07 | 0.06 | 0 | 0 | 0 | 0 | 0 | 0
SOCO_2_ENT | SOCO | ENT | 2050 | B17 | 100 | 100 | 2400 | 0 | 0.02 | 0.01 | 0.02 | 0.02 | 0 | 0 | 0 | 0 | 0 | 0
SOCO_2_ENT | SOCO | ENT | 2050 | B18 | 400 | 400 | 2400 | 0 | 0.01 | 0.01 | 0.01 | 0.01 | 0 | 0 | 0 | 0 | 0 | 0
SOCO_2_ENT | SOCO | ENT | 2050 | B19 | 700 | 700 | 2400 | 0 | 0 | 0 | 0.01 | 0 | 0 | 0 | 0 | 0 | 0 | 0
SOCO_2_ENT | SOCO | ENT | 2050 | B20 | 935 | 935 | 2400 | 0 | 0.01 | 0.01 | 0.01 | 0.01 | 0 | 0 | 0 | 0 | 0 | 0
SOCO_2_FRCC | SOCO | FRCC | 2015 | B01 | 10 | 10 | 3700 | 0 | 0.4 | 0.29 | 0.42 | 0.31 | 0 | 0 | 0 | 0 | 0 | 0
SOCO_2_FRCC | SOCO | FRCC | 2015 | B02 | 25 | 25 | 3700 | 0 | 0.21 | 0.16 | 0.22 | 0.16 | 0 | 0 | 0 | 0 | 0 | 0
SOCO_2_FRCC | SOCO | FRCC | 2015 | B03 | 75 | 75 | 3700 | 0 | 0.08 | 0.06 | 0.08 | 0.06 | 0 | 0 | 0 | 0 | 0 | 0
SOCO_2_FRCC | SOCO | FRCC | 2015 | B04 | 100 | 100 | 3700 | 0 | 0.06 | 0.05 | 0.07 | 0.05 | 0 | 0 | 0 | 0 | 0 | 0
SOCO_2_FRCC | SOCO | FRCC | 2015 | B05 | 200 | 200 | 3700 | 2351.63 | 2292.69 | 2389.7 | 65.06 | 48.95 | 0 | 0 | 0 | 0 | 0 | 0
SOCO_2_FRCC | SOCO | FRCC | 2015 | B06 | 300 | 300 | 3700 | 501.97 | 466.61 | 609.97 | 31.8 | 25.51 | 0 | 0 | 0 | 0 | 0 | 0
SOCO_2_FRCC | SOCO | FRCC | 2015 | B07 | 400 | 400 | 3700 | 0 | 0.01 | 0.01 | 0.01 | 0.01 | 0 | 0 | 0 | 0 | 0 | 0
SOCO_2_FRCC | SOCO | FRCC | 2015 | B08 | 500 | 500 | 3700 | 0 | 0.01 | 0 | 0.01 | 0.01 | 0 | 0 | 0 | 0 | 0 | 0
SOCO_2_FRCC | SOCO | FRCC | 2015 | B09 | 800 | 800 | 3700 | 0 | 0 | 0 | 0.01 | 0 | 0 | 0 | 0 | 0 | 0 | 0
SOCO_2_FRCC | SOCO | FRCC | 2015 | B10 | 1262 | 0 | 3700 | 0 | 0 | 0 | 0 | 0 | 0 | 0 | 0 | 0 | 0 | 0
SOCO_2_FRCC | SOCO | FRCC | 2015 | B11 | 25 | 25 | 3700 | 3559.8 | 2811.55 | 3005.06 | 700.19 | 578.64 | 0 | 0 | 0 | 0 | 0 | 0
SOCO_2_FRCC | SOCO | FRCC | 2015 | B12 | 200 | 200 | 3700 | 0 | 0.02 | 0.01 | 0.02 | 0.01 | 0 | 0 | 0 | 0 | 0 | 0
SOCO_2_FRCC | SOCO | FRCC | 2015 | B13 | 600 | 600 | 3700 | 0 | 0.01 | 0.01 | 0.01 | 0.01 | 0 | 0 | 0 | 0 | 0 | 0
SOCO_2_FRCC | SOCO | FRCC | 2015 | B14 | 900 | 900 | 3700 | 0 | 0 | 0 | 0.01 | 0 | 0 | 0 | 0 | 0 | 0 | 0
SOCO_2_FRCC | SOCO | FRCC | 2015 | B15 | 1203 | 0 | 3700 | 0 | 0 | 0 | 0 | 0 | 0 | 0 | 0 | 0 | 0 | 0
SOCO_2_FRCC | SOCO | FRCC | 2015 | B16 | 25 | 25 | 3700 | 0 | 0.29 | 0.19 | 0.3 | 0.2 | 0 | 0 | 0 | 0 | 0 | 0
SOCO_2_FRCC | SOCO | FRCC | 2015 | B17 | 100 | 100 | 3700 | 0 | 0.03 | 0.02 | 0.03 | 0.02 | 0 | 0 | 0 | 0 | 0 | 0
SOCO_2_FRCC | SOCO | FRCC | 2015 | B18 | 400 | 400 | 3700 | 0 | 0.01 | 0.01 | 0.01 | 0.01 | 0 | 0 | 0 | 0 | 0 | 0
SOCO_2_FRCC | SOCO | FRCC | 2015 | B19 | 700 | 700 | 3700 | 0 | 0 | 0 | 0.01 | 0 | 0 | 0 | 0 | 0 | 0 | 0
SOCO_2_FRCC | SOCO | FRCC | 2015 | B20 | 935 | 935 | 3700 | 0 | 0 | 0 | 0.01 | 0 | 0 | 0 | 0 | 0 | 0 | 0
SOCO_2_FRCC | SOCO | FRCC | 2020 | B01 | 10 | 10 | 3700 | 565.98 | 562.37 | 563.81 | 0.49 | 1 | 0 | 0 | 0 | 0 | 5.9825 | 1.9942
SOCO_2_FRCC | SOCO | FRCC | 2020 | B02 | 25 | 25 | 3700 | 0 | 0.32 | 0.28 | 0.13 | 0.18 | 0 | 0 | 0 | 0 | 5.9825 | 1.9942
SOCO_2_FRCC | SOCO | FRCC | 2020 | B03 | 75 | 75 | 3700 | 0 | 0.12 | 0.09 | 0.05 | 0.06 | 0 | 0 | 0 | 0 | 5.9825 | 1.9942
SOCO_2_FRCC | SOCO | FRCC | 2020 | B04 | 100 | 100 | 3700 | 0 | 0.09 | 1479.72 | 0.04 | 0.11 | 0 | 0 | 0 | 0 | 5.9825 | 1.9942
SOCO_2_FRCC | SOCO | FRCC | 2020 | B05 | 200 | 200 | 3700 | 1062.48 | 2014.74 | 3375.65 | 0.03 | 0.06 | 0 | 0 | 0 | 0 | 5.9825 | 1.9942
SOCO_2_FRCC | SOCO | FRCC | 2020 | B06 | 300 | 300 | 3700 | 1281.96 | 1278 | 1417.13 | 0.02 | 0.04 | 0 | 0 | 0 | 0 | 5.9825 | 1.9942
SOCO_2_FRCC | SOCO | FRCC | 2020 | B07 | 400 | 400 | 3700 | 0 | 0.02 | 0.02 | 0.01 | 0.01 | 0 | 0 | 0 | 0 | 5.9825 | 1.9942
SOCO_2_FRCC | SOCO | FRCC | 2020 | B08 | 500 | 500 | 3700 | 0 | 0.01 | 0.01 | 0.01 | 0.01 | 0 | 0 | 0 | 0 | 5.9825 | 1.9942
SOCO_2_FRCC | SOCO | FRCC | 2020 | B09 | 800 | 0 | 3700 | 0 | 0.01 | 0 | 0 | 0 | 0 | 0 | 0 | 0 | 5.9825 | 1.9942
SOCO_2_FRCC | SOCO | FRCC | 2020 | B10 | 1262 | 0 | 3700 | 0 | 0.01 | 0 | 0 | 0 | 0 | 0 | 0 | 0 | 5.9825 | 1.9942
SOCO_2_FRCC | SOCO | FRCC | 2020 | B11 | 25 | 25 | 3700 | 3700 | 3697.03 | 3699.53 | 0.47 | 173.53 | 7.9766 | 0.26114 | 1.9942 | 7.9766 | 5.9825 | 1.9942
SOCO_2_FRCC | SOCO | FRCC | 2020 | B12 | 200 | 200 | 3700 | 0 | 0.04 | 0.02 | 0.02 | 0.02 | 0 | 0 | 0 | 0 | 5.9825 | 1.9942
SOCO_2_FRCC | SOCO | FRCC | 2020 | B13 | 600 | 600 | 3700 | 0 | 0.01 | 0.01 | 0.01 | 0.01 | 0 | 0 | 0 | 0 | 5.9825 | 1.9942
SOCO_2_FRCC | SOCO | FRCC | 2020 | B14 | 900 | 0 | 3700 | 0 | 0.01 | 0 | 0 | 0 | 0 | 0 | 0 | 0 | 5.9825 | 1.9942
SOCO_2_FRCC | SOCO | FRCC | 2020 | B15 | 1203 | 0 | 3700 | 0 | 0.01 | 0 | 0 | 0 | 0 | 0 | 0 | 0 | 5.9825 | 1.9942
SOCO_2_FRCC | SOCO | FRCC | 2020 | B16 | 25 | 25 | 3700 | 1019.4 | 959.61 | 1007.84 | 0.2 | 0.42 | 0 | 0 | 0 | 0 | 5.9825 | 1.9942
SOCO_2_FRCC | SOCO | FRCC | 2020 | B17 | 100 | 100 | 3700 | 0 | 0.04 | 0.03 | 0.02 | 0.02 | 0 | 0 | 0 | 0 | 5.9825 | 1.9942
SOCO_2_FRCC | SOCO | FRCC | 2020 | B18 | 400 | 400 | 3700 | 0 | 0.02 | 0.01 | 0.01 | 0.01 | 0 | 0 | 0 | 0 | 5.9825 | 1.9942
SOCO_2_FRCC | SOCO | FRCC | 2020 | B19 | 700 | 0 | 3700 | 0 | 0.01 | 0.01 | 0 | 0.01 | 0 | 0 | 0 | 0 | 5.9825 | 1.9942
SOCO_2_FRCC | SOCO | FRCC | 2020 | B20 | 935 | 0 | 3700 | 0 | 0.01 | 0.01 | 0 | 0 | 0 | 0 | 0 | 0 | 5.9825 | 1.9942
SOCO_2_FRCC | SOCO | FRCC | 2025 | B01 | 10 | 10 | 3700 | 204.42 | 418.58 | 913.12 | 348.05 | 630.16 | 0 | 0 | 0 | 0 | 0 | 0
SOCO_2_FRCC | SOCO | FRCC | 2025 | B02 | 25 | 25 | 3700 | 0 | 0.27 | 0.57 | 0.29 | 0.6 | 0 | 0 | 0 | 0 | 0 | 0
SOCO_2_FRCC | SOCO | FRCC | 2025 | B03 | 75 | 75 | 3700 | 0 | 0.14 | 0.11 | 0.15 | 0.12 | 0 | 0 | 0 | 0 | 0 | 0
SOCO_2_FRCC | SOCO | FRCC | 2025 | B04 | 100 | 100 | 3700 | 0 | 0.13 | 3535.13 | 0.14 | 1643.28 | 0 | 0 | 0 | 0 | 0 | 0
SOCO_2_FRCC | SOCO | FRCC | 2025 | B05 | 200 | 200 | 3700 | 0 | 832.49 | 3600.24 | 72.67 | 393.17 | 0 | 0 | 0 | 0 | 0 | 0
SOCO_2_FRCC | SOCO | FRCC | 2025 | B06 | 300 | 300 | 3700 | 439.61 | 942.57 | 1725.51 | 55.72 | 46.09 | 0 | 0 | 0 | 0 | 0 | 0
SOCO_2_FRCC | SOCO | FRCC | 2025 | B07 | 400 | 400 | 3700 | 0 | 0.03 | 0.05 | 0.03 | 0.06 | 0 | 0 | 0 | 0 | 0 | 0
SOCO_2_FRCC | SOCO | FRCC | 2025 | B08 | 500 | 500 | 3700 | 0 | 0.01 | 0.02 | 0.01 | 0.02 | 0 | 0 | 0 | 0 | 0 | 0
SOCO_2_FRCC | SOCO | FRCC | 2025 | B09 | 800 | 800 | 3700 | 0 | 0.01 | 0.01 | 0.01 | 0.01 | 0 | 0 | 0 | 0 | 0 | 0
SOCO_2_FRCC | SOCO | FRCC | 2025 | B10 | 1262 | 1262 | 3700 | 0 | 0.01 | 0.02 | 0.01 | 0.02 | 0 | 0 | 0 | 0 | 0 | 0
SOCO_2_FRCC | SOCO | FRCC | 2025 | B11 | 25 | 25 | 3700 | 3377.8 | 2027.11 | 2730.78 | 715.57 | 943.66 | 0 | 0 | 0 | 0 | 0 | 0
SOCO_2_FRCC | SOCO | FRCC | 2025 | B12 | 200 | 200 | 3700 | 0 | 0.05 | 0.04 | 0.05 | 0.05 | 0 | 0 | 0 | 0 | 0 | 0
SOCO_2_FRCC | SOCO | FRCC | 2025 | B13 | 600 | 600 | 3700 | 0 | 0.02 | 0.02 | 0.02 | 0.02 | 0 | 0 | 0 | 0 | 0 | 0
SOCO_2_FRCC | SOCO | FRCC | 2025 | B14 | 900 | 900 | 3700 | 0 | 0.01 | 0.01 | 0.01 | 0.01 | 0 | 0 | 0 | 0 | 0 | 0
SOCO_2_FRCC | SOCO | FRCC | 2025 | B15 | 1203 | 1203 | 3700 | 0 | 0.01 | 3679.84 | 0.01 | 2646.89 | 0 | 0 | 0 | 0 | 0 | 0
SOCO_2_FRCC | SOCO | FRCC | 2025 | B16 | 25 | 25 | 3700 | 0 | 1324.59 | 2193.14 | 616.06 | 625.04 | 0 | 0 | 0 | 0 | 0 | 0
SOCO_2_FRCC | SOCO | FRCC | 2025 | B17 | 100 | 100 | 3700 | 0 | 0.05 | 0.1 | 0.06 | 0.11 | 0 | 0 | 0 | 0 | 0 | 0
SOCO_2_FRCC | SOCO | FRCC | 2025 | B18 | 400 | 400 | 3700 | 0 | 0.02 | 0.02 | 0.03 | 0.02 | 0 | 0 | 0 | 0 | 0 | 0
SOCO_2_FRCC | SOCO | FRCC | 2025 | B19 | 700 | 700 | 3700 | 0 | 0.01 | 0.01 | 0.01 | 0.01 | 0 | 0 | 0 | 0 | 0 | 0
SOCO_2_FRCC | SOCO | FRCC | 2025 | B20 | 935 | 935 | 3700 | 0 | 0.01 | 0.1 | 0.01 | 0.1 | 0 | 0 | 0 | 0 | 0 | 0
SOCO_2_FRCC | SOCO | FRCC | 2030 | B01 | 10 | 10 | 3700 | 0.01 | 1724.34 | 1697.79 | 2062.44 | 1704.09 | 0 | 0 | 0 | 0 | 0 | 0
SOCO_2_FRCC | SOCO | FRCC | 2030 | B02 | 25 | 25 | 3700 | 0 | 0.45 | 0.38 | 0.48 | 0.41 | 0 | 0 | 0 | 0 | 0 | 0
SOCO_2_FRCC | SOCO | FRCC | 2030 | B03 | 75 | 75 | 3700 | 0 | 0.08 | 0.06 | 0.1 | 0.07 | 0 | 0 | 0 | 0 | 0 | 0
SOCO_2_FRCC | SOCO | FRCC | 2030 | B04 | 100 | 100 | 3700 | 0 | 0.07 | 0.1 | 0.08 | 0.12 | 0 | 0 | 0 | 0 | 0 | 0
SOCO_2_FRCC | SOCO | FRCC | 2030 | B05 | 200 | 200 | 3700 | 19.05 | 0.02 | 0.01 | 0.03 | 0.02 | 0 | 0 | 0 | 0 | 0 | 0
SOCO_2_FRCC | SOCO | FRCC | 2030 | B06 | 300 | 300 | 3700 | 0 | 0.01 | 0.01 | 0.02 | 0.01 | 0 | 0 | 0 | 0 | 0 | 0
SOCO_2_FRCC | SOCO | FRCC | 2030 | B07 | 400 | 400 | 3700 | 0 | 0.01 | 0.01 | 0.02 | 0.01 | 0 | 0 | 0 | 0 | 0 | 0
SOCO_2_FRCC | SOCO | FRCC | 2030 | B08 | 500 | 500 | 3700 | 0 | 0.01 | 0.01 | 0.01 | 0.01 | 0 | 0 | 0 | 0 | 0 | 0
SOCO_2_FRCC | SOCO | FRCC | 2030 | B09 | 800 | 800 | 3700 | 0 | 0.02 | 0.01 | 0.02 | 0.02 | 0 | 0 | 0 | 0 | 0 | 0
SOCO_2_FRCC | SOCO | FRCC | 2030 | B10 | 1262 | 1262 | 3700 | 0 | 0 | 0 | 0.01 | 0.01 | 0 | 0 | 0 | 0 | 0 | 0
SOCO_2_FRCC | SOCO | FRCC | 2030 | B11 | 25 | 25 | 3700 | 879.69 | 0.37 | 67.53 | 0.45 | 69.09 | 0 | 0 | 0 | 0 | 0 | 0
SOCO_2_FRCC | SOCO | FRCC | 2030 | B12 | 200 | 200 | 3700 | 0 | 0.05 | 0.04 | 0.06 | 0.06 | 0 | 0 | 0 | 0 | 0 | 0
SOCO_2_FRCC | SOCO | FRCC | 2030 | B13 | 600 | 600 | 3700 | 0 | 0.02 | 0.01 | 0.02 | 0.02 | 0 | 0 | 0 | 0 | 0 | 0
SOCO_2_FRCC | SOCO | FRCC | 2030 | B14 | 900 | 900 | 3700 | 0 | 555.71 | 2656.2 | 97.35 | 122.61 | 0 | 0 | 0 | 0 | 0 | 0
SOCO_2_FRCC | SOCO | FRCC | 2030 | B15 | 1203 | 1203 | 3700 | 0 | 0.01 | 0.01 | 0.01 | 0.01 | 0 | 0 | 0 | 0 | 0 | 0
SOCO_2_FRCC | SOCO | FRCC | 2030 | B16 | 25 | 25 | 3700 | 0 | 0.23 | 0.19 | 0.27 | 0.23 | 0 | 0 | 0 | 0 | 0 | 0
SOCO_2_FRCC | SOCO | FRCC | 2030 | B17 | 100 | 100 | 3700 | 0 | 0.09 | 0.1 | 0.1 | 0.12 | 0 | 0 | 0 | 0 | 0 | 0
SOCO_2_FRCC | SOCO | FRCC | 2030 | B18 | 400 | 400 | 3700 | 0 | 0.02 | 0.03 | 0.03 | 0.04 | 0 | 0 | 0 | 0 | 0 | 0
SOCO_2_FRCC | SOCO | FRCC | 2030 | B19 | 700 | 700 | 3700 | 0 | 0.01 | 0.01 | 0.01 | 0.02 | 0 | 0 | 0 | 0 | 0 | 0
SOCO_2_FRCC | SOCO | FRCC | 2030 | B20 | 935 | 935 | 3700 | 0 | 0.01 | 0.01 | 0.01 | 0.01 | 0 | 0 | 0 | 0 | 0 | 0
SOCO_2_FRCC | SOCO | FRCC | 2035 | B01 | 10 | 10 | 3700 | 0.01 | 1723.77 | 1700.11 | 2502.22 | 2097 | 0 | 0 | 0 | 0 | 0 | 0
SOCO_2_FRCC | SOCO | FRCC | 2035 | B02 | 25 | 25 | 3700 | 0 | 0.49 | 0.38 | 0.54 | 0.41 | 0 | 0 | 0 | 0 | 0 | 0
SOCO_2_FRCC | SOCO | FRCC | 2035 | B03 | 75 | 75 | 3700 | 0 | 0.07 | 0.04 | 0.08 | 0.05 | 0 | 0 | 0 | 0 | 0 | 0
SOCO_2_FRCC | SOCO | FRCC | 2035 | B04 | 100 | 100 | 3700 | 0 | 0.04 | 0.03 | 0.05 | 0.04 | 0 | 0 | 0 | 0 | 0 | 0
SOCO_2_FRCC | SOCO | FRCC | 2035 | B05 | 200 | 200 | 3700 | 0 | 0.02 | 0.01 | 0.03 | 0.02 | 0 | 0 | 0 | 0 | 0 | 0
SOCO_2_FRCC | SOCO | FRCC | 2035 | B06 | 300 | 300 | 3700 | 0 | 0.05 | 0.02 | 0.05 | 0.03 | 0 | 0 | 0 | 0 | 0 | 0
SOCO_2_FRCC | SOCO | FRCC | 2035 | B07 | 400 | 400 | 3700 | 542.53 | 0.06 | 1399.51 | 0.07 | 168.91 | 0 | 0 | 0 | 0 | 0 | 0
SOCO_2_FRCC | SOCO | FRCC | 2035 | B08 | 500 | 500 | 3700 | 0 | 0.02 | 0.02 | 0.02 | 0.03 | 0 | 0 | 0 | 0 | 0 | 0
SOCO_2_FRCC | SOCO | FRCC | 2035 | B09 | 800 | 800 | 3700 | 0 | 0.02 | 0.01 | 0.02 | 0.02 | 0 | 0 | 0 | 0 | 0 | 0
SOCO_2_FRCC | SOCO | FRCC | 2035 | B10 | 1262 | 0 | 3700 | 0 | 0 | 0 | 0 | 0 | 0 | 0 | 0 | 0 | 0 | 0
SOCO_2_FRCC | SOCO | FRCC | 2035 | B11 | 25 | 25 | 3700 | 0 | 0.53 | 122.31 | 0.61 | 129.29 | 0 | 0 | 0 | 0 | 0 | 0
SOCO_2_FRCC | SOCO | FRCC | 2035 | B12 | 200 | 200 | 3700 | 0 | 0.07 | 0.07 | 0.08 | 0.07 | 0 | 0 | 0 | 0 | 0 | 0
SOCO_2_FRCC | SOCO | FRCC | 2035 | B13 | 600 | 600 | 3700 | 0 | 0.02 | 0.02 | 0.02 | 0.02 | 0 | 0 | 0 | 0 | 0 | 0
SOCO_2_FRCC | SOCO | FRCC | 2035 | B14 | 900 | 900 | 3700 | 0 | 0.02 | 0.01 | 0.02 | 0.02 | 0 | 0 | 0 | 0 | 0 | 0
SOCO_2_FRCC | SOCO | FRCC | 2035 | B15 | 1203 | 1203 | 3700 | 0 | 0.01 | 0 | 0.01 | 0 | 0 | 0 | 0 | 0 | 0 | 0
SOCO_2_FRCC | SOCO | FRCC | 2035 | B16 | 25 | 25 | 3700 | 1590.99 | 1828.31 | 2211.32 | 1179.06 | 1277.65 | 0 | 0 | 0 | 0 | 0 | 0
SOCO_2_FRCC | SOCO | FRCC | 2035 | B17 | 100 | 100 | 3700 | 0 | 0.11 | 0.16 | 0.12 | 0.17 | 0 | 0 | 0 | 0 | 0 | 0
SOCO_2_FRCC | SOCO | FRCC | 2035 | B18 | 400 | 400 | 3700 | 0 | 0.03 | 0.02 | 0.03 | 0.02 | 0 | 0 | 0 | 0 | 0 | 0
SOCO_2_FRCC | SOCO | FRCC | 2035 | B19 | 700 | 700 | 3700 | 0 | 0.02 | 0.01 | 0.02 | 0.02 | 0 | 0 | 0 | 0 | 0 | 0
SOCO_2_FRCC | SOCO | FRCC | 2035 | B20 | 935 | 935 | 3700 | 0 | 0.01 | 0 | 0.01 | 0.01 | 0 | 0 | 0 | 0 | 0 | 0
SOCO_2_FRCC | SOCO | FRCC | 2040 | B01 | 10 | 10 | 3700 | 0.01 | 3691.81 | 2443.81 | 435.85 | 15.48 | 0 | 0.9496 | 0 | 0 | 0.9578 | 0.31927
SOCO_2_FRCC | SOCO | FRCC | 2040 | B02 | 25 | 25 | 3700 | 0 | 0.46 | 0.54 | 0.44 | 0.53 | 0 | 0 | 0 | 0 | 0.9578 | 0.31927
SOCO_2_FRCC | SOCO | FRCC | 2040 | B03 | 75 | 75 | 3700 | 0 | 0.06 | 0.05 | 0.07 | 0.05 | 0 | 0 | 0 | 0 | 0.9578 | 0.31927
SOCO_2_FRCC | SOCO | FRCC | 2040 | B04 | 100 | 100 | 3700 | 0 | 0.05 | 0.04 | 0.05 | 0.04 | 0 | 0 | 0 | 0 | 0.9578 | 0.31927
SOCO_2_FRCC | SOCO | FRCC | 2040 | B05 | 200 | 200 | 3700 | 0 | 0.07 | 0.04 | 0.07 | 0.04 | 0 | 0 | 0 | 0 | 0.9578 | 0.31927
SOCO_2_FRCC | SOCO | FRCC | 2040 | B06 | 300 | 300 | 3700 | 1768 | 1596.83 | 2117.76 | 0.29 | 0.62 | 0 | 0 | 0 | 0 | 0.9578 | 0.31927
SOCO_2_FRCC | SOCO | FRCC | 2040 | B07 | 400 | 400 | 3700 | 0 | 0.07 | 0.03 | 0.04 | 0.03 | 0 | 0 | 0 | 0 | 0.9578 | 0.31927
SOCO_2_FRCC | SOCO | FRCC | 2040 | B08 | 500 | 500 | 3700 | 0 | 0.03 | 0.02 | 0.03 | 0.02 | 0 | 0 | 0 | 0 | 0.9578 | 0.31927
SOCO_2_FRCC | SOCO | FRCC | 2040 | B09 | 800 | 800 | 3700 | 0 | 0.07 | 0.06 | 0.04 | 0.05 | 0 | 0 | 0 | 0 | 0.9578 | 0.31927
SOCO_2_FRCC | SOCO | FRCC | 2040 | B10 | 1262 | 0 | 3700 | 0 | 0 | 0 | 0 | 0 | 0 | 0 | 0 | 0 | 0.9578 | 0.31927
SOCO_2_FRCC | SOCO | FRCC | 2040 | B11 | 25 | 25 | 3700 | 3700 | 3696.43 | 3692.52 | 19.39 | 238.9 | 10.505 | 0.87838 | 0.32049 | 0.61794 | 0.9578 | 0.31927
SOCO_2_FRCC | SOCO | FRCC | 2040 | B12 | 200 | 200 | 3700 | 0 | 784.03 | 1100.87 | 0.5 | 0.93 | 0 | 0 | 0 | 0 | 0.9578 | 0.31927
SOCO_2_FRCC | SOCO | FRCC | 2040 | B13 | 600 | 600 | 3700 | 3193.92 | 3699.85 | 3699.68 | 2701.97 | 1905.37 | 0 | 0.96147 | 0.32049 | 0 | 0.9578 | 0.31927
SOCO_2_FRCC | SOCO | FRCC | 2040 | B14 | 900 | 900 | 3700 | 3132.84 | 3699.89 | 3699.75 | 1366.51 | 703.97 | 0 | 0.96147 | 0.32049 | 0 | 0.9578 | 0.31927
SOCO_2_FRCC | SOCO | FRCC | 2040 | B15 | 1203 | 1203 | 3700 | 0 | 0.01 | 0 | 0.01 | 0 | 0 | 0 | 0 | 0 | 0.9578 | 0.31927
SOCO_2_FRCC | SOCO | FRCC | 2040 | B16 | 25 | 25 | 3700 | 2477.53 | 2772.18 | 3407.54 | 3.34 | 7.25 | 0 | 0 | 0 | 0 | 0.9578 | 0.31927
SOCO_2_FRCC | SOCO | FRCC | 2040 | B17 | 100 | 100 | 3700 | 0 | 0.67 | 2002.7 | 0.53 | 2.49 | 0 | 0 | 0 | 0 | 0.9578 | 0.31927
SOCO_2_FRCC | SOCO | FRCC | 2040 | B18 | 400 | 400 | 3700 | 3700 | 3699.77 | 3699.52 | 1261.31 | 1809.26 | 0.70033 | 0.96147 | 0.32049 | 0.65913 | 0.9578 | 0.31927
SOCO_2_FRCC | SOCO | FRCC | 2040 | B19 | 700 | 700 | 3700 | 3263.3 | 3428.11 | 3699.6 | 0.13 | 262.97 | 0 | 0 | 0.32049 | 0 | 0.9578 | 0.31927
SOCO_2_FRCC | SOCO | FRCC | 2040 | B20 | 935 | 935 | 3700 | 0 | 0.01 | 0 | 0.01 | 0 | 0 | 0 | 0 | 0 | 0.9578 | 0.31927
SOCO_2_FRCC | SOCO | FRCC | 2045 | B01 | 10 | 10 | 3700 | 0.01 | 3560.24 | 3053.76 | 0.31 | 0.53 | 0 | 0.07122 | 0.01187 | 0 | 45.4883 | 15.1628
SOCO_2_FRCC | SOCO | FRCC | 2045 | B02 | 25 | 25 | 3700 | 0 | 262.36 | 0.17 | 0.1 | 0.1 | 0 | 0 | 0 | 0 | 45.4883 | 15.1628
SOCO_2_FRCC | SOCO | FRCC | 2045 | B03 | 75 | 75 | 3700 | 0 | 0.03 | 0.04 | 0.02 | 0.03 | 0 | 0 | 0 | 0 | 45.4883 | 15.1628
SOCO_2_FRCC | SOCO | FRCC | 2045 | B04 | 100 | 100 | 3700 | 0 | 0.05 | 0.03 | 0.02 | 0.03 | 0 | 0 | 0 | 0 | 45.4883 | 15.1628
SOCO_2_FRCC | SOCO | FRCC | 2045 | B05 | 200 | 200 | 3700 | 0 | 0.11 | 0.07 | 0.01 | 0.02 | 0 | 0 | 0 | 0 | 45.4883 | 15.1628
SOCO_2_FRCC | SOCO | FRCC | 2045 | B06 | 300 | 300 | 3700 | 0 | 77.99 | 575.43 | 0.01 | 0.02 | 0 | 0 | 0 | 0 | 45.4883 | 15.1628
SOCO_2_FRCC | SOCO | FRCC | 2045 | B07 | 400 | 400 | 3700 | 0 | 0.04 | 0.03 | 0.01 | 0.01 | 0 | 0 | 0 | 0 | 45.4883 | 15.1628
SOCO_2_FRCC | SOCO | FRCC | 2045 | B08 | 500 | 500 | 3700 | 0 | 0.05 | 0.03 | 0.01 | 0.01 | 0 | 0 | 0 | 0 | 45.4883 | 15.1628
SOCO_2_FRCC | SOCO | FRCC | 2045 | B09 | 800 | 0 | 3700 | 2161.04 | 3037.56 | 1393.19 | 0 | 0.01 | 0 | 0 | 0 | 0 | 45.4883 | 15.1628
SOCO_2_FRCC | SOCO | FRCC | 2045 | B10 | 1262 | 0 | 3700 | 0 | 0 | 0 | 0 | 0 | 0 | 0 | 0 | 0 | 45.4883 | 15.1628
SOCO_2_FRCC | SOCO | FRCC | 2045 | B11 | 25 | 25 | 3700 | 3700 | 1500.4 | 1815.01 | 0.16 | 0.25 | 5.4246 | 0 | 0 | 0.063819 | 45.4883 | 15.1628
SOCO_2_FRCC | SOCO | FRCC | 2045 | B12 | 200 | 200 | 3700 | 3700 | 3699.99 | 3699.97 | 4.66 | 2.04 | 57.2728 | 36.5359 | 10.0183 | 5.3904 | 45.4883 | 15.1628
SOCO_2_FRCC | SOCO | FRCC | 2045 | B13 | 600 | 600 | 3700 | 3700 | 3699.99 | 3699.98 | 19.54 | 43.26 | 104.8596 | 45.4265 | 15.1461 | 29.6074 | 45.4883 | 15.1628
SOCO_2_FRCC | SOCO | FRCC | 2045 | B14 | 900 | 0 | 3700 | 3700 | 1934.79 | 919.6 | 0 | 0.01 | 11.3833 | 0 | 0 | 4.8212 | 45.4883 | 15.1628
SOCO_2_FRCC | SOCO | FRCC | 2045 | B15 | 1203 | 0 | 3700 | 0 | 0 | 0 | 0 | 0 | 0 | 0 | 0 | 0 | 45.4883 | 15.1628
SOCO_2_FRCC | SOCO | FRCC | 2045 | B16 | 25 | 25 | 3700 | 2857.71 | 3699.89 | 3699.35 | 1.9 | 1.08 | 0 | 29.5326 | 3.2049 | 0 | 45.4883 | 15.1628
SOCO_2_FRCC | SOCO | FRCC | 2045 | B17 | 100 | 100 | 3700 | 604.59 | 3699.98 | 3699.95 | 3838.53 | 4408.09 | 0 | 45.4858 | 15.158 | 0 | 45.4883 | 15.1628
SOCO_2_FRCC | SOCO | FRCC | 2045 | B18 | 400 | 400 | 3700 | 3700 | 3699.99 | 3699.97 | 1042.81 | 1611.72 | 110.3317 | 45.4858 | 15.158 | 20.7683 | 45.4883 | 15.1628
SOCO_2_FRCC | SOCO | FRCC | 2045 | B19 | 700 | 0 | 3700 | 3607.82 | 3607.73 | 3608.44 | 0 | 0.01 | 0 | 0 | 0 | 0 | 45.4883 | 15.1628
SOCO_2_FRCC | SOCO | FRCC | 2045 | B20 | 935 | 0 | 3700 | 0 | 0 | 0 | 0 | 0 | 0 | 0 | 0 | 0 | 45.4883 | 15.1628
SOCO_2_FRCC | SOCO | FRCC | 2050 | B01 | 10 | 10 | 3700 | 956.39 | 3483.24 | 3048.74 | 0.1 | 0.18 | 0 | 0.02374 | 0 | 0 | 64.2795 | 21.4265
SOCO_2_FRCC | SOCO | FRCC | 2050 | B02 | 25 | 25 | 3700 | 0 | 91.98 | 0.08 | 0.03 | 0.04 | 0 | 0 | 0 | 0 | 64.2795 | 21.4265
SOCO_2_FRCC | SOCO | FRCC | 2050 | B03 | 75 | 75 | 3700 | 0 | 0.02 | 0.02 | 0.01 | 0.01 | 0 | 0 | 0 | 0 | 64.2795 | 21.4265
SOCO_2_FRCC | SOCO | FRCC | 2050 | B04 | 100 | 100 | 3700 | 0 | 0.04 | 0.02 | 0.01 | 0.01 | 0 | 0 | 0 | 0 | 64.2795 | 21.4265
SOCO_2_FRCC | SOCO | FRCC | 2050 | B05 | 200 | 0 | 3700 | 3.4 | 2222.5 | 1394.39 | 0 | 0.01 | 0 | 0 | 0 | 0 | 64.2795 | 21.4265
SOCO_2_FRCC | SOCO | FRCC | 2050 | B06 | 300 | 0 | 3700 | 0 | 0.05 | 72.99 | 0 | 0.01 | 0 | 0 | 0 | 0 | 64.2795 | 21.4265
SOCO_2_FRCC | SOCO | FRCC | 2050 | B07 | 400 | 0 | 3700 | 0 | 0.16 | 0.24 | 0 | 0.01 | 0 | 0 | 0 | 0 | 64.2795 | 21.4265
SOCO_2_FRCC | SOCO | FRCC | 2050 | B08 | 500 | 500 | 3700 | 3700 | 3700 | 3699.99 | 2359.47 | 2748.32 | 48.8213 | 64.276 | 21.4254 | 13.5615 | 64.2795 | 21.4265
SOCO_2_FRCC | SOCO | FRCC | 2050 | B09 | 800 | 0 | 3700 | 821.35 | 2818.18 | 2171.11 | 0 | 0 | 0 | 0 | 0 | 0 | 64.2795 | 21.4265
SOCO_2_FRCC | SOCO | FRCC | 2050 | B10 | 1262 | 0 | 3700 | 0 | 0 | 0 | 0 | 0 | 0 | 0 | 0 | 0 | 64.2795 | 21.4265
SOCO_2_FRCC | SOCO | FRCC | 2050 | B11 | 25 | 25 | 3700 | 3422.61 | 3122.96 | 2054.66 | 0.66 | 0.17 | 0 | 0.07122 | 0 | 0 | 64.2795 | 21.4265
SOCO_2_FRCC | SOCO | FRCC | 2050 | B12 | 200 | 200 | 3700 | 3700 | 3700 | 3699.99 | 1945.25 | 2982.86 | 186.4184 | 64.276 | 21.4254 | 20.7132 | 64.2795 | 21.4265
SOCO_2_FRCC | SOCO | FRCC | 2050 | B13 | 600 | 0 | 3700 | 3700 | 3700 | 3699.97 | 0 | 0 | 59.1007 | 49.5098 | 3.6085 | 19.7002 | 64.2795 | 21.4265
SOCO_2_FRCC | SOCO | FRCC | 2050 | B14 | 900 | 0 | 3700 | 750.46 | 749.97 | 750.25 | 0 | 0 | 0 | 0 | 0 | 0 | 64.2795 | 21.4265
SOCO_2_FRCC | SOCO | FRCC | 2050 | B15 | 1203 | 0 | 3700 | 0 | 0 | 0 | 0 | 0 | 0 | 0 | 0 | 0 | 64.2795 | 21.4265
SOCO_2_FRCC | SOCO | FRCC | 2050 | B16 | 25 | 25 | 3700 | 0.02 | 3699.98 | 3699.94 | 7990.64 | 7244.65 | 0 | 64.276 | 21.4254 | 0 | 64.2795 | 21.4265
SOCO_2_FRCC | SOCO | FRCC | 2050 | B17 | 100 | 100 | 3700 | 3700 | 3699.99 | 3699.98 | 3666.52 | 2922.16 | 167.0584 | 64.276 | 21.4254 | 9.281 | 64.2795 | 21.4265
SOCO_2_FRCC | SOCO | FRCC | 2050 | B18 | 400 | 400 | 3700 | 3700 | 3700 | 3699.98 | 1311.8 | 0.01 | 101.0256 | 64.276 | 8.7363 | 22.4501 | 64.2795 | 21.4265
SOCO_2_FRCC | SOCO | FRCC | 2050 | B19 | 700 | 0 | 3700 | 2899.31 | 3230.88 | 1918.97 | 0 | 0 | 0 | 0 | 0 | 0 | 64.2795 | 21.4265
SOCO_2_FRCC | SOCO | FRCC | 2050 | B20 | 935 | 0 | 3700 | 0 | 0 | 0 | 0 | 0 | 0 | 0 | 0 | 0 | 64.2795 | 21.4265
SOCO_2_TVA_Transmission | SOCO | TVA_Transmission | 2015 | B01 | 10 | 10 | 2600 | 0 | 0.24 | 0.18 | 0.27 | 0.21 | 0 | 0 | 0 | 0 | 0 | 0
SOCO_2_TVA_Transmission | SOCO | TVA_Transmission | 2015 | B02 | 25 | 25 | 2600 | 0 | 0.09 | 0.07 | 0.1 | 0.08 | 0 | 0 | 0 | 0 | 0 | 0
SOCO_2_TVA_Transmission | SOCO | TVA_Transmission | 2015 | B03 | 75 | 75 | 2600 | 0 | 0.03 | 0.02 | 0.03 | 0.02 | 0 | 0 | 0 | 0 | 0 | 0
SOCO_2_TVA_Transmission | SOCO | TVA_Transmission | 2015 | B04 | 100 | 100 | 2600 | 0 | 0.01 | 0.01 | 0.02 | 0.01 | 0 | 0 | 0 | 0 | 0 | 0
SOCO_2_TVA_Transmission | SOCO | TVA_Transmission | 2015 | B05 | 200 | 200 | 2600 | 0 | 0.01 | 0 | 0.01 | 0.01 | 0 | 0 | 0 | 0 | 0 | 0
SOCO_2_TVA_Transmission | SOCO | TVA_Transmission | 2015 | B06 | 300 | 0 | 2600 | 0 | 0 | 0 | 0 | 0 | 0 | 0 | 0 | 0 | 0 | 0
SOCO_2_TVA_Transmission | SOCO | TVA_Transmission | 2015 | B07 | 400 | 0 | 2600 | 0 | 0 | 0 | 0 | 0 | 0 | 0 | 0 | 0 | 0 | 0
SOCO_2_TVA_Transmission | SOCO | TVA_Transmission | 2015 | B08 | 500 | 0 | 2600 | 0 | 0 | 0 | 0 | 0 | 0 | 0 | 0 | 0 | 0 | 0
SOCO_2_TVA_Transmission | SOCO | TVA_Transmission | 2015 | B09 | 800 | 0 | 2600 | 0 | 0 | 0 | 0 | 0 | 0 | 0 | 0 | 0 | 0 | 0
SOCO_2_TVA_Transmission | SOCO | TVA_Transmission | 2015 | B10 | 1262 | 0 | 2600 | 0 | 0 | 0 | 0 | 0 | 0 | 0 | 0 | 0 | 0 | 0
SOCO_2_TVA_Transmission | SOCO | TVA_Transmission | 2015 | B11 | 25 | 25 | 2600 | 0 | 0.05 | 0.04 | 0.06 | 0.05 | 0 | 0 | 0 | 0 | 0 | 0
SOCO_2_TVA_Transmission | SOCO | TVA_Transmission | 2015 | B12 | 200 | 200 | 2600 | 0 | 0.01 | 0.01 | 0.01 | 0.01 | 0 | 0 | 0 | 0 | 0 | 0
SOCO_2_TVA_Transmission | SOCO | TVA_Transmission | 2015 | B13 | 600 | 600 | 2600 | 0 | 0 | 0 | 0.01 | 0 | 0 | 0 | 0 | 0 | 0 | 0
SOCO_2_TVA_Transmission | SOCO | TVA_Transmission | 2015 | B14 | 900 | 0 | 2600 | 0 | 0 | 0 | 0 | 0 | 0 | 0 | 0 | 0 | 0 | 0
SOCO_2_TVA_Transmission | SOCO | TVA_Transmission | 2015 | B15 | 1203 | 0 | 2600 | 0 | 0 | 0 | 0 | 0 | 0 | 0 | 0 | 0 | 0 | 0
SOCO_2_TVA_Transmission | SOCO | TVA_Transmission | 2015 | B16 | 25 | 25 | 2600 | 0 | 0.09 | 0.06 | 0.1 | 0.07 | 0 | 0 | 0 | 0 | 0 | 0
SOCO_2_TVA_Transmission | SOCO | TVA_Transmission | 2015 | B17 | 100 | 100 | 2600 | 0 | 0.03 | 0.02 | 0.03 | 0.02 | 0 | 0 | 0 | 0 | 0 | 0
SOCO_2_TVA_Transmission | SOCO | TVA_Transmission | 2015 | B18 | 400 | 400 | 2600 | 0 | 0.01 | 0.01 | 0.01 | 0.01 | 0 | 0 | 0 | 0 | 0 | 0
SOCO_2_TVA_Transmission | SOCO | TVA_Transmission | 2015 | B19 | 700 | 0 | 2600 | 0 | 0 | 0 | 0 | 0 | 0 | 0 | 0 | 0 | 0 | 0
SOCO_2_TVA_Transmission | SOCO | TVA_Transmission | 2015 | B20 | 935 | 0 | 2600 | 0 | 0 | 0 | 0 | 0 | 0 | 0 | 0 | 0 | 0 | 0
SOCO_2_TVA_Transmission | SOCO | TVA_Transmission | 2020 | B01 | 10 | 10 | 2600 | 0 | 0.24 | 0.2 | 0.27 | 0.22 | 0 | 0 | 0 | 0 | 0 | 0
SOCO_2_TVA_Transmission | SOCO | TVA_Transmission | 2020 | B02 | 25 | 25 | 2600 | 0 | 0.11 | 0.08 | 0.13 | 0.09 | 0 | 0 | 0 | 0 | 0 | 0
SOCO_2_TVA_Transmission | SOCO | TVA_Transmission | 2020 | B03 | 75 | 75 | 2600 | 0 | 0.03 | 0.02 | 0.03 | 0.03 | 0 | 0 | 0 | 0 | 0 | 0
SOCO_2_TVA_Transmission | SOCO | TVA_Transmission | 2020 | B04 | 100 | 100 | 2600 | 0 | 0.02 | 0.01 | 0.02 | 0.02 | 0 | 0 | 0 | 0 | 0 | 0
SOCO_2_TVA_Transmission | SOCO | TVA_Transmission | 2020 | B05 | 200 | 200 | 2600 | 0 | 0.01 | 0.01 | 0.01 | 0.01 | 0 | 0 | 0 | 0 | 0 | 0
SOCO_2_TVA_Transmission | SOCO | TVA_Transmission | 2020 | B06 | 300 | 300 | 2600 | 0 | 0.01 | 0 | 0.01 | 0.01 | 0 | 0 | 0 | 0 | 0 | 0
SOCO_2_TVA_Transmission | SOCO | TVA_Transmission | 2020 | B07 | 400 | 0 | 2600 | 0 | 0 | 0 | 0 | 0 | 0 | 0 | 0 | 0 | 0 | 0
SOCO_2_TVA_Transmission | SOCO | TVA_Transmission | 2020 | B08 | 500 | 0 | 2600 | 0 | 0 | 0 | 0 | 0 | 0 | 0 | 0 | 0 | 0 | 0
SOCO_2_TVA_Transmission | SOCO | TVA_Transmission | 2020 | B09 | 800 | 0 | 2600 | 0 | 0 | 0 | 0 | 0 | 0 | 0 | 0 | 0 | 0 | 0
SOCO_2_TVA_Transmission | SOCO | TVA_Transmission | 2020 | B10 | 1262 | 0 | 2600 | 0 | 0 | 0 | 0 | 0 | 0 | 0 | 0 | 0 | 0 | 0
SOCO_2_TVA_Transmission | SOCO | TVA_Transmission | 2020 | B11 | 25 | 25 | 2600 | 0 | 0.07 | 0.06 | 0.08 | 0.06 | 0 | 0 | 0 | 0 | 0 | 0
SOCO_2_TVA_Transmission | SOCO | TVA_Transmission | 2020 | B12 | 200 | 200 | 2600 | 0 | 0.02 | 0.01 | 0.02 | 0.01 | 0 | 0 | 0 | 0 | 0 | 0
SOCO_2_TVA_Transmission | SOCO | TVA_Transmission | 2020 | B13 | 600 | 600 | 2600 | 0 | 0.01 | 0 | 0.01 | 0 | 0 | 0 | 0 | 0 | 0 | 0
SOCO_2_TVA_Transmission | SOCO | TVA_Transmission | 2020 | B14 | 900 | 0 | 2600 | 0 | 0 | 0 | 0 | 0 | 0 | 0 | 0 | 0 | 0 | 0
SOCO_2_TVA_Transmission | SOCO | TVA_Transmission | 2020 | B15 | 1203 | 0 | 2600 | 0 | 0 | 0 | 0 | 0 | 0 | 0 | 0 | 0 | 0 | 0
SOCO_2_TVA_Transmission | SOCO | TVA_Transmission | 2020 | B16 | 25 | 25 | 2600 | 0 | 0.08 | 0.07 | 0.09 | 0.08 | 0 | 0 | 0 | 0 | 0 | 0
SOCO_2_TVA_Transmission | SOCO | TVA_Transmission | 2020 | B17 | 100 | 100 | 2600 | 0 | 0.03 | 0.02 | 0.03 | 0.02 | 0 | 0 | 0 | 0 | 0 | 0
SOCO_2_TVA_Transmission | SOCO | TVA_Transmission | 2020 | B18 | 400 | 400 | 2600 | 0 | 0.01 | 0.01 | 0.01 | 0.01 | 0 | 0 | 0 | 0 | 0 | 0
SOCO_2_TVA_Transmission | SOCO | TVA_Transmission | 2020 | B19 | 700 | 700 | 2600 | 0 | 0 | 0 | 0.01 | 0 | 0 | 0 | 0 | 0 | 0 | 0
SOCO_2_TVA_Transmission | SOCO | TVA_Transmission | 2020 | B20 | 935 | 0 | 2600 | 0 | 0 | 0 | 0 | 0 | 0 | 0 | 0 | 0 | 0 | 0
SOCO_2_TVA_Transmission | SOCO | TVA_Transmission | 2025 | B01 | 10 | 10 | 2600 | 0 | 0.27 | 0.23 | 0.3 | 0.26 | 0 | 0 | 0 | 0 | 0 | 0
SOCO_2_TVA_Transmission | SOCO | TVA_Transmission | 2025 | B02 | 25 | 25 | 2600 | 0 | 0.12 | 0.09 | 0.13 | 0.1 | 0 | 0 | 0 | 0 | 0 | 0
SOCO_2_TVA_Transmission | SOCO | TVA_Transmission | 2025 | B03 | 75 | 75 | 2600 | 0 | 0.04 | 0.03 | 0.04 | 0.03 | 0 | 0 | 0 | 0 | 0 | 0
SOCO_2_TVA_Transmission | SOCO | TVA_Transmission | 2025 | B04 | 100 | 100 | 2600 | 0 | 0.02 | 0.02 | 0.02 | 0.02 | 0 | 0 | 0 | 0 | 0 | 0
SOCO_2_TVA_Transmission | SOCO | TVA_Transmission | 2025 | B05 | 200 | 200 | 2600 | 0 | 0.01 | 0.01 | 0.01 | 0.01 | 0 | 0 | 0 | 0 | 0 | 0
SOCO_2_TVA_Transmission | SOCO | TVA_Transmission | 2025 | B06 | 300 | 300 | 2600 | 0 | 0.01 | 0.01 | 0.01 | 0.01 | 0 | 0 | 0 | 0 | 0 | 0
SOCO_2_TVA_Transmission | SOCO | TVA_Transmission | 2025 | B07 | 400 | 400 | 2600 | 0 | 0.01 | 0 | 0.01 | 0 | 0 | 0 | 0 | 0 | 0 | 0
SOCO_2_TVA_Transmission | SOCO | TVA_Transmission | 2025 | B08 | 500 | 500 | 2600 | 0 | 0 | 0 | 0.01 | 0 | 0 | 0 | 0 | 0 | 0 | 0
SOCO_2_TVA_Transmission | SOCO | TVA_Transmission | 2025 | B09 | 800 | 0 | 2600 | 0 | 0 | 0 | 0 | 0 | 0 | 0 | 0 | 0 | 0 | 0
SOCO_2_TVA_Transmission | SOCO | TVA_Transmission | 2025 | B10 | 1262 | 0 | 2600 | 0 | 0 | 0 | 0 | 0 | 0 | 0 | 0 | 0 | 0 | 0
SOCO_2_TVA_Transmission | SOCO | TVA_Transmission | 2025 | B11 | 25 | 25 | 2600 | 0 | 0.08 | 0.08 | 0.09 | 0.09 | 0 | 0 | 0 | 0 | 0 | 0
SOCO_2_TVA_Transmission | SOCO | TVA_Transmission | 2025 | B12 | 200 | 200 | 2600 | 0 | 0.02 | 0.01 | 0.03 | 0.02 | 0 | 0 | 0 | 0 | 0 | 0
SOCO_2_TVA_Transmission | SOCO | TVA_Transmission | 2025 | B13 | 600 | 600 | 2600 | 0 | 0.01 | 0.01 | 0.01 | 0.01 | 0 | 0 | 0 | 0 | 0 | 0
SOCO_2_TVA_Transmission | SOCO | TVA_Transmission | 2025 | B14 | 900 | 0 | 2600 | 0 | 0 | 0 | 0 | 0 | 0 | 0 | 0 | 0 | 0 | 0
SOCO_2_TVA_Transmission | SOCO | TVA_Transmission | 2025 | B15 | 1203 | 0 | 2600 | 0 | 0 | 0 | 0 | 0 | 0 | 0 | 0 | 0 | 0 | 0
SOCO_2_TVA_Transmission | SOCO | TVA_Transmission | 2025 | B16 | 25 | 25 | 2600 | 0 | 0.1 | 0.09 | 0.12 | 0.1 | 0 | 0 | 0 | 0 | 0 | 0
SOCO_2_TVA_Transmission | SOCO | TVA_Transmission | 2025 | B17 | 100 | 100 | 2600 | 0 | 0.03 | 0.02 | 0.04 | 0.03 | 0 | 0 | 0 | 0 | 0 | 0
SOCO_2_TVA_Transmission | SOCO | TVA_Transmission | 2025 | B18 | 400 | 400 | 2600 | 0 | 0.01 | 0.01 | 0.01 | 0.01 | 0 | 0 | 0 | 0 | 0 | 0
SOCO_2_TVA_Transmission | SOCO | TVA_Transmission | 2025 | B19 | 700 | 700 | 2600 | 0 | 0.01 | 0 | 0.01 | 0 | 0 | 0 | 0 | 0 | 0 | 0
SOCO_2_TVA_Transmission | SOCO | TVA_Transmission | 2025 | B20 | 935 | 0 | 2600 | 0 | 0 | 0 | 0 | 0 | 0 | 0 | 0 | 0 | 0 | 0
SOCO_2_TVA_Transmission | SOCO | TVA_Transmission | 2030 | B01 | 10 | 10 | 2600 | 0 | 0.45 | 0.34 | 0.51 | 0.38 | 0 | 0 | 0 | 0 | 0 | 0
SOCO_2_TVA_Transmission | SOCO | TVA_Transmission | 2030 | B02 | 25 | 25 | 2600 | 0 | 0.17 | 0.12 | 0.19 | 0.13 | 0 | 0 | 0 | 0 | 0 | 0
SOCO_2_TVA_Transmission | SOCO | TVA_Transmission | 2030 | B03 | 75 | 75 | 2600 | 0 | 0.05 | 0.03 | 0.05 | 0.04 | 0 | 0 | 0 | 0 | 0 | 0
SOCO_2_TVA_Transmission | SOCO | TVA_Transmission | 2030 | B04 | 100 | 100 | 2600 | 0 | 0.03 | 0.02 | 0.03 | 0.02 | 0 | 0 | 0 | 0 | 0 | 0
SOCO_2_TVA_Transmission | SOCO | TVA_Transmission | 2030 | B05 | 200 | 200 | 2600 | 0 | 0.01 | 0.01 | 0.02 | 0.01 | 0 | 0 | 0 | 0 | 0 | 0
SOCO_2_TVA_Transmission | SOCO | TVA_Transmission | 2030 | B06 | 300 | 300 | 2600 | 0 | 0.01 | 0.01 | 0.01 | 0.01 | 0 | 0 | 0 | 0 | 0 | 0
SOCO_2_TVA_Transmission | SOCO | TVA_Transmission | 2030 | B07 | 400 | 400 | 2600 | 0 | 0.01 | 0.01 | 0.01 | 0.01 | 0 | 0 | 0 | 0 | 0 | 0
SOCO_2_TVA_Transmission | SOCO | TVA_Transmission | 2030 | B08 | 500 | 500 | 2600 | 0 | 0.01 | 0 | 0.01 | 0.01 | 0 | 0 | 0 | 0 | 0 | 0
SOCO_2_TVA_Transmission | SOCO | TVA_Transmission | 2030 | B09 | 800 | 800 | 2600 | 0 | 0.01 | 0 | 0.01 | 0 | 0 | 0 | 0 | 0 | 0 | 0
SOCO_2_TVA_Transmission | SOCO | TVA_Transmission | 2030 | B10 | 1262 | 0 | 2600 | 0 | 0 | 0 | 0 | 0 | 0 | 0 | 0 | 0 | 0 | 0
SOCO_2_TVA_Transmission | SOCO | TVA_Transmission | 2030 | B11 | 25 | 25 | 2600 | 0 | 0.11 | 0.1 | 0.13 | 0.11 | 0 | 0 | 0 | 0 | 0 | 0
SOCO_2_TVA_Transmission | SOCO | TVA_Transmission | 2030 | B12 | 200 | 200 | 2600 | 0 | 0.02 | 0.02 | 0.02 | 0.02 | 0 | 0 | 0 | 0 | 0 | 0
SOCO_2_TVA_Transmission | SOCO | TVA_Transmission | 2030 | B13 | 600 | 600 | 2600 | 0 | 0.01 | 0.01 | 0.01 | 0.01 | 0 | 0 | 0 | 0 | 0 | 0
SOCO_2_TVA_Transmission | SOCO | TVA_Transmission | 2030 | B14 | 900 | 0 | 2600 | 0 | 0 | 0 | 0 | 0 | 0 | 0 | 0 | 0 | 0 | 0
SOCO_2_TVA_Transmission | SOCO | TVA_Transmission | 2030 | B15 | 1203 | 0 | 2600 | 0 | 0 | 0 | 0 | 0 | 0 | 0 | 0 | 0 | 0 | 0
SOCO_2_TVA_Transmission | SOCO | TVA_Transmission | 2030 | B16 | 25 | 25 | 2600 | 0 | 0.14 | 0.13 | 0.15 | 0.14 | 0 | 0 | 0 | 0 | 0 | 0
SOCO_2_TVA_Transmission | SOCO | TVA_Transmission | 2030 | B17 | 100 | 100 | 2600 | 0 | 0.04 | 0.03 | 0.04 | 0.04 | 0 | 0 | 0 | 0 | 0 | 0
SOCO_2_TVA_Transmission | SOCO | TVA_Transmission | 2030 | B18 | 400 | 400 | 2600 | 0 | 0.01 | 0.01 | 0.01 | 0.01 | 0 | 0 | 0 | 0 | 0 | 0
SOCO_2_TVA_Transmission | SOCO | TVA_Transmission | 2030 | B19 | 700 | 700 | 2600 | 0 | 0.01 | 0 | 0.01 | 0.01 | 0 | 0 | 0 | 0 | 0 | 0
SOCO_2_TVA_Transmission | SOCO | TVA_Transmission | 2030 | B20 | 935 | 935 | 2600 | 0 | 0.01 | 0 | 0.01 | 0 | 0 | 0 | 0 | 0 | 0 | 0
SOCO_2_TVA_Transmission | SOCO | TVA_Transmission | 2035 | B01 | 10 | 10 | 2600 | 0 | 0.57 | 0.42 | 0.65 | 0.48 | 0 | 0 | 0 | 0 | 0 | 0
SOCO_2_TVA_Transmission | SOCO | TVA_Transmission | 2035 | B02 | 25 | 25 | 2600 | 0 | 0.18 | 0.13 | 0.2 | 0.15 | 0 | 0 | 0 | 0 | 0 | 0
SOCO_2_TVA_Transmission | SOCO | TVA_Transmission | 2035 | B03 | 75 | 75 | 2600 | 0 | 0.06 | 0.04 | 0.06 | 0.04 | 0 | 0 | 0 | 0 | 0 | 0
SOCO_2_TVA_Transmission | SOCO | TVA_Transmission | 2035 | B04 | 100 | 100 | 2600 | 0 | 0.04 | 0.03 | 0.05 | 0.03 | 0 | 0 | 0 | 0 | 0 | 0
SOCO_2_TVA_Transmission | SOCO | TVA_Transmission | 2035 | B05 | 200 | 200 | 2600 | 0 | 0.03 | 0.03 | 0.04 | 0.03 | 0 | 0 | 0 | 0 | 0 | 0
SOCO_2_TVA_Transmission | SOCO | TVA_Transmission | 2035 | B06 | 300 | 300 | 2600 | 0 | 0.03 | 0.01 | 0.03 | 0.01 | 0 | 0 | 0 | 0 | 0 | 0
SOCO_2_TVA_Transmission | SOCO | TVA_Transmission | 2035 | B07 | 400 | 400 | 2600 | 0 | 0.01 | 0.01 | 0.01 | 0.01 | 0 | 0 | 0 | 0 | 0 | 0
SOCO_2_TVA_Transmission | SOCO | TVA_Transmission | 2035 | B08 | 500 | 500 | 2600 | 0 | 0.02 | 0.01 | 0.02 | 0.01 | 0 | 0 | 0 | 0 | 0 | 0
SOCO_2_TVA_Transmission | SOCO | TVA_Transmission | 2035 | B09 | 800 | 800 | 2600 | 0 | 0.01 | 0.01 | 0.01 | 0.01 | 0 | 0 | 0 | 0 | 0 | 0
SOCO_2_TVA_Transmission | SOCO | TVA_Transmission | 2035 | B10 | 1262 | 1262 | 2600 | 0 | 0.01 | 0 | 0.01 | 0 | 0 | 0 | 0 | 0 | 0 | 0
SOCO_2_TVA_Transmission | SOCO | TVA_Transmission | 2035 | B11 | 25 | 25 | 2600 | 0 | 0.19 | 0.15 | 0.21 | 0.17 | 0 | 0 | 0 | 0 | 0 | 0
SOCO_2_TVA_Transmission | SOCO | TVA_Transmission | 2035 | B12 | 200 | 200 | 2600 | 0 | 0.04 | 0.03 | 0.04 | 0.03 | 0 | 0 | 0 | 0 | 0 | 0
SOCO_2_TVA_Transmission | SOCO | TVA_Transmission | 2035 | B13 | 600 | 600 | 2600 | 0 | 0.01 | 0.01 | 0.01 | 0.01 | 0 | 0 | 0 | 0 | 0 | 0
SOCO_2_TVA_Transmission | SOCO | TVA_Transmission | 2035 | B14 | 900 | 900 | 2600 | 0 | 0.01 | 0.01 | 0.01 | 0.01 | 0 | 0 | 0 | 0 | 0 | 0
SOCO_2_TVA_Transmission | SOCO | TVA_Transmission | 2035 | B15 | 1203 | 1203 | 2600 | 0 | 0.01 | 0 | 0.01 | 0 | 0 | 0 | 0 | 0 | 0 | 0
SOCO_2_TVA_Transmission | SOCO | TVA_Transmission | 2035 | B16 | 25 | 25 | 2600 | 0 | 0.23 | 0.17 | 0.26 | 0.18 | 0 | 0 | 0 | 0 | 0 | 0
SOCO_2_TVA_Transmission | SOCO | TVA_Transmission | 2035 | B17 | 100 | 100 | 2600 | 0 | 0.06 | 0.05 | 0.07 | 0.05 | 0 | 0 | 0 | 0 | 0 | 0
SOCO_2_TVA_Transmission | SOCO | TVA_Transmission | 2035 | B18 | 400 | 400 | 2600 | 0 | 0.02 | 0.01 | 0.02 | 0.01 | 0 | 0 | 0 | 0 | 0 | 0
SOCO_2_TVA_Transmission | SOCO | TVA_Transmission | 2035 | B19 | 700 | 700 | 2600 | 0 | 0.01 | 0.01 | 0.01 | 0.01 | 0 | 0 | 0 | 0 | 0 | 0
SOCO_2_TVA_Transmission | SOCO | TVA_Transmission | 2035 | B20 | 935 | 935 | 2600 | 0 | 0.01 | 0.01 | 0.01 | 0.01 | 0 | 0 | 0 | 0 | 0 | 0
SOCO_2_TVA_Transmission | SOCO | TVA_Transmission | 2040 | B01 | 10 | 10 | 2600 | 0 | 0.63 | 0.49 | 0.74 | 0.57 | 0 | 0 | 0 | 0 | 0 | 0
SOCO_2_TVA_Transmission | SOCO | TVA_Transmission | 2040 | B02 | 25 | 25 | 2600 | 0 | 0.2 | 0.18 | 0.24 | 0.21 | 0 | 0 | 0 | 0 | 0 | 0
SOCO_2_TVA_Transmission | SOCO | TVA_Transmission | 2040 | B03 | 75 | 75 | 2600 | 0 | 0.06 | 0.05 | 0.07 | 0.05 | 0 | 0 | 0 | 0 | 0 | 0
SOCO_2_TVA_Transmission | SOCO | TVA_Transmission | 2040 | B04 | 100 | 100 | 2600 | 0 | 0.06 | 0.04 | 0.07 | 0.04 | 0 | 0 | 0 | 0 | 0 | 0
SOCO_2_TVA_Transmission | SOCO | TVA_Transmission | 2040 | B05 | 200 | 200 | 2600 | 0 | 0.03 | 0.02 | 0.04 | 0.03 | 0 | 0 | 0 | 0 | 0 | 0
SOCO_2_TVA_Transmission | SOCO | TVA_Transmission | 2040 | B06 | 300 | 300 | 2600 | 0 | 0.02 | 0.02 | 0.02 | 0.02 | 0 | 0 | 0 | 0 | 0 | 0
SOCO_2_TVA_Transmission | SOCO | TVA_Transmission | 2040 | B07 | 400 | 400 | 2600 | 0 | 0.02 | 0.01 | 0.02 | 0.01 | 0 | 0 | 0 | 0 | 0 | 0
SOCO_2_TVA_Transmission | SOCO | TVA_Transmission | 2040 | B08 | 500 | 500 | 2600 | 0 | 0.02 | 0.01 | 0.02 | 0.01 | 0 | 0 | 0 | 0 | 0 | 0
SOCO_2_TVA_Transmission | SOCO | TVA_Transmission | 2040 | B09 | 800 | 800 | 2600 | 0 | 0.01 | 0.01 | 0.02 | 0.01 | 0 | 0 | 0 | 0 | 0 | 0
SOCO_2_TVA_Transmission | SOCO | TVA_Transmission | 2040 | B10 | 1262 | 1262 | 2600 | 2023.27 | 1574.3 | 0.08 | 40.03 | 0.08 | 0 | 0 | 0 | 0 | 0 | 0
SOCO_2_TVA_Transmission | SOCO | TVA_Transmission | 2040 | B11 | 25 | 25 | 2600 | 0 | 0.18 | 0.15 | 0.21 | 0.17 | 0 | 0 | 0 | 0 | 0 | 0
SOCO_2_TVA_Transmission | SOCO | TVA_Transmission | 2040 | B12 | 200 | 200 | 2600 | 0 | 0.03 | 0.03 | 0.04 | 0.03 | 0 | 0 | 0 | 0 | 0 | 0
SOCO_2_TVA_Transmission | SOCO | TVA_Transmission | 2040 | B13 | 600 | 600 | 2600 | 0 | 0.01 | 0.01 | 0.01 | 0.01 | 0 | 0 | 0 | 0 | 0 | 0
SOCO_2_TVA_Transmission | SOCO | TVA_Transmission | 2040 | B14 | 900 | 900 | 2600 | 0 | 0.01 | 0.01 | 0.01 | 0.01 | 0 | 0 | 0 | 0 | 0 | 0
SOCO_2_TVA_Transmission | SOCO | TVA_Transmission | 2040 | B15 | 1203 | 1203 | 2600 | 0 | 0.02 | 0.01 | 0.03 | 0.01 | 0 | 0 | 0 | 0 | 0 | 0
SOCO_2_TVA_Transmission | SOCO | TVA_Transmission | 2040 | B16 | 25 | 25 | 2600 | 0 | 0.26 | 0.19 | 0.3 | 0.21 | 0 | 0 | 0 | 0 | 0 | 0
SOCO_2_TVA_Transmission | SOCO | TVA_Transmission | 2040 | B17 | 100 | 100 | 2600 | 0 | 0.06 | 0.05 | 0.06 | 0.05 | 0 | 0 | 0 | 0 | 0 | 0
SOCO_2_TVA_Transmission | SOCO | TVA_Transmission | 2040 | B18 | 400 | 400 | 2600 | 0 | 0.01 | 0.01 | 0.02 | 0.01 | 0 | 0 | 0 | 0 | 0 | 0
SOCO_2_TVA_Transmission | SOCO | TVA_Transmission | 2040 | B19 | 700 | 700 | 2600 | 0 | 0.01 | 0.01 | 0.01 | 0.01 | 0 | 0 | 0 | 0 | 0 | 0
SOCO_2_TVA_Transmission | SOCO | TVA_Transmission | 2040 | B20 | 935 | 935 | 2600 | 0 | 0.02 | 0.02 | 0.02 | 0.03 | 0 | 0 | 0 | 0 | 0 | 0
SOCO_2_TVA_Transmission | SOCO | TVA_Transmission | 2045 | B01 | 10 | 10 | 2600 | 0 | 0.84 | 0.66 | 1 | 0.77 | 0 | 0 | 0 | 0 | 0 | 0
SOCO_2_TVA_Transmission | SOCO | TVA_Transmission | 2045 | B02 | 25 | 25 | 2600 | 0 | 0.35 | 0.27 | 0.41 | 0.32 | 0 | 0 | 0 | 0 | 0 | 0
SOCO_2_TVA_Transmission | SOCO | TVA_Transmission | 2045 | B03 | 75 | 75 | 2600 | 0 | 0.09 | 0.06 | 0.1 | 0.07 | 0 | 0 | 0 | 0 | 0 | 0
SOCO_2_TVA_Transmission | SOCO | TVA_Transmission | 2045 | B04 | 100 | 100 | 2600 | 0.01 | 0.08 | 0.05 | 0.1 | 0.05 | 0 | 0 | 0 | 0 | 0 | 0
SOCO_2_TVA_Transmission | SOCO | TVA_Transmission | 2045 | B05 | 200 | 200 | 2600 | 0 | 0.05 | 0.03 | 0.06 | 0.03 | 0 | 0 | 0 | 0 | 0 | 0
SOCO_2_TVA_Transmission | SOCO | TVA_Transmission | 2045 | B06 | 300 | 300 | 2600 | 127.85 | 0.04 | 0.02 | 0.04 | 0.02 | 0 | 0 | 0 | 0 | 0 | 0
SOCO_2_TVA_Transmission | SOCO | TVA_Transmission | 2045 | B07 | 400 | 400 | 2600 | 0 | 0.02 | 0.01 | 0.02 | 0.02 | 0 | 0 | 0 | 0 | 0 | 0
SOCO_2_TVA_Transmission | SOCO | TVA_Transmission | 2045 | B08 | 500 | 500 | 2600 | 0 | 0.01 | 0.01 | 0.02 | 0.01 | 0 | 0 | 0 | 0 | 0 | 0
SOCO_2_TVA_Transmission | SOCO | TVA_Transmission | 2045 | B09 | 800 | 800 | 2600 | 0 | 0.01 | 0.01 | 0.01 | 0.01 | 0 | 0 | 0 | 0 | 0 | 0
SOCO_2_TVA_Transmission | SOCO | TVA_Transmission | 2045 | B10 | 1262 | 1262 | 2600 | 0.06 | 1027.01 | 10.59 | 42.44 | 11.38 | 0 | 0 | 0 | 0 | 0 | 0
SOCO_2_TVA_Transmission | SOCO | TVA_Transmission | 2045 | B11 | 25 | 25 | 2600 | 0 | 0.23 | 0.19 | 0.29 | 0.23 | 0 | 0 | 0 | 0 | 0 | 0
SOCO_2_TVA_Transmission | SOCO | TVA_Transmission | 2045 | B12 | 200 | 200 | 2600 | 0 | 0.04 | 0.02 | 0.04 | 0.03 | 0 | 0 | 0 | 0 | 0 | 0
SOCO_2_TVA_Transmission | SOCO | TVA_Transmission | 2045 | B13 | 600 | 600 | 2600 | 0 | 0.01 | 0.01 | 0.02 | 0.01 | 0 | 0 | 0 | 0 | 0 | 0
SOCO_2_TVA_Transmission | SOCO | TVA_Transmission | 2045 | B14 | 900 | 900 | 2600 | 0 | 0.01 | 0.01 | 0.01 | 0.01 | 0 | 0 | 0 | 0 | 0 | 0
SOCO_2_TVA_Transmission | SOCO | TVA_Transmission | 2045 | B15 | 1203 | 1203 | 2600 | 0 | 0.01 | 0.02 | 0.01 | 0.02 | 0 | 0 | 0 | 0 | 0 | 0
SOCO_2_TVA_Transmission | SOCO | TVA_Transmission | 2045 | B16 | 25 | 25 | 2600 | 0 | 0.35 | 0.27 | 0.4 | 0.31 | 0 | 0 | 0 | 0 | 0 | 0
SOCO_2_TVA_Transmission | SOCO | TVA_Transmission | 2045 | B17 | 100 | 100 | 2600 | 0 | 0.09 | 0.06 | 0.1 | 0.07 | 0 | 0 | 0 | 0 | 0 | 0
SOCO_2_TVA_Transmission | SOCO | TVA_Transmission | 2045 | B18 | 400 | 400 | 2600 | 0 | 0.02 | 0.02 | 0.02 | 0.02 | 0 | 0 | 0 | 0 | 0 | 0
SOCO_2_TVA_Transmission | SOCO | TVA_Transmission | 2045 | B19 | 700 | 700 | 2600 | 0 | 0.01 | 0.01 | 0.01 | 0.01 | 0 | 0 | 0 | 0 | 0 | 0
SOCO_2_TVA_Transmission | SOCO | TVA_Transmission | 2045 | B20 | 935 | 935 | 2600 | 0 | 0.01 | 0.04 | 0.01 | 0.04 | 0 | 0 | 0 | 0 | 0 | 0
SOCO_2_TVA_Transmission | SOCO | TVA_Transmission | 2050 | B01 | 10 | 10 | 2600 | 0 | 0.21 | 0.21 | 0.25 | 0.24 | 0 | 0 | 0 | 0 | 0 | 0
SOCO_2_TVA_Transmission | SOCO | TVA_Transmission | 2050 | B02 | 25 | 25 | 2600 | 0 | 0.1 | 0.08 | 0.11 | 0.09 | 0 | 0 | 0 | 0 | 0 | 0
SOCO_2_TVA_Transmission | SOCO | TVA_Transmission | 2050 | B03 | 75 | 75 | 2600 | 0 | 0.04 | 0.03 | 0.04 | 0.03 | 0 | 0 | 0 | 0 | 0 | 0
SOCO_2_TVA_Transmission | SOCO | TVA_Transmission | 2050 | B04 | 100 | 100 | 2600 | 0 | 0.03 | 0.02 | 0.03 | 0.02 | 0 | 0 | 0 | 0 | 0 | 0
SOCO_2_TVA_Transmission | SOCO | TVA_Transmission | 2050 | B05 | 200 | 200 | 2600 | 0 | 0.02 | 0.01 | 0.02 | 0.01 | 0 | 0 | 0 | 0 | 0 | 0
SOCO_2_TVA_Transmission | SOCO | TVA_Transmission | 2050 | B06 | 300 | 300 | 2600 | 0 | 0.01 | 0.01 | 0.01 | 0.01 | 0 | 0 | 0 | 0 | 0 | 0
SOCO_2_TVA_Transmission | SOCO | TVA_Transmission | 2050 | B07 | 400 | 400 | 2600 | 0 | 0.01 | 0.01 | 0.01 | 0.01 | 0 | 0 | 0 | 0 | 0 | 0
SOCO_2_TVA_Transmission | SOCO | TVA_Transmission | 2050 | B08 | 500 | 500 | 2600 | 0 | 0.01 | 0 | 0.01 | 0 | 0 | 0 | 0 | 0 | 0 | 0
SOCO_2_TVA_Transmission | SOCO | TVA_Transmission | 2050 | B09 | 800 | 0 | 2600 | 0 | 0 | 0 | 0 | 0 | 0 | 0 | 0 | 0 | 0 | 0
SOCO_2_TVA_Transmission | SOCO | TVA_Transmission | 2050 | B10 | 1262 | 1262 | 2600 | 0.04 | 5.67 | 3.92 | 5.75 | 4.02 | 0 | 0 | 0 | 0 | 0 | 0
SOCO_2_TVA_Transmission | SOCO | TVA_Transmission | 2050 | B11 | 25 | 25 | 2600 | 0 | 0.09 | 0.09 | 0.11 | 0.1 | 0 | 0 | 0 | 0 | 0 | 0
SOCO_2_TVA_Transmission | SOCO | TVA_Transmission | 2050 | B12 | 200 | 200 | 2600 | 0 | 0.01 | 0.01 | 0.01 | 0.01 | 0 | 0 | 0 | 0 | 0 | 0
SOCO_2_TVA_Transmission | SOCO | TVA_Transmission | 2050 | B13 | 600 | 600 | 2600 | 0 | 0.01 | 0.01 | 0.01 | 0.01 | 0 | 0 | 0 | 0 | 0 | 0
SOCO_2_TVA_Transmission | SOCO | TVA_Transmission | 2050 | B14 | 900 | 0 | 2600 | 0 | 0 | 0 | 0 | 0 | 0 | 0 | 0 | 0 | 0 | 0
SOCO_2_TVA_Transmission | SOCO | TVA_Transmission | 2050 | B15 | 1203 | 1203 | 2600 | 0 | 2564.91 | 2575.47 | 918.62 | 567.08 | 0 | 0 | 0 | 0 | 0 | 0
SOCO_2_TVA_Transmission | SOCO | TVA_Transmission | 2050 | B16 | 25 | 25 | 2600 | 0 | 0.09 | 0.07 | 0.1 | 0.08 | 0 | 0 | 0 | 0 | 0 | 0
SOCO_2_TVA_Transmission | SOCO | TVA_Transmission | 2050 | B17 | 100 | 100 | 2600 | 0 | 0.02 | 0.02 | 0.03 | 0.02 | 0 | 0 | 0 | 0 | 0 | 0
SOCO_2_TVA_Transmission | SOCO | TVA_Transmission | 2050 | B18 | 400 | 400 | 2600 | 0 | 0.01 | 0.01 | 0.01 | 0.01 | 0 | 0 | 0 | 0 | 0 | 0
SOCO_2_TVA_Transmission | SOCO | TVA_Transmission | 2050 | B19 | 700 | 700 | 2600 | 0 | 0.01 | 0 | 0.01 | 0 | 0 | 0 | 0 | 0 | 0 | 0
SOCO_2_TVA_Transmission | SOCO | TVA_Transmission | 2050 | B20 | 935 | 935 | 2600 | 0 | 0.14 | 545.39 | 0.16 | 24.34 | 0 | 0 | 0 | 0 | 0 | 0
SOCO_2_VACAR | SOCO | VACAR | 2015 | B01 | 10 | 10 | 2000 | 0 | 0.25 | 0.19 | 0.28 | 0.21 | 0 | 0 | 0 | 0 | 0 | 0
SOCO_2_VACAR | SOCO | VACAR | 2015 | B02 | 25 | 25 | 2000 | 0 | 0.11 | 0.07 | 0.12 | 0.08 | 0 | 0 | 0 | 0 | 0 | 0
SOCO_2_VACAR | SOCO | VACAR | 2015 | B03 | 75 | 75 | 2000 | 0 | 0.03 | 0.02 | 0.03 | 0.02 | 0 | 0 | 0 | 0 | 0 | 0
SOCO_2_VACAR | SOCO | VACAR | 2015 | B04 | 100 | 100 | 2000 | 0 | 0.01 | 0.01 | 0.02 | 0.01 | 0 | 0 | 0 | 0 | 0 | 0
SOCO_2_VACAR | SOCO | VACAR | 2015 | B05 | 200 | 200 | 2000 | 0 | 0.01 | 0.01 | 0.01 | 0.01 | 0 | 0 | 0 | 0 | 0 | 0
SOCO_2_VACAR | SOCO | VACAR | 2015 | B06 | 300 | 300 | 2000 | 0 | 0.01 | 0 | 0.01 | 0 | 0 | 0 | 0 | 0 | 0 | 0
SOCO_2_VACAR | SOCO | VACAR | 2015 | B07 | 400 | 0 | 2000 | 0 | 0 | 0 | 0 | 0 | 0 | 0 | 0 | 0 | 0 | 0
SOCO_2_VACAR | SOCO | VACAR | 2015 | B08 | 500 | 0 | 2000 | 0 | 0 | 0 | 0 | 0 | 0 | 0 | 0 | 0 | 0 | 0
SOCO_2_VACAR | SOCO | VACAR | 2015 | B09 | 800 | 0 | 2000 | 0 | 0 | 0 | 0 | 0 | 0 | 0 | 0 | 0 | 0 | 0
SOCO_2_VACAR | SOCO | VACAR | 2015 | B10 | 1262 | 0 | 2000 | 0 | 0 | 0 | 0 | 0 | 0 | 0 | 0 | 0 | 0 | 0
SOCO_2_VACAR | SOCO | VACAR | 2015 | B11 | 25 | 25 | 2000 | 0 | 0.05 | 0.04 | 0.06 | 0.05 | 0 | 0 | 0 | 0 | 0 | 0
SOCO_2_VACAR | SOCO | VACAR | 2015 | B12 | 200 | 200 | 2000 | 0 | 0.02 | 0.01 | 0.02 | 0.01 | 0 | 0 | 0 | 0 | 0 | 0
SOCO_2_VACAR | SOCO | VACAR | 2015 | B13 | 600 | 600 | 2000 | 0 | 0.01 | 0 | 0.01 | 0 | 0 | 0 | 0 | 0 | 0 | 0
SOCO_2_VACAR | SOCO | VACAR | 2015 | B14 | 900 | 0 | 2000 | 0 | 0 | 0 | 0 | 0 | 0 | 0 | 0 | 0 | 0 | 0
SOCO_2_VACAR | SOCO | VACAR | 2015 | B15 | 1203 | 0 | 2000 | 0 | 0 | 0 | 0 | 0 | 0 | 0 | 0 | 0 | 0 | 0
SOCO_2_VACAR | SOCO | VACAR | 2015 | B16 | 25 | 25 | 2000 | 0 | 0.11 | 0.06 | 0.12 | 0.07 | 0 | 0 | 0 | 0 | 0 | 0
SOCO_2_VACAR | SOCO | VACAR | 2015 | B17 | 100 | 100 | 2000 | 0 | 0.21 | 0.07 | 0.22 | 0.07 | 0 | 0 | 0 | 0 | 0 | 0
SOCO_2_VACAR | SOCO | VACAR | 2015 | B18 | 400 | 400 | 2000 | 0 | 0.01 | 0.01 | 0.01 | 0.01 | 0 | 0 | 0 | 0 | 0 | 0
SOCO_2_VACAR | SOCO | VACAR | 2015 | B19 | 700 | 0 | 2000 | 0 | 0 | 0 | 0 | 0 | 0 | 0 | 0 | 0 | 0 | 0
SOCO_2_VACAR | SOCO | VACAR | 2015 | B20 | 935 | 0 | 2000 | 0 | 0 | 0 | 0 | 0 | 0 | 0 | 0 | 0 | 0 | 0
SOCO_2_VACAR | SOCO | VACAR | 2020 | B01 | 10 | 10 | 2000 | 0 | 0.3 | 0.21 | 0.33 | 0.23 | 0 | 0 | 0 | 0 | 0 | 0
SOCO_2_VACAR | SOCO | VACAR | 2020 | B02 | 25 | 25 | 2000 | 0 | 0.14 | 0.09 | 0.15 | 0.09 | 0 | 0 | 0 | 0 | 0 | 0
SOCO_2_VACAR | SOCO | VACAR | 2020 | B03 | 75 | 75 | 2000 | 0 | 0.04 | 0.03 | 0.04 | 0.03 | 0 | 0 | 0 | 0 | 0 | 0
SOCO_2_VACAR | SOCO | VACAR | 2020 | B04 | 100 | 100 | 2000 | 0 | 0.02 | 0.01 | 0.02 | 0.02 | 0 | 0 | 0 | 0 | 0 | 0
SOCO_2_VACAR | SOCO | VACAR | 2020 | B05 | 200 | 200 | 2000 | 0 | 0.01 | 0.01 | 0.01 | 0.01 | 0 | 0 | 0 | 0 | 0 | 0
SOCO_2_VACAR | SOCO | VACAR | 2020 | B06 | 300 | 300 | 2000 | 0 | 0.01 | 0.01 | 0.01 | 0.01 | 0 | 0 | 0 | 0 | 0 | 0
SOCO_2_VACAR | SOCO | VACAR | 2020 | B07 | 400 | 400 | 2000 | 0 | 0.01 | 0 | 0.01 | 0 | 0 | 0 | 0 | 0 | 0 | 0
SOCO_2_VACAR | SOCO | VACAR | 2020 | B08 | 500 | 0 | 2000 | 0 | 0 | 0 | 0 | 0 | 0 | 0 | 0 | 0 | 0 | 0
SOCO_2_VACAR | SOCO | VACAR | 2020 | B09 | 800 | 0 | 2000 | 0 | 0 | 0 | 0 | 0 | 0 | 0 | 0 | 0 | 0 | 0
SOCO_2_VACAR | SOCO | VACAR | 2020 | B10 | 1262 | 0 | 2000 | 0 | 0 | 0 | 0 | 0 | 0 | 0 | 0 | 0 | 0 | 0
SOCO_2_VACAR | SOCO | VACAR | 2020 | B11 | 25 | 25 | 2000 | 0 | 0.07 | 0.07 | 0.08 | 0.07 | 0 | 0 | 0 | 0 | 0 | 0
SOCO_2_VACAR | SOCO | VACAR | 2020 | B12 | 200 | 200 | 2000 | 0 | 0.04 | 0.02 | 0.04 | 0.02 | 0 | 0 | 0 | 0 | 0 | 0
SOCO_2_VACAR | SOCO | VACAR | 2020 | B13 | 600 | 600 | 2000 | 0 | 0.01 | 0.01 | 0.01 | 0.01 | 0 | 0 | 0 | 0 | 0 | 0
SOCO_2_VACAR | SOCO | VACAR | 2020 | B14 | 900 | 0 | 2000 | 0 | 0 | 0 | 0 | 0 | 0 | 0 | 0 | 0 | 0 | 0
SOCO_2_VACAR | SOCO | VACAR | 2020 | B15 | 1203 | 0 | 2000 | 0 | 0 | 0 | 0 | 0 | 0 | 0 | 0 | 0 | 0 | 0
SOCO_2_VACAR | SOCO | VACAR | 2020 | B16 | 25 | 25 | 2000 | 0 | 0.12 | 0.08 | 0.14 | 0.09 | 0 | 0 | 0 | 0 | 0 | 0
SOCO_2_VACAR | SOCO | VACAR | 2020 | B17 | 100 | 100 | 2000 | 0 | 0.05 | 0.03 | 0.06 | 0.03 | 0 | 0 | 0 | 0 | 0 | 0
SOCO_2_VACAR | SOCO | VACAR | 2020 | B18 | 400 | 400 | 2000 | 0 | 0.02 | 0.01 | 0.02 | 0.01 | 0 | 0 | 0 | 0 | 0 | 0
SOCO_2_VACAR | SOCO | VACAR | 2020 | B19 | 700 | 700 | 2000 | 0 | 0.01 | 0.01 | 0.01 | 0.01 | 0 | 0 | 0 | 0 | 0 | 0
SOCO_2_VACAR | SOCO | VACAR | 2020 | B20 | 935 | 0 | 2000 | 0 | 0 | 0 | 0 | 0 | 0 | 0 | 0 | 0 | 0 | 0
SOCO_2_VACAR | SOCO | VACAR | 2025 | B01 | 10 | 10 | 2000 | 0 | 0.32 | 0.25 | 0.36 | 0.28 | 0 | 0 | 0 | 0 | 0 | 0
SOCO_2_VACAR | SOCO | VACAR | 2025 | B02 | 25 | 25 | 2000 | 0 | 0.13 | 0.1 | 0.15 | 0.11 | 0 | 0 | 0 | 0 | 0 | 0
SOCO_2_VACAR | SOCO | VACAR | 2025 | B03 | 75 | 75 | 2000 | 0 | 0.04 | 0.03 | 0.05 | 0.03 | 0 | 0 | 0 | 0 | 0 | 0
SOCO_2_VACAR | SOCO | VACAR | 2025 | B04 | 100 | 100 | 2000 | 0 | 0.02 | 0.02 | 0.03 | 0.02 | 0 | 0 | 0 | 0 | 0 | 0
SOCO_2_VACAR | SOCO | VACAR | 2025 | B05 | 200 | 200 | 2000 | 0 | 0.01 | 0.01 | 0.01 | 0.01 | 0 | 0 | 0 | 0 | 0 | 0
SOCO_2_VACAR | SOCO | VACAR | 2025 | B06 | 300 | 300 | 2000 | 0 | 0.01 | 0.01 | 0.01 | 0.01 | 0 | 0 | 0 | 0 | 0 | 0
SOCO_2_VACAR | SOCO | VACAR | 2025 | B07 | 400 | 400 | 2000 | 0 | 0.01 | 0 | 0.01 | 0 | 0 | 0 | 0 | 0 | 0 | 0
SOCO_2_VACAR | SOCO | VACAR | 2025 | B08 | 500 | 500 | 2000 | 0 | 0.01 | 0 | 0.01 | 0 | 0 | 0 | 0 | 0 | 0 | 0
SOCO_2_VACAR | SOCO | VACAR | 2025 | B09 | 800 | 0 | 2000 | 0 | 0 | 0 | 0 | 0 | 0 | 0 | 0 | 0 | 0 | 0
SOCO_2_VACAR | SOCO | VACAR | 2025 | B10 | 1262 | 0 | 2000 | 0 | 0 | 0 | 0 | 0 | 0 | 0 | 0 | 0 | 0 | 0
SOCO_2_VACAR | SOCO | VACAR | 2025 | B11 | 25 | 25 | 2000 | 0 | 0.09 | 0.08 | 0.1 | 0.09 | 0 | 0 | 0 | 0 | 0 | 0
SOCO_2_VACAR | SOCO | VACAR | 2025 | B12 | 200 | 200 | 2000 | 0 | 0.05 | 0.02 | 0.05 | 0.02 | 0 | 0 | 0 | 0 | 0 | 0
SOCO_2_VACAR | SOCO | VACAR | 2025 | B13 | 600 | 600 | 2000 | 0 | 0.01 | 0.01 | 0.01 | 0.01 | 0 | 0 | 0 | 0 | 0 | 0
SOCO_2_VACAR | SOCO | VACAR | 2025 | B14 | 900 | 900 | 2000 | 0 | 0.01 | 0 | 0.01 | 0 | 0 | 0 | 0 | 0 | 0 | 0
SOCO_2_VACAR | SOCO | VACAR | 2025 | B15 | 1203 | 0 | 2000 | 0 | 0 | 0 | 0 | 0 | 0 | 0 | 0 | 0 | 0 | 0
SOCO_2_VACAR | SOCO | VACAR | 2025 | B16 | 25 | 25 | 2000 | 0 | 0.12 | 0.1 | 0.13 | 0.11 | 0 | 0 | 0 | 0 | 0 | 0
SOCO_2_VACAR | SOCO | VACAR | 2025 | B17 | 100 | 100 | 2000 | 0 | 0.05 | 0.03 | 0.05 | 0.03 | 0 | 0 | 0 | 0 | 0 | 0
SOCO_2_VACAR | SOCO | VACAR | 2025 | B18 | 400 | 400 | 2000 | 0 | 0.02 | 0.01 | 0.02 | 0.01 | 0 | 0 | 0 | 0 | 0 | 0
SOCO_2_VACAR | SOCO | VACAR | 2025 | B19 | 700 | 700 | 2000 | 0 | 0.01 | 0 | 0.01 | 0 | 0 | 0 | 0 | 0 | 0 | 0
SOCO_2_VACAR | SOCO | VACAR | 2025 | B20 | 935 | 0 | 2000 | 0 | 0 | 0 | 0 | 0 | 0 | 0 | 0 | 0 | 0 | 0
SOCO_2_VACAR | SOCO | VACAR | 2030 | B01 | 10 | 10 | 2000 | 0 | 0.88 | 0.4 | 0.72 | 0.42 | 0 | 0 | 0 | 0 | 1.6963 | 0.56542
SOCO_2_VACAR | SOCO | VACAR | 2030 | B02 | 25 | 25 | 2000 | 0 | 0.19 | 0.11 | 0.18 | 0.12 | 0 | 0 | 0 | 0 | 1.6963 | 0.56542
SOCO_2_VACAR | SOCO | VACAR | 2030 | B03 | 75 | 75 | 2000 | 0 | 0.05 | 0.04 | 0.05 | 0.04 | 0 | 0 | 0 | 0 | 1.6963 | 0.56542
SOCO_2_VACAR | SOCO | VACAR | 2030 | B04 | 100 | 100 | 2000 | 0 | 0.03 | 0.02 | 0.03 | 0.02 | 0 | 0 | 0 | 0 | 1.6963 | 0.56542
SOCO_2_VACAR | SOCO | VACAR | 2030 | B05 | 200 | 200 | 2000 | 1265.74 | 0.02 | 0.01 | 0.02 | 0.01 | 0 | 0 | 0 | 0 | 1.6963 | 0.56542
SOCO_2_VACAR | SOCO | VACAR | 2030 | B06 | 300 | 300 | 2000 | 2000 | 0.02 | 0.01 | 0.02 | 0.01 | 1.6499 | 0 | 0 | 1.523 | 1.6963 | 0.56542
SOCO_2_VACAR | SOCO | VACAR | 2030 | B07 | 400 | 400 | 2000 | 0 | 0.02 | 0.01 | 0.01 | 0.01 | 0 | 0 | 0 | 0 | 1.6963 | 0.56542
SOCO_2_VACAR | SOCO | VACAR | 2030 | B08 | 500 | 500 | 2000 | 0 | 0.01 | 0.01 | 0.01 | 0.01 | 0 | 0 | 0 | 0 | 1.6963 | 0.56542
SOCO_2_VACAR | SOCO | VACAR | 2030 | B09 | 800 | 0 | 2000 | 0 | 0 | 0 | 0 | 0 | 0 | 0 | 0 | 0 | 1.6963 | 0.56542
SOCO_2_VACAR | SOCO | VACAR | 2030 | B10 | 1262 | 0 | 2000 | 0 | 0 | 0 | 0 | 0 | 0 | 0 | 0 | 0 | 1.6963 | 0.56542
SOCO_2_VACAR | SOCO | VACAR | 2030 | B11 | 25 | 25 | 2000 | 0 | 0.13 | 0.11 | 0.13 | 0.11 | 0 | 0 | 0 | 0 | 1.6963 | 0.56542
SOCO_2_VACAR | SOCO | VACAR | 2030 | B12 | 200 | 200 | 2000 | 0 | 0.02 | 0.02 | 0.02 | 0.02 | 0 | 0 | 0 | 0 | 1.6963 | 0.56542
SOCO_2_VACAR | SOCO | VACAR | 2030 | B13 | 600 | 600 | 2000 | 0 | 0.01 | 0 | 0.01 | 0 | 0 | 0 | 0 | 0 | 1.6963 | 0.56542
SOCO_2_VACAR | SOCO | VACAR | 2030 | B14 | 900 | 0 | 2000 | 0 | 0 | 0 | 0 | 0 | 0 | 0 | 0 | 0 | 1.6963 | 0.56542
SOCO_2_VACAR | SOCO | VACAR | 2030 | B15 | 1203 | 0 | 2000 | 0 | 0.01 | 0 | 0 | 0 | 0 | 0 | 0 | 0 | 1.6963 | 0.56542
SOCO_2_VACAR | SOCO | VACAR | 2030 | B16 | 25 | 25 | 2000 | 2000 | 0.18 | 0.13 | 0.17 | 0.13 | 9.6028 | 0 | 0 | 0.73868 | 1.6963 | 0.56542
SOCO_2_VACAR | SOCO | VACAR | 2030 | B17 | 100 | 100 | 2000 | 0 | 0.07 | 0.03 | 0.06 | 0.03 | 0 | 0 | 0 | 0 | 1.6963 | 0.56542
SOCO_2_VACAR | SOCO | VACAR | 2030 | B18 | 400 | 400 | 2000 | 0 | 0.01 | 0.01 | 0.01 | 0.01 | 0 | 0 | 0 | 0 | 1.6963 | 0.56542
SOCO_2_VACAR | SOCO | VACAR | 2030 | B19 | 700 | 700 | 2000 | 0 | 0.01 | 0 | 0.01 | 0 | 0 | 0 | 0 | 0 | 1.6963 | 0.56542
SOCO_2_VACAR | SOCO | VACAR | 2030 | B20 | 935 | 935 | 2000 | 0 | 0.01 | 0 | 0.01 | 0 | 0 | 0 | 0 | 0 | 1.6963 | 0.56542
SOCO_2_VACAR | SOCO | VACAR | 2035 | B01 | 10 | 10 | 2000 | 0 | 2.31 | 0.52 | 2.44 | 0.57 | 0 | 0 | 0 | 0 | 0 | 0
SOCO_2_VACAR | SOCO | VACAR | 2035 | B02 | 25 | 25 | 2000 | 0 | 0.2 | 0.14 | 0.23 | 0.16 | 0 | 0 | 0 | 0 | 0 | 0
SOCO_2_VACAR | SOCO | VACAR | 2035 | B03 | 75 | 75 | 2000 | 0 | 0.06 | 0.04 | 0.06 | 0.04 | 0 | 0 | 0 | 0 | 0 | 0
SOCO_2_VACAR | SOCO | VACAR | 2035 | B04 | 100 | 100 | 2000 | 0 | 0.04 | 0.03 | 0.04 | 0.03 | 0 | 0 | 0 | 0 | 0 | 0
SOCO_2_VACAR | SOCO | VACAR | 2035 | B05 | 200 | 200 | 2000 | 310.19 | 0.02 | 0.02 | 0.02 | 0.02 | 0 | 0 | 0 | 0 | 0 | 0
SOCO_2_VACAR | SOCO | VACAR | 2035 | B06 | 300 | 300 | 2000 | 0 | 0.02 | 0.01 | 0.02 | 0.01 | 0 | 0 | 0 | 0 | 0 | 0
SOCO_2_VACAR | SOCO | VACAR | 2035 | B07 | 400 | 400 | 2000 | 0 | 0.01 | 0.01 | 0.01 | 0.01 | 0 | 0 | 0 | 0 | 0 | 0
SOCO_2_VACAR | SOCO | VACAR | 2035 | B08 | 500 | 500 | 2000 | 0 | 0.01 | 0.01 | 0.01 | 0.01 | 0 | 0 | 0 | 0 | 0 | 0
SOCO_2_VACAR | SOCO | VACAR | 2035 | B09 | 800 | 800 | 2000 | 0 | 0.01 | 0.01 | 0.01 | 0.01 | 0 | 0 | 0 | 0 | 0 | 0
SOCO_2_VACAR | SOCO | VACAR | 2035 | B10 | 1262 | 0 | 2000 | 0 | 0 | 0 | 0 | 0 | 0 | 0 | 0 | 0 | 0 | 0
SOCO_2_VACAR | SOCO | VACAR | 2035 | B11 | 25 | 25 | 2000 | 0 | 0.15 | 0.11 | 0.16 | 0.12 | 0 | 0 | 0 | 0 | 0 | 0
SOCO_2_VACAR | SOCO | VACAR | 2035 | B12 | 200 | 200 | 2000 | 0 | 0.04 | 0.03 | 0.04 | 0.03 | 0 | 0 | 0 | 0 | 0 | 0
SOCO_2_VACAR | SOCO | VACAR | 2035 | B13 | 600 | 600 | 2000 | 0 | 0.01 | 0.01 | 0.01 | 0.01 | 0 | 0 | 0 | 0 | 0 | 0
SOCO_2_VACAR | SOCO | VACAR | 2035 | B14 | 900 | 900 | 2000 | 0 | 0.01 | 0.01 | 0.01 | 0.01 | 0 | 0 | 0 | 0 | 0 | 0
SOCO_2_VACAR | SOCO | VACAR | 2035 | B15 | 1203 | 1203 | 2000 | 0 | 0.01 | 0 | 0.01 | 0 | 0 | 0 | 0 | 0 | 0 | 0
SOCO_2_VACAR | SOCO | VACAR | 2035 | B16 | 25 | 25 | 2000 | 0 | 0.56 | 0.18 | 0.6 | 0.2 | 0 | 0 | 0 | 0 | 0 | 0
SOCO_2_VACAR | SOCO | VACAR | 2035 | B17 | 100 | 100 | 2000 | 0 | 0.1 | 0.07 | 0.1 | 0.07 | 0 | 0 | 0 | 0 | 0 | 0
SOCO_2_VACAR | SOCO | VACAR | 2035 | B18 | 400 | 400 | 2000 | 0 | 0.03 | 0.02 | 0.03 | 0.02 | 0 | 0 | 0 | 0 | 0 | 0
SOCO_2_VACAR | SOCO | VACAR | 2035 | B19 | 700 | 700 | 2000 | 0 | 0.02 | 0.01 | 0.02 | 0.01 | 0 | 0 | 0 | 0 | 0 | 0
SOCO_2_VACAR | SOCO | VACAR | 2035 | B20 | 935 | 935 | 2000 | 0 | 0.02 | 0.01 | 0.02 | 0.01 | 0 | 0 | 0 | 0 | 0 | 0
SOCO_2_VACAR | SOCO | VACAR | 2040 | B01 | 10 | 10 | 2000 | 0 | 1 | 0.59 | 1.11 | 0.67 | 0 | 0 | 0 | 0 | 0 | 0
SOCO_2_VACAR | SOCO | VACAR | 2040 | B02 | 25 | 25 | 2000 | 0 | 0.21 | 0.18 | 0.24 | 0.21 | 0 | 0 | 0 | 0 | 0 | 0
SOCO_2_VACAR | SOCO | VACAR | 2040 | B03 | 75 | 75 | 2000 | 0 | 0.06 | 0.05 | 0.07 | 0.05 | 0 | 0 | 0 | 0 | 0 | 0
SOCO_2_VACAR | SOCO | VACAR | 2040 | B04 | 100 | 100 | 2000 | 0 | 0.05 | 0.04 | 0.05 | 0.04 | 0 | 0 | 0 | 0 | 0 | 0
SOCO_2_VACAR | SOCO | VACAR | 2040 | B05 | 200 | 200 | 2000 | 0 | 0.02 | 0.02 | 0.03 | 0.02 | 0 | 0 | 0 | 0 | 0 | 0
SOCO_2_VACAR | SOCO | VACAR | 2040 | B06 | 300 | 300 | 2000 | 0 | 0.02 | 0.01 | 0.02 | 0.01 | 0 | 0 | 0 | 0 | 0 | 0
SOCO_2_VACAR | SOCO | VACAR | 2040 | B07 | 400 | 400 | 2000 | 0 | 0.01 | 0.01 | 0.01 | 0.01 | 0 | 0 | 0 | 0 | 0 | 0
SOCO_2_VACAR | SOCO | VACAR | 2040 | B08 | 500 | 500 | 2000 | 0 | 0.02 | 0.01 | 0.02 | 0.01 | 0 | 0 | 0 | 0 | 0 | 0
SOCO_2_VACAR | SOCO | VACAR | 2040 | B09 | 800 | 800 | 2000 | 0 | 0.01 | 0 | 0.01 | 0 | 0 | 0 | 0 | 0 | 0 | 0
SOCO_2_VACAR | SOCO | VACAR | 2040 | B10 | 1262 | 1262 | 2000 | 248.69 | 0.03 | 0.05 | 0.03 | 0.05 | 0 | 0 | 0 | 0 | 0 | 0
SOCO_2_VACAR | SOCO | VACAR | 2040 | B11 | 25 | 25 | 2000 | 0 | 0.18 | 0.13 | 0.21 | 0.15 | 0 | 0 | 0 | 0 | 0 | 0
SOCO_2_VACAR | SOCO | VACAR | 2040 | B12 | 200 | 200 | 2000 | 0 | 0.03 | 0.03 | 0.04 | 0.03 | 0 | 0 | 0 | 0 | 0 | 0
SOCO_2_VACAR | SOCO | VACAR | 2040 | B13 | 600 | 600 | 2000 | 0 | 0.01 | 0.01 | 0.01 | 0.01 | 0 | 0 | 0 | 0 | 0 | 0
SOCO_2_VACAR | SOCO | VACAR | 2040 | B14 | 900 | 900 | 2000 | 0 | 0.01 | 0 | 0.01 | 0 | 0 | 0 | 0 | 0 | 0 | 0
SOCO_2_VACAR | SOCO | VACAR | 2040 | B15 | 1203 | 1203 | 2000 | 0 | 0.01 | 0.01 | 0.01 | 0.01 | 0 | 0 | 0 | 0 | 0 | 0
SOCO_2_VACAR | SOCO | VACAR | 2040 | B16 | 25 | 25 | 2000 | 0 | 0.39 | 0.24 | 0.42 | 0.26 | 0 | 0 | 0 | 0 | 0 | 0
SOCO_2_VACAR | SOCO | VACAR | 2040 | B17 | 100 | 100 | 2000 | 0 | 0.13 | 0.06 | 0.14 | 0.07 | 0 | 0 | 0 | 0 | 0 | 0
SOCO_2_VACAR | SOCO | VACAR | 2040 | B18 | 400 | 400 | 2000 | 0 | 0.01 | 0.01 | 0.01 | 0.01 | 0 | 0 | 0 | 0 | 0 | 0
SOCO_2_VACAR | SOCO | VACAR | 2040 | B19 | 700 | 700 | 2000 | 0 | 0.01 | 0.01 | 0.01 | 0.01 | 0 | 0 | 0 | 0 | 0 | 0
SOCO_2_VACAR | SOCO | VACAR | 2040 | B20 | 935 | 935 | 2000 | 0 | 0.01 | 0.01 | 0.01 | 0.01 | 0 | 0 | 0 | 0 | 0 | 0
SOCO_2_VACAR | SOCO | VACAR | 2045 | B01 | 10 | 10 | 2000 | 0 | 2.08 | 0.82 | 2.27 | 0.93 | 0 | 0.01187 | 0 | 0 | 0 | 0
SOCO_2_VACAR | SOCO | VACAR | 2045 | B02 | 25 | 25 | 2000 | 0 | 0.81 | 0.34 | 0.87 | 0.37 | 0 | 0 | 0 | 0 | 0 | 0
SOCO_2_VACAR | SOCO | VACAR | 2045 | B03 | 75 | 75 | 2000 | 0 | 0.08 | 0.07 | 0.09 | 0.07 | 0 | 0 | 0 | 0 | 0 | 0
SOCO_2_VACAR | SOCO | VACAR | 2045 | B04 | 100 | 100 | 2000 | 0 | 0.06 | 0.05 | 0.07 | 0.05 | 0 | 0 | 0 | 0 | 0 | 0
SOCO_2_VACAR | SOCO | VACAR | 2045 | B05 | 200 | 200 | 2000 | 0 | 0.03 | 0.02 | 0.03 | 0.03 | 0 | 0 | 0 | 0 | 0 | 0
SOCO_2_VACAR | SOCO | VACAR | 2045 | B06 | 300 | 300 | 2000 | 0 | 0.02 | 0.02 | 0.02 | 0.02 | 0 | 0 | 0 | 0 | 0 | 0
SOCO_2_VACAR | SOCO | VACAR | 2045 | B07 | 400 | 400 | 2000 | 0 | 0.02 | 0.02 | 0.02 | 0.02 | 0 | 0 | 0 | 0 | 0 | 0
SOCO_2_VACAR | SOCO | VACAR | 2045 | B08 | 500 | 500 | 2000 | 0 | 0.02 | 0.01 | 0.02 | 0.01 | 0 | 0 | 0 | 0 | 0 | 0
SOCO_2_VACAR | SOCO | VACAR | 2045 | B09 | 800 | 800 | 2000 | 0 | 0.01 | 0.01 | 0.01 | 0.01 | 0 | 0 | 0 | 0 | 0 | 0
SOCO_2_VACAR | SOCO | VACAR | 2045 | B10 | 1262 | 1262 | 2000 | 243.95 | 0.58 | 220.99 | 0.62 | 30.3 | 0 | 0 | 0 | 0 | 0 | 0
SOCO_2_VACAR | SOCO | VACAR | 2045 | B11 | 25 | 25 | 2000 | 0 | 0.29 | 0.18 | 0.33 | 0.21 | 0 | 0 | 0 | 0 | 0 | 0
SOCO_2_VACAR | SOCO | VACAR | 2045 | B12 | 200 | 200 | 2000 | 0 | 0.03 | 0.02 | 0.03 | 0.03 | 0 | 0 | 0 | 0 | 0 | 0
SOCO_2_VACAR | SOCO | VACAR | 2045 | B13 | 600 | 600 | 2000 | 0 | 0.01 | 0.01 | 0.01 | 0.01 | 0 | 0 | 0 | 0 | 0 | 0
SOCO_2_VACAR | SOCO | VACAR | 2045 | B14 | 900 | 900 | 2000 | 0 | 0.01 | 0.01 | 0.01 | 0.01 | 0 | 0 | 0 | 0 | 0 | 0
SOCO_2_VACAR | SOCO | VACAR | 2045 | B15 | 1203 | 1203 | 2000 | 0 | 0.01 | 0.01 | 0.01 | 0.01 | 0 | 0 | 0 | 0 | 0 | 0
SOCO_2_VACAR | SOCO | VACAR | 2045 | B16 | 25 | 25 | 2000 | 0 | 0.9 | 0.34 | 0.96 | 0.37 | 0 | 0 | 0 | 0 | 0 | 0
SOCO_2_VACAR | SOCO | VACAR | 2045 | B17 | 100 | 100 | 2000 | 0 | 0.24 | 0.09 | 0.25 | 0.1 | 0 | 0 | 0 | 0 | 0 | 0
SOCO_2_VACAR | SOCO | VACAR | 2045 | B18 | 400 | 400 | 2000 | 0 | 0.02 | 0.01 | 0.02 | 0.01 | 0 | 0 | 0 | 0 | 0 | 0
SOCO_2_VACAR | SOCO | VACAR | 2045 | B19 | 700 | 700 | 2000 | 0 | 0.01 | 0.01 | 0.01 | 0.01 | 0 | 0 | 0 | 0 | 0 | 0
SOCO_2_VACAR | SOCO | VACAR | 2045 | B20 | 935 | 935 | 2000 | 0 | 0.01 | 0.01 | 0.01 | 0.01 | 0 | 0 | 0 | 0 | 0 | 0
SOCO_2_VACAR | SOCO | VACAR | 2050 | B01 | 10 | 10 | 2000 | 0 | 0.27 | 0.24 | 0.3 | 0.27 | 0 | 0 | 0 | 0 | 0 | 0
SOCO_2_VACAR | SOCO | VACAR | 2050 | B02 | 25 | 25 | 2000 | 1770.13 | 0.12 | 0.09 | 0.14 | 0.11 | 0 | 0 | 0 | 0 | 0 | 0
SOCO_2_VACAR | SOCO | VACAR | 2050 | B03 | 75 | 75 | 2000 | 0 | 0.04 | 0.03 | 0.04 | 0.03 | 0 | 0 | 0 | 0 | 0 | 0
SOCO_2_VACAR | SOCO | VACAR | 2050 | B04 | 100 | 100 | 2000 | 0 | 0.03 | 0.02 | 0.03 | 0.02 | 0 | 0 | 0 | 0 | 0 | 0
SOCO_2_VACAR | SOCO | VACAR | 2050 | B05 | 200 | 200 | 2000 | 0 | 0.01 | 0.01 | 0.01 | 0.01 | 0 | 0 | 0 | 0 | 0 | 0
SOCO_2_VACAR | SOCO | VACAR | 2050 | B06 | 300 | 300 | 2000 | 0 | 0.01 | 0.01 | 0.01 | 0.01 | 0 | 0 | 0 | 0 | 0 | 0
SOCO_2_VACAR | SOCO | VACAR | 2050 | B07 | 400 | 400 | 2000 | 0 | 0.01 | 0.01 | 0.01 | 0.01 | 0 | 0 | 0 | 0 | 0 | 0
SOCO_2_VACAR | SOCO | VACAR | 2050 | B08 | 500 | 500 | 2000 | 0 | 0.01 | 0 | 0.01 | 0 | 0 | 0 | 0 | 0 | 0 | 0
SOCO_2_VACAR | SOCO | VACAR | 2050 | B09 | 800 | 0 | 2000 | 0 | 0 | 0 | 0 | 0 | 0 | 0 | 0 | 0 | 0 | 0
SOCO_2_VACAR | SOCO | VACAR | 2050 | B10 | 1262 | 1262 | 2000 | 552.46 | 0.01 | 0 | 0.01 | 0 | 0 | 0 | 0 | 0 | 0 | 0
SOCO_2_VACAR | SOCO | VACAR | 2050 | B11 | 25 | 25 | 2000 | 0 | 0.13 | 0.11 | 0.14 | 0.12 | 0 | 0 | 0 | 0 | 0 | 0
SOCO_2_VACAR | SOCO | VACAR | 2050 | B12 | 200 | 200 | 2000 | 0 | 0.01 | 0.01 | 0.02 | 0.01 | 0 | 0 | 0 | 0 | 0 | 0
SOCO_2_VACAR | SOCO | VACAR | 2050 | B13 | 600 | 600 | 2000 | 0 | 0.01 | 0.01 | 0.01 | 0.01 | 0 | 0 | 0 | 0 | 0 | 0
SOCO_2_VACAR | SOCO | VACAR | 2050 | B14 | 900 | 0 | 2000 | 0 | 0 | 0 | 0 | 0 | 0 | 0 | 0 | 0 | 0 | 0
SOCO_2_VACAR | SOCO | VACAR | 2050 | B15 | 1203 | 1203 | 2000 | 0 | 999.66 | 1098.43 | 39.65 | 22.97 | 0 | 0 | 0 | 0 | 0 | 0
SOCO_2_VACAR | SOCO | VACAR | 2050 | B16 | 25 | 25 | 2000 | 0 | 0.11 | 0.08 | 0.12 | 0.09 | 0 | 0 | 0 | 0 | 0 | 0
SOCO_2_VACAR | SOCO | VACAR | 2050 | B17 | 100 | 100 | 2000 | 0 | 0.03 | 0.02 | 0.03 | 0.02 | 0 | 0 | 0 | 0 | 0 | 0
SOCO_2_VACAR | SOCO | VACAR | 2050 | B18 | 400 | 400 | 2000 | 0 | 0.02 | 0.02 | 0.02 | 0.02 | 0 | 0 | 0 | 0 | 0 | 0
SOCO_2_VACAR | SOCO | VACAR | 2050 | B19 | 700 | 0 | 2000 | 0 | 0 | 0 | 0 | 0 | 0 | 0 | 0 | 0 | 0 | 0
SOCO_2_VACAR | SOCO | VACAR | 2050 | B20 | 935 | 935 | 2000 | 0 | 0.09 | 0.06 | 0.09 | 0.07 | 0 | 0 | 0 | 0 | 0 | 0
SPP_N_2_ENT | SPP_N | ENT | 2015 | B01 | 10 | 10 | 1800 | 0 | 0.39 | 0.32 | 0.43 | 0.35 | 0 | 0 | 0 | 0 | 0 | 0
SPP_N_2_ENT | SPP_N | ENT | 2015 | B02 | 25 | 25 | 1800 | 0 | 0.12 | 0.1 | 0.13 | 0.11 | 0 | 0 | 0 | 0 | 0 | 0
SPP_N_2_ENT | SPP_N | ENT | 2015 | B03 | 75 | 75 | 1800 | 0 | 0.04 | 0.04 | 0.05 | 0.04 | 0 | 0 | 0 | 0 | 0 | 0
SPP_N_2_ENT | SPP_N | ENT | 2015 | B04 | 100 | 100 | 1800 | 0 | 0.07 | 0.13 | 0.07 | 0.14 | 0 | 0 | 0 | 0 | 0 | 0
SPP_N_2_ENT | SPP_N | ENT | 2015 | B05 | 200 | 200 | 1800 | 0 | 0.03 | 0.02 | 0.03 | 0.02 | 0 | 0 | 0 | 0 | 0 | 0
SPP_N_2_ENT | SPP_N | ENT | 2015 | B06 | 300 | 300 | 1800 | 0 | 0.01 | 0.01 | 0.01 | 0.01 | 0 | 0 | 0 | 0 | 0 | 0
SPP_N_2_ENT | SPP_N | ENT | 2015 | B07 | 400 | 400 | 1800 | 0 | 0.01 | 0.01 | 0.01 | 0.01 | 0 | 0 | 0 | 0 | 0 | 0
SPP_N_2_ENT | SPP_N | ENT | 2015 | B08 | 500 | 500 | 1800 | 0 | 0.01 | 0.01 | 0.01 | 0.01 | 0 | 0 | 0 | 0 | 0 | 0
SPP_N_2_ENT | SPP_N | ENT | 2015 | B09 | 800 | 800 | 1800 | 0 | 0 | 0 | 0.01 | 0.01 | 0 | 0 | 0 | 0 | 0 | 0
SPP_N_2_ENT | SPP_N | ENT | 2015 | B10 | 1262 | 0 | 1800 | 0 | 0 | 0 | 0 | 0 | 0 | 0 | 0 | 0 | 0 | 0
SPP_N_2_ENT | SPP_N | ENT | 2015 | B11 | 25 | 25 | 1800 | 0 | 0.12 | 0.09 | 0.13 | 0.1 | 0 | 0 | 0 | 0 | 0 | 0
SPP_N_2_ENT | SPP_N | ENT | 2015 | B12 | 200 | 200 | 1800 | 0 | 0.01 | 0.01 | 0.01 | 0.02 | 0 | 0 | 0 | 0 | 0 | 0
SPP_N_2_ENT | SPP_N | ENT | 2015 | B13 | 600 | 600 | 1800 | 0 | 0.01 | 0.01 | 0.01 | 0.01 | 0 | 0 | 0 | 0 | 0 | 0
SPP_N_2_ENT | SPP_N | ENT | 2015 | B14 | 900 | 0 | 1800 | 0 | 0 | 0.01 | 0 | 0.01 | 0 | 0 | 0 | 0 | 0 | 0
SPP_N_2_ENT | SPP_N | ENT | 2015 | B15 | 1203 | 0 | 1800 | 0 | 0 | 0 | 0 | 0 | 0 | 0 | 0 | 0 | 0 | 0
SPP_N_2_ENT | SPP_N | ENT | 2015 | B16 | 25 | 25 | 1800 | 0 | 0.13 | 154.86 | 0.14 | 124.28 | 0 | 0 | 0 | 0 | 0 | 0
SPP_N_2_ENT | SPP_N | ENT | 2015 | B17 | 100 | 100 | 1800 | 0 | 0.04 | 0.03 | 0.04 | 0.04 | 0 | 0 | 0 | 0 | 0 | 0
SPP_N_2_ENT | SPP_N | ENT | 2015 | B18 | 400 | 400 | 1800 | 0 | 0.01 | 0.01 | 0.01 | 0.01 | 0 | 0 | 0 | 0 | 0 | 0
SPP_N_2_ENT | SPP_N | ENT | 2015 | B19 | 700 | 700 | 1800 | 0 | 0.01 | 0.01 | 0.01 | 0.01 | 0 | 0 | 0 | 0 | 0 | 0
SPP_N_2_ENT | SPP_N | ENT | 2015 | B20 | 935 | 935 | 1800 | 0 | 0.01 | 0 | 0.01 | 0 | 0 | 0 | 0 | 0 | 0 | 0
SPP_N_2_ENT | SPP_N | ENT | 2020 | B01 | 10 | 10 | 1800 | 1754.99 | 1797.31 | 1794.58 | 0.97 | 2.06 | 0 | 0.91399 | 0.30862 | 0 | 3.8649 | 1.2883
SPP_N_2_ENT | SPP_N | ENT | 2020 | B02 | 25 | 25 | 1800 | 44.76 | 1799.42 | 1797.81 | 0.67 | 0.87 | 0 | 2.4452 | 0.30862 | 0 | 3.8649 | 1.2883
SPP_N_2_ENT | SPP_N | ENT | 2020 | B03 | 75 | 75 | 1800 | 0 | 459.94 | 1799.29 | 0.1 | 0.32 | 0 | 0 | 0.30862 | 0 | 3.8649 | 1.2883
SPP_N_2_ENT | SPP_N | ENT | 2020 | B04 | 100 | 100 | 1800 | 597 | 1799.5 | 1799.82 | 0.09 | 7.11 | 0 | 0.54602 | 1.2701 | 0 | 3.8649 | 1.2883
SPP_N_2_ENT | SPP_N | ENT | 2020 | B05 | 200 | 200 | 1800 | 473.43 | 1799.91 | 1799.91 | 0.08 | 3.93 | 0 | 1.8042 | 1.2701 | 0 | 3.8649 | 1.2883
SPP_N_2_ENT | SPP_N | ENT | 2020 | B06 | 300 | 300 | 1800 | 461.33 | 1799.93 | 1799.93 | 0.06 | 2.52 | 0 | 2.279 | 1.2701 | 0 | 3.8649 | 1.2883
SPP_N_2_ENT | SPP_N | ENT | 2020 | B07 | 400 | 400 | 1800 | 0 | 1794.55 | 1799.94 | 0.02 | 1.82 | 0 | 0.01187 | 1.2701 | 0 | 3.8649 | 1.2883
SPP_N_2_ENT | SPP_N | ENT | 2020 | B08 | 500 | 500 | 1800 | 0 | 0.1 | 1799.87 | 0.01 | 0.06 | 0 | 0 | 0.67659 | 0 | 3.8649 | 1.2883
SPP_N_2_ENT | SPP_N | ENT | 2020 | B09 | 800 | 800 | 1800 | 0 | 387.42 | 1799.96 | 0.01 | 1.19 | 0 | 0 | 1.2701 | 0 | 3.8649 | 1.2883
SPP_N_2_ENT | SPP_N | ENT | 2020 | B10 | 1262 | 1262 | 1800 | 1800 | 1799.97 | 1799.98 | 0.03 | 1 | 2.101 | 3.2286 | 1.2701 | 0.4799 | 3.8649 | 1.2883
SPP_N_2_ENT | SPP_N | ENT | 2020 | B11 | 25 | 25 | 1800 | 1349 | 1799.68 | 1799.35 | 8.12 | 24.71 | 0 | 3.7747 | 1.2701 | 0 | 3.8649 | 1.2883
SPP_N_2_ENT | SPP_N | ENT | 2020 | B12 | 200 | 200 | 1800 | 0 | 1406.42 | 1799.86 | 0.04 | 2.76 | 0 | 0 | 1.2582 | 0 | 3.8649 | 1.2883
SPP_N_2_ENT | SPP_N | ENT | 2020 | B13 | 600 | 600 | 1800 | 1638.86 | 1799.95 | 1799.96 | 0.02 | 1.33 | 0 | 1.6855 | 1.2701 | 0 | 3.8649 | 1.2883
SPP_N_2_ENT | SPP_N | ENT | 2020 | B14 | 900 | 900 | 1800 | 1800 | 1799.99 | 1799.98 | 0.34 | 0.95 | 3.5254 | 3.7747 | 1.2701 | 0.57427 | 3.8649 | 1.2883
SPP_N_2_ENT | SPP_N | ENT | 2020 | B15 | 1203 | 1203 | 1800 | 1800 | 1799.99 | 1799.98 | 0.23 | 0.56 | 12.1549 | 3.7747 | 1.2701 | 2.6466 | 3.8649 | 1.2883
SPP_N_2_ENT | SPP_N | ENT | 2020 | B16 | 25 | 25 | 1800 | 1800 | 1798.84 | 1799.2 | 0.39 | 17.43 | 1.9823 | 0.91399 | 1.2582 | 0.0089696 | 3.8649 | 1.2883
SPP_N_2_ENT | SPP_N | ENT | 2020 | B17 | 100 | 100 | 1800 | 1800 | 1799.75 | 1799.8 | 0.11 | 6.43 | 0.51041 | 1.4481 | 1.2701 | 0.0092382 | 3.8649 | 1.2883
SPP_N_2_ENT | SPP_N | ENT | 2020 | B18 | 400 | 400 | 1800 | 1800 | 1799.96 | 1799.95 | 0.07 | 1.89 | 0.28488 | 2.8369 | 1.2701 | 0.020625 | 3.8649 | 1.2883
SPP_N_2_ENT | SPP_N | ENT | 2020 | B19 | 700 | 700 | 1800 | 1800 | 1799.98 | 1799.97 | 0.35 | 1.27 | 2.3265 | 3.7747 | 1.2701 | 0.29476 | 3.8649 | 1.2883
SPP_N_2_ENT | SPP_N | ENT | 2020 | B20 | 935 | 935 | 1800 | 1800 | 1799.99 | 1799.98 | 0.34 | 0.92 | 6.6116 | 3.7747 | 1.2701 | 1.1189 | 3.8649 | 1.2883
SPP_N_2_ENT | SPP_N | ENT | 2025 | B01 | 10 | 10 | 1800 | 1800 | 1799.76 | 1799.47 | 1351.22 | 7755.67 | 35.1115 | 14.0541 | 4.6887 | 0.054991 | 14.0603 | 4.6868
SPP_N_2_ENT | SPP_N | ENT | 2025 | B02 | 25 | 25 | 1800 | 1800 | 1799.9 | 1799.78 | 1106.5 | 10238.69 | 2.92 | 14.0541 | 4.6887 | 0.011433 | 14.0603 | 4.6868
SPP_N_2_ENT | SPP_N | ENT | 2025 | B03 | 75 | 75 | 1800 | 0 | 1799.86 | 1799.92 | 0.05 | 17.57 | 0 | 3.288 | 4.6768 | 0 | 14.0603 | 4.6868
SPP_N_2_ENT | SPP_N | ENT | 2025 | B04 | 100 | 100 | 1800 | 344.34 | 1799.94 | 1799.94 | 0.05 | 7270.84 | 0 | 6.0774 | 4.6887 | 0 | 14.0603 | 4.6868
SPP_N_2_ENT | SPP_N | ENT | 2025 | B05 | 200 | 200 | 1800 | 807.94 | 1799.97 | 1799.97 | 0.03 | 9196.7 | 0 | 7.2526 | 4.6887 | 0 | 14.0603 | 4.6868
SPP_N_2_ENT | SPP_N | ENT | 2025 | B06 | 300 | 300 | 1800 | 496.25 | 1799.96 | 1799.98 | 0.01 | 5471.75 | 0 | 3.1693 | 4.6887 | 0 | 14.0603 | 4.6868
SPP_N_2_ENT | SPP_N | ENT | 2025 | B07 | 400 | 400 | 1800 | 189.93 | 1799.84 | 1799.98 | 0.01 | 2719.83 | 0 | 0.43919 | 4.6887 | 0 | 14.0603 | 4.6868
SPP_N_2_ENT | SPP_N | ENT | 2025 | B08 | 500 | 500 | 1800 | 0 | 1797.17 | 1799.99 | 0.01 | 6852.53 | 0 | 0.26114 | 4.6887 | 0 | 14.0603 | 4.6868
SPP_N_2_ENT | SPP_N | ENT | 2025 | B09 | 800 | 800 | 1800 | 0 | 1799.99 | 1799.99 | 0.01 | 8799.59 | 0 | 4.4394 | 4.6887 | 0 | 14.0603 | 4.6868
SPP_N_2_ENT | SPP_N | ENT | 2025 | B10 | 1262 | 1262 | 1800 | 1800 | 1800 | 1799.99 | 6987.58 | 18235 | 4.3088 | 14.066 | 4.6887 | 0.85164 | 14.0603 | 4.6868
SPP_N_2_ENT | SPP_N | ENT | 2025 | B11 | 25 | 25 | 1800 | 1799.33 | 1799.9 | 1799.78 | 3.67 | 8635.16 | 0.01187 | 13.8286 | 4.6887 | 4.6476e-05 | 14.0603 | 4.6868
SPP_N_2_ENT | SPP_N | ENT | 2025 | B12 | 200 | 200 | 1800 | 1800 | 1799.99 | 1799.97 | 2.51 | 9701.61 | 1.7924 | 13.5318 | 4.6887 | 0.056143 | 14.0603 | 4.6868
SPP_N_2_ENT | SPP_N | ENT | 2025 | B13 | 600 | 600 | 1800 | 1800 | 1800 | 1799.99 | 1197.15 | 8585.29 | 0.74781 | 14.066 | 4.6887 | 0.070272 | 14.0603 | 4.6868
SPP_N_2_ENT | SPP_N | ENT | 2025 | B14 | 900 | 900 | 1800 | 1800 | 1800 | 1799.99 | 5280.7 | 21020.76 | 13.6742 | 14.066 | 4.6887 | 1.9275 | 14.0603 | 4.6868
SPP_N_2_ENT | SPP_N | ENT | 2025 | B15 | 1203 | 1203 | 1800 | 1800 | 1800 | 1799.99 | 16211.02 | 21908.4 | 65.6767 | 14.066 | 4.6887 | 12.3742 | 14.0603 | 4.6868
SPP_N_2_ENT | SPP_N | ENT | 2025 | B16 | 25 | 25 | 1800 | 1800 | 1799.9 | 1799.78 | 7784.24 | 18726.65 | 3.2168 | 14.066 | 4.6887 | 0.012595 | 14.0603 | 4.6868
SPP_N_2_ENT | SPP_N | ENT | 2025 | B17 | 100 | 100 | 1800 | 1800 | 1799.97 | 1799.94 | 3309.59 | 13356.81 | 4.5343 | 14.066 | 4.6887 | 0.071016 | 14.0603 | 4.6868
SPP_N_2_ENT | SPP_N | ENT | 2025 | B18 | 400 | 400 | 1800 | 1799.95 | 1799.99 | 1799.98 | 3187.58 | 9393.94 | 0.01187 | 14.066 | 4.6887 | 0.00074362 | 14.0603 | 4.6868
SPP_N_2_ENT | SPP_N | ENT | 2025 | B19 | 700 | 700 | 1800 | 1800 | 1800 | 1799.99 | 4263.61 | 14710.2 | 4.2495 | 14.066 | 4.6887 | 0.46588 | 14.0603 | 4.6868
SPP_N_2_ENT | SPP_N | ENT | 2025 | B20 | 935 | 935 | 1800 | 1800 | 1800 | 1799.99 | 14538.99 | 15790.98 | 19.4668 | 14.066 | 4.6887 | 2.8507 | 14.0603 | 4.6868
SPP_N_2_ENT | SPP_N | ENT | 2030 | B01 | 10 | 10 | 1800 | 1800 | 1799.86 | 1799.66 | 13390.64 | 13606.41 | 37.2243 | 27.9301 | 9.3179 | 0.05876 | 27.9323 | 9.3108
SPP_N_2_ENT | SPP_N | ENT | 2030 | B02 | 25 | 25 | 1800 | 1356.11 | 1799.94 | 1799.86 | 1367.42 | 10914.55 | 0 | 27.9301 | 9.3061 | 0 | 27.9323 | 9.3108
SPP_N_2_ENT | SPP_N | ENT | 2030 | B03 | 75 | 75 | 1800 | 0 | 1799.88 | 1799.95 | 0.03 | 1281.08 | 0 | 4.6056 | 9.3061 | 0 | 27.9323 | 9.3108
SPP_N_2_ENT | SPP_N | ENT | 2030 | B04 | 100 | 100 | 1800 | 0 | 1799.94 | 1799.96 | 0.03 | 2955.92 | 0 | 8.0004 | 9.3061 | 0 | 27.9323 | 9.3108
SPP_N_2_ENT | SPP_N | ENT | 2030 | B05 | 200 | 200 | 1800 | 0 | 1799.98 | 1799.98 | 0.01 | 5155.65 | 0 | 9.8996 | 9.3061 | 0 | 27.9323 | 9.3108
SPP_N_2_ENT | SPP_N | ENT | 2030 | B06 | 300 | 300 | 1800 | 0 | 1799.8 | 1799.99 | 0.01 | 1.03 | 0 | 0.73594 | 9.2349 | 0 | 27.9323 | 9.3108
SPP_N_2_ENT | SPP_N | ENT | 2030 | B07 | 400 | 400 | 1800 | 0 | 1799.93 | 1799.99 | 0.01 | 0.06 | 0 | 1.6499 | 6.5879 | 0 | 27.9323 | 9.3108
SPP_N_2_ENT | SPP_N | ENT | 2030 | B08 | 500 | 500 | 1800 | 0 | 1799.99 | 1799.99 | 0.01 | 6101.87 | 0 | 13.9591 | 9.3061 | 0 | 27.9323 | 9.3108
SPP_N_2_ENT | SPP_N | ENT | 2030 | B09 | 800 | 800 | 1800 | 372.87 | 1800 | 1800 | 0.03 | 8766.16 | 0 | 26.1852 | 9.3061 | 0 | 27.9323 | 9.3108
SPP_N_2_ENT | SPP_N | ENT | 2030 | B10 | 1262 | 1262 | 1800 | 1800 | 1800 | 1800 | 8872.1 | 17124.49 | 3.5966 | 27.9301 | 9.3061 | 0.71648 | 27.9323 | 9.3108
SPP_N_2_ENT | SPP_N | ENT | 2030 | B11 | 25 | 25 | 1800 | 0.01 | 1799.93 | 1799.86 | 0.74 | 6708.29 | 0 | 24.7727 | 9.3061 | 0 | 27.9323 | 9.3108
SPP_N_2_ENT | SPP_N | ENT | 2030 | B12 | 200 | 200 | 1800 | 1800 | 1799.99 | 1799.98 | 7415.54 | 11228.6 | 7.2882 | 27.9301 | 9.3061 | 0.23009 | 27.9323 | 9.3108
SPP_N_2_ENT | SPP_N | ENT | 2030 | B13 | 600 | 600 | 1800 | 1800 | 1800 | 1799.99 | 8890.51 | 15046.44 | 7.2882 | 27.9301 | 9.3061 | 0.69028 | 27.9323 | 9.3108
SPP_N_2_ENT | SPP_N | ENT | 2030 | B14 | 900 | 900 | 1800 | 1800 | 1800 | 1800 | 14684.35 | 21973.3 | 73.4397 | 27.9301 | 9.3061 | 10.4334 | 27.9323 | 9.3108
SPP_N_2_ENT | SPP_N | ENT | 2030 | B15 | 1203 | 1203 | 1800 | 1800 | 1800 | 1800 | 17308.89 | 13676.35 | 73.3329 | 27.9301 | 9.3061 | 13.9257 | 27.9323 | 9.3108
SPP_N_2_ENT | SPP_N | ENT | 2030 | B16 | 25 | 25 | 1800 | 1800 | 1799.94 | 1799.86 | 10992.25 | 17417.02 | 7.5968 | 27.9301 | 9.3061 | 0.029979 | 27.9323 | 9.3108
SPP_N_2_ENT | SPP_N | ENT | 2030 | B17 | 100 | 100 | 1800 | 1800 | 1799.98 | 1799.96 | 9210.38 | 19825.52 | 8.1191 | 27.9301 | 9.3061 | 0.12816 | 27.9323 | 9.3108
SPP_N_2_ENT | SPP_N | ENT | 2030 | B18 | 400 | 400 | 1800 | 1800 | 1800 | 1799.99 | 7019.1 | 15105.54 | 7.5968 | 27.9301 | 9.3061 | 0.47967 | 27.9323 | 9.3108
SPP_N_2_ENT | SPP_N | ENT | 2030 | B19 | 700 | 700 | 1800 | 1800 | 1800 | 1799.99 | 8860.19 | 14689.17 | 9.3892 | 27.9301 | 9.3061 | 1.0375 | 27.9323 | 9.3108
SPP_N_2_ENT | SPP_N | ENT | 2030 | B20 | 935 | 935 | 1800 | 1800 | 1800 | 1800 | 15619.9 | 14929.44 | 64.4541 | 27.9301 | 9.3061 | 9.513 | 27.9323 | 9.3108
SPP_N_2_ENT | SPP_N | ENT | 2035 | B01 | 10 | 10 | 1800 | 1800 | 1799.91 | 1799.78 | 14633.9 | 8993.17 | 94.3072 | 54.8513 | 18.2917 | 0.13126 | 54.8514 | 18.2838
SPP_N_2_ENT | SPP_N | ENT | 2035 | B02 | 25 | 25 | 1800 | 1800 | 1799.96 | 1799.91 | 4374.06 | 5617.26 | 4.3444 | 54.8513 | 18.2798 | 0.015116 | 54.8514 | 18.2838
SPP_N_2_ENT | SPP_N | ENT | 2035 | B03 | 75 | 75 | 1800 | 0.17 | 1799.95 | 1799.96 | 0.02 | 0.14 | 0 | 13.7336 | 13.6505 | 0 | 54.8514 | 18.2838
SPP_N_2_ENT | SPP_N | ENT | 2035 | B04 | 100 | 100 | 1800 | 0 | 1799.98 | 1799.97 | 0.02 | 0.13 | 0 | 26.2208 | 14.4577 | 0 | 54.8514 | 18.2838
SPP_N_2_ENT | SPP_N | ENT | 2035 | B05 | 200 | 200 | 1800 | 0 | 1799.96 | 1799.96 | 0.01 | 0.03 | 0 | 6.4929 | 5.7807 | 0 | 54.8514 | 18.2838
SPP_N_2_ENT | SPP_N | ENT | 2035 | B06 | 300 | 0 | 1800 | 0 | 1799.88 | 1799.81 | 0 | 0.01 | 0 | 1.4007 | 0.96147 | 0 | 54.8514 | 18.2838
SPP_N_2_ENT | SPP_N | ENT | 2035 | B07 | 400 | 0 | 1800 | 0 | 1799.97 | 1799.92 | 0 | 0.01 | 0 | 4.8073 | 1.0327 | 0 | 54.8514 | 18.2838
SPP_N_2_ENT | SPP_N | ENT | 2035 | B08 | 500 | 500 | 1800 | 1538.2 | 1800 | 1799.99 | 0.01 | 2057.2 | 0 | 34.9453 | 18.2798 | 0 | 54.8514 | 18.2838
SPP_N_2_ENT | SPP_N | ENT | 2035 | B09 | 800 | 800 | 1800 | 1799.96 | 1800 | 1800 | 1492.81 | 4294.64 | 0.01187 | 54.8513 | 18.2798 | 0.0013216 | 54.8514 | 18.2838
SPP_N_2_ENT | SPP_N | ENT | 2035 | B10 | 1262 | 1262 | 1800 | 1800 | 1800 | 1800 | 12174.02 | 7816.5 | 52.5366 | 54.8513 | 18.2798 | 9.2277 | 54.8514 | 18.2838
SPP_N_2_ENT | SPP_N | ENT | 2035 | B11 | 25 | 25 | 1800 | 1800 | 1799.96 | 1799.91 | 2123.47 | 3750.68 | 5.0329 | 54.8513 | 18.2798 | 0.017512 | 54.8514 | 18.2838
SPP_N_2_ENT | SPP_N | ENT | 2035 | B12 | 200 | 200 | 1800 | 1800 | 1800 | 1799.99 | 10122.68 | 10752.27 | 8.0122 | 54.8513 | 18.2798 | 0.22303 | 54.8514 | 18.2838
SPP_N_2_ENT | SPP_N | ENT | 2035 | B13 | 600 | 600 | 1800 | 1800 | 1800 | 1800 | 8970.52 | 9599.65 | 43.3611 | 54.8513 | 18.2798 | 3.621 | 54.8514 | 18.2838
SPP_N_2_ENT | SPP_N | ENT | 2035 | B14 | 900 | 900 | 1800 | 1800 | 1800 | 1800 | 20148.2 | 5945.02 | 112.3733 | 54.8513 | 18.2798 | 14.076 | 54.8514 | 18.2838
SPP_N_2_ENT | SPP_N | ENT | 2035 | B15 | 1203 | 1203 | 1800 | 1800 | 1800 | 1800 | 14051.53 | 9442.08 | 112.3733 | 54.8513 | 18.2798 | 18.8149 | 54.8514 | 18.2838
SPP_N_2_ENT | SPP_N | ENT | 2035 | B16 | 25 | 25 | 1800 | 1800 | 1799.96 | 1799.91 | 14382.57 | 16185.22 | 113.2398 | 54.8513 | 18.2798 | 0.39401 | 54.8514 | 18.2838
SPP_N_2_ENT | SPP_N | ENT | 2035 | B17 | 100 | 100 | 1800 | 1800 | 1799.99 | 1799.98 | 12076.97 | 9665.45 | 116.3379 | 54.8513 | 18.2798 | 1.6192 | 54.8514 | 18.2838
SPP_N_2_ENT | SPP_N | ENT | 2035 | B18 | 400 | 400 | 1800 | 1800 | 1800 | 1799.99 | 8618.92 | 8644.43 | 7.1101 | 54.8513 | 18.2798 | 0.39583 | 54.8514 | 18.2838
SPP_N_2_ENT | SPP_N | ENT | 2035 | B19 | 700 | 700 | 1800 | 1800 | 1800 | 1800 | 13131.41 | 7829.12 | 105.2394 | 54.8513 | 18.2798 | 10.253 | 54.8514 | 18.2838
SPP_N_2_ENT | SPP_N | ENT | 2035 | B20 | 935 | 935 | 1800 | 1800 | 1800 | 1800 | 10887.22 | 7400.23 | 110.2367 | 54.8513 | 18.2798 | 14.3453 | 54.8514 | 18.2838
SPP_N_2_ENT | SPP_N | ENT | 2040 | B01 | 10 | 10 | 1800 | 1800 | 1799.91 | 1799.77 | 1293.09 | 71.17 | 130.297 | 66.84 | 22.2206 | 0.20407 | 66.839 | 22.2797
SPP_N_2_ENT | SPP_N | ENT | 2040 | B02 | 25 | 25 | 1800 | 1800 | 1799.96 | 1799.9 | 1042.59 | 4712.12 | 5.8044 | 66.84 | 22.28 | 0.022727 | 66.839 | 22.2797
SPP_N_2_ENT | SPP_N | ENT | 2040 | B03 | 75 | 75 | 1800 | 121.07 | 1799.95 | 1799.95 | 0.02 | 0.1 | 0 | 19.9416 | 14.3508 | 0 | 66.839 | 22.2797
SPP_N_2_ENT | SPP_N | ENT | 2040 | B04 | 100 | 100 | 1800 | 0 | 1799.95 | 1799.92 | 0.02 | 0.05 | 0 | 13.057 | 5.9113 | 0 | 66.839 | 22.2797
SPP_N_2_ENT | SPP_N | ENT | 2040 | B05 | 200 | 200 | 1800 | 0 | 1799.9 | 1799.87 | 0.01 | 0.02 | 0 | 3.4423 | 1.8636 | 0 | 66.839 | 22.2797
SPP_N_2_ENT | SPP_N | ENT | 2040 | B06 | 300 | 0 | 1800 | 0 | 0.32 | 1200.34 | 0 | 0.01 | 0 | 0 | 0 | 0 | 66.839 | 22.2797
SPP_N_2_ENT | SPP_N | ENT | 2040 | B07 | 400 | 0 | 1800 | 0 | 1799.98 | 1799.98 | 0 | 0.02 | 0 | 8.0004 | 8.1072 | 0 | 66.839 | 22.2797
SPP_N_2_ENT | SPP_N | ENT | 2040 | B08 | 500 | 500 | 1800 | 438.65 | 1800 | 1799.99 | 1455.16 | 2830.2 | 0 | 66.84 | 22.28 | 0 | 66.839 | 22.2797
SPP_N_2_ENT | SPP_N | ENT | 2040 | B09 | 800 | 800 | 1800 | 1598 | 1800 | 1800 | 2111.12 | 3702.13 | 0 | 66.84 | 22.28 | 0 | 66.839 | 22.2797
SPP_N_2_ENT | SPP_N | ENT | 2040 | B10 | 1262 | 1262 | 1800 | 1800 | 1800 | 1800 | 0.18 | 0.05 | 42.7914 | 63.5282 | 17.9831 | 8.4577 | 66.839 | 22.2797
SPP_N_2_ENT | SPP_N | ENT | 2040 | B11 | 25 | 25 | 1800 | 1800 | 1799.96 | 1799.9 | 5592.65 | 6191.59 | 4.3682 | 66.84 | 22.28 | 0.017103 | 66.839 | 22.2797
SPP_N_2_ENT | SPP_N | ENT | 2040 | B12 | 200 | 200 | 1800 | 1800 | 1799.99 | 1799.99 | 991.05 | 4679.82 | 43.1118 | 66.84 | 22.28 | 1.3504 | 66.839 | 22.2797
SPP_N_2_ENT | SPP_N | ENT | 2040 | B13 | 600 | 600 | 1800 | 1800 | 1800 | 1800 | 14.53 | 2593.09 | 132.1487 | 66.8281 | 22.28 | 12.418 | 66.839 | 22.2797
SPP_N_2_ENT | SPP_N | ENT | 2040 | B14 | 900 | 900 | 1800 | 1800 | 1800 | 1800 | 0.67 | 1440.13 | 143.6626 | 66.6144 | 22.28 | 20.25 | 66.839 | 22.2797
SPP_N_2_ENT | SPP_N | ENT | 2040 | B15 | 1203 | 1203 | 1800 | 1800 | 1800 | 1800 | 0.32 | 0.67 | 68.4899 | 66.6026 | 22.2088 | 12.9042 | 66.839 | 22.2797
SPP_N_2_ENT | SPP_N | ENT | 2040 | B16 | 25 | 25 | 1800 | 1800 | 1799.96 | 1799.91 | 9610.11 | 10319.29 | 155.1646 | 66.84 | 22.28 | 0.60754 | 66.839 | 22.2797
SPP_N_2_ENT | SPP_N | ENT | 2040 | B17 | 100 | 100 | 1800 | 1800 | 1799.99 | 1799.98 | 1749.91 | 6000.13 | 155.1646 | 66.84 | 22.28 | 2.4301 | 66.839 | 22.2797
SPP_N_2_ENT | SPP_N | ENT | 2040 | B18 | 400 | 400 | 1800 | 1800 | 1800 | 1799.99 | 2289.81 | 4630.56 | 69.3208 | 66.84 | 22.28 | 4.3427 | 66.839 | 22.2797
SPP_N_2_ENT | SPP_N | ENT | 2040 | B19 | 700 | 700 | 1800 | 1800 | 1800 | 1800 | 594.11 | 3028.29 | 146.7132 | 66.84 | 22.28 | 16.0845 | 66.839 | 22.2797
SPP_N_2_ENT | SPP_N | ENT | 2040 | B20 | 935 | 935 | 1800 | 1800 | 1800 | 1800 | 0.47 | 0.86 | 68.4899 | 66.6026 | 22.2088 | 10.0295 | 66.839 | 22.2797
SPP_N_2_ENT | SPP_N | ENT | 2045 | B01 | 10 | 10 | 1800 | 1800 | 1799.85 | 1799.64 | 12487.54 | 8718.78 | 231.9161 | 54.4714 | 18.1611 | 0.32278 | 54.4648 | 18.1549
SPP_N_2_ENT | SPP_N | ENT | 2045 | B02 | 25 | 25 | 1800 | 1800 | 1799.94 | 1799.85 | 10314.37 | 8511.42 | 8.0122 | 54.4714 | 18.1611 | 0.027878 | 54.4648 | 18.1549
SPP_N_2_ENT | SPP_N | ENT | 2045 | B03 | 75 | 75 | 1800 | 0 | 1799.93 | 1799.9 | 0.04 | 0.13 | 0 | 16.5349 | 8.5701 | 0 | 54.4648 | 18.1549
SPP_N_2_ENT | SPP_N | ENT | 2045 | B04 | 100 | 100 | 1800 | 0 | 1799.93 | 1799.91 | 0.03 | 0.09 | 0 | 11.7988 | 8.0004 | 0 | 54.4648 | 18.1549
SPP_N_2_ENT | SPP_N | ENT | 2045 | B05 | 200 | 200 | 1800 | 0 | 1799.86 | 1799.71 | 0.01 | 0.03 | 0 | 3.3117 | 1.1039 | 0 | 54.4648 | 18.1549
SPP_N_2_ENT | SPP_N | ENT | 2045 | B06 | 300 | 300 | 1800 | 0 | 0.86 | 1799.88 | 0.01 | 0.02 | 0 | 0 | 2.279 | 0 | 54.4648 | 18.1549
SPP_N_2_ENT | SPP_N | ENT | 2045 | B07 | 400 | 400 | 1800 | 0 | 1799.99 | 1799.98 | 0.01 | 0.03 | 0 | 17.0691 | 8.5583 | 0 | 54.4648 | 18.1549
SPP_N_2_ENT | SPP_N | ENT | 2045 | B08 | 500 | 500 | 1800 | 1610.12 | 1800 | 1799.99 | 2787.15 | 5180.07 | 0 | 54.4596 | 18.1492 | 0 | 54.4648 | 18.1549
SPP_N_2_ENT | SPP_N | ENT | 2045 | B09 | 800 | 800 | 1800 | 1800 | 1800 | 1799.99 | 5180.31 | 3096.85 | 2.8607 | 54.4596 | 18.1492 | 0.31852 | 54.4648 | 18.1549
SPP_N_2_ENT | SPP_N | ENT | 2045 | B10 | 1262 | 1262 | 1800 | 1800 | 1800 | 1800 | 4638.89 | 1270.71 | 63.825 | 54.4596 | 18.1492 | 11.2105 | 54.4648 | 18.1549
SPP_N_2_ENT | SPP_N | ENT | 2045 | B11 | 25 | 25 | 1800 | 1800 | 1799.94 | 1799.85 | 8231.26 | 8615.09 | 6.9914 | 54.4714 | 18.1611 | 0.024326 | 54.4648 | 18.1549
SPP_N_2_ENT | SPP_N | ENT | 2045 | B12 | 200 | 200 | 1800 | 1800 | 1799.99 | 1799.98 | 6154.66 | 4783.76 | 125.7033 | 54.4596 | 18.1492 | 3.499 | 54.4648 | 18.1549
SPP_N_2_ENT | SPP_N | ENT | 2045 | B13 | 600 | 600 | 1800 | 1800 | 1800 | 1799.99 | 3213.06 | 3348.06 | 100.9544 | 54.4596 | 18.1492 | 8.4304 | 54.4648 | 18.1549
SPP_N_2_ENT | SPP_N | ENT | 2045 | B14 | 900 | 900 | 1800 | 1800 | 1800 | 1800 | 2207.3 | 3381.74 | 94.7582 | 54.4596 | 18.1492 | 11.8695 | 54.4648 | 18.1549
SPP_N_2_ENT | SPP_N | ENT | 2045 | B15 | 1203 | 1203 | 1800 | 1800 | 1800 | 1800 | 10418.81 | 9522.36 | 63.825 | 54.4596 | 18.1492 | 10.6864 | 54.4648 | 18.1549
SPP_N_2_ENT | SPP_N | ENT | 2045 | B16 | 25 | 25 | 1800 | 1800 | 1799.94 | 1799.85 | 14278.24 | 13293.04 | 213.3633 | 54.4714 | 18.1611 | 0.74239 | 54.4648 | 18.1549
SPP_N_2_ENT | SPP_N | ENT | 2045 | B17 | 100 | 100 | 1800 | 1800 | 1799.98 | 1799.96 | 10595.89 | 9640.33 | 213.3633 | 54.4596 | 18.1611 | 2.9696 | 54.4648 | 18.1549
SPP_N_2_ENT | SPP_N | ENT | 2045 | B18 | 400 | 400 | 1800 | 1800 | 1800 | 1799.99 | 3127.63 | 2287.5 | 96.0758 | 54.4596 | 18.1492 | 5.3487 | 54.4648 | 18.1549
SPP_N_2_ENT | SPP_N | ENT | 2045 | B19 | 700 | 700 | 1800 | 1800 | 1800 | 1799.99 | 3171.22 | 1374.3 | 90.9836 | 54.4596 | 18.1492 | 8.8641 | 54.4648 | 18.1549
SPP_N_2_ENT | SPP_N | ENT | 2045 | B20 | 935 | 935 | 1800 | 1800 | 1800 | 1800 | 11284.46 | 9210.02 | 63.825 | 54.4596 | 18.1492 | 8.3057 | 54.4648 | 18.1549
SPP_N_2_ENT | SPP_N | ENT | 2050 | B01 | 10 | 10 | 1800 | 1800 | 1799.93 | 1799.82 | 4.1 | 7.14 | 542.1622 | 47.9192 | 15.977 | 0.70548 | 48.8258 | 16.2753
SPP_N_2_ENT | SPP_N | ENT | 2050 | B02 | 25 | 25 | 1800 | 1800 | 1799.97 | 1799.93 | 6.7 | 215.72 | 177.6464 | 48.6551 | 16.2738 | 0.5779 | 48.8258 | 16.2753
SPP_N_2_ENT | SPP_N | ENT | 2050 | B03 | 75 | 75 | 1800 | 425.66 | 1799.97 | 1799.97 | 0.03 | 1352.78 | 0 | 24.7727 | 16.2738 | 0 | 48.8258 | 16.2753
SPP_N_2_ENT | SPP_N | ENT | 2050 | B04 | 100 | 100 | 1800 | 0 | 1799.93 | 1799.97 | 0.01 | 0.06 | 0 | 6.03 | 10.0183 | 0 | 48.8258 | 16.2753
SPP_N_2_ENT | SPP_N | ENT | 2050 | B05 | 200 | 200 | 1800 | 0 | 1799.97 | 1799.99 | 0.01 | 7.2 | 0 | 10.9798 | 16.2382 | 0 | 48.8258 | 16.2753
SPP_N_2_ENT | SPP_N | ENT | 2050 | B06 | 300 | 0 | 1800 | 0 | 1799.98 | 1799.99 | 0 | 126.09 | 0 | 8.0122 | 16.2619 | 0 | 48.8258 | 16.2753
SPP_N_2_ENT | SPP_N | ENT | 2050 | B07 | 400 | 400 | 1800 | 1311.22 | 1800 | 1799.99 | 1220.55 | 3133.75 | 0 | 48.8213 | 16.2738 | 0 | 48.8258 | 16.2753
SPP_N_2_ENT | SPP_N | ENT | 2050 | B08 | 500 | 500 | 1800 | 1800 | 1800 | 1800 | 1931.61 | 3460.29 | 15.8821 | 48.8213 | 16.2738 | 1.0333 | 48.8258 | 16.2753
SPP_N_2_ENT | SPP_N | ENT | 2050 | B09 | 800 | 800 | 1800 | 1800 | 1800 | 1800 | 0.07 | 0.13 | 78.3064 | 47.9192 | 15.9533 | 8.1516 | 48.8258 | 16.2753
SPP_N_2_ENT | SPP_N | ENT | 2050 | B10 | 1262 | 1262 | 1800 | 1800 | 1800 | 1800 | 0.04 | 0.09 | 61.7596 | 47.9429 | 15.977 | 10.1419 | 48.8258 | 16.2753
SPP_N_2_ENT | SPP_N | ENT | 2050 | B11 | 25 | 25 | 1800 | 1800 | 1799.97 | 1799.93 | 5301.31 | 3819.2 | 251.3235 | 48.8213 | 16.2738 | 0.81758 | 48.8258 | 16.2753
SPP_N_2_ENT | SPP_N | ENT | 2050 | B12 | 200 | 200 | 1800 | 1800 | 1800 | 1799.99 | 0.24 | 0.52 | 69.9499 | 47.9192 | 15.977 | 1.8204 | 48.8258 | 16.2753
SPP_N_2_ENT | SPP_N | ENT | 2050 | B13 | 600 | 600 | 1800 | 1800 | 1800 | 1800 | 0.07 | 0.03 | 35.4557 | 47.9073 | 12.1074 | 2.7682 | 48.8258 | 16.2753
SPP_N_2_ENT | SPP_N | ENT | 2050 | B14 | 900 | 900 | 1800 | 1800 | 1800 | 1800 | 0.05 | 0.12 | 76.4903 | 47.9192 | 15.977 | 8.9579 | 48.8258 | 16.2753
SPP_N_2_ENT | SPP_N | ENT | 2050 | B15 | 1203 | 1203 | 1800 | 1800 | 1800 | 1800 | 0.04 | 0.09 | 68.4899 | 47.9192 | 15.977 | 10.7213 | 48.8258 | 16.2753
SPP_N_2_ENT | SPP_N | ENT | 2050 | B16 | 25 | 25 | 1800 | 1800 | 1799.97 | 1799.93 | 5.17 | 12133.13 | 345.1915 | 48.6195 | 16.2738 | 1.1229 | 48.8258 | 16.2753
SPP_N_2_ENT | SPP_N | ENT | 2050 | B17 | 100 | 100 | 1800 | 1800 | 1799.99 | 1799.98 | 0.51 | 2718.17 | 165.1948 | 47.9192 | 16.2738 | 2.1496 | 48.8258 | 16.2753
SPP_N_2_ENT | SPP_N | ENT | 2050 | B18 | 400 | 400 | 1800 | 1800 | 1800 | 1799.99 | 0.12 | 0.26 | 16.0008 | 47.9192 | 15.977 | 0.83283 | 48.8258 | 16.2753
SPP_N_2_ENT | SPP_N | ENT | 2050 | B19 | 700 | 700 | 1800 | 1800 | 1800 | 1800 | 0.06 | 0.02 | 76.4903 | 47.8955 | 13.4843 | 6.9672 | 48.8258 | 16.2753
SPP_N_2_ENT | SPP_N | ENT | 2050 | B20 | 935 | 935 | 1800 | 1800 | 1800 | 1800 | 0.06 | 0.13 | 68.4899 | 48.0023 | 15.977 | 8.3329 | 48.8258 | 16.2753
SPP_N_2_MISO_MO-IL | SPP_N | MISO_MO-IL | 2015 | B01 | 10 | 10 | 2000 | 0 | 0.39 | 0.32 | 0.43 | 0.35 | 0 | 0 | 0 | 0 | 0 | 0
SPP_N_2_MISO_MO-IL | SPP_N | MISO_MO-IL | 2015 | B02 | 25 | 25 | 2000 | 0 | 0.13 | 0.11 | 0.14 | 0.11 | 0 | 0 | 0 | 0 | 0 | 0
SPP_N_2_MISO_MO-IL | SPP_N | MISO_MO-IL | 2015 | B03 | 75 | 75 | 2000 | 0 | 0.04 | 0.03 | 0.04 | 0.03 | 0 | 0 | 0 | 0 | 0 | 0
SPP_N_2_MISO_MO-IL | SPP_N | MISO_MO-IL | 2015 | B04 | 100 | 100 | 2000 | 0 | 0.03 | 0.02 | 0.03 | 0.02 | 0 | 0 | 0 | 0 | 0 | 0
SPP_N_2_MISO_MO-IL | SPP_N | MISO_MO-IL | 2015 | B05 | 200 | 200 | 2000 | 0 | 0.01 | 0.01 | 0.01 | 0.01 | 0 | 0 | 0 | 0 | 0 | 0
SPP_N_2_MISO_MO-IL | SPP_N | MISO_MO-IL | 2015 | B06 | 300 | 300 | 2000 | 0 | 0.01 | 0.01 | 0.01 | 0.01 | 0 | 0 | 0 | 0 | 0 | 0
SPP_N_2_MISO_MO-IL | SPP_N | MISO_MO-IL | 2015 | B07 | 400 | 400 | 2000 | 0 | 0.01 | 0 | 0.01 | 0 | 0 | 0 | 0 | 0 | 0 | 0
SPP_N_2_MISO_MO-IL | SPP_N | MISO_MO-IL | 2015 | B08 | 500 | 0 | 2000 | 0 | 0 | 0 | 0 | 0 | 0 | 0 | 0 | 0 | 0 | 0
SPP_N_2_MISO_MO-IL | SPP_N | MISO_MO-IL | 2015 | B09 | 800 | 0 | 2000 | 0 | 0 | 0 | 0 | 0 | 0 | 0 | 0 | 0 | 0 | 0
SPP_N_2_MISO_MO-IL | SPP_N | MISO_MO-IL | 2015 | B10 | 1262 | 0 | 2000 | 0 | 0 | 0 | 0 | 0 | 0 | 0 | 0 | 0 | 0 | 0
SPP_N_2_MISO_MO-IL | SPP_N | MISO_MO-IL | 2015 | B11 | 25 | 25 | 2000 | 0 | 0.08 | 0.06 | 0.09 | 0.07 | 0 | 0 | 0 | 0 | 0 | 0
SPP_N_2_MISO_MO-IL | SPP_N | MISO_MO-IL | 2015 | B12 | 200 | 200 | 2000 | 0 | 0.02 | 0.03 | 0.02 | 0.03 | 0 | 0 | 0 | 0 | 0 | 0
SPP_N_2_MISO_MO-IL | SPP_N | MISO_MO-IL | 2015 | B13 | 600 | 600 | 2000 | 0 | 0.01 | 0.01 | 0.01 | 0.01 | 0 | 0 | 0 | 0 | 0 | 0
SPP_N_2_MISO_MO-IL | SPP_N | MISO_MO-IL | 2015 | B14 | 900 | 0 | 2000 | 0 | 0 | 0 | 0 | 0 | 0 | 0 | 0 | 0 | 0 | 0
SPP_N_2_MISO_MO-IL | SPP_N | MISO_MO-IL | 2015 | B15 | 1203 | 0 | 2000 | 0 | 0 | 0 | 0 | 0 | 0 | 0 | 0 | 0 | 0 | 0
SPP_N_2_MISO_MO-IL | SPP_N | MISO_MO-IL | 2015 | B16 | 25 | 25 | 2000 | 0 | 0.13 | 0.42 | 0.15 | 0.43 | 0 | 0 | 0 | 0 | 0 | 0
SPP_N_2_MISO_MO-IL | SPP_N | MISO_MO-IL | 2015 | B17 | 100 | 100 | 2000 | 0 | 0.39 | 205.36 | 0.4 | 61.91 | 0 | 0 | 0 | 0 | 0 | 0
SPP_N_2_MISO_MO-IL | SPP_N | MISO_MO-IL | 2015 | B18 | 400 | 400 | 2000 | 0 | 0.01 | 0.01 | 0.01 | 0.01 | 0 | 0 | 0 | 0 | 0 | 0
SPP_N_2_MISO_MO-IL | SPP_N | MISO_MO-IL | 2015 | B19 | 700 | 700 | 2000 | 0 | 0.01 | 0 | 0.01 | 0 | 0 | 0 | 0 | 0 | 0 | 0
SPP_N_2_MISO_MO-IL | SPP_N | MISO_MO-IL | 2015 | B20 | 935 | 0 | 2000 | 0 | 0 | 0 | 0 | 0 | 0 | 0 | 0 | 0 | 0 | 0
SPP_N_2_MISO_MO-IL | SPP_N | MISO_MO-IL | 2020 | B01 | 10 | 10 | 2000 | 1978.88 | 1998.97 | 1997.83 | 6772.91 | 13623.55 | 0 | 2.552 | 0.85464 | 0 | 2.549 | 0.84967
SPP_N_2_MISO_MO-IL | SPP_N | MISO_MO-IL | 2020 | B02 | 25 | 25 | 2000 | 0.69 | 1999.51 | 1999.01 | 7.04 | 2348.79 | 0 | 2.4452 | 0.85464 | 0 | 2.549 | 0.84967
SPP_N_2_MISO_MO-IL | SPP_N | MISO_MO-IL | 2020 | B03 | 75 | 75 | 2000 | 0 | 0.64 | 1996.59 | 0.13 | 0.38 | 0 | 0 | 0.20179 | 0 | 2.549 | 0.84967
SPP_N_2_MISO_MO-IL | SPP_N | MISO_MO-IL | 2020 | B04 | 100 | 100 | 2000 | 0 | 28.12 | 0.1 | 0.11 | 0.08 | 0 | 0 | 0 | 0 | 2.549 | 0.84967
SPP_N_2_MISO_MO-IL | SPP_N | MISO_MO-IL | 2020 | B05 | 200 | 200 | 2000 | 0.07 | 4.48 | 0.14 | 0.06 | 0.07 | 0 | 0 | 0 | 0 | 2.549 | 0.84967
SPP_N_2_MISO_MO-IL | SPP_N | MISO_MO-IL | 2020 | B06 | 300 | 300 | 2000 | 189.38 | 182.89 | 421.48 | 0.04 | 0.08 | 0 | 0 | 0 | 0 | 2.549 | 0.84967
SPP_N_2_MISO_MO-IL | SPP_N | MISO_MO-IL | 2020 | B07 | 400 | 400 | 2000 | 0 | 0.04 | 0.03 | 0.02 | 0.02 | 0 | 0 | 0 | 0 | 2.549 | 0.84967
SPP_N_2_MISO_MO-IL | SPP_N | MISO_MO-IL | 2020 | B08 | 500 | 500 | 2000 | 0 | 0.01 | 0.02 | 0.01 | 0.01 | 0 | 0 | 0 | 0 | 2.549 | 0.84967
SPP_N_2_MISO_MO-IL | SPP_N | MISO_MO-IL | 2020 | B09 | 800 | 800 | 2000 | 0 | 0.01 | 0.01 | 0.01 | 0.01 | 0 | 0 | 0 | 0 | 2.549 | 0.84967
SPP_N_2_MISO_MO-IL | SPP_N | MISO_MO-IL | 2020 | B10 | 1262 | 1262 | 2000 | 0 | 988.23 | 1376.27 | 0.01 | 0.02 | 0 | 0 | 0 | 0 | 2.549 | 0.84967
SPP_N_2_MISO_MO-IL | SPP_N | MISO_MO-IL | 2020 | B11 | 25 | 25 | 2000 | 1999.74 | 1999.06 | 1943.7 | 0.85 | 1.03 | 0.02374 | 0.98521 | 0.01187 | 0.00020803 | 2.549 | 0.84967
SPP_N_2_MISO_MO-IL | SPP_N | MISO_MO-IL | 2020 | B12 | 200 | 200 | 2000 | 2000 | 1999.87 | 1999.62 | 0.11 | 0.2 | 0.74781 | 1.0208 | 0.34423 | 0.052423 | 2.549 | 0.84967
SPP_N_2_MISO_MO-IL | SPP_N | MISO_MO-IL | 2020 | B13 | 600 | 600 | 2000 | 1235.66 | 1999.89 | 1999.82 | 0.02 | 0.06 | 0 | 0.51041 | 0.20179 | 0 | 2.549 | 0.84967
SPP_N_2_MISO_MO-IL | SPP_N | MISO_MO-IL | 2020 | B14 | 900 | 900 | 2000 | 2000 | 1999.98 | 1999.96 | 0.15 | 759.71 | 1.0564 | 2.196 | 0.85464 | 0.33326 | 2.549 | 0.84967
SPP_N_2_MISO_MO-IL | SPP_N | MISO_MO-IL | 2020 | B15 | 1203 | 1203 | 2000 | 2000 | 1999.98 | 1999.97 | 3546.32 | 6322.05 | 6.3623 | 2.552 | 0.85464 | 2.6827 | 2.549 | 0.84967
SPP_N_2_MISO_MO-IL | SPP_N | MISO_MO-IL | 2020 | B16 | 25 | 25 | 2000 | 2000 | 1999.57 | 1999.07 | 9325.58 | 6146.55 | 9.9827 | 2.552 | 0.85464 | 0.087475 | 2.549 | 0.84967
SPP_N_2_MISO_MO-IL | SPP_N | MISO_MO-IL | 2020 | B17 | 100 | 100 | 2000 | 2000 | 1999.88 | 1999.75 | 4950.44 | 2980.63 | 4.2138 | 2.552 | 0.85464 | 0.1477 | 2.549 | 0.84967
SPP_N_2_MISO_MO-IL | SPP_N | MISO_MO-IL | 2020 | B18 | 400 | 400 | 2000 | 2000 | 1999.93 | 1999.74 | 0.06 | 0.09 | 0.67659 | 1.3769 | 0.20179 | 0.09486 | 2.549 | 0.84967
SPP_N_2_MISO_MO-IL | SPP_N | MISO_MO-IL | 2020 | B19 | 700 | 700 | 2000 | 1729.5 | 1999.97 | 1999.84 | 0.08 | 0.05 | 0 | 2.0535 | 0.20179 | 0 | 2.549 | 0.84967
SPP_N_2_MISO_MO-IL | SPP_N | MISO_MO-IL | 2020 | B20 | 935 | 935 | 2000 | 524.14 | 1999.98 | 1999.96 | 1282.46 | 321.41 | 0 | 2.552 | 0.85464 | 0 | 2.549 | 0.84967
SPP_N_2_MISO_MO-IL | SPP_N | MISO_MO-IL | 2025 | B01 | 10 | 10 | 2000 | 2000 | 1999.78 | 1999.5 | 7873.39 | 12298.61 | 30.4822 | 14.8019 | 4.9379 | 0.059792 | 14.8017 | 4.9339
SPP_N_2_MISO_MO-IL | SPP_N | MISO_MO-IL | 2025 | B02 | 25 | 25 | 2000 | 407.52 | 1999.9 | 1999.77 | 1.5 | 3.04 | 0 | 14.0541 | 4.6887 | 0 | 14.8017 | 4.9339
SPP_N_2_MISO_MO-IL | SPP_N | MISO_MO-IL | 2025 | B03 | 75 | 75 | 2000 | 0 | 1999.71 | 1999.87 | 0.04 | 0.18 | 0 | 2.3621 | 2.8132 | 0 | 14.8017 | 4.9339
SPP_N_2_MISO_MO-IL | SPP_N | MISO_MO-IL | 2025 | B04 | 100 | 100 | 2000 | 0 | 0.52 | 0.19 | 0.03 | 0.05 | 0 | 0 | 0 | 0 | 14.8017 | 4.9339
SPP_N_2_MISO_MO-IL | SPP_N | MISO_MO-IL | 2025 | B05 | 200 | 200 | 2000 | 0 | 1096.23 | 0.16 | 0.01 | 0.03 | 0 | 0 | 0 | 0 | 14.8017 | 4.9339
SPP_N_2_MISO_MO-IL | SPP_N | MISO_MO-IL | 2025 | B06 | 300 | 300 | 2000 | 0 | 822.33 | 1999.88 | 0.01 | 0.03 | 0 | 0 | 0.78342 | 0 | 14.8017 | 4.9339
SPP_N_2_MISO_MO-IL | SPP_N | MISO_MO-IL | 2025 | B07 | 400 | 400 | 2000 | 875.26 | 1997.26 | 1.12 | 0.01 | 0.02 | 0 | 0.03561 | 0 | 0 | 14.8017 | 4.9339
SPP_N_2_MISO_MO-IL | SPP_N | MISO_MO-IL | 2025 | B08 | 500 | 500 | 2000 | 610.7 | 1496.32 | 1999.53 | 0.01 | 0.02 | 0 | 0 | 0.10683 | 0 | 14.8017 | 4.9339
SPP_N_2_MISO_MO-IL | SPP_N | MISO_MO-IL | 2025 | B09 | 800 | 0 | 2000 | 0 | 1999.81 | 1999.99 | 0 | 0.02 | 0 | 0.3561 | 2.8132 | 0 | 14.8017 | 4.9339
SPP_N_2_MISO_MO-IL | SPP_N | MISO_MO-IL | 2025 | B10 | 1262 | 1262 | 2000 | 0 | 2000 | 1999.99 | 0.01 | 0.04 | 0 | 11.5732 | 3.656 | 0 | 14.8017 | 4.9339
SPP_N_2_MISO_MO-IL | SPP_N | MISO_MO-IL | 2025 | B11 | 25 | 25 | 2000 | 1999.35 | 1999.77 | 1999.62 | 0.19 | 0.52 | 0.01187 | 5.8519 | 2.8132 | 5.8209e-05 | 14.8017 | 4.9339
SPP_N_2_MISO_MO-IL | SPP_N | MISO_MO-IL | 2025 | B12 | 200 | 200 | 2000 | 2000 | 1999.99 | 1999.97 | 4464.65 | 2054.14 | 3.656 | 14.8019 | 4.9379 | 0.14343 | 14.8017 | 4.9339
SPP_N_2_MISO_MO-IL | SPP_N | MISO_MO-IL | 2025 | B13 | 600 | 600 | 2000 | 2000 | 1999.99 | 1999.99 | 4707.01 | 4576.3 | 2.1247 | 14.8019 | 4.9379 | 0.25007 | 14.8017 | 4.9339
SPP_N_2_MISO_MO-IL | SPP_N | MISO_MO-IL | 2025 | B14 | 900 | 900 | 2000 | 2000 | 2000 | 1999.99 | 5864.84 | 1.61 | 12.8671 | 14.8019 | 4.6887 | 2.2716 | 14.8017 | 4.9339
SPP_N_2_MISO_MO-IL | SPP_N | MISO_MO-IL | 2025 | B15 | 1203 | 1203 | 2000 | 2000 | 2000 | 1999.99 | 0.88 | 1788.86 | 59.1363 | 14.1609 | 4.9379 | 13.9547 | 14.8017 | 4.9339
SPP_N_2_MISO_MO-IL | SPP_N | MISO_MO-IL | 2025 | B16 | 25 | 25 | 2000 | 2000 | 1999.91 | 1999.76 | 188.94 | 1.84 | 8.9144 | 14.79 | 4.3444 | 0.043715 | 14.8017 | 4.9339
SPP_N_2_MISO_MO-IL | SPP_N | MISO_MO-IL | 2025 | B17 | 100 | 100 | 2000 | 2000 | 1999.98 | 1999.94 | 5062.44 | 3388.45 | 3.4304 | 14.8019 | 4.9379 | 0.06729 | 14.8017 | 4.9339
SPP_N_2_MISO_MO-IL | SPP_N | MISO_MO-IL | 2025 | B18 | 400 | 400 | 2000 | 2000 | 1999.99 | 1999.99 | 1384.97 | 2309.14 | 1.46 | 14.8019 | 4.9379 | 0.11456 | 14.8017 | 4.9339
SPP_N_2_MISO_MO-IL | SPP_N | MISO_MO-IL | 2025 | B19 | 700 | 700 | 2000 | 2000 | 2000 | 1999.99 | 3405.62 | 440.82 | 3.3473 | 14.8019 | 4.9379 | 0.45962 | 14.8017 | 4.9339
SPP_N_2_MISO_MO-IL | SPP_N | MISO_MO-IL | 2025 | B20 | 935 | 935 | 2000 | 2000 | 2000 | 1999.99 | 0.23 | 6123.81 | 12.9264 | 13.7099 | 4.9379 | 2.3708 | 14.8017 | 4.9339
SPP_N_2_MISO_MO-IL | SPP_N | MISO_MO-IL | 2030 | B01 | 10 | 10 | 2000 | 2000 | 1999.86 | 1999.75 | 0.28 | 1.5 | 34.2093 | 27.942 | 13.0807 | 0.11224 | 45.5092 | 15.1697
SPP_N_2_MISO_MO-IL | SPP_N | MISO_MO-IL | 2030 | B02 | 25 | 25 | 2000 | 0.02 | 1999.94 | 1999.85 | 0.1 | 0.24 | 0 | 27.3604 | 8.7719 | 0 | 45.5092 | 15.1697
SPP_N_2_MISO_MO-IL | SPP_N | MISO_MO-IL | 2030 | B03 | 75 | 75 | 2000 | 0 | 1999.57 | 1999.94 | 0.02 | 0.06 | 0 | 1.5906 | 7.6918 | 0 | 45.5092 | 15.1697
SPP_N_2_MISO_MO-IL | SPP_N | MISO_MO-IL | 2030 | B04 | 100 | 100 | 2000 | 0 | 819.93 | 1999.88 | 0.01 | 0.03 | 0 | 0 | 2.5758 | 0 | 45.5092 | 15.1697
SPP_N_2_MISO_MO-IL | SPP_N | MISO_MO-IL | 2030 | B05 | 200 | 200 | 2000 | 0 | 1999.88 | 1999.95 | 0.01 | 0.02 | 0 | 1.8992 | 2.3503 | 0 | 45.5092 | 15.1697
SPP_N_2_MISO_MO-IL | SPP_N | MISO_MO-IL | 2030 | B06 | 300 | 0 | 2000 | 0 | 1310.59 | 1999.98 | 0 | 0.01 | 0 | 0 | 5.7688 | 0 | 45.5092 | 15.1697
SPP_N_2_MISO_MO-IL | SPP_N | MISO_MO-IL | 2030 | B07 | 400 | 0 | 2000 | 0 | 1139.35 | 1999.9 | 0 | 0.01 | 0 | 0 | 0.77155 | 0 | 45.5092 | 15.1697
SPP_N_2_MISO_MO-IL | SPP_N | MISO_MO-IL | 2030 | B08 | 500 | 0 | 2000 | 0 | 1999.98 | 1999.99 | 0 | 0.01 | 0 | 5.9587 | 6.4454 | 0 | 45.5092 | 15.1697
SPP_N_2_MISO_MO-IL | SPP_N | MISO_MO-IL | 2030 | B09 | 800 | 0 | 2000 | 0 | 2000 | 1999.99 | 0 | 0 | 0 | 18.1848 | 2.9675 | 0 | 45.5092 | 15.1697
SPP_N_2_MISO_MO-IL | SPP_N | MISO_MO-IL | 2030 | B10 | 1262 | 0 | 2000 | 0 | 2000 | 2000 | 0 | 0.01 | 0 | 22.8735 | 9.8996 | 0 | 45.5092 | 15.1697
SPP_N_2_MISO_MO-IL | SPP_N | MISO_MO-IL | 2030 | B11 | 25 | 25 | 2000 | 0 | 1999.9 | 1999.81 | 0.07 | 0.19 | 0 | 16.7367 | 6.4692 | 0 | 45.5092 | 15.1697
SPP_N_2_MISO_MO-IL | SPP_N | MISO_MO-IL | 2030 | B12 | 200 | 200 | 2000 | 0 | 1999.99 | 1999.98 | 0.01 | 0.05 | 0 | 22.5293 | 10.8254 | 0 | 45.5092 | 15.1697
SPP_N_2_MISO_MO-IL | SPP_N | MISO_MO-IL | 2030 | B13 | 600 | 0 | 2000 | 0 | 2000 | 1999.99 | 0 | 0.01 | 0 | 20.5945 | 9.9233 | 0 | 45.5092 | 15.1697
SPP_N_2_MISO_MO-IL | SPP_N | MISO_MO-IL | 2030 | B14 | 900 | 0 | 2000 | 2000 | 2000 | 2000 | 0 | 0.01 | 65.012 | 24.4997 | 9.9233 | 19.1965 | 45.5092 | 15.1697
SPP_N_2_MISO_MO-IL | SPP_N | MISO_MO-IL | 2030 | B15 | 1203 | 0 | 2000 | 2000 | 2000 | 2000 | 0 | 0.01 | 65.3325 | 27.9301 | 12.7009 | 25.7858 | 45.5092 | 15.1697
SPP_N_2_MISO_MO-IL | SPP_N | MISO_MO-IL | 2030 | B16 | 25 | 25 | 2000 | 0 | 1999.92 | 1999.87 | 0.09 | 0.28 | 0 | 21.2236 | 9.9233 | 0 | 45.5092 | 15.1697
SPP_N_2_MISO_MO-IL | SPP_N | MISO_MO-IL | 2030 | B17 | 100 | 100 | 2000 | 0 | 1999.98 | 1999.97 | 0.02 | 0.07 | 0 | 24.7371 | 9.9233 | 0 | 45.5092 | 15.1697
SPP_N_2_MISO_MO-IL | SPP_N | MISO_MO-IL | 2030 | B18 | 400 | 400 | 2000 | 0 | 1999.99 | 1999.99 | 0.01 | 0.02 | 0 | 19.9297 | 9.9233 | 0 | 45.5092 | 15.1697
SPP_N_2_MISO_MO-IL | SPP_N | MISO_MO-IL | 2030 | B19 | 700 | 0 | 2000 | 151.09 | 2000 | 1999.99 | 0 | 0.01 | 0 | 23.5501 | 9.9708 | 0 | 45.5092 | 15.1697
SPP_N_2_MISO_MO-IL | SPP_N | MISO_MO-IL | 2030 | B20 | 935 | 0 | 2000 | 2000 | 2000 | 2000 | 0 | 0.02 | 50.8036 | 27.9182 | 12.7009 | 15.5844 | 45.5092 | 15.1697
SPP_N_2_MISO_MO-IL | SPP_N | MISO_MO-IL | 2035 | B01 | 10 | 10 | 2000 | 2000 | 1999.92 | 1999.79 | 16.89 | 9843.04 | 86.3068 | 56.2638 | 18.8733 | 0.13624 | 56.6271 | 18.8757
SPP_N_2_MISO_MO-IL | SPP_N | MISO_MO-IL | 2035 | B02 | 25 | 25 | 2000 | 569.27 | 1999.96 | 1999.9 | 0.43 | 0.88 | 0 | 50.5187 | 15.7871 | 0 | 56.6271 | 18.8757
SPP_N_2_MISO_MO-IL | SPP_N | MISO_MO-IL | 2035 | B03 | 75 | 75 | 2000 | 0 | 1999.92 | 1999.92 | 0.02 | 0.06 | 0 | 9.3179 | 7.6799 | 0 | 56.6271 | 18.8757
SPP_N_2_MISO_MO-IL | SPP_N | MISO_MO-IL | 2035 | B04 | 100 | 100 | 2000 | 63.69 | 1999.97 | 1999.94 | 0.02 | 0.04 | 0 | 18.2204 | 6.4573 | 0 | 56.6271 | 18.8757
SPP_N_2_MISO_MO-IL | SPP_N | MISO_MO-IL | 2035 | B05 | 200 | 200 | 2000 | 277.17 | 1999.96 | 1999.97 | 0.01 | 0.02 | 0 | 8.2615 | 6.2436 | 0 | 56.6271 | 18.8757
SPP_N_2_MISO_MO-IL | SPP_N | MISO_MO-IL | 2035 | B06 | 300 | 0 | 2000 | 0 | 881.62 | 1411.6 | 0 | 0.01 | 0 | 0 | 0 | 0 | 56.6271 | 18.8757
SPP_N_2_MISO_MO-IL | SPP_N | MISO_MO-IL | 2035 | B07 | 400 | 0 | 2000 | 0 | 0.2 | 0.19 | 0 | 0.01 | 0 | 0 | 0 | 0 | 56.6271 | 18.8757
SPP_N_2_MISO_MO-IL | SPP_N | MISO_MO-IL | 2035 | B08 | 500 | 0 | 2000 | 0 | 2000 | 1999.99 | 0 | 0.01 | 0 | 26.1734 | 10.0301 | 0 | 56.6271 | 18.8757
SPP_N_2_MISO_MO-IL | SPP_N | MISO_MO-IL | 2035 | B09 | 800 | 800 | 2000 | 0 | 2000 | 1999.99 | 0.01 | 0.01 | 0 | 46.0793 | 10.2794 | 0 | 56.6271 | 18.8757
SPP_N_2_MISO_MO-IL | SPP_N | MISO_MO-IL | 2035 | B10 | 1262 | 1262 | 2000 | 2000 | 2000 | 2000 | 1199.96 | 6395.47 | 45.9725 | 56.6318 | 18.8733 | 9.1582 | 56.6271 | 18.8757
SPP_N_2_MISO_MO-IL | SPP_N | MISO_MO-IL | 2035 | B11 | 25 | 25 | 2000 | 0 | 1999.96 | 1999.86 | 0.24 | 0.29 | 0 | 46.0793 | 10.7661 | 0 | 56.6271 | 18.8757
SPP_N_2_MISO_MO-IL | SPP_N | MISO_MO-IL | 2035 | B12 | 200 | 200 | 2000 | 1999.83 | 1999.99 | 1999.99 | 0.15 | 1648.34 | 0.01187 | 54.507 | 18.8733 | 0.00037474 | 56.6271 | 18.8757
SPP_N_2_MISO_MO-IL | SPP_N | MISO_MO-IL | 2035 | B13 | 600 | 600 | 2000 | 2000 | 2000 | 2000 | 1234.18 | 5210.64 | 36.5596 | 56.6318 | 18.8733 | 3.4626 | 56.6271 | 18.8757
SPP_N_2_MISO_MO-IL | SPP_N | MISO_MO-IL | 2035 | B14 | 900 | 900 | 2000 | 2000 | 2000 | 2000 | 873.7 | 15131.32 | 105.5718 | 56.6318 | 18.8733 | 14.9984 | 56.6271 | 18.8757
SPP_N_2_MISO_MO-IL | SPP_N | MISO_MO-IL | 2035 | B15 | 1203 | 1203 | 2000 | 2000 | 2000 | 2000 | 0.08 | 13922.4 | 104.3729 | 55.8127 | 18.8733 | 19.8201 | 56.6271 | 18.8757
SPP_N_2_MISO_MO-IL | SPP_N | MISO_MO-IL | 2035 | B16 | 25 | 25 | 2000 | 2000 | 1999.96 | 1999.91 | 1.09 | 7158.72 | 98.616 | 54.5545 | 18.8733 | 0.38917 | 56.6271 | 18.8757
SPP_N_2_MISO_MO-IL | SPP_N | MISO_MO-IL | 2035 | B17 | 100 | 100 | 2000 | 2000 | 1999.99 | 1999.98 | 1397.11 | 11192.65 | 108.3375 | 56.6318 | 18.8733 | 1.7101 | 56.6271 | 18.8757
SPP_N_2_MISO_MO-IL | SPP_N | MISO_MO-IL | 2035 | B18 | 400 | 400 | 2000 | 1999.92 | 2000 | 1999.99 | 843.72 | 6739.36 | 0.01187 | 56.6318 | 18.8733 | 0.00074949 | 56.6271 | 18.8757
SPP_N_2_MISO_MO-IL | SPP_N | MISO_MO-IL | 2035 | B19 | 700 | 700 | 2000 | 2000 | 2000 | 2000 | 0.42 | 9513.78 | 98.1412 | 56.2519 | 18.8733 | 10.8443 | 56.6271 | 18.8757
SPP_N_2_MISO_MO-IL | SPP_N | MISO_MO-IL | 2035 | B20 | 935 | 935 | 2000 | 2000 | 2000 | 2000 | 0.12 | 15758.26 | 101.5122 | 56.1332 | 18.8733 | 14.9825 | 56.6271 | 18.8757
SPP_N_2_MISO_MO-IL | SPP_N | MISO_MO-IL | 2040 | B01 | 10 | 10 | 2000 | 2000 | 1999.9 | 1999.75 | 11015.1 | 13882.51 | 122.2966 | 62.1988 | 20.7369 | 0.19305 | 62.195 | 20.7317
SPP_N_2_MISO_MO-IL | SPP_N | MISO_MO-IL | 2040 | B02 | 25 | 25 | 2000 | 1510.77 | 1999.96 | 1999.9 | 3672.82 | 990.64 | 0 | 62.1988 | 20.7369 | 0 | 62.195 | 20.7317
SPP_N_2_MISO_MO-IL | SPP_N | MISO_MO-IL | 2040 | B03 | 75 | 75 | 2000 | 0 | 1999.92 | 1999.9 | 0.02 | 0.07 | 0 | 12.2142 | 7.5731 | 0 | 62.195 | 20.7317
SPP_N_2_MISO_MO-IL | SPP_N | MISO_MO-IL | 2040 | B04 | 100 | 100 | 2000 | 0 | 1999.88 | 0.75 | 0.02 | 0.04 | 0 | 5.0566 | 0 | 0 | 62.195 | 20.7317
SPP_N_2_MISO_MO-IL | SPP_N | MISO_MO-IL | 2040 | B05 | 200 | 200 | 2000 | 0 | 624.26 | 197.51 | 0.01 | 0.02 | 0 | 0 | 0 | 0 | 62.195 | 20.7317
SPP_N_2_MISO_MO-IL | SPP_N | MISO_MO-IL | 2040 | B06 | 300 | 0 | 2000 | 0 | 0.09 | 0.07 | 0 | 0.01 | 0 | 0 | 0 | 0 | 62.195 | 20.7317
SPP_N_2_MISO_MO-IL | SPP_N | MISO_MO-IL | 2040 | B07 | 400 | 0 | 2000 | 0 | 1391.23 | 574.96 | 0 | 0.01 | 0 | 0 | 0 | 0 | 62.195 | 20.7317
SPP_N_2_MISO_MO-IL | SPP_N | MISO_MO-IL | 2040 | B08 | 500 | 500 | 2000 | 0 | 2000 | 1999.99 | 0.05 | 0.02 | 0 | 59.5281 | 14.2796 | 0 | 62.195 | 20.7317
SPP_N_2_MISO_MO-IL | SPP_N | MISO_MO-IL | 2040 | B09 | 800 | 800 | 2000 | 0 | 2000 | 2000 | 1986.58 | 0.05 | 0 | 62.1988 | 18.7546 | 0 | 62.195 | 20.7317
SPP_N_2_MISO_MO-IL | SPP_N | MISO_MO-IL | 2040 | B10 | 1262 | 1262 | 2000 | 2000 | 2000 | 2000 | 4455.67 | 12595.89 | 40.6785 | 62.1988 | 20.7369 | 8.1036 | 62.195 | 20.7317
SPP_N_2_MISO_MO-IL | SPP_N | MISO_MO-IL | 2040 | B11 | 25 | 25 | 2000 | 0.01 | 1999.96 | 1999.85 | 1.25 | 0.41 | 0 | 59.6824 | 14.2915 | 0 | 62.195 | 20.7317
SPP_N_2_MISO_MO-IL | SPP_N | MISO_MO-IL | 2040 | B12 | 200 | 200 | 2000 | 2000 | 1999.99 | 1999.99 | 1685.74 | 9008.23 | 35.1115 | 62.1988 | 20.7369 | 1.1085 | 62.195 | 20.7317
SPP_N_2_MISO_MO-IL | SPP_N | MISO_MO-IL | 2040 | B13 | 600 | 600 | 2000 | 2000 | 2000 | 2000 | 821.8 | 11227.8 | 124.1483 | 62.1988 | 20.7369 | 11.7583 | 62.195 | 20.7317
SPP_N_2_MISO_MO-IL | SPP_N | MISO_MO-IL | 2040 | B14 | 900 | 900 | 2000 | 2000 | 2000 | 2000 | 3603.14 | 15397.64 | 135.6622 | 62.1988 | 20.7369 | 19.2732 | 62.195 | 20.7317
SPP_N_2_MISO_MO-IL | SPP_N | MISO_MO-IL | 2040 | B15 | 1203 | 1203 | 2000 | 2000 | 2000 | 2000 | 3461.63 | 16841.24 | 60.4895 | 62.1988 | 20.7369 | 11.4868 | 62.195 | 20.7317
SPP_N_2_MISO_MO-IL | SPP_N | MISO_MO-IL | 2040 | B16 | 25 | 25 | 2000 | 2000 | 1999.96 | 1999.9 | 5632.5 | 12058.94 | 147.1643 | 62.1988 | 20.7369 | 0.58076 | 62.195 | 20.7317
SPP_N_2_MISO_MO-IL | SPP_N | MISO_MO-IL | 2040 | B17 | 100 | 100 | 2000 | 2000 | 1999.99 | 1999.97 | 5164.89 | 14441.52 | 147.1643 | 62.1988 | 20.7369 | 2.323 | 62.195 | 20.7317
SPP_N_2_MISO_MO-IL | SPP_N | MISO_MO-IL | 2040 | B18 | 400 | 400 | 2000 | 2000 | 2000 | 1999.99 | 2018.68 | 9887.37 | 60.8812 | 62.1988 | 20.7369 | 3.8441 | 62.195 | 20.7317
SPP_N_2_MISO_MO-IL | SPP_N | MISO_MO-IL | 2040 | B19 | 700 | 700 | 2000 | 2000 | 2000 | 2000 | 2944.93 | 9641.61 | 138.7128 | 62.1988 | 20.7369 | 15.3274 | 62.195 | 20.7317
SPP_N_2_MISO_MO-IL | SPP_N | MISO_MO-IL | 2040 | B20 | 935 | 935 | 2000 | 2000 | 2000 | 2000 | 4341.83 | 15956.38 | 60.4895 | 62.1988 | 20.7369 | 8.9278 | 62.195 | 20.7317
SPP_N_2_MISO_MO-IL | SPP_N | MISO_MO-IL | 2045 | B01 | 10 | 10 | 2000 | 2000 | 1999.84 | 1999.64 | 1795.83 | 9534.48 | 226.5271 | 54.7444 | 18.2561 | 0.35617 | 54.7477 | 18.2492
SPP_N_2_MISO_MO-IL | SPP_N | MISO_MO-IL | 2045 | B02 | 25 | 25 | 2000 | 1998.29 | 1999.94 | 1999.85 | 175.96 | 19.78 | 0.01187 | 54.7326 | 18.1611 | 4.6659e-05 | 54.7477 | 18.2492
SPP_N_2_MISO_MO-IL | SPP_N | MISO_MO-IL | 2045 | B03 | 75 | 75 | 2000 | 0.53 | 1999.91 | 1998.85 | 0.04 | 0.07 | 0 | 13.5318 | 0.56976 | 0 | 54.7477 | 18.2492
SPP_N_2_MISO_MO-IL | SPP_N | MISO_MO-IL | 2045 | B04 | 100 | 100 | 2000 | 0 | 1999.81 | 525.4 | 0.02 | 0.05 | 0 | 3.7984 | 0 | 0 | 54.7477 | 18.2492
SPP_N_2_MISO_MO-IL | SPP_N | MISO_MO-IL | 2045 | B05 | 200 | 200 | 2000 | 0.01 | 1968.07 | 0.17 | 0.01 | 0.02 | 0 | 0.01187 | 0 | 0 | 54.7477 | 18.2492
SPP_N_2_MISO_MO-IL | SPP_N | MISO_MO-IL | 2045 | B06 | 300 | 300 | 2000 | 0 | 0.05 | 0.07 | 0.01 | 0.01 | 0 | 0 | 0 | 0 | 54.7477 | 18.2492
SPP_N_2_MISO_MO-IL | SPP_N | MISO_MO-IL | 2045 | B07 | 400 | 400 | 2000 | 0 | 1999.98 | 1999.73 | 0.01 | 0.01 | 0 | 9.0687 | 0.56976 | 0 | 54.7477 | 18.2492
SPP_N_2_MISO_MO-IL | SPP_N | MISO_MO-IL | 2045 | B08 | 500 | 500 | 2000 | 0 | 2000 | 1999.99 | 0.02 | 0.03 | 0 | 46.4592 | 12.238 | 0 | 54.7477 | 18.2492
SPP_N_2_MISO_MO-IL | SPP_N | MISO_MO-IL | 2045 | B09 | 800 | 800 | 2000 | 228.3 | 2000 | 1999.99 | 389.96 | 1470.9 | 0 | 54.7444 | 18.2442 | 0 | 54.7477 | 18.2492
SPP_N_2_MISO_MO-IL | SPP_N | MISO_MO-IL | 2045 | B10 | 1262 | 1262 | 2000 | 2000 | 2000 | 2000 | 5448.68 | 11488.28 | 55.8246 | 54.7444 | 18.2442 | 11.0771 | 54.7477 | 18.2492
SPP_N_2_MISO_MO-IL | SPP_N | MISO_MO-IL | 2045 | B11 | 25 | 25 | 2000 | 0.02 | 1999.92 | 1999.81 | 0.51 | 0.88 | 0 | 46.471 | 14.3508 | 0 | 54.7477 | 18.2492
SPP_N_2_MISO_MO-IL | SPP_N | MISO_MO-IL | 2045 | B12 | 200 | 200 | 2000 | 2000 | 1999.99 | 1999.98 | 2.85 | 8904.66 | 108.7055 | 54.5783 | 18.2442 | 3.4184 | 54.7477 | 18.2492
SPP_N_2_MISO_MO-IL | SPP_N | MISO_MO-IL | 2045 | B13 | 600 | 600 | 2000 | 2000 | 2000 | 1999.99 | 3074.14 | 11818.58 | 92.954 | 54.7444 | 18.2442 | 8.7692 | 54.7477 | 18.2492
SPP_N_2_MISO_MO-IL | SPP_N | MISO_MO-IL | 2045 | B14 | 900 | 900 | 2000 | 2000 | 2000 | 2000 | 3989.64 | 14901.57 | 86.7578 | 54.7444 | 18.2442 | 12.2771 | 54.7477 | 18.2492
SPP_N_2_MISO_MO-IL | SPP_N | MISO_MO-IL | 2045 | B15 | 1203 | 1203 | 2000 | 2000 | 2000 | 2000 | 1164.78 | 15185.91 | 55.8246 | 54.7444 | 18.2442 | 10.5593 | 54.7477 | 18.2492
SPP_N_2_MISO_MO-IL | SPP_N | MISO_MO-IL | 2045 | B16 | 25 | 25 | 2000 | 2000 | 1999.94 | 1999.85 | 38.45 | 4415.15 | 110.0943 | 54.6732 | 18.2561 | 0.43276 | 54.7477 | 18.2492
SPP_N_2_MISO_MO-IL | SPP_N | MISO_MO-IL | 2045 | B17 | 100 | 100 | 2000 | 2000 | 1999.98 | 1999.96 | 5073.67 | 8684.28 | 205.3629 | 54.7444 | 18.2442 | 3.229 | 54.7477 | 18.2492
SPP_N_2_MISO_MO-IL | SPP_N | MISO_MO-IL | 2045 | B18 | 400 | 400 | 2000 | 2000 | 2000 | 1999.99 | 3162.41 | 10619.38 | 88.0754 | 54.7444 | 18.2442 | 5.5393 | 54.7477 | 18.2492
SPP_N_2_MISO_MO-IL | SPP_N | MISO_MO-IL | 2045 | B19 | 700 | 700 | 2000 | 2000 | 2000 | 1999.99 | 2801.38 | 15218.17 | 82.9832 | 54.7444 | 18.2442 | 9.1334 | 54.7477 | 18.2492
SPP_N_2_MISO_MO-IL | SPP_N | MISO_MO-IL | 2045 | B20 | 935 | 935 | 2000 | 2000 | 2000 | 2000 | 1082.61 | 13361.02 | 55.8127 | 54.7444 | 18.2442 | 8.2052 | 54.7477 | 18.2492
SPP_N_2_MISO_MO-IL | SPP_N | MISO_MO-IL | 2050 | B01 | 10 | 10 | 2000 | 2000 | 1999.92 | 1999.79 | 6855.14 | 11886.5 | 534.1619 | 40.6547 | 13.5555 | 0.69507 | 40.6528 | 13.5509
SPP_N_2_MISO_MO-IL | SPP_N | MISO_MO-IL | 2050 | B02 | 25 | 25 | 2000 | 2000 | 1999.96 | 1999.91 | 7857.05 | 11356.03 | 155.319 | 40.6547 | 13.5555 | 0.50527 | 40.6528 | 13.5509
SPP_N_2_MISO_MO-IL | SPP_N | MISO_MO-IL | 2050 | B03 | 75 | 75 | 2000 | 0 | 1999.95 | 1999.97 | 0.03 | 1875.18 | 0 | 16.7723 | 13.5555 | 0 | 40.6528 | 13.5509
SPP_N_2_MISO_MO-IL | SPP_N | MISO_MO-IL | 2050 | B04 | 100 | 100 | 2000 | 0 | 0.25 | 1999.85 | 0.01 | 0.03 | 0 | 0 | 2.0179 | 0 | 40.6528 | 13.5509
SPP_N_2_MISO_MO-IL | SPP_N | MISO_MO-IL | 2050 | B05 | 200 | 200 | 2000 | 0 | 153.87 | 1999.97 | 0.01 | 0.03 | 0 | 0 | 8.2378 | 0 | 40.6528 | 13.5509
SPP_N_2_MISO_MO-IL | SPP_N | MISO_MO-IL | 2050 | B06 | 300 | 0 | 2000 | 0 | 1991.62 | 1999.99 | 0 | 0.02 | 0 | 0.01187 | 8.4633 | 0 | 40.6528 | 13.5509
SPP_N_2_MISO_MO-IL | SPP_N | MISO_MO-IL | 2050 | B07 | 400 | 400 | 2000 | 0 | 2000 | 1999.99 | 2608.96 | 2697.92 | 0 | 40.6547 | 13.5555 | 0 | 40.6528 | 13.5509
SPP_N_2_MISO_MO-IL | SPP_N | MISO_MO-IL | 2050 | B08 | 500 | 500 | 2000 | 2000 | 2000 | 2000 | 1267.28 | 7950.12 | 2.0773 | 40.6547 | 13.5555 | 0.13515 | 40.6528 | 13.5509
SPP_N_2_MISO_MO-IL | SPP_N | MISO_MO-IL | 2050 | B09 | 800 | 800 | 2000 | 2000 | 2000 | 2000 | 0.12 | 10865.97 | 70.306 | 40.085 | 13.5555 | 7.3188 | 40.6528 | 13.5509
SPP_N_2_MISO_MO-IL | SPP_N | MISO_MO-IL | 2050 | B10 | 1262 | 1262 | 2000 | 2000 | 2000 | 2000 | 8152.75 | 18329.57 | 59.7536 | 40.6547 | 13.5555 | 9.8125 | 40.6528 | 13.5509
SPP_N_2_MISO_MO-IL | SPP_N | MISO_MO-IL | 2050 | B11 | 25 | 25 | 2000 | 2000 | 1999.96 | 1999.91 | 3500.86 | 10361.66 | 92.7047 | 40.6547 | 13.5555 | 0.30158 | 40.6528 | 13.5509
SPP_N_2_MISO_MO-IL | SPP_N | MISO_MO-IL | 2050 | B12 | 200 | 200 | 2000 | 2000 | 1999.99 | 1999.99 | 0.16 | 12254.47 | 11.2172 | 38.9217 | 13.5555 | 0.29192 | 40.6528 | 13.5509
SPP_N_2_MISO_MO-IL | SPP_N | MISO_MO-IL | 2050 | B13 | 600 | 600 | 2000 | 2000 | 2000 | 2000 | 0.06 | 10192.3 | 25.5324 | 38.7318 | 13.5555 | 1.9934 | 40.6528 | 13.5509
SPP_N_2_MISO_MO-IL | SPP_N | MISO_MO-IL | 2050 | B14 | 900 | 900 | 2000 | 2000 | 2000 | 2000 | 5079.92 | 19632.44 | 68.4899 | 40.6547 | 13.5555 | 8.0209 | 40.6528 | 13.5509
SPP_N_2_MISO_MO-IL | SPP_N | MISO_MO-IL | 2050 | B15 | 1203 | 1203 | 2000 | 2000 | 2000 | 2000 | 6419.12 | 27907.55 | 60.4895 | 40.6547 | 13.5555 | 9.469 | 40.6528 | 13.5509
SPP_N_2_MISO_MO-IL | SPP_N | MISO_MO-IL | 2050 | B16 | 25 | 25 | 2000 | 2000 | 1999.97 | 1999.91 | 2962.41 | 15183.24 | 68.4899 | 40.6547 | 13.5555 | 0.2228 | 40.6528 | 13.5509
SPP_N_2_MISO_MO-IL | SPP_N | MISO_MO-IL | 2050 | B17 | 100 | 100 | 2000 | 2000 | 1999.99 | 1999.98 | 7349.02 | 20532.12 | 113.4535 | 40.6547 | 13.5555 | 1.4763 | 40.6528 | 13.5509
SPP_N_2_MISO_MO-IL | SPP_N | MISO_MO-IL | 2050 | B18 | 400 | 400 | 2000 | 2000 | 2000 | 1999.99 | 0.19 | 15456.55 | 7.0033 | 39.9188 | 13.5555 | 0.36452 | 40.6528 | 13.5509
SPP_N_2_MISO_MO-IL | SPP_N | MISO_MO-IL | 2050 | B19 | 700 | 700 | 2000 | 2000 | 2000 | 2000 | 1408.97 | 14350.26 | 68.4899 | 40.6547 | 13.5555 | 6.2385 | 40.6528 | 13.5509
SPP_N_2_MISO_MO-IL | SPP_N | MISO_MO-IL | 2050 | B20 | 935 | 935 | 2000 | 2000 | 2000 | 2000 | 6465.27 | 24273.54 | 60.4777 | 40.6547 | 13.5555 | 7.358 | 40.6528 | 13.5509
SPP_N_2_MISO_W | SPP_N | MISO_W | 2015 | B01 | 10 | 10 | 750 | 0 | 0.37 | 0.3 | 0.43 | 0.35 | 0 | 0 | 0 | 0 | 0 | 0
SPP_N_2_MISO_W | SPP_N | MISO_W | 2015 | B02 | 25 | 25 | 750 | 0 | 0.12 | 0.1 | 0.14 | 0.11 | 0 | 0 | 0 | 0 | 0 | 0
SPP_N_2_MISO_W | SPP_N | MISO_W | 2015 | B03 | 75 | 75 | 750 | 0 | 0.04 | 0.03 | 0.04 | 0.03 | 0 | 0 | 0 | 0 | 0 | 0
SPP_N_2_MISO_W | SPP_N | MISO_W | 2015 | B04 | 100 | 100 | 750 | 0 | 0.03 | 0.02 | 0.03 | 0.02 | 0 | 0 | 0 | 0 | 0 | 0
SPP_N_2_MISO_W | SPP_N | MISO_W | 2015 | B05 | 200 | 200 | 750 | 0 | 0.01 | 0.01 | 0.01 | 0.01 | 0 | 0 | 0 | 0 | 0 | 0
SPP_N_2_MISO_W | SPP_N | MISO_W | 2015 | B06 | 300 | 300 | 750 | 0 | 0.01 | 0 | 0.01 | 0.01 | 0 | 0 | 0 | 0 | 0 | 0
SPP_N_2_MISO_W | SPP_N | MISO_W | 2015 | B07 | 400 | 400 | 750 | 0 | 0.01 | 0 | 0.01 | 0 | 0 | 0 | 0 | 0 | 0 | 0
SPP_N_2_MISO_W | SPP_N | MISO_W | 2015 | B08 | 500 | 0 | 750 | 0 | 0 | 0 | 0 | 0 | 0 | 0 | 0 | 0 | 0 | 0
SPP_N_2_MISO_W | SPP_N | MISO_W | 2015 | B09 | 800 | 0 | 750 | 0 | 0 | 0 | 0 | 0 | 0 | 0 | 0 | 0 | 0 | 0
SPP_N_2_MISO_W | SPP_N | MISO_W | 2015 | B10 | 1262 | 0 | 750 | 0 | 0 | 0 | 0 | 0 | 0 | 0 | 0 | 0 | 0 | 0
SPP_N_2_MISO_W | SPP_N | MISO_W | 2015 | B11 | 25 | 25 | 750 | 0 | 0.08 | 0.06 | 0.09 | 0.07 | 0 | 0 | 0 | 0 | 0 | 0
SPP_N_2_MISO_W | SPP_N | MISO_W | 2015 | B12 | 200 | 200 | 750 | 0 | 0.02 | 0.02 | 0.02 | 0.03 | 0 | 0 | 0 | 0 | 0 | 0
SPP_N_2_MISO_W | SPP_N | MISO_W | 2015 | B13 | 600 | 600 | 750 | 0 | 0.01 | 0.01 | 0.01 | 0.01 | 0 | 0 | 0 | 0 | 0 | 0
SPP_N_2_MISO_W | SPP_N | MISO_W | 2015 | B14 | 900 | 0 | 750 | 0 | 0 | 0 | 0 | 0 | 0 | 0 | 0 | 0 | 0 | 0
SPP_N_2_MISO_W | SPP_N | MISO_W | 2015 | B15 | 1203 | 0 | 750 | 0 | 0 | 0 | 0 | 0 | 0 | 0 | 0 | 0 | 0 | 0
SPP_N_2_MISO_W | SPP_N | MISO_W | 2015 | B16 | 25 | 25 | 750 | 0 | 0.13 | 0.41 | 0.15 | 0.43 | 0 | 0 | 0 | 0 | 0 | 0
SPP_N_2_MISO_W | SPP_N | MISO_W | 2015 | B17 | 100 | 100 | 750 | 0 | 0.38 | 6.94 | 0.4 | 6.41 | 0 | 0 | 0 | 0 | 0 | 0
SPP_N_2_MISO_W | SPP_N | MISO_W | 2015 | B18 | 400 | 400 | 750 | 0 | 0.01 | 0.01 | 0.01 | 0.01 | 0 | 0 | 0 | 0 | 0 | 0
SPP_N_2_MISO_W | SPP_N | MISO_W | 2015 | B19 | 700 | 700 | 750 | 0 | 0.01 | 0 | 0.01 | 0 | 0 | 0 | 0 | 0 | 0 | 0
SPP_N_2_MISO_W | SPP_N | MISO_W | 2015 | B20 | 935 | 0 | 750 | 0 | 0 | 0 | 0 | 0 | 0 | 0 | 0 | 0 | 0 | 0
SPP_N_2_MISO_W | SPP_N | MISO_W | 2020 | B01 | 10 | 10 | 750 | 748.67 | 749.1 | 748.12 | 2161.98 | 563.46 | 0.01187 | 2.7182 | 0.90212 | 2.639e-05 | 2.7128 | 0.90426
SPP_N_2_MISO_W | SPP_N | MISO_W | 2020 | B02 | 25 | 25 | 750 | 717.86 | 749.59 | 749.11 | 85.57 | 9.27 | 0 | 2.7064 | 0.84277 | 0 | 2.7128 | 0.90426
SPP_N_2_MISO_W | SPP_N | MISO_W | 2020 | B03 | 75 | 75 | 750 | 0 | 641.82 | 746.57 | 0.15 | 0.36 | 0 | 0 | 0.18992 | 0 | 2.7128 | 0.90426
SPP_N_2_MISO_W | SPP_N | MISO_W | 2020 | B04 | 100 | 100 | 750 | 0.06 | 13.76 | 0.1 | 0.11 | 0.08 | 0 | 0 | 0 | 0 | 2.7128 | 0.90426
SPP_N_2_MISO_W | SPP_N | MISO_W | 2020 | B05 | 200 | 200 | 750 | 346.47 | 8.6 | 0.14 | 0.06 | 0.07 | 0 | 0 | 0 | 0 | 2.7128 | 0.90426
SPP_N_2_MISO_W | SPP_N | MISO_W | 2020 | B06 | 300 | 300 | 750 | 257.11 | 5.73 | 4.43 | 0.04 | 0.08 | 0 | 0 | 0 | 0 | 2.7128 | 0.90426
SPP_N_2_MISO_W | SPP_N | MISO_W | 2020 | B07 | 400 | 400 | 750 | 0 | 0.04 | 0.03 | 0.02 | 0.02 | 0 | 0 | 0 | 0 | 2.7128 | 0.90426
SPP_N_2_MISO_W | SPP_N | MISO_W | 2020 | B08 | 500 | 500 | 750 | 0 | 0.01 | 0.02 | 0.01 | 0.01 | 0 | 0 | 0 | 0 | 2.7128 | 0.90426
SPP_N_2_MISO_W | SPP_N | MISO_W | 2020 | B09 | 800 | 800 | 750 | 0 | 0.01 | 0.01 | 0.01 | 0.01 | 0 | 0 | 0 | 0 | 2.7128 | 0.90426
SPP_N_2_MISO_W | SPP_N | MISO_W | 2020 | B10 | 1262 | 1262 | 750 | 70.89 | 749.94 | 749.91 | 0.01 | 0.03 | 0 | 0.34423 | 0.18992 | 0 | 2.7128 | 0.90426
SPP_N_2_MISO_W | SPP_N | MISO_W | 2020 | B11 | 25 | 25 | 750 | 749.48 | 749.12 | 111.49 | 0.78 | 0.98 | 0.01187 | 0.97334 | 0 | 6.5974e-05 | 2.7128 | 0.90426
SPP_N_2_MISO_W | SPP_N | MISO_W | 2020 | B12 | 200 | 200 | 750 | 750 | 749.88 | 749.62 | 0.1 | 0.18 | 0.75968 | 1.0208 | 0.33236 | 0.033779 | 2.7128 | 0.90426
SPP_N_2_MISO_W | SPP_N | MISO_W | 2020 | B13 | 600 | 600 | 750 | 292.47 | 749.9 | 749.82 | 0.02 | 0.05 | 0 | 0.49854 | 0.18992 | 0 | 2.7128 | 0.90426
SPP_N_2_MISO_W | SPP_N | MISO_W | 2020 | B14 | 900 | 900 | 750 | 750 | 749.98 | 749.96 | 0.08 | 0.3 | 2.5402 | 2.2078 | 0.84277 | 0.50826 | 2.7128 | 0.90426
SPP_N_2_MISO_W | SPP_N | MISO_W | 2020 | B15 | 1203 | 1203 | 750 | 750 | 749.99 | 749.98 | 82.17 | 0.3 | 8.5108 | 2.7182 | 0.84277 | 2.2762 | 2.7128 | 0.90426
SPP_N_2_MISO_W | SPP_N | MISO_W | 2020 | B16 | 25 | 25 | 750 | 750 | 749.59 | 749.13 | 6.02 | 10.36 | 9.9708 | 2.5402 | 0.84277 | 0.055418 | 2.7128 | 0.90426
SPP_N_2_MISO_W | SPP_N | MISO_W | 2020 | B17 | 100 | 100 | 750 | 750 | 749.89 | 749.76 | 1.56 | 2.75 | 4.202 | 2.5402 | 0.84277 | 0.093419 | 2.7128 | 0.90426
SPP_N_2_MISO_W | SPP_N | MISO_W | 2020 | B18 | 400 | 400 | 750 | 750 | 749.94 | 749.74 | 0.05 | 0.08 | 0.68846 | 1.365 | 0.18992 | 0.061224 | 2.7128 | 0.90426
SPP_N_2_MISO_W | SPP_N | MISO_W | 2020 | B19 | 700 | 700 | 750 | 750 | 749.98 | 749.84 | 0.09 | 0.05 | 1.6737 | 2.3265 | 0.18992 | 0.26046 | 2.7128 | 0.90426
SPP_N_2_MISO_W | SPP_N | MISO_W | 2020 | B20 | 935 | 935 | 750 | 750 | 749.99 | 749.97 | 4.61 | 0.34 | 1.5787 | 2.7064 | 0.84277 | 0.32817 | 2.7128 | 0.90426
SPP_N_2_MISO_W | SPP_N | MISO_W | 2025 | B01 | 10 | 10 | 750 | 750 | 749.32 | 748.56 | 4240.59 | 3112.54 | 29.9599 | 4.6412 | 1.5431 | 0.079936 | 4.6335 | 1.5445
SPP_N_2_MISO_W | SPP_N | MISO_W | 2025 | B02 | 25 | 25 | 750 | 0.64 | 749.53 | 749.01 | 0.84 | 1.73 | 0 | 3.1099 | 1.0327 | 0 | 4.6335 | 1.5445
SPP_N_2_MISO_W | SPP_N | MISO_W | 2025 | B03 | 75 | 75 | 750 | 0 | 0.46 | 0.41 | 0.09 | 0.16 | 0 | 0 | 0 | 0 | 4.6335 | 1.5445
SPP_N_2_MISO_W | SPP_N | MISO_W | 2025 | B04 | 100 | 100 | 750 | 0 | 0.08 | 0.05 | 0.04 | 0.05 | 0 | 0 | 0 | 0 | 4.6335 | 1.5445
SPP_N_2_MISO_W | SPP_N | MISO_W | 2025 | B05 | 200 | 200 | 750 | 0 | 0.06 | 0.03 | 0.03 | 0.03 | 0 | 0 | 0 | 0 | 4.6335 | 1.5445
SPP_N_2_MISO_W | SPP_N | MISO_W | 2025 | B06 | 300 | 300 | 750 | 0 | 0.28 | 0.03 | 0.02 | 0.02 | 0 | 0 | 0 | 0 | 4.6335 | 1.5445
SPP_N_2_MISO_W | SPP_N | MISO_W | 2025 | B07 | 400 | 400 | 750 | 0.05 | 0.02 | 0.02 | 0.01 | 0.01 | 0 | 0 | 0 | 0 | 4.6335 | 1.5445
SPP_N_2_MISO_W | SPP_N | MISO_W | 2025 | B08 | 500 | 500 | 750 | 0 | 0.01 | 0.02 | 0.01 | 0.01 | 0 | 0 | 0 | 0 | 4.6335 | 1.5445
SPP_N_2_MISO_W | SPP_N | MISO_W | 2025 | B09 | 800 | 0 | 750 | 0 | 0 | 0.04 | 0 | 0.02 | 0 | 0 | 0 | 0 | 4.6335 | 1.5445
SPP_N_2_MISO_W | SPP_N | MISO_W | 2025 | B10 | 1262 | 1262 | 750 | 0 | 749.95 | 745.43 | 0.01 | 0.02 | 0 | 0.62911 | 0.01187 | 0 | 4.6335 | 1.5445
SPP_N_2_MISO_W | SPP_N | MISO_W | 2025 | B11 | 25 | 25 | 750 | 308.15 | 84.42 | 1.01 | 0.3 | 0.48 | 0 | 0 | 0 | 0 | 4.6335 | 1.5445
SPP_N_2_MISO_W | SPP_N | MISO_W | 2025 | B12 | 200 | 200 | 750 | 0 | 749.95 | 749.9 | 0.23 | 0.5 | 0 | 3.8578 | 1.282 | 0 | 4.6335 | 1.5445
SPP_N_2_MISO_W | SPP_N | MISO_W | 2025 | B13 | 600 | 600 | 750 | 178.93 | 749.98 | 749.96 | 0.08 | 0.18 | 0 | 3.8934 | 1.282 | 0 | 4.6335 | 1.5445
SPP_N_2_MISO_W | SPP_N | MISO_W | 2025 | B14 | 900 | 900 | 750 | 750 | 749.99 | 749.97 | 583 | 0.1 | 6.9914 | 4.6293 | 1.0446 | 1.6788 | 4.6335 | 1.5445
SPP_N_2_MISO_W | SPP_N | MISO_W | 2025 | B15 | 1203 | 1203 | 750 | 750 | 749.99 | 749.98 | 0.04 | 0.1 | 7.0152 | 3.2168 | 1.282 | 2.2517 | 4.6335 | 1.5445
SPP_N_2_MISO_W | SPP_N | MISO_W | 2025 | B16 | 25 | 25 | 750 | 0 | 749.64 | 748.73 | 1.55 | 1.31 | 0 | 3.8459 | 0.70033 | 0 | 4.6335 | 1.5445
SPP_N_2_MISO_W | SPP_N | MISO_W | 2025 | B17 | 100 | 100 | 750 | 109.45 | 749.91 | 749.8 | 0.48 | 1 | 0 | 3.8578 | 1.282 | 0 | 4.6335 | 1.5445
SPP_N_2_MISO_W | SPP_N | MISO_W | 2025 | B18 | 400 | 400 | 750 | 0 | 749.98 | 749.95 | 0.12 | 0.26 | 0 | 3.8578 | 1.282 | 0 | 4.6335 | 1.5445
SPP_N_2_MISO_W | SPP_N | MISO_W | 2025 | B19 | 700 | 700 | 750 | 750 | 749.99 | 749.97 | 0.08 | 0.16 | 2.2672 | 3.9883 | 1.282 | 0.42343 | 4.6335 | 1.5445
SPP_N_2_MISO_W | SPP_N | MISO_W | 2025 | B20 | 935 | 935 | 750 | 750 | 749.99 | 749.98 | 0.03 | 0.12 | 6.9914 | 2.7657 | 1.282 | 1.7441 | 4.6335 | 1.5445
SPP_N_2_MISO_W | SPP_N | MISO_W | 2030 | B01 | 10 | 10 | 750 | 750 | 749.63 | 749.22 | 3.68 | 8.39 | 37.343 | 11.1697 | 3.7272 | 0.12252 | 12.2112 | 4.0704
SPP_N_2_MISO_W | SPP_N | MISO_W | 2030 | B02 | 25 | 25 | 750 | 0.63 | 749.7 | 2.19 | 0.32 | 0.35 | 0 | 6.7066 | 0 | 0 | 12.2112 | 4.0704
SPP_N_2_MISO_W | SPP_N | MISO_W | 2030 | B03 | 75 | 75 | 750 | 0 | 31.97 | 0.25 | 0.05 | 0.09 | 0 | 0 | 0 | 0 | 12.2112 | 4.0704
SPP_N_2_MISO_W | SPP_N | MISO_W | 2030 | B04 | 100 | 100 | 750 | 0 | 0.1 | 0.07 | 0.03 | 0.04 | 0 | 0 | 0 | 0 | 12.2112 | 4.0704
SPP_N_2_MISO_W | SPP_N | MISO_W | 2030 | B05 | 200 | 200 | 750 | 0.12 | 0.09 | 0.07 | 0.02 | 0.03 | 0 | 0 | 0 | 0 | 12.2112 | 4.0704
SPP_N_2_MISO_W | SPP_N | MISO_W | 2030 | B06 | 300 | 300 | 750 | 0.07 | 0.09 | 0.07 | 0.01 | 0.02 | 0 | 0 | 0 | 0 | 12.2112 | 4.0704
SPP_N_2_MISO_W | SPP_N | MISO_W | 2030 | B07 | 400 | 400 | 750 | 0 | 0.01 | 0.02 | 0.01 | 0.01 | 0 | 0 | 0 | 0 | 12.2112 | 4.0704
SPP_N_2_MISO_W | SPP_N | MISO_W | 2030 | B08 | 500 | 0 | 750 | 0 | 0.01 | 0.03 | 0 | 0.01 | 0 | 0 | 0 | 0 | 12.2112 | 4.0704
SPP_N_2_MISO_W | SPP_N | MISO_W | 2030 | B09 | 800 | 800 | 750 | 0 | 8.34 | 0.02 | 0.01 | 0.01 | 0 | 0 | 0 | 0 | 12.2112 | 4.0704
SPP_N_2_MISO_W | SPP_N | MISO_W | 2030 | B10 | 1262 | 0 | 750 | 0 | 749.98 | 749.97 | 0 | 0.01 | 0 | 1.9942 | 0.91399 | 0 | 12.2112 | 4.0704
SPP_N_2_MISO_W | SPP_N | MISO_W | 2030 | B11 | 25 | 25 | 750 | 0 | 83.11 | 1.14 | 0.17 | 0.31 | 0 | 0 | 0 | 0 | 12.2112 | 4.0704
SPP_N_2_MISO_W | SPP_N | MISO_W | 2030 | B12 | 200 | 200 | 750 | 0 | 749.96 | 749.92 | 0.04 | 0.1 | 0 | 6.6947 | 1.8161 | 0 | 12.2112 | 4.0704
SPP_N_2_MISO_W | SPP_N | MISO_W | 2030 | B13 | 600 | 600 | 750 | 0 | 749.98 | 749.94 | 0.01 | 0.02 | 0 | 4.7599 | 0.91399 | 0 | 12.2112 | 4.0704
SPP_N_2_MISO_W | SPP_N | MISO_W | 2030 | B14 | 900 | 900 | 750 | 750 | 749.99 | 749.96 | 0.02 | 0.02 | 12.8908 | 8.5345 | 0.91399 | 3.8063 | 12.2112 | 4.0704
SPP_N_2_MISO_W | SPP_N | MISO_W | 2030 | B15 | 1203 | 1203 | 750 | 750 | 750 | 749.99 | 0.01 | 0.08 | 13.603 | 9.1636 | 3.7272 | 5.3689 | 12.2112 | 4.0704
SPP_N_2_MISO_W | SPP_N | MISO_W | 2030 | B16 | 25 | 25 | 750 | 0 | 749.69 | 748.78 | 0.3 | 0.47 | 0 | 5.4009 | 0.91399 | 0 | 12.2112 | 4.0704
SPP_N_2_MISO_W | SPP_N | MISO_W | 2030 | B17 | 100 | 100 | 750 | 0 | 749.95 | 749.66 | 0.14 | 0.12 | 0 | 8.9025 | 0.91399 | 0 | 12.2112 | 4.0704
SPP_N_2_MISO_W | SPP_N | MISO_W | 2030 | B18 | 400 | 400 | 750 | 0 | 749.97 | 749.91 | 0.02 | 0.03 | 0 | 4.107 | 0.91399 | 0 | 12.2112 | 4.0704
SPP_N_2_MISO_W | SPP_N | MISO_W | 2030 | B19 | 700 | 700 | 750 | 0.03 | 749.99 | 749.96 | 0.02 | 0.02 | 0 | 7.7392 | 0.96147 | 0 | 12.2112 | 4.0704
SPP_N_2_MISO_W | SPP_N | MISO_W | 2030 | B20 | 935 | 935 | 750 | 750 | 749.99 | 749.99 | 0.03 | 0.11 | 22.7667 | 10.3744 | 3.7272 | 6.9839 | 12.2112 | 4.0704
SPP_N_2_MISO_W | SPP_N | MISO_W | 2035 | B01 | 10 | 10 | 750 | 750 | 749.88 | 749.71 | 6761.96 | 6.49 | 93.9748 | 41.1177 | 13.1994 | 0.15507 | 41.1142 | 13.7047
SPP_N_2_MISO_W | SPP_N | MISO_W | 2035 | B02 | 25 | 25 | 750 | 748.83 | 749.93 | 749.8 | 0.27 | 0.36 | 0.01187 | 31.135 | 7.49 | 4.8969e-05 | 41.1142 | 13.7047
SPP_N_2_MISO_W | SPP_N | MISO_W | 2035 | B03 | 75 | 75 | 750 | 0.36 | 28.83 | 0.76 | 0.02 | 0.05 | 0 | 0 | 0 | 0 | 41.1142 | 13.7047
SPP_N_2_MISO_W | SPP_N | MISO_W | 2035 | B04 | 100 | 100 | 750 | 749.75 | 734.79 | 23.72 | 0.02 | 0.04 | 0.01187 | 0.03561 | 0 | 0.00019587 | 41.1142 | 13.7047
SPP_N_2_MISO_W | SPP_N | MISO_W | 2035 | B05 | 200 | 200 | 750 | 750 | 18.72 | 1.03 | 0.01 | 0.02 | 4.0002 | 0 | 0 | 0.13202 | 41.1142 | 13.7047
SPP_N_2_MISO_W | SPP_N | MISO_W | 2035 | B06 | 300 | 300 | 750 | 296.51 | 0.05 | 0.03 | 0.01 | 0.01 | 0 | 0 | 0 | 0 | 41.1142 | 13.7047
SPP_N_2_MISO_W | SPP_N | MISO_W | 2035 | B07 | 400 | 0 | 750 | 0 | 0.01 | 0.01 | 0 | 0.01 | 0 | 0 | 0 | 0 | 41.1142 | 13.7047
SPP_N_2_MISO_W | SPP_N | MISO_W | 2035 | B08 | 500 | 0 | 750 | 0 | 749.98 | 749.95 | 0 | 0.01 | 0 | 6.9914 | 1.7211 | 0 | 41.1142 | 13.7047
SPP_N_2_MISO_W | SPP_N | MISO_W | 2035 | B09 | 800 | 800 | 750 | 0 | 750 | 749.97 | 0.01 | 0.01 | 0 | 30.5534 | 1.9823 | 0 | 41.1142 | 13.7047
SPP_N_2_MISO_W | SPP_N | MISO_W | 2035 | B10 | 1262 | 1262 | 750 | 750 | 750 | 750 | 0.01 | 0.02 | 6.9914 | 37.4261 | 11.3833 | 1.456 | 41.1142 | 13.7047
SPP_N_2_MISO_W | SPP_N | MISO_W | 2035 | B11 | 25 | 25 | 750 | 1.06 | 749.93 | 749.66 | 0.21 | 0.23 | 0 | 28.0013 | 4.2732 | 0 | 41.1142 | 13.7047
SPP_N_2_MISO_W | SPP_N | MISO_W | 2035 | B12 | 200 | 200 | 750 | 188.49 | 749.99 | 749.98 | 0.2 | 0.09 | 0 | 39.3847 | 10.588 | 0 | 41.1142 | 13.7047
SPP_N_2_MISO_W | SPP_N | MISO_W | 2035 | B13 | 600 | 600 | 750 | 750 | 750 | 749.99 | 915.68 | 0.03 | 36.5477 | 41.1177 | 11.3833 | 3.6186 | 41.1142 | 13.7047
SPP_N_2_MISO_W | SPP_N | MISO_W | 2035 | B14 | 900 | 900 | 750 | 750 | 750 | 750 | 0.08 | 0.03 | 71.5998 | 39.3847 | 11.8819 | 10.6336 | 41.1142 | 13.7047
SPP_N_2_MISO_W | SPP_N | MISO_W | 2035 | B15 | 1203 | 1203 | 750 | 750 | 750 | 750 | 9481.36 | 0.02 | 57.5932 | 41.1177 | 11.8819 | 11.4331 | 41.1142 | 13.7047
SPP_N_2_MISO_W | SPP_N | MISO_W | 2035 | B16 | 25 | 25 | 750 | 750 | 749.95 | 749.86 | 1.26 | 0.79 | 81.8318 | 39.4084 | 11.3952 | 0.33759 | 41.1142 | 13.7047
SPP_N_2_MISO_W | SPP_N | MISO_W | 2035 | B17 | 100 | 100 | 750 | 750 | 749.99 | 749.96 | 1321.49 | 0.21 | 92.0281 | 41.1177 | 11.4071 | 1.5186 | 41.1142 | 13.7047
SPP_N_2_MISO_W | SPP_N | MISO_W | 2035 | B18 | 400 | 400 | 750 | 536.68 | 750 | 749.99 | 45.92 | 0.05 | 0 | 41.1058 | 11.3833 | 0 | 41.1142 | 13.7047
SPP_N_2_MISO_W | SPP_N | MISO_W | 2035 | B19 | 700 | 700 | 750 | 750 | 750 | 749.99 | 0.15 | 0.03 | 98.1293 | 40.0138 | 11.4071 | 11.3351 | 41.1142 | 13.7047
SPP_N_2_MISO_W | SPP_N | MISO_W | 2035 | B20 | 935 | 935 | 750 | 750 | 750 | 750 | 10642.09 | 0.03 | 92.0281 | 41.1177 | 11.8819 | 14.1991 | 41.1142 | 13.7047
SPP_N_2_MISO_W | SPP_N | MISO_W | 2040 | B01 | 10 | 10 | 750 | 750 | 749.87 | 749.69 | 3472.6 | 2408.54 | 124.7656 | 47.6699 | 15.8939 | 0.18804 | 47.6636 | 15.8879
SPP_N_2_MISO_W | SPP_N | MISO_W | 2040 | B02 | 25 | 25 | 750 | 471.54 | 749.93 | 749.84 | 0.43 | 0.7 | 0 | 39.3728 | 12.4991 | 0 | 47.6636 | 15.8879
SPP_N_2_MISO_W | SPP_N | MISO_W | 2040 | B03 | 75 | 75 | 750 | 0.48 | 726.08 | 0.93 | 0.02 | 0.05 | 0 | 0.02374 | 0 | 0 | 47.6636 | 15.8879
SPP_N_2_MISO_W | SPP_N | MISO_W | 2040 | B04 | 100 | 100 | 750 | 750 | 743.17 | 0.08 | 0.02 | 0.03 | 58.2698 | 0.05935 | 0 | 0.87822 | 47.6636 | 15.8879
SPP_N_2_MISO_W | SPP_N | MISO_W | 2040 | B05 | 200 | 200 | 750 | 750 | 0.32 | 0.04 | 0.01 | 0.02 | 10.8611 | 0 | 0 | 0.32739 | 47.6636 | 15.8879
SPP_N_2_MISO_W | SPP_N | MISO_W | 2040 | B06 | 300 | 300 | 750 | 506.8 | 0.07 | 0.02 | 0.01 | 0.01 | 0 | 0 | 0 | 0 | 47.6636 | 15.8879
SPP_N_2_MISO_W | SPP_N | MISO_W | 2040 | B07 | 400 | 0 | 750 | 0 | 0.02 | 0.02 | 0 | 0.01 | 0 | 0 | 0 | 0 | 47.6636 | 15.8879
SPP_N_2_MISO_W | SPP_N | MISO_W | 2040 | B08 | 500 | 500 | 750 | 0 | 750 | 749.98 | 0.01 | 0.01 | 0 | 36.6546 | 6.0418 | 0 | 47.6636 | 15.8879
SPP_N_2_MISO_W | SPP_N | MISO_W | 2040 | B09 | 800 | 800 | 750 | 0 | 750 | 749.99 | 0.01 | 0.02 | 0 | 39.0523 | 10.5168 | 0 | 47.6636 | 15.8879
SPP_N_2_MISO_W | SPP_N | MISO_W | 2040 | B10 | 1262 | 1262 | 750 | 750 | 750 | 750 | 10978.72 | 1060.33 | 25.2475 | 47.6581 | 15.8821 | 4.8022 | 47.6636 | 15.8879
SPP_N_2_MISO_W | SPP_N | MISO_W | 2040 | B11 | 25 | 25 | 750 | 1.4 | 749.93 | 749.68 | 0.43 | 0.28 | 0 | 40.358 | 6.0537 | 0 | 47.6636 | 15.8879
SPP_N_2_MISO_W | SPP_N | MISO_W | 2040 | B12 | 200 | 200 | 750 | 750 | 749.99 | 749.98 | 7474.99 | 0.7 | 35.0996 | 47.6699 | 15.4904 | 1.058 | 47.6636 | 15.8879
SPP_N_2_MISO_W | SPP_N | MISO_W | 2040 | B13 | 600 | 600 | 750 | 750 | 750 | 749.99 | 10967.7 | 0.3 | 124.1365 | 47.6581 | 15.5734 | 11.2256 | 47.6636 | 15.8879
SPP_N_2_MISO_W | SPP_N | MISO_W | 2040 | B14 | 900 | 900 | 750 | 750 | 750 | 750 | 16536.89 | 5.68 | 74.4843 | 47.6581 | 15.8821 | 10.1034 | 47.6636 | 15.8879
SPP_N_2_MISO_W | SPP_N | MISO_W | 2040 | B15 | 1203 | 1203 | 750 | 750 | 750 | 750 | 15388.86 | 4942.3 | 60.4777 | 47.6581 | 15.8821 | 10.9653 | 47.6636 | 15.8879
SPP_N_2_MISO_W | SPP_N | MISO_W | 2040 | B16 | 25 | 25 | 750 | 750 | 749.94 | 749.87 | 3.97 | 4.99 | 67.6946 | 46.9933 | 15.4904 | 0.25507 | 47.6636 | 15.8879
SPP_N_2_MISO_W | SPP_N | MISO_W | 2040 | B17 | 100 | 100 | 750 | 750 | 749.99 | 749.97 | 8535.68 | 1.62 | 67.6946 | 47.6699 | 15.5734 | 1.0203 | 47.6636 | 15.8879
SPP_N_2_MISO_W | SPP_N | MISO_W | 2040 | B18 | 400 | 400 | 750 | 750 | 750 | 749.99 | 6495.24 | 0.44 | 36.156 | 47.6581 | 15.5734 | 2.1797 | 47.6636 | 15.8879
SPP_N_2_MISO_W | SPP_N | MISO_W | 2040 | B19 | 700 | 700 | 750 | 750 | 750 | 749.99 | 9413.97 | 0.27 | 113.9876 | 47.6581 | 15.5734 | 12.0258 | 47.6636 | 15.8879
SPP_N_2_MISO_W | SPP_N | MISO_W | 2040 | B20 | 935 | 935 | 750 | 750 | 750 | 750 | 14684.28 | 2660.68 | 60.4777 | 47.6581 | 15.8821 | 8.5225 | 47.6636 | 15.8879
SPP_N_2_MISO_W | SPP_N | MISO_W | 2045 | B01 | 10 | 10 | 750 | 750 | 749.77 | 749.49 | 7377.8 | 6760.77 | 226.5271 | 36.2154 | 12.0718 | 0.35202 | 36.1984 | 12.0661
SPP_N_2_MISO_W | SPP_N | MISO_W | 2045 | B02 | 25 | 25 | 750 | 438.02 | 749.9 | 749.78 | 9.3 | 11.06 | 0 | 35.9068 | 11.8819 | 0 | 36.1984 | 12.0661
SPP_N_2_MISO_W | SPP_N | MISO_W | 2045 | B03 | 75 | 75 | 750 | 0.53 | 28.6 | 0.23 | 0.04 | 0.07 | 0 | 0 | 0 | 0 | 36.1984 | 12.0661
SPP_N_2_MISO_W | SPP_N | MISO_W | 2045 | B04 | 100 | 100 | 750 | 750 | 0.16 | 0.13 | 0.03 | 0.05 | 2.1603 | 0 | 0 | 0.033572 | 36.1984 | 12.0661
SPP_N_2_MISO_W | SPP_N | MISO_W | 2045 | B05 | 200 | 200 | 750 | 691.28 | 0.46 | 0.04 | 0.01 | 0.02 | 0 | 0 | 0 | 0 | 36.1984 | 12.0661
SPP_N_2_MISO_W | SPP_N | MISO_W | 2045 | B06 | 300 | 300 | 750 | 0 | 0.03 | 0.02 | 0.01 | 0.01 | 0 | 0 | 0 | 0 | 36.1984 | 12.0661
SPP_N_2_MISO_W | SPP_N | MISO_W | 2045 | B07 | 400 | 400 | 750 | 0 | 0.03 | 0.04 | 0.01 | 0.01 | 0 | 0 | 0 | 0 | 36.1984 | 12.0661
SPP_N_2_MISO_W | SPP_N | MISO_W | 2045 | B08 | 500 | 500 | 750 | 0 | 749.99 | 749.98 | 0.02 | 0.03 | 0 | 27.6334 | 5.9587 | 0 | 36.1984 | 12.0661
SPP_N_2_MISO_W | SPP_N | MISO_W | 2045 | B09 | 800 | 800 | 750 | 0.06 | 750 | 749.99 | 0.46 | 0.83 | 0 | 35.9068 | 11.965 | 0 | 36.1984 | 12.0661
SPP_N_2_MISO_W | SPP_N | MISO_W | 2045 | B10 | 1262 | 1262 | 750 | 750 | 750 | 749.99 | 5214.12 | 0.65 | 39.0404 | 36.2035 | 11.965 | 7.6564 | 36.1984 | 12.0661
SPP_N_2_MISO_W | SPP_N | MISO_W | 2045 | B11 | 25 | 25 | 750 | 1.66 | 749.87 | 749.69 | 0.52 | 0.88 | 0 | 27.6452 | 8.0716 | 0 | 36.1984 | 12.0661
SPP_N_2_MISO_W | SPP_N | MISO_W | 2045 | B12 | 200 | 200 | 750 | 750 | 749.99 | 749.97 | 9192.76 | 3.65 | 108.6936 | 36.2035 | 11.965 | 3.3782 | 36.1984 | 12.0661
SPP_N_2_MISO_W | SPP_N | MISO_W | 2045 | B13 | 600 | 600 | 750 | 750 | 750 | 749.99 | 8753.06 | 1.28 | 66.9349 | 36.2035 | 11.965 | 6.241 | 36.1984 | 12.0661
SPP_N_2_MISO_W | SPP_N | MISO_W | 2045 | B14 | 900 | 900 | 750 | 750 | 750 | 749.99 | 15591.61 | 3229.45 | 37.3312 | 36.2035 | 12.0718 | 5.2211 | 36.1984 | 12.0661
SPP_N_2_MISO_W | SPP_N | MISO_W | 2045 | B15 | 1203 | 1203 | 750 | 750 | 750 | 749.99 | 5268.36 | 0.69 | 37.3074 | 36.2035 | 11.965 | 6.9745 | 36.1984 | 12.0661
SPP_N_2_MISO_W | SPP_N | MISO_W | 2045 | B16 | 25 | 25 | 750 | 750 | 749.9 | 749.78 | 4949.54 | 22.45 | 37.3193 | 36.2035 | 11.9768 | 0.14499 | 36.1984 | 12.0661
SPP_N_2_MISO_W | SPP_N | MISO_W | 2045 | B17 | 100 | 100 | 750 | 750 | 749.97 | 749.94 | 3785.38 | 6.78 | 62.8279 | 36.2035 | 11.9768 | 0.97635 | 36.1984 | 12.0661
SPP_N_2_MISO_W | SPP_N | MISO_W | 2045 | B18 | 400 | 400 | 750 | 750 | 749.99 | 749.98 | 7052.8 | 1.85 | 66.9112 | 36.2035 | 11.965 | 4.1592 | 36.1984 | 12.0661
SPP_N_2_MISO_W | SPP_N | MISO_W | 2045 | B19 | 700 | 700 | 750 | 750 | 750 | 749.99 | 10622.28 | 1.13 | 70.8283 | 36.2035 | 11.965 | 7.7047 | 36.1984 | 12.0661
SPP_N_2_MISO_W | SPP_N | MISO_W | 2045 | B20 | 935 | 935 | 750 | 750 | 750 | 749.99 | 5284.76 | 0.85 | 37.3193 | 36.2035 | 11.965 | 5.4225 | 36.1984 | 12.0661
SPP_N_2_MISO_W | SPP_N | MISO_W | 2050 | B01 | 10 | 10 | 750 | 750 | 749.84 | 749.63 | 13058.36 | 14652.05 | 551.4921 | 22.5411 | 7.5137 | 0.67585 | 22.5363 | 7.5121
SPP_N_2_MISO_W | SPP_N | MISO_W | 2050 | B02 | 25 | 25 | 750 | 750 | 749.93 | 749.84 | 4.09 | 4.93 | 155.3071 | 21.9951 | 7.2644 | 0.47582 | 22.5363 | 7.5121
SPP_N_2_MISO_W | SPP_N | MISO_W | 2050 | B03 | 75 | 75 | 750 | 750 | 749.92 | 749.92 | 0.04 | 0.18 | 13.4131 | 9.2467 | 5.0804 | 0.12328 | 22.5363 | 7.5121
SPP_N_2_MISO_W | SPP_N | MISO_W | 2050 | B04 | 100 | 100 | 750 | 750 | 0.2 | 0.06 | 0.02 | 0.03 | 2.3028 | 0 | 0 | 0.02822 | 22.5363 | 7.5121
SPP_N_2_MISO_W | SPP_N | MISO_W | 2050 | B05 | 200 | 200 | 750 | 390.06 | 21.66 | 0.49 | 0.01 | 0.02 | 0 | 0 | 0 | 0 | 22.5363 | 7.5121
SPP_N_2_MISO_W | SPP_N | MISO_W | 2050 | B06 | 300 | 300 | 750 | 750 | 321.17 | 359.13 | 0.01 | 0.02 | 14.3627 | 0 | 0 | 0.52804 | 22.5363 | 7.5121
SPP_N_2_MISO_W | SPP_N | MISO_W | 2050 | B07 | 400 | 400 | 750 | 0 | 749.98 | 749.98 | 0.02 | 0.04 | 0 | 16.9741 | 5.0804 | 0 | 22.5363 | 7.5121
SPP_N_2_MISO_W | SPP_N | MISO_W | 2050 | B08 | 500 | 500 | 750 | 750 | 750 | 749.99 | 6361.85 | 0.26 | 2.0654 | 22.5411 | 7.2644 | 0.12656 | 22.5363 | 7.5121
SPP_N_2_MISO_W | SPP_N | MISO_W | 2050 | B09 | 800 | 800 | 750 | 750 | 750 | 749.99 | 10868.16 | 1340.71 | 40.9396 | 22.5411 | 7.5137 | 4.0137 | 22.5363 | 7.5121
SPP_N_2_MISO_W | SPP_N | MISO_W | 2050 | B10 | 1262 | 1262 | 750 | 750 | 750 | 749.99 | 2705.45 | 0.01 | 19.7635 | 22.5411 | 5.0922 | 3.0566 | 22.5363 | 7.5121
SPP_N_2_MISO_W | SPP_N | MISO_W | 2050 | B11 | 25 | 25 | 750 | 750 | 749.93 | 749.84 | 3877.4 | 4.7 | 92.7166 | 22.5411 | 7.2644 | 0.28406 | 22.5363 | 7.5121
SPP_N_2_MISO_W | SPP_N | MISO_W | 2050 | B12 | 200 | 200 | 750 | 750 | 749.99 | 749.98 | 11895.74 | 3456.36 | 11.2053 | 22.5411 | 7.5137 | 0.27464 | 22.5363 | 7.5121
SPP_N_2_MISO_W | SPP_N | MISO_W | 2050 | B13 | 600 | 600 | 750 | 750 | 750 | 749.99 | 13009.97 | 1863.63 | 25.5205 | 22.5411 | 7.5137 | 1.8765 | 22.5363 | 7.5121
SPP_N_2_MISO_W | SPP_N | MISO_W | 2050 | B14 | 900 | 900 | 750 | 750 | 750 | 749.99 | 11159.74 | 0.16 | 26.5057 | 22.5411 | 7.2763 | 2.9234 | 22.5363 | 7.5121
SPP_N_2_MISO_W | SPP_N | MISO_W | 2050 | B15 | 1203 | 1203 | 750 | 750 | 750 | 750 | 10482.3 | 0.12 | 26.482 | 22.5411 | 7.2644 | 3.9041 | 22.5363 | 7.5121
SPP_N_2_MISO_W | SPP_N | MISO_W | 2050 | B16 | 25 | 25 | 750 | 750 | 749.93 | 749.78 | 13421.92 | 0.61 | 41.3907 | 22.5411 | 5.0804 | 0.12681 | 22.5363 | 7.5121
SPP_N_2_MISO_W | SPP_N | MISO_W | 2050 | B17 | 100 | 100 | 750 | 750 | 749.98 | 749.96 | 6235.62 | 1.22 | 54.7563 | 22.5411 | 7.2644 | 0.67103 | 22.5363 | 7.5121
SPP_N_2_MISO_W | SPP_N | MISO_W | 2050 | B18 | 400 | 400 | 750 | 750 | 750 | 749.99 | 10549.36 | 0.33 | 6.9914 | 22.5411 | 7.2644 | 0.34272 | 22.5363 | 7.5121
SPP_N_2_MISO_W | SPP_N | MISO_W | 2050 | B19 | 700 | 700 | 750 | 750 | 750 | 749.99 | 12705.84 | 362.73 | 68.478 | 22.5411 | 7.5137 | 5.8743 | 22.5363 | 7.5121
SPP_N_2_MISO_W | SPP_N | MISO_W | 2050 | B20 | 935 | 935 | 750 | 750 | 750 | 749.99 | 9959.76 | 0.08 | 41.3907 | 22.5411 | 6.9914 | 4.7427 | 22.5363 | 7.5121
SPP_N_2_NE | SPP_N | NE | 2015 | B01 | 10 | 10 | 330 | 0.02 | 2.34 | 4.76 | 3.03 | 6.71 | 0 | 0.01187 | 0.01187 | 0 | 0 | 0
SPP_N_2_NE | SPP_N | NE | 2015 | B02 | 25 | 25 | 330 | 0 | 0.62 | 8.79 | 0.82 | 11.59 | 0 | 0 | 0 | 0 | 0 | 0
SPP_N_2_NE | SPP_N | NE | 2015 | B03 | 75 | 75 | 330 | 0 | 16.65 | 5.16 | 20.85 | 5.44 | 0 | 0 | 0 | 0 | 0 | 0
SPP_N_2_NE | SPP_N | NE | 2015 | B04 | 100 | 100 | 330 | 0.05 | 5.67 | 4.37 | 5.98 | 4.79 | 0 | 0 | 0 | 0 | 0 | 0
SPP_N_2_NE | SPP_N | NE | 2015 | B05 | 200 | 200 | 330 | 0.01 | 2.1 | 1.53 | 2.05 | 1.58 | 0 | 0 | 0 | 0 | 0 | 0
SPP_N_2_NE | SPP_N | NE | 2015 | B06 | 300 | 300 | 330 | 0 | 0.04 | 0.08 | 0.05 | 0.1 | 0 | 0 | 0 | 0 | 0 | 0
SPP_N_2_NE | SPP_N | NE | 2015 | B07 | 400 | 400 | 330 | 0 | 0.03 | 0.06 | 0.03 | 0.08 | 0 | 0 | 0 | 0 | 0 | 0
SPP_N_2_NE | SPP_N | NE | 2015 | B08 | 500 | 500 | 330 | 0 | 0.05 | 1.04 | 0.07 | 1.09 | 0 | 0 | 0 | 0 | 0 | 0
SPP_N_2_NE | SPP_N | NE | 2015 | B09 | 800 | 800 | 330 | 0.01 | 0.92 | 0.69 | 0.94 | 0.71 | 0 | 0 | 0 | 0 | 0 | 0
SPP_N_2_NE | SPP_N | NE | 2015 | B10 | 1262 | 1262 | 330 | 0 | 0.01 | 0.02 | 0.01 | 0.02 | 0 | 0 | 0 | 0 | 0 | 0
SPP_N_2_NE | SPP_N | NE | 2015 | B11 | 25 | 25 | 330 | 0 | 10.82 | 10.07 | 12.28 | 11.65 | 0 | 0 | 0 | 0 | 0 | 0
SPP_N_2_NE | SPP_N | NE | 2015 | B12 | 200 | 200 | 330 | 0.03 | 3.08 | 2.5 | 3.23 | 2.89 | 0 | 0 | 0 | 0 | 0 | 0
SPP_N_2_NE | SPP_N | NE | 2015 | B13 | 600 | 600 | 330 | 0.01 | 1.26 | 0.95 | 1.4 | 1.07 | 0 | 0 | 0 | 0 | 0 | 0
SPP_N_2_NE | SPP_N | NE | 2015 | B14 | 900 | 900 | 330 | 0.01 | 0.87 | 0.65 | 0.95 | 0.71 | 0 | 0 | 0 | 0 | 0 | 0
SPP_N_2_NE | SPP_N | NE | 2015 | B15 | 1203 | 1203 | 330 | 0 | 0.66 | 0.49 | 0.69 | 0.51 | 0 | 0 | 0 | 0 | 0 | 0
SPP_N_2_NE | SPP_N | NE | 2015 | B16 | 25 | 25 | 330 | 0 | 0.41 | 13.56 | 0.6 | 13.52 | 0 | 0 | 0 | 0 | 0 | 0
SPP_N_2_NE | SPP_N | NE | 2015 | B17 | 100 | 100 | 330 | 0.06 | 5.32 | 4.3 | 5.29 | 4.64 | 0 | 0 | 0 | 0 | 0 | 0
SPP_N_2_NE | SPP_N | NE | 2015 | B18 | 400 | 400 | 330 | 0.01 | 1.6 | 1.21 | 1.59 | 1.23 | 0 | 0 | 0 | 0 | 0 | 0
SPP_N_2_NE | SPP_N | NE | 2015 | B19 | 700 | 700 | 330 | 0.01 | 0.98 | 0.72 | 0.97 | 0.73 | 0 | 0 | 0 | 0 | 0 | 0
SPP_N_2_NE | SPP_N | NE | 2015 | B20 | 935 | 935 | 330 | 0 | 0.01 | 0.03 | 0.02 | 0.03 | 0 | 0 | 0 | 0 | 0 | 0
SPP_N_2_NE | SPP_N | NE | 2020 | B01 | 10 | 10 | 330 | 310.22 | 159.66 | 63.67 | 736.9 | 79.93 | 0 | 0.01187 | 0.01187 | 0 | 0 | 0
SPP_N_2_NE | SPP_N | NE | 2020 | B02 | 25 | 25 | 330 | 0.51 | 24.42 | 6.46 | 24.64 | 8.11 | 0 | 0 | 0 | 0 | 0 | 0
SPP_N_2_NE | SPP_N | NE | 2020 | B03 | 75 | 75 | 330 | 0.09 | 10.26 | 0.34 | 12.6 | 0.45 | 0 | 0 | 0 | 0 | 0 | 0
SPP_N_2_NE | SPP_N | NE | 2020 | B04 | 100 | 100 | 330 | 0.07 | 7.47 | 0.26 | 8.14 | 0.34 | 0 | 0 | 0 | 0 | 0 | 0
SPP_N_2_NE | SPP_N | NE | 2020 | B05 | 200 | 200 | 330 | 0.07 | 4.09 | 0.14 | 4.7 | 0.17 | 0 | 0 | 0 | 0 | 0 | 0
SPP_N_2_NE | SPP_N | NE | 2020 | B06 | 300 | 300 | 330 | 0.05 | 2.8 | 0.09 | 3.03 | 0.11 | 0 | 0 | 0 | 0 | 0 | 0
SPP_N_2_NE | SPP_N | NE | 2020 | B07 | 400 | 400 | 330 | 0.02 | 0.04 | 0.07 | 0.04 | 0.08 | 0 | 0 | 0 | 0 | 0 | 0
SPP_N_2_NE | SPP_N | NE | 2020 | B08 | 500 | 500 | 330 | 0 | 0.03 | 0.06 | 0.03 | 0.07 | 0 | 0 | 0 | 0 | 0 | 0
SPP_N_2_NE | SPP_N | NE | 2020 | B09 | 800 | 800 | 330 | 0 | 0.02 | 0.04 | 0.02 | 0.04 | 0 | 0 | 0 | 0 | 0 | 0
SPP_N_2_NE | SPP_N | NE | 2020 | B10 | 1262 | 1262 | 330 | 0.01 | 0.01 | 0.02 | 0.01 | 0.03 | 0 | 0 | 0 | 0 | 0 | 0
SPP_N_2_NE | SPP_N | NE | 2020 | B11 | 25 | 25 | 330 | 46.69 | 26.86 | 0.93 | 30.08 | 1.39 | 0 | 0 | 0 | 0 | 0 | 0
SPP_N_2_NE | SPP_N | NE | 2020 | B12 | 200 | 200 | 330 | 0.04 | 0.09 | 0.15 | 0.11 | 0.19 | 0 | 0 | 0 | 0 | 0 | 0
SPP_N_2_NE | SPP_N | NE | 2020 | B13 | 600 | 600 | 330 | 0.01 | 0.02 | 0.05 | 0.03 | 0.06 | 0 | 0 | 0 | 0 | 0 | 0
SPP_N_2_NE | SPP_N | NE | 2020 | B14 | 900 | 900 | 330 | 0.01 | 0.07 | 0.24 | 0.08 | 0.25 | 0 | 0 | 0 | 0 | 0 | 0
SPP_N_2_NE | SPP_N | NE | 2020 | B15 | 1203 | 1203 | 330 | 0.01 | 0.94 | 0.2 | 1.06 | 0.26 | 0 | 0 | 0 | 0 | 0 | 0
SPP_N_2_NE | SPP_N | NE | 2020 | B16 | 25 | 25 | 330 | 0 | 3.94 | 6.29 | 5.77 | 8.86 | 0 | 0 | 0 | 0 | 0 | 0
SPP_N_2_NE | SPP_N | NE | 2020 | B17 | 100 | 100 | 330 | 0 | 1.16 | 1.88 | 1.45 | 2.31 | 0 | 0 | 0 | 0 | 0 | 0
SPP_N_2_NE | SPP_N | NE | 2020 | B18 | 400 | 400 | 330 | 0 | 0.05 | 0.07 | 0.06 | 0.09 | 0 | 0 | 0 | 0 | 0 | 0
SPP_N_2_NE | SPP_N | NE | 2020 | B19 | 700 | 700 | 330 | 0 | 0.08 | 0.04 | 0.09 | 0.05 | 0 | 0 | 0 | 0 | 0 | 0
SPP_N_2_NE | SPP_N | NE | 2020 | B20 | 935 | 935 | 330 | 0 | 0.87 | 0.25 | 0.92 | 0.29 | 0 | 0 | 0 | 0 | 0 | 0
SPP_N_2_NE | SPP_N | NE | 2025 | B01 | 10 | 10 | 330 | 330 | 329.33 | 204.58 | 0.22 | 0.42 | 29.948 | 4.6174 | 0.02374 | 29.948 | 22.461 | 7.487
SPP_N_2_NE | SPP_N | NE | 2025 | B02 | 25 | 25 | 330 | 0.33 | 28.53 | 1.43 | 0.07 | 0.15 | 0 | 0.01187 | 0 | 0 | 22.461 | 7.487
SPP_N_2_NE | SPP_N | NE | 2025 | B03 | 75 | 75 | 330 | 0.11 | 0.46 | 0.37 | 0.02 | 0.05 | 0 | 0 | 0 | 0 | 22.461 | 7.487
SPP_N_2_NE | SPP_N | NE | 2025 | B04 | 100 | 100 | 330 | 0.09 | 5.67 | 0.28 | 0.02 | 0.04 | 0 | 0 | 0 | 0 | 22.461 | 7.487
SPP_N_2_NE | SPP_N | NE | 2025 | B05 | 200 | 200 | 330 | 0.05 | 5.13 | 0.15 | 0.01 | 0.02 | 0 | 0 | 0 | 0 | 22.461 | 7.487
SPP_N_2_NE | SPP_N | NE | 2025 | B06 | 300 | 300 | 330 | 0.03 | 0.31 | 0.1 | 0.01 | 0.01 | 0 | 0 | 0 | 0 | 22.461 | 7.487
SPP_N_2_NE | SPP_N | NE | 2025 | B07 | 400 | 0 | 330 | 0.02 | 3.27 | 0.08 | 0 | 0.01 | 0 | 0 | 0 | 0 | 22.461 | 7.487
SPP_N_2_NE | SPP_N | NE | 2025 | B08 | 500 | 0 | 330 | 0 | 0.03 | 0.06 | 0 | 0.01 | 0 | 0 | 0 | 0 | 22.461 | 7.487
SPP_N_2_NE | SPP_N | NE | 2025 | B09 | 800 | 0 | 330 | 0 | 0.02 | 0.04 | 0 | 0 | 0 | 0 | 0 | 0 | 22.461 | 7.487
SPP_N_2_NE | SPP_N | NE | 2025 | B10 | 1262 | 0 | 330 | 0 | 0.01 | 0.03 | 0 | 0 | 0 | 0 | 0 | 0 | 22.461 | 7.487
SPP_N_2_NE | SPP_N | NE | 2025 | B11 | 25 | 25 | 330 | 0.36 | 33.98 | 1.01 | 0.07 | 0.15 | 0 | 0.01187 | 0 | 0 | 22.461 | 7.487
SPP_N_2_NE | SPP_N | NE | 2025 | B12 | 200 | 200 | 330 | 0 | 0.23 | 0.45 | 0.01 | 0.02 | 0 | 0 | 0 | 0 | 22.461 | 7.487
SPP_N_2_NE | SPP_N | NE | 2025 | B13 | 600 | 0 | 330 | 0.02 | 0.08 | 0.16 | 0 | 0.01 | 0 | 0 | 0 | 0 | 22.461 | 7.487
SPP_N_2_NE | SPP_N | NE | 2025 | B14 | 900 | 0 | 330 | 0.01 | 328.89 | 0.07 | 0 | 0 | 0 | 0.03561 | 0 | 0 | 22.461 | 7.487
SPP_N_2_NE | SPP_N | NE | 2025 | B15 | 1203 | 0 | 330 | 59.94 | 0.03 | 0.08 | 0 | 0 | 0 | 0 | 0 | 0 | 22.461 | 7.487
SPP_N_2_NE | SPP_N | NE | 2025 | B16 | 25 | 25 | 330 | 0 | 1.35 | 1 | 0.07 | 0.15 | 0 | 0.01187 | 0 | 0 | 22.461 | 7.487
SPP_N_2_NE | SPP_N | NE | 2025 | B17 | 100 | 100 | 330 | 0 | 0.45 | 0.85 | 0.02 | 0.04 | 0 | 0 | 0 | 0 | 22.461 | 7.487
SPP_N_2_NE | SPP_N | NE | 2025 | B18 | 400 | 0 | 330 | 0 | 0.12 | 0.24 | 0 | 0.01 | 0 | 0 | 0 | 0 | 22.461 | 7.487
SPP_N_2_NE | SPP_N | NE | 2025 | B19 | 700 | 0 | 330 | 0 | 0.08 | 0.14 | 0 | 0.01 | 0 | 0 | 0 | 0 | 22.461 | 7.487
SPP_N_2_NE | SPP_N | NE | 2025 | B20 | 935 | 0 | 330 | 0.01 | 0.03 | 0.11 | 0 | 0 | 0 | 0 | 0 | 0 | 22.461 | 7.487
SPP_N_2_NE | SPP_N | NE | 2030 | B01 | 10 | 10 | 330 | 330 | 328.94 | 327.87 | 3162.37 | 7739.58 | 37.3312 | 3.4186 | 1.1395 | 0.12248 | 3.4169 | 1.139
SPP_N_2_NE | SPP_N | NE | 2030 | B02 | 25 | 25 | 330 | 0.41 | 39.3 | 0.67 | 0.58 | 0.58 | 0 | 0.01187 | 0 | 0 | 3.4169 | 1.139
SPP_N_2_NE | SPP_N | NE | 2030 | B03 | 75 | 75 | 330 | 0.15 | 15.21 | 0.24 | 0.17 | 0.19 | 0 | 0 | 0 | 0 | 3.4169 | 1.139
SPP_N_2_NE | SPP_N | NE | 2030 | B04 | 100 | 100 | 330 | 0.11 | 11.77 | 0.19 | 0.14 | 0.14 | 0 | 0 | 0 | 0 | 3.4169 | 1.139
SPP_N_2_NE | SPP_N | NE | 2030 | B05 | 200 | 200 | 330 | 0.06 | 5.89 | 0.1 | 0.07 | 0.07 | 0 | 0 | 0 | 0 | 3.4169 | 1.139
SPP_N_2_NE | SPP_N | NE | 2030 | B06 | 300 | 300 | 330 | 0.04 | 4.11 | 0.07 | 0.05 | 0.05 | 0 | 0 | 0 | 0 | 3.4169 | 1.139
SPP_N_2_NE | SPP_N | NE | 2030 | B07 | 400 | 400 | 330 | 0.03 | 0.02 | 0.05 | 0.02 | 0.04 | 0 | 0 | 0 | 0 | 3.4169 | 1.139
SPP_N_2_NE | SPP_N | NE | 2030 | B08 | 500 | 500 | 330 | 0 | 0.02 | 0.04 | 0.01 | 0.03 | 0 | 0 | 0 | 0 | 3.4169 | 1.139
SPP_N_2_NE | SPP_N | NE | 2030 | B09 | 800 | 800 | 330 | 0 | 2.77 | 0.03 | 0.02 | 0.02 | 0 | 0 | 0 | 0 | 3.4169 | 1.139
SPP_N_2_NE | SPP_N | NE | 2030 | B10 | 1262 | 1262 | 330 | 0 | 0.01 | 0.02 | 0.01 | 0.01 | 0 | 0 | 0 | 0 | 3.4169 | 1.139
SPP_N_2_NE | SPP_N | NE | 2030 | B11 | 25 | 25 | 330 | 0.42 | 39.45 | 0.67 | 0.57 | 0.58 | 0 | 0.01187 | 0 | 0 | 3.4169 | 1.139
SPP_N_2_NE | SPP_N | NE | 2030 | B12 | 200 | 200 | 330 | 0 | 0.45 | 0.45 | 0.06 | 0.13 | 0 | 0 | 0 | 0 | 3.4169 | 1.139
SPP_N_2_NE | SPP_N | NE | 2030 | B13 | 600 | 600 | 330 | 0 | 0.08 | 0.05 | 0.02 | 0.03 | 0 | 0 | 0 | 0 | 3.4169 | 1.139
SPP_N_2_NE | SPP_N | NE | 2030 | B14 | 900 | 900 | 330 | 330 | 329.93 | 0.03 | 0.02 | 0.02 | 5.8757 | 0.75968 | 0 | 1.7349 | 3.4169 | 1.139
SPP_N_2_NE | SPP_N | NE | 2030 | B15 | 1203 | 1203 | 330 | 330 | 329.97 | 329.97 | 0.02 | 7392.05 | 6.5879 | 1.4007 | 1.1277 | 2.6001 | 3.4169 | 1.139
SPP_N_2_NE | SPP_N | NE | 2030 | B16 | 25 | 25 | 330 | 0 | 0.67 | 0.67 | 0.37 | 0.57 | 0 | 0.01187 | 0 | 0 | 3.4169 | 1.139
SPP_N_2_NE | SPP_N | NE | 2030 | B17 | 100 | 100 | 330 | 0 | 329.63 | 0.19 | 0.21 | 0.14 | 0 | 1.1395 | 0 | 0 | 3.4169 | 1.139
SPP_N_2_NE | SPP_N | NE | 2030 | B18 | 400 | 400 | 330 | 0 | 0.04 | 0.05 | 0.02 | 0.04 | 0 | 0 | 0 | 0 | 3.4169 | 1.139
SPP_N_2_NE | SPP_N | NE | 2030 | B19 | 700 | 700 | 330 | 0 | 2.17 | 0.04 | 0.02 | 0.02 | 0 | 0 | 0 | 0 | 3.4169 | 1.139
SPP_N_2_NE | SPP_N | NE | 2030 | B20 | 935 | 935 | 330 | 330 | 329.98 | 329.97 | 0.06 | 4312.79 | 0.32049 | 2.6114 | 1.1277 | 0.098313 | 3.4169 | 1.139
SPP_N_2_NE | SPP_N | NE | 2035 | B01 | 10 | 10 | 330 | 330 | 329.24 | 328.42 | 2557.6 | 1367.99 | 93.9629 | 6.208 | 2.0773 | 4.4744 | 6.2046 | 2.0682
SPP_N_2_NE | SPP_N | NE | 2035 | B02 | 25 | 25 | 330 | 0.55 | 329.66 | 32.69 | 174.38 | 0.81 | 0 | 6.1961 | 0.01187 | 0 | 6.2046 | 2.0682
SPP_N_2_NE | SPP_N | NE | 2035 | B03 | 75 | 75 | 330 | 0.19 | 16.61 | 0.68 | 0.13 | 0.23 | 0 | 0 | 0 | 0 | 6.2046 | 2.0682
SPP_N_2_NE | SPP_N | NE | 2035 | B04 | 100 | 100 | 330 | 291.05 | 302.26 | 10.97 | 0.19 | 0.23 | 0 | 0.02374 | 0 | 0 | 6.2046 | 2.0682
SPP_N_2_NE | SPP_N | NE | 2035 | B05 | 200 | 200 | 330 | 330 | 9.11 | 0.9 | 0.05 | 0.11 | 3.9883 | 0 | 0 | 3.7984 | 6.2046 | 2.0682
SPP_N_2_NE | SPP_N | NE | 2035 | B06 | 300 | 300 | 330 | 0.1 | 5.55 | 0.11 | 0.03 | 0.05 | 0 | 0 | 0 | 0 | 6.2046 | 2.0682
SPP_N_2_NE | SPP_N | NE | 2035 | B07 | 400 | 400 | 330 | 0.03 | 0.04 | 0.08 | 0.02 | 0.04 | 0 | 0 | 0 | 0 | 6.2046 | 2.0682
SPP_N_2_NE | SPP_N | NE | 2035 | B08 | 500 | 500 | 330 | 0 | 3.83 | 0.07 | 0.02 | 0.03 | 0 | 0 | 0 | 0 | 6.2046 | 2.0682
SPP_N_2_NE | SPP_N | NE | 2035 | B09 | 800 | 800 | 330 | 0 | 70.56 | 0.04 | 0.01 | 0.02 | 0 | 0 | 0 | 0 | 6.2046 | 2.0682
SPP_N_2_NE | SPP_N | NE | 2035 | B10 | 1262 | 1262 | 330 | 0.01 | 1.45 | 0.03 | 0.01 | 0.01 | 0 | 0 | 0 | 0 | 6.2046 | 2.0682
SPP_N_2_NE | SPP_N | NE | 2035 | B11 | 25 | 25 | 330 | 0.54 | 329.67 | 24.87 | 862.22 | 0.8 | 0 | 6.1961 | 0.01187 | 0 | 6.2046 | 2.0682
SPP_N_2_NE | SPP_N | NE | 2035 | B12 | 200 | 200 | 330 | 0.07 | 8.9 | 0.16 | 0.06 | 0.08 | 0 | 0 | 0 | 0 | 6.2046 | 2.0682
SPP_N_2_NE | SPP_N | NE | 2035 | B13 | 600 | 600 | 330 | 0.03 | 329.94 | 0.06 | 0.02 | 0.03 | 0 | 1.7093 | 0 | 0 | 6.2046 | 2.0682
SPP_N_2_NE | SPP_N | NE | 2035 | B14 | 900 | 900 | 330 | 0.03 | 2.79 | 0.04 | 0.01 | 0.02 | 0 | 0 | 0 | 0 | 6.2046 | 2.0682
SPP_N_2_NE | SPP_N | NE | 2035 | B15 | 1203 | 1203 | 330 | 0.03 | 329.97 | 0.03 | 0.01 | 0.01 | 0 | 1.7093 | 0 | 0 | 6.2046 | 2.0682
SPP_N_2_NE | SPP_N | NE | 2035 | B16 | 25 | 25 | 330 | 0 | 186.91 | 1.08 | 0.41 | 0.6 | 0 | 0.01187 | 0.01187 | 0 | 6.2046 | 2.0682
SPP_N_2_NE | SPP_N | NE | 2035 | B17 | 100 | 100 | 330 | 0.13 | 329.69 | 0.31 | 0.14 | 0.15 | 0 | 1.7093 | 0 | 0 | 6.2046 | 2.0682
SPP_N_2_NE | SPP_N | NE | 2035 | B18 | 400 | 400 | 330 | 0 | 329.91 | 0.08 | 0.04 | 0.04 | 0 | 1.6974 | 0 | 0 | 6.2046 | 2.0682
SPP_N_2_NE | SPP_N | NE | 2035 | B19 | 700 | 700 | 330 | 0.02 | 329.88 | 0.05 | 0.02 | 0.02 | 0 | 0.60537 | 0 | 0 | 6.2046 | 2.0682
SPP_N_2_NE | SPP_N | NE | 2035 | B20 | 935 | 935 | 330 | 0.03 | 329.96 | 0.04 | 0.02 | 0.02 | 0 | 1.7093 | 0 | 0 | 6.2046 | 2.0682
SPP_N_2_NE | SPP_N | NE | 2040 | B01 | 10 | 10 | 330 | 330 | 329.72 | 329.39 | 2630.95 | 1426.14 | 124.7537 | 22.375 | 7.4544 | 4.0243 | 22.3625 | 7.4542
SPP_N_2_NE | SPP_N | NE | 2040 | B02 | 25 | 25 | 330 | 0.68 | 329.69 | 37.27 | 0.26 | 0.33 | 0 | 7.5374 | 0.01187 | 0 | 22.3625 | 7.4542
SPP_N_2_NE | SPP_N | NE | 2040 | B03 | 75 | 75 | 330 | 0.24 | 30.02 | 0.89 | 0.05 | 0.11 | 0 | 0 | 0 | 0 | 22.3625 | 7.4542
SPP_N_2_NE | SPP_N | NE | 2040 | B04 | 100 | 100 | 330 | 330 | 321.68 | 5.93 | 0.04 | 0.08 | 58.258 | 0.05935 | 0 | 18.7929 | 22.3625 | 7.4542
SPP_N_2_NE | SPP_N | NE | 2040 | B05 | 200 | 200 | 330 | 330 | 10.67 | 0.37 | 0.02 | 0.04 | 10.8492 | 0 | 0 | 6.9995 | 22.3625 | 7.4542
SPP_N_2_NE | SPP_N | NE | 2040 | B06 | 300 | 300 | 330 | 0.15 | 6.93 | 0.25 | 0.01 | 0.03 | 0 | 0 | 0 | 0 | 22.3625 | 7.4542
SPP_N_2_NE | SPP_N | NE | 2040 | B07 | 400 | 400 | 330 | 0.05 | 0.09 | 0.19 | 0.01 | 0.02 | 0 | 0 | 0 | 0 | 22.3625 | 7.4542
SPP_N_2_NE | SPP_N | NE | 2040 | B08 | 500 | 500 | 330 | 0 | 210.32 | 0.15 | 0.01 | 0.02 | 0 | 0 | 0 | 0 | 22.3625 | 7.4542
SPP_N_2_NE | SPP_N | NE | 2040 | B09 | 800 | 0 | 330 | 0 | 126.15 | 0.11 | 0 | 0.01 | 0 | 0 | 0 | 0 | 22.3625 | 7.4542
SPP_N_2_NE | SPP_N | NE | 2040 | B10 | 1262 | 0 | 330 | 0.02 | 1.98 | 0.11 | 0 | 0.01 | 0 | 0 | 0 | 0 | 22.3625 | 7.4542
SPP_N_2_NE | SPP_N | NE | 2040 | B11 | 25 | 25 | 330 | 0.64 | 329.88 | 2.41 | 255.25 | 0.32 | 0 | 22.3512 | 0.01187 | 0 | 22.3625 | 7.4542
SPP_N_2_NE | SPP_N | NE | 2040 | B12 | 200 | 200 | 330 | 0.09 | 9.94 | 0.36 | 0.02 | 0.04 | 0 | 0 | 0 | 0 | 22.3625 | 7.4542
SPP_N_2_NE | SPP_N | NE | 2040 | B13 | 600 | 600 | 330 | 0.03 | 3.18 | 0.13 | 0.01 | 0.01 | 0 | 0 | 0 | 0 | 22.3625 | 7.4542
SPP_N_2_NE | SPP_N | NE | 2040 | B14 | 900 | 0 | 330 | 0.04 | 0.08 | 0.15 | 0 | 0.01 | 0 | 0 | 0 | 0 | 22.3625 | 7.4542
SPP_N_2_NE | SPP_N | NE | 2040 | B15 | 1203 | 0 | 330 | 0.03 | 3.75 | 0.12 | 0 | 0.01 | 0 | 0 | 0 | 0 | 22.3625 | 7.4542
SPP_N_2_NE | SPP_N | NE | 2040 | B16 | 25 | 25 | 330 | 0.62 | 1.35 | 2.32 | 0.14 | 0.31 | 0 | 0.01187 | 0.01187 | 0 | 22.3625 | 7.4542
SPP_N_2_NE | SPP_N | NE | 2040 | B17 | 100 | 100 | 330 | 0.18 | 0.61 | 0.68 | 0.04 | 0.08 | 0 | 0 | 0 | 0 | 22.3625 | 7.4542
SPP_N_2_NE | SPP_N | NE | 2040 | B18 | 400 | 400 | 330 | 0.05 | 0.17 | 0.19 | 0.01 | 0.02 | 0 | 0 | 0 | 0 | 22.3625 | 7.4542
SPP_N_2_NE | SPP_N | NE | 2040 | B19 | 700 | 700 | 330 | 0.03 | 0.1 | 0.11 | 0.01 | 0.01 | 0 | 0 | 0 | 0 | 22.3625 | 7.4542
SPP_N_2_NE | SPP_N | NE | 2040 | B20 | 935 | 0 | 330 | 0.04 | 4.34 | 0.15 | 0 | 0.01 | 0 | 0 | 0 | 0 | 22.3625 | 7.4542
SPP_N_2_NE | SPP_N | NE | 2045 | B01 | 10 | 10 | 330 | 330 | 329.69 | 328.96 | 2914.34 | 2.17 | 226.5152 | 25.9003 | 5.1041 | 7.3069 | 25.8842 | 8.6281
SPP_N_2_NE | SPP_N | NE | 2045 | B02 | 25 | 25 | 330 | 0.87 | 326.4 | 303.89 | 0.2 | 0.38 | 0 | 0.55789 | 0.07122 | 0 | 25.8842 | 8.6281
SPP_N_2_NE | SPP_N | NE | 2045 | B03 | 75 | 75 | 330 | 0.3 | 25.8 | 1.04 | 0.06 | 0.12 | 0 | 0.01187 | 0 | 0 | 25.8842 | 8.6281
SPP_N_2_NE | SPP_N | NE | 2045 | B04 | 100 | 100 | 330 | 330 | 34.07 | 0.82 | 0.04 | 0.09 | 2.1485 | 0 | 0 | 0.69305 | 25.8842 | 8.6281
SPP_N_2_NE | SPP_N | NE | 2045 | B05 | 200 | 200 | 330 | 292.18 | 13.43 | 0.43 | 0.02 | 0.04 | 0 | 0 | 0 | 0 | 25.8842 | 8.6281
SPP_N_2_NE | SPP_N | NE | 2045 | B06 | 300 | 300 | 330 | 0.09 | 7.82 | 0.29 | 0.01 | 0.03 | 0 | 0 | 0 | 0 | 25.8842 | 8.6281
SPP_N_2_NE | SPP_N | NE | 2045 | B07 | 400 | 400 | 330 | 0.06 | 0.11 | 0.22 | 0.01 | 0.02 | 0 | 0 | 0 | 0 | 25.8842 | 8.6281
SPP_N_2_NE | SPP_N | NE | 2045 | B08 | 500 | 500 | 330 | 0 | 329.97 | 0.18 | 0.01 | 0.02 | 0 | 6.944 | 0 | 0 | 25.8842 | 8.6281
SPP_N_2_NE | SPP_N | NE | 2045 | B09 | 800 | 800 | 330 | 0.03 | 329.98 | 329.49 | 0.01 | 0.01 | 0 | 7.4544 | 0.15431 | 0 | 25.8842 | 8.6281
SPP_N_2_NE | SPP_N | NE | 2045 | B10 | 1262 | 0 | 330 | 84.87 | 329.9 | 329.67 | 0 | 0.01 | 0 | 0.77155 | 0.15431 | 0 | 25.8842 | 8.6281
SPP_N_2_NE | SPP_N | NE | 2045 | B11 | 25 | 25 | 330 | 0.85 | 329.57 | 2.84 | 0.24 | 0.36 | 0 | 6.9914 | 0.01187 | 0 | 25.8842 | 8.6281
SPP_N_2_NE | SPP_N | NE | 2045 | B12 | 200 | 200 | 330 | 330 | 329.47 | 328.28 | 0.02 | 0.05 | 41.0939 | 0.77155 | 0.15431 | 26.5122 | 25.8842 | 8.6281
SPP_N_2_NE | SPP_N | NE | 2045 | B13 | 600 | 600 | 330 | 0.11 | 329.81 | 329.35 | 0.01 | 0.02 | 0 | 0.77155 | 0.15431 | 0 | 25.8842 | 8.6281
SPP_N_2_NE | SPP_N | NE | 2045 | B14 | 900 | 0 | 330 | 0.05 | 329.87 | 329.71 | 0 | 0.01 | 0 | 0.77155 | 0.24927 | 0 | 25.8842 | 8.6281
SPP_N_2_NE | SPP_N | NE | 2045 | B15 | 1203 | 0 | 330 | 0.04 | 329.9 | 329.66 | 0 | 0.01 | 0 | 0.77155 | 0.15431 | 0 | 25.8842 | 8.6281
SPP_N_2_NE | SPP_N | NE | 2045 | B16 | 25 | 25 | 330 | 1.6 | 326.56 | 319.21 | 0.17 | 0.37 | 0 | 0.78342 | 0.16618 | 0 | 25.8842 | 8.6281
SPP_N_2_NE | SPP_N | NE | 2045 | B17 | 100 | 100 | 330 | 0.44 | 328.99 | 326.82 | 0.04 | 0.1 | 0 | 0.77155 | 0.15431 | 0 | 25.8842 | 8.6281
SPP_N_2_NE | SPP_N | NE | 2045 | B18 | 400 | 400 | 330 | 0.06 | 329.72 | 329.07 | 0.01 | 0.02 | 0 | 0.77155 | 0.15431 | 0 | 25.8842 | 8.6281
SPP_N_2_NE | SPP_N | NE | 2045 | B19 | 700 | 700 | 330 | 0.07 | 329.83 | 329.44 | 0.01 | 0.01 | 0 | 0.77155 | 0.15431 | 0 | 25.8842 | 8.6281
SPP_N_2_NE | SPP_N | NE | 2045 | B20 | 935 | 0 | 330 | 0.05 | 329.87 | 329.57 | 0 | 0.01 | 0 | 0.77155 | 0.15431 | 0 | 25.8842 | 8.6281
SPP_N_2_NE | SPP_N | NE | 2050 | B01 | 10 | 10 | 330 | 330 | 329.62 | 326.16 | 3653.75 | 1.81 | 551.4802 | 9.2586 | 0.51041 | 3.0689 | 9.2521 | 3.084
SPP_N_2_NE | SPP_N | NE | 2050 | B02 | 25 | 25 | 330 | 330 | 329.83 | 28.44 | 396.99 | 0.48 | 140.8969 | 9.2467 | 0.01187 | 1.9602 | 9.2521 | 3.084
SPP_N_2_NE | SPP_N | NE | 2050 | B03 | 75 | 75 | 330 | 330 | 329.93 | 10.25 | 612.13 | 0.16 | 13.4012 | 9.2349 | 0 | 0.55932 | 9.2521 | 3.084
SPP_N_2_NE | SPP_N | NE | 2050 | B04 | 100 | 100 | 330 | 330 | 329.86 | 7.79 | 0.07 | 0.12 | 7.2882 | 3.0031 | 0 | 0.40557 | 9.2521 | 3.084
SPP_N_2_NE | SPP_N | NE | 2050 | B05 | 200 | 200 | 330 | 0.16 | 47.86 | 4.28 | 0.03 | 0.06 | 0 | 0 | 0 | 0 | 9.2521 | 3.084
SPP_N_2_NE | SPP_N | NE | 2050 | B06 | 300 | 300 | 330 | 330 | 7.93 | 3.04 | 0.02 | 0.04 | 14.3508 | 0 | 0 | 2.3958 | 9.2521 | 3.084
SPP_N_2_NE | SPP_N | NE | 2050 | B07 | 400 | 400 | 330 | 0.03 | 3.94 | 2.32 | 0.01 | 0.03 | 0 | 0 | 0 | 0 | 9.2521 | 3.084
SPP_N_2_NE | SPP_N | NE | 2050 | B08 | 500 | 500 | 330 | 0.02 | 329.96 | 1.92 | 0.01 | 0.02 | 0 | 2.3621 | 0 | 0 | 9.2521 | 3.084
SPP_N_2_NE | SPP_N | NE | 2050 | B09 | 800 | 800 | 330 | 271.96 | 329.98 | 329.83 | 0.01 | 0.02 | 0 | 2.3621 | 0.22553 | 0 | 9.2521 | 3.084
SPP_N_2_NE | SPP_N | NE | 2050 | B10 | 1262 | 0 | 330 | 330 | 329.95 | 0.83 | 0 | 0.01 | 5.1041 | 0.68846 | 0 | 3.5845 | 9.2521 | 3.084
SPP_N_2_NE | SPP_N | NE | 2050 | B11 | 25 | 25 | 330 | 330 | 329.42 | 29.32 | 0.31 | 0.49 | 26.0072 | 2.3621 | 0.01187 | 0.36181 | 9.2521 | 3.084
SPP_N_2_NE | SPP_N | NE | 2050 | B12 | 200 | 200 | 330 | 0.05 | 329.73 | 329.4 | 0.03 | 0.06 | 0 | 0.68846 | 0.22553 | 0 | 9.2521 | 3.084
SPP_N_2_NE | SPP_N | NE | 2050 | B13 | 600 | 600 | 330 | 246.47 | 329.9 | 329.78 | 0.01 | 0.02 | 0 | 0.68846 | 0.22553 | 0 | 9.2521 | 3.084
SPP_N_2_NE | SPP_N | NE | 2050 | B14 | 900 | 900 | 330 | 0.03 | 329.93 | 1.42 | 0.01 | 0.01 | 0 | 0.68846 | 0 | 0 | 9.2521 | 3.084
SPP_N_2_NE | SPP_N | NE | 2050 | B15 | 1203 | 0 | 330 | 0.02 | 329.95 | 0.87 | 0 | 0.01 | 0 | 0.68846 | 0 | 0 | 9.2521 | 3.084
SPP_N_2_NE | SPP_N | NE | 2050 | B16 | 25 | 25 | 330 | 0.73 | 328.16 | 27.52 | 0.23 | 0.46 | 0 | 0.68846 | 0.01187 | 0 | 9.2521 | 3.084
SPP_N_2_NE | SPP_N | NE | 2050 | B17 | 100 | 100 | 330 | 0.2 | 329.47 | 7.77 | 0.06 | 0.12 | 0 | 0.68846 | 0 | 0 | 9.2521 | 3.084
SPP_N_2_NE | SPP_N | NE | 2050 | B18 | 400 | 400 | 330 | 0.03 | 329.85 | 2.32 | 0.01 | 0.03 | 0 | 0.68846 | 0 | 0 | 9.2521 | 3.084
SPP_N_2_NE | SPP_N | NE | 2050 | B19 | 700 | 700 | 330 | 0.03 | 329.91 | 329.65 | 0.01 | 0.02 | 0 | 0.68846 | 0.21366 | 0 | 9.2521 | 3.084
SPP_N_2_NE | SPP_N | NE | 2050 | B20 | 935 | 935 | 330 | 0.02 | 329.93 | 1.09 | 0.01 | 0.01 | 0 | 0.68846 | 0 | 0 | 9.2521 | 3.084
SPP_N_2_SPP_S | SPP_N | SPP_S | 2015 | B01 | 10 | 10 | 4000 | 0 | 0.8 | 1.63 | 0.95 | 1.99 | 0 | 0 | 0 | 0 | 0 | 0
SPP_N_2_SPP_S | SPP_N | SPP_S | 2015 | B02 | 25 | 25 | 4000 | 0 | 0.34 | 0.68 | 0.39 | 0.81 | 0 | 0 | 0 | 0 | 0 | 0
SPP_N_2_SPP_S | SPP_N | SPP_S | 2015 | B03 | 75 | 75 | 4000 | 0 | 0.12 | 0.24 | 0.13 | 0.27 | 0 | 0 | 0 | 0 | 0 | 0
SPP_N_2_SPP_S | SPP_N | SPP_S | 2015 | B04 | 100 | 100 | 4000 | 0 | 0.09 | 0.18 | 0.1 | 0.21 | 0 | 0 | 0 | 0 | 0 | 0
SPP_N_2_SPP_S | SPP_N | SPP_S | 2015 | B05 | 200 | 200 | 4000 | 0 | 0.45 | 0.1 | 0.46 | 0.12 | 0 | 0 | 0 | 0 | 0 | 0
SPP_N_2_SPP_S | SPP_N | SPP_S | 2015 | B06 | 300 | 300 | 4000 | 2911.28 | 3340.53 | 1439.38 | 60.57 | 30.27 | 0 | 0 | 0 | 0 | 0 | 0
SPP_N_2_SPP_S | SPP_N | SPP_S | 2015 | B07 | 400 | 400 | 4000 | 3075.54 | 2708.83 | 797.75 | 41.8 | 20.67 | 0 | 0 | 0 | 0 | 0 | 0
SPP_N_2_SPP_S | SPP_N | SPP_S | 2015 | B08 | 500 | 500 | 4000 | 1175.62 | 815.02 | 752.65 | 22.39 | 16.2 | 0 | 0 | 0 | 0 | 0 | 0
SPP_N_2_SPP_S | SPP_N | SPP_S | 2015 | B09 | 800 | 800 | 4000 | 1958.34 | 1603.28 | 647.69 | 17.21 | 10.84 | 0 | 0 | 0 | 0 | 0 | 0
SPP_N_2_SPP_S | SPP_N | SPP_S | 2015 | B10 | 1262 | 1262 | 4000 | 2878.05 | 2525.75 | 2960.8 | 13.1 | 10.19 | 0 | 0 | 0 | 0 | 0 | 0
SPP_N_2_SPP_S | SPP_N | SPP_S | 2015 | B11 | 25 | 25 | 4000 | 0 | 2460.12 | 1515.24 | 606.79 | 303.61 | 0 | 0 | 0 | 0 | 0 | 0
SPP_N_2_SPP_S | SPP_N | SPP_S | 2015 | B12 | 200 | 200 | 4000 | 0 | 3.32 | 0.09 | 3.41 | 0.1 | 0 | 0 | 0 | 0 | 0 | 0
SPP_N_2_SPP_S | SPP_N | SPP_S | 2015 | B13 | 600 | 600 | 4000 | 0.01 | 0.46 | 0.77 | 0.46 | 0.75 | 0 | 0 | 0 | 0 | 0 | 0
SPP_N_2_SPP_S | SPP_N | SPP_S | 2015 | B14 | 900 | 900 | 4000 | 360.06 | 4.19 | 0.64 | 3.18 | 0.62 | 0 | 0 | 0 | 0 | 0 | 0
SPP_N_2_SPP_S | SPP_N | SPP_S | 2015 | B15 | 1203 | 1203 | 4000 | 790.68 | 429.05 | 691.29 | 9.57 | 7.75 | 0 | 0 | 0 | 0 | 0 | 0
SPP_N_2_SPP_S | SPP_N | SPP_S | 2015 | B16 | 25 | 25 | 4000 | 919.71 | 802.63 | 50.32 | 325.92 | 45.1 | 0 | 0 | 0 | 0 | 0 | 0
SPP_N_2_SPP_S | SPP_N | SPP_S | 2015 | B17 | 100 | 100 | 4000 | 1367.18 | 1048.4 | 817.97 | 113.28 | 81.73 | 0 | 0 | 0 | 0 | 0 | 0
SPP_N_2_SPP_S | SPP_N | SPP_S | 2015 | B18 | 400 | 400 | 4000 | 1792.78 | 1549.72 | 1482.81 | 32.69 | 23.25 | 0 | 0 | 0 | 0 | 0 | 0
SPP_N_2_SPP_S | SPP_N | SPP_S | 2015 | B19 | 700 | 700 | 4000 | 1940.92 | 1708.19 | 1544.04 | 19.63 | 14.37 | 0 | 0 | 0 | 0 | 0 | 0
SPP_N_2_SPP_S | SPP_N | SPP_S | 2015 | B20 | 935 | 935 | 4000 | 3578.23 | 3223.03 | 3269.04 | 18.42 | 14.11 | 0 | 0 | 0 | 0 | 0 | 0
SPP_N_2_SPP_S | SPP_N | SPP_S | 2020 | B01 | 10 | 10 | 4000 | 0 | 0.98 | 2.04 | 1.12 | 2.41 | 0 | 0 | 0 | 0 | 0 | 0
SPP_N_2_SPP_S | SPP_N | SPP_S | 2020 | B02 | 25 | 25 | 4000 | 0 | 0.72 | 0.9 | 0.78 | 1.05 | 0 | 0 | 0 | 0 | 0 | 0
SPP_N_2_SPP_S | SPP_N | SPP_S | 2020 | B03 | 75 | 75 | 4000 | 0 | 0.15 | 0.35 | 0.17 | 0.4 | 0 | 0 | 0 | 0 | 0 | 0
SPP_N_2_SPP_S | SPP_N | SPP_S | 2020 | B04 | 100 | 100 | 4000 | 0 | 398.48 | 3829.11 | 119.3 | 429.72 | 0 | 0 | 0 | 0 | 0 | 0
SPP_N_2_SPP_S | SPP_N | SPP_S | 2020 | B05 | 200 | 200 | 4000 | 0 | 839.84 | 3920.71 | 110.43 | 696.19 | 0 | 0 | 0 | 0 | 0 | 0
SPP_N_2_SPP_S | SPP_N | SPP_S | 2020 | B06 | 300 | 300 | 4000 | 0.05 | 1728.57 | 3740.91 | 53.04 | 55.26 | 0 | 0 | 0 | 0 | 0 | 0
SPP_N_2_SPP_S | SPP_N | SPP_S | 2020 | B07 | 400 | 400 | 4000 | 1749.68 | 2912.64 | 3961.99 | 49.53 | 1621.4 | 0 | 0 | 0 | 0 | 0 | 0
SPP_N_2_SPP_S | SPP_N | SPP_S | 2020 | B08 | 500 | 500 | 4000 | 3815.04 | 3960.79 | 3971.27 | 3195.37 | 3769.49 | 0 | 0 | 0 | 0 | 0 | 0
SPP_N_2_SPP_S | SPP_N | SPP_S | 2020 | B09 | 800 | 800 | 4000 | 3679.58 | 3973.4 | 3981.23 | 2048.25 | 4253.61 | 0 | 0 | 0 | 0 | 0 | 0
SPP_N_2_SPP_S | SPP_N | SPP_S | 2020 | B10 | 1262 | 1262 | 4000 | 2301.37 | 3977.19 | 3987.48 | 100.79 | 3914.64 | 0 | 0 | 0 | 0 | 0 | 0
SPP_N_2_SPP_S | SPP_N | SPP_S | 2020 | B11 | 25 | 25 | 4000 | 0 | 866.64 | 3478.13 | 407.71 | 2347.72 | 0 | 0 | 0 | 0 | 0 | 0
SPP_N_2_SPP_S | SPP_N | SPP_S | 2020 | B12 | 200 | 200 | 4000 | 848.71 | 2141.32 | 2163.13 | 84.7 | 61.45 | 0 | 0 | 0 | 0 | 0 | 0
SPP_N_2_SPP_S | SPP_N | SPP_S | 2020 | B13 | 600 | 600 | 4000 | 6.53 | 1980.81 | 3686.99 | 29.53 | 30.2 | 0 | 0 | 0 | 0 | 0 | 0
SPP_N_2_SPP_S | SPP_N | SPP_S | 2020 | B14 | 900 | 900 | 4000 | 0.01 | 3775.91 | 3974.59 | 38.71 | 110.41 | 0 | 0 | 0 | 0 | 0 | 0
SPP_N_2_SPP_S | SPP_N | SPP_S | 2020 | B15 | 1203 | 1203 | 4000 | 0.01 | 89.38 | 262.57 | 8.44 | 9.94 | 0 | 0 | 0 | 0 | 0 | 0
SPP_N_2_SPP_S | SPP_N | SPP_S | 2020 | B16 | 25 | 25 | 4000 | 488.97 | 0.41 | 153.66 | 0.46 | 130.45 | 0 | 0 | 0 | 0 | 0 | 0
SPP_N_2_SPP_S | SPP_N | SPP_S | 2020 | B17 | 100 | 100 | 4000 | 561.99 | 398.08 | 2619.23 | 101.89 | 157.03 | 0 | 0 | 0 | 0 | 0 | 0
SPP_N_2_SPP_S | SPP_N | SPP_S | 2020 | B18 | 400 | 400 | 4000 | 0.02 | 2208.42 | 3286.64 | 43.15 | 39.3 | 0 | 0 | 0 | 0 | 0 | 0
SPP_N_2_SPP_S | SPP_N | SPP_S | 2020 | B19 | 700 | 700 | 4000 | 108.58 | 2263.99 | 3976.08 | 26.2 | 1334.7 | 0 | 0 | 0 | 0 | 0 | 0
SPP_N_2_SPP_S | SPP_N | SPP_S | 2020 | B20 | 935 | 935 | 4000 | 2425.41 | 2822.93 | 3977.74 | 21.83 | 1150.1 | 0 | 0 | 0 | 0 | 0 | 0
SPP_N_2_SPP_S | SPP_N | SPP_S | 2025 | B01 | 10 | 10 | 4000 | 0 | 10.85 | 24.08 | 5.01 | 12.73 | 0 | 0 | 0 | 0 | 0.33571 | 0.1119
SPP_N_2_SPP_S | SPP_N | SPP_S | 2025 | B02 | 25 | 25 | 4000 | 0 | 3582.69 | 1460.84 | 4.97 | 9.71 | 0 | 0 | 0 | 0 | 0.33571 | 0.1119
SPP_N_2_SPP_S | SPP_N | SPP_S | 2025 | B03 | 75 | 75 | 4000 | 0 | 544.24 | 3996.58 | 1.36 | 2682.76 | 0 | 0 | 0.09496 | 0 | 0.33571 | 0.1119
SPP_N_2_SPP_S | SPP_N | SPP_S | 2025 | B04 | 100 | 100 | 4000 | 0 | 3998.64 | 3997.16 | 679.67 | 431.03 | 0 | 0.32049 | 0.09496 | 0 | 0.33571 | 0.1119
SPP_N_2_SPP_S | SPP_N | SPP_S | 2025 | B05 | 200 | 200 | 4000 | 0.04 | 3744.58 | 2934.63 | 0.6 | 1.46 | 0 | 0 | 0 | 0 | 0.33571 | 0.1119
SPP_N_2_SPP_S | SPP_N | SPP_S | 2025 | B06 | 300 | 300 | 4000 | 859.24 | 3999.51 | 3999.03 | 153.66 | 456.08 | 0 | 0.32049 | 0.09496 | 0 | 0.33571 | 0.1119
SPP_N_2_SPP_S | SPP_N | SPP_S | 2025 | B07 | 400 | 400 | 4000 | 242.71 | 3999.68 | 3999.32 | 837.21 | 6994.41 | 0 | 0.32049 | 0.09496 | 0 | 0.33571 | 0.1119
SPP_N_2_SPP_S | SPP_N | SPP_S | 2025 | B08 | 500 | 500 | 4000 | 2336.75 | 3999.76 | 3999.45 | 4796.8 | 5404.7 | 0 | 0.32049 | 0.09496 | 0 | 0.33571 | 0.1119
SPP_N_2_SPP_S | SPP_N | SPP_S | 2025 | B09 | 800 | 800 | 4000 | 4000 | 3999.85 | 3999.65 | 4524.06 | 3482.66 | 0.98521 | 0.32049 | 0.09496 | 0.38223 | 0.33571 | 0.1119
SPP_N_2_SPP_S | SPP_N | SPP_S | 2025 | B10 | 1262 | 1262 | 4000 | 4000 | 3999.9 | 3011.69 | 248.87 | 0.25 | 0.10683 | 0.32049 | 0 | 0.065383 | 0.33571 | 0.1119
SPP_N_2_SPP_S | SPP_N | SPP_S | 2025 | B11 | 25 | 25 | 4000 | 0 | 3995.78 | 3990.71 | 2778.87 | 3548.21 | 0 | 0.32049 | 0.09496 | 0 | 0.33571 | 0.1119
SPP_N_2_SPP_S | SPP_N | SPP_S | 2025 | B12 | 200 | 200 | 4000 | 1340.06 | 3999.24 | 2780.18 | 15.35 | 1.45 | 0 | 0.32049 | 0 | 0 | 0.33571 | 0.1119
SPP_N_2_SPP_S | SPP_N | SPP_S | 2025 | B13 | 600 | 600 | 4000 | 1174.12 | 3113.75 | 1908.13 | 0.21 | 0.48 | 0 | 0 | 0 | 0 | 0.33571 | 0.1119
SPP_N_2_SPP_S | SPP_N | SPP_S | 2025 | B14 | 900 | 900 | 4000 | 1207.68 | 0.2 | 0.39 | 0.08 | 0.18 | 0 | 0 | 0 | 0 | 0.33571 | 0.1119
SPP_N_2_SPP_S | SPP_N | SPP_S | 2025 | B15 | 1203 | 1203 | 4000 | 27.96 | 0.15 | 0.29 | 0.06 | 0.14 | 0 | 0 | 0 | 0 | 0.33571 | 0.1119
SPP_N_2_SPP_S | SPP_N | SPP_S | 2025 | B16 | 25 | 25 | 4000 | 1710.31 | 2991.18 | 1929.26 | 4.82 | 10.44 | 0 | 0 | 0 | 0 | 0.33571 | 0.1119
SPP_N_2_SPP_S | SPP_N | SPP_S | 2025 | B17 | 100 | 100 | 4000 | 2277.18 | 2983.08 | 1613.77 | 1.21 | 2.68 | 0 | 0 | 0 | 0 | 0.33571 | 0.1119
SPP_N_2_SPP_S | SPP_N | SPP_S | 2025 | B18 | 400 | 400 | 4000 | 910.13 | 3612.95 | 2374.79 | 0.34 | 0.72 | 0 | 0 | 0 | 0 | 0.33571 | 0.1119
SPP_N_2_SPP_S | SPP_N | SPP_S | 2025 | B19 | 700 | 700 | 4000 | 1216.16 | 2103.91 | 833.3 | 0.18 | 0.39 | 0 | 0 | 0 | 0 | 0.33571 | 0.1119
SPP_N_2_SPP_S | SPP_N | SPP_S | 2025 | B20 | 935 | 935 | 4000 | 2649.79 | 1.25 | 0.39 | 0.12 | 0.18 | 0 | 0 | 0 | 0 | 0.33571 | 0.1119
SPP_N_2_SPP_S | SPP_N | SPP_S | 2030 | B01 | 10 | 10 | 4000 | 0 | 0.88 | 1.85 | 0.65 | 1.42 | 0 | 0 | 0 | 0 | 2.6886 | 0.89619
SPP_N_2_SPP_S | SPP_N | SPP_S | 2030 | B02 | 25 | 25 | 4000 | 0 | 3999.17 | 2757.34 | 250.59 | 1.61 | 0 | 2.6707 | 0 | 0 | 2.6886 | 0.89619
SPP_N_2_SPP_S | SPP_N | SPP_S | 2030 | B03 | 75 | 75 | 4000 | 0 | 604.28 | 3999.39 | 0.29 | 3.4 | 0 | 0 | 0.75968 | 0 | 2.6886 | 0.89619
SPP_N_2_SPP_S | SPP_N | SPP_S | 2030 | B04 | 100 | 100 | 4000 | 0 | 3999.2 | 3999.59 | 0.28 | 744.74 | 0 | 0.53415 | 0.87838 | 0 | 2.6886 | 0.89619
SPP_N_2_SPP_S | SPP_N | SPP_S | 2030 | B05 | 200 | 200 | 4000 | 0.05 | 3299.14 | 3044.66 | 0.11 | 0.24 | 0 | 0 | 0 | 0 | 2.6886 | 0.89619
SPP_N_2_SPP_S | SPP_N | SPP_S | 2030 | B06 | 300 | 300 | 4000 | 122.43 | 3999.9 | 3999.86 | 0.18 | 2769.21 | 0 | 1.8636 | 0.87838 | 0 | 2.6886 | 0.89619
SPP_N_2_SPP_S | SPP_N | SPP_S | 2030 | B07 | 400 | 400 | 4000 | 1463.18 | 3999.95 | 3999.9 | 3595.69 | 7036.24 | 0 | 2.6826 | 0.89025 | 0 | 2.6886 | 0.89619
SPP_N_2_SPP_S | SPP_N | SPP_S | 2030 | B08 | 500 | 500 | 4000 | 2639.76 | 3999.96 | 3999.92 | 6221.06 | 5196.61 | 0 | 2.6826 | 0.89025 | 0 | 2.6886 | 0.89619
SPP_N_2_SPP_S | SPP_N | SPP_S | 2030 | B09 | 800 | 800 | 4000 | 3434.04 | 3999.98 | 3999.95 | 4435.24 | 3287.3 | 0 | 2.6826 | 0.89025 | 0 | 2.6886 | 0.89619
SPP_N_2_SPP_S | SPP_N | SPP_S | 2030 | B10 | 1262 | 1262 | 4000 | 4000 | 3999.98 | 2833.35 | 56.33 | 0.04 | 3.5847 | 2.6707 | 0 | 3.5847 | 2.6886 | 0.89619
SPP_N_2_SPP_S | SPP_N | SPP_S | 2030 | B11 | 25 | 25 | 4000 | 3014.37 | 3999.31 | 3998.49 | 4545.09 | 3328.43 | 0 | 2.6826 | 0.89025 | 0 | 2.6886 | 0.89619
SPP_N_2_SPP_S | SPP_N | SPP_S | 2030 | B12 | 200 | 200 | 4000 | 2164.18 | 3384.09 | 2606.24 | 0.1 | 0.21 | 0 | 0 | 0 | 0 | 2.6886 | 0.89619
SPP_N_2_SPP_S | SPP_N | SPP_S | 2030 | B13 | 600 | 600 | 4000 | 2725.12 | 2485.42 | 1739.94 | 0.03 | 0.07 | 0 | 0 | 0 | 0 | 2.6886 | 0.89619
SPP_N_2_SPP_S | SPP_N | SPP_S | 2030 | B14 | 900 | 900 | 4000 | 0.01 | 0.01 | 0.02 | 0.01 | 0.02 | 0 | 0 | 0 | 0 | 2.6886 | 0.89619
SPP_N_2_SPP_S | SPP_N | SPP_S | 2030 | B15 | 1203 | 1203 | 4000 | 0.02 | 0.01 | 0.02 | 0.01 | 0.01 | 0 | 0 | 0 | 0 | 2.6886 | 0.89619
SPP_N_2_SPP_S | SPP_N | SPP_S | 2030 | B16 | 25 | 25 | 4000 | 2943.7 | 2781.07 | 1730.83 | 0.73 | 1.53 | 0 | 0 | 0 | 0 | 2.6886 | 0.89619
SPP_N_2_SPP_S | SPP_N | SPP_S | 2030 | B17 | 100 | 100 | 4000 | 3492.35 | 2777.14 | 1422.55 | 0.19 | 0.4 | 0 | 0 | 0 | 0 | 2.6886 | 0.89619
SPP_N_2_SPP_S | SPP_N | SPP_S | 2030 | B18 | 400 | 400 | 4000 | 2392.11 | 3411.5 | 2188.12 | 0.05 | 0.11 | 0 | 0 | 0 | 0 | 2.6886 | 0.89619
SPP_N_2_SPP_S | SPP_N | SPP_S | 2030 | B19 | 700 | 700 | 4000 | 2881.72 | 1907.99 | 651.56 | 0.03 | 0.06 | 0 | 0 | 0 | 0 | 2.6886 | 0.89619
SPP_N_2_SPP_S | SPP_N | SPP_S | 2030 | B20 | 935 | 935 | 4000 | 1065.26 | 1.28 | 0.02 | 0.02 | 0.02 | 0 | 0 | 0 | 0 | 2.6886 | 0.89619
SPP_N_2_SPP_S | SPP_N | SPP_S | 2035 | B01 | 10 | 10 | 4000 | 1517.51 | 0.99 | 2 | 0.77 | 1.65 | 0 | 0 | 0 | 0 | 2.8736 | 0.95786
SPP_N_2_SPP_S | SPP_N | SPP_S | 2035 | B02 | 25 | 25 | 4000 | 0 | 3999.11 | 2923.22 | 495.94 | 1.94 | 0 | 2.8607 | 0 | 0 | 2.8736 | 0.95786
SPP_N_2_SPP_S | SPP_N | SPP_S | 2035 | B03 | 75 | 75 | 4000 | 0 | 3835.32 | 2486.13 | 0.5 | 0.76 | 0 | 0.01187 | 0 | 0 | 2.8736 | 0.95786
SPP_N_2_SPP_S | SPP_N | SPP_S | 2035 | B04 | 100 | 100 | 4000 | 0 | 3999.77 | 3754.7 | 177.02 | 0.57 | 0 | 2.8607 | 0 | 0 | 2.8736 | 0.95786
SPP_N_2_SPP_S | SPP_N | SPP_S | 2035 | B05 | 200 | 200 | 4000 | 0 | 3999.89 | 3999.71 | 684.63 | 1113.72 | 0 | 2.8607 | 0.9496 | 0 | 2.8736 | 0.95786
SPP_N_2_SPP_S | SPP_N | SPP_S | 2035 | B06 | 300 | 300 | 4000 | 1199.76 | 3999.93 | 3999.84 | 2154.6 | 1407.91 | 0 | 2.8607 | 0.9496 | 0 | 2.8736 | 0.95786
SPP_N_2_SPP_S | SPP_N | SPP_S | 2035 | B07 | 400 | 400 | 4000 | 3188.89 | 3999.94 | 3999.88 | 7724.16 | 7639.42 | 0 | 2.8607 | 0.9496 | 0 | 2.8736 | 0.95786
SPP_N_2_SPP_S | SPP_N | SPP_S | 2035 | B08 | 500 | 500 | 4000 | 4000 | 3999.95 | 3999.9 | 5745.62 | 5070.38 | 11.3596 | 2.8607 | 0.9496 | 3.1784 | 2.8736 | 0.95786
SPP_N_2_SPP_S | SPP_N | SPP_S | 2035 | B09 | 800 | 800 | 4000 | 3603.71 | 3999.97 | 3999.94 | 4750.03 | 3157.21 | 0 | 2.8607 | 0.9496 | 0 | 2.8736 | 0.95786
SPP_N_2_SPP_S | SPP_N | SPP_S | 2035 | B10 | 1262 | 1262 | 4000 | 4000 | 3999.98 | 2701.66 | 48.1 | 0.04 | 0.8309 | 2.8607 | 0 | 0.58679 | 2.8736 | 0.95786
SPP_N_2_SPP_S | SPP_N | SPP_S | 2035 | B11 | 25 | 25 | 4000 | 4000 | 3999.18 | 3998.21 | 4534.66 | 3305.75 | 4.7361 | 2.8607 | 0.9496 | 0.066258 | 2.8736 | 0.95786
SPP_N_2_SPP_S | SPP_N | SPP_S | 2035 | B12 | 200 | 200 | 4000 | 3271.16 | 3820.91 | 2527.1 | 0.12 | 0.26 | 0 | 0 | 0 | 0 | 2.8736 | 0.95786
SPP_N_2_SPP_S | SPP_N | SPP_S | 2035 | B13 | 600 | 600 | 4000 | 2428.02 | 2923.36 | 1659.14 | 0.04 | 0.09 | 0 | 0 | 0 | 0 | 2.8736 | 0.95786
SPP_N_2_SPP_S | SPP_N | SPP_S | 2035 | B14 | 900 | 900 | 4000 | 0.04 | 0.01 | 0.03 | 0.01 | 0.02 | 0 | 0 | 0 | 0 | 2.8736 | 0.95786
SPP_N_2_SPP_S | SPP_N | SPP_S | 2035 | B15 | 1203 | 1203 | 4000 | 0.03 | 0.01 | 0.02 | 0.01 | 0.01 | 0 | 0 | 0 | 0 | 2.8736 | 0.95786
SPP_N_2_SPP_S | SPP_N | SPP_S | 2035 | B16 | 25 | 25 | 4000 | 2673.42 | 3215.92 | 1644.57 | 0.9 | 1.86 | 0 | 0 | 0 | 0 | 2.8736 | 0.95786
SPP_N_2_SPP_S | SPP_N | SPP_S | 2035 | B17 | 100 | 100 | 4000 | 3240.37 | 2770.87 | 1324.31 | 0.23 | 0.48 | 0 | 0 | 0 | 0 | 2.8736 | 0.95786
SPP_N_2_SPP_S | SPP_N | SPP_S | 2035 | B18 | 400 | 400 | 4000 | 2830.14 | 3403.36 | 2088.99 | 0.06 | 0.13 | 0 | 0 | 0 | 0 | 2.8736 | 0.95786
SPP_N_2_SPP_S | SPP_N | SPP_S | 2035 | B19 | 700 | 700 | 4000 | 1623.98 | 1900.03 | 553.1 | 0.03 | 0.07 | 0 | 0 | 0 | 0 | 2.8736 | 0.95786
SPP_N_2_SPP_S | SPP_N | SPP_S | 2035 | B20 | 935 | 935 | 4000 | 0.04 | 0.03 | 0.03 | 0.02 | 0.02 | 0 | 0 | 0 | 0 | 2.8736 | 0.95786
SPP_N_2_SPP_S | SPP_N | SPP_S | 2040 | B01 | 10 | 10 | 4000 | 2460.71 | 3972.13 | 3628.69 | 2.29 | 4.51 | 0 | 0.22553 | 0.01187 | 0 | 3.4473 | 1.1491
SPP_N_2_SPP_S | SPP_N | SPP_S | 2040 | B02 | 25 | 25 | 4000 | 0 | 3989.6 | 3980.68 | 1.03 | 2.35 | 0 | 0.22553 | 0.07122 | 0 | 3.4473 | 1.1491
SPP_N_2_SPP_S | SPP_N | SPP_S | 2040 | B03 | 75 | 75 | 4000 | 0 | 1478.2 | 3648.67 | 0.41 | 1.06 | 0 | 0 | 0 | 0 | 3.4473 | 1.1491
SPP_N_2_SPP_S | SPP_N | SPP_S | 2040 | B04 | 100 | 100 | 4000 | 0 | 3828.45 | 3999.49 | 0.38 | 3264.64 | 0 | 0.01187 | 1.1395 | 0 | 3.4473 | 1.1491
SPP_N_2_SPP_S | SPP_N | SPP_S | 2040 | B05 | 200 | 200 | 4000 | 0.09 | 3999.88 | 3999.74 | 1047.55 | 2389.71 | 0 | 3.4304 | 1.1395 | 0 | 3.4473 | 1.1491
SPP_N_2_SPP_S | SPP_N | SPP_S | 2040 | B06 | 300 | 300 | 4000 | 881.98 | 3999.92 | 3999.83 | 4490.24 | 7980.17 | 0 | 3.4304 | 1.1395 | 0 | 3.4473 | 1.1491
SPP_N_2_SPP_S | SPP_N | SPP_S | 2040 | B07 | 400 | 400 | 4000 | 4000 | 3999.94 | 3999.87 | 6195.21 | 7895.87 | 4.1189 | 3.4304 | 1.1395 | 0.9551 | 3.4473 | 1.1491
SPP_N_2_SPP_S | SPP_N | SPP_S | 2040 | B08 | 500 | 500 | 4000 | 4000 | 3999.95 | 3999.9 | 3618.71 | 5250.21 | 4.748 | 3.4304 | 1.1395 | 1.3762 | 3.4473 | 1.1491
SPP_N_2_SPP_S | SPP_N | SPP_S | 2040 | B09 | 800 | 800 | 4000 | 4000 | 3999.97 | 3999.93 | 1886.59 | 3317.85 | 4.748 | 3.4304 | 1.1395 | 2.202 | 3.4473 | 1.1491
SPP_N_2_SPP_S | SPP_N | SPP_S | 2040 | B10 | 1262 | 1262 | 4000 | 3382.33 | 970.79 | 2913.13 | 0.02 | 0.05 | 0 | 0 | 0 | 0 | 3.4473 | 1.1491
SPP_N_2_SPP_S | SPP_N | SPP_S | 2040 | B11 | 25 | 25 | 4000 | 4000 | 3999.12 | 3998.11 | 1431.71 | 3038.48 | 4.3563 | 3.4304 | 1.1395 | 0.063135 | 3.4473 | 1.1491
SPP_N_2_SPP_S | SPP_N | SPP_S | 2040 | B12 | 200 | 200 | 4000 | 2368.62 | 3998.43 | 3996.58 | 0.14 | 0.3 | 0 | 0.22553 | 0.07122 | 0 | 3.4473 | 1.1491
SPP_N_2_SPP_S | SPP_N | SPP_S | 2040 | B13 | 600 | 600 | 4000 | 1862.09 | 3999.42 | 3998.72 | 0.05 | 0.1 | 0 | 0.21366 | 0.07122 | 0 | 3.4473 | 1.1491
SPP_N_2_SPP_S | SPP_N | SPP_S | 2040 | B14 | 900 | 900 | 4000 | 0.05 | 1711.63 | 3999.08 | 0.03 | 0.06 | 0 | 0 | 0.07122 | 0 | 3.4473 | 1.1491
SPP_N_2_SPP_S | SPP_N | SPP_S | 2040 | B15 | 1203 | 1203 | 4000 | 0.03 | 4.6 | 1831.01 | 0.02 | 0.05 | 0 | 0 | 0 | 0 | 3.4473 | 1.1491
SPP_N_2_SPP_S | SPP_N | SPP_S | 2040 | B16 | 25 | 25 | 4000 | 2517.06 | 3989.56 | 3978.28 | 1.04 | 2.34 | 0 | 0.22553 | 0.07122 | 0 | 3.4473 | 1.1491
SPP_N_2_SPP_S | SPP_N | SPP_S | 2040 | B17 | 100 | 100 | 4000 | 2157.21 | 3996.94 | 3993.4 | 0.27 | 0.59 | 0 | 0.22553 | 0.07122 | 0 | 3.4473 | 1.1491
SPP_N_2_SPP_S | SPP_N | SPP_S | 2040 | B18 | 400 | 400 | 4000 | 2335.48 | 3999.19 | 3998.17 | 0.07 | 0.15 | 0 | 0.22553 | 0.07122 | 0 | 3.4473 | 1.1491
SPP_N_2_SPP_S | SPP_N | SPP_S | 2040 | B19 | 700 | 700 | 4000 | 1341.11 | 3999.51 | 3998.87 | 0.04 | 0.08 | 0 | 0.22553 | 0.07122 | 0 | 3.4473 | 1.1491
SPP_N_2_SPP_S | SPP_N | SPP_S | 2040 | B20 | 935 | 935 | 4000 | 0.04 | 6.48 | 3000.68 | 0.03 | 0.06 | 0 | 0 | 0 | 0 | 3.4473 | 1.1491
SPP_N_2_SPP_S | SPP_N | SPP_S | 2045 | B01 | 10 | 10 | 4000 | 2778.03 | 1.4 | 2.9 | 1.06 | 2.3 | 0 | 0 | 0 | 0 | 3.3088 | 1.1029
SPP_N_2_SPP_S | SPP_N | SPP_S | 2045 | B02 | 25 | 25 | 4000 | 0 | 0.68 | 1179.67 | 0.48 | 2.49 | 0 | 0 | 0 | 0 | 3.3088 | 1.1029
SPP_N_2_SPP_S | SPP_N | SPP_S | 2045 | B03 | 75 | 75 | 4000 | 0 | 3767.3 | 3999.11 | 0.59 | 1714.52 | 0 | 0.01187 | 1.092 | 0 | 3.3088 | 1.1029
SPP_N_2_SPP_S | SPP_N | SPP_S | 2045 | B04 | 100 | 100 | 4000 | 0 | 3999.69 | 3999.33 | 742.12 | 3382.35 | 0 | 3.2999 | 1.092 | 0 | 3.3088 | 1.1029
SPP_N_2_SPP_S | SPP_N | SPP_S | 2045 | B05 | 200 | 200 | 4000 | 0 | 3999.84 | 3999.66 | 287.04 | 5056.67 | 0 | 3.2999 | 1.092 | 0 | 3.3088 | 1.1029
SPP_N_2_SPP_S | SPP_N | SPP_S | 2045 | B06 | 300 | 300 | 4000 | 3339.44 | 3999.9 | 3999.77 | 5901.61 | 8907.8 | 0 | 3.2999 | 1.092 | 0 | 3.3088 | 1.1029
SPP_N_2_SPP_S | SPP_N | SPP_S | 2045 | B07 | 400 | 400 | 4000 | 4000 | 3999.92 | 3999.83 | 5628.22 | 7117.33 | 6.7659 | 3.2999 | 1.092 | 1.5689 | 3.3088 | 1.1029
SPP_N_2_SPP_S | SPP_N | SPP_S | 2045 | B08 | 500 | 500 | 4000 | 4000 | 3999.94 | 3999.86 | 2964.25 | 4393.16 | 4.7599 | 3.2999 | 1.092 | 1.3797 | 3.3088 | 1.1029
SPP_N_2_SPP_S | SPP_N | SPP_S | 2045 | B09 | 800 | 800 | 4000 | 4000 | 3999.96 | 3999.91 | 1049.59 | 1916.72 | 2.8488 | 3.2999 | 1.092 | 1.3212 | 3.3088 | 1.1029
SPP_N_2_SPP_S | SPP_N | SPP_S | 2045 | B10 | 1262 | 1262 | 4000 | 2196.29 | 1331.67 | 3650.22 | 0.03 | 0.06 | 0 | 0 | 0 | 0 | 3.3088 | 1.1029
SPP_N_2_SPP_S | SPP_N | SPP_S | 2045 | B11 | 25 | 25 | 4000 | 4000 | 3998.74 | 3997.49 | 424.3 | 2218.15 | 9.7927 | 3.288 | 1.092 | 0.14192 | 3.3088 | 1.1029
SPP_N_2_SPP_S | SPP_N | SPP_S | 2045 | B12 | 200 | 200 | 4000 | 1632.12 | 0.14 | 796.63 | 0.07 | 0.35 | 0 | 0 | 0 | 0 | 3.3088 | 1.1029
SPP_N_2_SPP_S | SPP_N | SPP_S | 2045 | B13 | 600 | 600 | 4000 | 1189.82 | 5.91 | 4.6 | 0.05 | 0.12 | 0 | 0 | 0 | 0 | 3.3088 | 1.1029
SPP_N_2_SPP_S | SPP_N | SPP_S | 2045 | B14 | 900 | 900 | 4000 | 0.06 | 0.02 | 0.04 | 0.01 | 0.03 | 0 | 0 | 0 | 0 | 3.3088 | 1.1029
SPP_N_2_SPP_S | SPP_N | SPP_S | 2045 | B15 | 1203 | 1203 | 4000 | 0.04 | 7.36 | 0.1 | 0.03 | 0.04 | 0 | 0 | 0 | 0 | 3.3088 | 1.1029
SPP_N_2_SPP_S | SPP_N | SPP_S | 2045 | B16 | 25 | 25 | 4000 | 1062.01 | 0.61 | 711.3 | 0.46 | 2.44 | 0 | 0 | 0 | 0 | 3.3088 | 1.1029
SPP_N_2_SPP_S | SPP_N | SPP_S | 2045 | B17 | 100 | 100 | 4000 | 816.99 | 0.2 | 269.72 | 0.13 | 0.66 | 0 | 0 | 0 | 0 | 3.3088 | 1.1029
SPP_N_2_SPP_S | SPP_N | SPP_S | 2045 | B18 | 400 | 400 | 4000 | 1432.25 | 364.38 | 1016.82 | 0.08 | 0.18 | 0 | 0 | 0 | 0 | 3.3088 | 1.1029
SPP_N_2_SPP_S | SPP_N | SPP_S | 2045 | B19 | 700 | 700 | 4000 | 66.42 | 0.02 | 0.09 | 0.02 | 0.05 | 0 | 0 | 0 | 0 | 3.3088 | 1.1029
SPP_N_2_SPP_S | SPP_N | SPP_S | 2045 | B20 | 935 | 935 | 4000 | 0.06 | 9.21 | 0.04 | 0.04 | 0.03 | 0 | 0 | 0 | 0 | 3.3088 | 1.1029
SPP_N_2_SPP_S | SPP_N | SPP_S | 2050 | B01 | 10 | 10 | 4000 | 259.82 | 3084.65 | 1096.14 | 0.73 | 1.5 | 0 | 0 | 0 | 0 | 5.9429 | 1.981
SPP_N_2_SPP_S | SPP_N | SPP_S | 2050 | B02 | 25 | 25 | 4000 | 0 | 3996.82 | 3994.11 | 0.34 | 0.76 | 0 | 0.73594 | 0.28488 | 0 | 5.9429 | 1.981
SPP_N_2_SPP_S | SPP_N | SPP_S | 2050 | B03 | 75 | 75 | 4000 | 0 | 3964.37 | 3998.86 | 0.13 | 0.33 | 0 | 0.02374 | 0.29675 | 0 | 5.9429 | 1.981
SPP_N_2_SPP_S | SPP_N | SPP_S | 2050 | B04 | 100 | 100 | 4000 | 224.8 | 3999.92 | 3999.83 | 4986.29 | 7802.62 | 0 | 5.935 | 1.9704 | 0 | 5.9429 | 1.981
SPP_N_2_SPP_S | SPP_N | SPP_S | 2050 | B05 | 200 | 200 | 4000 | 1573.88 | 3999.96 | 3999.92 | 5427.97 | 6271.3 | 0 | 5.935 | 1.9704 | 0 | 5.9429 | 1.981
SPP_N_2_SPP_S | SPP_N | SPP_S | 2050 | B06 | 300 | 300 | 4000 | 3449.89 | 3999.97 | 3999.94 | 4205.21 | 5745.23 | 0 | 5.935 | 1.9704 | 0 | 5.9429 | 1.981
SPP_N_2_SPP_S | SPP_N | SPP_S | 2050 | B07 | 400 | 400 | 4000 | 4000 | 3999.98 | 3999.96 | 2940.79 | 3706.11 | 4.7717 | 5.935 | 1.9704 | 2.1208 | 5.9429 | 1.981
SPP_N_2_SPP_S | SPP_N | SPP_S | 2050 | B08 | 500 | 500 | 4000 | 4000 | 3999.98 | 3999.96 | 245.93 | 1062.6 | 10.4456 | 5.935 | 1.9704 | 5.8031 | 5.9429 | 1.981
SPP_N_2_SPP_S | SPP_N | SPP_S | 2050 | B09 | 800 | 800 | 4000 | 2334.98 | 3713.73 | 2210.23 | 0.01 | 0.03 | 0 | 0 | 0 | 0 | 5.9429 | 1.981
SPP_N_2_SPP_S | SPP_N | SPP_S | 2050 | B10 | 1262 | 1262 | 4000 | 1924.21 | 3998.62 | 1124.45 | 0.01 | 0.01 | 0 | 0.02374 | 0 | 0 | 5.9429 | 1.981
SPP_N_2_SPP_S | SPP_N | SPP_S | 2050 | B11 | 25 | 25 | 4000 | 2310.03 | 3998.33 | 3996.74 | 0.4 | 0.96 | 0 | 0.91399 | 0.29675 | 0 | 5.9429 | 1.981
SPP_N_2_SPP_S | SPP_N | SPP_S | 2050 | B12 | 200 | 200 | 4000 | 935.51 | 1031.66 | 2818.73 | 0.04 | 0.09 | 0 | 0 | 0 | 0 | 5.9429 | 1.981
SPP_N_2_SPP_S | SPP_N | SPP_S | 2050 | B13 | 600 | 600 | 4000 | 507.36 | 333.41 | 1274.32 | 0.01 | 0.03 | 0 | 0 | 0 | 0 | 5.9429 | 1.981
SPP_N_2_SPP_S | SPP_N | SPP_S | 2050 | B14 | 900 | 900 | 4000 | 0.03 | 3345.52 | 29.8 | 0.01 | 0.02 | 0 | 0 | 0 | 0 | 5.9429 | 1.981
SPP_N_2_SPP_S | SPP_N | SPP_S | 2050 | B15 | 1203 | 1203 | 4000 | 0.02 | 786.56 | 19.3 | 0.01 | 0.02 | 0 | 0 | 0 | 0 | 5.9429 | 1.981
SPP_N_2_SPP_S | SPP_N | SPP_S | 2050 | B16 | 25 | 25 | 4000 | 825.03 | 3996.06 | 3996.29 | 0.35 | 0.84 | 0 | 0.70033 | 0.29675 | 0 | 5.9429 | 1.981
SPP_N_2_SPP_S | SPP_N | SPP_S | 2050 | B17 | 100 | 100 | 4000 | 606.42 | 3196.08 | 3998.96 | 0.08 | 0.21 | 0 | 0 | 0.29675 | 0 | 5.9429 | 1.981
SPP_N_2_SPP_S | SPP_N | SPP_S | 2050 | B18 | 400 | 400 | 4000 | 1009.2 | 1246.16 | 259.16 | 0.02 | 0.05 | 0 | 0 | 0 | 0 | 5.9429 | 1.981
SPP_N_2_SPP_S | SPP_N | SPP_S | 2050 | B19 | 700 | 700 | 4000 | 0.05 | 2.48 | 0.04 | 0.01 | 0.02 | 0 | 0 | 0 | 0 | 5.9429 | 1.981
SPP_N_2_SPP_S | SPP_N | SPP_S | 2050 | B20 | 935 | 935 | 4000 | 0.02 | 3999.31 | 2284.48 | 0.01 | 0.02 | 0 | 0.08309 | 0 | 0 | 5.9429 | 1.981
SPP_S_2_ENT | SPP_S | ENT | 2015 | B01 | 10 | 10 | 850 | 0.28 | 0.74 | 0.37 | 0.82 | 0.42 | 0 | 0 | 0 | 0 | 0 | 0
SPP_S_2_ENT | SPP_S | ENT | 2015 | B02 | 25 | 25 | 850 | 0 | 0.19 | 0.12 | 0.21 | 0.13 | 0 | 0 | 0 | 0 | 0 | 0
SPP_S_2_ENT | SPP_S | ENT | 2015 | B03 | 75 | 75 | 850 | 33.33 | 0.07 | 0.04 | 0.08 | 0.04 | 0 | 0 | 0 | 0 | 0 | 0
SPP_S_2_ENT | SPP_S | ENT | 2015 | B04 | 100 | 100 | 850 | 267.99 | 105.34 | 379.91 | 64.19 | 225.41 | 0 | 0 | 0 | 0 | 0 | 0
SPP_S_2_ENT | SPP_S | ENT | 2015 | B05 | 200 | 200 | 850 | 0 | 0.03 | 0.03 | 0.03 | 0.03 | 0 | 0 | 0 | 0 | 0 | 0
SPP_S_2_ENT | SPP_S | ENT | 2015 | B06 | 300 | 300 | 850 | 0 | 0.01 | 0.01 | 0.01 | 0.01 | 0 | 0 | 0 | 0 | 0 | 0
SPP_S_2_ENT | SPP_S | ENT | 2015 | B07 | 400 | 400 | 850 | 0 | 0.01 | 0.01 | 0.01 | 0.01 | 0 | 0 | 0 | 0 | 0 | 0
SPP_S_2_ENT | SPP_S | ENT | 2015 | B08 | 500 | 500 | 850 | 0 | 0.01 | 0.01 | 0.01 | 0.01 | 0 | 0 | 0 | 0 | 0 | 0
SPP_S_2_ENT | SPP_S | ENT | 2015 | B09 | 800 | 800 | 850 | 0 | 0 | 0 | 0.01 | 0.01 | 0 | 0 | 0 | 0 | 0 | 0
SPP_S_2_ENT | SPP_S | ENT | 2015 | B10 | 1262 | 0 | 850 | 0 | 0 | 0 | 0 | 0 | 0 | 0 | 0 | 0 | 0 | 0
SPP_S_2_ENT | SPP_S | ENT | 2015 | B11 | 25 | 25 | 850 | 0 | 0.12 | 0.09 | 0.14 | 0.1 | 0 | 0 | 0 | 0 | 0 | 0
SPP_S_2_ENT | SPP_S | ENT | 2015 | B12 | 200 | 200 | 850 | 0 | 0.01 | 0.02 | 0.01 | 0.02 | 0 | 0 | 0 | 0 | 0 | 0
SPP_S_2_ENT | SPP_S | ENT | 2015 | B13 | 600 | 600 | 850 | 0 | 0.01 | 0.01 | 0.01 | 0.01 | 0 | 0 | 0 | 0 | 0 | 0
SPP_S_2_ENT | SPP_S | ENT | 2015 | B14 | 900 | 0 | 850 | 0 | 0 | 0.01 | 0 | 0.01 | 0 | 0 | 0 | 0 | 0 | 0
SPP_S_2_ENT | SPP_S | ENT | 2015 | B15 | 1203 | 0 | 850 | 0 | 0 | 0 | 0 | 0 | 0 | 0 | 0 | 0 | 0 | 0
SPP_S_2_ENT | SPP_S | ENT | 2015 | B16 | 25 | 25 | 850 | 0 | 0.13 | 50.62 | 0.15 | 45.77 | 0 | 0 | 0 | 0 | 0 | 0
SPP_S_2_ENT | SPP_S | ENT | 2015 | B17 | 100 | 100 | 850 | 0 | 0.04 | 0.03 | 0.04 | 0.04 | 0 | 0 | 0 | 0 | 0 | 0
SPP_S_2_ENT | SPP_S | ENT | 2015 | B18 | 400 | 400 | 850 | 0 | 0.01 | 0.01 | 0.01 | 0.01 | 0 | 0 | 0 | 0 | 0 | 0
SPP_S_2_ENT | SPP_S | ENT | 2015 | B19 | 700 | 700 | 850 | 0 | 0.01 | 0.01 | 0.01 | 0.01 | 0 | 0 | 0 | 0 | 0 | 0
SPP_S_2_ENT | SPP_S | ENT | 2015 | B20 | 935 | 935 | 850 | 0 | 0.01 | 0 | 0.01 | 0 | 0 | 0 | 0 | 0 | 0 | 0
SPP_S_2_ENT | SPP_S | ENT | 2020 | B01 | 10 | 10 | 850 | 850 | 849.34 | 848.61 | 2909.32 | 10645.99 | 35.7524 | 3.7628 | 1.2582 | 0.059987 | 3.7587 | 1.2529
SPP_S_2_ENT | SPP_S | ENT | 2020 | B02 | 25 | 25 | 850 | 850 | 849.72 | 849.4 | 933.68 | 8517.69 | 4.0477 | 3.7628 | 1.2582 | 0.016978 | 3.7587 | 1.2529
SPP_S_2_ENT | SPP_S | ENT | 2020 | B03 | 75 | 75 | 850 | 850 | 849.86 | 849.78 | 0.37 | 3803.01 | 4.0477 | 2.8488 | 1.2582 | 0.050935 | 3.7587 | 1.2529
SPP_S_2_ENT | SPP_S | ENT | 2020 | B04 | 100 | 100 | 850 | 850 | 849.54 | 849.84 | 0.12 | 4370.94 | 4.0477 | 0.53415 | 1.2582 | 0.067914 | 3.7587 | 1.2529
SPP_S_2_ENT | SPP_S | ENT | 2020 | B05 | 200 | 200 | 850 | 850 | 849.93 | 849.92 | 0.16 | 5431.32 | 0.5935 | 1.7924 | 1.2582 | 0.019916 | 3.7587 | 1.2529
SPP_S_2_ENT | SPP_S | ENT | 2020 | B06 | 300 | 300 | 850 | 466.72 | 849.94 | 849.94 | 0.06 | 1860.05 | 0 | 2.2672 | 1.2582 | 0 | 3.7587 | 1.2529
SPP_S_2_ENT | SPP_S | ENT | 2020 | B07 | 400 | 400 | 850 | 0 | 106.99 | 849.95 | 0.02 | 560.18 | 0 | 0 | 1.2582 | 0 | 3.7587 | 1.2529
SPP_S_2_ENT | SPP_S | ENT | 2020 | B08 | 500 | 500 | 850 | 0 | 0.09 | 849.9 | 0.01 | 0.06 | 0 | 0 | 0.66472 | 0 | 3.7587 | 1.2529
SPP_S_2_ENT | SPP_S | ENT | 2020 | B09 | 800 | 800 | 850 | 0 | 2.48 | 849.97 | 0.01 | 1473.78 | 0 | 0 | 1.2582 | 0 | 3.7587 | 1.2529
SPP_S_2_ENT | SPP_S | ENT | 2020 | B10 | 1262 | 1262 | 850 | 850 | 849.98 | 849.98 | 0.04 | 5077.24 | 2.0891 | 3.2168 | 1.2582 | 0.44236 | 3.7587 | 1.2529
SPP_S_2_ENT | SPP_S | ENT | 2020 | B11 | 25 | 25 | 850 | 850 | 849.72 | 849.4 | 3951.22 | 6689.65 | 4.7243 | 3.7628 | 1.2582 | 0.019817 | 3.7587 | 1.2529
SPP_S_2_ENT | SPP_S | ENT | 2020 | B12 | 200 | 200 | 850 | 0 | 9.81 | 849.88 | 0.04 | 68.49 | 0 | 0 | 1.2464 | 0 | 3.7587 | 1.2529
SPP_S_2_ENT | SPP_S | ENT | 2020 | B13 | 600 | 600 | 850 | 0.03 | 849.96 | 849.97 | 0.02 | 1740.52 | 0 | 1.6737 | 1.2582 | 0 | 3.7587 | 1.2529
SPP_S_2_ENT | SPP_S | ENT | 2020 | B14 | 900 | 900 | 850 | 850 | 849.99 | 849.98 | 5375.81 | 7159.72 | 3.5373 | 3.7628 | 1.2582 | 0.53415 | 3.7587 | 1.2529
SPP_S_2_ENT | SPP_S | ENT | 2020 | B15 | 1203 | 1203 | 850 | 850 | 849.99 | 849.98 | 3519.31 | 5302.8 | 12.1668 | 3.7628 | 1.2582 | 2.4558 | 3.7587 | 1.2529
SPP_S_2_ENT | SPP_S | ENT | 2020 | B16 | 25 | 25 | 850 | 850 | 849.72 | 849.4 | 1742.08 | 3035.29 | 1.9704 | 3.7628 | 1.2582 | 0.0082652 | 3.7587 | 1.2529
SPP_S_2_ENT | SPP_S | ENT | 2020 | B17 | 100 | 100 | 850 | 850 | 849.8 | 849.83 | 0.13 | 2549.35 | 0.49854 | 1.4363 | 1.2582 | 0.0083648 | 3.7587 | 1.2529
SPP_S_2_ENT | SPP_S | ENT | 2020 | B18 | 400 | 400 | 850 | 850 | 849.97 | 849.96 | 0.07 | 1832.17 | 0.29675 | 2.8251 | 1.2582 | 0.019916 | 3.7587 | 1.2529
SPP_S_2_ENT | SPP_S | ENT | 2020 | B19 | 700 | 700 | 850 | 850 | 849.98 | 849.97 | 102.08 | 5362.04 | 2.3146 | 3.7628 | 1.2582 | 0.27185 | 3.7587 | 1.2529
SPP_S_2_ENT | SPP_S | ENT | 2020 | B20 | 935 | 935 | 850 | 850 | 849.99 | 849.98 | 3213.64 | 6976.79 | 6.5997 | 3.7628 | 1.2582 | 1.0354 | 3.7587 | 1.2529
SPP_S_2_ENT | SPP_S | ENT | 2025 | B01 | 10 | 10 | 850 | 850 | 849.78 | 849.51 | 5304.47 | 7421.89 | 43.5866 | 14.2677 | 4.7599 | 0.068532 | 14.2627 | 4.7542
SPP_S_2_ENT | SPP_S | ENT | 2025 | B02 | 25 | 25 | 850 | 850 | 849.9 | 849.79 | 4.72 | 12.32 | 7.217 | 14.0422 | 4.6768 | 0.028369 | 14.2627 | 4.7542
SPP_S_2_ENT | SPP_S | ENT | 2025 | B03 | 75 | 75 | 850 | 850 | 849.87 | 849.92 | 0.05 | 1.54 | 6.3623 | 3.2761 | 4.57 | 0.075027 | 14.2627 | 4.7542
SPP_S_2_ENT | SPP_S | ENT | 2025 | B04 | 100 | 100 | 850 | 850 | 849.94 | 849.94 | 0.05 | 1.66 | 7.0508 | 5.7332 | 4.57 | 0.11086 | 14.2627 | 4.7542
SPP_S_2_ENT | SPP_S | ENT | 2025 | B05 | 200 | 200 | 850 | 849.92 | 849.97 | 849.97 | 0.03 | 1.59 | 0.01187 | 7.2407 | 4.6768 | 0.00037327 | 14.2627 | 4.7542
SPP_S_2_ENT | SPP_S | ENT | 2025 | B06 | 300 | 300 | 850 | 0.06 | 849.96 | 849.98 | 0.01 | 0.54 | 0 | 2.8369 | 4.57 | 0 | 14.2627 | 4.7542
SPP_S_2_ENT | SPP_S | ENT | 2025 | B07 | 400 | 400 | 850 | 0.05 | 849.18 | 849.98 | 0.01 | 0.38 | 0 | 0.10683 | 4.57 | 0 | 14.2627 | 4.7542
SPP_S_2_ENT | SPP_S | ENT | 2025 | B08 | 500 | 500 | 850 | 0 | 0.67 | 849.99 | 0.01 | 0.32 | 0 | 0 | 4.57 | 0 | 14.2627 | 4.7542
SPP_S_2_ENT | SPP_S | ENT | 2025 | B09 | 800 | 0 | 850 | 0 | 849.99 | 849.99 | 0 | 0.2 | 0 | 4.107 | 4.57 | 0 | 14.2627 | 4.7542
SPP_S_2_ENT | SPP_S | ENT | 2025 | B10 | 1262 | 1262 | 850 | 850 | 850 | 850 | 0.06 | 0.27 | 4.1901 | 13.7217 | 4.6768 | 0.83143 | 14.2627 | 4.7542
SPP_S_2_ENT | SPP_S | ENT | 2025 | B11 | 25 | 25 | 850 | 850 | 849.9 | 849.78 | 1.4 | 5.86 | 3.2524 | 13.4962 | 4.5818 | 0.012785 | 14.2627 | 4.7542
SPP_S_2_ENT | SPP_S | ENT | 2025 | B12 | 200 | 200 | 850 | 850 | 849.99 | 849.97 | 0.28 | 1.61 | 1.7805 | 13.1994 | 4.6768 | 0.055991 | 14.2627 | 4.7542
SPP_S_2_ENT | SPP_S | ENT | 2025 | B13 | 600 | 600 | 850 | 850 | 850 | 849.99 | 0.27 | 0.58 | 0.73594 | 14.0541 | 4.6768 | 0.069428 | 14.2627 | 4.7542
SPP_S_2_ENT | SPP_S | ENT | 2025 | B14 | 900 | 900 | 850 | 850 | 850 | 849.99 | 1003.83 | 2502.27 | 13.6624 | 14.2677 | 4.7599 | 1.9334 | 14.2627 | 4.7542
SPP_S_2_ENT | SPP_S | ENT | 2025 | B15 | 1203 | 1203 | 850 | 850 | 850 | 849.99 | 2841.43 | 4437.24 | 65.6648 | 14.2677 | 4.7599 | 12.4206 | 14.2627 | 4.7542
SPP_S_2_ENT | SPP_S | ENT | 2025 | B16 | 25 | 25 | 850 | 850 | 849.91 | 849.79 | 5.61 | 12.41 | 3.2049 | 14.0541 | 4.6768 | 0.012598 | 14.2627 | 4.7542
SPP_S_2_ENT | SPP_S | ENT | 2025 | B17 | 100 | 100 | 850 | 850 | 849.98 | 849.94 | 1.55 | 3.38 | 4.5225 | 14.0541 | 4.6768 | 0.071108 | 14.2627 | 4.7542
SPP_S_2_ENT | SPP_S | ENT | 2025 | B18 | 400 | 400 | 850 | 343.46 | 849.99 | 849.99 | 0.38 | 0.84 | 0 | 14.0541 | 4.6768 | 0 | 14.2627 | 4.7542
SPP_S_2_ENT | SPP_S | ENT | 2025 | B19 | 700 | 700 | 850 | 850 | 850 | 849.99 | 0.25 | 0.52 | 4.2376 | 14.0541 | 4.6768 | 0.4664 | 14.2627 | 4.7542
SPP_S_2_ENT | SPP_S | ENT | 2025 | B20 | 935 | 935 | 850 | 850 | 850 | 849.99 | 0.26 | 1272.87 | 19.4549 | 14.0778 | 4.7599 | 2.8601 | 14.2627 | 4.7542
SPP_S_2_ENT | SPP_S | ENT | 2030 | B01 | 10 | 10 | 850 | 850 | 849.89 | 849.73 | 4323.04 | 6657.39 | 47.7293 | 33.0817 | 11.0272 | 0.090516 | 33.0813 | 11.0271
SPP_S_2_ENT | SPP_S | ENT | 2030 | B02 | 25 | 25 | 850 | 850 | 849.94 | 849.86 | 0.27 | 0.82 | 7.4662 | 25.2475 | 9.3061 | 0.035398 | 33.0813 | 11.0271
SPP_S_2_ENT | SPP_S | ENT | 2030 | B03 | 75 | 75 | 850 | 850 | 849.88 | 849.95 | 0.03 | 0.19 | 6.3623 | 4.5937 | 8.5345 | 0.090494 | 33.0813 | 11.0271
SPP_S_2_ENT | SPP_S | ENT | 2030 | B04 | 100 | 100 | 850 | 850 | 849.94 | 849.96 | 0.02 | 0.14 | 4.4394 | 7.4662 | 8.4158 | 0.084191 | 33.0813 | 11.0271
SPP_S_2_ENT | SPP_S | ENT | 2030 | B05 | 200 | 200 | 850 | 0 | 849.98 | 849.98 | 0.01 | 0.1 | 0 | 9.8877 | 9.2942 | 0 | 33.0813 | 11.0271
SPP_S_2_ENT | SPP_S | ENT | 2030 | B06 | 300 | 300 | 850 | 0 | 0.22 | 849.99 | 0.01 | 0.04 | 0 | 0 | 8.3327 | 0 | 33.0813 | 11.0271
SPP_S_2_ENT | SPP_S | ENT | 2030 | B07 | 400 | 0 | 850 | 0 | 0.12 | 849.98 | 0 | 0.02 | 0 | 0 | 5.6857 | 0 | 33.0813 | 11.0271
SPP_S_2_ENT | SPP_S | ENT | 2030 | B08 | 500 | 0 | 850 | 0 | 849.99 | 849.99 | 0 | 0.03 | 0 | 11.2646 | 8.4158 | 0 | 33.0813 | 11.0271
SPP_S_2_ENT | SPP_S | ENT | 2030 | B09 | 800 | 800 | 850 | 0.03 | 850 | 849.99 | 0.01 | 0.02 | 0 | 23.5026 | 8.4158 | 0 | 33.0813 | 11.0271
SPP_S_2_ENT | SPP_S | ENT | 2030 | B10 | 1262 | 1262 | 850 | 534.92 | 850 | 850 | 0.01 | 0.02 | 0 | 25.2475 | 9.2942 | 0 | 33.0813 | 11.0271
SPP_S_2_ENT | SPP_S | ENT | 2030 | B11 | 25 | 25 | 850 | 0.01 | 849.93 | 849.85 | 0.19 | 0.57 | 0 | 22.0901 | 8.4158 | 0 | 33.0813 | 11.0271
SPP_S_2_ENT | SPP_S | ENT | 2030 | B12 | 200 | 200 | 850 | 850 | 849.99 | 849.98 | 0.05 | 0.11 | 7.2763 | 27.9182 | 9.2942 | 0.27598 | 33.0813 | 11.0271
SPP_S_2_ENT | SPP_S | ENT | 2030 | B13 | 600 | 600 | 850 | 850 | 850 | 849.99 | 0.02 | 0.04 | 7.2763 | 27.9182 | 9.2942 | 0.82795 | 33.0813 | 11.0271
SPP_S_2_ENT | SPP_S | ENT | 2030 | B14 | 900 | 900 | 850 | 850 | 850 | 850 | 1180.65 | 2664.84 | 73.4516 | 33.0817 | 11.0272 | 12.5368 | 33.0813 | 11.0271
SPP_S_2_ENT | SPP_S | ENT | 2030 | B15 | 1203 | 1203 | 850 | 850 | 850 | 850 | 2609.94 | 4588.71 | 73.3329 | 33.0817 | 11.0272 | 16.7304 | 33.0813 | 11.0271
SPP_S_2_ENT | SPP_S | ENT | 2030 | B16 | 25 | 25 | 850 | 850 | 849.94 | 849.86 | 0.39 | 0.87 | 7.5849 | 27.9182 | 9.3061 | 0.035961 | 33.0813 | 11.0271
SPP_S_2_ENT | SPP_S | ENT | 2030 | B17 | 100 | 100 | 850 | 850 | 849.98 | 849.96 | 0.1 | 0.22 | 8.1072 | 27.9182 | 9.2942 | 0.15375 | 33.0813 | 11.0271
SPP_S_2_ENT | SPP_S | ENT | 2030 | B18 | 400 | 400 | 850 | 850 | 850 | 849.99 | 0.02 | 0.05 | 7.5849 | 27.9182 | 9.2942 | 0.57538 | 33.0813 | 11.0271
SPP_S_2_ENT | SPP_S | ENT | 2030 | B19 | 700 | 700 | 850 | 850 | 850 | 849.99 | 0.01 | 0.03 | 9.3773 | 27.9182 | 9.2942 | 1.2449 | 33.0813 | 11.0271
SPP_S_2_ENT | SPP_S | ENT | 2030 | B20 | 935 | 935 | 850 | 850 | 850 | 850 | 0.01 | 1444.7 | 64.4422 | 27.9539 | 11.0272 | 11.4268 | 33.0813 | 11.0271
SPP_S_2_ENT | SPP_S | ENT | 2035 | B01 | 10 | 10 | 850 | 850 | 849.93 | 849.81 | 1146.2 | 6632.66 | 94.2953 | 61.0118 | 20.3452 | 0.14597 | 61.0119 | 20.3373
SPP_S_2_ENT | SPP_S | ENT | 2035 | B02 | 25 | 25 | 850 | 850 | 849.96 | 849.91 | 0.28 | 0.85 | 13.6386 | 51.9906 | 18.2679 | 0.052781 | 61.0119 | 20.3373
SPP_S_2_ENT | SPP_S | ENT | 2035 | B03 | 75 | 75 | 850 | 850 | 849.95 | 849.96 | 0.02 | 0.09 | 13.6386 | 13.7099 | 13.6386 | 0.15834 | 61.0119 | 20.3373
SPP_S_2_ENT | SPP_S | ENT | 2035 | B04 | 100 | 100 | 850 | 196.62 | 849.98 | 849.97 | 0.02 | 0.08 | 0 | 23.3483 | 14.4458 | 0 | 61.0119 | 20.3373
SPP_S_2_ENT | SPP_S | ENT | 2035 | B05 | 200 | 200 | 850 | 581.49 | 849.93 | 849.96 | 0.01 | 0.02 | 0 | 3.6204 | 4.8192 | 0 | 61.0119 | 20.3373
SPP_S_2_ENT | SPP_S | ENT | 2035 | B06 | 300 | 0 | 850 | 0 | 0.2 | 221.05 | 0 | 0.01 | 0 | 0 | 0 | 0 | 61.0119 | 20.3373
SPP_S_2_ENT | SPP_S | ENT | 2035 | B07 | 400 | 0 | 850 | 0 | 849.94 | 849.11 | 0 | 0.01 | 0 | 1.9348 | 0.08309 | 0 | 61.0119 | 20.3373
SPP_S_2_ENT | SPP_S | ENT | 2035 | B08 | 500 | 0 | 850 | 0 | 850 | 849.99 | 0 | 0.03 | 0 | 32.0727 | 17.3302 | 0 | 61.0119 | 20.3373
SPP_S_2_ENT | SPP_S | ENT | 2035 | B09 | 800 | 800 | 850 | 182.94 | 850 | 850 | 0.01 | 0.02 | 0 | 51.9787 | 17.3302 | 0 | 61.0119 | 20.3373
SPP_S_2_ENT | SPP_S | ENT | 2035 | B10 | 1262 | 1262 | 850 | 850 | 850 | 850 | 0.01 | 0.02 | 51.6938 | 51.9787 | 18.2679 | 10.0987 | 61.0119 | 20.3373
SPP_S_2_ENT | SPP_S | ENT | 2035 | B11 | 25 | 25 | 850 | 849.95 | 849.96 | 849.91 | 0.28 | 0.61 | 0.28488 | 51.9787 | 17.3302 | 0.0011025 | 61.0119 | 20.3373
SPP_S_2_ENT | SPP_S | ENT | 2035 | B12 | 200 | 200 | 850 | 850 | 850 | 849.99 | 0.05 | 0.11 | 8.0004 | 54.8394 | 18.2679 | 0.24769 | 61.0119 | 20.3373
SPP_S_2_ENT | SPP_S | ENT | 2035 | B13 | 600 | 600 | 850 | 850 | 850 | 850 | 0.02 | 0.04 | 43.3492 | 54.8394 | 18.2679 | 4.0262 | 61.0119 | 20.3373
SPP_S_2_ENT | SPP_S | ENT | 2035 | B14 | 900 | 900 | 850 | 850 | 850 | 850 | 1188.38 | 2698.39 | 112.3733 | 61.0118 | 20.3333 | 15.6557 | 61.0119 | 20.3373
SPP_S_2_ENT | SPP_S | ENT | 2035 | B15 | 1203 | 1203 | 850 | 850 | 850 | 850 | 3012.11 | 4620.4 | 112.3733 | 61.0118 | 20.3333 | 20.9265 | 61.0119 | 20.3373
SPP_S_2_ENT | SPP_S | ENT | 2035 | B16 | 25 | 25 | 850 | 850 | 849.97 | 849.91 | 0.4 | 0.9 | 113.2279 | 54.8394 | 18.2798 | 0.43819 | 61.0119 | 20.3373
SPP_S_2_ENT | SPP_S | ENT | 2035 | B17 | 100 | 100 | 850 | 850 | 849.99 | 849.98 | 0.1 | 0.23 | 116.326 | 54.8394 | 18.2679 | 1.8007 | 61.0119 | 20.3373
SPP_S_2_ENT | SPP_S | ENT | 2035 | B18 | 400 | 400 | 850 | 850 | 850 | 849.99 | 0.03 | 0.06 | 7.0983 | 54.8394 | 18.2679 | 0.43952 | 61.0119 | 20.3373
SPP_S_2_ENT | SPP_S | ENT | 2035 | B19 | 700 | 700 | 850 | 850 | 850 | 850 | 0.01 | 0.03 | 105.2276 | 54.8394 | 18.2679 | 11.4024 | 61.0119 | 20.3373
SPP_S_2_ENT | SPP_S | ENT | 2035 | B20 | 935 | 935 | 850 | 850 | 850 | 850 | 0.02 | 1465.48 | 110.2367 | 58.1986 | 20.3333 | 15.9553 | 61.0119 | 20.3373
SPP_S_2_ENT | SPP_S | ENT | 2040 | B01 | 10 | 10 | 850 | 850 | 849.91 | 849.78 | 10924.62 | 10633.77 | 130.2851 | 66.6144 | 22.2088 | 0.20246 | 66.5995 | 22.1998
SPP_S_2_ENT | SPP_S | ENT | 2040 | B02 | 25 | 25 | 850 | 850 | 849.96 | 849.91 | 2957.83 | 1240.68 | 53.3319 | 66.6026 | 22.1969 | 0.20719 | 66.5995 | 22.1998
SPP_S_2_ENT | SPP_S | ENT | 2040 | B03 | 75 | 75 | 850 | 850 | 849.95 | 849.95 | 0.02 | 0.1 | 18.1492 | 19.9297 | 14.339 | 0.21153 | 66.5995 | 22.1998
SPP_S_2_ENT | SPP_S | ENT | 2040 | B04 | 100 | 100 | 850 | 0 | 849.95 | 849.9 | 0.02 | 0.05 | 0 | 13.0333 | 4.7717 | 0 | 66.5995 | 22.1998
SPP_S_2_ENT | SPP_S | ENT | 2040 | B05 | 200 | 200 | 850 | 0 | 210.03 | 849.7 | 0.01 | 0.02 | 0 | 0 | 0.7122 | 0 | 66.5995 | 22.1998
SPP_S_2_ENT | SPP_S | ENT | 2040 | B06 | 300 | 0 | 850 | 0 | 0.07 | 0.16 | 0 | 0.01 | 0 | 0 | 0 | 0 | 66.5995 | 22.1998
SPP_S_2_ENT | SPP_S | ENT | 2040 | B07 | 400 | 0 | 850 | 0 | 849.96 | 849.98 | 0 | 0.01 | 0 | 4.5581 | 6.9558 | 0 | 66.5995 | 22.1998
SPP_S_2_ENT | SPP_S | ENT | 2040 | B08 | 500 | 500 | 850 | 0 | 850 | 849.99 | 0.05 | 0.11 | 0 | 63.3858 | 21.1286 | 0 | 66.5995 | 22.1998
SPP_S_2_ENT | SPP_S | ENT | 2040 | B09 | 800 | 800 | 850 | 0 | 850 | 850 | 0.03 | 0.07 | 0 | 63.3858 | 21.1286 | 0 | 66.5995 | 22.1998
SPP_S_2_ENT | SPP_S | ENT | 2040 | B10 | 1262 | 1262 | 850 | 850 | 850 | 850 | 0.06 | 0.03 | 42.7795 | 63.5164 | 17.9712 | 8.3897 | 66.5995 | 22.1998
SPP_S_2_ENT | SPP_S | ENT | 2040 | B11 | 25 | 25 | 850 | 271.78 | 849.96 | 849.9 | 0.97 | 2.09 | 0 | 63.3977 | 21.1286 | 0 | 66.5995 | 22.1998
SPP_S_2_ENT | SPP_S | ENT | 2040 | B12 | 200 | 200 | 850 | 850 | 849.99 | 849.99 | 3705 | 2182.66 | 43.1 | 66.6026 | 22.1969 | 1.3395 | 66.5995 | 22.1998
SPP_S_2_ENT | SPP_S | ENT | 2040 | B13 | 600 | 600 | 850 | 850 | 850 | 850 | 4527.36 | 3059.99 | 132.1368 | 66.6026 | 22.1969 | 12.3205 | 66.5995 | 22.1998
SPP_S_2_ENT | SPP_S | ENT | 2040 | B14 | 900 | 900 | 850 | 850 | 850 | 850 | 7354.64 | 7706.33 | 143.6626 | 66.6026 | 22.1969 | 20.0927 | 66.5995 | 22.1998
SPP_S_2_ENT | SPP_S | ENT | 2040 | B15 | 1203 | 1203 | 850 | 850 | 850 | 850 | 691.15 | 6552.92 | 68.4899 | 66.6026 | 22.1969 | 12.8039 | 66.5995 | 22.1998
SPP_S_2_ENT | SPP_S | ENT | 2040 | B16 | 25 | 25 | 850 | 850 | 849.96 | 849.91 | 4954.89 | 3014.69 | 155.1528 | 66.6026 | 22.1969 | 0.60277 | 66.5995 | 22.1998
SPP_S_2_ENT | SPP_S | ENT | 2040 | B17 | 100 | 100 | 850 | 850 | 849.99 | 849.98 | 5058.6 | 3344.71 | 155.1528 | 66.6026 | 22.1969 | 2.4111 | 66.5995 | 22.1998
SPP_S_2_ENT | SPP_S | ENT | 2040 | B18 | 400 | 400 | 850 | 850 | 850 | 849.99 | 4072.48 | 2575.42 | 69.3089 | 66.6026 | 22.1969 | 4.3082 | 66.5995 | 22.1998
SPP_S_2_ENT | SPP_S | ENT | 2040 | B19 | 700 | 700 | 850 | 850 | 850 | 850 | 5359.81 | 3805.9 | 146.7013 | 66.6026 | 22.1969 | 15.9582 | 66.5995 | 22.1998
SPP_S_2_ENT | SPP_S | ENT | 2040 | B20 | 935 | 935 | 850 | 850 | 850 | 850 | 2723.86 | 4511.73 | 68.4899 | 66.6026 | 22.1969 | 9.9515 | 66.5995 | 22.1998
SPP_S_2_ENT | SPP_S | ENT | 2045 | B01 | 10 | 10 | 850 | 850 | 849.87 | 849.69 | 3499.5 | 7041.95 | 231.9042 | 61.0355 | 20.3452 | 0.36038 | 61.0207 | 20.3402
SPP_S_2_ENT | SPP_S | ENT | 2045 | B02 | 25 | 25 | 850 | 850 | 849.94 | 849.86 | 122.28 | 1.35 | 137.1578 | 60.9999 | 18.1492 | 0.53286 | 61.0207 | 20.3402
SPP_S_2_ENT | SPP_S | ENT | 2045 | B03 | 75 | 75 | 850 | 850 | 849.93 | 849.89 | 0.03 | 0.09 | 14.1134 | 16.523 | 7.4662 | 0.16449 | 61.0207 | 20.3402
SPP_S_2_ENT | SPP_S | ENT | 2045 | B04 | 100 | 100 | 850 | 0 | 849.91 | 849.9 | 0.02 | 0.07 | 0 | 8.487 | 6.8965 | 0 | 61.0207 | 20.3402
SPP_S_2_ENT | SPP_S | ENT | 2045 | B05 | 200 | 200 | 850 | 0 | 238.47 | 190.14 | 0.01 | 0.02 | 0 | 0 | 0 | 0 | 61.0207 | 20.3402
SPP_S_2_ENT | SPP_S | ENT | 2045 | B06 | 300 | 300 | 850 | 0 | 0.07 | 849.72 | 0.01 | 0.02 | 0 | 0 | 1.1751 | 0 | 61.0207 | 20.3402
SPP_S_2_ENT | SPP_S | ENT | 2045 | B07 | 400 | 400 | 850 | 0 | 849.98 | 849.98 | 0.01 | 0.02 | 0 | 13.7692 | 7.4662 | 0 | 61.0207 | 20.3402
SPP_S_2_ENT | SPP_S | ENT | 2045 | B08 | 500 | 500 | 850 | 0 | 850 | 849.99 | 0.02 | 0.05 | 0 | 51.1597 | 17.0572 | 0 | 61.0207 | 20.3402
SPP_S_2_ENT | SPP_S | ENT | 2045 | B09 | 800 | 800 | 850 | 283.35 | 850 | 849.99 | 0.01 | 0.03 | 0 | 51.1597 | 17.0572 | 0 | 61.0207 | 20.3402
SPP_S_2_ENT | SPP_S | ENT | 2045 | B10 | 1262 | 1262 | 850 | 850 | 850 | 850 | 0.01 | 0.03 | 63.8131 | 54.4477 | 18.1374 | 12.5147 | 61.0207 | 20.3402
SPP_S_2_ENT | SPP_S | ENT | 2045 | B11 | 25 | 25 | 850 | 0.01 | 849.93 | 849.85 | 0.43 | 0.91 | 0 | 51.1716 | 17.0572 | 0 | 61.0207 | 20.3402
SPP_S_2_ENT | SPP_S | ENT | 2045 | B12 | 200 | 200 | 850 | 850 | 849.99 | 849.98 | 363.59 | 0.17 | 125.6914 | 61.0237 | 18.1492 | 3.9065 | 61.0207 | 20.3402
SPP_S_2_ENT | SPP_S | ENT | 2045 | B13 | 600 | 600 | 850 | 850 | 850 | 849.99 | 0.03 | 0.06 | 100.9425 | 54.4714 | 18.1611 | 9.4119 | 61.0207 | 20.3402
SPP_S_2_ENT | SPP_S | ENT | 2045 | B14 | 900 | 900 | 850 | 850 | 850 | 850 | 4680.9 | 1840.37 | 94.7582 | 61.0237 | 20.3452 | 13.2529 | 61.0207 | 20.3402
SPP_S_2_ENT | SPP_S | ENT | 2045 | B15 | 1203 | 1203 | 850 | 850 | 850 | 850 | 0.01 | 0.09 | 63.825 | 54.4596 | 18.6715 | 11.9319 | 61.0207 | 20.3402
SPP_S_2_ENT | SPP_S | ENT | 2045 | B16 | 25 | 25 | 850 | 850 | 849.94 | 849.86 | 1169.62 | 1.44 | 213.3514 | 61.0237 | 18.1492 | 0.82887 | 61.0207 | 20.3402
SPP_S_2_ENT | SPP_S | ENT | 2045 | B17 | 100 | 100 | 850 | 850 | 849.99 | 849.96 | 0.91 | 0.35 | 213.3514 | 59.3144 | 18.1492 | 3.3155 | 61.0207 | 20.3402
SPP_S_2_ENT | SPP_S | ENT | 2045 | B18 | 400 | 400 | 850 | 850 | 850 | 849.99 | 0.04 | 0.09 | 96.0639 | 54.4596 | 18.1492 | 5.9713 | 61.0207 | 20.3402
SPP_S_2_ENT | SPP_S | ENT | 2045 | B19 | 700 | 700 | 850 | 850 | 850 | 849.99 | 315.83 | 0.21 | 90.9717 | 61.0237 | 19.8823 | 9.8959 | 61.0207 | 20.3402
SPP_S_2_ENT | SPP_S | ENT | 2045 | B20 | 935 | 935 | 850 | 850 | 850 | 850 | 0.02 | 3.37 | 63.825 | 54.4596 | 20.2027 | 9.2737 | 61.0207 | 20.3402
SPP_S_2_ENT | SPP_S | ENT | 2050 | B01 | 10 | 10 | 850 | 850 | 849.93 | 849.83 | 6073.66 | 11845.76 | 542.1504 | 47.9073 | 15.977 | 0.69865 | 47.9054 | 15.9685
SPP_S_2_ENT | SPP_S | ENT | 2050 | B02 | 25 | 25 | 850 | 850 | 849.97 | 849.93 | 3943.41 | 6080.16 | 184.0325 | 47.9073 | 15.9651 | 0.59289 | 47.9054 | 15.9685
SPP_S_2_ENT | SPP_S | ENT | 2050 | B03 | 75 | 75 | 850 | 850 | 849.97 | 849.97 | 0.03 | 323.95 | 6.2555 | 24.7371 | 15.9651 | 0.060459 | 47.9054 | 15.9685
SPP_S_2_ENT | SPP_S | ENT | 2050 | B04 | 100 | 100 | 850 | 0 | 845.72 | 849.96 | 0.01 | 0.05 | 0 | 0.08309 | 8.036 | 0 | 47.9054 | 15.9685
SPP_S_2_ENT | SPP_S | ENT | 2050 | B05 | 200 | 200 | 850 | 0 | 849.73 | 849.99 | 0.01 | 0.06 | 0 | 5.0329 | 14.2559 | 0 | 47.9054 | 15.9685
SPP_S_2_ENT | SPP_S | ENT | 2050 | B06 | 300 | 0 | 850 | 0 | 849.89 | 849.99 | 0 | 0.05 | 0 | 2.0654 | 14.2796 | 0 | 47.9054 | 15.9685
SPP_S_2_ENT | SPP_S | ENT | 2050 | B07 | 400 | 400 | 850 | 0 | 850 | 849.99 | 0.02 | 0.05 | 0 | 42.8863 | 14.2915 | 0 | 47.9054 | 15.9685
SPP_S_2_ENT | SPP_S | ENT | 2050 | B08 | 500 | 500 | 850 | 850 | 850 | 850 | 0.02 | 0.04 | 5.4246 | 42.8863 | 14.2915 | 0.34952 | 47.9054 | 15.9685
SPP_S_2_ENT | SPP_S | ENT | 2050 | B09 | 800 | 800 | 850 | 850 | 850 | 850 | 2321.92 | 2.01 | 78.2945 | 47.9073 | 15.9414 | 8.0716 | 47.9054 | 15.9685
SPP_S_2_ENT | SPP_S | ENT | 2050 | B10 | 1262 | 1262 | 850 | 850 | 850 | 850 | 2276.01 | 30.95 | 61.7477 | 47.9073 | 15.9651 | 10.042 | 47.9054 | 15.9685
SPP_S_2_ENT | SPP_S | ENT | 2050 | B11 | 25 | 25 | 850 | 850 | 849.97 | 849.93 | 1872.57 | 899.89 | 251.3116 | 47.9073 | 15.9651 | 0.80964 | 47.9054 | 15.9685
SPP_S_2_ENT | SPP_S | ENT | 2050 | B12 | 200 | 200 | 850 | 850 | 850 | 849.99 | 2970.34 | 4778.47 | 69.938 | 47.9073 | 15.9651 | 1.8025 | 47.9054 | 15.9685
SPP_S_2_ENT | SPP_S | ENT | 2050 | B13 | 600 | 600 | 850 | 850 | 850 | 850 | 3.33 | 0.04 | 35.4438 | 47.8955 | 12.0955 | 2.7405 | 47.9054 | 15.9685
SPP_S_2_ENT | SPP_S | ENT | 2050 | B14 | 900 | 900 | 850 | 850 | 850 | 850 | 8234.5 | 5343.27 | 76.4903 | 47.9073 | 15.9651 | 8.8713 | 47.9054 | 15.9685
SPP_S_2_ENT | SPP_S | ENT | 2050 | B15 | 1203 | 1203 | 850 | 850 | 850 | 850 | 7532.81 | 6326.23 | 68.4899 | 47.9073 | 15.9651 | 10.6177 | 47.9054 | 15.9685
SPP_S_2_ENT | SPP_S | ENT | 2050 | B16 | 25 | 25 | 850 | 850 | 849.97 | 849.93 | 7279 | 6105.29 | 345.1796 | 47.9073 | 15.9651 | 1.112 | 47.9054 | 15.9685
SPP_S_2_ENT | SPP_S | ENT | 2050 | B17 | 100 | 100 | 850 | 850 | 849.99 | 849.98 | 3971.01 | 5963.64 | 165.1829 | 47.9073 | 15.9651 | 2.1286 | 47.9054 | 15.9685
SPP_S_2_ENT | SPP_S | ENT | 2050 | B18 | 400 | 400 | 850 | 850 | 850 | 850 | 458.42 | 884.27 | 15.9889 | 47.9073 | 15.9651 | 0.82417 | 47.9054 | 15.9685
SPP_S_2_ENT | SPP_S | ENT | 2050 | B19 | 700 | 700 | 850 | 850 | 850 | 850 | 532.06 | 0.16 | 76.4903 | 47.9073 | 15.0512 | 6.8999 | 47.9054 | 15.9685
SPP_S_2_ENT | SPP_S | ENT | 2050 | B20 | 935 | 935 | 850 | 850 | 850 | 850 | 7220.2 | 5267.3 | 68.4899 | 47.9073 | 15.9651 | 8.2523 | 47.9054 | 15.9685
SPP_S_2_SPP_N | SPP_S | SPP_N | 2015 | B01 | 10 | 10 | 640 | 640 | 639.33 | 638.61 | 609.33 | 3032.76 | 5.7451 | 2.92 | 0.97334 | 0.090474 | 2.9366 | 0.97888
SPP_S_2_SPP_N | SPP_S | SPP_N | 2015 | B02 | 25 | 25 | 640 | 640 | 639.71 | 639.4 | 439.54 | 2646.07 | 2.1603 | 2.92 | 0.97334 | 0.085053 | 2.9366 | 0.97888
SPP_S_2_SPP_N | SPP_S | SPP_N | 2015 | B03 | 75 | 75 | 640 | 640 | 639.9 | 639.79 | 1077.79 | 2348.98 | 8.8075 | 2.92 | 0.96147 | 1.0403 | 2.9366 | 0.97888
SPP_S_2_SPP_N | SPP_S | SPP_N | 2015 | B04 | 100 | 100 | 640 | 640 | 639.92 | 639.84 | 829.29 | 2316.84 | 6.4929 | 2.92 | 0.96147 | 1.0225 | 2.9366 | 0.97888
SPP_S_2_SPP_N | SPP_S | SPP_N | 2015 | B05 | 200 | 200 | 640 | 640 | 639.51 | 639.9 | 0.05 | 0.68 | 4.1189 | 0.17805 | 0.85464 | 1.2973 | 2.9366 | 0.97888
SPP_S_2_SPP_N | SPP_S | SPP_N | 2015 | B06 | 300 | 300 | 640 | 0.02 | 2.53 | 1.96 | 0.03 | 0.07 | 0 | 0 | 0 | 0 | 2.9366 | 0.97888
SPP_S_2_SPP_N | SPP_S | SPP_N | 2015 | B07 | 400 | 400 | 640 | 0.01 | 1.97 | 1.58 | 0.02 | 0.05 | 0 | 0 | 0 | 0 | 2.9366 | 0.97888
SPP_S_2_SPP_N | SPP_S | SPP_N | 2015 | B08 | 500 | 500 | 640 | 0.01 | 1.7 | 1.29 | 0.02 | 0.04 | 0 | 0 | 0 | 0 | 2.9366 | 0.97888
SPP_S_2_SPP_N | SPP_S | SPP_N | 2015 | B09 | 800 | 800 | 640 | 0.01 | 1.06 | 0.81 | 0.01 | 0.02 | 0 | 0 | 0 | 0 | 2.9366 | 0.97888
SPP_S_2_SPP_N | SPP_S | SPP_N | 2015 | B10 | 1262 | 1262 | 640 | 0 | 0.68 | 0.5 | 0.01 | 0.02 | 0 | 0 | 0 | 0 | 2.9366 | 0.97888
SPP_S_2_SPP_N | SPP_S | SPP_N | 2015 | B11 | 25 | 25 | 640 | 640 | 22.77 | 17.48 | 0.37 | 0.84 | 5.3771 | 0 | 0 | 0.2117 | 2.9366 | 0.97888
SPP_S_2_SPP_N | SPP_S | SPP_N | 2015 | B12 | 200 | 200 | 640 | 640 | 439.85 | 639.91 | 0.06 | 280.2 | 0.53415 | 0 | 0.96147 | 0.16824 | 2.9366 | 0.97888
SPP_S_2_SPP_N | SPP_S | SPP_N | 2015 | B13 | 600 | 600 | 640 | 485.54 | 639.36 | 581.38 | 0.02 | 0.04 | 0 | 0.04748 | 0 | 0 | 2.9366 | 0.97888
SPP_S_2_SPP_N | SPP_S | SPP_N | 2015 | B14 | 900 | 900 | 640 | 0.01 | 1.51 | 319.92 | 0.01 | 0.02 | 0 | 0 | 0 | 0 | 2.9366 | 0.97888
SPP_S_2_SPP_N | SPP_S | SPP_N | 2015 | B15 | 1203 | 1203 | 640 | 0 | 0.74 | 0.55 | 0.01 | 0.02 | 0 | 0 | 0 | 0 | 2.9366 | 0.97888
SPP_S_2_SPP_N | SPP_S | SPP_N | 2015 | B16 | 25 | 25 | 640 | 0.22 | 24.78 | 27.74 | 0.41 | 1.04 | 0 | 0 | 0 | 0 | 2.9366 | 0.97888
SPP_S_2_SPP_N | SPP_S | SPP_N | 2015 | B17 | 100 | 100 | 640 | 0.06 | 7.28 | 5.61 | 0.1 | 0.23 | 0 | 0 | 0 | 0 | 2.9366 | 0.97888
SPP_S_2_SPP_N | SPP_S | SPP_N | 2015 | B18 | 400 | 400 | 640 | 0.01 | 2.02 | 1.51 | 0.02 | 0.05 | 0 | 0 | 0 | 0 | 2.9366 | 0.97888
SPP_S_2_SPP_N | SPP_S | SPP_N | 2015 | B19 | 700 | 700 | 640 | 0.01 | 1.2 | 0.89 | 0.01 | 0.03 | 0 | 0 | 0 | 0 | 2.9366 | 0.97888
SPP_S_2_SPP_N | SPP_S | SPP_N | 2015 | B20 | 935 | 935 | 640 | 0.01 | 0.89 | 0.67 | 0.01 | 0.02 | 0 | 0 | 0 | 0 | 2.9366 | 0.97888
SPP_S_2_SPP_N | SPP_S | SPP_N | 2020 | B01 | 10 | 10 | 640 | 640 | 639.15 | 638.24 | 5035.68 | 8069.1 | 35.7406 | 2.8369 | 0.93773 | 0.82162 | 2.8459 | 0.94864
SPP_S_2_SPP_N | SPP_S | SPP_N | 2020 | B02 | 25 | 25 | 640 | 640 | 639.33 | 639.2 | 1.67 | 558.89 | 4.0358 | 1.3057 | 0.93773 | 0.23194 | 2.8459 | 0.94864
SPP_S_2_SPP_N | SPP_S | SPP_N | 2020 | B03 | 75 | 75 | 640 | 640 | 639.87 | 639.68 | 138.01 | 274.48 | 7.395 | 2.8369 | 0.93773 | 1.275 | 2.8459 | 0.94864
SPP_S_2_SPP_N | SPP_S | SPP_N | 2020 | B04 | 100 | 100 | 640 | 640 | 10.34 | 6.08 | 0.16 | 0.28 | 4.0358 | 0 | 0 | 0.92777 | 2.8459 | 0.94864
SPP_S_2_SPP_N | SPP_S | SPP_N | 2020 | B05 | 200 | 200 | 640 | 640 | 5.28 | 3.28 | 0.07 | 0.13 | 0.58163 | 0 | 0 | 0.26742 | 2.8459 | 0.94864
SPP_S_2_SPP_N | SPP_S | SPP_N | 2020 | B06 | 300 | 300 | 640 | 0.05 | 3.25 | 2.35 | 0.04 | 0.09 | 0 | 0 | 0 | 0 | 2.8459 | 0.94864
SPP_S_2_SPP_N | SPP_S | SPP_N | 2020 | B07 | 400 | 400 | 640 | 0.02 | 2.43 | 1.74 | 0.03 | 0.06 | 0 | 0 | 0 | 0 | 2.8459 | 0.94864
SPP_S_2_SPP_N | SPP_S | SPP_N | 2020 | B08 | 500 | 500 | 640 | 0.01 | 1.9 | 1.41 | 0.02 | 0.05 | 0 | 0 | 0 | 0 | 2.8459 | 0.94864
SPP_S_2_SPP_N | SPP_S | SPP_N | 2020 | B09 | 800 | 800 | 640 | 0.01 | 1.24 | 0.92 | 0.01 | 0.03 | 0 | 0 | 0 | 0 | 2.8459 | 0.94864
SPP_S_2_SPP_N | SPP_S | SPP_N | 2020 | B10 | 1262 | 1262 | 640 | 0.01 | 0.83 | 0.61 | 0.01 | 0.02 | 0 | 0 | 0 | 0 | 2.8459 | 0.94864
SPP_S_2_SPP_N | SPP_S | SPP_N | 2020 | B11 | 25 | 25 | 640 | 640 | 30.44 | 20.24 | 0.56 | 1.12 | 4.7124 | 0 | 0 | 0.27083 | 2.8459 | 0.94864
SPP_S_2_SPP_N | SPP_S | SPP_N | 2020 | B12 | 200 | 200 | 640 | 0.04 | 4.59 | 3.46 | 0.06 | 0.14 | 0 | 0 | 0 | 0 | 2.8459 | 0.94864
SPP_S_2_SPP_N | SPP_S | SPP_N | 2020 | B13 | 600 | 600 | 640 | 0.01 | 1.71 | 1.26 | 0.02 | 0.04 | 0 | 0 | 0 | 0 | 2.8459 | 0.94864
SPP_S_2_SPP_N | SPP_S | SPP_N | 2020 | B14 | 900 | 900 | 640 | 639.88 | 1.18 | 0.86 | 0.01 | 0.03 | 0 | 0 | 0 | 0 | 2.8459 | 0.94864
SPP_S_2_SPP_N | SPP_S | SPP_N | 2020 | B15 | 1203 | 1203 | 640 | 371.41 | 1.26 | 1.12 | 0.01 | 0.02 | 0 | 0 | 0 | 0 | 2.8459 | 0.94864
SPP_S_2_SPP_N | SPP_S | SPP_N | 2020 | B16 | 25 | 25 | 640 | 0.28 | 639.64 | 28.14 | 1974.22 | 2.14 | 0 | 2.8369 | 0 | 0 | 2.8459 | 0.94864
SPP_S_2_SPP_N | SPP_S | SPP_N | 2020 | B17 | 100 | 100 | 640 | 0.07 | 10.02 | 6.46 | 0.14 | 0.32 | 0 | 0 | 0 | 0 | 2.8459 | 0.94864
SPP_S_2_SPP_N | SPP_S | SPP_N | 2020 | B18 | 400 | 400 | 640 | 117.19 | 2.47 | 1.82 | 0.03 | 0.07 | 0 | 0 | 0 | 0 | 2.8459 | 0.94864
SPP_S_2_SPP_N | SPP_S | SPP_N | 2020 | B19 | 700 | 700 | 640 | 0.01 | 1.48 | 1.05 | 0.02 | 0.04 | 0 | 0 | 0 | 0 | 2.8459 | 0.94864
SPP_S_2_SPP_N | SPP_S | SPP_N | 2020 | B20 | 935 | 935 | 640 | 0.01 | 1.13 | 0.82 | 0.01 | 0.03 | 0 | 0 | 0 | 0 | 2.8459 | 0.94864
SPP_S_2_SPP_N | SPP_S | SPP_N | 2025 | B01 | 10 | 10 | 640 | 640 | 628.79 | 612.83 | 1.06 | 2.04 | 8.4633 | 0.20179 | 0.05935 | 0.36014 | 4.8861 | 1.6287
SPP_S_2_SPP_N | SPP_S | SPP_N | 2025 | B02 | 25 | 25 | 640 | 640 | 27.87 | 26.32 | 0.35 | 0.75 | 4.2851 | 0 | 0 | 0.45586 | 4.8861 | 1.6287
SPP_S_2_SPP_N | SPP_S | SPP_N | 2025 | B03 | 75 | 75 | 640 | 640 | 14.35 | 2.29 | 0.12 | 0.24 | 7.395 | 0 | 0 | 2.3601 | 4.8861 | 1.6287
SPP_S_2_SPP_N | SPP_S | SPP_N | 2025 | B04 | 100 | 100 | 640 | 640 | 0.97 | 1.84 | 0.08 | 0.18 | 7.0389 | 0 | 0 | 2.9953 | 4.8861 | 1.6287
SPP_S_2_SPP_N | SPP_S | SPP_N | 2025 | B05 | 200 | 200 | 640 | 609.72 | 4.74 | 3.97 | 0.04 | 0.09 | 0 | 0 | 0 | 0 | 4.8861 | 1.6287
SPP_S_2_SPP_N | SPP_S | SPP_N | 2025 | B06 | 300 | 300 | 640 | 0.03 | 0.36 | 0.67 | 0.03 | 0.06 | 0 | 0 | 0 | 0 | 4.8861 | 1.6287
SPP_S_2_SPP_N | SPP_S | SPP_N | 2025 | B07 | 400 | 400 | 640 | 0.02 | 0.26 | 0.49 | 0.02 | 0.04 | 0 | 0 | 0 | 0 | 4.8861 | 1.6287
SPP_S_2_SPP_N | SPP_S | SPP_N | 2025 | B08 | 500 | 500 | 640 | 0.02 | 0.2 | 0.4 | 0.02 | 0.04 | 0 | 0 | 0 | 0 | 4.8861 | 1.6287
SPP_S_2_SPP_N | SPP_S | SPP_N | 2025 | B09 | 800 | 800 | 640 | 0 | 0.13 | 0.26 | 0.01 | 0.02 | 0 | 0 | 0 | 0 | 4.8861 | 1.6287
SPP_S_2_SPP_N | SPP_S | SPP_N | 2025 | B10 | 1262 | 1262 | 640 | 0 | 0.09 | 0.77 | 0.01 | 0.02 | 0 | 0 | 0 | 0 | 4.8861 | 1.6287
SPP_S_2_SPP_N | SPP_S | SPP_N | 2025 | B11 | 25 | 25 | 640 | 640 | 3.22 | 6.01 | 0.32 | 0.7 | 3.2286 | 0 | 0 | 0.34347 | 4.8861 | 1.6287
SPP_S_2_SPP_N | SPP_S | SPP_N | 2025 | B12 | 200 | 200 | 640 | 0.05 | 0.59 | 4 | 0.04 | 0.09 | 0 | 0 | 0 | 0 | 4.8861 | 1.6287
SPP_S_2_SPP_N | SPP_S | SPP_N | 2025 | B13 | 600 | 600 | 640 | 0.02 | 1.99 | 1.55 | 0.01 | 0.03 | 0 | 0 | 0 | 0 | 4.8861 | 1.6287
SPP_S_2_SPP_N | SPP_S | SPP_N | 2025 | B14 | 900 | 900 | 640 | 0.01 | 639.79 | 639.51 | 0.01 | 0.02 | 0 | 0.18992 | 0.05935 | 0 | 4.8861 | 1.6287
SPP_S_2_SPP_N | SPP_S | SPP_N | 2025 | B15 | 1203 | 1203 | 640 | 0.01 | 639.84 | 639.63 | 0.01 | 0.02 | 0 | 0.18992 | 0.05935 | 0 | 4.8861 | 1.6287
SPP_S_2_SPP_N | SPP_S | SPP_N | 2025 | B16 | 25 | 25 | 640 | 0.35 | 31.61 | 25.8 | 0.34 | 0.74 | 0 | 0 | 0 | 0 | 4.8861 | 1.6287
SPP_S_2_SPP_N | SPP_S | SPP_N | 2025 | B17 | 100 | 100 | 640 | 0.09 | 9.58 | 7.63 | 0.09 | 0.19 | 0 | 0 | 0 | 0 | 4.8861 | 1.6287
SPP_S_2_SPP_N | SPP_S | SPP_N | 2025 | B18 | 400 | 400 | 640 | 0.02 | 2.65 | 2.21 | 0.02 | 0.05 | 0 | 0 | 0 | 0 | 4.8861 | 1.6287
SPP_S_2_SPP_N | SPP_S | SPP_N | 2025 | B19 | 700 | 700 | 640 | 0.01 | 1.8 | 1.4 | 0.01 | 0.03 | 0 | 0 | 0 | 0 | 4.8861 | 1.6287
SPP_S_2_SPP_N | SPP_S | SPP_N | 2025 | B20 | 935 | 935 | 640 | 0.01 | 431.97 | 639.52 | 0.01 | 0.02 | 0 | 0 | 0.05935 | 0 | 4.8861 | 1.6287
SPP_S_2_SPP_N | SPP_S | SPP_N | 2030 | B01 | 10 | 10 | 640 | 640 | 639.24 | 638.41 | 1.42 | 3.09 | 10.4931 | 5.1516 | 1.7093 | 0.49967 | 8.5311 | 2.8437
SPP_S_2_SPP_N | SPP_S | SPP_N | 2030 | B02 | 25 | 25 | 640 | 640 | 0.67 | 30.96 | 0.2 | 0.54 | 7.4544 | 0 | 0 | 0.88742 | 8.5311 | 2.8437
SPP_S_2_SPP_N | SPP_S | SPP_N | 2030 | B03 | 75 | 75 | 640 | 640 | 17.65 | 0.52 | 0.08 | 0.15 | 12.3448 | 0 | 0 | 4.4089 | 8.5311 | 2.8437
SPP_S_2_SPP_N | SPP_S | SPP_N | 2030 | B04 | 100 | 100 | 640 | 640 | 0.73 | 0.36 | 0.06 | 0.11 | 11.7157 | 0 | 0 | 5.5789 | 8.5311 | 2.8437
SPP_S_2_SPP_N | SPP_S | SPP_N | 2030 | B05 | 200 | 200 | 640 | 616.29 | 6.32 | 4.87 | 0.03 | 0.07 | 0 | 0 | 0 | 0 | 8.5311 | 2.8437
SPP_S_2_SPP_N | SPP_S | SPP_N | 2030 | B06 | 300 | 300 | 640 | 0.04 | 0.09 | 0.12 | 0.02 | 0.04 | 0 | 0 | 0 | 0 | 8.5311 | 2.8437
SPP_S_2_SPP_N | SPP_S | SPP_N | 2030 | B07 | 400 | 400 | 640 | 0.03 | 0.04 | 0.09 | 0.01 | 0.03 | 0 | 0 | 0 | 0 | 8.5311 | 2.8437
SPP_S_2_SPP_N | SPP_S | SPP_N | 2030 | B08 | 500 | 500 | 640 | 0.02 | 0.04 | 0.08 | 0.01 | 0.02 | 0 | 0 | 0 | 0 | 8.5311 | 2.8437
SPP_S_2_SPP_N | SPP_S | SPP_N | 2030 | B09 | 800 | 800 | 640 | 0.02 | 0.02 | 0.05 | 0.01 | 0.01 | 0 | 0 | 0 | 0 | 8.5311 | 2.8437
SPP_S_2_SPP_N | SPP_S | SPP_N | 2030 | B10 | 1262 | 0 | 640 | 0 | 0.01 | 0.96 | 0 | 0.01 | 0 | 0 | 0 | 0 | 8.5311 | 2.8437
SPP_S_2_SPP_N | SPP_S | SPP_N | 2030 | B11 | 25 | 25 | 640 | 0.43 | 0.62 | 1.26 | 0.19 | 0.42 | 0 | 0 | 0 | 0 | 8.5311 | 2.8437
SPP_S_2_SPP_N | SPP_S | SPP_N | 2030 | B12 | 200 | 200 | 640 | 0.06 | 6.24 | 5 | 0.03 | 0.07 | 0 | 0 | 0 | 0 | 8.5311 | 2.8437
SPP_S_2_SPP_N | SPP_S | SPP_N | 2030 | B13 | 600 | 600 | 640 | 0.02 | 2.56 | 1.95 | 0.01 | 0.02 | 0 | 0 | 0 | 0 | 8.5311 | 2.8437
SPP_S_2_SPP_N | SPP_S | SPP_N | 2030 | B14 | 900 | 900 | 640 | 578.96 | 639.99 | 639.98 | 0.02 | 0.04 | 0 | 5.1397 | 1.7093 | 0 | 8.5311 | 2.8437
SPP_S_2_SPP_N | SPP_S | SPP_N | 2030 | B15 | 1203 | 1203 | 640 | 0.02 | 639.99 | 639.98 | 0.01 | 0.03 | 0 | 5.1397 | 1.7093 | 0 | 8.5311 | 2.8437
SPP_S_2_SPP_N | SPP_S | SPP_N | 2030 | B16 | 25 | 25 | 640 | 0.43 | 40.5 | 32.62 | 0.25 | 0.55 | 0 | 0 | 0 | 0 | 8.5311 | 2.8437
SPP_S_2_SPP_N | SPP_S | SPP_N | 2030 | B17 | 100 | 100 | 640 | 0.11 | 12.05 | 9.52 | 0.06 | 0.14 | 0 | 0 | 0 | 0 | 8.5311 | 2.8437
SPP_S_2_SPP_N | SPP_S | SPP_N | 2030 | B18 | 400 | 400 | 640 | 0.03 | 3.43 | 2.76 | 0.02 | 0.03 | 0 | 0 | 0 | 0 | 8.5311 | 2.8437
SPP_S_2_SPP_N | SPP_S | SPP_N | 2030 | B19 | 700 | 700 | 640 | 0.02 | 2.26 | 1.77 | 0.01 | 0.02 | 0 | 0 | 0 | 0 | 8.5311 | 2.8437
SPP_S_2_SPP_N | SPP_S | SPP_N | 2030 | B20 | 935 | 935 | 640 | 0.01 | 617.96 | 639.98 | 0.01 | 0.04 | 0 | 0 | 1.7093 | 0 | 8.5311 | 2.8437
SPP_S_2_SPP_N | SPP_S | SPP_N | 2035 | B01 | 10 | 10 | 640 | 1.33 | 639.17 | 638.31 | 24.93 | 64.61 | 0 | 6.1605 | 2.0535 | 0 | 6.303 | 2.101
SPP_S_2_SPP_N | SPP_S | SPP_N | 2035 | B02 | 25 | 25 | 640 | 640 | 0.76 | 38.44 | 0.31 | 0.91 | 9.2942 | 0 | 0 | 0.58089 | 6.303 | 2.101
SPP_S_2_SPP_N | SPP_S | SPP_N | 2035 | B03 | 75 | 75 | 640 | 640 | 15.26 | 14.77 | 0.13 | 0.3 | 13.6624 | 0 | 0 | 2.5617 | 6.303 | 2.101
SPP_S_2_SPP_N | SPP_S | SPP_N | 2035 | B04 | 100 | 100 | 640 | 640 | 0.2 | 9.27 | 0.08 | 0.22 | 5.0685 | 0 | 0 | 1.2671 | 6.303 | 2.101
SPP_S_2_SPP_N | SPP_S | SPP_N | 2035 | B05 | 200 | 200 | 640 | 640 | 0.1 | 0.24 | 0.04 | 0.09 | 7.9885 | 0 | 0 | 3.9943 | 6.303 | 2.101
SPP_S_2_SPP_N | SPP_S | SPP_N | 2035 | B06 | 300 | 300 | 640 | 0.05 | 0.07 | 0.15 | 0.03 | 0.06 | 0 | 0 | 0 | 0 | 6.303 | 2.101
SPP_S_2_SPP_N | SPP_S | SPP_N | 2035 | B07 | 400 | 400 | 640 | 0.04 | 0.05 | 0.11 | 0.02 | 0.04 | 0 | 0 | 0 | 0 | 6.303 | 2.101
SPP_S_2_SPP_N | SPP_S | SPP_N | 2035 | B08 | 500 | 500 | 640 | 0 | 0.04 | 0.09 | 0.02 | 0.03 | 0 | 0 | 0 | 0 | 6.303 | 2.101
SPP_S_2_SPP_N | SPP_S | SPP_N | 2035 | B09 | 800 | 800 | 640 | 0.02 | 0.03 | 0.06 | 0.01 | 0.02 | 0 | 0 | 0 | 0 | 6.303 | 2.101
SPP_S_2_SPP_N | SPP_S | SPP_N | 2035 | B10 | 1262 | 1262 | 640 | 0 | 0.02 | 1.21 | 0.01 | 0.02 | 0 | 0 | 0 | 0 | 6.303 | 2.101
SPP_S_2_SPP_N | SPP_S | SPP_N | 2035 | B11 | 25 | 25 | 640 | 0 | 0.73 | 1.48 | 0.3 | 0.66 | 0 | 0 | 0 | 0 | 6.303 | 2.101
SPP_S_2_SPP_N | SPP_S | SPP_N | 2035 | B12 | 200 | 200 | 640 | 0.07 | 6.38 | 6.21 | 0.05 | 0.12 | 0 | 0 | 0 | 0 | 6.303 | 2.101
SPP_S_2_SPP_N | SPP_S | SPP_N | 2035 | B13 | 600 | 600 | 640 | 0.03 | 3.12 | 2.43 | 0.02 | 0.04 | 0 | 0 | 0 | 0 | 6.303 | 2.101
SPP_S_2_SPP_N | SPP_S | SPP_N | 2035 | B14 | 900 | 900 | 640 | 0.03 | 639.99 | 639.98 | 0.44 | 0.98 | 0 | 6.1487 | 2.0416 | 0 | 6.303 | 2.101
SPP_S_2_SPP_N | SPP_S | SPP_N | 2035 | B15 | 1203 | 1203 | 640 | 0.03 | 639.99 | 639.98 | 0.37 | 0.76 | 0 | 6.1487 | 2.0416 | 0 | 6.303 | 2.101
SPP_S_2_SPP_N | SPP_S | SPP_N | 2035 | B16 | 25 | 25 | 640 | 0.55 | 47.9 | 41.37 | 0.42 | 0.93 | 0 | 0 | 0 | 0 | 6.303 | 2.101
SPP_S_2_SPP_N | SPP_S | SPP_N | 2035 | B17 | 100 | 100 | 640 | 0.14 | 14.97 | 11.88 | 0.11 | 0.24 | 0 | 0 | 0 | 0 | 6.303 | 2.101
SPP_S_2_SPP_N | SPP_S | SPP_N | 2035 | B18 | 400 | 400 | 640 | 0.04 | 4.22 | 3.44 | 0.03 | 0.06 | 0 | 0 | 0 | 0 | 6.303 | 2.101
SPP_S_2_SPP_N | SPP_S | SPP_N | 2035 | B19 | 700 | 700 | 640 | 0.02 | 2.82 | 2.24 | 0.02 | 0.03 | 0 | 0 | 0 | 0 | 6.303 | 2.101
SPP_S_2_SPP_N | SPP_S | SPP_N | 2035 | B20 | 935 | 935 | 640 | 0.03 | 639.97 | 639.98 | 0.02 | 0.9 | 0 | 3.3355 | 2.0416 | 0 | 6.303 | 2.101
SPP_S_2_SPP_N | SPP_S | SPP_N | 2040 | B01 | 10 | 10 | 640 | 1.65 | 18.56 | 85.46 | 0.73 | 1.69 | 0 | 0.02374 | 0.01187 | 0 | 11.6434 | 3.8811
SPP_S_2_SPP_N | SPP_S | SPP_N | 2040 | B02 | 25 | 25 | 640 | 640 | 8.06 | 13.85 | 0.28 | 0.62 | 47.5156 | 0.01187 | 0 | 5.9395 | 11.6434 | 3.8811
SPP_S_2_SPP_N | SPP_S | SPP_N | 2040 | B03 | 75 | 75 | 640 | 640 | 25.82 | 15.66 | 0.1 | 0.2 | 18.1374 | 0 | 0 | 6.8015 | 11.6434 | 3.8811
SPP_S_2_SPP_N | SPP_S | SPP_N | 2040 | B04 | 100 | 100 | 640 | 640 | 14.1 | 0.44 | 0.07 | 0.13 | 5.567 | 0 | 0 | 2.7835 | 11.6434 | 3.8811
SPP_S_2_SPP_N | SPP_S | SPP_N | 2040 | B05 | 200 | 200 | 640 | 397.84 | 0.11 | 0.23 | 0.03 | 0.06 | 0 | 0 | 0 | 0 | 11.6434 | 3.8811
SPP_S_2_SPP_N | SPP_S | SPP_N | 2040 | B06 | 300 | 300 | 640 | 0.06 | 0.07 | 0.16 | 0.02 | 0.04 | 0 | 0 | 0 | 0 | 11.6434 | 3.8811
SPP_S_2_SPP_N | SPP_S | SPP_N | 2040 | B07 | 400 | 400 | 640 | 0 | 0.06 | 0.12 | 0.01 | 0.03 | 0 | 0 | 0 | 0 | 11.6434 | 3.8811
SPP_S_2_SPP_N | SPP_S | SPP_N | 2040 | B08 | 500 | 500 | 640 | 0 | 0.04 | 0.1 | 0.01 | 0.03 | 0 | 0 | 0 | 0 | 11.6434 | 3.8811
SPP_S_2_SPP_N | SPP_S | SPP_N | 2040 | B09 | 800 | 800 | 640 | 0 | 0.03 | 0.06 | 0.01 | 0.02 | 0 | 0 | 0 | 0 | 11.6434 | 3.8811
SPP_S_2_SPP_N | SPP_S | SPP_N | 2040 | B10 | 1262 | 1262 | 640 | 0.02 | 2.16 | 1.5 | 0.01 | 0.01 | 0 | 0 | 0 | 0 | 11.6434 | 3.8811
SPP_S_2_SPP_N | SPP_S | SPP_N | 2040 | B11 | 25 | 25 | 640 | 0 | 0.78 | 1.57 | 0.23 | 0.51 | 0 | 0.01187 | 0 | 0 | 11.6434 | 3.8811
SPP_S_2_SPP_N | SPP_S | SPP_N | 2040 | B12 | 200 | 200 | 640 | 0.1 | 1.29 | 2.33 | 0.04 | 0.08 | 0 | 0 | 0 | 0 | 11.6434 | 3.8811
SPP_S_2_SPP_N | SPP_S | SPP_N | 2040 | B13 | 600 | 600 | 640 | 0.03 | 0.48 | 0.88 | 0.01 | 0.03 | 0 | 0 | 0 | 0 | 11.6434 | 3.8811
SPP_S_2_SPP_N | SPP_S | SPP_N | 2040 | B14 | 900 | 900 | 640 | 0.04 | 2.72 | 0.61 | 0.01 | 0.02 | 0 | 0 | 0 | 0 | 11.6434 | 3.8811
SPP_S_2_SPP_N | SPP_S | SPP_N | 2040 | B15 | 1203 | 1203 | 640 | 0.03 | 4.11 | 1.62 | 0.01 | 0.01 | 0 | 0 | 0 | 0 | 11.6434 | 3.8811
SPP_S_2_SPP_N | SPP_S | SPP_N | 2040 | B16 | 25 | 25 | 640 | 0.69 | 8.02 | 14.41 | 0.28 | 0.61 | 0 | 0.01187 | 0 | 0 | 11.6434 | 3.8811
SPP_S_2_SPP_N | SPP_S | SPP_N | 2040 | B17 | 100 | 100 | 640 | 0.19 | 2.41 | 4.34 | 0.07 | 0.16 | 0 | 0 | 0 | 0 | 11.6434 | 3.8811
SPP_S_2_SPP_N | SPP_S | SPP_N | 2040 | B18 | 400 | 400 | 640 | 0.05 | 0.68 | 1.26 | 0.02 | 0.04 | 0 | 0 | 0 | 0 | 11.6434 | 3.8811
SPP_S_2_SPP_N | SPP_S | SPP_N | 2040 | B19 | 700 | 700 | 640 | 0.03 | 0.41 | 0.76 | 0.01 | 0.02 | 0 | 0 | 0 | 0 | 11.6434 | 3.8811
SPP_S_2_SPP_N | SPP_S | SPP_N | 2040 | B20 | 935 | 935 | 640 | 0.04 | 5.06 | 2 | 0.01 | 0.02 | 0 | 0 | 0 | 0 | 11.6434 | 3.8811
SPP_S_2_SPP_N | SPP_S | SPP_N | 2045 | B01 | 10 | 10 | 640 | 2.07 | 638.79 | 637.53 | 2.15 | 4.73 | 0 | 6.5641 | 2.1841 | 0 | 11.235 | 3.745
SPP_S_2_SPP_N | SPP_S | SPP_N | 2045 | B02 | 25 | 25 | 640 | 640 | 639.44 | 67.82 | 0.78 | 0.87 | 129.1337 | 6.5285 | 0.01187 | 8.0709 | 11.235 | 3.745
SPP_S_2_SPP_N | SPP_S | SPP_N | 2045 | B03 | 75 | 75 | 640 | 640 | 24.5 | 0.75 | 0.12 | 0.23 | 22.1138 | 0 | 0 | 4.1463 | 11.235 | 3.745
SPP_S_2_SPP_N | SPP_S | SPP_N | 2045 | B04 | 100 | 100 | 640 | 640 | 0.28 | 0.57 | 0.08 | 0.17 | 8.677 | 0 | 0 | 2.1692 | 11.235 | 3.745
SPP_S_2_SPP_N | SPP_S | SPP_N | 2045 | B05 | 200 | 200 | 640 | 640 | 0.14 | 0.3 | 0.04 | 0.09 | 1.187 | 0 | 0 | 0.5935 | 11.235 | 3.745
SPP_S_2_SPP_N | SPP_S | SPP_N | 2045 | B06 | 300 | 300 | 640 | 0.08 | 0.1 | 0.2 | 0.03 | 0.06 | 0 | 0 | 0 | 0 | 11.235 | 3.745
SPP_S_2_SPP_N | SPP_S | SPP_N | 2045 | B07 | 400 | 400 | 640 | 0 | 0.07 | 0.16 | 0.02 | 0.04 | 0 | 0 | 0 | 0 | 11.235 | 3.745
SPP_S_2_SPP_N | SPP_S | SPP_N | 2045 | B08 | 500 | 500 | 640 | 0 | 0.06 | 0.13 | 0.02 | 0.03 | 0 | 0 | 0 | 0 | 11.235 | 3.745
SPP_S_2_SPP_N | SPP_S | SPP_N | 2045 | B09 | 800 | 800 | 640 | 0 | 0.04 | 0.08 | 0.01 | 0.02 | 0 | 0 | 0 | 0 | 11.235 | 3.745
SPP_S_2_SPP_N | SPP_S | SPP_N | 2045 | B10 | 1262 | 1262 | 640 | 0.02 | 2.64 | 1.71 | 0.01 | 0.02 | 0 | 0 | 0 | 0 | 11.235 | 3.745
SPP_S_2_SPP_N | SPP_S | SPP_N | 2045 | B11 | 25 | 25 | 640 | 0 | 1.05 | 2.04 | 0.31 | 0.68 | 0 | 0.01187 | 0.01187 | 0 | 11.235 | 3.745
SPP_S_2_SPP_N | SPP_S | SPP_N | 2045 | B12 | 200 | 200 | 640 | 0.12 | 639.9 | 10.3 | 0.1 | 0.11 | 0 | 6.5404 | 0 | 0 | 11.235 | 3.745
SPP_S_2_SPP_N | SPP_S | SPP_N | 2045 | B13 | 600 | 600 | 640 | 0.04 | 92.46 | 69.34 | 0.02 | 0.04 | 0 | 0 | 0 | 0 | 11.235 | 3.745
SPP_S_2_SPP_N | SPP_S | SPP_N | 2045 | B14 | 900 | 900 | 640 | 0.05 | 639.98 | 639.96 | 0.03 | 0.06 | 0 | 6.5404 | 2.1722 | 0 | 11.235 | 3.745
SPP_S_2_SPP_N | SPP_S | SPP_N | 2045 | B15 | 1203 | 1203 | 640 | 0.04 | 5.17 | 639.9 | 0.01 | 0.02 | 0 | 0 | 0.51041 | 0 | 11.235 | 3.745
SPP_S_2_SPP_N | SPP_S | SPP_N | 2045 | B16 | 25 | 25 | 640 | 0.88 | 639.47 | 71.98 | 0.82 | 0.87 | 0 | 6.5522 | 0.01187 | 0 | 11.235 | 3.745
SPP_S_2_SPP_N | SPP_S | SPP_N | 2045 | B17 | 100 | 100 | 640 | 0.24 | 639.82 | 21.11 | 0.18 | 0.22 | 0 | 4.8311 | 0 | 0 | 11.235 | 3.745
SPP_S_2_SPP_N | SPP_S | SPP_N | 2045 | B18 | 400 | 400 | 640 | 0.06 | 8.06 | 5.52 | 0.02 | 0.05 | 0 | 0 | 0 | 0 | 11.235 | 3.745
SPP_S_2_SPP_N | SPP_S | SPP_N | 2045 | B19 | 700 | 700 | 640 | 0.04 | 639.98 | 639.93 | 0.03 | 0.05 | 0 | 6.5404 | 1.7093 | 0 | 11.235 | 3.745
SPP_S_2_SPP_N | SPP_S | SPP_N | 2045 | B20 | 935 | 935 | 640 | 0.05 | 6.4 | 639.96 | 0.01 | 0.05 | 0 | 0 | 2.0416 | 0 | 11.235 | 3.745
SPP_S_2_SPP_N | SPP_S | SPP_N | 2050 | B01 | 10 | 10 | 640 | 0.98 | 77.94 | 75.27 | 1.24 | 3.31 | 0 | 0.01187 | 0.01187 | 0 | 4.7072 | 1.5691
SPP_S_2_SPP_N | SPP_S | SPP_N | 2050 | B02 | 25 | 25 | 640 | 640 | 1.98 | 3.63 | 0.38 | 0.79 | 6.3742 | 0 | 0 | 1.5935 | 4.7072 | 1.5691
SPP_S_2_SPP_N | SPP_S | SPP_N | 2050 | B03 | 75 | 75 | 640 | 640 | 10.58 | 1.01 | 0.13 | 0.23 | 6.2436 | 0 | 0 | 4.6827 | 4.7072 | 1.5691
SPP_S_2_SPP_N | SPP_S | SPP_N | 2050 | B04 | 100 | 100 | 640 | 0.11 | 0.07 | 0.15 | 0.05 | 0.1 | 0 | 0 | 0 | 0 | 4.7072 | 1.5691
SPP_S_2_SPP_N | SPP_S | SPP_N | 2050 | B05 | 200 | 200 | 640 | 0.05 | 0.04 | 0.08 | 0.02 | 0.05 | 0 | 0 | 0 | 0 | 4.7072 | 1.5691
SPP_S_2_SPP_N | SPP_S | SPP_N | 2050 | B06 | 300 | 300 | 640 | 0.04 | 0.02 | 0.05 | 0.02 | 0.03 | 0 | 0 | 0 | 0 | 4.7072 | 1.5691
SPP_S_2_SPP_N | SPP_S | SPP_N | 2050 | B07 | 400 | 400 | 640 | 0 | 0.02 | 0.04 | 0.01 | 0.03 | 0 | 0 | 0 | 0 | 4.7072 | 1.5691
SPP_S_2_SPP_N | SPP_S | SPP_N | 2050 | B08 | 500 | 500 | 640 | 0 | 0.02 | 0.03 | 0.01 | 0.02 | 0 | 0 | 0 | 0 | 4.7072 | 1.5691
SPP_S_2_SPP_N | SPP_S | SPP_N | 2050 | B09 | 800 | 800 | 640 | 0.01 | 1.7 | 1.37 | 0.01 | 0.03 | 0 | 0 | 0 | 0 | 4.7072 | 1.5691
SPP_S_2_SPP_N | SPP_S | SPP_N | 2050 | B10 | 1262 | 1262 | 640 | 0.01 | 0.65 | 0.91 | 0.01 | 0.02 | 0 | 0 | 0 | 0 | 4.7072 | 1.5691
SPP_S_2_SPP_N | SPP_S | SPP_N | 2050 | B11 | 25 | 25 | 640 | 0.4 | 1.49 | 2.8 | 0.32 | 0.67 | 0 | 0 | 0 | 0 | 4.7072 | 1.5691
SPP_S_2_SPP_N | SPP_S | SPP_N | 2050 | B12 | 200 | 200 | 640 | 0.06 | 6.31 | 4.67 | 0.05 | 0.11 | 0 | 0 | 0 | 0 | 4.7072 | 1.5691
SPP_S_2_SPP_N | SPP_S | SPP_N | 2050 | B13 | 600 | 600 | 640 | 0.02 | 2.69 | 1.83 | 0.02 | 0.04 | 0 | 0 | 0 | 0 | 4.7072 | 1.5691
SPP_S_2_SPP_N | SPP_S | SPP_N | 2050 | B14 | 900 | 900 | 640 | 0.02 | 1.63 | 1.4 | 0.01 | 0.03 | 0 | 0 | 0 | 0 | 4.7072 | 1.5691
SPP_S_2_SPP_N | SPP_S | SPP_N | 2050 | B15 | 1203 | 1203 | 640 | 0.02 | 1.29 | 1.27 | 0.01 | 0.02 | 0 | 0 | 0 | 0 | 4.7072 | 1.5691
SPP_S_2_SPP_N | SPP_S | SPP_N | 2050 | B16 | 25 | 25 | 640 | 0.41 | 2.85 | 2.95 | 0.36 | 0.71 | 0 | 0 | 0 | 0 | 4.7072 | 1.5691
SPP_S_2_SPP_N | SPP_S | SPP_N | 2050 | B17 | 100 | 100 | 640 | 0.11 | 10.55 | 0.86 | 0.1 | 0.18 | 0 | 0 | 0 | 0 | 4.7072 | 1.5691
SPP_S_2_SPP_N | SPP_S | SPP_N | 2050 | B18 | 400 | 400 | 640 | 0.03 | 3.58 | 2.69 | 0.03 | 0.06 | 0 | 0 | 0 | 0 | 4.7072 | 1.5691
SPP_S_2_SPP_N | SPP_S | SPP_N | 2050 | B19 | 700 | 700 | 640 | 0.03 | 21.04 | 639.96 | 0.02 | 203.98 | 0 | 0 | 1.555 | 0 | 4.7072 | 1.5691
SPP_S_2_SPP_N | SPP_S | SPP_N | 2050 | B20 | 935 | 935 | 640 | 0.02 | 0.46 | 1.19 | 0.01 | 0.02 | 0 | 0 | 0 | 0 | 4.7072 | 1.5691
TVA_2_ENT | TVA | ENT | 2015 | B01 | 10 | 10 | 500 | 0 | 0.13 | 0.1 | 0.16 | 0.12 | 0 | 0 | 0 | 0 | 0 | 0
TVA_2_ENT | TVA | ENT | 2015 | B02 | 25 | 25 | 500 | 0 | 0.06 | 0.04 | 0.07 | 0.05 | 0 | 0 | 0 | 0 | 0 | 0
TVA_2_ENT | TVA | ENT | 2015 | B03 | 75 | 75 | 500 | 0 | 0.02 | 0.02 | 0.02 | 0.02 | 0 | 0 | 0 | 0 | 0 | 0
TVA_2_ENT | TVA | ENT | 2015 | B04 | 100 | 100 | 500 | 0 | 0.02 | 0.02 | 0.02 | 0.02 | 0 | 0 | 0 | 0 | 0 | 0
TVA_2_ENT | TVA | ENT | 2015 | B05 | 200 | 200 | 500 | 0 | 0.01 | 0.01 | 0.01 | 0.01 | 0 | 0 | 0 | 0 | 0 | 0
TVA_2_ENT | TVA | ENT | 2015 | B06 | 300 | 300 | 500 | 0 | 0.01 | 0.01 | 0.01 | 0.01 | 0 | 0 | 0 | 0 | 0 | 0
TVA_2_ENT | TVA | ENT | 2015 | B07 | 400 | 400 | 500 | 0 | 0.01 | 0.01 | 0.01 | 0.01 | 0 | 0 | 0 | 0 | 0 | 0
TVA_2_ENT | TVA | ENT | 2015 | B08 | 500 | 500 | 500 | 0 | 0 | 0 | 0.01 | 0 | 0 | 0 | 0 | 0 | 0 | 0
TVA_2_ENT | TVA | ENT | 2015 | B09 | 800 | 0 | 500 | 0 | 0 | 0 | 0 | 0 | 0 | 0 | 0 | 0 | 0 | 0
TVA_2_ENT | TVA | ENT | 2015 | B10 | 1262 | 0 | 500 | 0 | 0 | 0 | 0 | 0 | 0 | 0 | 0 | 0 | 0 | 0
TVA_2_ENT | TVA | ENT | 2015 | B11 | 25 | 25 | 500 | 0 | 0.1 | 0.07 | 0.11 | 0.08 | 0 | 0 | 0 | 0 | 0 | 0
TVA_2_ENT | TVA | ENT | 2015 | B12 | 200 | 200 | 500 | 0 | 0.01 | 0.01 | 0.01 | 0.01 | 0 | 0 | 0 | 0 | 0 | 0
TVA_2_ENT | TVA | ENT | 2015 | B13 | 600 | 0 | 500 | 0 | 0 | 0 | 0 | 0 | 0 | 0 | 0 | 0 | 0 | 0
TVA_2_ENT | TVA | ENT | 2015 | B14 | 900 | 0 | 500 | 0 | 0 | 0 | 0 | 0 | 0 | 0 | 0 | 0 | 0 | 0
TVA_2_ENT | TVA | ENT | 2015 | B15 | 1203 | 0 | 500 | 0 | 0 | 0 | 0 | 0 | 0 | 0 | 0 | 0 | 0 | 0
TVA_2_ENT | TVA | ENT | 2015 | B16 | 25 | 25 | 500 | 0 | 0.05 | 0.04 | 0.06 | 0.05 | 0 | 0 | 0 | 0 | 0 | 0
TVA_2_ENT | TVA | ENT | 2015 | B17 | 100 | 100 | 500 | 0 | 0.02 | 0.01 | 0.02 | 0.01 | 0 | 0 | 0 | 0 | 0 | 0
TVA_2_ENT | TVA | ENT | 2015 | B18 | 400 | 400 | 500 | 0 | 0 | 0 | 0.01 | 0.01 | 0 | 0 | 0 | 0 | 0 | 0
TVA_2_ENT | TVA | ENT | 2015 | B19 | 700 | 0 | 500 | 0 | 0 | 0 | 0 | 0 | 0 | 0 | 0 | 0 | 0 | 0
TVA_2_ENT | TVA | ENT | 2015 | B20 | 935 | 0 | 500 | 0 | 0 | 0 | 0 | 0 | 0 | 0 | 0 | 0 | 0 | 0
TVA_2_ENT | TVA | ENT | 2020 | B01 | 10 | 10 | 500 | 0 | 0.15 | 0.12 | 0.18 | 0.14 | 0 | 0.01187 | 0 | 0 | 0 | 0
TVA_2_ENT | TVA | ENT | 2020 | B02 | 25 | 25 | 500 | 0 | 0.07 | 0.05 | 0.08 | 0.06 | 0 | 0 | 0 | 0 | 0 | 0
TVA_2_ENT | TVA | ENT | 2020 | B03 | 75 | 75 | 500 | 0 | 0.03 | 0.02 | 0.03 | 0.02 | 0 | 0 | 0 | 0 | 0 | 0
TVA_2_ENT | TVA | ENT | 2020 | B04 | 100 | 100 | 500 | 0 | 0.02 | 0.02 | 0.03 | 0.02 | 0 | 0 | 0 | 0 | 0 | 0
TVA_2_ENT | TVA | ENT | 2020 | B05 | 200 | 200 | 500 | 0 | 0.02 | 0.01 | 0.02 | 0.01 | 0 | 0 | 0 | 0 | 0 | 0
TVA_2_ENT | TVA | ENT | 2020 | B06 | 300 | 300 | 500 | 0 | 0.01 | 0.01 | 0.01 | 0.01 | 0 | 0 | 0 | 0 | 0 | 0
TVA_2_ENT | TVA | ENT | 2020 | B07 | 400 | 400 | 500 | 0 | 0.02 | 0.01 | 0.02 | 0.01 | 0 | 0 | 0 | 0 | 0 | 0
TVA_2_ENT | TVA | ENT | 2020 | B08 | 500 | 500 | 500 | 0 | 0.01 | 0.01 | 0.01 | 0.01 | 0 | 0 | 0 | 0 | 0 | 0
TVA_2_ENT | TVA | ENT | 2020 | B09 | 800 | 0 | 500 | 0 | 0 | 0 | 0 | 0 | 0 | 0 | 0 | 0 | 0 | 0
TVA_2_ENT | TVA | ENT | 2020 | B10 | 1262 | 0 | 500 | 0 | 0 | 0 | 0 | 0 | 0 | 0 | 0 | 0 | 0 | 0
TVA_2_ENT | TVA | ENT | 2020 | B11 | 25 | 25 | 500 | 0 | 0.1 | 0.09 | 0.11 | 0.1 | 0 | 0 | 0 | 0 | 0 | 0
TVA_2_ENT | TVA | ENT | 2020 | B12 | 200 | 200 | 500 | 0 | 0.02 | 0.01 | 0.02 | 0.01 | 0 | 0 | 0 | 0 | 0 | 0
TVA_2_ENT | TVA | ENT | 2020 | B13 | 600 | 600 | 500 | 0 | 0.01 | 0 | 0.01 | 0 | 0 | 0 | 0 | 0 | 0 | 0
TVA_2_ENT | TVA | ENT | 2020 | B14 | 900 | 0 | 500 | 0 | 0 | 0 | 0 | 0 | 0 | 0 | 0 | 0 | 0 | 0
TVA_2_ENT | TVA | ENT | 2020 | B15 | 1203 | 0 | 500 | 0 | 0 | 0 | 0 | 0 | 0 | 0 | 0 | 0 | 0 | 0
TVA_2_ENT | TVA | ENT | 2020 | B16 | 25 | 25 | 500 | 0 | 0.09 | 0.05 | 0.1 | 0.06 | 0 | 0 | 0 | 0 | 0 | 0
TVA_2_ENT | TVA | ENT | 2020 | B17 | 100 | 100 | 500 | 0 | 0.03 | 0.02 | 0.04 | 0.02 | 0 | 0 | 0 | 0 | 0 | 0
TVA_2_ENT | TVA | ENT | 2020 | B18 | 400 | 400 | 500 | 0 | 0.01 | 0.01 | 0.01 | 0.01 | 0 | 0 | 0 | 0 | 0 | 0
TVA_2_ENT | TVA | ENT | 2020 | B19 | 700 | 0 | 500 | 0 | 0 | 0 | 0 | 0 | 0 | 0 | 0 | 0 | 0 | 0
TVA_2_ENT | TVA | ENT | 2020 | B20 | 935 | 0 | 500 | 0 | 0 | 0 | 0 | 0 | 0 | 0 | 0 | 0 | 0 | 0
TVA_2_ENT | TVA | ENT | 2025 | B01 | 10 | 10 | 500 | 0 | 0.19 | 0.15 | 0.23 | 0.18 | 0 | 0.01187 | 0.01187 | 0 | 0 | 0
TVA_2_ENT | TVA | ENT | 2025 | B02 | 25 | 25 | 500 | 0 | 0.09 | 0.06 | 0.1 | 0.07 | 0 | 0 | 0 | 0 | 0 | 0
TVA_2_ENT | TVA | ENT | 2025 | B03 | 75 | 75 | 500 | 0 | 0.04 | 0.02 | 0.04 | 0.03 | 0 | 0 | 0 | 0 | 0 | 0
TVA_2_ENT | TVA | ENT | 2025 | B04 | 100 | 100 | 500 | 0 | 0.04 | 0.03 | 0.04 | 0.03 | 0 | 0 | 0 | 0 | 0 | 0
TVA_2_ENT | TVA | ENT | 2025 | B05 | 200 | 200 | 500 | 0 | 0.02 | 0.01 | 0.02 | 0.02 | 0 | 0 | 0 | 0 | 0 | 0
TVA_2_ENT | TVA | ENT | 2025 | B06 | 300 | 300 | 500 | 0 | 0.02 | 0.01 | 0.02 | 0.01 | 0 | 0 | 0 | 0 | 0 | 0
TVA_2_ENT | TVA | ENT | 2025 | B07 | 400 | 400 | 500 | 0 | 0.01 | 0.01 | 0.01 | 0.01 | 0 | 0 | 0 | 0 | 0 | 0
TVA_2_ENT | TVA | ENT | 2025 | B08 | 500 | 500 | 500 | 0 | 0.01 | 0.01 | 0.01 | 0.01 | 0 | 0 | 0 | 0 | 0 | 0
TVA_2_ENT | TVA | ENT | 2025 | B09 | 800 | 800 | 500 | 0 | 0.01 | 0 | 0.01 | 0 | 0 | 0 | 0 | 0 | 0 | 0
TVA_2_ENT | TVA | ENT | 2025 | B10 | 1262 | 0 | 500 | 0 | 0 | 0 | 0 | 0 | 0 | 0 | 0 | 0 | 0 | 0
TVA_2_ENT | TVA | ENT | 2025 | B11 | 25 | 25 | 500 | 0 | 0.15 | 0.07 | 0.17 | 0.08 | 0 | 0 | 0 | 0 | 0 | 0
TVA_2_ENT | TVA | ENT | 2025 | B12 | 200 | 200 | 500 | 0 | 0.02 | 0.01 | 0.02 | 0.01 | 0 | 0 | 0 | 0 | 0 | 0
TVA_2_ENT | TVA | ENT | 2025 | B13 | 600 | 600 | 500 | 0 | 0.01 | 0 | 0.01 | 0 | 0 | 0 | 0 | 0 | 0 | 0
TVA_2_ENT | TVA | ENT | 2025 | B14 | 900 | 0 | 500 | 0 | 0 | 0 | 0 | 0 | 0 | 0 | 0 | 0 | 0 | 0
TVA_2_ENT | TVA | ENT | 2025 | B15 | 1203 | 0 | 500 | 0 | 0 | 0 | 0 | 0 | 0 | 0 | 0 | 0 | 0 | 0
TVA_2_ENT | TVA | ENT | 2025 | B16 | 25 | 25 | 500 | 0 | 0.08 | 0.06 | 0.1 | 0.07 | 0 | 0 | 0 | 0 | 0 | 0
TVA_2_ENT | TVA | ENT | 2025 | B17 | 100 | 100 | 500 | 0 | 0.03 | 0.02 | 0.03 | 0.02 | 0 | 0 | 0 | 0 | 0 | 0
TVA_2_ENT | TVA | ENT | 2025 | B18 | 400 | 400 | 500 | 0 | 0.01 | 0 | 0.01 | 0 | 0 | 0 | 0 | 0 | 0 | 0
TVA_2_ENT | TVA | ENT | 2025 | B19 | 700 | 0 | 500 | 0 | 0 | 0 | 0 | 0 | 0 | 0 | 0 | 0 | 0 | 0
TVA_2_ENT | TVA | ENT | 2025 | B20 | 935 | 0 | 500 | 0 | 0 | 0 | 0 | 0 | 0 | 0 | 0 | 0 | 0 | 0
TVA_2_ENT | TVA | ENT | 2030 | B01 | 10 | 10 | 500 | 0 | 0.26 | 0.19 | 0.31 | 0.23 | 0 | 0.01187 | 0.01187 | 0 | 0 | 0
TVA_2_ENT | TVA | ENT | 2030 | B02 | 25 | 25 | 500 | 0 | 0.12 | 0.09 | 0.14 | 0.11 | 0 | 0 | 0 | 0 | 0 | 0
TVA_2_ENT | TVA | ENT | 2030 | B03 | 75 | 75 | 500 | 0 | 0.05 | 0.04 | 0.05 | 0.04 | 0 | 0 | 0 | 0 | 0 | 0
TVA_2_ENT | TVA | ENT | 2030 | B04 | 100 | 100 | 500 | 0 | 0.05 | 0.04 | 0.06 | 0.04 | 0 | 0 | 0 | 0 | 0 | 0
TVA_2_ENT | TVA | ENT | 2030 | B05 | 200 | 200 | 500 | 0 | 0.03 | 0.02 | 0.03 | 0.02 | 0 | 0 | 0 | 0 | 0 | 0
TVA_2_ENT | TVA | ENT | 2030 | B06 | 300 | 300 | 500 | 0 | 0.02 | 0.01 | 0.02 | 0.02 | 0 | 0 | 0 | 0 | 0 | 0
TVA_2_ENT | TVA | ENT | 2030 | B07 | 400 | 400 | 500 | 0 | 0.01 | 0.01 | 0.02 | 0.01 | 0 | 0 | 0 | 0 | 0 | 0
TVA_2_ENT | TVA | ENT | 2030 | B08 | 500 | 500 | 500 | 0 | 0.01 | 0.01 | 0.01 | 0.01 | 0 | 0 | 0 | 0 | 0 | 0
TVA_2_ENT | TVA | ENT | 2030 | B09 | 800 | 800 | 500 | 0 | 0.01 | 0 | 0.01 | 0 | 0 | 0 | 0 | 0 | 0 | 0
TVA_2_ENT | TVA | ENT | 2030 | B10 | 1262 | 0 | 500 | 0 | 0 | 0 | 0 | 0 | 0 | 0 | 0 | 0 | 0 | 0
TVA_2_ENT | TVA | ENT | 2030 | B11 | 25 | 25 | 500 | 0 | 0.2 | 0.11 | 0.23 | 0.13 | 0 | 0 | 0 | 0 | 0 | 0
TVA_2_ENT | TVA | ENT | 2030 | B12 | 200 | 200 | 500 | 0 | 0.02 | 0.01 | 0.02 | 0.01 | 0 | 0 | 0 | 0 | 0 | 0
TVA_2_ENT | TVA | ENT | 2030 | B13 | 600 | 600 | 500 | 0 | 0.01 | 0 | 0.01 | 0 | 0 | 0 | 0 | 0 | 0 | 0
TVA_2_ENT | TVA | ENT | 2030 | B14 | 900 | 0 | 500 | 0 | 0 | 0 | 0 | 0 | 0 | 0 | 0 | 0 | 0 | 0
TVA_2_ENT | TVA | ENT | 2030 | B15 | 1203 | 0 | 500 | 0 | 0 | 0 | 0 | 0 | 0 | 0 | 0 | 0 | 0 | 0
TVA_2_ENT | TVA | ENT | 2030 | B16 | 25 | 25 | 500 | 0 | 0.14 | 0.08 | 0.16 | 0.1 | 0 | 0 | 0 | 0 | 0 | 0
TVA_2_ENT | TVA | ENT | 2030 | B17 | 100 | 100 | 500 | 0 | 0.03 | 0.02 | 0.04 | 0.02 | 0 | 0 | 0 | 0 | 0 | 0
TVA_2_ENT | TVA | ENT | 2030 | B18 | 400 | 400 | 500 | 0 | 0.01 | 0.01 | 0.01 | 0.01 | 0 | 0 | 0 | 0 | 0 | 0
TVA_2_ENT | TVA | ENT | 2030 | B19 | 700 | 700 | 500 | 0 | 0.01 | 0 | 0.01 | 0 | 0 | 0 | 0 | 0 | 0 | 0
TVA_2_ENT | TVA | ENT | 2030 | B20 | 935 | 0 | 500 | 0 | 0 | 0 | 0 | 0 | 0 | 0 | 0 | 0 | 0 | 0
TVA_2_ENT | TVA | ENT | 2035 | B01 | 10 | 10 | 500 | 0 | 0.32 | 0.24 | 0.33 | 0.28 | 0 | 0.01187 | 0.01187 | 0 | 3.4215 | 1.1405
TVA_2_ENT | TVA | ENT | 2035 | B02 | 25 | 25 | 500 | 0 | 0.18 | 0.13 | 0.16 | 0.14 | 0 | 0 | 0 | 0 | 3.4215 | 1.1405
TVA_2_ENT | TVA | ENT | 2035 | B03 | 75 | 75 | 500 | 0 | 0.07 | 0.07 | 0.06 | 0.07 | 0 | 0 | 0 | 0 | 3.4215 | 1.1405
TVA_2_ENT | TVA | ENT | 2035 | B04 | 100 | 100 | 500 | 0 | 0.07 | 0.06 | 0.05 | 0.06 | 0 | 0 | 0 | 0 | 3.4215 | 1.1405
TVA_2_ENT | TVA | ENT | 2035 | B05 | 200 | 200 | 500 | 0 | 0.02 | 0.02 | 0.02 | 0.02 | 0 | 0 | 0 | 0 | 3.4215 | 1.1405
TVA_2_ENT | TVA | ENT | 2035 | B06 | 300 | 300 | 500 | 0 | 0.04 | 0.41 | 0.03 | 0.09 | 0 | 0 | 0 | 0 | 3.4215 | 1.1405
TVA_2_ENT | TVA | ENT | 2035 | B07 | 400 | 400 | 500 | 500 | 499.94 | 499.9 | 586.85 | 3153.53 | 8.2615 | 3.4186 | 1.1395 | 3.6718 | 3.4215 | 1.1405
TVA_2_ENT | TVA | ENT | 2035 | B08 | 500 | 500 | 500 | 500 | 499.96 | 67.93 | 809.01 | 2.13 | 1.6025 | 3.4186 | 0 | 0.89025 | 3.4215 | 1.1405
TVA_2_ENT | TVA | ENT | 2035 | B09 | 800 | 800 | 500 | 0 | 0.02 | 0.03 | 0.01 | 0.03 | 0 | 0 | 0 | 0 | 3.4215 | 1.1405
TVA_2_ENT | TVA | ENT | 2035 | B10 | 1262 | 0 | 500 | 0 | 0 | 0 | 0 | 0 | 0 | 0 | 0 | 0 | 3.4215 | 1.1405
TVA_2_ENT | TVA | ENT | 2035 | B11 | 25 | 25 | 500 | 0.01 | 0.27 | 9.24 | 0.23 | 0.93 | 0 | 0 | 0 | 0 | 3.4215 | 1.1405
TVA_2_ENT | TVA | ENT | 2035 | B12 | 200 | 200 | 500 | 0 | 0.02 | 0.02 | 0.02 | 0.02 | 0 | 0 | 0 | 0 | 3.4215 | 1.1405
TVA_2_ENT | TVA | ENT | 2035 | B13 | 600 | 600 | 500 | 0 | 0.01 | 0.01 | 0.01 | 0.01 | 0 | 0 | 0 | 0 | 3.4215 | 1.1405
TVA_2_ENT | TVA | ENT | 2035 | B14 | 900 | 0 | 500 | 0 | 0 | 0 | 0 | 0 | 0 | 0 | 0 | 0 | 3.4215 | 1.1405
TVA_2_ENT | TVA | ENT | 2035 | B15 | 1203 | 0 | 500 | 0 | 0 | 0 | 0 | 0 | 0 | 0 | 0 | 0 | 3.4215 | 1.1405
TVA_2_ENT | TVA | ENT | 2035 | B16 | 25 | 25 | 500 | 0 | 0.14 | 0.1 | 0.13 | 0.11 | 0 | 0 | 0 | 0 | 3.4215 | 1.1405
TVA_2_ENT | TVA | ENT | 2035 | B17 | 100 | 100 | 500 | 0 | 0.04 | 0.03 | 0.03 | 0.03 | 0 | 0 | 0 | 0 | 3.4215 | 1.1405
TVA_2_ENT | TVA | ENT | 2035 | B18 | 400 | 400 | 500 | 0 | 0.01 | 0.01 | 0.01 | 0.01 | 0 | 0 | 0 | 0 | 3.4215 | 1.1405
TVA_2_ENT | TVA | ENT | 2035 | B19 | 700 | 700 | 500 | 0 | 0.01 | 0 | 0.01 | 0.01 | 0 | 0 | 0 | 0 | 3.4215 | 1.1405
TVA_2_ENT | TVA | ENT | 2035 | B20 | 935 | 0 | 500 | 0 | 0 | 0 | 0 | 0 | 0 | 0 | 0 | 0 | 3.4215 | 1.1405
TVA_2_ENT | TVA | ENT | 2040 | B01 | 10 | 10 | 500 | 0.01 | 0.41 | 0.31 | 0.37 | 0.34 | 0 | 0.02374 | 0.01187 | 0 | 6.6464 | 2.2155
TVA_2_ENT | TVA | ENT | 2040 | B02 | 25 | 25 | 500 | 0 | 0.23 | 0.15 | 0.18 | 0.15 | 0 | 0.01187 | 0 | 0 | 6.6464 | 2.2155
TVA_2_ENT | TVA | ENT | 2040 | B03 | 75 | 75 | 500 | 0 | 0.11 | 0.08 | 0.07 | 0.07 | 0 | 0 | 0 | 0 | 6.6464 | 2.2155
TVA_2_ENT | TVA | ENT | 2040 | B04 | 100 | 100 | 500 | 0 | 0.09 | 0.08 | 0.06 | 0.07 | 0 | 0 | 0 | 0 | 6.6464 | 2.2155
TVA_2_ENT | TVA | ENT | 2040 | B05 | 200 | 200 | 500 | 0 | 0.08 | 499.52 | 0.04 | 0.17 | 0 | 0 | 0.4748 | 0 | 6.6464 | 2.2155
TVA_2_ENT | TVA | ENT | 2040 | B06 | 300 | 300 | 500 | 500 | 499.96 | 499.92 | 240.85 | 2370.73 | 10.7067 | 6.6472 | 2.2197 | 4.5886 | 6.6464 | 2.2155
TVA_2_ENT | TVA | ENT | 2040 | B07 | 400 | 400 | 500 | 500 | 499.96 | 499.94 | 0.58 | 1878.75 | 7.4781 | 4.4631 | 2.2197 | 4.2732 | 6.6464 | 2.2155
TVA_2_ENT | TVA | ENT | 2040 | B08 | 500 | 500 | 500 | 0 | 0.03 | 0.03 | 0.02 | 0.04 | 0 | 0 | 0 | 0 | 6.6464 | 2.2155
TVA_2_ENT | TVA | ENT | 2040 | B09 | 800 | 800 | 500 | 0 | 0.01 | 0.01 | 0.01 | 0.01 | 0 | 0 | 0 | 0 | 6.6464 | 2.2155
TVA_2_ENT | TVA | ENT | 2040 | B10 | 1262 | 0 | 500 | 0 | 0.01 | 0.01 | 0 | 0.01 | 0 | 0 | 0 | 0 | 6.6464 | 2.2155
TVA_2_ENT | TVA | ENT | 2040 | B11 | 25 | 25 | 500 | 0 | 0.3 | 0.51 | 0.21 | 0.38 | 0 | 0.01187 | 0 | 0 | 6.6464 | 2.2155
TVA_2_ENT | TVA | ENT | 2040 | B12 | 200 | 200 | 500 | 0 | 0.03 | 0.04 | 0.02 | 0.03 | 0 | 0 | 0 | 0 | 6.6464 | 2.2155
TVA_2_ENT | TVA | ENT | 2040 | B13 | 600 | 600 | 500 | 0 | 0.01 | 0.01 | 0.01 | 0.01 | 0 | 0 | 0 | 0 | 6.6464 | 2.2155
TVA_2_ENT | TVA | ENT | 2040 | B14 | 900 | 900 | 500 | 0 | 0.01 | 0 | 0.01 | 0 | 0 | 0 | 0 | 0 | 6.6464 | 2.2155
TVA_2_ENT | TVA | ENT | 2040 | B15 | 1203 | 0 | 500 | 0 | 0 | 0 | 0 | 0 | 0 | 0 | 0 | 0 | 6.6464 | 2.2155
TVA_2_ENT | TVA | ENT | 2040 | B16 | 25 | 25 | 500 | 0 | 0.17 | 0.14 | 0.15 | 0.15 | 0 | 0.01187 | 0 | 0 | 6.6464 | 2.2155
TVA_2_ENT | TVA | ENT | 2040 | B17 | 100 | 100 | 500 | 0 | 0.06 | 0.04 | 0.04 | 0.04 | 0 | 0 | 0 | 0 | 6.6464 | 2.2155
TVA_2_ENT | TVA | ENT | 2040 | B18 | 400 | 400 | 500 | 0 | 0.02 | 0.01 | 0.01 | 0.01 | 0 | 0 | 0 | 0 | 6.6464 | 2.2155
TVA_2_ENT | TVA | ENT | 2040 | B19 | 700 | 700 | 500 | 0 | 0.01 | 0.01 | 0.01 | 0.01 | 0 | 0 | 0 | 0 | 6.6464 | 2.2155
TVA_2_ENT | TVA | ENT | 2040 | B20 | 935 | 0 | 500 | 0 | 0.01 | 0 | 0 | 0 | 0 | 0 | 0 | 0 | 6.6464 | 2.2155
TVA_2_ENT | TVA | ENT | 2045 | B01 | 10 | 10 | 500 | 0.01 | 0.51 | 0.38 | 0.53 | 0.45 | 0 | 0.02374 | 0.01187 | 0 | 3.5076 | 1.1692
TVA_2_ENT | TVA | ENT | 2045 | B02 | 25 | 25 | 500 | 0 | 0.22 | 0.16 | 0.22 | 0.18 | 0 | 0.01187 | 0.01187 | 0 | 3.5076 | 1.1692
TVA_2_ENT | TVA | ENT | 2045 | B03 | 75 | 75 | 500 | 0 | 0.13 | 0.1 | 0.11 | 0.1 | 0 | 0 | 0 | 0 | 3.5076 | 1.1692
TVA_2_ENT | TVA | ENT | 2045 | B04 | 100 | 100 | 500 | 0 | 0.18 | 0.08 | 0.12 | 0.08 | 0 | 0 | 0 | 0 | 3.5076 | 1.1692
TVA_2_ENT | TVA | ENT | 2045 | B05 | 200 | 200 | 500 | 0 | 0.08 | 0.72 | 0.06 | 0.21 | 0 | 0 | 0 | 0 | 3.5076 | 1.1692
TVA_2_ENT | TVA | ENT | 2045 | B06 | 300 | 300 | 500 | 500 | 499.91 | 499.81 | 574.68 | 1652.59 | 4.6768 | 3.5135 | 1.1751 | 4.6768 | 3.5076 | 1.1692
TVA_2_ENT | TVA | ENT | 2045 | B07 | 400 | 400 | 500 | 0 | 0.31 | 499.85 | 0.12 | 1374.4 | 0 | 0 | 1.1751 | 0 | 3.5076 | 1.1692
TVA_2_ENT | TVA | ENT | 2045 | B08 | 500 | 500 | 500 | 0 | 0.03 | 0.05 | 0.02 | 0.04 | 0 | 0 | 0 | 0 | 3.5076 | 1.1692
TVA_2_ENT | TVA | ENT | 2045 | B09 | 800 | 800 | 500 | 0 | 0.01 | 0.02 | 0.01 | 0.02 | 0 | 0 | 0 | 0 | 3.5076 | 1.1692
TVA_2_ENT | TVA | ENT | 2045 | B10 | 1262 | 1262 | 500 | 0 | 0.01 | 0.01 | 0.01 | 0.01 | 0 | 0 | 0 | 0 | 3.5076 | 1.1692
TVA_2_ENT | TVA | ENT | 2045 | B11 | 25 | 25 | 500 | 0 | 0.38 | 0.31 | 0.33 | 0.33 | 0 | 0.01187 | 0.01187 | 0 | 3.5076 | 1.1692
TVA_2_ENT | TVA | ENT | 2045 | B12 | 200 | 200 | 500 | 0.24 | 0.04 | 0.05 | 0.04 | 0.04 | 0 | 0 | 0 | 0 | 3.5076 | 1.1692
TVA_2_ENT | TVA | ENT | 2045 | B13 | 600 | 600 | 500 | 0 | 0.02 | 0.03 | 0.02 | 0.02 | 0 | 0 | 0 | 0 | 3.5076 | 1.1692
TVA_2_ENT | TVA | ENT | 2045 | B14 | 900 | 900 | 500 | 0 | 0.01 | 0.01 | 0.01 | 0.01 | 0 | 0 | 0 | 0 | 3.5076 | 1.1692
TVA_2_ENT | TVA | ENT | 2045 | B15 | 1203 | 0 | 500 | 0 | 0.01 | 0 | 0 | 0 | 0 | 0 | 0 | 0 | 3.5076 | 1.1692
TVA_2_ENT | TVA | ENT | 2045 | B16 | 25 | 25 | 500 | 0 | 0.22 | 0.16 | 0.22 | 0.18 | 0 | 0.01187 | 0.01187 | 0 | 3.5076 | 1.1692
TVA_2_ENT | TVA | ENT | 2045 | B17 | 100 | 100 | 500 | 0 | 0.06 | 0.06 | 0.06 | 0.06 | 0 | 0 | 0 | 0 | 3.5076 | 1.1692
TVA_2_ENT | TVA | ENT | 2045 | B18 | 400 | 400 | 500 | 362.68 | 0.03 | 0.04 | 0.02 | 0.03 | 0 | 0 | 0 | 0 | 3.5076 | 1.1692
TVA_2_ENT | TVA | ENT | 2045 | B19 | 700 | 700 | 500 | 0 | 0.01 | 0.01 | 0.01 | 0.01 | 0 | 0 | 0 | 0 | 3.5076 | 1.1692
TVA_2_ENT | TVA | ENT | 2045 | B20 | 935 | 935 | 500 | 0 | 0.01 | 0 | 0.01 | 0 | 0 | 0 | 0 | 0 | 3.5076 | 1.1692
TVA_2_ENT | TVA | ENT | 2050 | B01 | 10 | 10 | 500 | 0 | 0.22 | 0.18 | 0.25 | 0.21 | 0 | 0.01187 | 0.01187 | 0 | 0 | 0
TVA_2_ENT | TVA | ENT | 2050 | B02 | 25 | 25 | 500 | 0 | 0.1 | 0.09 | 0.11 | 0.1 | 0 | 0 | 0 | 0 | 0 | 0
TVA_2_ENT | TVA | ENT | 2050 | B03 | 75 | 75 | 500 | 0 | 0.06 | 0.03 | 0.07 | 0.04 | 0 | 0 | 0 | 0 | 0 | 0
TVA_2_ENT | TVA | ENT | 2050 | B04 | 100 | 100 | 500 | 0 | 0.05 | 0.04 | 0.06 | 0.05 | 0 | 0 | 0 | 0 | 0 | 0
TVA_2_ENT | TVA | ENT | 2050 | B05 | 200 | 200 | 500 | 0 | 20.63 | 0.5 | 21.53 | 0.65 | 0 | 0 | 0 | 0 | 0 | 0
TVA_2_ENT | TVA | ENT | 2050 | B06 | 300 | 300 | 500 | 0 | 0.09 | 299.99 | 0.18 | 64.62 | 0 | 0 | 0 | 0 | 0 | 0
TVA_2_ENT | TVA | ENT | 2050 | B07 | 400 | 400 | 500 | 329.92 | 440.78 | 247.45 | 363.1 | 34.5 | 0 | 0 | 0 | 0 | 0 | 0
TVA_2_ENT | TVA | ENT | 2050 | B08 | 500 | 500 | 500 | 188.55 | 0.04 | 0.01 | 0.07 | 0.01 | 0 | 0 | 0 | 0 | 0 | 0
TVA_2_ENT | TVA | ENT | 2050 | B09 | 800 | 800 | 500 | 0 | 0.01 | 0.01 | 0.01 | 0.01 | 0 | 0 | 0 | 0 | 0 | 0
TVA_2_ENT | TVA | ENT | 2050 | B10 | 1262 | 0 | 500 | 0 | 0 | 0 | 0 | 0 | 0 | 0 | 0 | 0 | 0 | 0
TVA_2_ENT | TVA | ENT | 2050 | B11 | 25 | 25 | 500 | 0.01 | 0.14 | 0.15 | 0.16 | 0.17 | 0 | 0 | 0 | 0 | 0 | 0
TVA_2_ENT | TVA | ENT | 2050 | B12 | 200 | 200 | 500 | 0 | 0.04 | 0.01 | 0.04 | 0.02 | 0 | 0 | 0 | 0 | 0 | 0
TVA_2_ENT | TVA | ENT | 2050 | B13 | 600 | 600 | 500 | 0 | 0.03 | 0.02 | 0.03 | 0.02 | 0 | 0 | 0 | 0 | 0 | 0
TVA_2_ENT | TVA | ENT | 2050 | B14 | 900 | 900 | 500 | 0 | 0.01 | 0 | 0.01 | 0 | 0 | 0 | 0 | 0 | 0 | 0
TVA_2_ENT | TVA | ENT | 2050 | B15 | 1203 | 0 | 500 | 0 | 0 | 0 | 0 | 0 | 0 | 0 | 0 | 0 | 0 | 0
TVA_2_ENT | TVA | ENT | 2050 | B16 | 25 | 25 | 500 | 0.73 | 0.09 | 0.09 | 0.11 | 0.1 | 0 | 0 | 0 | 0 | 0 | 0
TVA_2_ENT | TVA | ENT | 2050 | B17 | 100 | 100 | 500 | 0 | 0.03 | 0.02 | 0.04 | 0.03 | 0 | 0 | 0 | 0 | 0 | 0
TVA_2_ENT | TVA | ENT | 2050 | B18 | 400 | 400 | 500 | 0 | 0.03 | 0.02 | 0.03 | 0.02 | 0 | 0 | 0 | 0 | 0 | 0
TVA_2_ENT | TVA | ENT | 2050 | B19 | 700 | 700 | 500 | 0 | 0.01 | 0.01 | 0.01 | 0.01 | 0 | 0 | 0 | 0 | 0 | 0
TVA_2_ENT | TVA | ENT | 2050 | B20 | 935 | 0 | 500 | 0 | 0 | 0 | 0 | 0 | 0 | 0 | 0 | 0 | 0 | 0
TVA_2_MISO_MO-IL | TVA | MISO_MO-IL | 2015 | B01 | 10 | 10 | 50 | 0 | 0.11 | 0.08 | 0.17 | 0.12 | 0 | 0.04748 | 0.03561 | 0 | 0 | 0
TVA_2_MISO_MO-IL | TVA | MISO_MO-IL | 2015 | B02 | 25 | 25 | 50 | 0 | 0.05 | 0.04 | 0.07 | 0.05 | 0 | 0.02374 | 0.01187 | 0 | 0 | 0
TVA_2_MISO_MO-IL | TVA | MISO_MO-IL | 2015 | B03 | 75 | 75 | 50 | 0 | 0.02 | 0.01 | 0.02 | 0.02 | 0 | 0.01187 | 0 | 0 | 0 | 0
TVA_2_MISO_MO-IL | TVA | MISO_MO-IL | 2015 | B04 | 100 | 100 | 50 | 0 | 0.01 | 0.01 | 0.02 | 0.01 | 0 | 0 | 0 | 0 | 0 | 0
TVA_2_MISO_MO-IL | TVA | MISO_MO-IL | 2015 | B05 | 200 | 200 | 50 | 0 | 0.01 | 0.01 | 0.01 | 0.01 | 0 | 0 | 0 | 0 | 0 | 0
TVA_2_MISO_MO-IL | TVA | MISO_MO-IL | 2015 | B06 | 300 | 300 | 50 | 0 | 0.01 | 0 | 0.01 | 0 | 0 | 0 | 0 | 0 | 0 | 0
TVA_2_MISO_MO-IL | TVA | MISO_MO-IL | 2015 | B07 | 400 | 400 | 50 | 0 | 0.01 | 0 | 0.01 | 0 | 0 | 0 | 0 | 0 | 0 | 0
TVA_2_MISO_MO-IL | TVA | MISO_MO-IL | 2015 | B08 | 500 | 0 | 50 | 0 | 0 | 0 | 0 | 0 | 0 | 0 | 0 | 0 | 0 | 0
TVA_2_MISO_MO-IL | TVA | MISO_MO-IL | 2015 | B09 | 800 | 0 | 50 | 0 | 0 | 0 | 0 | 0 | 0 | 0 | 0 | 0 | 0 | 0
TVA_2_MISO_MO-IL | TVA | MISO_MO-IL | 2015 | B10 | 1262 | 0 | 50 | 0 | 0 | 0 | 0 | 0 | 0 | 0 | 0 | 0 | 0 | 0
TVA_2_MISO_MO-IL | TVA | MISO_MO-IL | 2015 | B11 | 25 | 25 | 50 | 0 | 0.06 | 0.04 | 0.08 | 0.06 | 0 | 0.02374 | 0.01187 | 0 | 0 | 0
TVA_2_MISO_MO-IL | TVA | MISO_MO-IL | 2015 | B12 | 200 | 200 | 50 | 0 | 0.01 | 0.01 | 0.01 | 0.01 | 0 | 0 | 0 | 0 | 0 | 0
TVA_2_MISO_MO-IL | TVA | MISO_MO-IL | 2015 | B13 | 600 | 0 | 50 | 0 | 0 | 0 | 0 | 0 | 0 | 0 | 0 | 0 | 0 | 0
TVA_2_MISO_MO-IL | TVA | MISO_MO-IL | 2015 | B14 | 900 | 0 | 50 | 0 | 0 | 0 | 0 | 0 | 0 | 0 | 0 | 0 | 0 | 0
TVA_2_MISO_MO-IL | TVA | MISO_MO-IL | 2015 | B15 | 1203 | 0 | 50 | 0 | 0 | 0 | 0 | 0 | 0 | 0 | 0 | 0 | 0 | 0
TVA_2_MISO_MO-IL | TVA | MISO_MO-IL | 2015 | B16 | 25 | 25 | 50 | 0 | 0.05 | 0.04 | 0.06 | 0.05 | 0 | 0.02374 | 0.01187 | 0 | 0 | 0
TVA_2_MISO_MO-IL | TVA | MISO_MO-IL | 2015 | B17 | 100 | 100 | 50 | 0 | 0.02 | 0.02 | 0.03 | 0.02 | 0 | 0 | 0 | 0 | 0 | 0
TVA_2_MISO_MO-IL | TVA | MISO_MO-IL | 2015 | B18 | 400 | 400 | 50 | 0 | 0 | 0 | 0.01 | 0 | 0 | 0 | 0 | 0 | 0 | 0
TVA_2_MISO_MO-IL | TVA | MISO_MO-IL | 2015 | B19 | 700 | 0 | 50 | 0 | 0 | 0 | 0 | 0 | 0 | 0 | 0 | 0 | 0 | 0
TVA_2_MISO_MO-IL | TVA | MISO_MO-IL | 2015 | B20 | 935 | 0 | 50 | 0 | 0 | 0 | 0 | 0 | 0 | 0 | 0 | 0 | 0 | 0
TVA_2_MISO_MO-IL | TVA | MISO_MO-IL | 2020 | B01 | 10 | 10 | 50 | 0 | 0.14 | 0.1 | 0.2 | 0.15 | 0 | 0.07122 | 0.04748 | 0 | 0 | 0
TVA_2_MISO_MO-IL | TVA | MISO_MO-IL | 2020 | B02 | 25 | 25 | 50 | 0 | 0.06 | 0.04 | 0.08 | 0.06 | 0 | 0.02374 | 0.02374 | 0 | 0 | 0
TVA_2_MISO_MO-IL | TVA | MISO_MO-IL | 2020 | B03 | 75 | 75 | 50 | 0 | 0.02 | 0.02 | 0.03 | 0.02 | 0 | 0.01187 | 0.01187 | 0 | 0 | 0
TVA_2_MISO_MO-IL | TVA | MISO_MO-IL | 2020 | B04 | 100 | 100 | 50 | 0 | 0.02 | 0.01 | 0.03 | 0.02 | 0 | 0.01187 | 0 | 0 | 0 | 0
TVA_2_MISO_MO-IL | TVA | MISO_MO-IL | 2020 | B05 | 200 | 200 | 50 | 0 | 0.01 | 0.01 | 0.02 | 0.01 | 0 | 0 | 0 | 0 | 0 | 0
TVA_2_MISO_MO-IL | TVA | MISO_MO-IL | 2020 | B06 | 300 | 300 | 50 | 0 | 0.01 | 0.01 | 0.01 | 0.01 | 0 | 0 | 0 | 0 | 0 | 0
TVA_2_MISO_MO-IL | TVA | MISO_MO-IL | 2020 | B07 | 400 | 400 | 50 | 0 | 0.01 | 0.01 | 0.01 | 0.01 | 0 | 0 | 0 | 0 | 0 | 0
TVA_2_MISO_MO-IL | TVA | MISO_MO-IL | 2020 | B08 | 500 | 500 | 50 | 0 | 0.01 | 0 | 0.01 | 0 | 0 | 0 | 0 | 0 | 0 | 0
TVA_2_MISO_MO-IL | TVA | MISO_MO-IL | 2020 | B09 | 800 | 0 | 50 | 0 | 0 | 0 | 0 | 0 | 0 | 0 | 0 | 0 | 0 | 0
TVA_2_MISO_MO-IL | TVA | MISO_MO-IL | 2020 | B10 | 1262 | 0 | 50 | 0 | 0 | 0 | 0 | 0 | 0 | 0 | 0 | 0 | 0 | 0
TVA_2_MISO_MO-IL | TVA | MISO_MO-IL | 2020 | B11 | 25 | 25 | 50 | 0 | 0.07 | 0.07 | 0.1 | 0.09 | 0 | 0.02374 | 0.02374 | 0 | 0 | 0
TVA_2_MISO_MO-IL | TVA | MISO_MO-IL | 2020 | B12 | 200 | 200 | 50 | 0 | 0.02 | 0.01 | 0.02 | 0.01 | 0 | 0 | 0 | 0 | 0 | 0
TVA_2_MISO_MO-IL | TVA | MISO_MO-IL | 2020 | B13 | 600 | 600 | 50 | 0 | 0 | 0 | 0.01 | 0 | 0 | 0 | 0 | 0 | 0 | 0
TVA_2_MISO_MO-IL | TVA | MISO_MO-IL | 2020 | B14 | 900 | 0 | 50 | 0 | 0 | 0 | 0 | 0 | 0 | 0 | 0 | 0 | 0 | 0
TVA_2_MISO_MO-IL | TVA | MISO_MO-IL | 2020 | B15 | 1203 | 0 | 50 | 0 | 0 | 0 | 0 | 0 | 0 | 0 | 0 | 0 | 0 | 0
TVA_2_MISO_MO-IL | TVA | MISO_MO-IL | 2020 | B16 | 25 | 25 | 50 | 0 | 0.09 | 0.05 | 0.12 | 0.06 | 0 | 0.02374 | 0.02374 | 0 | 0 | 0
TVA_2_MISO_MO-IL | TVA | MISO_MO-IL | 2020 | B17 | 100 | 100 | 50 | 0 | 0.04 | 0.02 | 0.04 | 0.02 | 0 | 0.01187 | 0 | 0 | 0 | 0
TVA_2_MISO_MO-IL | TVA | MISO_MO-IL | 2020 | B18 | 400 | 400 | 50 | 0 | 0.01 | 0 | 0.01 | 0.01 | 0 | 0 | 0 | 0 | 0 | 0
TVA_2_MISO_MO-IL | TVA | MISO_MO-IL | 2020 | B19 | 700 | 0 | 50 | 0 | 0 | 0 | 0 | 0 | 0 | 0 | 0 | 0 | 0 | 0
TVA_2_MISO_MO-IL | TVA | MISO_MO-IL | 2020 | B20 | 935 | 0 | 50 | 0 | 0 | 0 | 0 | 0 | 0 | 0 | 0 | 0 | 0 | 0
TVA_2_MISO_MO-IL | TVA | MISO_MO-IL | 2025 | B01 | 10 | 10 | 50 | 0 | 0.17 | 0.13 | 0.25 | 0.19 | 0 | 0.08309 | 0.05935 | 0 | 0 | 0
TVA_2_MISO_MO-IL | TVA | MISO_MO-IL | 2025 | B02 | 25 | 25 | 50 | 0 | 0.07 | 0.06 | 0.1 | 0.07 | 0 | 0.03561 | 0.02374 | 0 | 0 | 0
TVA_2_MISO_MO-IL | TVA | MISO_MO-IL | 2025 | B03 | 75 | 75 | 50 | 0 | 0.03 | 0.02 | 0.04 | 0.02 | 0 | 0.01187 | 0.01187 | 0 | 0 | 0
TVA_2_MISO_MO-IL | TVA | MISO_MO-IL | 2025 | B04 | 100 | 100 | 50 | 0 | 0.02 | 0.02 | 0.03 | 0.02 | 0 | 0.01187 | 0.01187 | 0 | 0 | 0
TVA_2_MISO_MO-IL | TVA | MISO_MO-IL | 2025 | B05 | 200 | 200 | 50 | 0 | 0.01 | 0.01 | 0.01 | 0.01 | 0 | 0 | 0 | 0 | 0 | 0
TVA_2_MISO_MO-IL | TVA | MISO_MO-IL | 2025 | B06 | 300 | 300 | 50 | 0 | 0.01 | 0.01 | 0.01 | 0.01 | 0 | 0 | 0 | 0 | 0 | 0
TVA_2_MISO_MO-IL | TVA | MISO_MO-IL | 2025 | B07 | 400 | 400 | 50 | 0 | 0.01 | 0.01 | 0.01 | 0.01 | 0 | 0 | 0 | 0 | 0 | 0
TVA_2_MISO_MO-IL | TVA | MISO_MO-IL | 2025 | B08 | 500 | 500 | 50 | 0 | 0.01 | 0 | 0.01 | 0 | 0 | 0 | 0 | 0 | 0 | 0
TVA_2_MISO_MO-IL | TVA | MISO_MO-IL | 2025 | B09 | 800 | 0 | 50 | 0 | 0 | 0 | 0 | 0 | 0 | 0 | 0 | 0 | 0 | 0
TVA_2_MISO_MO-IL | TVA | MISO_MO-IL | 2025 | B10 | 1262 | 0 | 50 | 0 | 0 | 0 | 0 | 0 | 0 | 0 | 0 | 0 | 0 | 0
TVA_2_MISO_MO-IL | TVA | MISO_MO-IL | 2025 | B11 | 25 | 25 | 50 | 0 | 0.07 | 0.06 | 0.1 | 0.08 | 0 | 0.03561 | 0.02374 | 0 | 0 | 0
TVA_2_MISO_MO-IL | TVA | MISO_MO-IL | 2025 | B12 | 200 | 200 | 50 | 0 | 0.02 | 0.01 | 0.02 | 0.01 | 0 | 0 | 0 | 0 | 0 | 0
TVA_2_MISO_MO-IL | TVA | MISO_MO-IL | 2025 | B13 | 600 | 600 | 50 | 0 | 0.01 | 0 | 0.01 | 0 | 0 | 0 | 0 | 0 | 0 | 0
TVA_2_MISO_MO-IL | TVA | MISO_MO-IL | 2025 | B14 | 900 | 0 | 50 | 0 | 0 | 0 | 0 | 0 | 0 | 0 | 0 | 0 | 0 | 0
TVA_2_MISO_MO-IL | TVA | MISO_MO-IL | 2025 | B15 | 1203 | 0 | 50 | 0 | 0 | 0 | 0 | 0 | 0 | 0 | 0 | 0 | 0 | 0
TVA_2_MISO_MO-IL | TVA | MISO_MO-IL | 2025 | B16 | 25 | 25 | 50 | 0 | 0.07 | 0.05 | 0.1 | 0.07 | 0 | 0.03561 | 0.02374 | 0 | 0 | 0
TVA_2_MISO_MO-IL | TVA | MISO_MO-IL | 2025 | B17 | 100 | 100 | 50 | 0 | 0.03 | 0.02 | 0.03 | 0.02 | 0 | 0.01187 | 0.01187 | 0 | 0 | 0
TVA_2_MISO_MO-IL | TVA | MISO_MO-IL | 2025 | B18 | 400 | 400 | 50 | 0 | 0.01 | 0 | 0.01 | 0 | 0 | 0 | 0 | 0 | 0 | 0
TVA_2_MISO_MO-IL | TVA | MISO_MO-IL | 2025 | B19 | 700 | 0 | 50 | 0 | 0 | 0 | 0 | 0 | 0 | 0 | 0 | 0 | 0 | 0
TVA_2_MISO_MO-IL | TVA | MISO_MO-IL | 2025 | B20 | 935 | 0 | 50 | 0 | 0 | 0 | 0 | 0 | 0 | 0 | 0 | 0 | 0 | 0
TVA_2_MISO_MO-IL | TVA | MISO_MO-IL | 2030 | B01 | 10 | 10 | 50 | 0 | 0.21 | 0.19 | 0.31 | 0.29 | 0 | 0.1187 | 0.08309 | 0 | 0 | 0
TVA_2_MISO_MO-IL | TVA | MISO_MO-IL | 2030 | B02 | 25 | 25 | 50 | 0 | 0.09 | 0.08 | 0.12 | 0.1 | 0 | 0.04748 | 0.03561 | 0 | 0 | 0
TVA_2_MISO_MO-IL | TVA | MISO_MO-IL | 2030 | B03 | 75 | 75 | 50 | 0 | 0.03 | 0.03 | 0.04 | 0.04 | 0 | 0.01187 | 0.01187 | 0 | 0 | 0
TVA_2_MISO_MO-IL | TVA | MISO_MO-IL | 2030 | B04 | 100 | 100 | 50 | 0 | 0.03 | 0.02 | 0.03 | 0.02 | 0 | 0.01187 | 0.01187 | 0 | 0 | 0
TVA_2_MISO_MO-IL | TVA | MISO_MO-IL | 2030 | B05 | 200 | 200 | 50 | 0 | 0.01 | 0.01 | 0.02 | 0.01 | 0 | 0 | 0 | 0 | 0 | 0
TVA_2_MISO_MO-IL | TVA | MISO_MO-IL | 2030 | B06 | 300 | 300 | 50 | 0 | 0.02 | 0.01 | 0.02 | 0.01 | 0 | 0 | 0 | 0 | 0 | 0
TVA_2_MISO_MO-IL | TVA | MISO_MO-IL | 2030 | B07 | 400 | 400 | 50 | 0 | 0.01 | 0.01 | 0.01 | 0.01 | 0 | 0 | 0 | 0 | 0 | 0
TVA_2_MISO_MO-IL | TVA | MISO_MO-IL | 2030 | B08 | 500 | 500 | 50 | 0 | 0.01 | 0.01 | 0.01 | 0.01 | 0 | 0 | 0 | 0 | 0 | 0
TVA_2_MISO_MO-IL | TVA | MISO_MO-IL | 2030 | B09 | 800 | 0 | 50 | 0 | 0 | 0 | 0 | 0 | 0 | 0 | 0 | 0 | 0 | 0
TVA_2_MISO_MO-IL | TVA | MISO_MO-IL | 2030 | B10 | 1262 | 0 | 50 | 0 | 0 | 0 | 0 | 0 | 0 | 0 | 0 | 0 | 0 | 0
TVA_2_MISO_MO-IL | TVA | MISO_MO-IL | 2030 | B11 | 25 | 25 | 50 | 0 | 0.09 | 0.08 | 0.12 | 0.11 | 0 | 0.04748 | 0.03561 | 0 | 0 | 0
TVA_2_MISO_MO-IL | TVA | MISO_MO-IL | 2030 | B12 | 200 | 200 | 50 | 0 | 0.01 | 0.01 | 0.02 | 0.01 | 0 | 0 | 0 | 0 | 0 | 0
TVA_2_MISO_MO-IL | TVA | MISO_MO-IL | 2030 | B13 | 600 | 600 | 50 | 0 | 0 | 0 | 0.01 | 0 | 0 | 0 | 0 | 0 | 0 | 0
TVA_2_MISO_MO-IL | TVA | MISO_MO-IL | 2030 | B14 | 900 | 0 | 50 | 0 | 0 | 0 | 0 | 0 | 0 | 0 | 0 | 0 | 0 | 0
TVA_2_MISO_MO-IL | TVA | MISO_MO-IL | 2030 | B15 | 1203 | 0 | 50 | 0 | 0 | 0 | 0 | 0 | 0 | 0 | 0 | 0 | 0 | 0
TVA_2_MISO_MO-IL | TVA | MISO_MO-IL | 2030 | B16 | 25 | 25 | 50 | 0 | 0.08 | 0.07 | 0.11 | 0.1 | 0 | 0.04748 | 0.03561 | 0 | 0 | 0
TVA_2_MISO_MO-IL | TVA | MISO_MO-IL | 2030 | B17 | 100 | 100 | 50 | 0 | 0.03 | 0.02 | 0.03 | 0.03 | 0 | 0.01187 | 0.01187 | 0 | 0 | 0
TVA_2_MISO_MO-IL | TVA | MISO_MO-IL | 2030 | B18 | 400 | 400 | 50 | 0 | 0.01 | 0.01 | 0.01 | 0.01 | 0 | 0 | 0 | 0 | 0 | 0
TVA_2_MISO_MO-IL | TVA | MISO_MO-IL | 2030 | B19 | 700 | 0 | 50 | 0 | 0 | 0 | 0 | 0 | 0 | 0 | 0 | 0 | 0 | 0
TVA_2_MISO_MO-IL | TVA | MISO_MO-IL | 2030 | B20 | 935 | 0 | 50 | 0 | 0 | 0 | 0 | 0 | 0 | 0 | 0 | 0 | 0 | 0
TVA_2_MISO_MO-IL | TVA | MISO_MO-IL | 2035 | B01 | 10 | 10 | 50 | 0 | 0.28 | 0.2 | 0.37 | 0.3 | 0 | 0.14244 | 0.10683 | 0 | 2.2968 | 0.76562
TVA_2_MISO_MO-IL | TVA | MISO_MO-IL | 2035 | B02 | 25 | 25 | 50 | 0 | 0.11 | 0.09 | 0.14 | 0.13 | 0 | 0.05935 | 0.04748 | 0 | 2.2968 | 0.76562
TVA_2_MISO_MO-IL | TVA | MISO_MO-IL | 2035 | B03 | 75 | 75 | 50 | 0 | 0.04 | 0.03 | 0.05 | 0.04 | 0 | 0.02374 | 0.01187 | 0 | 2.2968 | 0.76562
TVA_2_MISO_MO-IL | TVA | MISO_MO-IL | 2035 | B04 | 100 | 100 | 50 | 0.26 | 0.03 | 0.02 | 0.04 | 0.03 | 0 | 0.01187 | 0.01187 | 0 | 2.2968 | 0.76562
TVA_2_MISO_MO-IL | TVA | MISO_MO-IL | 2035 | B05 | 200 | 200 | 50 | 0 | 0.02 | 0.01 | 0.02 | 0.02 | 0 | 0.01187 | 0 | 0 | 2.2968 | 0.76562
TVA_2_MISO_MO-IL | TVA | MISO_MO-IL | 2035 | B06 | 300 | 300 | 50 | 0 | 0.03 | 0.1 | 0.02 | 0.08 | 0 | 0 | 0 | 0 | 2.2968 | 0.76562
TVA_2_MISO_MO-IL | TVA | MISO_MO-IL | 2035 | B07 | 400 | 400 | 50 | 50 | 0.03 | 0.04 | 0.02 | 0.03 | 3.0625 | 0 | 0 | 3.0625 | 2.2968 | 0.76562
TVA_2_MISO_MO-IL | TVA | MISO_MO-IL | 2035 | B08 | 500 | 500 | 50 | 0 | 0.02 | 0.01 | 0.02 | 0.01 | 0 | 0 | 0 | 0 | 2.2968 | 0.76562
TVA_2_MISO_MO-IL | TVA | MISO_MO-IL | 2035 | B09 | 800 | 800 | 50 | 0 | 0.01 | 0 | 0.01 | 0.01 | 0 | 0 | 0 | 0 | 2.2968 | 0.76562
TVA_2_MISO_MO-IL | TVA | MISO_MO-IL | 2035 | B10 | 1262 | 0 | 50 | 0 | 0 | 0 | 0 | 0 | 0 | 0 | 0 | 0 | 2.2968 | 0.76562
TVA_2_MISO_MO-IL | TVA | MISO_MO-IL | 2035 | B11 | 25 | 25 | 50 | 0 | 0.12 | 0.17 | 0.14 | 0.21 | 0 | 0.05935 | 0.04748 | 0 | 2.2968 | 0.76562
TVA_2_MISO_MO-IL | TVA | MISO_MO-IL | 2035 | B12 | 200 | 200 | 50 | 0 | 0.02 | 0.02 | 0.02 | 0.02 | 0 | 0.01187 | 0 | 0 | 2.2968 | 0.76562
TVA_2_MISO_MO-IL | TVA | MISO_MO-IL | 2035 | B13 | 600 | 600 | 50 | 0 | 0.01 | 0.01 | 0.01 | 0.01 | 0 | 0 | 0 | 0 | 2.2968 | 0.76562
TVA_2_MISO_MO-IL | TVA | MISO_MO-IL | 2035 | B14 | 900 | 0 | 50 | 0 | 0 | 0 | 0 | 0 | 0 | 0 | 0 | 0 | 2.2968 | 0.76562
TVA_2_MISO_MO-IL | TVA | MISO_MO-IL | 2035 | B15 | 1203 | 0 | 50 | 0 | 0 | 0 | 0 | 0 | 0 | 0 | 0 | 0 | 2.2968 | 0.76562
TVA_2_MISO_MO-IL | TVA | MISO_MO-IL | 2035 | B16 | 25 | 25 | 50 | 0 | 0.11 | 0.09 | 0.14 | 0.12 | 0 | 0.05935 | 0.04748 | 0 | 2.2968 | 0.76562
TVA_2_MISO_MO-IL | TVA | MISO_MO-IL | 2035 | B17 | 100 | 100 | 50 | 0 | 0.04 | 0.03 | 0.04 | 0.04 | 0 | 0.01187 | 0.01187 | 0 | 2.2968 | 0.76562
TVA_2_MISO_MO-IL | TVA | MISO_MO-IL | 2035 | B18 | 400 | 400 | 50 | 0 | 0.01 | 0.01 | 0.01 | 0.01 | 0 | 0 | 0 | 0 | 2.2968 | 0.76562
TVA_2_MISO_MO-IL | TVA | MISO_MO-IL | 2035 | B19 | 700 | 700 | 50 | 0 | 0.01 | 0 | 0.01 | 0.01 | 0 | 0 | 0 | 0 | 2.2968 | 0.76562
TVA_2_MISO_MO-IL | TVA | MISO_MO-IL | 2035 | B20 | 935 | 0 | 50 | 0 | 0 | 0 | 0 | 0 | 0 | 0 | 0 | 0 | 2.2968 | 0.76562
TVA_2_MISO_MO-IL | TVA | MISO_MO-IL | 2040 | B01 | 10 | 10 | 50 | 0 | 0.26 | 0.23 | 0.34 | 0.33 | 0 | 0.18992 | 0.14244 | 0 | 4.5822 | 1.5274
TVA_2_MISO_MO-IL | TVA | MISO_MO-IL | 2040 | B02 | 25 | 25 | 50 | 0 | 0.14 | 0.11 | 0.16 | 0.14 | 0 | 0.07122 | 0.05935 | 0 | 4.5822 | 1.5274
TVA_2_MISO_MO-IL | TVA | MISO_MO-IL | 2040 | B03 | 75 | 75 | 50 | 0 | 0.05 | 0.04 | 0.05 | 0.05 | 0 | 0.02374 | 0.02374 | 0 | 4.5822 | 1.5274
TVA_2_MISO_MO-IL | TVA | MISO_MO-IL | 2040 | B04 | 100 | 100 | 50 | 0.32 | 0.04 | 0.03 | 0.04 | 0.04 | 0 | 0.02374 | 0.01187 | 0 | 4.5822 | 1.5274
TVA_2_MISO_MO-IL | TVA | MISO_MO-IL | 2040 | B05 | 200 | 200 | 50 | 0.18 | 0.04 | 0.15 | 0.03 | 0.09 | 0 | 0.01187 | 0.01187 | 0 | 4.5822 | 1.5274
TVA_2_MISO_MO-IL | TVA | MISO_MO-IL | 2040 | B06 | 300 | 300 | 50 | 50 | 49.94 | 0.1 | 269.21 | 0.07 | 10.6949 | 4.5818 | 0 | 4.5835 | 4.5822 | 1.5274
TVA_2_MISO_MO-IL | TVA | MISO_MO-IL | 2040 | B07 | 400 | 400 | 50 | 50 | 0.05 | 0.02 | 0.03 | 0.02 | 2.6707 | 0 | 0 | 1.5261 | 4.5822 | 1.5274
TVA_2_MISO_MO-IL | TVA | MISO_MO-IL | 2040 | B08 | 500 | 500 | 50 | 0 | 0.01 | 0.01 | 0.01 | 0.01 | 0 | 0 | 0 | 0 | 4.5822 | 1.5274
TVA_2_MISO_MO-IL | TVA | MISO_MO-IL | 2040 | B09 | 800 | 800 | 50 | 0 | 0.01 | 0.01 | 0.01 | 0.01 | 0 | 0 | 0 | 0 | 4.5822 | 1.5274
TVA_2_MISO_MO-IL | TVA | MISO_MO-IL | 2040 | B10 | 1262 | 0 | 50 | 0 | 0.01 | 0.01 | 0 | 0.01 | 0 | 0 | 0 | 0 | 4.5822 | 1.5274
TVA_2_MISO_MO-IL | TVA | MISO_MO-IL | 2040 | B11 | 25 | 25 | 50 | 0 | 0.15 | 0.15 | 0.16 | 0.19 | 0 | 0.07122 | 0.05935 | 0 | 4.5822 | 1.5274
TVA_2_MISO_MO-IL | TVA | MISO_MO-IL | 2040 | B12 | 200 | 200 | 50 | 0 | 0.02 | 0.03 | 0.02 | 0.03 | 0 | 0.01187 | 0.01187 | 0 | 4.5822 | 1.5274
TVA_2_MISO_MO-IL | TVA | MISO_MO-IL | 2040 | B13 | 600 | 600 | 50 | 0 | 0.01 | 0.01 | 0.01 | 0.01 | 0 | 0 | 0 | 0 | 4.5822 | 1.5274
TVA_2_MISO_MO-IL | TVA | MISO_MO-IL | 2040 | B14 | 900 | 0 | 50 | 0 | 0 | 0 | 0 | 0 | 0 | 0 | 0 | 0 | 4.5822 | 1.5274
TVA_2_MISO_MO-IL | TVA | MISO_MO-IL | 2040 | B15 | 1203 | 0 | 50 | 0 | 0 | 0 | 0 | 0 | 0 | 0 | 0 | 0 | 4.5822 | 1.5274
TVA_2_MISO_MO-IL | TVA | MISO_MO-IL | 2040 | B16 | 25 | 25 | 50 | 0 | 0.12 | 0.11 | 0.13 | 0.14 | 0 | 0.07122 | 0.05935 | 0 | 4.5822 | 1.5274
TVA_2_MISO_MO-IL | TVA | MISO_MO-IL | 2040 | B17 | 100 | 100 | 50 | 0 | 0.04 | 0.03 | 0.04 | 0.03 | 0 | 0.02374 | 0.01187 | 0 | 4.5822 | 1.5274
TVA_2_MISO_MO-IL | TVA | MISO_MO-IL | 2040 | B18 | 400 | 400 | 50 | 0 | 0.01 | 0.01 | 0.01 | 0.01 | 0 | 0 | 0 | 0 | 4.5822 | 1.5274
TVA_2_MISO_MO-IL | TVA | MISO_MO-IL | 2040 | B19 | 700 | 700 | 50 | 0 | 0.01 | 0.01 | 0.01 | 0.01 | 0 | 0 | 0 | 0 | 4.5822 | 1.5274
TVA_2_MISO_MO-IL | TVA | MISO_MO-IL | 2040 | B20 | 935 | 0 | 50 | 0 | 0 | 0 | 0 | 0 | 0 | 0 | 0 | 0 | 4.5822 | 1.5274
TVA_2_MISO_MO-IL | TVA | MISO_MO-IL | 2045 | B01 | 10 | 10 | 50 | 0 | 0.4 | 0.3 | 0.54 | 0.45 | 0 | 0.24927 | 0.17805 | 0 | 2.9521 | 0.98402
TVA_2_MISO_MO-IL | TVA | MISO_MO-IL | 2045 | B02 | 25 | 25 | 50 | 0 | 0.18 | 0.13 | 0.22 | 0.18 | 0 | 0.09496 | 0.07122 | 0 | 2.9521 | 0.98402
TVA_2_MISO_MO-IL | TVA | MISO_MO-IL | 2045 | B03 | 75 | 75 | 50 | 0.54 | 0.08 | 0.05 | 0.09 | 0.06 | 0 | 0.03561 | 0.02374 | 0 | 2.9521 | 0.98402
TVA_2_MISO_MO-IL | TVA | MISO_MO-IL | 2045 | B04 | 100 | 100 | 50 | 0.41 | 0.06 | 0.04 | 0.07 | 0.05 | 0 | 0.02374 | 0.01187 | 0 | 2.9521 | 0.98402
TVA_2_MISO_MO-IL | TVA | MISO_MO-IL | 2045 | B05 | 200 | 200 | 50 | 50 | 0.05 | 0.05 | 0.04 | 0.05 | 2.8251 | 0.01187 | 0.01187 | 1.13 | 2.9521 | 0.98402
TVA_2_MISO_MO-IL | TVA | MISO_MO-IL | 2045 | B06 | 300 | 300 | 50 | 50 | 0.1 | 0.03 | 0.06 | 0.04 | 4.6768 | 0.01187 | 0.01187 | 2.8061 | 2.9521 | 0.98402
TVA_2_MISO_MO-IL | TVA | MISO_MO-IL | 2045 | B07 | 400 | 400 | 50 | 0 | 0.03 | 0.02 | 0.02 | 0.03 | 0 | 0.01187 | 0 | 0 | 2.9521 | 0.98402
TVA_2_MISO_MO-IL | TVA | MISO_MO-IL | 2045 | B08 | 500 | 500 | 50 | 0 | 0.01 | 0.02 | 0.01 | 0.02 | 0 | 0 | 0 | 0 | 2.9521 | 0.98402
TVA_2_MISO_MO-IL | TVA | MISO_MO-IL | 2045 | B09 | 800 | 800 | 50 | 0 | 0.01 | 0.02 | 0.01 | 0.02 | 0 | 0 | 0 | 0 | 2.9521 | 0.98402
TVA_2_MISO_MO-IL | TVA | MISO_MO-IL | 2045 | B10 | 1262 | 1262 | 50 | 0 | 0.01 | 0.01 | 0.01 | 0.01 | 0 | 0 | 0 | 0 | 2.9521 | 0.98402
TVA_2_MISO_MO-IL | TVA | MISO_MO-IL | 2045 | B11 | 25 | 25 | 50 | 0 | 0.18 | 0.18 | 0.21 | 0.25 | 0 | 0.09496 | 0.07122 | 0 | 2.9521 | 0.98402
TVA_2_MISO_MO-IL | TVA | MISO_MO-IL | 2045 | B12 | 200 | 200 | 50 | 0 | 0.04 | 0.04 | 0.04 | 0.04 | 0 | 0.01187 | 0.01187 | 0 | 2.9521 | 0.98402
TVA_2_MISO_MO-IL | TVA | MISO_MO-IL | 2045 | B13 | 600 | 600 | 50 | 0 | 0.02 | 0.03 | 0.02 | 0.02 | 0 | 0 | 0 | 0 | 2.9521 | 0.98402
TVA_2_MISO_MO-IL | TVA | MISO_MO-IL | 2045 | B14 | 900 | 900 | 50 | 0 | 0.01 | 0.01 | 0.01 | 0.01 | 0 | 0 | 0 | 0 | 2.9521 | 0.98402
TVA_2_MISO_MO-IL | TVA | MISO_MO-IL | 2045 | B15 | 1203 | 0 | 50 | 0 | 0 | 0 | 0 | 0 | 0 | 0 | 0 | 0 | 2.9521 | 0.98402
TVA_2_MISO_MO-IL | TVA | MISO_MO-IL | 2045 | B16 | 25 | 25 | 50 | 0 | 0.18 | 0.13 | 0.21 | 0.18 | 0 | 0.09496 | 0.07122 | 0 | 2.9521 | 0.98402
TVA_2_MISO_MO-IL | TVA | MISO_MO-IL | 2045 | B17 | 100 | 100 | 50 | 0 | 0.05 | 0.06 | 0.06 | 0.07 | 0 | 0.02374 | 0.02374 | 0 | 2.9521 | 0.98402
TVA_2_MISO_MO-IL | TVA | MISO_MO-IL | 2045 | B18 | 400 | 400 | 50 | 0 | 0.03 | 0.04 | 0.02 | 0.03 | 0 | 0.01187 | 0 | 0 | 2.9521 | 0.98402
TVA_2_MISO_MO-IL | TVA | MISO_MO-IL | 2045 | B19 | 700 | 700 | 50 | 0 | 0.01 | 0.01 | 0.01 | 0.01 | 0 | 0 | 0 | 0 | 2.9521 | 0.98402
TVA_2_MISO_MO-IL | TVA | MISO_MO-IL | 2045 | B20 | 935 | 935 | 50 | 0 | 0.01 | 0 | 0.01 | 0 | 0 | 0 | 0 | 0 | 2.9521 | 0.98402
TVA_2_MISO_MO-IL | TVA | MISO_MO-IL | 2050 | B01 | 10 | 10 | 50 | 0 | 0.14 | 0.13 | 0.19 | 0.19 | 0 | 0.09496 | 0.07122 | 0 | 0 | 0
TVA_2_MISO_MO-IL | TVA | MISO_MO-IL | 2050 | B02 | 25 | 25 | 50 | 0 | 0.06 | 0.06 | 0.08 | 0.09 | 0 | 0.03561 | 0.03561 | 0 | 0 | 0
TVA_2_MISO_MO-IL | TVA | MISO_MO-IL | 2050 | B03 | 75 | 75 | 50 | 0 | 0.03 | 0.02 | 0.04 | 0.03 | 0 | 0.01187 | 0.01187 | 0 | 0 | 0
TVA_2_MISO_MO-IL | TVA | MISO_MO-IL | 2050 | B04 | 100 | 100 | 50 | 0 | 0.02 | 0.02 | 0.03 | 0.03 | 0 | 0.01187 | 0.01187 | 0 | 0 | 0
TVA_2_MISO_MO-IL | TVA | MISO_MO-IL | 2050 | B05 | 200 | 200 | 50 | 0 | 0.02 | 0.02 | 0.02 | 0.02 | 0 | 0 | 0 | 0 | 0 | 0
TVA_2_MISO_MO-IL | TVA | MISO_MO-IL | 2050 | B06 | 300 | 300 | 50 | 0 | 0.01 | 0.02 | 0.02 | 0.03 | 0 | 0 | 0 | 0 | 0 | 0
TVA_2_MISO_MO-IL | TVA | MISO_MO-IL | 2050 | B07 | 400 | 400 | 50 | 0 | 0.01 | 0.03 | 0.01 | 0.03 | 0 | 0 | 0 | 0 | 0 | 0
TVA_2_MISO_MO-IL | TVA | MISO_MO-IL | 2050 | B08 | 500 | 500 | 50 | 0 | 0.01 | 0.01 | 0.01 | 0.01 | 0 | 0 | 0 | 0 | 0 | 0
TVA_2_MISO_MO-IL | TVA | MISO_MO-IL | 2050 | B09 | 800 | 0 | 50 | 0 | 0 | 0 | 0 | 0 | 0 | 0 | 0 | 0 | 0 | 0
TVA_2_MISO_MO-IL | TVA | MISO_MO-IL | 2050 | B10 | 1262 | 0 | 50 | 0 | 0 | 0 | 0 | 0 | 0 | 0 | 0 | 0 | 0 | 0
TVA_2_MISO_MO-IL | TVA | MISO_MO-IL | 2050 | B11 | 25 | 25 | 50 | 0 | 0.07 | 0.1 | 0.1 | 0.13 | 0 | 0.03561 | 0.03561 | 0 | 0 | 0
TVA_2_MISO_MO-IL | TVA | MISO_MO-IL | 2050 | B12 | 200 | 200 | 50 | 0 | 0.01 | 0.01 | 0.02 | 0.01 | 0 | 0 | 0 | 0 | 0 | 0
TVA_2_MISO_MO-IL | TVA | MISO_MO-IL | 2050 | B13 | 600 | 600 | 50 | 0 | 0.01 | 0.02 | 0.01 | 0.02 | 0 | 0 | 0 | 0 | 0 | 0
TVA_2_MISO_MO-IL | TVA | MISO_MO-IL | 2050 | B14 | 900 | 0 | 50 | 0 | 0 | 0 | 0 | 0 | 0 | 0 | 0 | 0 | 0 | 0
TVA_2_MISO_MO-IL | TVA | MISO_MO-IL | 2050 | B15 | 1203 | 0 | 50 | 0 | 0 | 0 | 0 | 0 | 0 | 0 | 0 | 0 | 0 | 0
TVA_2_MISO_MO-IL | TVA | MISO_MO-IL | 2050 | B16 | 25 | 25 | 50 | 0 | 0.06 | 0.06 | 0.08 | 0.08 | 0 | 0.03561 | 0.03561 | 0 | 0 | 0
TVA_2_MISO_MO-IL | TVA | MISO_MO-IL | 2050 | B17 | 100 | 100 | 50 | 0 | 0.02 | 0.02 | 0.02 | 0.02 | 0 | 0.01187 | 0.01187 | 0 | 0 | 0
TVA_2_MISO_MO-IL | TVA | MISO_MO-IL | 2050 | B18 | 400 | 400 | 50 | 0 | 0.01 | 0.01 | 0.01 | 0.01 | 0 | 0 | 0 | 0 | 0 | 0
TVA_2_MISO_MO-IL | TVA | MISO_MO-IL | 2050 | B19 | 700 | 0 | 50 | 0 | 0 | 0.01 | 0 | 0.01 | 0 | 0 | 0 | 0 | 0 | 0
TVA_2_MISO_MO-IL | TVA | MISO_MO-IL | 2050 | B20 | 935 | 0 | 50 | 0 | 0 | 0 | 0 | 0 | 0 | 0 | 0 | 0 | 0 | 0
TVA_2_NonRTO_Midwest | TVA | NonRTO_Midwest | 2015 | B01 | 10 | 10 | 100 | 0 | 0.15 | 0.11 | 0.17 | 0.14 | 0 | 0.02374 | 0.02374 | 0 | 2.5046 | 0.83486
TVA_2_NonRTO_Midwest | TVA | NonRTO_Midwest | 2015 | B02 | 25 | 25 | 100 | 0 | 0.08 | 0.06 | 0.08 | 0.06 | 0 | 0.01187 | 0.01187 | 0 | 2.5046 | 0.83486
TVA_2_NonRTO_Midwest | TVA | NonRTO_Midwest | 2015 | B03 | 75 | 75 | 100 | 0 | 0.03 | 0.03 | 0.03 | 0.03 | 0 | 0 | 0 | 0 | 2.5046 | 0.83486
TVA_2_NonRTO_Midwest | TVA | NonRTO_Midwest | 2015 | B04 | 100 | 100 | 100 | 0 | 0.03 | 0.02 | 0.03 | 0.02 | 0 | 0 | 0 | 0 | 2.5046 | 0.83486
TVA_2_NonRTO_Midwest | TVA | NonRTO_Midwest | 2015 | B05 | 200 | 200 | 100 | 0 | 0.01 | 0.01 | 0.01 | 0.01 | 0 | 0 | 0 | 0 | 2.5046 | 0.83486
TVA_2_NonRTO_Midwest | TVA | NonRTO_Midwest | 2015 | B06 | 300 | 300 | 100 | 0 | 0.01 | 0 | 0.01 | 0 | 0 | 0 | 0 | 0 | 2.5046 | 0.83486
TVA_2_NonRTO_Midwest | TVA | NonRTO_Midwest | 2015 | B07 | 400 | 0 | 100 | 0 | 0 | 0 | 0 | 0 | 0 | 0 | 0 | 0 | 2.5046 | 0.83486
TVA_2_NonRTO_Midwest | TVA | NonRTO_Midwest | 2015 | B08 | 500 | 0 | 100 | 0 | 0 | 0 | 0 | 0 | 0 | 0 | 0 | 0 | 2.5046 | 0.83486
TVA_2_NonRTO_Midwest | TVA | NonRTO_Midwest | 2015 | B09 | 800 | 0 | 100 | 0 | 0 | 0 | 0 | 0 | 0 | 0 | 0 | 0 | 2.5046 | 0.83486
TVA_2_NonRTO_Midwest | TVA | NonRTO_Midwest | 2015 | B10 | 1262 | 0 | 100 | 0 | 0 | 0 | 0 | 0 | 0 | 0 | 0 | 0 | 2.5046 | 0.83486
TVA_2_NonRTO_Midwest | TVA | NonRTO_Midwest | 2015 | B11 | 25 | 25 | 100 | 99.99 | 0.16 | 0.12 | 0.13 | 0.12 | 0.42732 | 0.01187 | 0.01187 | 0.04748 | 2.5046 | 0.83486
TVA_2_NonRTO_Midwest | TVA | NonRTO_Midwest | 2015 | B12 | 200 | 200 | 100 | 100 | 3.42 | 99.71 | 0.04 | 0.13 | 3.7034 | 0 | 0.2374 | 3.2919 | 2.5046 | 0.83486
TVA_2_NonRTO_Midwest | TVA | NonRTO_Midwest | 2015 | B13 | 600 | 600 | 100 | 0 | 0.01 | 0.01 | 0.01 | 0.01 | 0 | 0 | 0 | 0 | 2.5046 | 0.83486
TVA_2_NonRTO_Midwest | TVA | NonRTO_Midwest | 2015 | B14 | 900 | 0 | 100 | 0 | 0 | 0 | 0 | 0 | 0 | 0 | 0 | 0 | 2.5046 | 0.83486
TVA_2_NonRTO_Midwest | TVA | NonRTO_Midwest | 2015 | B15 | 1203 | 0 | 100 | 0 | 0 | 0 | 0 | 0 | 0 | 0 | 0 | 0 | 2.5046 | 0.83486
TVA_2_NonRTO_Midwest | TVA | NonRTO_Midwest | 2015 | B16 | 25 | 25 | 100 | 0 | 0.1 | 0.07 | 0.1 | 0.08 | 0 | 0.01187 | 0.01187 | 0 | 2.5046 | 0.83486
TVA_2_NonRTO_Midwest | TVA | NonRTO_Midwest | 2015 | B17 | 100 | 100 | 100 | 71.14 | 37.59 | 91.49 | 0.08 | 0.17 | 0 | 0 | 0.01187 | 0 | 2.5046 | 0.83486
TVA_2_NonRTO_Midwest | TVA | NonRTO_Midwest | 2015 | B18 | 400 | 400 | 100 | 0 | 0.01 | 0.03 | 0.01 | 0.02 | 0 | 0 | 0 | 0 | 2.5046 | 0.83486
TVA_2_NonRTO_Midwest | TVA | NonRTO_Midwest | 2015 | B19 | 700 | 0 | 100 | 0 | 0 | 0 | 0 | 0 | 0 | 0 | 0 | 0 | 2.5046 | 0.83486
TVA_2_NonRTO_Midwest | TVA | NonRTO_Midwest | 2015 | B20 | 935 | 0 | 100 | 0 | 0 | 0 | 0 | 0 | 0 | 0 | 0 | 0 | 2.5046 | 0.83486
TVA_2_NonRTO_Midwest | TVA | NonRTO_Midwest | 2020 | B01 | 10 | 10 | 100 | 0 | 0.23 | 0.19 | 0.25 | 0.23 | 0 | 0.03561 | 0.02374 | 0 | 2.2152 | 0.73841
TVA_2_NonRTO_Midwest | TVA | NonRTO_Midwest | 2020 | B02 | 25 | 25 | 100 | 0 | 0.1 | 0.08 | 0.1 | 0.09 | 0 | 0.01187 | 0.01187 | 0 | 2.2152 | 0.73841
TVA_2_NonRTO_Midwest | TVA | NonRTO_Midwest | 2020 | B03 | 75 | 75 | 100 | 0 | 0.04 | 0.03 | 0.04 | 0.03 | 0 | 0 | 0 | 0 | 2.2152 | 0.73841
TVA_2_NonRTO_Midwest | TVA | NonRTO_Midwest | 2020 | B04 | 100 | 100 | 100 | 0 | 0.04 | 0.03 | 0.03 | 0.03 | 0 | 0 | 0 | 0 | 2.2152 | 0.73841
TVA_2_NonRTO_Midwest | TVA | NonRTO_Midwest | 2020 | B05 | 200 | 200 | 100 | 0 | 0.04 | 0.04 | 0.03 | 0.03 | 0 | 0 | 0 | 0 | 2.2152 | 0.73841
TVA_2_NonRTO_Midwest | TVA | NonRTO_Midwest | 2020 | B06 | 300 | 300 | 100 | 100 | 0.03 | 0.05 | 0.02 | 0.03 | 4.7955 | 0 | 0 | 2.3977 | 2.2152 | 0.73841
TVA_2_NonRTO_Midwest | TVA | NonRTO_Midwest | 2020 | B07 | 400 | 400 | 100 | 0 | 0.01 | 0.01 | 0.01 | 0.01 | 0 | 0 | 0 | 0 | 2.2152 | 0.73841
TVA_2_NonRTO_Midwest | TVA | NonRTO_Midwest | 2020 | B08 | 500 | 500 | 100 | 0 | 0.01 | 0 | 0.01 | 0.01 | 0 | 0 | 0 | 0 | 2.2152 | 0.73841
TVA_2_NonRTO_Midwest | TVA | NonRTO_Midwest | 2020 | B09 | 800 | 0 | 100 | 0 | 0 | 0 | 0 | 0 | 0 | 0 | 0 | 0 | 2.2152 | 0.73841
TVA_2_NonRTO_Midwest | TVA | NonRTO_Midwest | 2020 | B10 | 1262 | 0 | 100 | 0 | 0 | 0 | 0 | 0 | 0 | 0 | 0 | 0 | 2.2152 | 0.73841
TVA_2_NonRTO_Midwest | TVA | NonRTO_Midwest | 2020 | B11 | 25 | 25 | 100 | 0 | 0.16 | 0.38 | 0.15 | 0.3 | 0 | 0.01187 | 0.01187 | 0 | 2.2152 | 0.73841
TVA_2_NonRTO_Midwest | TVA | NonRTO_Midwest | 2020 | B12 | 200 | 200 | 100 | 100 | 99.87 | 0.14 | 0.11 | 0.07 | 1.092 | 1.2582 | 0 | 0.36401 | 2.2152 | 0.73841
TVA_2_NonRTO_Midwest | TVA | NonRTO_Midwest | 2020 | B13 | 600 | 600 | 100 | 0 | 0.01 | 0.01 | 0.01 | 0.01 | 0 | 0 | 0 | 0 | 2.2152 | 0.73841
TVA_2_NonRTO_Midwest | TVA | NonRTO_Midwest | 2020 | B14 | 900 | 0 | 100 | 0 | 0 | 0 | 0 | 0 | 0 | 0 | 0 | 0 | 2.2152 | 0.73841
TVA_2_NonRTO_Midwest | TVA | NonRTO_Midwest | 2020 | B15 | 1203 | 0 | 100 | 0 | 0 | 0 | 0 | 0 | 0 | 0 | 0 | 0 | 2.2152 | 0.73841
TVA_2_NonRTO_Midwest | TVA | NonRTO_Midwest | 2020 | B16 | 25 | 25 | 100 | 0 | 0.35 | 0.09 | 0.23 | 0.11 | 0 | 0.01187 | 0.01187 | 0 | 2.2152 | 0.73841
TVA_2_NonRTO_Midwest | TVA | NonRTO_Midwest | 2020 | B17 | 100 | 100 | 100 | 100 | 99.73 | 0.09 | 0.22 | 0.08 | 1.1514 | 1.3057 | 0 | 0.1919 | 2.2152 | 0.73841
TVA_2_NonRTO_Midwest | TVA | NonRTO_Midwest | 2020 | B18 | 400 | 400 | 100 | 0 | 0.05 | 0.02 | 0.02 | 0.01 | 0 | 0 | 0 | 0 | 2.2152 | 0.73841
TVA_2_NonRTO_Midwest | TVA | NonRTO_Midwest | 2020 | B19 | 700 | 0 | 100 | 0 | 0 | 0 | 0 | 0 | 0 | 0 | 0 | 0 | 2.2152 | 0.73841
TVA_2_NonRTO_Midwest | TVA | NonRTO_Midwest | 2020 | B20 | 935 | 0 | 100 | 0 | 0 | 0 | 0 | 0 | 0 | 0 | 0 | 0 | 2.2152 | 0.73841
TVA_2_NonRTO_Midwest | TVA | NonRTO_Midwest | 2025 | B01 | 10 | 10 | 100 | 0 | 0.34 | 0.25 | 0.4 | 0.32 | 0 | 0.04748 | 0.03561 | 0 | 1.2755 | 0.42516
TVA_2_NonRTO_Midwest | TVA | NonRTO_Midwest | 2025 | B02 | 25 | 25 | 100 | 0 | 0.13 | 0.11 | 0.14 | 0.13 | 0 | 0.01187 | 0.01187 | 0 | 1.2755 | 0.42516
TVA_2_NonRTO_Midwest | TVA | NonRTO_Midwest | 2025 | B03 | 75 | 75 | 100 | 0 | 0.06 | 0.04 | 0.06 | 0.04 | 0 | 0 | 0 | 0 | 1.2755 | 0.42516
TVA_2_NonRTO_Midwest | TVA | NonRTO_Midwest | 2025 | B04 | 100 | 100 | 100 | 0 | 0.04 | 0.03 | 0.04 | 0.03 | 0 | 0 | 0 | 0 | 1.2755 | 0.42516
TVA_2_NonRTO_Midwest | TVA | NonRTO_Midwest | 2025 | B05 | 200 | 200 | 100 | 0 | 0.02 | 0.02 | 0.02 | 0.02 | 0 | 0 | 0 | 0 | 1.2755 | 0.42516
TVA_2_NonRTO_Midwest | TVA | NonRTO_Midwest | 2025 | B06 | 300 | 300 | 100 | 0 | 0.03 | 0.02 | 0.03 | 0.02 | 0 | 0 | 0 | 0 | 1.2755 | 0.42516
TVA_2_NonRTO_Midwest | TVA | NonRTO_Midwest | 2025 | B07 | 400 | 400 | 100 | 100 | 8.57 | 0.01 | 0.06 | 0.01 | 3.6085 | 0 | 0 | 1.3122 | 1.2755 | 0.42516
TVA_2_NonRTO_Midwest | TVA | NonRTO_Midwest | 2025 | B08 | 500 | 500 | 100 | 0 | 0.03 | 0.01 | 0.02 | 0.01 | 0 | 0 | 0 | 0 | 1.2755 | 0.42516
TVA_2_NonRTO_Midwest | TVA | NonRTO_Midwest | 2025 | B09 | 800 | 800 | 100 | 0 | 0.01 | 0 | 0.01 | 0 | 0 | 0 | 0 | 0 | 1.2755 | 0.42516
TVA_2_NonRTO_Midwest | TVA | NonRTO_Midwest | 2025 | B10 | 1262 | 0 | 100 | 0 | 0.01 | 0 | 0 | 0 | 0 | 0 | 0 | 0 | 1.2755 | 0.42516
TVA_2_NonRTO_Midwest | TVA | NonRTO_Midwest | 2025 | B11 | 25 | 25 | 100 | 0 | 0.14 | 0.11 | 0.16 | 0.13 | 0 | 0.02374 | 0.01187 | 0 | 1.2755 | 0.42516
TVA_2_NonRTO_Midwest | TVA | NonRTO_Midwest | 2025 | B12 | 200 | 200 | 100 | 100 | 0.15 | 0.02 | 0.07 | 0.02 | 0.27301 | 0 | 0 | 0.049638 | 1.2755 | 0.42516
TVA_2_NonRTO_Midwest | TVA | NonRTO_Midwest | 2025 | B13 | 600 | 600 | 100 | 0 | 0.03 | 0.01 | 0.02 | 0.01 | 0 | 0 | 0 | 0 | 1.2755 | 0.42516
TVA_2_NonRTO_Midwest | TVA | NonRTO_Midwest | 2025 | B14 | 900 | 900 | 100 | 0 | 0.01 | 0 | 0.01 | 0 | 0 | 0 | 0 | 0 | 1.2755 | 0.42516
TVA_2_NonRTO_Midwest | TVA | NonRTO_Midwest | 2025 | B15 | 1203 | 0 | 100 | 0 | 0 | 0 | 0 | 0 | 0 | 0 | 0 | 0 | 1.2755 | 0.42516
TVA_2_NonRTO_Midwest | TVA | NonRTO_Midwest | 2025 | B16 | 25 | 25 | 100 | 0 | 0.14 | 0.11 | 0.16 | 0.13 | 0 | 0.02374 | 0.01187 | 0 | 1.2755 | 0.42516
TVA_2_NonRTO_Midwest | TVA | NonRTO_Midwest | 2025 | B17 | 100 | 100 | 100 | 100 | 0.08 | 0.03 | 0.07 | 0.03 | 1.1633 | 0 | 0 | 0.10575 | 1.2755 | 0.42516
TVA_2_NonRTO_Midwest | TVA | NonRTO_Midwest | 2025 | B18 | 400 | 400 | 100 | 100 | 0.03 | 0.01 | 0.02 | 0.01 | 0.64098 | 0 | 0 | 0.23308 | 1.2755 | 0.42516
TVA_2_NonRTO_Midwest | TVA | NonRTO_Midwest | 2025 | B19 | 700 | 700 | 100 | 0 | 0.01 | 0 | 0.01 | 0 | 0 | 0 | 0 | 0 | 1.2755 | 0.42516
TVA_2_NonRTO_Midwest | TVA | NonRTO_Midwest | 2025 | B20 | 935 | 0 | 100 | 0 | 0 | 0 | 0 | 0 | 0 | 0 | 0 | 0 | 1.2755 | 0.42516
TVA_2_NonRTO_Midwest | TVA | NonRTO_Midwest | 2030 | B01 | 10 | 10 | 100 | 0 | 0.36 | 0.39 | 0.35 | 0.44 | 0 | 0.05935 | 0.04748 | 0 | 4.1397 | 1.3799
TVA_2_NonRTO_Midwest | TVA | NonRTO_Midwest | 2030 | B02 | 25 | 25 | 100 | 0 | 0.14 | 0.14 | 0.13 | 0.15 | 0 | 0.02374 | 0.01187 | 0 | 4.1397 | 1.3799
TVA_2_NonRTO_Midwest | TVA | NonRTO_Midwest | 2030 | B03 | 75 | 75 | 100 | 0 | 0.06 | 0.05 | 0.05 | 0.05 | 0 | 0.01187 | 0 | 0 | 4.1397 | 1.3799
TVA_2_NonRTO_Midwest | TVA | NonRTO_Midwest | 2030 | B04 | 100 | 100 | 100 | 0 | 0.04 | 0.04 | 0.03 | 0.04 | 0 | 0 | 0 | 0 | 4.1397 | 1.3799
TVA_2_NonRTO_Midwest | TVA | NonRTO_Midwest | 2030 | B05 | 200 | 200 | 100 | 0 | 0.02 | 0.03 | 0.02 | 0.03 | 0 | 0 | 0 | 0 | 4.1397 | 1.3799
TVA_2_NonRTO_Midwest | TVA | NonRTO_Midwest | 2030 | B06 | 300 | 300 | 100 | 100 | 0.12 | 0.03 | 0.03 | 0.03 | 5.5196 | 0 | 0 | 5.5196 | 4.1397 | 1.3799
TVA_2_NonRTO_Midwest | TVA | NonRTO_Midwest | 2030 | B07 | 400 | 400 | 100 | 0.01 | 0.06 | 0.02 | 0.02 | 0.02 | 0 | 0 | 0 | 0 | 4.1397 | 1.3799
TVA_2_NonRTO_Midwest | TVA | NonRTO_Midwest | 2030 | B08 | 500 | 500 | 100 | 0 | 0.01 | 0.01 | 0.01 | 0.01 | 0 | 0 | 0 | 0 | 4.1397 | 1.3799
TVA_2_NonRTO_Midwest | TVA | NonRTO_Midwest | 2030 | B09 | 800 | 0 | 100 | 0 | 0.01 | 0.01 | 0 | 0.01 | 0 | 0 | 0 | 0 | 4.1397 | 1.3799
TVA_2_NonRTO_Midwest | TVA | NonRTO_Midwest | 2030 | B10 | 1262 | 0 | 100 | 0 | 0.01 | 0 | 0 | 0 | 0 | 0 | 0 | 0 | 4.1397 | 1.3799
TVA_2_NonRTO_Midwest | TVA | NonRTO_Midwest | 2030 | B11 | 25 | 25 | 100 | 0 | 0.16 | 0.19 | 0.14 | 0.2 | 0 | 0.02374 | 0.01187 | 0 | 4.1397 | 1.3799
TVA_2_NonRTO_Midwest | TVA | NonRTO_Midwest | 2030 | B12 | 200 | 200 | 100 | 0 | 0.02 | 0.02 | 0.02 | 0.02 | 0 | 0 | 0 | 0 | 4.1397 | 1.3799
TVA_2_NonRTO_Midwest | TVA | NonRTO_Midwest | 2030 | B13 | 600 | 600 | 100 | 0 | 0.01 | 0.01 | 0.01 | 0.01 | 0 | 0 | 0 | 0 | 4.1397 | 1.3799
TVA_2_NonRTO_Midwest | TVA | NonRTO_Midwest | 2030 | B14 | 900 | 0 | 100 | 0 | 0.01 | 0.01 | 0 | 0 | 0 | 0 | 0 | 0 | 4.1397 | 1.3799
TVA_2_NonRTO_Midwest | TVA | NonRTO_Midwest | 2030 | B15 | 1203 | 0 | 100 | 0 | 0 | 0.01 | 0 | 0 | 0 | 0 | 0 | 0 | 4.1397 | 1.3799
TVA_2_NonRTO_Midwest | TVA | NonRTO_Midwest | 2030 | B16 | 25 | 25 | 100 | 0 | 0.14 | 0.15 | 0.13 | 0.17 | 0 | 0.02374 | 0.01187 | 0 | 4.1397 | 1.3799
TVA_2_NonRTO_Midwest | TVA | NonRTO_Midwest | 2030 | B17 | 100 | 100 | 100 | 0 | 0.05 | 0.04 | 0.04 | 0.04 | 0 | 0 | 0 | 0 | 4.1397 | 1.3799
TVA_2_NonRTO_Midwest | TVA | NonRTO_Midwest | 2030 | B18 | 400 | 400 | 100 | 0 | 0.01 | 0.01 | 0.01 | 0.01 | 0 | 0 | 0 | 0 | 4.1397 | 1.3799
TVA_2_NonRTO_Midwest | TVA | NonRTO_Midwest | 2030 | B19 | 700 | 700 | 100 | 0 | 0.01 | 0.01 | 0.01 | 0.01 | 0 | 0 | 0 | 0 | 4.1397 | 1.3799
TVA_2_NonRTO_Midwest | TVA | NonRTO_Midwest | 2030 | B20 | 935 | 0 | 100 | 0 | 0.01 | 0.01 | 0 | 0.01 | 0 | 0 | 0 | 0 | 4.1397 | 1.3799
TVA_2_NonRTO_Midwest | TVA | NonRTO_Midwest | 2035 | B01 | 10 | 10 | 100 | 0 | 0.57 | 0.42 | 0.7 | 0.57 | 0 | 0.07122 | 0.05935 | 0 | 1.0327 | 0.34423
TVA_2_NonRTO_Midwest | TVA | NonRTO_Midwest | 2035 | B02 | 25 | 25 | 100 | 0 | 0.16 | 0.19 | 0.2 | 0.23 | 0 | 0.02374 | 0.02374 | 0 | 1.0327 | 0.34423
TVA_2_NonRTO_Midwest | TVA | NonRTO_Midwest | 2035 | B03 | 75 | 75 | 100 | 0 | 0.06 | 0.07 | 0.07 | 0.08 | 0 | 0.01187 | 0.01187 | 0 | 1.0327 | 0.34423
TVA_2_NonRTO_Midwest | TVA | NonRTO_Midwest | 2035 | B04 | 100 | 100 | 100 | 0 | 0.04 | 0.05 | 0.05 | 0.05 | 0 | 0.01187 | 0 | 0 | 1.0327 | 0.34423
TVA_2_NonRTO_Midwest | TVA | NonRTO_Midwest | 2035 | B05 | 200 | 200 | 100 | 0 | 0.04 | 0.02 | 0.04 | 0.03 | 0 | 0 | 0 | 0 | 1.0327 | 0.34423
TVA_2_NonRTO_Midwest | TVA | NonRTO_Midwest | 2035 | B06 | 300 | 300 | 100 | 100 | 0.05 | 0.13 | 0.04 | 0.09 | 1.3769 | 0 | 0 | 1.3769 | 1.0327 | 0.34423
TVA_2_NonRTO_Midwest | TVA | NonRTO_Midwest | 2035 | B07 | 400 | 400 | 100 | 0 | 0.01 | 0.01 | 0.01 | 0.01 | 0 | 0 | 0 | 0 | 1.0327 | 0.34423
TVA_2_NonRTO_Midwest | TVA | NonRTO_Midwest | 2035 | B08 | 500 | 500 | 100 | 0 | 0.01 | 0.01 | 0.01 | 0.01 | 0 | 0 | 0 | 0 | 1.0327 | 0.34423
TVA_2_NonRTO_Midwest | TVA | NonRTO_Midwest | 2035 | B09 | 800 | 800 | 100 | 0 | 0.01 | 0.01 | 0.01 | 0.01 | 0 | 0 | 0 | 0 | 1.0327 | 0.34423
TVA_2_NonRTO_Midwest | TVA | NonRTO_Midwest | 2035 | B10 | 1262 | 1262 | 100 | 0 | 0.01 | 0 | 0.01 | 0 | 0 | 0 | 0 | 0 | 1.0327 | 0.34423
TVA_2_NonRTO_Midwest | TVA | NonRTO_Midwest | 2035 | B11 | 25 | 25 | 100 | 0 | 0.17 | 97.04 | 0.21 | 567.34 | 0 | 0.02374 | 0.36797 | 0 | 1.0327 | 0.34423
TVA_2_NonRTO_Midwest | TVA | NonRTO_Midwest | 2035 | B12 | 200 | 200 | 100 | 0 | 0.06 | 0.05 | 0.05 | 0.05 | 0 | 0 | 0 | 0 | 1.0327 | 0.34423
TVA_2_NonRTO_Midwest | TVA | NonRTO_Midwest | 2035 | B13 | 600 | 600 | 100 | 0 | 0.01 | 0.01 | 0.01 | 0.01 | 0 | 0 | 0 | 0 | 1.0327 | 0.34423
TVA_2_NonRTO_Midwest | TVA | NonRTO_Midwest | 2035 | B14 | 900 | 900 | 100 | 0 | 0.01 | 0.01 | 0.01 | 0.01 | 0 | 0 | 0 | 0 | 1.0327 | 0.34423
TVA_2_NonRTO_Midwest | TVA | NonRTO_Midwest | 2035 | B15 | 1203 | 1203 | 100 | 0 | 0.01 | 0 | 0.01 | 0.01 | 0 | 0 | 0 | 0 | 1.0327 | 0.34423
TVA_2_NonRTO_Midwest | TVA | NonRTO_Midwest | 2035 | B16 | 25 | 25 | 100 | 0 | 0.21 | 0.2 | 0.25 | 0.25 | 0 | 0.03561 | 0.02374 | 0 | 1.0327 | 0.34423
TVA_2_NonRTO_Midwest | TVA | NonRTO_Midwest | 2035 | B17 | 100 | 100 | 100 | 0 | 0.1 | 0.11 | 0.1 | 0.11 | 0 | 0.01187 | 0 | 0 | 1.0327 | 0.34423
TVA_2_NonRTO_Midwest | TVA | NonRTO_Midwest | 2035 | B18 | 400 | 400 | 100 | 0 | 0.02 | 0.02 | 0.02 | 0.02 | 0 | 0 | 0 | 0 | 1.0327 | 0.34423
TVA_2_NonRTO_Midwest | TVA | NonRTO_Midwest | 2035 | B19 | 700 | 700 | 100 | 0 | 0.01 | 0.01 | 0.01 | 0.01 | 0 | 0 | 0 | 0 | 1.0327 | 0.34423
TVA_2_NonRTO_Midwest | TVA | NonRTO_Midwest | 2035 | B20 | 935 | 935 | 100 | 0 | 0.01 | 0.01 | 0.01 | 0.01 | 0 | 0 | 0 | 0 | 1.0327 | 0.34423
TVA_2_NonRTO_Midwest | TVA | NonRTO_Midwest | 2040 | B01 | 10 | 10 | 100 | 0 | 0.55 | 0.54 | 0.76 | 0.73 | 0 | 0.09496 | 0.07122 | 0 | 0 | 0
TVA_2_NonRTO_Midwest | TVA | NonRTO_Midwest | 2040 | B02 | 25 | 25 | 100 | 0 | 0.18 | 0.21 | 0.24 | 0.26 | 0 | 0.03561 | 0.02374 | 0 | 0 | 0
TVA_2_NonRTO_Midwest | TVA | NonRTO_Midwest | 2040 | B03 | 75 | 75 | 100 | 0 | 0.06 | 0.07 | 0.08 | 0.08 | 0 | 0.01187 | 0.01187 | 0 | 0 | 0
TVA_2_NonRTO_Midwest | TVA | NonRTO_Midwest | 2040 | B04 | 100 | 100 | 100 | 0.3 | 0.04 | 0.03 | 0.05 | 0.04 | 0 | 0.01187 | 0.01187 | 0 | 0 | 0
TVA_2_NonRTO_Midwest | TVA | NonRTO_Midwest | 2040 | B05 | 200 | 200 | 100 | 0 | 0.02 | 0.03 | 0.03 | 0.03 | 0 | 0 | 0 | 0 | 0 | 0
TVA_2_NonRTO_Midwest | TVA | NonRTO_Midwest | 2040 | B06 | 300 | 300 | 100 | 0 | 0.02 | 0.02 | 0.03 | 0.02 | 0 | 0 | 0 | 0 | 0 | 0
TVA_2_NonRTO_Midwest | TVA | NonRTO_Midwest | 2040 | B07 | 400 | 400 | 100 | 0 | 0.02 | 0.01 | 0.02 | 0.02 | 0 | 0 | 0 | 0 | 0 | 0
TVA_2_NonRTO_Midwest | TVA | NonRTO_Midwest | 2040 | B08 | 500 | 500 | 100 | 0 | 0.02 | 0.01 | 0.02 | 0.01 | 0 | 0 | 0 | 0 | 0 | 0
TVA_2_NonRTO_Midwest | TVA | NonRTO_Midwest | 2040 | B09 | 800 | 800 | 100 | 0 | 0.01 | 0.01 | 0.01 | 0.01 | 0 | 0 | 0 | 0 | 0 | 0
TVA_2_NonRTO_Midwest | TVA | NonRTO_Midwest | 2040 | B10 | 1262 | 1262 | 100 | 0.03 | 0.02 | 0.01 | 0.03 | 0.01 | 0 | 0 | 0 | 0 | 0 | 0
TVA_2_NonRTO_Midwest | TVA | NonRTO_Midwest | 2040 | B11 | 25 | 25 | 100 | 0 | 0.27 | 0.37 | 0.33 | 0.44 | 0 | 0.03561 | 0.02374 | 0 | 0 | 0
TVA_2_NonRTO_Midwest | TVA | NonRTO_Midwest | 2040 | B12 | 200 | 200 | 100 | 0 | 0.11 | 0.32 | 0.12 | 0.52 | 0 | 0 | 0 | 0 | 0 | 0
TVA_2_NonRTO_Midwest | TVA | NonRTO_Midwest | 2040 | B13 | 600 | 600 | 100 | 0.06 | 44.28 | 0.04 | 143.72 | 0.04 | 0 | 0 | 0 | 0 | 0 | 0
TVA_2_NonRTO_Midwest | TVA | NonRTO_Midwest | 2040 | B14 | 900 | 900 | 100 | 0.04 | 5.34 | 0.01 | 7.59 | 0.01 | 0 | 0 | 0 | 0 | 0 | 0
TVA_2_NonRTO_Midwest | TVA | NonRTO_Midwest | 2040 | B15 | 1203 | 1203 | 100 | 0 | 0.01 | 0.01 | 0.01 | 0.01 | 0 | 0 | 0 | 0 | 0 | 0
TVA_2_NonRTO_Midwest | TVA | NonRTO_Midwest | 2040 | B16 | 25 | 25 | 100 | 0 | 0.23 | 0.34 | 0.3 | 0.42 | 0 | 0.03561 | 0.02374 | 0 | 0 | 0
TVA_2_NonRTO_Midwest | TVA | NonRTO_Midwest | 2040 | B17 | 100 | 100 | 100 | 0 | 1.59 | 0.09 | 1.98 | 0.1 | 0 | 0.01187 | 0.01187 | 0 | 0 | 0
TVA_2_NonRTO_Midwest | TVA | NonRTO_Midwest | 2040 | B18 | 400 | 400 | 100 | 0.29 | 0.07 | 0.05 | 0.08 | 0.05 | 0 | 0 | 0 | 0 | 0 | 0
TVA_2_NonRTO_Midwest | TVA | NonRTO_Midwest | 2040 | B19 | 700 | 700 | 100 | 0.05 | 0.03 | 0.02 | 0.03 | 0.02 | 0 | 0 | 0 | 0 | 0 | 0
TVA_2_NonRTO_Midwest | TVA | NonRTO_Midwest | 2040 | B20 | 935 | 935 | 100 | 0 | 0.01 | 0.01 | 0.01 | 0.01 | 0 | 0 | 0 | 0 | 0 | 0
TVA_2_NonRTO_Midwest | TVA | NonRTO_Midwest | 2045 | B01 | 10 | 10 | 100 | 0 | 0.76 | 0.57 | 0.82 | 0.76 | 0 | 0.13057 | 0.09496 | 0 | 3.082 | 1.0273
TVA_2_NonRTO_Midwest | TVA | NonRTO_Midwest | 2045 | B02 | 25 | 25 | 100 | 0 | 0.33 | 0.25 | 0.32 | 0.3 | 0 | 0.04748 | 0.03561 | 0 | 3.082 | 1.0273
TVA_2_NonRTO_Midwest | TVA | NonRTO_Midwest | 2045 | B03 | 75 | 75 | 100 | 0 | 0.07 | 0.09 | 0.08 | 0.09 | 0 | 0.01187 | 0.01187 | 0 | 3.082 | 1.0273
TVA_2_NonRTO_Midwest | TVA | NonRTO_Midwest | 2045 | B04 | 100 | 100 | 100 | 0 | 0.06 | 0.04 | 0.06 | 0.05 | 0 | 0.01187 | 0.01187 | 0 | 3.082 | 1.0273
TVA_2_NonRTO_Midwest | TVA | NonRTO_Midwest | 2045 | B05 | 200 | 200 | 100 | 0 | 0.03 | 0.02 | 0.03 | 0.03 | 0 | 0 | 0 | 0 | 3.082 | 1.0273
TVA_2_NonRTO_Midwest | TVA | NonRTO_Midwest | 2045 | B06 | 300 | 300 | 100 | 0 | 0.02 | 0.02 | 0.02 | 0.02 | 0 | 0 | 0 | 0 | 3.082 | 1.0273
TVA_2_NonRTO_Midwest | TVA | NonRTO_Midwest | 2045 | B07 | 400 | 400 | 100 | 0 | 0.01 | 0.01 | 0.01 | 0.01 | 0 | 0 | 0 | 0 | 3.082 | 1.0273
TVA_2_NonRTO_Midwest | TVA | NonRTO_Midwest | 2045 | B08 | 500 | 500 | 100 | 0 | 0.01 | 0.01 | 0.01 | 0.01 | 0 | 0 | 0 | 0 | 3.082 | 1.0273
TVA_2_NonRTO_Midwest | TVA | NonRTO_Midwest | 2045 | B09 | 800 | 800 | 100 | 0 | 0.01 | 0.01 | 0.01 | 0.01 | 0 | 0 | 0 | 0 | 3.082 | 1.0273
TVA_2_NonRTO_Midwest | TVA | NonRTO_Midwest | 2045 | B10 | 1262 | 1262 | 100 | 0 | 0.01 | 0.01 | 0.01 | 0.01 | 0 | 0 | 0 | 0 | 3.082 | 1.0273
TVA_2_NonRTO_Midwest | TVA | NonRTO_Midwest | 2045 | B11 | 25 | 25 | 100 | 0 | 0.33 | 0.3 | 0.32 | 0.34 | 0 | 0.04748 | 0.03561 | 0 | 3.082 | 1.0273
TVA_2_NonRTO_Midwest | TVA | NonRTO_Midwest | 2045 | B12 | 200 | 200 | 100 | 0 | 0.08 | 0.02 | 0.06 | 0.03 | 0 | 0.01187 | 0 | 0 | 3.082 | 1.0273
TVA_2_NonRTO_Midwest | TVA | NonRTO_Midwest | 2045 | B13 | 600 | 600 | 100 | 100 | 99.95 | 99.89 | 28.44 | 355.1 | 3.8578 | 3.0862 | 1.0327 | 2.3146 | 3.082 | 1.0273
TVA_2_NonRTO_Midwest | TVA | NonRTO_Midwest | 2045 | B14 | 900 | 900 | 100 | 0 | 0.03 | 0.01 | 0.02 | 0.01 | 0 | 0 | 0 | 0 | 3.082 | 1.0273
TVA_2_NonRTO_Midwest | TVA | NonRTO_Midwest | 2045 | B15 | 1203 | 1203 | 100 | 0 | 0.01 | 0.01 | 0.01 | 0.01 | 0 | 0 | 0 | 0 | 3.082 | 1.0273
TVA_2_NonRTO_Midwest | TVA | NonRTO_Midwest | 2045 | B16 | 25 | 25 | 100 | 0 | 0.35 | 0.32 | 0.35 | 0.38 | 0 | 0.04748 | 0.03561 | 0 | 3.082 | 1.0273
TVA_2_NonRTO_Midwest | TVA | NonRTO_Midwest | 2045 | B17 | 100 | 100 | 100 | 0 | 0.28 | 1.52 | 0.17 | 0.43 | 0 | 0.01187 | 0.01187 | 0 | 3.082 | 1.0273
TVA_2_NonRTO_Midwest | TVA | NonRTO_Midwest | 2045 | B18 | 400 | 400 | 100 | 100 | 99.93 | 99.85 | 301 | 595.85 | 4.4869 | 3.0862 | 1.0327 | 1.7947 | 3.082 | 1.0273
TVA_2_NonRTO_Midwest | TVA | NonRTO_Midwest | 2045 | B19 | 700 | 700 | 100 | 0 | 0.06 | 0.02 | 0.03 | 0.02 | 0 | 0 | 0 | 0 | 3.082 | 1.0273
TVA_2_NonRTO_Midwest | TVA | NonRTO_Midwest | 2045 | B20 | 935 | 935 | 100 | 0 | 0.01 | 0.01 | 0.01 | 0.01 | 0 | 0 | 0 | 0 | 3.082 | 1.0273
TVA_2_NonRTO_Midwest | TVA | NonRTO_Midwest | 2050 | B01 | 10 | 10 | 100 | 0 | 0.22 | 0.28 | 0.29 | 0.37 | 0 | 0.04748 | 0.03561 | 0 | 0 | 0
TVA_2_NonRTO_Midwest | TVA | NonRTO_Midwest | 2050 | B02 | 25 | 25 | 100 | 0 | 0.09 | 0.16 | 0.12 | 0.19 | 0 | 0.02374 | 0.01187 | 0 | 0 | 0
TVA_2_NonRTO_Midwest | TVA | NonRTO_Midwest | 2050 | B03 | 75 | 75 | 100 | 0 | 0.04 | 0.04 | 0.04 | 0.05 | 0 | 0.01187 | 0 | 0 | 0 | 0
TVA_2_NonRTO_Midwest | TVA | NonRTO_Midwest | 2050 | B04 | 100 | 100 | 100 | 0 | 0.03 | 0.02 | 0.03 | 0.02 | 0 | 0 | 0 | 0 | 0 | 0
TVA_2_NonRTO_Midwest | TVA | NonRTO_Midwest | 2050 | B05 | 200 | 200 | 100 | 0 | 0.01 | 0.01 | 0.02 | 0.01 | 0 | 0 | 0 | 0 | 0 | 0
TVA_2_NonRTO_Midwest | TVA | NonRTO_Midwest | 2050 | B06 | 300 | 300 | 100 | 0 | 0.01 | 0.01 | 0.01 | 0.01 | 0 | 0 | 0 | 0 | 0 | 0
TVA_2_NonRTO_Midwest | TVA | NonRTO_Midwest | 2050 | B07 | 400 | 400 | 100 | 0 | 0.01 | 0.01 | 0.01 | 0.01 | 0 | 0 | 0 | 0 | 0 | 0
TVA_2_NonRTO_Midwest | TVA | NonRTO_Midwest | 2050 | B08 | 500 | 500 | 100 | 0 | 0.01 | 0 | 0.01 | 0 | 0 | 0 | 0 | 0 | 0 | 0
TVA_2_NonRTO_Midwest | TVA | NonRTO_Midwest | 2050 | B09 | 800 | 0 | 100 | 0 | 0 | 0 | 0 | 0 | 0 | 0 | 0 | 0 | 0 | 0
TVA_2_NonRTO_Midwest | TVA | NonRTO_Midwest | 2050 | B10 | 1262 | 0 | 100 | 0 | 0 | 0 | 0 | 0 | 0 | 0 | 0 | 0 | 0 | 0
TVA_2_NonRTO_Midwest | TVA | NonRTO_Midwest | 2050 | B11 | 25 | 25 | 100 | 0 | 0.09 | 0.53 | 0.11 | 0.63 | 0 | 0.02374 | 0.01187 | 0 | 0 | 0
TVA_2_NonRTO_Midwest | TVA | NonRTO_Midwest | 2050 | B12 | 200 | 200 | 100 | 0 | 0.05 | 0.03 | 0.06 | 0.05 | 0 | 0 | 0 | 0 | 0 | 0
TVA_2_NonRTO_Midwest | TVA | NonRTO_Midwest | 2050 | B13 | 600 | 600 | 100 | 0 | 72.88 | 76.25 | 362.37 | 381.36 | 0 | 0 | 0 | 0 | 0 | 0
TVA_2_NonRTO_Midwest | TVA | NonRTO_Midwest | 2050 | B14 | 900 | 900 | 100 | 0 | 0.02 | 0.02 | 0.02 | 0.02 | 0 | 0 | 0 | 0 | 0 | 0
TVA_2_NonRTO_Midwest | TVA | NonRTO_Midwest | 2050 | B15 | 1203 | 0 | 100 | 0 | 0 | 0 | 0 | 0 | 0 | 0 | 0 | 0 | 0 | 0
TVA_2_NonRTO_Midwest | TVA | NonRTO_Midwest | 2050 | B16 | 25 | 25 | 100 | 0 | 0.09 | 0.16 | 0.12 | 0.2 | 0 | 0.02374 | 0.01187 | 0 | 0 | 0
TVA_2_NonRTO_Midwest | TVA | NonRTO_Midwest | 2050 | B17 | 100 | 100 | 100 | 0 | 0.07 | 0.04 | 0.08 | 0.05 | 0 | 0 | 0 | 0 | 0 | 0
TVA_2_NonRTO_Midwest | TVA | NonRTO_Midwest | 2050 | B18 | 400 | 400 | 100 | 38.55 | 64.54 | 70.75 | 248.68 | 653.05 | 0 | 0 | 0 | 0 | 0 | 0
TVA_2_NonRTO_Midwest | TVA | NonRTO_Midwest | 2050 | B19 | 700 | 700 | 100 | 0 | 0.02 | 14.45 | 0.03 | 11.33 | 0 | 0 | 0 | 0 | 0 | 0
TVA_2_NonRTO_Midwest | TVA | NonRTO_Midwest | 2050 | B20 | 935 | 935 | 100 | 0 | 0.01 | 0 | 0.01 | 0 | 0 | 0 | 0 | 0 | 0 | 0
TVA_2_PJM_ROR | TVA | PJM_ROR | 2015 | B01 | 10 | 10 | 50 | 0 | 0.15 | 0.11 | 0.18 | 0.14 | 0 | 0 | 0 | 0 | 0 | 0
TVA_2_PJM_ROR | TVA | PJM_ROR | 2015 | B02 | 25 | 25 | 50 | 0 | 0.06 | 0.04 | 0.07 | 0.05 | 0 | 0 | 0 | 0 | 0 | 0
TVA_2_PJM_ROR | TVA | PJM_ROR | 2015 | B03 | 75 | 75 | 50 | 0 | 0.02 | 0.02 | 0.02 | 0.02 | 0 | 0 | 0 | 0 | 0 | 0
TVA_2_PJM_ROR | TVA | PJM_ROR | 2015 | B04 | 100 | 100 | 50 | 0 | 0.02 | 0.01 | 0.02 | 0.01 | 0 | 0 | 0 | 0 | 0 | 0
TVA_2_PJM_ROR | TVA | PJM_ROR | 2015 | B05 | 200 | 200 | 50 | 0 | 0.01 | 0.01 | 0.01 | 0.01 | 0 | 0 | 0 | 0 | 0 | 0
TVA_2_PJM_ROR | TVA | PJM_ROR | 2015 | B06 | 300 | 300 | 50 | 0 | 0.01 | 0 | 0.01 | 0.01 | 0 | 0 | 0 | 0 | 0 | 0
TVA_2_PJM_ROR | TVA | PJM_ROR | 2015 | B07 | 400 | 400 | 50 | 0 | 0.01 | 0 | 0.01 | 0 | 0 | 0 | 0 | 0 | 0 | 0
TVA_2_PJM_ROR | TVA | PJM_ROR | 2015 | B08 | 500 | 0 | 50 | 0 | 0 | 0 | 0 | 0 | 0 | 0 | 0 | 0 | 0 | 0
TVA_2_PJM_ROR | TVA | PJM_ROR | 2015 | B09 | 800 | 0 | 50 | 0 | 0 | 0 | 0 | 0 | 0 | 0 | 0 | 0 | 0 | 0
TVA_2_PJM_ROR | TVA | PJM_ROR | 2015 | B10 | 1262 | 0 | 50 | 0 | 0 | 0 | 0 | 0 | 0 | 0 | 0 | 0 | 0 | 0
TVA_2_PJM_ROR | TVA | PJM_ROR | 2015 | B11 | 25 | 25 | 50 | 0 | 0.06 | 0.05 | 0.07 | 0.05 | 0 | 0 | 0 | 0 | 0 | 0
TVA_2_PJM_ROR | TVA | PJM_ROR | 2015 | B12 | 200 | 200 | 50 | 0 | 0.02 | 0.01 | 0.02 | 0.01 | 0 | 0 | 0 | 0 | 0 | 0
TVA_2_PJM_ROR | TVA | PJM_ROR | 2015 | B13 | 600 | 0 | 50 | 0 | 0 | 0 | 0 | 0 | 0 | 0 | 0 | 0 | 0 | 0
TVA_2_PJM_ROR | TVA | PJM_ROR | 2015 | B14 | 900 | 0 | 50 | 0 | 0 | 0 | 0 | 0 | 0 | 0 | 0 | 0 | 0 | 0
TVA_2_PJM_ROR | TVA | PJM_ROR | 2015 | B15 | 1203 | 0 | 50 | 0 | 0 | 0 | 0 | 0 | 0 | 0 | 0 | 0 | 0 | 0
TVA_2_PJM_ROR | TVA | PJM_ROR | 2015 | B16 | 25 | 25 | 50 | 0 | 0.06 | 0.05 | 0.07 | 0.05 | 0 | 0 | 0 | 0 | 0 | 0
TVA_2_PJM_ROR | TVA | PJM_ROR | 2015 | B17 | 100 | 100 | 50 | 0 | 0.03 | 0.03 | 0.04 | 0.03 | 0 | 0 | 0 | 0 | 0 | 0
TVA_2_PJM_ROR | TVA | PJM_ROR | 2015 | B18 | 400 | 400 | 50 | 0 | 0.01 | 0.01 | 0.01 | 0.01 | 0 | 0 | 0 | 0 | 0 | 0
TVA_2_PJM_ROR | TVA | PJM_ROR | 2015 | B19 | 700 | 0 | 50 | 0 | 0 | 0 | 0 | 0 | 0 | 0 | 0 | 0 | 0 | 0
TVA_2_PJM_ROR | TVA | PJM_ROR | 2015 | B20 | 935 | 0 | 50 | 0 | 0 | 0 | 0 | 0 | 0 | 0 | 0 | 0 | 0 | 0
TVA_2_PJM_ROR | TVA | PJM_ROR | 2020 | B01 | 10 | 10 | 50 | 0 | 0.19 | 0.14 | 0.23 | 0.17 | 0 | 0.01187 | 0 | 0 | 0 | 0
TVA_2_PJM_ROR | TVA | PJM_ROR | 2020 | B02 | 25 | 25 | 50 | 0 | 0.08 | 0.06 | 0.09 | 0.07 | 0 | 0 | 0 | 0 | 0 | 0
TVA_2_PJM_ROR | TVA | PJM_ROR | 2020 | B03 | 75 | 75 | 50 | 0 | 0.03 | 0.02 | 0.03 | 0.02 | 0 | 0 | 0 | 0 | 0 | 0
TVA_2_PJM_ROR | TVA | PJM_ROR | 2020 | B04 | 100 | 100 | 50 | 0 | 0.02 | 0.01 | 0.02 | 0.02 | 0 | 0 | 0 | 0 | 0 | 0
TVA_2_PJM_ROR | TVA | PJM_ROR | 2020 | B05 | 200 | 200 | 50 | 0 | 0.02 | 0.01 | 0.02 | 0.01 | 0 | 0 | 0 | 0 | 0 | 0
TVA_2_PJM_ROR | TVA | PJM_ROR | 2020 | B06 | 300 | 300 | 50 | 0 | 0.01 | 0.01 | 0.01 | 0.01 | 0 | 0 | 0 | 0 | 0 | 0
TVA_2_PJM_ROR | TVA | PJM_ROR | 2020 | B07 | 400 | 400 | 50 | 0 | 0.01 | 0.01 | 0.01 | 0.01 | 0 | 0 | 0 | 0 | 0 | 0
TVA_2_PJM_ROR | TVA | PJM_ROR | 2020 | B08 | 500 | 500 | 50 | 0 | 0.01 | 0 | 0.01 | 0 | 0 | 0 | 0 | 0 | 0 | 0
TVA_2_PJM_ROR | TVA | PJM_ROR | 2020 | B09 | 800 | 0 | 50 | 0 | 0 | 0 | 0 | 0 | 0 | 0 | 0 | 0 | 0 | 0
TVA_2_PJM_ROR | TVA | PJM_ROR | 2020 | B10 | 1262 | 0 | 50 | 0 | 0 | 0 | 0 | 0 | 0 | 0 | 0 | 0 | 0 | 0
TVA_2_PJM_ROR | TVA | PJM_ROR | 2020 | B11 | 25 | 25 | 50 | 0 | 0.09 | 0.09 | 0.11 | 0.1 | 0 | 0 | 0 | 0 | 0 | 0
TVA_2_PJM_ROR | TVA | PJM_ROR | 2020 | B12 | 200 | 200 | 50 | 0 | 0.03 | 0.02 | 0.03 | 0.02 | 0 | 0 | 0 | 0 | 0 | 0
TVA_2_PJM_ROR | TVA | PJM_ROR | 2020 | B13 | 600 | 600 | 50 | 0 | 0.01 | 0 | 0.01 | 0 | 0 | 0 | 0 | 0 | 0 | 0
TVA_2_PJM_ROR | TVA | PJM_ROR | 2020 | B14 | 900 | 0 | 50 | 0 | 0 | 0 | 0 | 0 | 0 | 0 | 0 | 0 | 0 | 0
TVA_2_PJM_ROR | TVA | PJM_ROR | 2020 | B15 | 1203 | 0 | 50 | 0 | 0 | 0 | 0 | 0 | 0 | 0 | 0 | 0 | 0 | 0
TVA_2_PJM_ROR | TVA | PJM_ROR | 2020 | B16 | 25 | 25 | 50 | 0 | 0.13 | 0.06 | 0.14 | 0.07 | 0 | 0 | 0 | 0 | 0 | 0
TVA_2_PJM_ROR | TVA | PJM_ROR | 2020 | B17 | 100 | 100 | 50 | 0 | 0.06 | 0.03 | 0.06 | 0.03 | 0 | 0 | 0 | 0 | 0 | 0
TVA_2_PJM_ROR | TVA | PJM_ROR | 2020 | B18 | 400 | 400 | 50 | 0 | 0.01 | 0.01 | 0.01 | 0.01 | 0 | 0 | 0 | 0 | 0 | 0
TVA_2_PJM_ROR | TVA | PJM_ROR | 2020 | B19 | 700 | 0 | 50 | 0 | 0 | 0 | 0 | 0 | 0 | 0 | 0 | 0 | 0 | 0
TVA_2_PJM_ROR | TVA | PJM_ROR | 2020 | B20 | 935 | 0 | 50 | 0 | 0 | 0 | 0 | 0 | 0 | 0 | 0 | 0 | 0 | 0
TVA_2_PJM_ROR | TVA | PJM_ROR | 2025 | B01 | 10 | 10 | 50 | 0 | 0.24 | 0.17 | 0.3 | 0.21 | 0 | 0.01187 | 0.01187 | 0 | 0 | 0
TVA_2_PJM_ROR | TVA | PJM_ROR | 2025 | B02 | 25 | 25 | 50 | 0 | 0.1 | 0.07 | 0.11 | 0.08 | 0 | 0 | 0 | 0 | 0 | 0
TVA_2_PJM_ROR | TVA | PJM_ROR | 2025 | B03 | 75 | 75 | 50 | 0 | 0.03 | 0.02 | 0.04 | 0.03 | 0 | 0 | 0 | 0 | 0 | 0
TVA_2_PJM_ROR | TVA | PJM_ROR | 2025 | B04 | 100 | 100 | 50 | 0 | 0.03 | 0.02 | 0.03 | 0.02 | 0 | 0 | 0 | 0 | 0 | 0
TVA_2_PJM_ROR | TVA | PJM_ROR | 2025 | B05 | 200 | 200 | 50 | 0 | 0.01 | 0.01 | 0.01 | 0.01 | 0 | 0 | 0 | 0 | 0 | 0
TVA_2_PJM_ROR | TVA | PJM_ROR | 2025 | B06 | 300 | 300 | 50 | 0 | 0.01 | 0.01 | 0.01 | 0.01 | 0 | 0 | 0 | 0 | 0 | 0
TVA_2_PJM_ROR | TVA | PJM_ROR | 2025 | B07 | 400 | 400 | 50 | 0 | 0.01 | 0.01 | 0.02 | 0.01 | 0 | 0 | 0 | 0 | 0 | 0
TVA_2_PJM_ROR | TVA | PJM_ROR | 2025 | B08 | 500 | 500 | 50 | 0 | 0.01 | 0 | 0.01 | 0 | 0 | 0 | 0 | 0 | 0 | 0
TVA_2_PJM_ROR | TVA | PJM_ROR | 2025 | B09 | 800 | 0 | 50 | 0 | 0 | 0 | 0 | 0 | 0 | 0 | 0 | 0 | 0 | 0
TVA_2_PJM_ROR | TVA | PJM_ROR | 2025 | B10 | 1262 | 0 | 50 | 0 | 0 | 0 | 0 | 0 | 0 | 0 | 0 | 0 | 0 | 0
TVA_2_PJM_ROR | TVA | PJM_ROR | 2025 | B11 | 25 | 25 | 50 | 0 | 0.1 | 0.07 | 0.12 | 0.08 | 0 | 0 | 0 | 0 | 0 | 0
TVA_2_PJM_ROR | TVA | PJM_ROR | 2025 | B12 | 200 | 200 | 50 | 0 | 0.02 | 0.01 | 0.02 | 0.01 | 0 | 0 | 0 | 0 | 0 | 0
TVA_2_PJM_ROR | TVA | PJM_ROR | 2025 | B13 | 600 | 600 | 50 | 0 | 0.01 | 0 | 0.01 | 0 | 0 | 0 | 0 | 0 | 0 | 0
TVA_2_PJM_ROR | TVA | PJM_ROR | 2025 | B14 | 900 | 0 | 50 | 0 | 0 | 0 | 0 | 0 | 0 | 0 | 0 | 0 | 0 | 0
TVA_2_PJM_ROR | TVA | PJM_ROR | 2025 | B15 | 1203 | 0 | 50 | 0 | 0 | 0 | 0 | 0 | 0 | 0 | 0 | 0 | 0 | 0
TVA_2_PJM_ROR | TVA | PJM_ROR | 2025 | B16 | 25 | 25 | 50 | 0 | 0.1 | 0.07 | 0.11 | 0.08 | 0 | 0 | 0 | 0 | 0 | 0
TVA_2_PJM_ROR | TVA | PJM_ROR | 2025 | B17 | 100 | 100 | 50 | 0 | 0.03 | 0.02 | 0.04 | 0.02 | 0 | 0 | 0 | 0 | 0 | 0
TVA_2_PJM_ROR | TVA | PJM_ROR | 2025 | B18 | 400 | 400 | 50 | 0 | 0.01 | 0.01 | 0.01 | 0.01 | 0 | 0 | 0 | 0 | 0 | 0
TVA_2_PJM_ROR | TVA | PJM_ROR | 2025 | B19 | 700 | 700 | 50 | 0 | 0.01 | 0 | 0.01 | 0 | 0 | 0 | 0 | 0 | 0 | 0
TVA_2_PJM_ROR | TVA | PJM_ROR | 2025 | B20 | 935 | 0 | 50 | 0 | 0 | 0 | 0 | 0 | 0 | 0 | 0 | 0 | 0 | 0
TVA_2_PJM_ROR | TVA | PJM_ROR | 2030 | B01 | 10 | 10 | 50 | 0 | 0.38 | 0.23 | 0.46 | 0.29 | 0 | 0.01187 | 0.01187 | 0 | 0 | 0
TVA_2_PJM_ROR | TVA | PJM_ROR | 2030 | B02 | 25 | 25 | 50 | 0 | 0.12 | 0.09 | 0.15 | 0.1 | 0 | 0 | 0 | 0 | 0 | 0
TVA_2_PJM_ROR | TVA | PJM_ROR | 2030 | B03 | 75 | 75 | 50 | 0 | 0.04 | 0.03 | 0.05 | 0.04 | 0 | 0 | 0 | 0 | 0 | 0
TVA_2_PJM_ROR | TVA | PJM_ROR | 2030 | B04 | 100 | 100 | 50 | 0 | 0.03 | 0.02 | 0.04 | 0.03 | 0 | 0 | 0 | 0 | 0 | 0
TVA_2_PJM_ROR | TVA | PJM_ROR | 2030 | B05 | 200 | 200 | 50 | 0 | 0.02 | 0.01 | 0.02 | 0.02 | 0 | 0 | 0 | 0 | 0 | 0
TVA_2_PJM_ROR | TVA | PJM_ROR | 2030 | B06 | 300 | 300 | 50 | 0 | 0.04 | 0.01 | 0.05 | 0.01 | 0 | 0 | 0 | 0 | 0 | 0
TVA_2_PJM_ROR | TVA | PJM_ROR | 2030 | B07 | 400 | 400 | 50 | 0 | 0.04 | 0.01 | 0.04 | 0.01 | 0 | 0 | 0 | 0 | 0 | 0
TVA_2_PJM_ROR | TVA | PJM_ROR | 2030 | B08 | 500 | 500 | 50 | 0 | 0.01 | 0.01 | 0.01 | 0.01 | 0 | 0 | 0 | 0 | 0 | 0
TVA_2_PJM_ROR | TVA | PJM_ROR | 2030 | B09 | 800 | 800 | 50 | 0 | 0 | 0 | 0.01 | 0 | 0 | 0 | 0 | 0 | 0 | 0
TVA_2_PJM_ROR | TVA | PJM_ROR | 2030 | B10 | 1262 | 0 | 50 | 0 | 0 | 0 | 0 | 0 | 0 | 0 | 0 | 0 | 0 | 0
TVA_2_PJM_ROR | TVA | PJM_ROR | 2030 | B11 | 25 | 25 | 50 | 0 | 0.16 | 0.1 | 0.18 | 0.12 | 0 | 0 | 0 | 0 | 0 | 0
TVA_2_PJM_ROR | TVA | PJM_ROR | 2030 | B12 | 200 | 200 | 50 | 0 | 0.02 | 0.01 | 0.03 | 0.01 | 0 | 0 | 0 | 0 | 0 | 0
TVA_2_PJM_ROR | TVA | PJM_ROR | 2030 | B13 | 600 | 600 | 50 | 0 | 0.01 | 0 | 0.01 | 0 | 0 | 0 | 0 | 0 | 0 | 0
TVA_2_PJM_ROR | TVA | PJM_ROR | 2030 | B14 | 900 | 900 | 50 | 0 | 0.01 | 0 | 0.01 | 0 | 0 | 0 | 0 | 0 | 0 | 0
TVA_2_PJM_ROR | TVA | PJM_ROR | 2030 | B15 | 1203 | 0 | 50 | 0 | 0 | 0 | 0 | 0 | 0 | 0 | 0 | 0 | 0 | 0
TVA_2_PJM_ROR | TVA | PJM_ROR | 2030 | B16 | 25 | 25 | 50 | 0 | 0.14 | 0.09 | 0.16 | 0.1 | 0 | 0 | 0 | 0 | 0 | 0
TVA_2_PJM_ROR | TVA | PJM_ROR | 2030 | B17 | 100 | 100 | 50 | 0.22 | 0.05 | 0.02 | 0.05 | 0.03 | 0 | 0 | 0 | 0 | 0 | 0
TVA_2_PJM_ROR | TVA | PJM_ROR | 2030 | B18 | 400 | 400 | 50 | 0 | 0.01 | 0.01 | 0.01 | 0.01 | 0 | 0 | 0 | 0 | 0 | 0
TVA_2_PJM_ROR | TVA | PJM_ROR | 2030 | B19 | 700 | 700 | 50 | 0 | 0.01 | 0 | 0.01 | 0 | 0 | 0 | 0 | 0 | 0 | 0
TVA_2_PJM_ROR | TVA | PJM_ROR | 2030 | B20 | 935 | 0 | 50 | 0 | 0 | 0 | 0 | 0 | 0 | 0 | 0 | 0 | 0 | 0
TVA_2_PJM_ROR | TVA | PJM_ROR | 2035 | B01 | 10 | 10 | 50 | 0 | 0.56 | 0.29 | 0.55 | 0.35 | 0 | 0.01187 | 0.01187 | 0 | 2.4065 | 0.80215
TVA_2_PJM_ROR | TVA | PJM_ROR | 2035 | B02 | 25 | 25 | 50 | 0 | 0.15 | 0.11 | 0.16 | 0.13 | 0 | 0 | 0 | 0 | 2.4065 | 0.80215
TVA_2_PJM_ROR | TVA | PJM_ROR | 2035 | B03 | 75 | 75 | 50 | 0 | 0.05 | 0.04 | 0.06 | 0.04 | 0 | 0 | 0 | 0 | 2.4065 | 0.80215
TVA_2_PJM_ROR | TVA | PJM_ROR | 2035 | B04 | 100 | 100 | 50 | 0 | 0.05 | 0.03 | 0.04 | 0.04 | 0 | 0 | 0 | 0 | 2.4065 | 0.80215
TVA_2_PJM_ROR | TVA | PJM_ROR | 2035 | B05 | 200 | 200 | 50 | 0 | 0.04 | 0.02 | 0.03 | 0.02 | 0 | 0 | 0 | 0 | 2.4065 | 0.80215
TVA_2_PJM_ROR | TVA | PJM_ROR | 2035 | B06 | 300 | 300 | 50 | 50.67 | 1.38 | 499.82 | 0.08 | 543.48 | 0 | 0 | 0.80716 | 0 | 2.4065 | 0.80215
TVA_2_PJM_ROR | TVA | PJM_ROR | 2035 | B07 | 400 | 400 | 50 | 500 | 499.82 | 0.06 | 0.15 | 0.04 | 5.0685 | 1.6499 | 0 | 1.2671 | 2.4065 | 0.80215
TVA_2_PJM_ROR | TVA | PJM_ROR | 2035 | B08 | 500 | 500 | 50 | 500 | 0.04 | 0.01 | 0.02 | 0.01 | 1.6262 | 0 | 0 | 0.50818 | 2.4065 | 0.80215
TVA_2_PJM_ROR | TVA | PJM_ROR | 2035 | B09 | 800 | 800 | 50 | 0 | 0.01 | 0.01 | 0.01 | 0.01 | 0 | 0 | 0 | 0 | 2.4065 | 0.80215
TVA_2_PJM_ROR | TVA | PJM_ROR | 2035 | B10 | 1262 | 0 | 50 | 0 | 0 | 0 | 0 | 0 | 0 | 0 | 0 | 0 | 2.4065 | 0.80215
TVA_2_PJM_ROR | TVA | PJM_ROR | 2035 | B11 | 25 | 25 | 50 | 0 | 0.17 | 0.26 | 0.17 | 0.26 | 0 | 0 | 0 | 0 | 2.4065 | 0.80215
TVA_2_PJM_ROR | TVA | PJM_ROR | 2035 | B12 | 200 | 200 | 50 | 500 | 0.05 | 0.02 | 0.04 | 0.02 | 3.288 | 0 | 0 | 0.411 | 2.4065 | 0.80215
TVA_2_PJM_ROR | TVA | PJM_ROR | 2035 | B13 | 600 | 600 | 50 | 0.05 | 0.01 | 0.01 | 0.01 | 0.01 | 0 | 0 | 0 | 0 | 2.4065 | 0.80215
TVA_2_PJM_ROR | TVA | PJM_ROR | 2035 | B14 | 900 | 900 | 50 | 0 | 0.01 | 0 | 0.01 | 0 | 0 | 0 | 0 | 0 | 2.4065 | 0.80215
TVA_2_PJM_ROR | TVA | PJM_ROR | 2035 | B15 | 1203 | 0 | 50 | 0 | 0.01 | 0 | 0 | 0 | 0 | 0 | 0 | 0 | 2.4065 | 0.80215
TVA_2_PJM_ROR | TVA | PJM_ROR | 2035 | B16 | 25 | 25 | 50 | 1.06 | 0.2 | 0.11 | 0.2 | 0.13 | 0 | 0 | 0 | 0 | 2.4065 | 0.80215
TVA_2_PJM_ROR | TVA | PJM_ROR | 2035 | B17 | 100 | 100 | 50 | 500 | 0.06 | 0.04 | 0.06 | 0.04 | 7.0508 | 0 | 0 | 0.44067 | 2.4065 | 0.80215
TVA_2_PJM_ROR | TVA | PJM_ROR | 2035 | B18 | 400 | 400 | 50 | 500 | 0.02 | 0.01 | 0.02 | 0.01 | 2.3265 | 0 | 0 | 0.58163 | 2.4065 | 0.80215
TVA_2_PJM_ROR | TVA | PJM_ROR | 2035 | B19 | 700 | 700 | 50 | 0 | 0.01 | 0.01 | 0.01 | 0.01 | 0 | 0 | 0 | 0 | 2.4065 | 0.80215
TVA_2_PJM_ROR | TVA | PJM_ROR | 2035 | B20 | 935 | 935 | 50 | 0 | 0.01 | 0 | 0.01 | 0 | 0 | 0 | 0 | 0 | 2.4065 | 0.80215
TVA_2_PJM_ROR | TVA | PJM_ROR | 2040 | B01 | 10 | 10 | 50 | 0 | 0.61 | 0.38 | 0.59 | 0.45 | 0 | 0.02374 | 0.01187 | 0 | 3.7069 | 1.2356
TVA_2_PJM_ROR | TVA | PJM_ROR | 2040 | B02 | 25 | 25 | 50 | 0 | 0.2 | 0.14 | 0.19 | 0.16 | 0 | 0.01187 | 0 | 0 | 3.7069 | 1.2356
TVA_2_PJM_ROR | TVA | PJM_ROR | 2040 | B03 | 75 | 75 | 50 | 0 | 0.07 | 0.05 | 0.07 | 0.06 | 0 | 0 | 0 | 0 | 3.7069 | 1.2356
TVA_2_PJM_ROR | TVA | PJM_ROR | 2040 | B04 | 100 | 100 | 50 | 0 | 0.06 | 0.04 | 0.05 | 0.05 | 0 | 0 | 0 | 0 | 3.7069 | 1.2356
TVA_2_PJM_ROR | TVA | PJM_ROR | 2040 | B05 | 200 | 200 | 50 | 0 | 0.06 | 37.61 | 0.04 | 0.21 | 0 | 0 | 0 | 0 | 3.7069 | 1.2356
TVA_2_PJM_ROR | TVA | PJM_ROR | 2040 | B06 | 300 | 300 | 50 | 500 | 499.9 | 0.97 | 0.4 | 0.15 | 6.2555 | 3.2049 | 0 | 0.9565 | 3.7069 | 1.2356
TVA_2_PJM_ROR | TVA | PJM_ROR | 2040 | B07 | 400 | 400 | 50 | 500 | 0.16 | 0.03 | 0.05 | 0.03 | 0.67659 | 0 | 0 | 0.13794 | 3.7069 | 1.2356
TVA_2_PJM_ROR | TVA | PJM_ROR | 2040 | B08 | 500 | 500 | 50 | 0 | 0.02 | 0.01 | 0.01 | 0.01 | 0 | 0 | 0 | 0 | 3.7069 | 1.2356
TVA_2_PJM_ROR | TVA | PJM_ROR | 2040 | B09 | 800 | 800 | 50 | 0 | 0.01 | 0.01 | 0.01 | 0.01 | 0 | 0 | 0 | 0 | 3.7069 | 1.2356
TVA_2_PJM_ROR | TVA | PJM_ROR | 2040 | B10 | 1262 | 1262 | 50 | 500 | 8.04 | 372.12 | 0.02 | 0.03 | 5.9825 | 0 | 0 | 3.8481 | 3.7069 | 1.2356
TVA_2_PJM_ROR | TVA | PJM_ROR | 2040 | B11 | 25 | 25 | 50 | 0 | 0.23 | 0.21 | 0.21 | 0.22 | 0 | 0.01187 | 0 | 0 | 3.7069 | 1.2356
TVA_2_PJM_ROR | TVA | PJM_ROR | 2040 | B12 | 200 | 200 | 50 | 0 | 0.06 | 0.07 | 0.04 | 0.06 | 0 | 0 | 0 | 0 | 3.7069 | 1.2356
TVA_2_PJM_ROR | TVA | PJM_ROR | 2040 | B13 | 600 | 600 | 50 | 0 | 0.04 | 0.01 | 0.02 | 0.01 | 0 | 0 | 0 | 0 | 3.7069 | 1.2356
TVA_2_PJM_ROR | TVA | PJM_ROR | 2040 | B14 | 900 | 900 | 50 | 0 | 0.01 | 0.01 | 0.01 | 0.01 | 0 | 0 | 0 | 0 | 3.7069 | 1.2356
TVA_2_PJM_ROR | TVA | PJM_ROR | 2040 | B15 | 1203 | 1203 | 50 | 0 | 0.01 | 0 | 0.01 | 0 | 0 | 0 | 0 | 0 | 3.7069 | 1.2356
TVA_2_PJM_ROR | TVA | PJM_ROR | 2040 | B16 | 25 | 25 | 50 | 0 | 0.24 | 0.17 | 0.22 | 0.19 | 0 | 0.01187 | 0 | 0 | 3.7069 | 1.2356
TVA_2_PJM_ROR | TVA | PJM_ROR | 2040 | B17 | 100 | 100 | 50 | 0 | 0.11 | 0.05 | 0.08 | 0.05 | 0 | 0 | 0 | 0 | 3.7069 | 1.2356
TVA_2_PJM_ROR | TVA | PJM_ROR | 2040 | B18 | 400 | 400 | 50 | 0 | 0.03 | 0.02 | 0.02 | 0.01 | 0 | 0 | 0 | 0 | 3.7069 | 1.2356
TVA_2_PJM_ROR | TVA | PJM_ROR | 2040 | B19 | 700 | 700 | 50 | 0 | 0.02 | 0.01 | 0.01 | 0.01 | 0 | 0 | 0 | 0 | 3.7069 | 1.2356
TVA_2_PJM_ROR | TVA | PJM_ROR | 2040 | B20 | 935 | 935 | 50 | 0 | 0.01 | 0.01 | 0.01 | 0.01 | 0 | 0 | 0 | 0 | 3.7069 | 1.2356
TVA_2_PJM_ROR | TVA | PJM_ROR | 2045 | B01 | 10 | 10 | 50 | 0 | 1.03 | 0.5 | 1.04 | 0.61 | 0 | 0.02374 | 0.02374 | 0 | 2.0359 | 0.67864
TVA_2_PJM_ROR | TVA | PJM_ROR | 2045 | B02 | 25 | 25 | 50 | 0 | 0.42 | 0.21 | 0.41 | 0.24 | 0 | 0.01187 | 0.01187 | 0 | 2.0359 | 0.67864
TVA_2_PJM_ROR | TVA | PJM_ROR | 2045 | B03 | 75 | 75 | 50 | 0 | 0.09 | 0.08 | 0.09 | 0.08 | 0 | 0 | 0 | 0 | 2.0359 | 0.67864
TVA_2_PJM_ROR | TVA | PJM_ROR | 2045 | B04 | 100 | 100 | 50 | 0 | 0.07 | 0.06 | 0.07 | 0.07 | 0 | 0 | 0 | 0 | 2.0359 | 0.67864
TVA_2_PJM_ROR | TVA | PJM_ROR | 2045 | B05 | 200 | 200 | 50 | 0 | 0.06 | 0.18 | 0.05 | 0.15 | 0 | 0 | 0 | 0 | 2.0359 | 0.67864
TVA_2_PJM_ROR | TVA | PJM_ROR | 2045 | B06 | 300 | 300 | 50 | 499.98 | 0.05 | 0.06 | 0.04 | 0.06 | 0.32049 | 0 | 0 | 0.073959 | 2.0359 | 0.67864
TVA_2_PJM_ROR | TVA | PJM_ROR | 2045 | B07 | 400 | 400 | 50 | 0 | 0.04 | 0.07 | 0.04 | 0.06 | 0 | 0 | 0 | 0 | 2.0359 | 0.67864
TVA_2_PJM_ROR | TVA | PJM_ROR | 2045 | B08 | 500 | 500 | 50 | 0 | 0.03 | 0.03 | 0.02 | 0.03 | 0 | 0 | 0 | 0 | 2.0359 | 0.67864
TVA_2_PJM_ROR | TVA | PJM_ROR | 2045 | B09 | 800 | 800 | 50 | 0 | 0.02 | 480.73 | 0.01 | 0.13 | 0 | 0 | 0 | 0 | 2.0359 | 0.67864
TVA_2_PJM_ROR | TVA | PJM_ROR | 2045 | B10 | 1262 | 1262 | 50 | 0 | 378.61 | 0.01 | 0.04 | 0.01 | 0 | 0 | 0 | 0 | 2.0359 | 0.67864
TVA_2_PJM_ROR | TVA | PJM_ROR | 2045 | B11 | 25 | 25 | 50 | 0 | 0.41 | 0.34 | 0.39 | 0.38 | 0 | 0.01187 | 0.01187 | 0 | 2.0359 | 0.67864
TVA_2_PJM_ROR | TVA | PJM_ROR | 2045 | B12 | 200 | 200 | 50 | 0.27 | 0.2 | 0.1 | 0.12 | 0.09 | 0 | 0 | 0 | 0 | 2.0359 | 0.67864
TVA_2_PJM_ROR | TVA | PJM_ROR | 2045 | B13 | 600 | 600 | 50 | 500 | 499.86 | 495.9 | 0.23 | 0.26 | 1.9229 | 1.1277 | 0.01187 | 0.88751 | 2.0359 | 0.67864
TVA_2_PJM_ROR | TVA | PJM_ROR | 2045 | B14 | 900 | 900 | 50 | 0.06 | 0.01 | 0.01 | 0.01 | 0.01 | 0 | 0 | 0 | 0 | 2.0359 | 0.67864
TVA_2_PJM_ROR | TVA | PJM_ROR | 2045 | B15 | 1203 | 1203 | 50 | 0 | 0.01 | 0.01 | 0.01 | 0.01 | 0 | 0 | 0 | 0 | 2.0359 | 0.67864
TVA_2_PJM_ROR | TVA | PJM_ROR | 2045 | B16 | 25 | 25 | 50 | 0 | 0.44 | 0.21 | 0.42 | 0.24 | 0 | 0.01187 | 0.01187 | 0 | 2.0359 | 0.67864
TVA_2_PJM_ROR | TVA | PJM_ROR | 2045 | B17 | 100 | 100 | 50 | 0 | 0.12 | 0.11 | 0.11 | 0.1 | 0 | 0 | 0 | 0 | 2.0359 | 0.67864
TVA_2_PJM_ROR | TVA | PJM_ROR | 2045 | B18 | 400 | 400 | 50 | 500 | 499.64 | 39.88 | 0.22 | 0.21 | 5.6976 | 1.1277 | 0 | 1.7531 | 2.0359 | 0.67864
TVA_2_PJM_ROR | TVA | PJM_ROR | 2045 | B19 | 700 | 700 | 50 | 0.09 | 0.02 | 0.02 | 0.02 | 0.02 | 0 | 0 | 0 | 0 | 2.0359 | 0.67864
TVA_2_PJM_ROR | TVA | PJM_ROR | 2045 | B20 | 935 | 935 | 50 | 0 | 0.01 | 0.01 | 0.01 | 0.01 | 0 | 0 | 0 | 0 | 2.0359 | 0.67864
TVA_2_PJM_ROR | TVA | PJM_ROR | 2050 | B01 | 10 | 10 | 50 | 0.03 | 0.27 | 0.21 | 0.22 | 0.22 | 0 | 0.01187 | 0.01187 | 0 | 6.9481 | 2.316
TVA_2_PJM_ROR | TVA | PJM_ROR | 2050 | B02 | 25 | 25 | 50 | 500 | 0.11 | 0.1 | 0.09 | 0.1 | 8.2497 | 0 | 0 | 0.20121 | 6.9481 | 2.316
TVA_2_PJM_ROR | TVA | PJM_ROR | 2050 | B03 | 75 | 75 | 50 | 0.31 | 0.05 | 0.03 | 0.04 | 0.03 | 0 | 0 | 0 | 0 | 6.9481 | 2.316
TVA_2_PJM_ROR | TVA | PJM_ROR | 2050 | B04 | 100 | 100 | 50 | 0 | 0.03 | 0.03 | 0.02 | 0.03 | 0 | 0 | 0 | 0 | 6.9481 | 2.316
TVA_2_PJM_ROR | TVA | PJM_ROR | 2050 | B05 | 200 | 200 | 50 | 0 | 0.03 | 0.03 | 0.02 | 0.02 | 0 | 0 | 0 | 0 | 6.9481 | 2.316
TVA_2_PJM_ROR | TVA | PJM_ROR | 2050 | B06 | 300 | 300 | 50 | 0 | 0.02 | 0.08 | 0.01 | 0.03 | 0 | 0 | 0 | 0 | 6.9481 | 2.316
TVA_2_PJM_ROR | TVA | PJM_ROR | 2050 | B07 | 400 | 400 | 50 | 0 | 0.04 | 0.25 | 0.01 | 0.03 | 0 | 0 | 0 | 0 | 6.9481 | 2.316
TVA_2_PJM_ROR | TVA | PJM_ROR | 2050 | B08 | 500 | 500 | 50 | 0 | 109.16 | 0.01 | 0.01 | 0.01 | 0 | 0 | 0 | 0 | 6.9481 | 2.316
TVA_2_PJM_ROR | TVA | PJM_ROR | 2050 | B09 | 800 | 0 | 50 | 0.03 | 0.01 | 0.01 | 0 | 0.01 | 0 | 0 | 0 | 0 | 6.9481 | 2.316
TVA_2_PJM_ROR | TVA | PJM_ROR | 2050 | B10 | 1262 | 0 | 50 | 0 | 0.01 | 0 | 0 | 0 | 0 | 0 | 0 | 0 | 6.9481 | 2.316
TVA_2_PJM_ROR | TVA | PJM_ROR | 2050 | B11 | 25 | 25 | 50 | 0 | 0.18 | 0.2 | 0.11 | 0.16 | 0 | 0 | 0 | 0 | 6.9481 | 2.316
TVA_2_PJM_ROR | TVA | PJM_ROR | 2050 | B12 | 200 | 200 | 50 | 0.11 | 0.08 | 0.02 | 0.03 | 0.02 | 0 | 0 | 0 | 0 | 6.9481 | 2.316
TVA_2_PJM_ROR | TVA | PJM_ROR | 2050 | B13 | 600 | 600 | 50 | 500 | 499.93 | 499.97 | 0.01 | 1076.83 | 8.9144 | 1.2345 | 2.3146 | 5.2182 | 6.9481 | 2.316
TVA_2_PJM_ROR | TVA | PJM_ROR | 2050 | B14 | 900 | 0 | 50 | 0 | 0.01 | 0.01 | 0 | 0 | 0 | 0 | 0 | 0 | 6.9481 | 2.316
TVA_2_PJM_ROR | TVA | PJM_ROR | 2050 | B15 | 1203 | 0 | 50 | 0 | 0 | 0 | 0 | 0 | 0 | 0 | 0 | 0 | 6.9481 | 2.316
TVA_2_PJM_ROR | TVA | PJM_ROR | 2050 | B16 | 25 | 25 | 50 | 0 | 0.11 | 0.09 | 0.09 | 0.09 | 0 | 0 | 0 | 0 | 6.9481 | 2.316
TVA_2_PJM_ROR | TVA | PJM_ROR | 2050 | B17 | 100 | 100 | 50 | 154.11 | 0.04 | 0.03 | 0.03 | 0.02 | 0 | 0 | 0 | 0 | 6.9481 | 2.316
TVA_2_PJM_ROR | TVA | PJM_ROR | 2050 | B18 | 400 | 400 | 50 | 500 | 489.37 | 0.04 | 0.02 | 0.02 | 9.8521 | 0.01187 | 0 | 3.8447 | 6.9481 | 2.316
TVA_2_PJM_ROR | TVA | PJM_ROR | 2050 | B19 | 700 | 700 | 50 | 0 | 0.02 | 0.02 | 0.01 | 0.01 | 0 | 0 | 0 | 0 | 6.9481 | 2.316
TVA_2_PJM_ROR | TVA | PJM_ROR | 2050 | B20 | 935 | 0 | 50 | 0 | 0 | 0 | 0 | 0 | 0 | 0 | 0 | 0 | 6.9481 | 2.316
TVA_2_SOCO | TVA | SOCO | 2015 | B01 | 10 | 10 | 500 | 0 | 0.23 | 0.16 | 0.19 | 0.17 | 0 | 0 | 0 | 0 | 3.2227 | 1.0742
TVA_2_SOCO | TVA | SOCO | 2015 | B02 | 25 | 25 | 500 | 0 | 0.1 | 0.07 | 0.08 | 0.07 | 0 | 0 | 0 | 0 | 3.2227 | 1.0742
TVA_2_SOCO | TVA | SOCO | 2015 | B03 | 75 | 75 | 500 | 0 | 0.05 | 0.03 | 0.03 | 0.03 | 0 | 0 | 0 | 0 | 3.2227 | 1.0742
TVA_2_SOCO | TVA | SOCO | 2015 | B04 | 100 | 100 | 500 | 0 | 0.11 | 0.09 | 0.05 | 0.06 | 0 | 0 | 0 | 0 | 3.2227 | 1.0742
TVA_2_SOCO | TVA | SOCO | 2015 | B05 | 200 | 200 | 500 | 448.7 | 449.1 | 432.24 | 0.04 | 0.08 | 0 | 0 | 0 | 0 | 3.2227 | 1.0742
TVA_2_SOCO | TVA | SOCO | 2015 | B06 | 300 | 300 | 500 | 500 | 499.96 | 499.93 | 79.6 | 63.09 | 7.0033 | 3.2168 | 1.0683 | 3.0014 | 3.2227 | 1.0742
TVA_2_SOCO | TVA | SOCO | 2015 | B07 | 400 | 400 | 500 | 500 | 243.35 | 414.62 | 0.02 | 0.04 | 2.2672 | 0 | 0 | 1.2955 | 3.2227 | 1.0742
TVA_2_SOCO | TVA | SOCO | 2015 | B08 | 500 | 500 | 500 | 0 | 0.02 | 0.01 | 0.01 | 0.01 | 0 | 0 | 0 | 0 | 3.2227 | 1.0742
TVA_2_SOCO | TVA | SOCO | 2015 | B09 | 800 | 0 | 500 | 0 | 0 | 0 | 0 | 0 | 0 | 0 | 0 | 0 | 3.2227 | 1.0742
TVA_2_SOCO | TVA | SOCO | 2015 | B10 | 1262 | 0 | 500 | 0 | 0 | 0 | 0 | 0 | 0 | 0 | 0 | 0 | 3.2227 | 1.0742
TVA_2_SOCO | TVA | SOCO | 2015 | B11 | 25 | 25 | 500 | 0.01 | 0.81 | 0.58 | 0.22 | 0.32 | 0 | 0 | 0 | 0 | 3.2227 | 1.0742
TVA_2_SOCO | TVA | SOCO | 2015 | B12 | 200 | 200 | 500 | 0 | 0.02 | 0.02 | 0.01 | 0.02 | 0 | 0 | 0 | 0 | 3.2227 | 1.0742
TVA_2_SOCO | TVA | SOCO | 2015 | B13 | 600 | 0 | 500 | 0 | 0 | 0 | 0 | 0 | 0 | 0 | 0 | 0 | 3.2227 | 1.0742
TVA_2_SOCO | TVA | SOCO | 2015 | B14 | 900 | 0 | 500 | 0 | 0 | 0 | 0 | 0 | 0 | 0 | 0 | 0 | 3.2227 | 1.0742
TVA_2_SOCO | TVA | SOCO | 2015 | B15 | 1203 | 0 | 500 | 0 | 0 | 0 | 0 | 0 | 0 | 0 | 0 | 0 | 3.2227 | 1.0742
TVA_2_SOCO | TVA | SOCO | 2015 | B16 | 25 | 25 | 500 | 0 | 0.11 | 0.09 | 0.09 | 0.09 | 0 | 0 | 0 | 0 | 3.2227 | 1.0742
TVA_2_SOCO | TVA | SOCO | 2015 | B17 | 100 | 100 | 500 | 0 | 0.02 | 0.02 | 0.02 | 0.02 | 0 | 0 | 0 | 0 | 3.2227 | 1.0742
TVA_2_SOCO | TVA | SOCO | 2015 | B18 | 400 | 400 | 500 | 0 | 0.01 | 0.01 | 0.01 | 0.01 | 0 | 0 | 0 | 0 | 3.2227 | 1.0742
TVA_2_SOCO | TVA | SOCO | 2015 | B19 | 700 | 0 | 500 | 0 | 0 | 0 | 0 | 0 | 0 | 0 | 0 | 0 | 3.2227 | 1.0742
TVA_2_SOCO | TVA | SOCO | 2015 | B20 | 935 | 0 | 500 | 0 | 0 | 0 | 0 | 0 | 0 | 0 | 0 | 0 | 3.2227 | 1.0742
TVA_2_SOCO | TVA | SOCO | 2020 | B01 | 10 | 10 | 500 | 0 | 0.37 | 0.24 | 0.28 | 0.25 | 0 | 0.01187 | 0 | 0 | 4.0888 | 1.3629
TVA_2_SOCO | TVA | SOCO | 2020 | B02 | 25 | 25 | 500 | 0 | 0.13 | 0.1 | 0.1 | 0.1 | 0 | 0 | 0 | 0 | 4.0888 | 1.3629
TVA_2_SOCO | TVA | SOCO | 2020 | B03 | 75 | 75 | 500 | 0 | 0.06 | 0.05 | 0.04 | 0.04 | 0 | 0 | 0 | 0 | 4.0888 | 1.3629
TVA_2_SOCO | TVA | SOCO | 2020 | B04 | 100 | 100 | 500 | 0 | 0.32 | 0.08 | 0.06 | 0.06 | 0 | 0 | 0 | 0 | 4.0888 | 1.3629
TVA_2_SOCO | TVA | SOCO | 2020 | B05 | 200 | 200 | 500 | 500 | 499.96 | 499.9 | 971.76 | 0.54 | 9.3536 | 4.0833 | 1.1989 | 1.3362 | 4.0888 | 1.3629
TVA_2_SOCO | TVA | SOCO | 2020 | B06 | 300 | 300 | 500 | 500 | 499.97 | 499.95 | 1509.29 | 1428.07 | 11.8106 | 4.0833 | 1.365 | 2.5309 | 4.0888 | 1.3629
TVA_2_SOCO | TVA | SOCO | 2020 | B07 | 400 | 400 | 500 | 500 | 499.98 | 499.96 | 553.67 | 1257.28 | 5.294 | 4.0833 | 1.365 | 1.5126 | 4.0888 | 1.3629
TVA_2_SOCO | TVA | SOCO | 2020 | B08 | 500 | 500 | 500 | 500 | 499.95 | 499.96 | 0.02 | 225.17 | 0.20179 | 1.4838 | 1.365 | 0.072068 | 4.0888 | 1.3629
TVA_2_SOCO | TVA | SOCO | 2020 | B09 | 800 | 0 | 500 | 0 | 0.01 | 0 | 0 | 0 | 0 | 0 | 0 | 0 | 4.0888 | 1.3629
TVA_2_SOCO | TVA | SOCO | 2020 | B10 | 1262 | 0 | 500 | 0 | 0 | 0 | 0 | 0 | 0 | 0 | 0 | 0 | 4.0888 | 1.3629
TVA_2_SOCO | TVA | SOCO | 2020 | B11 | 25 | 25 | 500 | 273.51 | 494.2 | 497.97 | 0.3 | 1.5 | 0 | 0.16618 | 1.0683 | 0 | 4.0888 | 1.3629
TVA_2_SOCO | TVA | SOCO | 2020 | B12 | 200 | 200 | 500 | 0 | 0.02 | 0.02 | 0.02 | 0.02 | 0 | 0 | 0 | 0 | 4.0888 | 1.3629
TVA_2_SOCO | TVA | SOCO | 2020 | B13 | 600 | 0 | 500 | 0 | 0.01 | 0.01 | 0 | 0 | 0 | 0 | 0 | 0 | 4.0888 | 1.3629
TVA_2_SOCO | TVA | SOCO | 2020 | B14 | 900 | 0 | 500 | 0 | 0 | 0 | 0 | 0 | 0 | 0 | 0 | 0 | 4.0888 | 1.3629
TVA_2_SOCO | TVA | SOCO | 2020 | B15 | 1203 | 0 | 500 | 0 | 0 | 0 | 0 | 0 | 0 | 0 | 0 | 0 | 4.0888 | 1.3629
TVA_2_SOCO | TVA | SOCO | 2020 | B16 | 25 | 25 | 500 | 261.4 | 1.58 | 0.12 | 0.23 | 0.12 | 0 | 0 | 0 | 0 | 4.0888 | 1.3629
TVA_2_SOCO | TVA | SOCO | 2020 | B17 | 100 | 100 | 500 | 0 | 0.1 | 0.08 | 0.04 | 0.05 | 0 | 0 | 0 | 0 | 4.0888 | 1.3629
TVA_2_SOCO | TVA | SOCO | 2020 | B18 | 400 | 400 | 500 | 0 | 0.01 | 0.01 | 0.01 | 0.01 | 0 | 0 | 0 | 0 | 4.0888 | 1.3629
TVA_2_SOCO | TVA | SOCO | 2020 | B19 | 700 | 0 | 500 | 0 | 0.01 | 0 | 0 | 0 | 0 | 0 | 0 | 0 | 4.0888 | 1.3629
TVA_2_SOCO | TVA | SOCO | 2020 | B20 | 935 | 0 | 500 | 0 | 0 | 0 | 0 | 0 | 0 | 0 | 0 | 0 | 4.0888 | 1.3629
TVA_2_SOCO | TVA | SOCO | 2025 | B01 | 10 | 10 | 500 | 0.01 | 0.64 | 0.32 | 0.38 | 0.32 | 0 | 0.01187 | 0.01187 | 0 | 5.2919 | 1.764
TVA_2_SOCO | TVA | SOCO | 2025 | B02 | 25 | 25 | 500 | 0 | 0.23 | 0.14 | 0.14 | 0.14 | 0 | 0 | 0 | 0 | 5.2919 | 1.764
TVA_2_SOCO | TVA | SOCO | 2025 | B03 | 75 | 75 | 500 | 0 | 0.09 | 0.06 | 0.05 | 0.06 | 0 | 0 | 0 | 0 | 5.2919 | 1.764
TVA_2_SOCO | TVA | SOCO | 2025 | B04 | 100 | 100 | 500 | 0 | 1.02 | 0.24 | 0.07 | 0.1 | 0 | 0 | 0 | 0 | 5.2919 | 1.764
TVA_2_SOCO | TVA | SOCO | 2025 | B05 | 200 | 200 | 500 | 500 | 499.22 | 89.65 | 0.04 | 0.07 | 7.0033 | 0.1187 | 0 | 1.0005 | 5.2919 | 1.764
TVA_2_SOCO | TVA | SOCO | 2025 | B06 | 300 | 300 | 500 | 500 | 499.97 | 499.88 | 70.67 | 0.18 | 7.0033 | 5.294 | 1.4363 | 1.5007 | 5.2919 | 1.764
TVA_2_SOCO | TVA | SOCO | 2025 | B07 | 400 | 400 | 500 | 500 | 499.98 | 499.96 | 1758.14 | 882.54 | 12.4398 | 5.294 | 1.7686 | 3.5542 | 5.2919 | 1.764
TVA_2_SOCO | TVA | SOCO | 2025 | B08 | 500 | 500 | 500 | 500 | 499.95 | 0.03 | 0.02 | 0.02 | 2.8013 | 1.0564 | 0 | 1.0005 | 5.2919 | 1.764
TVA_2_SOCO | TVA | SOCO | 2025 | B09 | 800 | 800 | 500 | 0 | 0.01 | 0.01 | 0.01 | 0 | 0 | 0 | 0 | 0 | 5.2919 | 1.764
TVA_2_SOCO | TVA | SOCO | 2025 | B10 | 1262 | 1262 | 500 | 129.33 | 107.87 | 0 | 0.01 | 0 | 0 | 0 | 0 | 0 | 5.2919 | 1.764
TVA_2_SOCO | TVA | SOCO | 2025 | B11 | 25 | 25 | 500 | 0.7 | 276.35 | 0.2 | 0.3 | 0.18 | 0 | 0.01187 | 0 | 0 | 5.2919 | 1.764
TVA_2_SOCO | TVA | SOCO | 2025 | B12 | 200 | 200 | 500 | 0 | 0.02 | 0.02 | 0.02 | 0.02 | 0 | 0 | 0 | 0 | 5.2919 | 1.764
TVA_2_SOCO | TVA | SOCO | 2025 | B13 | 600 | 600 | 500 | 0 | 0.01 | 0.01 | 0.01 | 0.01 | 0 | 0 | 0 | 0 | 5.2919 | 1.764
TVA_2_SOCO | TVA | SOCO | 2025 | B14 | 900 | 0 | 500 | 0 | 0.01 | 0 | 0 | 0 | 0 | 0 | 0 | 0 | 5.2919 | 1.764
TVA_2_SOCO | TVA | SOCO | 2025 | B15 | 1203 | 0 | 500 | 0 | 0.01 | 0 | 0 | 0 | 0 | 0 | 0 | 0 | 5.2919 | 1.764
TVA_2_SOCO | TVA | SOCO | 2025 | B16 | 25 | 25 | 500 | 0.7 | 0.3 | 0.15 | 0.17 | 0.14 | 0 | 0 | 0 | 0 | 5.2919 | 1.764
TVA_2_SOCO | TVA | SOCO | 2025 | B17 | 100 | 100 | 500 | 0 | 0.06 | 0.04 | 0.04 | 0.03 | 0 | 0 | 0 | 0 | 5.2919 | 1.764
TVA_2_SOCO | TVA | SOCO | 2025 | B18 | 400 | 400 | 500 | 0 | 0.01 | 0.01 | 0.01 | 0.01 | 0 | 0 | 0 | 0 | 5.2919 | 1.764
TVA_2_SOCO | TVA | SOCO | 2025 | B19 | 700 | 0 | 500 | 0 | 0.01 | 0.01 | 0 | 0 | 0 | 0 | 0 | 0 | 5.2919 | 1.764
TVA_2_SOCO | TVA | SOCO | 2025 | B20 | 935 | 0 | 500 | 0 | 0.01 | 0 | 0 | 0 | 0 | 0 | 0 | 0 | 5.2919 | 1.764
TVA_2_SOCO | TVA | SOCO | 2030 | B01 | 10 | 10 | 500 | 0.01 | 0.46 | 0.35 | 0.58 | 0.43 | 0 | 0.01187 | 0.01187 | 0 | 0 | 0
TVA_2_SOCO | TVA | SOCO | 2030 | B02 | 25 | 25 | 500 | 0 | 0.23 | 0.19 | 0.27 | 0.22 | 0 | 0 | 0 | 0 | 0 | 0
TVA_2_SOCO | TVA | SOCO | 2030 | B03 | 75 | 75 | 500 | 0 | 0.11 | 0.09 | 0.13 | 0.1 | 0 | 0 | 0 | 0 | 0 | 0
TVA_2_SOCO | TVA | SOCO | 2030 | B04 | 100 | 100 | 500 | 0 | 0.67 | 0.21 | 0.72 | 0.23 | 0 | 0 | 0 | 0 | 0 | 0
TVA_2_SOCO | TVA | SOCO | 2030 | B05 | 200 | 200 | 500 | 0 | 168.77 | 183.99 | 92.75 | 105.57 | 0 | 0 | 0 | 0 | 0 | 0
TVA_2_SOCO | TVA | SOCO | 2030 | B06 | 300 | 300 | 500 | 0 | 0.41 | 424.57 | 0.44 | 314.26 | 0 | 0 | 0 | 0 | 0 | 0
TVA_2_SOCO | TVA | SOCO | 2030 | B07 | 400 | 400 | 500 | 0 | 22.28 | 457.67 | 20.46 | 2325.72 | 0 | 0 | 0 | 0 | 0 | 0
TVA_2_SOCO | TVA | SOCO | 2030 | B08 | 500 | 500 | 500 | 0 | 1.27 | 0.03 | 1.45 | 0.03 | 0 | 0 | 0 | 0 | 0 | 0
TVA_2_SOCO | TVA | SOCO | 2030 | B09 | 800 | 800 | 500 | 0 | 0.01 | 0.02 | 0.01 | 0.02 | 0 | 0 | 0 | 0 | 0 | 0
TVA_2_SOCO | TVA | SOCO | 2030 | B10 | 1262 | 1262 | 500 | 0 | 0.02 | 0.01 | 0.02 | 0.01 | 0 | 0 | 0 | 0 | 0 | 0
TVA_2_SOCO | TVA | SOCO | 2030 | B11 | 25 | 25 | 500 | 0 | 1.58 | 0.35 | 1.8 | 0.4 | 0 | 0 | 0 | 0 | 0 | 0
TVA_2_SOCO | TVA | SOCO | 2030 | B12 | 200 | 200 | 500 | 0 | 0.06 | 0.02 | 0.07 | 0.02 | 0 | 0 | 0 | 0 | 0 | 0
TVA_2_SOCO | TVA | SOCO | 2030 | B13 | 600 | 600 | 500 | 0 | 0.04 | 0.01 | 0.04 | 0.01 | 0 | 0 | 0 | 0 | 0 | 0
TVA_2_SOCO | TVA | SOCO | 2030 | B14 | 900 | 900 | 500 | 0 | 0.01 | 0 | 0.01 | 0.01 | 0 | 0 | 0 | 0 | 0 | 0
TVA_2_SOCO | TVA | SOCO | 2030 | B15 | 1203 | 1203 | 500 | 0 | 0 | 0 | 0.01 | 0 | 0 | 0 | 0 | 0 | 0 | 0
TVA_2_SOCO | TVA | SOCO | 2030 | B16 | 25 | 25 | 500 | 0 | 0.35 | 0.16 | 0.4 | 0.19 | 0 | 0 | 0 | 0 | 0 | 0
TVA_2_SOCO | TVA | SOCO | 2030 | B17 | 100 | 100 | 500 | 0 | 0.08 | 0.04 | 0.09 | 0.05 | 0 | 0 | 0 | 0 | 0 | 0
TVA_2_SOCO | TVA | SOCO | 2030 | B18 | 400 | 400 | 500 | 0.01 | 0.1 | 0.01 | 0.1 | 0.01 | 0 | 0 | 0 | 0 | 0 | 0
TVA_2_SOCO | TVA | SOCO | 2030 | B19 | 700 | 700 | 500 | 0.01 | 0.02 | 0.01 | 0.02 | 0.01 | 0 | 0 | 0 | 0 | 0 | 0
TVA_2_SOCO | TVA | SOCO | 2030 | B20 | 935 | 935 | 500 | 0 | 0.01 | 0 | 0.01 | 0 | 0 | 0 | 0 | 0 | 0 | 0
TVA_2_SOCO | TVA | SOCO | 2035 | B01 | 10 | 10 | 500 | 0.04 | 0.58 | 0.44 | 0.74 | 0.56 | 0 | 0.01187 | 0.01187 | 0 | 0 | 0
TVA_2_SOCO | TVA | SOCO | 2035 | B02 | 25 | 25 | 500 | 0 | 0.45 | 0.32 | 0.51 | 0.37 | 0 | 0.01187 | 0 | 0 | 0 | 0
TVA_2_SOCO | TVA | SOCO | 2035 | B03 | 75 | 75 | 500 | 0 | 0.23 | 0.43 | 0.25 | 0.48 | 0 | 0 | 0 | 0 | 0 | 0
TVA_2_SOCO | TVA | SOCO | 2035 | B04 | 100 | 100 | 500 | 0 | 0.24 | 0.2 | 0.26 | 0.21 | 0 | 0 | 0 | 0 | 0 | 0
TVA_2_SOCO | TVA | SOCO | 2035 | B05 | 200 | 200 | 500 | 0 | 0.03 | 0.03 | 0.04 | 0.03 | 0 | 0 | 0 | 0 | 0 | 0
TVA_2_SOCO | TVA | SOCO | 2035 | B06 | 300 | 300 | 500 | 0 | 0.03 | 99.98 | 0.03 | 99.45 | 0 | 0 | 0 | 0 | 0 | 0
TVA_2_SOCO | TVA | SOCO | 2035 | B07 | 400 | 400 | 500 | 66.41 | 0.47 | 0.06 | 0.59 | 0.08 | 0 | 0 | 0 | 0 | 0 | 0
TVA_2_SOCO | TVA | SOCO | 2035 | B08 | 500 | 500 | 500 | 0 | 0.02 | 0.01 | 0.02 | 0.02 | 0 | 0 | 0 | 0 | 0 | 0
TVA_2_SOCO | TVA | SOCO | 2035 | B09 | 800 | 800 | 500 | 0 | 0.01 | 0.01 | 0.01 | 0.01 | 0 | 0 | 0 | 0 | 0 | 0
TVA_2_SOCO | TVA | SOCO | 2035 | B10 | 1262 | 1262 | 500 | 0 | 0.01 | 0 | 0.01 | 0 | 0 | 0 | 0 | 0 | 0 | 0
TVA_2_SOCO | TVA | SOCO | 2035 | B11 | 25 | 25 | 500 | 162.07 | 0.37 | 0.51 | 0.45 | 0.57 | 0 | 0.01187 | 0 | 0 | 0 | 0
TVA_2_SOCO | TVA | SOCO | 2035 | B12 | 200 | 200 | 500 | 0 | 0.04 | 0.03 | 0.04 | 0.03 | 0 | 0 | 0 | 0 | 0 | 0
TVA_2_SOCO | TVA | SOCO | 2035 | B13 | 600 | 600 | 500 | 0 | 0.01 | 0.01 | 0.01 | 0.01 | 0 | 0 | 0 | 0 | 0 | 0
TVA_2_SOCO | TVA | SOCO | 2035 | B14 | 900 | 900 | 500 | 0 | 0.01 | 0.01 | 0.01 | 0.01 | 0 | 0 | 0 | 0 | 0 | 0
TVA_2_SOCO | TVA | SOCO | 2035 | B15 | 1203 | 1203 | 500 | 0 | 0.01 | 0 | 0.01 | 0 | 0 | 0 | 0 | 0 | 0 | 0
TVA_2_SOCO | TVA | SOCO | 2035 | B16 | 25 | 25 | 500 | 0.02 | 0.25 | 0.2 | 0.3 | 0.24 | 0 | 0 | 0 | 0 | 0 | 0
TVA_2_SOCO | TVA | SOCO | 2035 | B17 | 100 | 100 | 500 | 0 | 0.07 | 0.05 | 0.07 | 0.06 | 0 | 0 | 0 | 0 | 0 | 0
TVA_2_SOCO | TVA | SOCO | 2035 | B18 | 400 | 400 | 500 | 0 | 0.02 | 0.01 | 0.02 | 0.02 | 0 | 0 | 0 | 0 | 0 | 0
TVA_2_SOCO | TVA | SOCO | 2035 | B19 | 700 | 700 | 500 | 0 | 0.01 | 0.01 | 0.01 | 0.01 | 0 | 0 | 0 | 0 | 0 | 0
TVA_2_SOCO | TVA | SOCO | 2035 | B20 | 935 | 935 | 500 | 0 | 0.01 | 0 | 0.01 | 0 | 0 | 0 | 0 | 0 | 0 | 0
TVA_2_SOCO | TVA | SOCO | 2040 | B01 | 10 | 10 | 500 | 0.05 | 0.88 | 0.6 | 1.05 | 0.75 | 0 | 0.02374 | 0.01187 | 0 | 0.63756 | 0.21252
TVA_2_SOCO | TVA | SOCO | 2040 | B02 | 25 | 25 | 500 | 0.01 | 0.8 | 0.32 | 0.78 | 0.37 | 0 | 0.01187 | 0 | 0 | 0.63756 | 0.21252
TVA_2_SOCO | TVA | SOCO | 2040 | B03 | 75 | 75 | 500 | 0.47 | 0.67 | 0.41 | 0.5 | 0.41 | 0 | 0 | 0 | 0 | 0.63756 | 0.21252
TVA_2_SOCO | TVA | SOCO | 2040 | B04 | 100 | 100 | 500 | 0 | 0.25 | 0.24 | 0.21 | 0.23 | 0 | 0 | 0 | 0 | 0.63756 | 0.21252
TVA_2_SOCO | TVA | SOCO | 2040 | B05 | 200 | 200 | 500 | 0 | 0.06 | 52.34 | 0.06 | 0.91 | 0 | 0 | 0 | 0 | 0.63756 | 0.21252
TVA_2_SOCO | TVA | SOCO | 2040 | B06 | 300 | 300 | 500 | 500 | 132.56 | 0.84 | 0.54 | 0.42 | 0.70033 | 0 | 0 | 0.64646 | 0.63756 | 0.21252
TVA_2_SOCO | TVA | SOCO | 2040 | B07 | 400 | 400 | 500 | 0 | 0.12 | 0.08 | 0.1 | 0.08 | 0 | 0 | 0 | 0 | 0.63756 | 0.21252
TVA_2_SOCO | TVA | SOCO | 2040 | B08 | 500 | 500 | 500 | 0 | 0.02 | 0.02 | 0.02 | 0.02 | 0 | 0 | 0 | 0 | 0.63756 | 0.21252
TVA_2_SOCO | TVA | SOCO | 2040 | B09 | 800 | 800 | 500 | 0 | 0.01 | 0.01 | 0.01 | 0.01 | 0 | 0 | 0 | 0 | 0.63756 | 0.21252
TVA_2_SOCO | TVA | SOCO | 2040 | B10 | 1262 | 0 | 500 | 0 | 0 | 0 | 0 | 0 | 0 | 0 | 0 | 0 | 0.63756 | 0.21252
TVA_2_SOCO | TVA | SOCO | 2040 | B11 | 25 | 25 | 500 | 499.99 | 3.56 | 3.31 | 2.2 | 2.74 | 2.647 | 0.01187 | 0.01187 | 0.20362 | 0.63756 | 0.21252
TVA_2_SOCO | TVA | SOCO | 2040 | B12 | 200 | 200 | 500 | 0 | 0.05 | 0.06 | 0.06 | 0.07 | 0 | 0 | 0 | 0 | 0.63756 | 0.21252
TVA_2_SOCO | TVA | SOCO | 2040 | B13 | 600 | 600 | 500 | 0 | 0.12 | 0.02 | 0.08 | 0.02 | 0 | 0 | 0 | 0 | 0.63756 | 0.21252
TVA_2_SOCO | TVA | SOCO | 2040 | B14 | 900 | 900 | 500 | 0 | 0.03 | 0.01 | 0.02 | 0.01 | 0 | 0 | 0 | 0 | 0.63756 | 0.21252
TVA_2_SOCO | TVA | SOCO | 2040 | B15 | 1203 | 0 | 500 | 0 | 0 | 0 | 0 | 0 | 0 | 0 | 0 | 0 | 0.63756 | 0.21252
TVA_2_SOCO | TVA | SOCO | 2040 | B16 | 25 | 25 | 500 | 1.39 | 0.37 | 0.31 | 0.42 | 0.36 | 0 | 0.01187 | 0 | 0 | 0.63756 | 0.21252
TVA_2_SOCO | TVA | SOCO | 2040 | B17 | 100 | 100 | 500 | 0 | 0.17 | 0.08 | 0.16 | 0.09 | 0 | 0 | 0 | 0 | 0.63756 | 0.21252
TVA_2_SOCO | TVA | SOCO | 2040 | B18 | 400 | 400 | 500 | 0 | 0.05 | 0.03 | 0.04 | 0.03 | 0 | 0 | 0 | 0 | 0.63756 | 0.21252
TVA_2_SOCO | TVA | SOCO | 2040 | B19 | 700 | 700 | 500 | 0 | 0.03 | 0.02 | 0.02 | 0.02 | 0 | 0 | 0 | 0 | 0.63756 | 0.21252
TVA_2_SOCO | TVA | SOCO | 2040 | B20 | 935 | 935 | 500 | 0 | 0.01 | 0 | 0.01 | 0 | 0 | 0 | 0 | 0 | 0.63756 | 0.21252
TVA_2_SOCO | TVA | SOCO | 2045 | B01 | 10 | 10 | 500 | 0.02 | 1.01 | 0.71 | 1.31 | 0.91 | 0 | 0.02374 | 0.02374 | 0 | 0 | 0
TVA_2_SOCO | TVA | SOCO | 2045 | B02 | 25 | 25 | 500 | 0.02 | 0.44 | 0.3 | 0.53 | 0.37 | 0 | 0.01187 | 0.01187 | 0 | 0 | 0
TVA_2_SOCO | TVA | SOCO | 2045 | B03 | 75 | 75 | 500 | 0 | 0.56 | 1.04 | 0.61 | 1.11 | 0 | 0 | 0 | 0 | 0 | 0
TVA_2_SOCO | TVA | SOCO | 2045 | B04 | 100 | 100 | 500 | 0 | 0.26 | 0.58 | 0.28 | 0.62 | 0 | 0 | 0 | 0 | 0 | 0
TVA_2_SOCO | TVA | SOCO | 2045 | B05 | 200 | 200 | 500 | 0 | 0.06 | 0.18 | 0.07 | 0.19 | 0 | 0 | 0 | 0 | 0 | 0
TVA_2_SOCO | TVA | SOCO | 2045 | B06 | 300 | 300 | 500 | 0 | 0.05 | 0.04 | 0.06 | 0.05 | 0 | 0 | 0 | 0 | 0 | 0
TVA_2_SOCO | TVA | SOCO | 2045 | B07 | 400 | 400 | 500 | 0 | 261.81 | 0.14 | 172.06 | 0.17 | 0 | 0 | 0 | 0 | 0 | 0
TVA_2_SOCO | TVA | SOCO | 2045 | B08 | 500 | 500 | 500 | 0 | 0.06 | 414.71 | 0.06 | 341.13 | 0 | 0 | 0 | 0 | 0 | 0
TVA_2_SOCO | TVA | SOCO | 2045 | B09 | 800 | 800 | 500 | 0 | 0.02 | 179.24 | 0.02 | 48.22 | 0 | 0 | 0 | 0 | 0 | 0
TVA_2_SOCO | TVA | SOCO | 2045 | B10 | 1262 | 1262 | 500 | 0 | 0 | 0 | 0.01 | 0 | 0 | 0 | 0 | 0 | 0 | 0
TVA_2_SOCO | TVA | SOCO | 2045 | B11 | 25 | 25 | 500 | 0.17 | 2.85 | 170.43 | 3.23 | 272.96 | 0 | 0.01187 | 0.01187 | 0 | 0 | 0
TVA_2_SOCO | TVA | SOCO | 2045 | B12 | 200 | 200 | 500 | 0.25 | 0.18 | 357.9 | 0.21 | 2005.81 | 0 | 0 | 0 | 0 | 0 | 0
TVA_2_SOCO | TVA | SOCO | 2045 | B13 | 600 | 600 | 500 | 0 | 399.82 | 442.05 | 366.36 | 1914.46 | 0 | 0 | 0 | 0 | 0 | 0
TVA_2_SOCO | TVA | SOCO | 2045 | B14 | 900 | 900 | 500 | 0 | 0.01 | 0.01 | 0.02 | 0.01 | 0 | 0 | 0 | 0 | 0 | 0
TVA_2_SOCO | TVA | SOCO | 2045 | B15 | 1203 | 1203 | 500 | 0 | 0.01 | 0 | 0.01 | 0 | 0 | 0 | 0 | 0 | 0 | 0
TVA_2_SOCO | TVA | SOCO | 2045 | B16 | 25 | 25 | 500 | 495.89 | 0.44 | 0.31 | 0.55 | 0.38 | 0 | 0.01187 | 0.01187 | 0 | 0 | 0
TVA_2_SOCO | TVA | SOCO | 2045 | B17 | 100 | 100 | 500 | 0 | 0.12 | 0.29 | 0.14 | 0.31 | 0 | 0 | 0 | 0 | 0 | 0
TVA_2_SOCO | TVA | SOCO | 2045 | B18 | 400 | 400 | 500 | 0 | 287.9 | 46.23 | 375.7 | 34.23 | 0 | 0 | 0 | 0 | 0 | 0
TVA_2_SOCO | TVA | SOCO | 2045 | B19 | 700 | 700 | 500 | 0 | 0.02 | 0.03 | 0.02 | 0.04 | 0 | 0 | 0 | 0 | 0 | 0
TVA_2_SOCO | TVA | SOCO | 2045 | B20 | 935 | 935 | 500 | 0 | 0.01 | 0.01 | 0.01 | 0.01 | 0 | 0 | 0 | 0 | 0 | 0
TVA_2_SOCO | TVA | SOCO | 2050 | B01 | 10 | 10 | 500 | 1.95 | 498.3 | 0.81 | 12.46 | 0.82 | 0 | 1.9704 | 0.01187 | 0 | 2.2481 | 0.74937
TVA_2_SOCO | TVA | SOCO | 2050 | B02 | 25 | 25 | 500 | 0.79 | 95.95 | 1.25 | 0.76 | 0.73 | 0 | 0.01187 | 0 | 0 | 2.2481 | 0.74937
TVA_2_SOCO | TVA | SOCO | 2050 | B03 | 75 | 75 | 500 | 0 | 0.58 | 0.18 | 0.18 | 0.14 | 0 | 0 | 0 | 0 | 2.2481 | 0.74937
TVA_2_SOCO | TVA | SOCO | 2050 | B04 | 100 | 100 | 500 | 0 | 0.24 | 0.27 | 0.11 | 0.17 | 0 | 0 | 0 | 0 | 2.2481 | 0.74937
TVA_2_SOCO | TVA | SOCO | 2050 | B05 | 200 | 200 | 500 | 0 | 0.04 | 0.09 | 0.03 | 0.06 | 0 | 0 | 0 | 0 | 2.2481 | 0.74937
TVA_2_SOCO | TVA | SOCO | 2050 | B06 | 300 | 300 | 500 | 0 | 0.03 | 0.16 | 0.02 | 0.05 | 0 | 0 | 0 | 0 | 2.2481 | 0.74937
TVA_2_SOCO | TVA | SOCO | 2050 | B07 | 400 | 400 | 500 | 500 | 499.91 | 499.89 | 942.13 | 1825.82 | 2.8013 | 2.2434 | 0.74781 | 1.1795 | 2.2481 | 0.74937
TVA_2_SOCO | TVA | SOCO | 2050 | B08 | 500 | 500 | 500 | 500 | 499.95 | 499.92 | 576.18 | 1780.62 | 3.193 | 2.2434 | 0.74781 | 1.6805 | 2.2481 | 0.74937
TVA_2_SOCO | TVA | SOCO | 2050 | B09 | 800 | 800 | 500 | 0 | 0.01 | 0.02 | 0.01 | 0.02 | 0 | 0 | 0 | 0 | 2.2481 | 0.74937
TVA_2_SOCO | TVA | SOCO | 2050 | B10 | 1262 | 0 | 500 | 0 | 0 | 0 | 0 | 0 | 0 | 0 | 0 | 0 | 2.2481 | 0.74937
TVA_2_SOCO | TVA | SOCO | 2050 | B11 | 25 | 25 | 500 | 500 | 327.18 | 432.8 | 1.09 | 1.68 | 3.3948 | 0.01187 | 0.01187 | 0.089337 | 2.2481 | 0.74937
TVA_2_SOCO | TVA | SOCO | 2050 | B12 | 200 | 200 | 500 | 0.11 | 499.9 | 499.8 | 771.83 | 776.07 | 0 | 2.2434 | 0.74781 | 0 | 2.2481 | 0.74937
TVA_2_SOCO | TVA | SOCO | 2050 | B13 | 600 | 600 | 500 | 0.04 | 0.02 | 0.01 | 0.01 | 0.02 | 0 | 0 | 0 | 0 | 2.2481 | 0.74937
TVA_2_SOCO | TVA | SOCO | 2050 | B14 | 900 | 900 | 500 | 0 | 0.02 | 0.01 | 0.01 | 0.01 | 0 | 0 | 0 | 0 | 2.2481 | 0.74937
TVA_2_SOCO | TVA | SOCO | 2050 | B15 | 1203 | 0 | 500 | 0 | 0 | 0 | 0 | 0 | 0 | 0 | 0 | 0 | 2.2481 | 0.74937
TVA_2_SOCO | TVA | SOCO | 2050 | B16 | 25 | 25 | 500 | 499.99 | 499.27 | 1.47 | 6.31 | 0.9 | 1.828 | 1.9586 | 0 | 0.048105 | 2.2481 | 0.74937
TVA_2_SOCO | TVA | SOCO | 2050 | B17 | 100 | 100 | 500 | 86.58 | 499.79 | 0.43 | 1.46 | 0.24 | 0 | 1.9586 | 0 | 0 | 2.2481 | 0.74937
TVA_2_SOCO | TVA | SOCO | 2050 | B18 | 400 | 400 | 500 | 200.57 | 0.03 | 0.01 | 0.02 | 0.01 | 0 | 0 | 0 | 0 | 2.2481 | 0.74937
TVA_2_SOCO | TVA | SOCO | 2050 | B19 | 700 | 700 | 500 | 0 | 0.02 | 0.02 | 0.01 | 0.01 | 0 | 0 | 0 | 0 | 2.2481 | 0.74937
TVA_2_SOCO | TVA | SOCO | 2050 | B20 | 935 | 0 | 500 | 0 | 0 | 0 | 0 | 0 | 0 | 0 | 0 | 0 | 2.2481 | 0.74937
TVA_2_VACAR | TVA | VACAR | 2015 | B01 | 10 | 10 | 150 | 0 | 0.23 | 0.17 | 0.3 | 0.21 | 0 | 0.02374 | 0.01187 | 0 | 0 | 0
TVA_2_VACAR | TVA | VACAR | 2015 | B02 | 25 | 25 | 150 | 0 | 0.12 | 0.07 | 0.14 | 0.09 | 0 | 0.01187 | 0 | 0 | 0 | 0
TVA_2_VACAR | TVA | VACAR | 2015 | B03 | 75 | 75 | 150 | 0 | 0.04 | 0.03 | 0.05 | 0.03 | 0 | 0 | 0 | 0 | 0 | 0
TVA_2_VACAR | TVA | VACAR | 2015 | B04 | 100 | 100 | 150 | 0 | 0.03 | 0.02 | 0.03 | 0.02 | 0 | 0 | 0 | 0 | 0 | 0
TVA_2_VACAR | TVA | VACAR | 2015 | B05 | 200 | 200 | 150 | 0 | 0.02 | 0.01 | 0.02 | 0.01 | 0 | 0 | 0 | 0 | 0 | 0
TVA_2_VACAR | TVA | VACAR | 2015 | B06 | 300 | 300 | 150 | 79.56 | 0.02 | 0.01 | 0.02 | 0.01 | 0 | 0 | 0 | 0 | 0 | 0
TVA_2_VACAR | TVA | VACAR | 2015 | B07 | 400 | 400 | 150 | 0 | 0.01 | 0.01 | 0.02 | 0.01 | 0 | 0 | 0 | 0 | 0 | 0
TVA_2_VACAR | TVA | VACAR | 2015 | B08 | 500 | 500 | 150 | 0 | 0.01 | 0 | 0.01 | 0.01 | 0 | 0 | 0 | 0 | 0 | 0
TVA_2_VACAR | TVA | VACAR | 2015 | B09 | 800 | 0 | 150 | 0 | 0 | 0 | 0 | 0 | 0 | 0 | 0 | 0 | 0 | 0
TVA_2_VACAR | TVA | VACAR | 2015 | B10 | 1262 | 0 | 150 | 0 | 0 | 0 | 0 | 0 | 0 | 0 | 0 | 0 | 0 | 0
TVA_2_VACAR | TVA | VACAR | 2015 | B11 | 25 | 25 | 150 | 0 | 0.09 | 0.07 | 0.11 | 0.09 | 0 | 0.01187 | 0 | 0 | 0 | 0
TVA_2_VACAR | TVA | VACAR | 2015 | B12 | 200 | 200 | 150 | 0 | 0.02 | 0.02 | 0.03 | 0.02 | 0 | 0 | 0 | 0 | 0 | 0
TVA_2_VACAR | TVA | VACAR | 2015 | B13 | 600 | 600 | 150 | 0 | 0.01 | 0 | 0.01 | 0 | 0 | 0 | 0 | 0 | 0 | 0
TVA_2_VACAR | TVA | VACAR | 2015 | B14 | 900 | 0 | 150 | 0 | 0 | 0 | 0 | 0 | 0 | 0 | 0 | 0 | 0 | 0
TVA_2_VACAR | TVA | VACAR | 2015 | B15 | 1203 | 0 | 150 | 0 | 0 | 0 | 0 | 0 | 0 | 0 | 0 | 0 | 0 | 0
TVA_2_VACAR | TVA | VACAR | 2015 | B16 | 25 | 25 | 150 | 0 | 0.12 | 0.07 | 0.15 | 0.09 | 0 | 0.01187 | 0 | 0 | 0 | 0
TVA_2_VACAR | TVA | VACAR | 2015 | B17 | 100 | 100 | 150 | 0 | 9.93 | 78.16 | 9.93 | 152.8 | 0 | 0 | 0 | 0 | 0 | 0
TVA_2_VACAR | TVA | VACAR | 2015 | B18 | 400 | 400 | 150 | 0 | 0.01 | 0.01 | 0.01 | 0.01 | 0 | 0 | 0 | 0 | 0 | 0
TVA_2_VACAR | TVA | VACAR | 2015 | B19 | 700 | 700 | 150 | 0 | 0 | 0.01 | 0.01 | 0.01 | 0 | 0 | 0 | 0 | 0 | 0
TVA_2_VACAR | TVA | VACAR | 2015 | B20 | 935 | 0 | 150 | 0 | 0 | 0 | 0 | 0 | 0 | 0 | 0 | 0 | 0 | 0
TVA_2_VACAR | TVA | VACAR | 2020 | B01 | 10 | 10 | 150 | 0 | 0.36 | 0.22 | 0.34 | 0.26 | 0 | 0.02374 | 0.01187 | 0 | 2.9319 | 0.9773
TVA_2_VACAR | TVA | VACAR | 2020 | B02 | 25 | 25 | 150 | 0 | 0.15 | 0.09 | 0.13 | 0.1 | 0 | 0.01187 | 0.01187 | 0 | 2.9319 | 0.9773
TVA_2_VACAR | TVA | VACAR | 2020 | B03 | 75 | 75 | 150 | 0 | 0.05 | 0.03 | 0.04 | 0.04 | 0 | 0 | 0 | 0 | 2.9319 | 0.9773
TVA_2_VACAR | TVA | VACAR | 2020 | B04 | 100 | 100 | 150 | 0 | 0.04 | 0.02 | 0.03 | 0.03 | 0 | 0 | 0 | 0 | 2.9319 | 0.9773
TVA_2_VACAR | TVA | VACAR | 2020 | B05 | 200 | 200 | 150 | 150 | 0.05 | 0.04 | 0.03 | 0.03 | 2.3621 | 0 | 0 | 0.78738 | 2.9319 | 0.9773
TVA_2_VACAR | TVA | VACAR | 2020 | B06 | 300 | 300 | 150 | 150 | 0.04 | 0.05 | 0.02 | 0.03 | 4.8073 | 0 | 0 | 2.4037 | 2.9319 | 0.9773
TVA_2_VACAR | TVA | VACAR | 2020 | B07 | 400 | 400 | 150 | 0 | 0.08 | 0.02 | 0.02 | 0.02 | 0 | 0 | 0 | 0 | 2.9319 | 0.9773
TVA_2_VACAR | TVA | VACAR | 2020 | B08 | 500 | 500 | 150 | 0 | 0.01 | 0.01 | 0.01 | 0.01 | 0 | 0 | 0 | 0 | 2.9319 | 0.9773
TVA_2_VACAR | TVA | VACAR | 2020 | B09 | 800 | 0 | 150 | 0 | 0.01 | 0 | 0 | 0 | 0 | 0 | 0 | 0 | 2.9319 | 0.9773
TVA_2_VACAR | TVA | VACAR | 2020 | B10 | 1262 | 0 | 150 | 0 | 0 | 0 | 0 | 0 | 0 | 0 | 0 | 0 | 2.9319 | 0.9773
TVA_2_VACAR | TVA | VACAR | 2020 | B11 | 25 | 25 | 150 | 0 | 0.16 | 0.31 | 0.14 | 0.24 | 0 | 0.01187 | 0.01187 | 0 | 2.9319 | 0.9773
TVA_2_VACAR | TVA | VACAR | 2020 | B12 | 200 | 200 | 150 | 26.19 | 11.2 | 0.13 | 0.04 | 0.06 | 0 | 0 | 0 | 0 | 2.9319 | 0.9773
TVA_2_VACAR | TVA | VACAR | 2020 | B13 | 600 | 600 | 150 | 0 | 0.01 | 0.01 | 0.01 | 0.01 | 0 | 0 | 0 | 0 | 2.9319 | 0.9773
TVA_2_VACAR | TVA | VACAR | 2020 | B14 | 900 | 0 | 150 | 0 | 0.01 | 0 | 0 | 0 | 0 | 0 | 0 | 0 | 2.9319 | 0.9773
TVA_2_VACAR | TVA | VACAR | 2020 | B15 | 1203 | 0 | 150 | 0 | 0 | 0 | 0 | 0 | 0 | 0 | 0 | 0 | 2.9319 | 0.9773
TVA_2_VACAR | TVA | VACAR | 2020 | B16 | 25 | 25 | 150 | 72.52 | 25.09 | 0.1 | 0.35 | 0.12 | 0 | 0.01187 | 0.01187 | 0 | 2.9319 | 0.9773
TVA_2_VACAR | TVA | VACAR | 2020 | B17 | 100 | 100 | 150 | 150 | 149.78 | 0.12 | 0.17 | 0.09 | 4.3088 | 1.6025 | 0 | 0.71813 | 2.9319 | 0.9773
TVA_2_VACAR | TVA | VACAR | 2020 | B18 | 400 | 400 | 150 | 0 | 0.02 | 0.02 | 0.01 | 0.01 | 0 | 0 | 0 | 0 | 2.9319 | 0.9773
TVA_2_VACAR | TVA | VACAR | 2020 | B19 | 700 | 700 | 150 | 0 | 0.01 | 0.01 | 0.01 | 0.01 | 0 | 0 | 0 | 0 | 2.9319 | 0.9773
TVA_2_VACAR | TVA | VACAR | 2020 | B20 | 935 | 0 | 150 | 0 | 0 | 0 | 0 | 0 | 0 | 0 | 0 | 0 | 2.9319 | 0.9773
TVA_2_VACAR | TVA | VACAR | 2025 | B01 | 10 | 10 | 150 | 0 | 0.45 | 0.27 | 0.44 | 0.34 | 0 | 0.03561 | 0.02374 | 0 | 2.675 | 0.89168
TVA_2_VACAR | TVA | VACAR | 2025 | B02 | 25 | 25 | 150 | 0 | 0.18 | 0.11 | 0.17 | 0.13 | 0 | 0.01187 | 0.01187 | 0 | 2.675 | 0.89168
TVA_2_VACAR | TVA | VACAR | 2025 | B03 | 75 | 75 | 150 | 0 | 0.06 | 0.04 | 0.06 | 0.04 | 0 | 0 | 0 | 0 | 2.675 | 0.89168
TVA_2_VACAR | TVA | VACAR | 2025 | B04 | 100 | 100 | 150 | 0 | 0.05 | 0.03 | 0.04 | 0.03 | 0 | 0 | 0 | 0 | 2.675 | 0.89168
TVA_2_VACAR | TVA | VACAR | 2025 | B05 | 200 | 200 | 150 | 2.03 | 0.03 | 0.02 | 0.02 | 0.02 | 0 | 0 | 0 | 0 | 2.675 | 0.89168
TVA_2_VACAR | TVA | VACAR | 2025 | B06 | 300 | 300 | 150 | 76.01 | 0.06 | 0.02 | 0.03 | 0.02 | 0 | 0 | 0 | 0 | 2.675 | 0.89168
TVA_2_VACAR | TVA | VACAR | 2025 | B07 | 400 | 400 | 150 | 150 | 94.71 | 0.02 | 0.03 | 0.01 | 5.4483 | 0 | 0 | 3.006 | 2.675 | 0.89168
TVA_2_VACAR | TVA | VACAR | 2025 | B08 | 500 | 500 | 150 | 0 | 0.03 | 0.01 | 0.02 | 0.01 | 0 | 0 | 0 | 0 | 2.675 | 0.89168
TVA_2_VACAR | TVA | VACAR | 2025 | B09 | 800 | 800 | 150 | 0 | 0.01 | 0 | 0.01 | 0 | 0 | 0 | 0 | 0 | 2.675 | 0.89168
TVA_2_VACAR | TVA | VACAR | 2025 | B10 | 1262 | 0 | 150 | 0 | 0 | 0 | 0 | 0 | 0 | 0 | 0 | 0 | 2.675 | 0.89168
TVA_2_VACAR | TVA | VACAR | 2025 | B11 | 25 | 25 | 150 | 0 | 0.18 | 0.12 | 0.17 | 0.13 | 0 | 0.01187 | 0.01187 | 0 | 2.675 | 0.89168
TVA_2_VACAR | TVA | VACAR | 2025 | B12 | 200 | 200 | 150 | 149.99 | 0.08 | 0.02 | 0.04 | 0.02 | 0.15431 | 0 | 0 | 0.042568 | 2.675 | 0.89168
TVA_2_VACAR | TVA | VACAR | 2025 | B13 | 600 | 600 | 150 | 0 | 0.01 | 0.01 | 0.01 | 0.01 | 0 | 0 | 0 | 0 | 2.675 | 0.89168
TVA_2_VACAR | TVA | VACAR | 2025 | B14 | 900 | 900 | 150 | 0 | 0.01 | 0 | 0.01 | 0 | 0 | 0 | 0 | 0 | 2.675 | 0.89168
TVA_2_VACAR | TVA | VACAR | 2025 | B15 | 1203 | 0 | 150 | 0 | 0 | 0 | 0 | 0 | 0 | 0 | 0 | 0 | 2.675 | 0.89168
TVA_2_VACAR | TVA | VACAR | 2025 | B16 | 25 | 25 | 150 | 149.99 | 0.18 | 0.11 | 0.17 | 0.13 | 0.54602 | 0.01187 | 0.01187 | 0.018828 | 2.675 | 0.89168
TVA_2_VACAR | TVA | VACAR | 2025 | B17 | 100 | 100 | 150 | 150 | 0.1 | 0.03 | 0.07 | 0.03 | 3.6204 | 0 | 0 | 0.49936 | 2.675 | 0.89168
TVA_2_VACAR | TVA | VACAR | 2025 | B18 | 400 | 400 | 150 | 0 | 0.04 | 0.01 | 0.02 | 0.01 | 0 | 0 | 0 | 0 | 2.675 | 0.89168
TVA_2_VACAR | TVA | VACAR | 2025 | B19 | 700 | 700 | 150 | 0 | 0.01 | 0 | 0.01 | 0 | 0 | 0 | 0 | 0 | 2.675 | 0.89168
TVA_2_VACAR | TVA | VACAR | 2025 | B20 | 935 | 0 | 150 | 0 | 0 | 0 | 0 | 0 | 0 | 0 | 0 | 0 | 2.675 | 0.89168
TVA_2_VACAR | TVA | VACAR | 2030 | B01 | 10 | 10 | 150 | 0.01 | 0.9 | 0.38 | 0.75 | 0.46 | 0 | 0.03561 | 0.02374 | 0 | 2.7053 | 0.90176
TVA_2_VACAR | TVA | VACAR | 2030 | B02 | 25 | 25 | 150 | 0 | 0.21 | 0.13 | 0.2 | 0.16 | 0 | 0.01187 | 0.01187 | 0 | 2.7053 | 0.90176
TVA_2_VACAR | TVA | VACAR | 2030 | B03 | 75 | 75 | 150 | 0 | 0.08 | 0.05 | 0.07 | 0.06 | 0 | 0 | 0 | 0 | 2.7053 | 0.90176
TVA_2_VACAR | TVA | VACAR | 2030 | B04 | 100 | 100 | 150 | 0 | 0.06 | 0.04 | 0.05 | 0.04 | 0 | 0 | 0 | 0 | 2.7053 | 0.90176
TVA_2_VACAR | TVA | VACAR | 2030 | B05 | 200 | 200 | 150 | 73.67 | 0.04 | 0.03 | 0.03 | 0.03 | 0 | 0 | 0 | 0 | 2.7053 | 0.90176
TVA_2_VACAR | TVA | VACAR | 2030 | B06 | 300 | 300 | 150 | 150 | 149.94 | 0.03 | 559.1 | 0.03 | 5.5314 | 2.7064 | 0 | 1.619 | 2.7053 | 0.90176
TVA_2_VACAR | TVA | VACAR | 2030 | B07 | 400 | 400 | 150 | 0.01 | 149.96 | 0.02 | 602.56 | 0.02 | 0 | 2.7064 | 0 | 0 | 2.7053 | 0.90176
TVA_2_VACAR | TVA | VACAR | 2030 | B08 | 500 | 500 | 150 | 0 | 0.02 | 0.01 | 0.01 | 0.01 | 0 | 0 | 0 | 0 | 2.7053 | 0.90176
TVA_2_VACAR | TVA | VACAR | 2030 | B09 | 800 | 0 | 150 | 0 | 0 | 0 | 0 | 0 | 0 | 0 | 0 | 0 | 2.7053 | 0.90176
TVA_2_VACAR | TVA | VACAR | 2030 | B10 | 1262 | 0 | 150 | 0 | 0.01 | 0 | 0 | 0 | 0 | 0 | 0 | 0 | 2.7053 | 0.90176
TVA_2_VACAR | TVA | VACAR | 2030 | B11 | 25 | 25 | 150 | 0 | 0.3 | 0.17 | 0.25 | 0.19 | 0 | 0.01187 | 0.01187 | 0 | 2.7053 | 0.90176
TVA_2_VACAR | TVA | VACAR | 2030 | B12 | 200 | 200 | 150 | 150 | 0.05 | 0.02 | 0.04 | 0.02 | 2.7064 | 0 | 0 | 0.52807 | 2.7053 | 0.90176
TVA_2_VACAR | TVA | VACAR | 2030 | B13 | 600 | 600 | 150 | 0.04 | 0.02 | 0.01 | 0.01 | 0.01 | 0 | 0 | 0 | 0 | 2.7053 | 0.90176
TVA_2_VACAR | TVA | VACAR | 2030 | B14 | 900 | 900 | 150 | 0 | 0.01 | 0 | 0.01 | 0 | 0 | 0 | 0 | 0 | 2.7053 | 0.90176
TVA_2_VACAR | TVA | VACAR | 2030 | B15 | 1203 | 0 | 150 | 0 | 0.01 | 0 | 0 | 0 | 0 | 0 | 0 | 0 | 2.7053 | 0.90176
TVA_2_VACAR | TVA | VACAR | 2030 | B16 | 25 | 25 | 150 | 150 | 0.3 | 0.13 | 0.25 | 0.16 | 14.8494 | 0.01187 | 0.01187 | 0.36218 | 2.7053 | 0.90176
TVA_2_VACAR | TVA | VACAR | 2030 | B17 | 100 | 100 | 150 | 150 | 0.15 | 0.04 | 0.09 | 0.04 | 5.9825 | 0 | 0 | 0.58366 | 2.7053 | 0.90176
TVA_2_VACAR | TVA | VACAR | 2030 | B18 | 400 | 400 | 150 | 150 | 0.03 | 0.01 | 0.02 | 0.01 | 1.3176 | 0 | 0 | 0.51417 | 2.7053 | 0.90176
TVA_2_VACAR | TVA | VACAR | 2030 | B19 | 700 | 700 | 150 | 0 | 0.01 | 0.01 | 0.01 | 0.01 | 0 | 0 | 0 | 0 | 2.7053 | 0.90176
TVA_2_VACAR | TVA | VACAR | 2030 | B20 | 935 | 935 | 150 | 0 | 0.01 | 0.01 | 0.01 | 0.01 | 0 | 0 | 0 | 0 | 2.7053 | 0.90176
TVA_2_VACAR | TVA | VACAR | 2035 | B01 | 10 | 10 | 150 | 0.02 | 3.5 | 0.49 | 4.64 | 0.69 | 0 | 0.05935 | 0.03561 | 0 | 0 | 0
TVA_2_VACAR | TVA | VACAR | 2035 | B02 | 25 | 25 | 150 | 0 | 0.29 | 0.18 | 0.38 | 0.24 | 0 | 0.02374 | 0.01187 | 0 | 0 | 0
TVA_2_VACAR | TVA | VACAR | 2035 | B03 | 75 | 75 | 150 | 0 | 0.08 | 0.07 | 0.1 | 0.08 | 0 | 0.01187 | 0 | 0 | 0 | 0
TVA_2_VACAR | TVA | VACAR | 2035 | B04 | 100 | 100 | 150 | 0 | 0.06 | 0.05 | 0.07 | 0.05 | 0 | 0 | 0 | 0 | 0 | 0
TVA_2_VACAR | TVA | VACAR | 2035 | B05 | 200 | 200 | 150 | 0 | 0.02 | 0.02 | 0.02 | 0.03 | 0 | 0 | 0 | 0 | 0 | 0
TVA_2_VACAR | TVA | VACAR | 2035 | B06 | 300 | 300 | 150 | 0 | 0.03 | 0.02 | 0.03 | 0.03 | 0 | 0 | 0 | 0 | 0 | 0
TVA_2_VACAR | TVA | VACAR | 2035 | B07 | 400 | 400 | 150 | 0 | 0.02 | 0.01 | 0.02 | 0.01 | 0 | 0 | 0 | 0 | 0 | 0
TVA_2_VACAR | TVA | VACAR | 2035 | B08 | 500 | 500 | 150 | 0 | 0.02 | 0.01 | 0.02 | 0.01 | 0 | 0 | 0 | 0 | 0 | 0
TVA_2_VACAR | TVA | VACAR | 2035 | B09 | 800 | 800 | 150 | 0 | 0.01 | 0.01 | 0.01 | 0.01 | 0 | 0 | 0 | 0 | 0 | 0
TVA_2_VACAR | TVA | VACAR | 2035 | B10 | 1262 | 0 | 150 | 0 | 0 | 0 | 0 | 0 | 0 | 0 | 0 | 0 | 0 | 0
TVA_2_VACAR | TVA | VACAR | 2035 | B11 | 25 | 25 | 150 | 0.01 | 0.16 | 0.15 | 0.22 | 0.2 | 0 | 0.02374 | 0.01187 | 0 | 0 | 0
TVA_2_VACAR | TVA | VACAR | 2035 | B12 | 200 | 200 | 150 | 0 | 0.04 | 0.03 | 0.05 | 0.04 | 0 | 0 | 0 | 0 | 0 | 0
TVA_2_VACAR | TVA | VACAR | 2035 | B13 | 600 | 600 | 150 | 0 | 0.02 | 0.01 | 0.02 | 0.01 | 0 | 0 | 0 | 0 | 0 | 0
TVA_2_VACAR | TVA | VACAR | 2035 | B14 | 900 | 900 | 150 | 0 | 0.01 | 0.01 | 0.01 | 0.01 | 0 | 0 | 0 | 0 | 0 | 0
TVA_2_VACAR | TVA | VACAR | 2035 | B15 | 1203 | 1203 | 150 | 0 | 0.02 | 0 | 0.02 | 0.01 | 0 | 0 | 0 | 0 | 0 | 0
TVA_2_VACAR | TVA | VACAR | 2035 | B16 | 25 | 25 | 150 | 1.31 | 0.71 | 0.18 | 0.87 | 0.25 | 0 | 0.02374 | 0.01187 | 0 | 0 | 0
TVA_2_VACAR | TVA | VACAR | 2035 | B17 | 100 | 100 | 150 | 0 | 0.1 | 0.09 | 0.12 | 0.1 | 0 | 0 | 0 | 0 | 0 | 0
TVA_2_VACAR | TVA | VACAR | 2035 | B18 | 400 | 400 | 150 | 0 | 0.03 | 0.02 | 0.04 | 0.03 | 0 | 0 | 0 | 0 | 0 | 0
TVA_2_VACAR | TVA | VACAR | 2035 | B19 | 700 | 700 | 150 | 0 | 0.02 | 0.01 | 0.02 | 0.01 | 0 | 0 | 0 | 0 | 0 | 0
TVA_2_VACAR | TVA | VACAR | 2035 | B20 | 935 | 935 | 150 | 0 | 0.02 | 0.01 | 0.02 | 0.01 | 0 | 0 | 0 | 0 | 0 | 0
TVA_2_VACAR | TVA | VACAR | 2040 | B01 | 10 | 10 | 150 | 0.01 | 1.23 | 0.6 | 1.82 | 0.88 | 0 | 0.07122 | 0.04748 | 0 | 0 | 0
TVA_2_VACAR | TVA | VACAR | 2040 | B02 | 25 | 25 | 150 | 0 | 0.3 | 0.22 | 0.41 | 0.29 | 0 | 0.02374 | 0.02374 | 0 | 0 | 0
TVA_2_VACAR | TVA | VACAR | 2040 | B03 | 75 | 75 | 150 | 0 | 0.11 | 0.08 | 0.14 | 0.1 | 0 | 0.01187 | 0.01187 | 0 | 0 | 0
TVA_2_VACAR | TVA | VACAR | 2040 | B04 | 100 | 100 | 150 | 0 | 0.07 | 0.06 | 0.08 | 0.07 | 0 | 0.01187 | 0 | 0 | 0 | 0
TVA_2_VACAR | TVA | VACAR | 2040 | B05 | 200 | 200 | 150 | 0 | 0.03 | 0.04 | 0.03 | 0.04 | 0 | 0 | 0 | 0 | 0 | 0
TVA_2_VACAR | TVA | VACAR | 2040 | B06 | 300 | 300 | 150 | 0 | 0.04 | 0.03 | 0.04 | 0.03 | 0 | 0 | 0 | 0 | 0 | 0
TVA_2_VACAR | TVA | VACAR | 2040 | B07 | 400 | 400 | 150 | 0 | 0.02 | 0.02 | 0.03 | 0.02 | 0 | 0 | 0 | 0 | 0 | 0
TVA_2_VACAR | TVA | VACAR | 2040 | B08 | 500 | 500 | 150 | 0 | 0.02 | 0.01 | 0.02 | 0.02 | 0 | 0 | 0 | 0 | 0 | 0
TVA_2_VACAR | TVA | VACAR | 2040 | B09 | 800 | 800 | 150 | 0 | 0.01 | 0 | 0.01 | 0.01 | 0 | 0 | 0 | 0 | 0 | 0
TVA_2_VACAR | TVA | VACAR | 2040 | B10 | 1262 | 1262 | 150 | 0 | 0.01 | 0.01 | 0.01 | 0.01 | 0 | 0 | 0 | 0 | 0 | 0
TVA_2_VACAR | TVA | VACAR | 2040 | B11 | 25 | 25 | 150 | 0 | 0.33 | 0.24 | 0.42 | 0.31 | 0 | 0.02374 | 0.02374 | 0 | 0 | 0
TVA_2_VACAR | TVA | VACAR | 2040 | B12 | 200 | 200 | 150 | 0 | 0.04 | 0.05 | 0.05 | 0.06 | 0 | 0 | 0 | 0 | 0 | 0
TVA_2_VACAR | TVA | VACAR | 2040 | B13 | 600 | 600 | 150 | 0 | 0.01 | 0.01 | 0.02 | 0.01 | 0 | 0 | 0 | 0 | 0 | 0
TVA_2_VACAR | TVA | VACAR | 2040 | B14 | 900 | 900 | 150 | 0 | 0.01 | 0.01 | 0.01 | 0.01 | 0 | 0 | 0 | 0 | 0 | 0
TVA_2_VACAR | TVA | VACAR | 2040 | B15 | 1203 | 1203 | 150 | 0 | 0 | 0 | 0.01 | 0 | 0 | 0 | 0 | 0 | 0 | 0
TVA_2_VACAR | TVA | VACAR | 2040 | B16 | 25 | 25 | 150 | 0 | 0.47 | 0.31 | 0.65 | 0.41 | 0 | 0.02374 | 0.02374 | 0 | 0 | 0
TVA_2_VACAR | TVA | VACAR | 2040 | B17 | 100 | 100 | 150 | 0 | 28.79 | 0.08 | 32.41 | 0.1 | 0 | 0.01187 | 0 | 0 | 0 | 0
TVA_2_VACAR | TVA | VACAR | 2040 | B18 | 400 | 400 | 150 | 0 | 0.02 | 0.01 | 0.02 | 0.01 | 0 | 0 | 0 | 0 | 0 | 0
TVA_2_VACAR | TVA | VACAR | 2040 | B19 | 700 | 700 | 150 | 0 | 0.01 | 0.01 | 0.01 | 0.01 | 0 | 0 | 0 | 0 | 0 | 0
TVA_2_VACAR | TVA | VACAR | 2040 | B20 | 935 | 935 | 150 | 0 | 0.01 | 0 | 0.01 | 0 | 0 | 0 | 0 | 0 | 0 | 0
TVA_2_VACAR | TVA | VACAR | 2045 | B01 | 10 | 10 | 150 | 0.01 | 3.09 | 0.78 | 4.55 | 1.15 | 0 | 0.09496 | 0.05935 | 0 | 0 | 0
TVA_2_VACAR | TVA | VACAR | 2045 | B02 | 25 | 25 | 150 | 0 | 1.22 | 0.34 | 1.57 | 0.45 | 0 | 0.03561 | 0.02374 | 0 | 0 | 0
TVA_2_VACAR | TVA | VACAR | 2045 | B03 | 75 | 75 | 150 | 0 | 0.13 | 0.12 | 0.16 | 0.15 | 0 | 0.01187 | 0.01187 | 0 | 0 | 0
TVA_2_VACAR | TVA | VACAR | 2045 | B04 | 100 | 100 | 150 | 0 | 0.08 | 0.08 | 0.09 | 0.09 | 0 | 0.01187 | 0 | 0 | 0 | 0
TVA_2_VACAR | TVA | VACAR | 2045 | B05 | 200 | 200 | 150 | 0 | 0.03 | 0.04 | 0.04 | 0.05 | 0 | 0 | 0 | 0 | 0 | 0
TVA_2_VACAR | TVA | VACAR | 2045 | B06 | 300 | 300 | 150 | 0 | 0.02 | 0.02 | 0.03 | 0.02 | 0 | 0 | 0 | 0 | 0 | 0
TVA_2_VACAR | TVA | VACAR | 2045 | B07 | 400 | 400 | 150 | 0 | 0.04 | 0.05 | 0.05 | 0.05 | 0 | 0 | 0 | 0 | 0 | 0
TVA_2_VACAR | TVA | VACAR | 2045 | B08 | 500 | 500 | 150 | 0 | 0.03 | 0.07 | 0.04 | 0.08 | 0 | 0 | 0 | 0 | 0 | 0
TVA_2_VACAR | TVA | VACAR | 2045 | B09 | 800 | 800 | 150 | 0 | 0.01 | 0.01 | 0.01 | 0.01 | 0 | 0 | 0 | 0 | 0 | 0
TVA_2_VACAR | TVA | VACAR | 2045 | B10 | 1262 | 1262 | 150 | 0 | 0.01 | 0.01 | 0.01 | 0.01 | 0 | 0 | 0 | 0 | 0 | 0
TVA_2_VACAR | TVA | VACAR | 2045 | B11 | 25 | 25 | 150 | 0 | 0.71 | 0.35 | 0.89 | 0.46 | 0 | 0.03561 | 0.02374 | 0 | 0 | 0
TVA_2_VACAR | TVA | VACAR | 2045 | B12 | 200 | 200 | 150 | 0 | 0.05 | 0.05 | 0.06 | 0.06 | 0 | 0 | 0 | 0 | 0 | 0
TVA_2_VACAR | TVA | VACAR | 2045 | B13 | 600 | 600 | 150 | 0 | 0.03 | 0.02 | 0.03 | 0.02 | 0 | 0 | 0 | 0 | 0 | 0
TVA_2_VACAR | TVA | VACAR | 2045 | B14 | 900 | 900 | 150 | 0 | 0.01 | 0.01 | 0.01 | 0.01 | 0 | 0 | 0 | 0 | 0 | 0
TVA_2_VACAR | TVA | VACAR | 2045 | B15 | 1203 | 1203 | 150 | 0 | 0.01 | 0 | 0.01 | 0.01 | 0 | 0 | 0 | 0 | 0 | 0
TVA_2_VACAR | TVA | VACAR | 2045 | B16 | 25 | 25 | 150 | 0 | 1.43 | 0.35 | 2.04 | 0.47 | 0 | 0.03561 | 0.02374 | 0 | 0 | 0
TVA_2_VACAR | TVA | VACAR | 2045 | B17 | 100 | 100 | 150 | 0 | 0.46 | 65.23 | 0.63 | 209.49 | 0 | 0.01187 | 0.01187 | 0 | 0 | 0
TVA_2_VACAR | TVA | VACAR | 2045 | B18 | 400 | 400 | 150 | 0 | 0.04 | 0.02 | 0.04 | 0.03 | 0 | 0 | 0 | 0 | 0 | 0
TVA_2_VACAR | TVA | VACAR | 2045 | B19 | 700 | 700 | 150 | 0 | 0.01 | 0.01 | 0.02 | 0.01 | 0 | 0 | 0 | 0 | 0 | 0
TVA_2_VACAR | TVA | VACAR | 2045 | B20 | 935 | 935 | 150 | 0 | 0.01 | 0.01 | 0.01 | 0.01 | 0 | 0 | 0 | 0 | 0 | 0
TVA_2_VACAR | TVA | VACAR | 2050 | B01 | 10 | 10 | 150 | 149.97 | 0.74 | 0.37 | 0.91 | 0.5 | 0.79529 | 0.03561 | 0.02374 | 0.0064396 | 0.62062 | 0.20687
TVA_2_VACAR | TVA | VACAR | 2050 | B02 | 25 | 25 | 150 | 150 | 0.31 | 0.22 | 0.35 | 0.26 | 9.9827 | 0.01187 | 0.01187 | 0.20208 | 0.62062 | 0.20687
TVA_2_VACAR | TVA | VACAR | 2050 | B03 | 75 | 75 | 150 | 0 | 0.08 | 0.05 | 0.09 | 0.06 | 0 | 0 | 0 | 0 | 0.62062 | 0.20687
TVA_2_VACAR | TVA | VACAR | 2050 | B04 | 100 | 100 | 150 | 0 | 0.05 | 0.04 | 0.05 | 0.04 | 0 | 0 | 0 | 0 | 0.62062 | 0.20687
TVA_2_VACAR | TVA | VACAR | 2050 | B05 | 200 | 200 | 150 | 0 | 0.01 | 0.02 | 0.02 | 0.02 | 0 | 0 | 0 | 0 | 0.62062 | 0.20687
TVA_2_VACAR | TVA | VACAR | 2050 | B06 | 300 | 300 | 150 | 0 | 0.02 | 0.02 | 0.02 | 0.02 | 0 | 0 | 0 | 0 | 0.62062 | 0.20687
TVA_2_VACAR | TVA | VACAR | 2050 | B07 | 400 | 400 | 150 | 150 | 0.02 | 0.01 | 0.02 | 0.01 | 0.32049 | 0 | 0 | 0.1038 | 0.62062 | 0.20687
TVA_2_VACAR | TVA | VACAR | 2050 | B08 | 500 | 500 | 150 | 0 | 0.01 | 0.01 | 0.01 | 0.01 | 0 | 0 | 0 | 0 | 0.62062 | 0.20687
TVA_2_VACAR | TVA | VACAR | 2050 | B09 | 800 | 0 | 150 | 150 | 0 | 0 | 0 | 0.01 | 0.79529 | 0 | 0 | 0.51517 | 0.62062 | 0.20687
TVA_2_VACAR | TVA | VACAR | 2050 | B10 | 1262 | 0 | 150 | 0 | 0 | 0 | 0 | 0 | 0 | 0 | 0 | 0 | 0.62062 | 0.20687
TVA_2_VACAR | TVA | VACAR | 2050 | B11 | 25 | 25 | 150 | 0.7 | 0.69 | 0.62 | 0.56 | 0.64 | 0 | 0.01187 | 0.01187 | 0 | 0.62062 | 0.20687
TVA_2_VACAR | TVA | VACAR | 2050 | B12 | 200 | 200 | 150 | 0 | 0.04 | 0.02 | 0.04 | 0.03 | 0 | 0 | 0 | 0 | 0.62062 | 0.20687
TVA_2_VACAR | TVA | VACAR | 2050 | B13 | 600 | 600 | 150 | 0 | 0.02 | 0.01 | 0.02 | 0.02 | 0 | 0 | 0 | 0 | 0.62062 | 0.20687
TVA_2_VACAR | TVA | VACAR | 2050 | B14 | 900 | 900 | 150 | 0 | 0.01 | 0 | 0.01 | 0 | 0 | 0 | 0 | 0 | 0.62062 | 0.20687
TVA_2_VACAR | TVA | VACAR | 2050 | B15 | 1203 | 0 | 150 | 0 | 0 | 0 | 0 | 0 | 0 | 0 | 0 | 0 | 0.62062 | 0.20687
TVA_2_VACAR | TVA | VACAR | 2050 | B16 | 25 | 25 | 150 | 0 | 0.33 | 0.16 | 0.38 | 0.2 | 0 | 0.01187 | 0.01187 | 0 | 0.62062 | 0.20687
TVA_2_VACAR | TVA | VACAR | 2050 | B17 | 100 | 100 | 150 | 0 | 0.09 | 0.05 | 0.1 | 0.05 | 0 | 0 | 0 | 0 | 0.62062 | 0.20687
TVA_2_VACAR | TVA | VACAR | 2050 | B18 | 400 | 400 | 150 | 61.44 | 0.09 | 107.96 | 0.06 | 0.35 | 0 | 0 | 0 | 0 | 0.62062 | 0.20687
TVA_2_VACAR | TVA | VACAR | 2050 | B19 | 700 | 700 | 150 | 0 | 0.01 | 0 | 0.01 | 0.01 | 0 | 0 | 0 | 0 | 0.62062 | 0.20687
TVA_2_VACAR | TVA | VACAR | 2050 | B20 | 935 | 935 | 150 | 0 | 0.01 | 0 | 0.01 | 0 | 0 | 0 | 0 | 0 | 0.62062 | 0.20687
TVA_Transmission_2_ENT | TVA_Transmission | ENT | 2015 | B01 | 10 | 10 | 3000 | 0 | 0.14 | 0.11 | 0.16 | 0.11 | 0 | 0 | 0 | 0 | 0 | 0
TVA_Transmission_2_ENT | TVA_Transmission | ENT | 2015 | B02 | 25 | 25 | 3000 | 0 | 0.06 | 0.04 | 0.06 | 0.05 | 0 | 0 | 0 | 0 | 0 | 0
TVA_Transmission_2_ENT | TVA_Transmission | ENT | 2015 | B03 | 75 | 75 | 3000 | 0 | 0.02 | 0.02 | 0.02 | 0.02 | 0 | 0 | 0 | 0 | 0 | 0
TVA_Transmission_2_ENT | TVA_Transmission | ENT | 2015 | B04 | 100 | 100 | 3000 | 0 | 0.02 | 0.02 | 0.02 | 0.02 | 0 | 0 | 0 | 0 | 0 | 0
TVA_Transmission_2_ENT | TVA_Transmission | ENT | 2015 | B05 | 200 | 200 | 3000 | 0 | 0.01 | 0.01 | 0.01 | 0.01 | 0 | 0 | 0 | 0 | 0 | 0
TVA_Transmission_2_ENT | TVA_Transmission | ENT | 2015 | B06 | 300 | 300 | 3000 | 0 | 0.01 | 0.01 | 0.01 | 0.01 | 0 | 0 | 0 | 0 | 0 | 0
TVA_Transmission_2_ENT | TVA_Transmission | ENT | 2015 | B07 | 400 | 400 | 3000 | 0 | 0.01 | 0 | 0.01 | 0 | 0 | 0 | 0 | 0 | 0 | 0
TVA_Transmission_2_ENT | TVA_Transmission | ENT | 2015 | B08 | 500 | 0 | 3000 | 0 | 0 | 0 | 0 | 0 | 0 | 0 | 0 | 0 | 0 | 0
TVA_Transmission_2_ENT | TVA_Transmission | ENT | 2015 | B09 | 800 | 0 | 3000 | 0 | 0 | 0 | 0 | 0 | 0 | 0 | 0 | 0 | 0 | 0
TVA_Transmission_2_ENT | TVA_Transmission | ENT | 2015 | B10 | 1262 | 0 | 3000 | 0 | 0 | 0 | 0 | 0 | 0 | 0 | 0 | 0 | 0 | 0
TVA_Transmission_2_ENT | TVA_Transmission | ENT | 2015 | B11 | 25 | 25 | 3000 | 0 | 0.1 | 0.08 | 0.11 | 0.08 | 0 | 0 | 0 | 0 | 0 | 0
TVA_Transmission_2_ENT | TVA_Transmission | ENT | 2015 | B12 | 200 | 200 | 3000 | 0 | 0.01 | 0.01 | 0.01 | 0.01 | 0 | 0 | 0 | 0 | 0 | 0
TVA_Transmission_2_ENT | TVA_Transmission | ENT | 2015 | B13 | 600 | 0 | 3000 | 0 | 0 | 0 | 0 | 0 | 0 | 0 | 0 | 0 | 0 | 0
TVA_Transmission_2_ENT | TVA_Transmission | ENT | 2015 | B14 | 900 | 0 | 3000 | 0 | 0 | 0 | 0 | 0 | 0 | 0 | 0 | 0 | 0 | 0
TVA_Transmission_2_ENT | TVA_Transmission | ENT | 2015 | B15 | 1203 | 0 | 3000 | 0 | 0 | 0 | 0 | 0 | 0 | 0 | 0 | 0 | 0 | 0
TVA_Transmission_2_ENT | TVA_Transmission | ENT | 2015 | B16 | 25 | 25 | 3000 | 0 | 0.06 | 0.04 | 0.06 | 0.05 | 0 | 0 | 0 | 0 | 0 | 0
TVA_Transmission_2_ENT | TVA_Transmission | ENT | 2015 | B17 | 100 | 100 | 3000 | 0 | 0.02 | 0.01 | 0.02 | 0.01 | 0 | 0 | 0 | 0 | 0 | 0
TVA_Transmission_2_ENT | TVA_Transmission | ENT | 2015 | B18 | 400 | 0 | 3000 | 0 | 0 | 0 | 0 | 0 | 0 | 0 | 0 | 0 | 0 | 0
TVA_Transmission_2_ENT | TVA_Transmission | ENT | 2015 | B19 | 700 | 0 | 3000 | 0 | 0 | 0 | 0 | 0 | 0 | 0 | 0 | 0 | 0 | 0
TVA_Transmission_2_ENT | TVA_Transmission | ENT | 2015 | B20 | 935 | 0 | 3000 | 0 | 0 | 0 | 0 | 0 | 0 | 0 | 0 | 0 | 0 | 0
TVA_Transmission_2_ENT | TVA_Transmission | ENT | 2020 | B01 | 10 | 10 | 3000 | 0 | 0.16 | 0.13 | 0.18 | 0.14 | 0 | 0 | 0 | 0 | 0 | 0
TVA_Transmission_2_ENT | TVA_Transmission | ENT | 2020 | B02 | 25 | 25 | 3000 | 0 | 0.07 | 0.05 | 0.08 | 0.06 | 0 | 0 | 0 | 0 | 0 | 0
TVA_Transmission_2_ENT | TVA_Transmission | ENT | 2020 | B03 | 75 | 75 | 3000 | 0 | 0.03 | 0.02 | 0.03 | 0.02 | 0 | 0 | 0 | 0 | 0 | 0
TVA_Transmission_2_ENT | TVA_Transmission | ENT | 2020 | B04 | 100 | 100 | 3000 | 0 | 0.02 | 0.02 | 0.03 | 0.02 | 0 | 0 | 0 | 0 | 0 | 0
TVA_Transmission_2_ENT | TVA_Transmission | ENT | 2020 | B05 | 200 | 200 | 3000 | 0 | 0.01 | 0.01 | 0.01 | 0.01 | 0 | 0 | 0 | 0 | 0 | 0
TVA_Transmission_2_ENT | TVA_Transmission | ENT | 2020 | B06 | 300 | 300 | 3000 | 0 | 0.01 | 0.01 | 0.01 | 0.01 | 0 | 0 | 0 | 0 | 0 | 0
TVA_Transmission_2_ENT | TVA_Transmission | ENT | 2020 | B07 | 400 | 400 | 3000 | 0 | 0.01 | 0.01 | 0.01 | 0.01 | 0 | 0 | 0 | 0 | 0 | 0
TVA_Transmission_2_ENT | TVA_Transmission | ENT | 2020 | B08 | 500 | 500 | 3000 | 0 | 0.01 | 0 | 0.01 | 0 | 0 | 0 | 0 | 0 | 0 | 0
TVA_Transmission_2_ENT | TVA_Transmission | ENT | 2020 | B09 | 800 | 0 | 3000 | 0 | 0 | 0 | 0 | 0 | 0 | 0 | 0 | 0 | 0 | 0
TVA_Transmission_2_ENT | TVA_Transmission | ENT | 2020 | B10 | 1262 | 0 | 3000 | 0 | 0 | 0 | 0 | 0 | 0 | 0 | 0 | 0 | 0 | 0
TVA_Transmission_2_ENT | TVA_Transmission | ENT | 2020 | B11 | 25 | 25 | 3000 | 0 | 0.09 | 0.07 | 0.1 | 0.07 | 0 | 0 | 0 | 0 | 0 | 0
TVA_Transmission_2_ENT | TVA_Transmission | ENT | 2020 | B12 | 200 | 200 | 3000 | 0 | 0.01 | 0.01 | 0.01 | 0.01 | 0 | 0 | 0 | 0 | 0 | 0
TVA_Transmission_2_ENT | TVA_Transmission | ENT | 2020 | B13 | 600 | 0 | 3000 | 0 | 0 | 0 | 0 | 0 | 0 | 0 | 0 | 0 | 0 | 0
TVA_Transmission_2_ENT | TVA_Transmission | ENT | 2020 | B14 | 900 | 0 | 3000 | 0 | 0 | 0 | 0 | 0 | 0 | 0 | 0 | 0 | 0 | 0
TVA_Transmission_2_ENT | TVA_Transmission | ENT | 2020 | B15 | 1203 | 0 | 3000 | 0 | 0 | 0 | 0 | 0 | 0 | 0 | 0 | 0 | 0 | 0
TVA_Transmission_2_ENT | TVA_Transmission | ENT | 2020 | B16 | 25 | 25 | 3000 | 0 | 0.08 | 0.06 | 0.08 | 0.06 | 0 | 0 | 0 | 0 | 0 | 0
TVA_Transmission_2_ENT | TVA_Transmission | ENT | 2020 | B17 | 100 | 100 | 3000 | 0 | 0.02 | 0.02 | 0.02 | 0.02 | 0 | 0 | 0 | 0 | 0 | 0
TVA_Transmission_2_ENT | TVA_Transmission | ENT | 2020 | B18 | 400 | 400 | 3000 | 0 | 0.01 | 0 | 0.01 | 0 | 0 | 0 | 0 | 0 | 0 | 0
TVA_Transmission_2_ENT | TVA_Transmission | ENT | 2020 | B19 | 700 | 0 | 3000 | 0 | 0 | 0 | 0 | 0 | 0 | 0 | 0 | 0 | 0 | 0
TVA_Transmission_2_ENT | TVA_Transmission | ENT | 2020 | B20 | 935 | 0 | 3000 | 0 | 0 | 0 | 0 | 0 | 0 | 0 | 0 | 0 | 0 | 0
TVA_Transmission_2_ENT | TVA_Transmission | ENT | 2025 | B01 | 10 | 10 | 3000 | 0 | 0.21 | 0.16 | 0.22 | 0.18 | 0 | 0 | 0 | 0 | 0 | 0
TVA_Transmission_2_ENT | TVA_Transmission | ENT | 2025 | B02 | 25 | 25 | 3000 | 0 | 0.09 | 0.07 | 0.1 | 0.07 | 0 | 0 | 0 | 0 | 0 | 0
TVA_Transmission_2_ENT | TVA_Transmission | ENT | 2025 | B03 | 75 | 75 | 3000 | 0 | 0.04 | 0.03 | 0.04 | 0.03 | 0 | 0 | 0 | 0 | 0 | 0
TVA_Transmission_2_ENT | TVA_Transmission | ENT | 2025 | B04 | 100 | 100 | 3000 | 0 | 0.04 | 0.03 | 0.04 | 0.03 | 0 | 0 | 0 | 0 | 0 | 0
TVA_Transmission_2_ENT | TVA_Transmission | ENT | 2025 | B05 | 200 | 200 | 3000 | 0 | 0.02 | 0.01 | 0.02 | 0.01 | 0 | 0 | 0 | 0 | 0 | 0
TVA_Transmission_2_ENT | TVA_Transmission | ENT | 2025 | B06 | 300 | 300 | 3000 | 0 | 0.01 | 0.01 | 0.01 | 0.01 | 0 | 0 | 0 | 0 | 0 | 0
TVA_Transmission_2_ENT | TVA_Transmission | ENT | 2025 | B07 | 400 | 400 | 3000 | 0 | 0.01 | 0.01 | 0.01 | 0.01 | 0 | 0 | 0 | 0 | 0 | 0
TVA_Transmission_2_ENT | TVA_Transmission | ENT | 2025 | B08 | 500 | 500 | 3000 | 0 | 0.01 | 0.01 | 0.01 | 0.01 | 0 | 0 | 0 | 0 | 0 | 0
TVA_Transmission_2_ENT | TVA_Transmission | ENT | 2025 | B09 | 800 | 0 | 3000 | 0 | 0 | 0 | 0 | 0 | 0 | 0 | 0 | 0 | 0 | 0
TVA_Transmission_2_ENT | TVA_Transmission | ENT | 2025 | B10 | 1262 | 0 | 3000 | 0 | 0 | 0 | 0 | 0 | 0 | 0 | 0 | 0 | 0 | 0
TVA_Transmission_2_ENT | TVA_Transmission | ENT | 2025 | B11 | 25 | 25 | 3000 | 0 | 0.16 | 0.08 | 0.16 | 0.08 | 0 | 0 | 0 | 0 | 0 | 0
TVA_Transmission_2_ENT | TVA_Transmission | ENT | 2025 | B12 | 200 | 200 | 3000 | 0 | 0.01 | 0.01 | 0.01 | 0.01 | 0 | 0 | 0 | 0 | 0 | 0
TVA_Transmission_2_ENT | TVA_Transmission | ENT | 2025 | B13 | 600 | 600 | 3000 | 0 | 0 | 0 | 0.01 | 0 | 0 | 0 | 0 | 0 | 0 | 0
TVA_Transmission_2_ENT | TVA_Transmission | ENT | 2025 | B14 | 900 | 0 | 3000 | 0 | 0 | 0 | 0 | 0 | 0 | 0 | 0 | 0 | 0 | 0
TVA_Transmission_2_ENT | TVA_Transmission | ENT | 2025 | B15 | 1203 | 0 | 3000 | 0 | 0 | 0 | 0 | 0 | 0 | 0 | 0 | 0 | 0 | 0
TVA_Transmission_2_ENT | TVA_Transmission | ENT | 2025 | B16 | 25 | 25 | 3000 | 0 | 0.09 | 0.07 | 0.09 | 0.07 | 0 | 0 | 0 | 0 | 0 | 0
TVA_Transmission_2_ENT | TVA_Transmission | ENT | 2025 | B17 | 100 | 100 | 3000 | 0 | 0.03 | 0.02 | 0.03 | 0.02 | 0 | 0 | 0 | 0 | 0 | 0
TVA_Transmission_2_ENT | TVA_Transmission | ENT | 2025 | B18 | 400 | 400 | 3000 | 0 | 0.01 | 0 | 0.01 | 0 | 0 | 0 | 0 | 0 | 0 | 0
TVA_Transmission_2_ENT | TVA_Transmission | ENT | 2025 | B19 | 700 | 0 | 3000 | 0 | 0 | 0 | 0 | 0 | 0 | 0 | 0 | 0 | 0 | 0
TVA_Transmission_2_ENT | TVA_Transmission | ENT | 2025 | B20 | 935 | 0 | 3000 | 0 | 0 | 0 | 0 | 0 | 0 | 0 | 0 | 0 | 0 | 0
TVA_Transmission_2_ENT | TVA_Transmission | ENT | 2030 | B01 | 10 | 10 | 3000 | 0 | 0.28 | 0.21 | 0.31 | 0.23 | 0 | 0 | 0 | 0 | 0 | 0
TVA_Transmission_2_ENT | TVA_Transmission | ENT | 2030 | B02 | 25 | 25 | 3000 | 0 | 0.13 | 0.1 | 0.13 | 0.1 | 0 | 0 | 0 | 0 | 0 | 0
TVA_Transmission_2_ENT | TVA_Transmission | ENT | 2030 | B03 | 75 | 75 | 3000 | 0 | 0.05 | 0.04 | 0.05 | 0.04 | 0 | 0 | 0 | 0 | 0 | 0
TVA_Transmission_2_ENT | TVA_Transmission | ENT | 2030 | B04 | 100 | 100 | 3000 | 0 | 0.06 | 0.04 | 0.06 | 0.04 | 0 | 0 | 0 | 0 | 0 | 0
TVA_Transmission_2_ENT | TVA_Transmission | ENT | 2030 | B05 | 200 | 200 | 3000 | 0 | 0.03 | 0.02 | 0.03 | 0.02 | 0 | 0 | 0 | 0 | 0 | 0
TVA_Transmission_2_ENT | TVA_Transmission | ENT | 2030 | B06 | 300 | 300 | 3000 | 0 | 0.01 | 0.01 | 0.01 | 0.01 | 0 | 0 | 0 | 0 | 0 | 0
TVA_Transmission_2_ENT | TVA_Transmission | ENT | 2030 | B07 | 400 | 400 | 3000 | 0 | 0.01 | 0.01 | 0.01 | 0.01 | 0 | 0 | 0 | 0 | 0 | 0
TVA_Transmission_2_ENT | TVA_Transmission | ENT | 2030 | B08 | 500 | 500 | 3000 | 0 | 0.01 | 0.01 | 0.01 | 0.01 | 0 | 0 | 0 | 0 | 0 | 0
TVA_Transmission_2_ENT | TVA_Transmission | ENT | 2030 | B09 | 800 | 800 | 3000 | 0 | 0.01 | 0 | 0.01 | 0 | 0 | 0 | 0 | 0 | 0 | 0
TVA_Transmission_2_ENT | TVA_Transmission | ENT | 2030 | B10 | 1262 | 0 | 3000 | 0 | 0 | 0 | 0 | 0 | 0 | 0 | 0 | 0 | 0 | 0
TVA_Transmission_2_ENT | TVA_Transmission | ENT | 2030 | B11 | 25 | 25 | 3000 | 0 | 0.21 | 0.11 | 0.22 | 0.12 | 0 | 0 | 0 | 0 | 0 | 0
TVA_Transmission_2_ENT | TVA_Transmission | ENT | 2030 | B12 | 200 | 200 | 3000 | 0 | 0.02 | 0.01 | 0.02 | 0.01 | 0 | 0 | 0 | 0 | 0 | 0
TVA_Transmission_2_ENT | TVA_Transmission | ENT | 2030 | B13 | 600 | 600 | 3000 | 0 | 0.01 | 0 | 0.01 | 0 | 0 | 0 | 0 | 0 | 0 | 0
TVA_Transmission_2_ENT | TVA_Transmission | ENT | 2030 | B14 | 900 | 0 | 3000 | 0 | 0 | 0 | 0 | 0 | 0 | 0 | 0 | 0 | 0 | 0
TVA_Transmission_2_ENT | TVA_Transmission | ENT | 2030 | B15 | 1203 | 0 | 3000 | 0 | 0 | 0 | 0 | 0 | 0 | 0 | 0 | 0 | 0 | 0
TVA_Transmission_2_ENT | TVA_Transmission | ENT | 2030 | B16 | 25 | 25 | 3000 | 0 | 0.15 | 0.09 | 0.16 | 0.1 | 0 | 0 | 0 | 0 | 0 | 0
TVA_Transmission_2_ENT | TVA_Transmission | ENT | 2030 | B17 | 100 | 100 | 3000 | 0 | 0.04 | 0.02 | 0.04 | 0.02 | 0 | 0 | 0 | 0 | 0 | 0
TVA_Transmission_2_ENT | TVA_Transmission | ENT | 2030 | B18 | 400 | 400 | 3000 | 0 | 0.01 | 0.01 | 0.01 | 0.01 | 0 | 0 | 0 | 0 | 0 | 0
TVA_Transmission_2_ENT | TVA_Transmission | ENT | 2030 | B19 | 700 | 700 | 3000 | 0 | 0.01 | 0 | 0.01 | 0 | 0 | 0 | 0 | 0 | 0 | 0
TVA_Transmission_2_ENT | TVA_Transmission | ENT | 2030 | B20 | 935 | 0 | 3000 | 0 | 0 | 0 | 0 | 0 | 0 | 0 | 0 | 0 | 0 | 0
TVA_Transmission_2_ENT | TVA_Transmission | ENT | 2035 | B01 | 10 | 10 | 3000 | 0 | 0.35 | 0.26 | 0.39 | 0.29 | 0 | 0 | 0 | 0 | 0 | 0
TVA_Transmission_2_ENT | TVA_Transmission | ENT | 2035 | B02 | 25 | 25 | 3000 | 0 | 0.19 | 0.14 | 0.2 | 0.15 | 0 | 0 | 0 | 0 | 0 | 0
TVA_Transmission_2_ENT | TVA_Transmission | ENT | 2035 | B03 | 75 | 75 | 3000 | 0 | 0.07 | 0.07 | 0.08 | 0.07 | 0 | 0 | 0 | 0 | 0 | 0
TVA_Transmission_2_ENT | TVA_Transmission | ENT | 2035 | B04 | 100 | 100 | 3000 | 0 | 0.07 | 0.06 | 0.07 | 0.06 | 0 | 0 | 0 | 0 | 0 | 0
TVA_Transmission_2_ENT | TVA_Transmission | ENT | 2035 | B05 | 200 | 200 | 3000 | 0 | 0.02 | 0.02 | 0.02 | 0.02 | 0 | 0 | 0 | 0 | 0 | 0
TVA_Transmission_2_ENT | TVA_Transmission | ENT | 2035 | B06 | 300 | 300 | 3000 | 0 | 0.02 | 0.02 | 0.02 | 0.02 | 0 | 0 | 0 | 0 | 0 | 0
TVA_Transmission_2_ENT | TVA_Transmission | ENT | 2035 | B07 | 400 | 400 | 3000 | 62.67 | 0.31 | 0.04 | 0.32 | 0.04 | 0 | 0 | 0 | 0 | 0 | 0
TVA_Transmission_2_ENT | TVA_Transmission | ENT | 2035 | B08 | 500 | 500 | 3000 | 0 | 0.07 | 0.03 | 0.07 | 0.03 | 0 | 0 | 0 | 0 | 0 | 0
TVA_Transmission_2_ENT | TVA_Transmission | ENT | 2035 | B09 | 800 | 800 | 3000 | 0 | 0.01 | 0.01 | 0.01 | 0.01 | 0 | 0 | 0 | 0 | 0 | 0
TVA_Transmission_2_ENT | TVA_Transmission | ENT | 2035 | B10 | 1262 | 0 | 3000 | 0 | 0 | 0 | 0 | 0 | 0 | 0 | 0 | 0 | 0 | 0
TVA_Transmission_2_ENT | TVA_Transmission | ENT | 2035 | B11 | 25 | 25 | 3000 | 0.01 | 0.29 | 0.33 | 0.31 | 0.34 | 0 | 0 | 0 | 0 | 0 | 0
TVA_Transmission_2_ENT | TVA_Transmission | ENT | 2035 | B12 | 200 | 200 | 3000 | 0 | 0.02 | 0.02 | 0.02 | 0.02 | 0 | 0 | 0 | 0 | 0 | 0
TVA_Transmission_2_ENT | TVA_Transmission | ENT | 2035 | B13 | 600 | 600 | 3000 | 0 | 0.01 | 0.01 | 0.01 | 0.01 | 0 | 0 | 0 | 0 | 0 | 0
TVA_Transmission_2_ENT | TVA_Transmission | ENT | 2035 | B14 | 900 | 0 | 3000 | 0 | 0 | 0 | 0 | 0 | 0 | 0 | 0 | 0 | 0 | 0
TVA_Transmission_2_ENT | TVA_Transmission | ENT | 2035 | B15 | 1203 | 0 | 3000 | 0 | 0 | 0 | 0 | 0 | 0 | 0 | 0 | 0 | 0 | 0
TVA_Transmission_2_ENT | TVA_Transmission | ENT | 2035 | B16 | 25 | 25 | 3000 | 0 | 0.15 | 0.11 | 0.16 | 0.12 | 0 | 0 | 0 | 0 | 0 | 0
TVA_Transmission_2_ENT | TVA_Transmission | ENT | 2035 | B17 | 100 | 100 | 3000 | 0 | 0.04 | 0.03 | 0.04 | 0.03 | 0 | 0 | 0 | 0 | 0 | 0
TVA_Transmission_2_ENT | TVA_Transmission | ENT | 2035 | B18 | 400 | 400 | 3000 | 0 | 0.01 | 0.01 | 0.01 | 0.01 | 0 | 0 | 0 | 0 | 0 | 0
TVA_Transmission_2_ENT | TVA_Transmission | ENT | 2035 | B19 | 700 | 700 | 3000 | 0 | 0.01 | 0 | 0.01 | 0.01 | 0 | 0 | 0 | 0 | 0 | 0
TVA_Transmission_2_ENT | TVA_Transmission | ENT | 2035 | B20 | 935 | 0 | 3000 | 0 | 0 | 0 | 0 | 0 | 0 | 0 | 0 | 0 | 0 | 0
TVA_Transmission_2_ENT | TVA_Transmission | ENT | 2040 | B01 | 10 | 10 | 3000 | 0.01 | 0.46 | 0.34 | 0.51 | 0.38 | 0 | 0 | 0 | 0 | 0 | 0
TVA_Transmission_2_ENT | TVA_Transmission | ENT | 2040 | B02 | 25 | 25 | 3000 | 0 | 0.24 | 0.16 | 0.26 | 0.17 | 0 | 0 | 0 | 0 | 0 | 0
TVA_Transmission_2_ENT | TVA_Transmission | ENT | 2040 | B03 | 75 | 75 | 3000 | 0 | 0.11 | 0.08 | 0.12 | 0.09 | 0 | 0 | 0 | 0 | 0 | 0
TVA_Transmission_2_ENT | TVA_Transmission | ENT | 2040 | B04 | 100 | 100 | 3000 | 0 | 0.09 | 0.08 | 0.09 | 0.08 | 0 | 0 | 0 | 0 | 0 | 0
TVA_Transmission_2_ENT | TVA_Transmission | ENT | 2040 | B05 | 200 | 200 | 3000 | 0 | 0.08 | 0.06 | 0.08 | 0.06 | 0 | 0 | 0 | 0 | 0 | 0
TVA_Transmission_2_ENT | TVA_Transmission | ENT | 2040 | B06 | 300 | 300 | 3000 | 1652.34 | 934.75 | 0.05 | 149.75 | 0.06 | 0 | 0 | 0 | 0 | 0 | 0
TVA_Transmission_2_ENT | TVA_Transmission | ENT | 2040 | B07 | 400 | 400 | 3000 | 841.53 | 0.16 | 0.06 | 0.17 | 0.06 | 0 | 0 | 0 | 0 | 0 | 0
TVA_Transmission_2_ENT | TVA_Transmission | ENT | 2040 | B08 | 500 | 500 | 3000 | 0 | 0.03 | 0.02 | 0.03 | 0.02 | 0 | 0 | 0 | 0 | 0 | 0
TVA_Transmission_2_ENT | TVA_Transmission | ENT | 2040 | B09 | 800 | 800 | 3000 | 0 | 0.01 | 0.01 | 0.01 | 0.01 | 0 | 0 | 0 | 0 | 0 | 0
TVA_Transmission_2_ENT | TVA_Transmission | ENT | 2040 | B10 | 1262 | 1262 | 3000 | 0 | 0.01 | 0.01 | 0.01 | 0.01 | 0 | 0 | 0 | 0 | 0 | 0
TVA_Transmission_2_ENT | TVA_Transmission | ENT | 2040 | B11 | 25 | 25 | 3000 | 0 | 0.31 | 0.33 | 0.33 | 0.35 | 0 | 0 | 0 | 0 | 0 | 0
TVA_Transmission_2_ENT | TVA_Transmission | ENT | 2040 | B12 | 200 | 200 | 3000 | 0 | 0.03 | 0.03 | 0.04 | 0.03 | 0 | 0 | 0 | 0 | 0 | 0
TVA_Transmission_2_ENT | TVA_Transmission | ENT | 2040 | B13 | 600 | 600 | 3000 | 0 | 0.01 | 0.01 | 0.01 | 0.01 | 0 | 0 | 0 | 0 | 0 | 0
TVA_Transmission_2_ENT | TVA_Transmission | ENT | 2040 | B14 | 900 | 900 | 3000 | 0 | 0.01 | 0 | 0.01 | 0 | 0 | 0 | 0 | 0 | 0 | 0
TVA_Transmission_2_ENT | TVA_Transmission | ENT | 2040 | B15 | 1203 | 0 | 3000 | 0 | 0 | 0 | 0 | 0 | 0 | 0 | 0 | 0 | 0 | 0
TVA_Transmission_2_ENT | TVA_Transmission | ENT | 2040 | B16 | 25 | 25 | 3000 | 0 | 0.19 | 0.15 | 0.2 | 0.16 | 0 | 0 | 0 | 0 | 0 | 0
TVA_Transmission_2_ENT | TVA_Transmission | ENT | 2040 | B17 | 100 | 100 | 3000 | 0 | 0.06 | 0.04 | 0.07 | 0.04 | 0 | 0 | 0 | 0 | 0 | 0
TVA_Transmission_2_ENT | TVA_Transmission | ENT | 2040 | B18 | 400 | 400 | 3000 | 0 | 0.02 | 0.01 | 0.02 | 0.01 | 0 | 0 | 0 | 0 | 0 | 0
TVA_Transmission_2_ENT | TVA_Transmission | ENT | 2040 | B19 | 700 | 700 | 3000 | 0 | 0.01 | 0.01 | 0.01 | 0.01 | 0 | 0 | 0 | 0 | 0 | 0
TVA_Transmission_2_ENT | TVA_Transmission | ENT | 2040 | B20 | 935 | 935 | 3000 | 0 | 0.01 | 0 | 0.01 | 0 | 0 | 0 | 0 | 0 | 0 | 0
TVA_Transmission_2_ENT | TVA_Transmission | ENT | 2045 | B01 | 10 | 10 | 3000 | 0.01 | 0.56 | 0.42 | 0.63 | 0.47 | 0 | 0 | 0 | 0 | 0 | 0
TVA_Transmission_2_ENT | TVA_Transmission | ENT | 2045 | B02 | 25 | 25 | 3000 | 0 | 0.23 | 0.17 | 0.26 | 0.19 | 0 | 0 | 0 | 0 | 0 | 0
TVA_Transmission_2_ENT | TVA_Transmission | ENT | 2045 | B03 | 75 | 75 | 3000 | 0 | 0.14 | 0.11 | 0.14 | 0.11 | 0 | 0 | 0 | 0 | 0 | 0
TVA_Transmission_2_ENT | TVA_Transmission | ENT | 2045 | B04 | 100 | 100 | 3000 | 0 | 0.19 | 0.08 | 0.19 | 0.09 | 0 | 0 | 0 | 0 | 0 | 0
TVA_Transmission_2_ENT | TVA_Transmission | ENT | 2045 | B05 | 200 | 200 | 3000 | 0 | 0.08 | 0.12 | 0.09 | 0.12 | 0 | 0 | 0 | 0 | 0 | 0
TVA_Transmission_2_ENT | TVA_Transmission | ENT | 2045 | B06 | 300 | 300 | 3000 | 177.16 | 1261.79 | 826.49 | 159.5 | 290.43 | 0 | 0 | 0 | 0 | 0 | 0
TVA_Transmission_2_ENT | TVA_Transmission | ENT | 2045 | B07 | 400 | 400 | 3000 | 0 | 0.27 | 0.08 | 0.28 | 0.08 | 0 | 0 | 0 | 0 | 0 | 0
TVA_Transmission_2_ENT | TVA_Transmission | ENT | 2045 | B08 | 500 | 500 | 3000 | 0 | 0.03 | 0.03 | 0.03 | 0.03 | 0 | 0 | 0 | 0 | 0 | 0
TVA_Transmission_2_ENT | TVA_Transmission | ENT | 2045 | B09 | 800 | 800 | 3000 | 0 | 0.01 | 0.01 | 0.01 | 0.01 | 0 | 0 | 0 | 0 | 0 | 0
TVA_Transmission_2_ENT | TVA_Transmission | ENT | 2045 | B10 | 1262 | 1262 | 3000 | 0 | 0.01 | 0.01 | 0.01 | 0.01 | 0 | 0 | 0 | 0 | 0 | 0
TVA_Transmission_2_ENT | TVA_Transmission | ENT | 2045 | B11 | 25 | 25 | 3000 | 0 | 0.41 | 0.25 | 0.43 | 0.27 | 0 | 0 | 0 | 0 | 0 | 0
TVA_Transmission_2_ENT | TVA_Transmission | ENT | 2045 | B12 | 200 | 200 | 3000 | 188.78 | 0.04 | 0.04 | 0.04 | 0.04 | 0 | 0 | 0 | 0 | 0 | 0
TVA_Transmission_2_ENT | TVA_Transmission | ENT | 2045 | B13 | 600 | 600 | 3000 | 0 | 0.01 | 0.01 | 0.01 | 0.01 | 0 | 0 | 0 | 0 | 0 | 0
TVA_Transmission_2_ENT | TVA_Transmission | ENT | 2045 | B14 | 900 | 900 | 3000 | 0 | 0.01 | 0.01 | 0.01 | 0.01 | 0 | 0 | 0 | 0 | 0 | 0
TVA_Transmission_2_ENT | TVA_Transmission | ENT | 2045 | B15 | 1203 | 1203 | 3000 | 0 | 0.01 | 0 | 0.01 | 0 | 0 | 0 | 0 | 0 | 0 | 0
TVA_Transmission_2_ENT | TVA_Transmission | ENT | 2045 | B16 | 25 | 25 | 3000 | 0 | 0.23 | 0.17 | 0.25 | 0.19 | 0 | 0 | 0 | 0 | 0 | 0
TVA_Transmission_2_ENT | TVA_Transmission | ENT | 2045 | B17 | 100 | 100 | 3000 | 0 | 0.06 | 0.05 | 0.07 | 0.05 | 0 | 0 | 0 | 0 | 0 | 0
TVA_Transmission_2_ENT | TVA_Transmission | ENT | 2045 | B18 | 400 | 400 | 3000 | 0 | 0.02 | 0.02 | 0.02 | 0.02 | 0 | 0 | 0 | 0 | 0 | 0
TVA_Transmission_2_ENT | TVA_Transmission | ENT | 2045 | B19 | 700 | 700 | 3000 | 0 | 0.01 | 0.01 | 0.01 | 0.01 | 0 | 0 | 0 | 0 | 0 | 0
TVA_Transmission_2_ENT | TVA_Transmission | ENT | 2045 | B20 | 935 | 935 | 3000 | 0 | 0.01 | 0 | 0.01 | 0.01 | 0 | 0 | 0 | 0 | 0 | 0
TVA_Transmission_2_ENT | TVA_Transmission | ENT | 2050 | B01 | 10 | 10 | 3000 | 0 | 0.23 | 0.19 | 0.25 | 0.21 | 0 | 0 | 0 | 0 | 0 | 0
TVA_Transmission_2_ENT | TVA_Transmission | ENT | 2050 | B02 | 25 | 25 | 3000 | 0 | 0.11 | 0.09 | 0.11 | 0.1 | 0 | 0 | 0 | 0 | 0 | 0
TVA_Transmission_2_ENT | TVA_Transmission | ENT | 2050 | B03 | 75 | 75 | 3000 | 0 | 0.07 | 0.03 | 0.07 | 0.03 | 0 | 0 | 0 | 0 | 0 | 0
TVA_Transmission_2_ENT | TVA_Transmission | ENT | 2050 | B04 | 100 | 100 | 3000 | 0 | 0.05 | 0.04 | 0.06 | 0.04 | 0 | 0 | 0 | 0 | 0 | 0
TVA_Transmission_2_ENT | TVA_Transmission | ENT | 2050 | B05 | 200 | 200 | 3000 | 0 | 79.12 | 0.16 | 60.7 | 0.16 | 0 | 0 | 0 | 0 | 0 | 0
TVA_Transmission_2_ENT | TVA_Transmission | ENT | 2050 | B06 | 300 | 300 | 3000 | 0 | 0.05 | 0.07 | 0.05 | 0.07 | 0 | 0 | 0 | 0 | 0 | 0
TVA_Transmission_2_ENT | TVA_Transmission | ENT | 2050 | B07 | 400 | 400 | 3000 | 0 | 0.05 | 0.01 | 0.05 | 0.01 | 0 | 0 | 0 | 0 | 0 | 0
TVA_Transmission_2_ENT | TVA_Transmission | ENT | 2050 | B08 | 500 | 500 | 3000 | 0 | 0.02 | 0.01 | 0.03 | 0.01 | 0 | 0 | 0 | 0 | 0 | 0
TVA_Transmission_2_ENT | TVA_Transmission | ENT | 2050 | B09 | 800 | 800 | 3000 | 0 | 0.01 | 0 | 0.01 | 0 | 0 | 0 | 0 | 0 | 0 | 0
TVA_Transmission_2_ENT | TVA_Transmission | ENT | 2050 | B10 | 1262 | 0 | 3000 | 0 | 0 | 0 | 0 | 0 | 0 | 0 | 0 | 0 | 0 | 0
TVA_Transmission_2_ENT | TVA_Transmission | ENT | 2050 | B11 | 25 | 25 | 3000 | 0.01 | 0.15 | 0.11 | 0.16 | 0.11 | 0 | 0 | 0 | 0 | 0 | 0
TVA_Transmission_2_ENT | TVA_Transmission | ENT | 2050 | B12 | 200 | 200 | 3000 | 0 | 0.03 | 0.01 | 0.03 | 0.01 | 0 | 0 | 0 | 0 | 0 | 0
TVA_Transmission_2_ENT | TVA_Transmission | ENT | 2050 | B13 | 600 | 600 | 3000 | 0 | 0.01 | 0.01 | 0.01 | 0.01 | 0 | 0 | 0 | 0 | 0 | 0
TVA_Transmission_2_ENT | TVA_Transmission | ENT | 2050 | B14 | 900 | 900 | 3000 | 0 | 0.01 | 0 | 0.01 | 0 | 0 | 0 | 0 | 0 | 0 | 0
TVA_Transmission_2_ENT | TVA_Transmission | ENT | 2050 | B15 | 1203 | 0 | 3000 | 0 | 0 | 0 | 0 | 0 | 0 | 0 | 0 | 0 | 0 | 0
TVA_Transmission_2_ENT | TVA_Transmission | ENT | 2050 | B16 | 25 | 25 | 3000 | 149.25 | 0.1 | 0.09 | 0.11 | 0.1 | 0 | 0 | 0 | 0 | 0 | 0
TVA_Transmission_2_ENT | TVA_Transmission | ENT | 2050 | B17 | 100 | 100 | 3000 | 0 | 0.03 | 0.02 | 0.03 | 0.02 | 0 | 0 | 0 | 0 | 0 | 0
TVA_Transmission_2_ENT | TVA_Transmission | ENT | 2050 | B18 | 400 | 400 | 3000 | 0 | 0.01 | 0.01 | 0.01 | 0.01 | 0 | 0 | 0 | 0 | 0 | 0
TVA_Transmission_2_ENT | TVA_Transmission | ENT | 2050 | B19 | 700 | 700 | 3000 | 0 | 0.01 | 0 | 0.01 | 0 | 0 | 0 | 0 | 0 | 0 | 0
TVA_Transmission_2_ENT | TVA_Transmission | ENT | 2050 | B20 | 935 | 0 | 3000 | 0 | 0 | 0 | 0 | 0 | 0 | 0 | 0 | 0 | 0 | 0
TVA_Transmission_2_MISO_MO-IL | TVA_Transmission | MISO_MO-IL | 2015 | B01 | 10 | 10 | 4000 | 0 | 0.15 | 0.11 | 0.16 | 0.12 | 0 | 0 | 0 | 0 | 0 | 0
TVA_Transmission_2_MISO_MO-IL | TVA_Transmission | MISO_MO-IL | 2015 | B02 | 25 | 25 | 4000 | 0 | 0.06 | 0.04 | 0.06 | 0.05 | 0 | 0 | 0 | 0 | 0 | 0
TVA_Transmission_2_MISO_MO-IL | TVA_Transmission | MISO_MO-IL | 2015 | B03 | 75 | 75 | 4000 | 0 | 0.02 | 0.02 | 0.02 | 0.02 | 0 | 0 | 0 | 0 | 0 | 0
TVA_Transmission_2_MISO_MO-IL | TVA_Transmission | MISO_MO-IL | 2015 | B04 | 100 | 100 | 4000 | 0 | 0.02 | 0.01 | 0.02 | 0.01 | 0 | 0 | 0 | 0 | 0 | 0
TVA_Transmission_2_MISO_MO-IL | TVA_Transmission | MISO_MO-IL | 2015 | B05 | 200 | 200 | 4000 | 0 | 0.01 | 0.01 | 0.01 | 0.01 | 0 | 0 | 0 | 0 | 0 | 0
TVA_Transmission_2_MISO_MO-IL | TVA_Transmission | MISO_MO-IL | 2015 | B06 | 300 | 300 | 4000 | 0 | 0.01 | 0 | 0.01 | 0 | 0 | 0 | 0 | 0 | 0 | 0
TVA_Transmission_2_MISO_MO-IL | TVA_Transmission | MISO_MO-IL | 2015 | B07 | 400 | 0 | 4000 | 0 | 0 | 0 | 0 | 0 | 0 | 0 | 0 | 0 | 0 | 0
TVA_Transmission_2_MISO_MO-IL | TVA_Transmission | MISO_MO-IL | 2015 | B08 | 500 | 0 | 4000 | 0 | 0 | 0 | 0 | 0 | 0 | 0 | 0 | 0 | 0 | 0
TVA_Transmission_2_MISO_MO-IL | TVA_Transmission | MISO_MO-IL | 2015 | B09 | 800 | 0 | 4000 | 0 | 0 | 0 | 0 | 0 | 0 | 0 | 0 | 0 | 0 | 0
TVA_Transmission_2_MISO_MO-IL | TVA_Transmission | MISO_MO-IL | 2015 | B10 | 1262 | 0 | 4000 | 0 | 0 | 0 | 0 | 0 | 0 | 0 | 0 | 0 | 0 | 0
TVA_Transmission_2_MISO_MO-IL | TVA_Transmission | MISO_MO-IL | 2015 | B11 | 25 | 25 | 4000 | 0 | 0.07 | 0.05 | 0.08 | 0.06 | 0 | 0 | 0 | 0 | 0 | 0
TVA_Transmission_2_MISO_MO-IL | TVA_Transmission | MISO_MO-IL | 2015 | B12 | 200 | 200 | 4000 | 0 | 0.01 | 0.01 | 0.01 | 0.01 | 0 | 0 | 0 | 0 | 0 | 0
TVA_Transmission_2_MISO_MO-IL | TVA_Transmission | MISO_MO-IL | 2015 | B13 | 600 | 0 | 4000 | 0 | 0 | 0 | 0 | 0 | 0 | 0 | 0 | 0 | 0 | 0
TVA_Transmission_2_MISO_MO-IL | TVA_Transmission | MISO_MO-IL | 2015 | B14 | 900 | 0 | 4000 | 0 | 0 | 0 | 0 | 0 | 0 | 0 | 0 | 0 | 0 | 0
TVA_Transmission_2_MISO_MO-IL | TVA_Transmission | MISO_MO-IL | 2015 | B15 | 1203 | 0 | 4000 | 0 | 0 | 0 | 0 | 0 | 0 | 0 | 0 | 0 | 0 | 0
TVA_Transmission_2_MISO_MO-IL | TVA_Transmission | MISO_MO-IL | 2015 | B16 | 25 | 25 | 4000 | 0 | 0.06 | 0.04 | 0.06 | 0.05 | 0 | 0 | 0 | 0 | 0 | 0
TVA_Transmission_2_MISO_MO-IL | TVA_Transmission | MISO_MO-IL | 2015 | B17 | 100 | 100 | 4000 | 0 | 0.02 | 0.02 | 0.02 | 0.02 | 0 | 0 | 0 | 0 | 0 | 0
TVA_Transmission_2_MISO_MO-IL | TVA_Transmission | MISO_MO-IL | 2015 | B18 | 400 | 0 | 4000 | 0 | 0 | 0 | 0 | 0 | 0 | 0 | 0 | 0 | 0 | 0
TVA_Transmission_2_MISO_MO-IL | TVA_Transmission | MISO_MO-IL | 2015 | B19 | 700 | 0 | 4000 | 0 | 0 | 0 | 0 | 0 | 0 | 0 | 0 | 0 | 0 | 0
TVA_Transmission_2_MISO_MO-IL | TVA_Transmission | MISO_MO-IL | 2015 | B20 | 935 | 0 | 4000 | 0 | 0 | 0 | 0 | 0 | 0 | 0 | 0 | 0 | 0 | 0
TVA_Transmission_2_MISO_MO-IL | TVA_Transmission | MISO_MO-IL | 2020 | B01 | 10 | 10 | 4000 | 0 | 0.18 | 0.13 | 0.2 | 0.14 | 0 | 0 | 0 | 0 | 0 | 0
TVA_Transmission_2_MISO_MO-IL | TVA_Transmission | MISO_MO-IL | 2020 | B02 | 25 | 25 | 4000 | 0 | 0.07 | 0.05 | 0.08 | 0.06 | 0 | 0 | 0 | 0 | 0 | 0
TVA_Transmission_2_MISO_MO-IL | TVA_Transmission | MISO_MO-IL | 2020 | B03 | 75 | 75 | 4000 | 0 | 0.03 | 0.02 | 0.03 | 0.02 | 0 | 0 | 0 | 0 | 0 | 0
TVA_Transmission_2_MISO_MO-IL | TVA_Transmission | MISO_MO-IL | 2020 | B04 | 100 | 100 | 4000 | 0 | 0.02 | 0.02 | 0.02 | 0.02 | 0 | 0 | 0 | 0 | 0 | 0
TVA_Transmission_2_MISO_MO-IL | TVA_Transmission | MISO_MO-IL | 2020 | B05 | 200 | 200 | 4000 | 0 | 0.01 | 0.01 | 0.01 | 0.01 | 0 | 0 | 0 | 0 | 0 | 0
TVA_Transmission_2_MISO_MO-IL | TVA_Transmission | MISO_MO-IL | 2020 | B06 | 300 | 300 | 4000 | 0 | 0.01 | 0.01 | 0.01 | 0.01 | 0 | 0 | 0 | 0 | 0 | 0
TVA_Transmission_2_MISO_MO-IL | TVA_Transmission | MISO_MO-IL | 2020 | B07 | 400 | 400 | 4000 | 0 | 0.01 | 0 | 0.01 | 0 | 0 | 0 | 0 | 0 | 0 | 0
TVA_Transmission_2_MISO_MO-IL | TVA_Transmission | MISO_MO-IL | 2020 | B08 | 500 | 0 | 4000 | 0 | 0 | 0 | 0 | 0 | 0 | 0 | 0 | 0 | 0 | 0
TVA_Transmission_2_MISO_MO-IL | TVA_Transmission | MISO_MO-IL | 2020 | B09 | 800 | 0 | 4000 | 0 | 0 | 0 | 0 | 0 | 0 | 0 | 0 | 0 | 0 | 0
TVA_Transmission_2_MISO_MO-IL | TVA_Transmission | MISO_MO-IL | 2020 | B10 | 1262 | 0 | 4000 | 0 | 0 | 0 | 0 | 0 | 0 | 0 | 0 | 0 | 0 | 0
TVA_Transmission_2_MISO_MO-IL | TVA_Transmission | MISO_MO-IL | 2020 | B11 | 25 | 25 | 4000 | 0 | 0.08 | 0.06 | 0.09 | 0.07 | 0 | 0 | 0 | 0 | 0 | 0
TVA_Transmission_2_MISO_MO-IL | TVA_Transmission | MISO_MO-IL | 2020 | B12 | 200 | 200 | 4000 | 0 | 0.01 | 0.01 | 0.01 | 0.01 | 0 | 0 | 0 | 0 | 0 | 0
TVA_Transmission_2_MISO_MO-IL | TVA_Transmission | MISO_MO-IL | 2020 | B13 | 600 | 0 | 4000 | 0 | 0 | 0 | 0 | 0 | 0 | 0 | 0 | 0 | 0 | 0
TVA_Transmission_2_MISO_MO-IL | TVA_Transmission | MISO_MO-IL | 2020 | B14 | 900 | 0 | 4000 | 0 | 0 | 0 | 0 | 0 | 0 | 0 | 0 | 0 | 0 | 0
TVA_Transmission_2_MISO_MO-IL | TVA_Transmission | MISO_MO-IL | 2020 | B15 | 1203 | 0 | 4000 | 0 | 0 | 0 | 0 | 0 | 0 | 0 | 0 | 0 | 0 | 0
TVA_Transmission_2_MISO_MO-IL | TVA_Transmission | MISO_MO-IL | 2020 | B16 | 25 | 25 | 4000 | 0 | 0.09 | 0.06 | 0.09 | 0.06 | 0 | 0 | 0 | 0 | 0 | 0
TVA_Transmission_2_MISO_MO-IL | TVA_Transmission | MISO_MO-IL | 2020 | B17 | 100 | 100 | 4000 | 0 | 0.02 | 0.02 | 0.03 | 0.02 | 0 | 0 | 0 | 0 | 0 | 0
TVA_Transmission_2_MISO_MO-IL | TVA_Transmission | MISO_MO-IL | 2020 | B18 | 400 | 400 | 4000 | 0 | 0.01 | 0 | 0.01 | 0 | 0 | 0 | 0 | 0 | 0 | 0
TVA_Transmission_2_MISO_MO-IL | TVA_Transmission | MISO_MO-IL | 2020 | B19 | 700 | 0 | 4000 | 0 | 0 | 0 | 0 | 0 | 0 | 0 | 0 | 0 | 0 | 0
TVA_Transmission_2_MISO_MO-IL | TVA_Transmission | MISO_MO-IL | 2020 | B20 | 935 | 0 | 4000 | 0 | 0 | 0 | 0 | 0 | 0 | 0 | 0 | 0 | 0 | 0
TVA_Transmission_2_MISO_MO-IL | TVA_Transmission | MISO_MO-IL | 2025 | B01 | 10 | 10 | 4000 | 0 | 0.23 | 0.17 | 0.24 | 0.18 | 0 | 0 | 0 | 0 | 0 | 0
TVA_Transmission_2_MISO_MO-IL | TVA_Transmission | MISO_MO-IL | 2025 | B02 | 25 | 25 | 4000 | 0 | 0.09 | 0.07 | 0.1 | 0.07 | 0 | 0 | 0 | 0 | 0 | 0
TVA_Transmission_2_MISO_MO-IL | TVA_Transmission | MISO_MO-IL | 2025 | B03 | 75 | 75 | 4000 | 0 | 0.03 | 0.02 | 0.04 | 0.02 | 0 | 0 | 0 | 0 | 0 | 0
TVA_Transmission_2_MISO_MO-IL | TVA_Transmission | MISO_MO-IL | 2025 | B04 | 100 | 100 | 4000 | 0 | 0.02 | 0.02 | 0.02 | 0.02 | 0 | 0 | 0 | 0 | 0 | 0
TVA_Transmission_2_MISO_MO-IL | TVA_Transmission | MISO_MO-IL | 2025 | B05 | 200 | 200 | 4000 | 0 | 0.01 | 0.01 | 0.01 | 0.01 | 0 | 0 | 0 | 0 | 0 | 0
TVA_Transmission_2_MISO_MO-IL | TVA_Transmission | MISO_MO-IL | 2025 | B06 | 300 | 300 | 4000 | 0 | 0.01 | 0.01 | 0.01 | 0.01 | 0 | 0 | 0 | 0 | 0 | 0
TVA_Transmission_2_MISO_MO-IL | TVA_Transmission | MISO_MO-IL | 2025 | B07 | 400 | 400 | 4000 | 0 | 0.01 | 0 | 0.01 | 0 | 0 | 0 | 0 | 0 | 0 | 0
TVA_Transmission_2_MISO_MO-IL | TVA_Transmission | MISO_MO-IL | 2025 | B08 | 500 | 500 | 4000 | 0 | 0.01 | 0 | 0.01 | 0 | 0 | 0 | 0 | 0 | 0 | 0
TVA_Transmission_2_MISO_MO-IL | TVA_Transmission | MISO_MO-IL | 2025 | B09 | 800 | 0 | 4000 | 0 | 0 | 0 | 0 | 0 | 0 | 0 | 0 | 0 | 0 | 0
TVA_Transmission_2_MISO_MO-IL | TVA_Transmission | MISO_MO-IL | 2025 | B10 | 1262 | 0 | 4000 | 0 | 0 | 0 | 0 | 0 | 0 | 0 | 0 | 0 | 0 | 0
TVA_Transmission_2_MISO_MO-IL | TVA_Transmission | MISO_MO-IL | 2025 | B11 | 25 | 25 | 4000 | 0 | 0.09 | 0.07 | 0.1 | 0.07 | 0 | 0 | 0 | 0 | 0 | 0
TVA_Transmission_2_MISO_MO-IL | TVA_Transmission | MISO_MO-IL | 2025 | B12 | 200 | 200 | 4000 | 0 | 0.01 | 0.01 | 0.02 | 0.01 | 0 | 0 | 0 | 0 | 0 | 0
TVA_Transmission_2_MISO_MO-IL | TVA_Transmission | MISO_MO-IL | 2025 | B13 | 600 | 600 | 4000 | 0 | 0.01 | 0 | 0.01 | 0 | 0 | 0 | 0 | 0 | 0 | 0
TVA_Transmission_2_MISO_MO-IL | TVA_Transmission | MISO_MO-IL | 2025 | B14 | 900 | 0 | 4000 | 0 | 0 | 0 | 0 | 0 | 0 | 0 | 0 | 0 | 0 | 0
TVA_Transmission_2_MISO_MO-IL | TVA_Transmission | MISO_MO-IL | 2025 | B15 | 1203 | 0 | 4000 | 0 | 0 | 0 | 0 | 0 | 0 | 0 | 0 | 0 | 0 | 0
TVA_Transmission_2_MISO_MO-IL | TVA_Transmission | MISO_MO-IL | 2025 | B16 | 25 | 25 | 4000 | 0 | 0.09 | 0.07 | 0.1 | 0.07 | 0 | 0 | 0 | 0 | 0 | 0
TVA_Transmission_2_MISO_MO-IL | TVA_Transmission | MISO_MO-IL | 2025 | B17 | 100 | 100 | 4000 | 0 | 0.03 | 0.02 | 0.03 | 0.02 | 0 | 0 | 0 | 0 | 0 | 0
TVA_Transmission_2_MISO_MO-IL | TVA_Transmission | MISO_MO-IL | 2025 | B18 | 400 | 400 | 4000 | 0 | 0.01 | 0 | 0.01 | 0 | 0 | 0 | 0 | 0 | 0 | 0
TVA_Transmission_2_MISO_MO-IL | TVA_Transmission | MISO_MO-IL | 2025 | B19 | 700 | 0 | 4000 | 0 | 0 | 0 | 0 | 0 | 0 | 0 | 0 | 0 | 0 | 0
TVA_Transmission_2_MISO_MO-IL | TVA_Transmission | MISO_MO-IL | 2025 | B20 | 935 | 0 | 4000 | 0 | 0 | 0 | 0 | 0 | 0 | 0 | 0 | 0 | 0 | 0
TVA_Transmission_2_MISO_MO-IL | TVA_Transmission | MISO_MO-IL | 2030 | B01 | 10 | 10 | 4000 | 0 | 0.28 | 0.26 | 0.31 | 0.28 | 0 | 0 | 0 | 0 | 0 | 0
TVA_Transmission_2_MISO_MO-IL | TVA_Transmission | MISO_MO-IL | 2030 | B02 | 25 | 25 | 4000 | 0 | 0.11 | 0.1 | 0.12 | 0.1 | 0 | 0 | 0 | 0 | 0 | 0
TVA_Transmission_2_MISO_MO-IL | TVA_Transmission | MISO_MO-IL | 2030 | B03 | 75 | 75 | 4000 | 0 | 0.04 | 0.03 | 0.04 | 0.04 | 0 | 0 | 0 | 0 | 0 | 0
TVA_Transmission_2_MISO_MO-IL | TVA_Transmission | MISO_MO-IL | 2030 | B04 | 100 | 100 | 4000 | 0 | 0.03 | 0.02 | 0.03 | 0.02 | 0 | 0 | 0 | 0 | 0 | 0
TVA_Transmission_2_MISO_MO-IL | TVA_Transmission | MISO_MO-IL | 2030 | B05 | 200 | 200 | 4000 | 0 | 0.02 | 0.01 | 0.02 | 0.01 | 0 | 0 | 0 | 0 | 0 | 0
TVA_Transmission_2_MISO_MO-IL | TVA_Transmission | MISO_MO-IL | 2030 | B06 | 300 | 300 | 4000 | 0 | 0.01 | 0.01 | 0.01 | 0.01 | 0 | 0 | 0 | 0 | 0 | 0
TVA_Transmission_2_MISO_MO-IL | TVA_Transmission | MISO_MO-IL | 2030 | B07 | 400 | 400 | 4000 | 0 | 0.01 | 0.01 | 0.01 | 0.01 | 0 | 0 | 0 | 0 | 0 | 0
TVA_Transmission_2_MISO_MO-IL | TVA_Transmission | MISO_MO-IL | 2030 | B08 | 500 | 500 | 4000 | 0 | 0.01 | 0.01 | 0.01 | 0.01 | 0 | 0 | 0 | 0 | 0 | 0
TVA_Transmission_2_MISO_MO-IL | TVA_Transmission | MISO_MO-IL | 2030 | B09 | 800 | 0 | 4000 | 0 | 0 | 0 | 0 | 0 | 0 | 0 | 0 | 0 | 0 | 0
TVA_Transmission_2_MISO_MO-IL | TVA_Transmission | MISO_MO-IL | 2030 | B10 | 1262 | 0 | 4000 | 0 | 0 | 0 | 0 | 0 | 0 | 0 | 0 | 0 | 0 | 0
TVA_Transmission_2_MISO_MO-IL | TVA_Transmission | MISO_MO-IL | 2030 | B11 | 25 | 25 | 4000 | 0 | 0.11 | 0.1 | 0.12 | 0.1 | 0 | 0 | 0 | 0 | 0 | 0
TVA_Transmission_2_MISO_MO-IL | TVA_Transmission | MISO_MO-IL | 2030 | B12 | 200 | 200 | 4000 | 0 | 0.01 | 0.01 | 0.02 | 0.01 | 0 | 0 | 0 | 0 | 0 | 0
TVA_Transmission_2_MISO_MO-IL | TVA_Transmission | MISO_MO-IL | 2030 | B13 | 600 | 600 | 4000 | 0 | 0.01 | 0 | 0.01 | 0 | 0 | 0 | 0 | 0 | 0 | 0
TVA_Transmission_2_MISO_MO-IL | TVA_Transmission | MISO_MO-IL | 2030 | B14 | 900 | 0 | 4000 | 0 | 0 | 0 | 0 | 0 | 0 | 0 | 0 | 0 | 0 | 0
TVA_Transmission_2_MISO_MO-IL | TVA_Transmission | MISO_MO-IL | 2030 | B15 | 1203 | 0 | 4000 | 0 | 0 | 0 | 0 | 0 | 0 | 0 | 0 | 0 | 0 | 0
TVA_Transmission_2_MISO_MO-IL | TVA_Transmission | MISO_MO-IL | 2030 | B16 | 25 | 25 | 4000 | 0 | 0.1 | 0.09 | 0.11 | 0.1 | 0 | 0 | 0 | 0 | 0 | 0
TVA_Transmission_2_MISO_MO-IL | TVA_Transmission | MISO_MO-IL | 2030 | B17 | 100 | 100 | 4000 | 0 | 0.03 | 0.02 | 0.03 | 0.03 | 0 | 0 | 0 | 0 | 0 | 0
TVA_Transmission_2_MISO_MO-IL | TVA_Transmission | MISO_MO-IL | 2030 | B18 | 400 | 400 | 4000 | 0 | 0.01 | 0.01 | 0.01 | 0.01 | 0 | 0 | 0 | 0 | 0 | 0
TVA_Transmission_2_MISO_MO-IL | TVA_Transmission | MISO_MO-IL | 2030 | B19 | 700 | 0 | 4000 | 0 | 0 | 0 | 0 | 0 | 0 | 0 | 0 | 0 | 0 | 0
TVA_Transmission_2_MISO_MO-IL | TVA_Transmission | MISO_MO-IL | 2030 | B20 | 935 | 0 | 4000 | 0 | 0 | 0 | 0 | 0 | 0 | 0 | 0 | 0 | 0 | 0
TVA_Transmission_2_MISO_MO-IL | TVA_Transmission | MISO_MO-IL | 2035 | B01 | 10 | 10 | 4000 | 0 | 0.39 | 0.28 | 0.42 | 0.3 | 0 | 0 | 0 | 0 | 0 | 0
TVA_Transmission_2_MISO_MO-IL | TVA_Transmission | MISO_MO-IL | 2035 | B02 | 25 | 25 | 4000 | 0 | 0.15 | 0.12 | 0.16 | 0.13 | 0 | 0 | 0 | 0 | 0 | 0
TVA_Transmission_2_MISO_MO-IL | TVA_Transmission | MISO_MO-IL | 2035 | B03 | 75 | 75 | 4000 | 0 | 0.05 | 0.04 | 0.05 | 0.04 | 0 | 0 | 0 | 0 | 0 | 0
TVA_Transmission_2_MISO_MO-IL | TVA_Transmission | MISO_MO-IL | 2035 | B04 | 100 | 100 | 4000 | 826.65 | 0.04 | 0.03 | 0.04 | 0.03 | 0 | 0 | 0 | 0 | 0 | 0
TVA_Transmission_2_MISO_MO-IL | TVA_Transmission | MISO_MO-IL | 2035 | B05 | 200 | 200 | 4000 | 0 | 0.02 | 0.02 | 0.02 | 0.02 | 0 | 0 | 0 | 0 | 0 | 0
TVA_Transmission_2_MISO_MO-IL | TVA_Transmission | MISO_MO-IL | 2035 | B06 | 300 | 300 | 4000 | 0 | 0.02 | 0.02 | 0.02 | 0.02 | 0 | 0 | 0 | 0 | 0 | 0
TVA_Transmission_2_MISO_MO-IL | TVA_Transmission | MISO_MO-IL | 2035 | B07 | 400 | 400 | 4000 | 0 | 0.02 | 0.02 | 0.02 | 0.02 | 0 | 0 | 0 | 0 | 0 | 0
TVA_Transmission_2_MISO_MO-IL | TVA_Transmission | MISO_MO-IL | 2035 | B08 | 500 | 500 | 4000 | 0 | 0.01 | 0.01 | 0.01 | 0.01 | 0 | 0 | 0 | 0 | 0 | 0
TVA_Transmission_2_MISO_MO-IL | TVA_Transmission | MISO_MO-IL | 2035 | B09 | 800 | 800 | 4000 | 0 | 0.01 | 0 | 0.01 | 0 | 0 | 0 | 0 | 0 | 0 | 0
TVA_Transmission_2_MISO_MO-IL | TVA_Transmission | MISO_MO-IL | 2035 | B10 | 1262 | 0 | 4000 | 0 | 0 | 0 | 0 | 0 | 0 | 0 | 0 | 0 | 0 | 0
TVA_Transmission_2_MISO_MO-IL | TVA_Transmission | MISO_MO-IL | 2035 | B11 | 25 | 25 | 4000 | 0 | 0.15 | 0.15 | 0.16 | 0.16 | 0 | 0 | 0 | 0 | 0 | 0
TVA_Transmission_2_MISO_MO-IL | TVA_Transmission | MISO_MO-IL | 2035 | B12 | 200 | 200 | 4000 | 0 | 0.02 | 0.02 | 0.02 | 0.02 | 0 | 0 | 0 | 0 | 0 | 0
TVA_Transmission_2_MISO_MO-IL | TVA_Transmission | MISO_MO-IL | 2035 | B13 | 600 | 600 | 4000 | 0 | 0.01 | 0.01 | 0.01 | 0.01 | 0 | 0 | 0 | 0 | 0 | 0
TVA_Transmission_2_MISO_MO-IL | TVA_Transmission | MISO_MO-IL | 2035 | B14 | 900 | 0 | 4000 | 0 | 0 | 0 | 0 | 0 | 0 | 0 | 0 | 0 | 0 | 0
TVA_Transmission_2_MISO_MO-IL | TVA_Transmission | MISO_MO-IL | 2035 | B15 | 1203 | 0 | 4000 | 0 | 0 | 0 | 0 | 0 | 0 | 0 | 0 | 0 | 0 | 0
TVA_Transmission_2_MISO_MO-IL | TVA_Transmission | MISO_MO-IL | 2035 | B16 | 25 | 25 | 4000 | 0 | 0.14 | 0.12 | 0.15 | 0.12 | 0 | 0 | 0 | 0 | 0 | 0
TVA_Transmission_2_MISO_MO-IL | TVA_Transmission | MISO_MO-IL | 2035 | B17 | 100 | 100 | 4000 | 0 | 0.04 | 0.03 | 0.04 | 0.04 | 0 | 0 | 0 | 0 | 0 | 0
TVA_Transmission_2_MISO_MO-IL | TVA_Transmission | MISO_MO-IL | 2035 | B18 | 400 | 400 | 4000 | 0 | 0.01 | 0.01 | 0.01 | 0.01 | 0 | 0 | 0 | 0 | 0 | 0
TVA_Transmission_2_MISO_MO-IL | TVA_Transmission | MISO_MO-IL | 2035 | B19 | 700 | 700 | 4000 | 0 | 0.01 | 0 | 0.01 | 0.01 | 0 | 0 | 0 | 0 | 0 | 0
TVA_Transmission_2_MISO_MO-IL | TVA_Transmission | MISO_MO-IL | 2035 | B20 | 935 | 0 | 4000 | 0 | 0 | 0 | 0 | 0 | 0 | 0 | 0 | 0 | 0 | 0
TVA_Transmission_2_MISO_MO-IL | TVA_Transmission | MISO_MO-IL | 2040 | B01 | 10 | 10 | 4000 | 0 | 0.37 | 0.32 | 0.4 | 0.35 | 0 | 0 | 0 | 0 | 0 | 0
TVA_Transmission_2_MISO_MO-IL | TVA_Transmission | MISO_MO-IL | 2040 | B02 | 25 | 25 | 4000 | 0 | 0.18 | 0.14 | 0.19 | 0.15 | 0 | 0 | 0 | 0 | 0 | 0
TVA_Transmission_2_MISO_MO-IL | TVA_Transmission | MISO_MO-IL | 2040 | B03 | 75 | 75 | 4000 | 0 | 0.06 | 0.05 | 0.07 | 0.05 | 0 | 0 | 0 | 0 | 0 | 0
TVA_Transmission_2_MISO_MO-IL | TVA_Transmission | MISO_MO-IL | 2040 | B04 | 100 | 100 | 4000 | 681.33 | 0.05 | 0.04 | 0.05 | 0.04 | 0 | 0 | 0 | 0 | 0 | 0
TVA_Transmission_2_MISO_MO-IL | TVA_Transmission | MISO_MO-IL | 2040 | B05 | 200 | 200 | 4000 | 254.47 | 0.05 | 0.04 | 0.05 | 0.04 | 0 | 0 | 0 | 0 | 0 | 0
TVA_Transmission_2_MISO_MO-IL | TVA_Transmission | MISO_MO-IL | 2040 | B06 | 300 | 300 | 4000 | 0.13 | 0.1 | 0.03 | 0.1 | 0.03 | 0 | 0 | 0 | 0 | 0 | 0
TVA_Transmission_2_MISO_MO-IL | TVA_Transmission | MISO_MO-IL | 2040 | B07 | 400 | 400 | 4000 | 0 | 0.02 | 0.01 | 0.02 | 0.01 | 0 | 0 | 0 | 0 | 0 | 0
TVA_Transmission_2_MISO_MO-IL | TVA_Transmission | MISO_MO-IL | 2040 | B08 | 500 | 500 | 4000 | 0 | 0.01 | 0.01 | 0.01 | 0.01 | 0 | 0 | 0 | 0 | 0 | 0
TVA_Transmission_2_MISO_MO-IL | TVA_Transmission | MISO_MO-IL | 2040 | B09 | 800 | 800 | 4000 | 0 | 0.01 | 0.01 | 0.01 | 0.01 | 0 | 0 | 0 | 0 | 0 | 0
TVA_Transmission_2_MISO_MO-IL | TVA_Transmission | MISO_MO-IL | 2040 | B10 | 1262 | 1262 | 4000 | 0 | 0.01 | 0.01 | 0.01 | 0.01 | 0 | 0 | 0 | 0 | 0 | 0
TVA_Transmission_2_MISO_MO-IL | TVA_Transmission | MISO_MO-IL | 2040 | B11 | 25 | 25 | 4000 | 0 | 0.19 | 0.16 | 0.2 | 0.17 | 0 | 0 | 0 | 0 | 0 | 0
TVA_Transmission_2_MISO_MO-IL | TVA_Transmission | MISO_MO-IL | 2040 | B12 | 200 | 200 | 4000 | 0 | 0.02 | 0.02 | 0.03 | 0.02 | 0 | 0 | 0 | 0 | 0 | 0
TVA_Transmission_2_MISO_MO-IL | TVA_Transmission | MISO_MO-IL | 2040 | B13 | 600 | 600 | 4000 | 0 | 0.01 | 0.01 | 0.01 | 0.01 | 0 | 0 | 0 | 0 | 0 | 0
TVA_Transmission_2_MISO_MO-IL | TVA_Transmission | MISO_MO-IL | 2040 | B14 | 900 | 900 | 4000 | 0 | 0.01 | 0 | 0.01 | 0 | 0 | 0 | 0 | 0 | 0 | 0
TVA_Transmission_2_MISO_MO-IL | TVA_Transmission | MISO_MO-IL | 2040 | B15 | 1203 | 0 | 4000 | 0 | 0 | 0 | 0 | 0 | 0 | 0 | 0 | 0 | 0 | 0
TVA_Transmission_2_MISO_MO-IL | TVA_Transmission | MISO_MO-IL | 2040 | B16 | 25 | 25 | 4000 | 0 | 0.15 | 0.14 | 0.16 | 0.15 | 0 | 0 | 0 | 0 | 0 | 0
TVA_Transmission_2_MISO_MO-IL | TVA_Transmission | MISO_MO-IL | 2040 | B17 | 100 | 100 | 4000 | 0 | 0.05 | 0.04 | 0.05 | 0.04 | 0 | 0 | 0 | 0 | 0 | 0
TVA_Transmission_2_MISO_MO-IL | TVA_Transmission | MISO_MO-IL | 2040 | B18 | 400 | 400 | 4000 | 0 | 0.01 | 0.01 | 0.01 | 0.01 | 0 | 0 | 0 | 0 | 0 | 0
TVA_Transmission_2_MISO_MO-IL | TVA_Transmission | MISO_MO-IL | 2040 | B19 | 700 | 700 | 4000 | 0 | 0.01 | 0.01 | 0.01 | 0.01 | 0 | 0 | 0 | 0 | 0 | 0
TVA_Transmission_2_MISO_MO-IL | TVA_Transmission | MISO_MO-IL | 2040 | B20 | 935 | 935 | 4000 | 0 | 0 | 0 | 0.01 | 0 | 0 | 0 | 0 | 0 | 0 | 0
TVA_Transmission_2_MISO_MO-IL | TVA_Transmission | MISO_MO-IL | 2045 | B01 | 10 | 10 | 4000 | 0 | 0.57 | 0.43 | 0.62 | 0.47 | 0 | 0 | 0 | 0 | 0 | 0
TVA_Transmission_2_MISO_MO-IL | TVA_Transmission | MISO_MO-IL | 2045 | B02 | 25 | 25 | 4000 | 0 | 0.23 | 0.18 | 0.25 | 0.19 | 0 | 0 | 0 | 0 | 0 | 0
TVA_Transmission_2_MISO_MO-IL | TVA_Transmission | MISO_MO-IL | 2045 | B03 | 75 | 75 | 4000 | 1122.6 | 0.1 | 0.06 | 0.11 | 0.06 | 0 | 0 | 0 | 0 | 0 | 0
TVA_Transmission_2_MISO_MO-IL | TVA_Transmission | MISO_MO-IL | 2045 | B04 | 100 | 100 | 4000 | 1165.37 | 0.08 | 0.05 | 0.08 | 0.05 | 0 | 0 | 0 | 0 | 0 | 0
TVA_Transmission_2_MISO_MO-IL | TVA_Transmission | MISO_MO-IL | 2045 | B05 | 200 | 200 | 4000 | 1397.7 | 0.05 | 0.04 | 0.05 | 0.05 | 0 | 0 | 0 | 0 | 0 | 0
TVA_Transmission_2_MISO_MO-IL | TVA_Transmission | MISO_MO-IL | 2045 | B06 | 300 | 300 | 4000 | 2516.3 | 0.05 | 0.03 | 0.05 | 0.03 | 0 | 0 | 0 | 0 | 0 | 0
TVA_Transmission_2_MISO_MO-IL | TVA_Transmission | MISO_MO-IL | 2045 | B07 | 400 | 400 | 4000 | 0 | 0.03 | 0.02 | 0.03 | 0.02 | 0 | 0 | 0 | 0 | 0 | 0
TVA_Transmission_2_MISO_MO-IL | TVA_Transmission | MISO_MO-IL | 2045 | B08 | 500 | 500 | 4000 | 0 | 0.01 | 0.01 | 0.01 | 0.01 | 0 | 0 | 0 | 0 | 0 | 0
TVA_Transmission_2_MISO_MO-IL | TVA_Transmission | MISO_MO-IL | 2045 | B09 | 800 | 800 | 4000 | 0 | 0.01 | 0.01 | 0.01 | 0.01 | 0 | 0 | 0 | 0 | 0 | 0
TVA_Transmission_2_MISO_MO-IL | TVA_Transmission | MISO_MO-IL | 2045 | B10 | 1262 | 1262 | 4000 | 0 | 0.01 | 0.01 | 0.01 | 0.01 | 0 | 0 | 0 | 0 | 0 | 0
TVA_Transmission_2_MISO_MO-IL | TVA_Transmission | MISO_MO-IL | 2045 | B11 | 25 | 25 | 4000 | 0 | 0.23 | 0.2 | 0.24 | 0.21 | 0 | 0 | 0 | 0 | 0 | 0
TVA_Transmission_2_MISO_MO-IL | TVA_Transmission | MISO_MO-IL | 2045 | B12 | 200 | 200 | 4000 | 0 | 0.04 | 0.04 | 0.04 | 0.04 | 0 | 0 | 0 | 0 | 0 | 0
TVA_Transmission_2_MISO_MO-IL | TVA_Transmission | MISO_MO-IL | 2045 | B13 | 600 | 600 | 4000 | 0 | 0.01 | 0.01 | 0.01 | 0.01 | 0 | 0 | 0 | 0 | 0 | 0
TVA_Transmission_2_MISO_MO-IL | TVA_Transmission | MISO_MO-IL | 2045 | B14 | 900 | 900 | 4000 | 0 | 0.01 | 0.01 | 0.01 | 0.01 | 0 | 0 | 0 | 0 | 0 | 0
TVA_Transmission_2_MISO_MO-IL | TVA_Transmission | MISO_MO-IL | 2045 | B15 | 1203 | 1203 | 4000 | 0 | 0.01 | 0 | 0.01 | 0 | 0 | 0 | 0 | 0 | 0 | 0
TVA_Transmission_2_MISO_MO-IL | TVA_Transmission | MISO_MO-IL | 2045 | B16 | 25 | 25 | 4000 | 0 | 0.23 | 0.18 | 0.25 | 0.19 | 0 | 0 | 0 | 0 | 0 | 0
TVA_Transmission_2_MISO_MO-IL | TVA_Transmission | MISO_MO-IL | 2045 | B17 | 100 | 100 | 4000 | 0 | 0.06 | 0.05 | 0.06 | 0.05 | 0 | 0 | 0 | 0 | 0 | 0
TVA_Transmission_2_MISO_MO-IL | TVA_Transmission | MISO_MO-IL | 2045 | B18 | 400 | 400 | 4000 | 0 | 0.02 | 0.02 | 0.02 | 0.02 | 0 | 0 | 0 | 0 | 0 | 0
TVA_Transmission_2_MISO_MO-IL | TVA_Transmission | MISO_MO-IL | 2045 | B19 | 700 | 700 | 4000 | 0 | 0.01 | 0.01 | 0.01 | 0.01 | 0 | 0 | 0 | 0 | 0 | 0
TVA_Transmission_2_MISO_MO-IL | TVA_Transmission | MISO_MO-IL | 2045 | B20 | 935 | 935 | 4000 | 0 | 0.01 | 0.01 | 0.01 | 0.01 | 0 | 0 | 0 | 0 | 0 | 0
TVA_Transmission_2_MISO_MO-IL | TVA_Transmission | MISO_MO-IL | 2050 | B01 | 10 | 10 | 4000 | 0 | 0.18 | 0.17 | 0.19 | 0.19 | 0 | 0 | 0 | 0 | 0 | 0
TVA_Transmission_2_MISO_MO-IL | TVA_Transmission | MISO_MO-IL | 2050 | B02 | 25 | 25 | 4000 | 0 | 0.07 | 0.08 | 0.08 | 0.08 | 0 | 0 | 0 | 0 | 0 | 0
TVA_Transmission_2_MISO_MO-IL | TVA_Transmission | MISO_MO-IL | 2050 | B03 | 75 | 75 | 4000 | 0 | 0.04 | 0.03 | 0.04 | 0.03 | 0 | 0 | 0 | 0 | 0 | 0
TVA_Transmission_2_MISO_MO-IL | TVA_Transmission | MISO_MO-IL | 2050 | B04 | 100 | 100 | 4000 | 0 | 0.03 | 0.02 | 0.03 | 0.02 | 0 | 0 | 0 | 0 | 0 | 0
TVA_Transmission_2_MISO_MO-IL | TVA_Transmission | MISO_MO-IL | 2050 | B05 | 200 | 200 | 4000 | 0 | 0.02 | 0.02 | 0.02 | 0.02 | 0 | 0 | 0 | 0 | 0 | 0
TVA_Transmission_2_MISO_MO-IL | TVA_Transmission | MISO_MO-IL | 2050 | B06 | 300 | 300 | 4000 | 0 | 0.01 | 0.01 | 0.01 | 0.01 | 0 | 0 | 0 | 0 | 0 | 0
TVA_Transmission_2_MISO_MO-IL | TVA_Transmission | MISO_MO-IL | 2050 | B07 | 400 | 400 | 4000 | 0 | 0.01 | 0.01 | 0.01 | 0.01 | 0 | 0 | 0 | 0 | 0 | 0
TVA_Transmission_2_MISO_MO-IL | TVA_Transmission | MISO_MO-IL | 2050 | B08 | 500 | 500 | 4000 | 0 | 0.01 | 0.01 | 0.01 | 0.01 | 0 | 0 | 0 | 0 | 0 | 0
TVA_Transmission_2_MISO_MO-IL | TVA_Transmission | MISO_MO-IL | 2050 | B09 | 800 | 0 | 4000 | 0 | 0 | 0 | 0 | 0 | 0 | 0 | 0 | 0 | 0 | 0
TVA_Transmission_2_MISO_MO-IL | TVA_Transmission | MISO_MO-IL | 2050 | B10 | 1262 | 0 | 4000 | 0 | 0 | 0 | 0 | 0 | 0 | 0 | 0 | 0 | 0 | 0
TVA_Transmission_2_MISO_MO-IL | TVA_Transmission | MISO_MO-IL | 2050 | B11 | 25 | 25 | 4000 | 0 | 0.09 | 0.09 | 0.09 | 0.09 | 0 | 0 | 0 | 0 | 0 | 0
TVA_Transmission_2_MISO_MO-IL | TVA_Transmission | MISO_MO-IL | 2050 | B12 | 200 | 200 | 4000 | 0 | 0.01 | 0.01 | 0.01 | 0.01 | 0 | 0 | 0 | 0 | 0 | 0
TVA_Transmission_2_MISO_MO-IL | TVA_Transmission | MISO_MO-IL | 2050 | B13 | 600 | 600 | 4000 | 0 | 0 | 0.01 | 0.01 | 0.01 | 0 | 0 | 0 | 0 | 0 | 0
TVA_Transmission_2_MISO_MO-IL | TVA_Transmission | MISO_MO-IL | 2050 | B14 | 900 | 0 | 4000 | 0 | 0 | 0 | 0 | 0 | 0 | 0 | 0 | 0 | 0 | 0
TVA_Transmission_2_MISO_MO-IL | TVA_Transmission | MISO_MO-IL | 2050 | B15 | 1203 | 0 | 4000 | 0 | 0 | 0 | 0 | 0 | 0 | 0 | 0 | 0 | 0 | 0
TVA_Transmission_2_MISO_MO-IL | TVA_Transmission | MISO_MO-IL | 2050 | B16 | 25 | 25 | 4000 | 0 | 0.07 | 0.08 | 0.08 | 0.08 | 0 | 0 | 0 | 0 | 0 | 0
TVA_Transmission_2_MISO_MO-IL | TVA_Transmission | MISO_MO-IL | 2050 | B17 | 100 | 100 | 4000 | 0 | 0.02 | 0.02 | 0.02 | 0.02 | 0 | 0 | 0 | 0 | 0 | 0
TVA_Transmission_2_MISO_MO-IL | TVA_Transmission | MISO_MO-IL | 2050 | B18 | 400 | 400 | 4000 | 0 | 0.01 | 0.01 | 0.01 | 0.01 | 0 | 0 | 0 | 0 | 0 | 0
TVA_Transmission_2_MISO_MO-IL | TVA_Transmission | MISO_MO-IL | 2050 | B19 | 700 | 0 | 4000 | 0 | 0 | 0 | 0 | 0 | 0 | 0 | 0 | 0 | 0 | 0
TVA_Transmission_2_MISO_MO-IL | TVA_Transmission | MISO_MO-IL | 2050 | B20 | 935 | 0 | 4000 | 0 | 0 | 0 | 0 | 0 | 0 | 0 | 0 | 0 | 0 | 0
TVA_Transmission_2_NonRTO_Midwest | TVA_Transmission | NonRTO_Midwest | 2015 | B01 | 10 | 10 | 700 | 0 | 0.17 | 0.13 | 0.19 | 0.14 | 0 | 0 | 0 | 0 | 0.32939 | 0.1098
TVA_Transmission_2_NonRTO_Midwest | TVA_Transmission | NonRTO_Midwest | 2015 | B02 | 25 | 25 | 700 | 0 | 0.09 | 0.06 | 0.09 | 0.07 | 0 | 0 | 0 | 0 | 0.32939 | 0.1098
TVA_Transmission_2_NonRTO_Midwest | TVA_Transmission | NonRTO_Midwest | 2015 | B03 | 75 | 75 | 700 | 0 | 0.04 | 0.03 | 0.04 | 0.03 | 0 | 0 | 0 | 0 | 0.32939 | 0.1098
TVA_Transmission_2_NonRTO_Midwest | TVA_Transmission | NonRTO_Midwest | 2015 | B04 | 100 | 100 | 700 | 0 | 0.03 | 0.02 | 0.03 | 0.02 | 0 | 0 | 0 | 0 | 0.32939 | 0.1098
TVA_Transmission_2_NonRTO_Midwest | TVA_Transmission | NonRTO_Midwest | 2015 | B05 | 200 | 200 | 700 | 0 | 0.01 | 0.01 | 0.01 | 0.01 | 0 | 0 | 0 | 0 | 0.32939 | 0.1098
TVA_Transmission_2_NonRTO_Midwest | TVA_Transmission | NonRTO_Midwest | 2015 | B06 | 300 | 300 | 700 | 0 | 0.01 | 0 | 0.01 | 0 | 0 | 0 | 0 | 0 | 0.32939 | 0.1098
TVA_Transmission_2_NonRTO_Midwest | TVA_Transmission | NonRTO_Midwest | 2015 | B07 | 400 | 0 | 700 | 0 | 0 | 0 | 0 | 0 | 0 | 0 | 0 | 0 | 0.32939 | 0.1098
TVA_Transmission_2_NonRTO_Midwest | TVA_Transmission | NonRTO_Midwest | 2015 | B08 | 500 | 0 | 700 | 0 | 0 | 0 | 0 | 0 | 0 | 0 | 0 | 0 | 0.32939 | 0.1098
TVA_Transmission_2_NonRTO_Midwest | TVA_Transmission | NonRTO_Midwest | 2015 | B09 | 800 | 0 | 700 | 0 | 0 | 0 | 0 | 0 | 0 | 0 | 0 | 0 | 0.32939 | 0.1098
TVA_Transmission_2_NonRTO_Midwest | TVA_Transmission | NonRTO_Midwest | 2015 | B10 | 1262 | 0 | 700 | 0 | 0 | 0 | 0 | 0 | 0 | 0 | 0 | 0 | 0.32939 | 0.1098
TVA_Transmission_2_NonRTO_Midwest | TVA_Transmission | NonRTO_Midwest | 2015 | B11 | 25 | 25 | 700 | 699.99 | 0.17 | 0.13 | 0.17 | 0.14 | 0.43919 | 0 | 0 | 0.43919 | 0.32939 | 0.1098
TVA_Transmission_2_NonRTO_Midwest | TVA_Transmission | NonRTO_Midwest | 2015 | B12 | 200 | 200 | 700 | 0 | 0.03 | 0.03 | 0.03 | 0.02 | 0 | 0 | 0 | 0 | 0.32939 | 0.1098
TVA_Transmission_2_NonRTO_Midwest | TVA_Transmission | NonRTO_Midwest | 2015 | B13 | 600 | 600 | 700 | 0 | 0.01 | 0 | 0.01 | 0.01 | 0 | 0 | 0 | 0 | 0.32939 | 0.1098
TVA_Transmission_2_NonRTO_Midwest | TVA_Transmission | NonRTO_Midwest | 2015 | B14 | 900 | 0 | 700 | 0 | 0 | 0 | 0 | 0 | 0 | 0 | 0 | 0 | 0.32939 | 0.1098
TVA_Transmission_2_NonRTO_Midwest | TVA_Transmission | NonRTO_Midwest | 2015 | B15 | 1203 | 0 | 700 | 0 | 0 | 0 | 0 | 0 | 0 | 0 | 0 | 0 | 0.32939 | 0.1098
TVA_Transmission_2_NonRTO_Midwest | TVA_Transmission | NonRTO_Midwest | 2015 | B16 | 25 | 25 | 700 | 0 | 0.11 | 0.08 | 0.12 | 0.08 | 0 | 0 | 0 | 0 | 0.32939 | 0.1098
TVA_Transmission_2_NonRTO_Midwest | TVA_Transmission | NonRTO_Midwest | 2015 | B17 | 100 | 100 | 700 | 0 | 0.11 | 0.06 | 0.1 | 0.06 | 0 | 0 | 0 | 0 | 0.32939 | 0.1098
TVA_Transmission_2_NonRTO_Midwest | TVA_Transmission | NonRTO_Midwest | 2015 | B18 | 400 | 400 | 700 | 0 | 0.01 | 0.01 | 0.01 | 0.01 | 0 | 0 | 0 | 0 | 0.32939 | 0.1098
TVA_Transmission_2_NonRTO_Midwest | TVA_Transmission | NonRTO_Midwest | 2015 | B19 | 700 | 0 | 700 | 0 | 0 | 0 | 0 | 0 | 0 | 0 | 0 | 0 | 0.32939 | 0.1098
TVA_Transmission_2_NonRTO_Midwest | TVA_Transmission | NonRTO_Midwest | 2015 | B20 | 935 | 0 | 700 | 0 | 0 | 0 | 0 | 0 | 0 | 0 | 0 | 0 | 0.32939 | 0.1098
TVA_Transmission_2_NonRTO_Midwest | TVA_Transmission | NonRTO_Midwest | 2020 | B01 | 10 | 10 | 700 | 0 | 0.26 | 0.22 | 0.3 | 0.24 | 0 | 0 | 0 | 0 | 0 | 0
TVA_Transmission_2_NonRTO_Midwest | TVA_Transmission | NonRTO_Midwest | 2020 | B02 | 25 | 25 | 700 | 0 | 0.11 | 0.09 | 0.12 | 0.1 | 0 | 0 | 0 | 0 | 0 | 0
TVA_Transmission_2_NonRTO_Midwest | TVA_Transmission | NonRTO_Midwest | 2020 | B03 | 75 | 75 | 700 | 0 | 0.05 | 0.03 | 0.05 | 0.04 | 0 | 0 | 0 | 0 | 0 | 0
TVA_Transmission_2_NonRTO_Midwest | TVA_Transmission | NonRTO_Midwest | 2020 | B04 | 100 | 100 | 700 | 0 | 0.04 | 0.03 | 0.04 | 0.03 | 0 | 0 | 0 | 0 | 0 | 0
TVA_Transmission_2_NonRTO_Midwest | TVA_Transmission | NonRTO_Midwest | 2020 | B05 | 200 | 200 | 700 | 0 | 0.02 | 0.02 | 0.02 | 0.02 | 0 | 0 | 0 | 0 | 0 | 0
TVA_Transmission_2_NonRTO_Midwest | TVA_Transmission | NonRTO_Midwest | 2020 | B06 | 300 | 300 | 700 | 0 | 0.01 | 0.01 | 0.01 | 0.01 | 0 | 0 | 0 | 0 | 0 | 0
TVA_Transmission_2_NonRTO_Midwest | TVA_Transmission | NonRTO_Midwest | 2020 | B07 | 400 | 400 | 700 | 0 | 0.01 | 0 | 0.01 | 0 | 0 | 0 | 0 | 0 | 0 | 0
TVA_Transmission_2_NonRTO_Midwest | TVA_Transmission | NonRTO_Midwest | 2020 | B08 | 500 | 500 | 700 | 0 | 0.01 | 0 | 0.01 | 0 | 0 | 0 | 0 | 0 | 0 | 0
TVA_Transmission_2_NonRTO_Midwest | TVA_Transmission | NonRTO_Midwest | 2020 | B09 | 800 | 0 | 700 | 0 | 0 | 0 | 0 | 0 | 0 | 0 | 0 | 0 | 0 | 0
TVA_Transmission_2_NonRTO_Midwest | TVA_Transmission | NonRTO_Midwest | 2020 | B10 | 1262 | 0 | 700 | 0 | 0 | 0 | 0 | 0 | 0 | 0 | 0 | 0 | 0 | 0
TVA_Transmission_2_NonRTO_Midwest | TVA_Transmission | NonRTO_Midwest | 2020 | B11 | 25 | 25 | 700 | 0 | 0.15 | 0.14 | 0.16 | 0.15 | 0 | 0 | 0 | 0 | 0 | 0
TVA_Transmission_2_NonRTO_Midwest | TVA_Transmission | NonRTO_Midwest | 2020 | B12 | 200 | 200 | 700 | 0 | 0.03 | 0.02 | 0.04 | 0.02 | 0 | 0 | 0 | 0 | 0 | 0
TVA_Transmission_2_NonRTO_Midwest | TVA_Transmission | NonRTO_Midwest | 2020 | B13 | 600 | 600 | 700 | 0 | 0.01 | 0 | 0.01 | 0 | 0 | 0 | 0 | 0 | 0 | 0
TVA_Transmission_2_NonRTO_Midwest | TVA_Transmission | NonRTO_Midwest | 2020 | B14 | 900 | 0 | 700 | 0 | 0 | 0 | 0 | 0 | 0 | 0 | 0 | 0 | 0 | 0
TVA_Transmission_2_NonRTO_Midwest | TVA_Transmission | NonRTO_Midwest | 2020 | B15 | 1203 | 0 | 700 | 0 | 0 | 0 | 0 | 0 | 0 | 0 | 0 | 0 | 0 | 0
TVA_Transmission_2_NonRTO_Midwest | TVA_Transmission | NonRTO_Midwest | 2020 | B16 | 25 | 25 | 700 | 0 | 0.19 | 0.1 | 0.2 | 0.11 | 0 | 0 | 0 | 0 | 0 | 0
TVA_Transmission_2_NonRTO_Midwest | TVA_Transmission | NonRTO_Midwest | 2020 | B17 | 100 | 100 | 700 | 0 | 0.06 | 0.04 | 0.06 | 0.04 | 0 | 0 | 0 | 0 | 0 | 0
TVA_Transmission_2_NonRTO_Midwest | TVA_Transmission | NonRTO_Midwest | 2020 | B18 | 400 | 400 | 700 | 0 | 0.01 | 0.01 | 0.02 | 0.01 | 0 | 0 | 0 | 0 | 0 | 0
TVA_Transmission_2_NonRTO_Midwest | TVA_Transmission | NonRTO_Midwest | 2020 | B19 | 700 | 0 | 700 | 0 | 0 | 0 | 0 | 0 | 0 | 0 | 0 | 0 | 0 | 0
TVA_Transmission_2_NonRTO_Midwest | TVA_Transmission | NonRTO_Midwest | 2020 | B20 | 935 | 0 | 700 | 0 | 0 | 0 | 0 | 0 | 0 | 0 | 0 | 0 | 0 | 0
TVA_Transmission_2_NonRTO_Midwest | TVA_Transmission | NonRTO_Midwest | 2025 | B01 | 10 | 10 | 700 | 0 | 0.39 | 0.29 | 0.44 | 0.33 | 0 | 0.01187 | 0 | 0 | 0 | 0
TVA_Transmission_2_NonRTO_Midwest | TVA_Transmission | NonRTO_Midwest | 2025 | B02 | 25 | 25 | 700 | 0 | 0.14 | 0.12 | 0.16 | 0.13 | 0 | 0 | 0 | 0 | 0 | 0
TVA_Transmission_2_NonRTO_Midwest | TVA_Transmission | NonRTO_Midwest | 2025 | B03 | 75 | 75 | 700 | 0 | 0.06 | 0.04 | 0.07 | 0.04 | 0 | 0 | 0 | 0 | 0 | 0
TVA_Transmission_2_NonRTO_Midwest | TVA_Transmission | NonRTO_Midwest | 2025 | B04 | 100 | 100 | 700 | 0 | 0.04 | 0.03 | 0.05 | 0.03 | 0 | 0 | 0 | 0 | 0 | 0
TVA_Transmission_2_NonRTO_Midwest | TVA_Transmission | NonRTO_Midwest | 2025 | B05 | 200 | 200 | 700 | 0 | 0.02 | 0.02 | 0.02 | 0.02 | 0 | 0 | 0 | 0 | 0 | 0
TVA_Transmission_2_NonRTO_Midwest | TVA_Transmission | NonRTO_Midwest | 2025 | B06 | 300 | 300 | 700 | 0 | 0.02 | 0.01 | 0.02 | 0.01 | 0 | 0 | 0 | 0 | 0 | 0
TVA_Transmission_2_NonRTO_Midwest | TVA_Transmission | NonRTO_Midwest | 2025 | B07 | 400 | 400 | 700 | 0 | 0.01 | 0.01 | 0.01 | 0.01 | 0 | 0 | 0 | 0 | 0 | 0
TVA_Transmission_2_NonRTO_Midwest | TVA_Transmission | NonRTO_Midwest | 2025 | B08 | 500 | 500 | 700 | 0 | 0.01 | 0.01 | 0.01 | 0.01 | 0 | 0 | 0 | 0 | 0 | 0
TVA_Transmission_2_NonRTO_Midwest | TVA_Transmission | NonRTO_Midwest | 2025 | B09 | 800 | 800 | 700 | 0 | 0.01 | 0 | 0.01 | 0 | 0 | 0 | 0 | 0 | 0 | 0
TVA_Transmission_2_NonRTO_Midwest | TVA_Transmission | NonRTO_Midwest | 2025 | B10 | 1262 | 0 | 700 | 0 | 0 | 0 | 0 | 0 | 0 | 0 | 0 | 0 | 0 | 0
TVA_Transmission_2_NonRTO_Midwest | TVA_Transmission | NonRTO_Midwest | 2025 | B11 | 25 | 25 | 700 | 0 | 0.16 | 0.12 | 0.18 | 0.13 | 0 | 0 | 0 | 0 | 0 | 0
TVA_Transmission_2_NonRTO_Midwest | TVA_Transmission | NonRTO_Midwest | 2025 | B12 | 200 | 200 | 700 | 0 | 0.04 | 0.02 | 0.04 | 0.02 | 0 | 0 | 0 | 0 | 0 | 0
TVA_Transmission_2_NonRTO_Midwest | TVA_Transmission | NonRTO_Midwest | 2025 | B13 | 600 | 600 | 700 | 0 | 0.01 | 0.01 | 0.01 | 0.01 | 0 | 0 | 0 | 0 | 0 | 0
TVA_Transmission_2_NonRTO_Midwest | TVA_Transmission | NonRTO_Midwest | 2025 | B14 | 900 | 900 | 700 | 0 | 0.01 | 0 | 0.01 | 0 | 0 | 0 | 0 | 0 | 0 | 0
TVA_Transmission_2_NonRTO_Midwest | TVA_Transmission | NonRTO_Midwest | 2025 | B15 | 1203 | 0 | 700 | 0 | 0 | 0 | 0 | 0 | 0 | 0 | 0 | 0 | 0 | 0
TVA_Transmission_2_NonRTO_Midwest | TVA_Transmission | NonRTO_Midwest | 2025 | B16 | 25 | 25 | 700 | 0 | 0.16 | 0.12 | 0.18 | 0.13 | 0 | 0 | 0 | 0 | 0 | 0
TVA_Transmission_2_NonRTO_Midwest | TVA_Transmission | NonRTO_Midwest | 2025 | B17 | 100 | 100 | 700 | 0 | 0.06 | 0.03 | 0.07 | 0.03 | 0 | 0 | 0 | 0 | 0 | 0
TVA_Transmission_2_NonRTO_Midwest | TVA_Transmission | NonRTO_Midwest | 2025 | B18 | 400 | 400 | 700 | 0 | 0.02 | 0.01 | 0.02 | 0.01 | 0 | 0 | 0 | 0 | 0 | 0
TVA_Transmission_2_NonRTO_Midwest | TVA_Transmission | NonRTO_Midwest | 2025 | B19 | 700 | 700 | 700 | 0 | 0.01 | 0 | 0.01 | 0.01 | 0 | 0 | 0 | 0 | 0 | 0
TVA_Transmission_2_NonRTO_Midwest | TVA_Transmission | NonRTO_Midwest | 2025 | B20 | 935 | 0 | 700 | 0 | 0 | 0 | 0 | 0 | 0 | 0 | 0 | 0 | 0 | 0
TVA_Transmission_2_NonRTO_Midwest | TVA_Transmission | NonRTO_Midwest | 2030 | B01 | 10 | 10 | 700 | 0 | 0.42 | 0.46 | 0.48 | 0.52 | 0 | 0.01187 | 0.01187 | 0 | 0 | 0
TVA_Transmission_2_NonRTO_Midwest | TVA_Transmission | NonRTO_Midwest | 2030 | B02 | 25 | 25 | 700 | 0 | 0.16 | 0.15 | 0.18 | 0.17 | 0 | 0 | 0 | 0 | 0 | 0
TVA_Transmission_2_NonRTO_Midwest | TVA_Transmission | NonRTO_Midwest | 2030 | B03 | 75 | 75 | 700 | 0 | 0.06 | 0.06 | 0.07 | 0.06 | 0 | 0 | 0 | 0 | 0 | 0
TVA_Transmission_2_NonRTO_Midwest | TVA_Transmission | NonRTO_Midwest | 2030 | B04 | 100 | 100 | 700 | 0 | 0.04 | 0.04 | 0.04 | 0.04 | 0 | 0 | 0 | 0 | 0 | 0
TVA_Transmission_2_NonRTO_Midwest | TVA_Transmission | NonRTO_Midwest | 2030 | B05 | 200 | 200 | 700 | 0 | 0.02 | 0.02 | 0.02 | 0.02 | 0 | 0 | 0 | 0 | 0 | 0
TVA_Transmission_2_NonRTO_Midwest | TVA_Transmission | NonRTO_Midwest | 2030 | B06 | 300 | 300 | 700 | 0 | 0.02 | 0.02 | 0.03 | 0.02 | 0 | 0 | 0 | 0 | 0 | 0
TVA_Transmission_2_NonRTO_Midwest | TVA_Transmission | NonRTO_Midwest | 2030 | B07 | 400 | 400 | 700 | 0 | 0.02 | 0.01 | 0.02 | 0.01 | 0 | 0 | 0 | 0 | 0 | 0
TVA_Transmission_2_NonRTO_Midwest | TVA_Transmission | NonRTO_Midwest | 2030 | B08 | 500 | 500 | 700 | 0 | 0.01 | 0.01 | 0.01 | 0.01 | 0 | 0 | 0 | 0 | 0 | 0
TVA_Transmission_2_NonRTO_Midwest | TVA_Transmission | NonRTO_Midwest | 2030 | B09 | 800 | 800 | 700 | 0 | 0.01 | 0.01 | 0.01 | 0.01 | 0 | 0 | 0 | 0 | 0 | 0
TVA_Transmission_2_NonRTO_Midwest | TVA_Transmission | NonRTO_Midwest | 2030 | B10 | 1262 | 1262 | 700 | 0 | 0.01 | 0 | 0.01 | 0 | 0 | 0 | 0 | 0 | 0 | 0
TVA_Transmission_2_NonRTO_Midwest | TVA_Transmission | NonRTO_Midwest | 2030 | B11 | 25 | 25 | 700 | 0 | 0.17 | 0.19 | 0.19 | 0.21 | 0 | 0 | 0 | 0 | 0 | 0
TVA_Transmission_2_NonRTO_Midwest | TVA_Transmission | NonRTO_Midwest | 2030 | B12 | 200 | 200 | 700 | 0 | 0.03 | 0.03 | 0.03 | 0.03 | 0 | 0 | 0 | 0 | 0 | 0
TVA_Transmission_2_NonRTO_Midwest | TVA_Transmission | NonRTO_Midwest | 2030 | B13 | 600 | 600 | 700 | 0 | 0.01 | 0.01 | 0.01 | 0.01 | 0 | 0 | 0 | 0 | 0 | 0
TVA_Transmission_2_NonRTO_Midwest | TVA_Transmission | NonRTO_Midwest | 2030 | B14 | 900 | 900 | 700 | 0 | 0.01 | 0.01 | 0.01 | 0.01 | 0 | 0 | 0 | 0 | 0 | 0
TVA_Transmission_2_NonRTO_Midwest | TVA_Transmission | NonRTO_Midwest | 2030 | B15 | 1203 | 1203 | 700 | 0 | 0 | 0.01 | 0.01 | 0.01 | 0 | 0 | 0 | 0 | 0 | 0
TVA_Transmission_2_NonRTO_Midwest | TVA_Transmission | NonRTO_Midwest | 2030 | B16 | 25 | 25 | 700 | 0 | 0.16 | 0.17 | 0.17 | 0.19 | 0 | 0 | 0 | 0 | 0 | 0
TVA_Transmission_2_NonRTO_Midwest | TVA_Transmission | NonRTO_Midwest | 2030 | B17 | 100 | 100 | 700 | 0 | 0.05 | 0.05 | 0.06 | 0.05 | 0 | 0 | 0 | 0 | 0 | 0
TVA_Transmission_2_NonRTO_Midwest | TVA_Transmission | NonRTO_Midwest | 2030 | B18 | 400 | 400 | 700 | 0 | 0.01 | 0.01 | 0.01 | 0.01 | 0 | 0 | 0 | 0 | 0 | 0
TVA_Transmission_2_NonRTO_Midwest | TVA_Transmission | NonRTO_Midwest | 2030 | B19 | 700 | 700 | 700 | 0 | 0.01 | 0.01 | 0.01 | 0.01 | 0 | 0 | 0 | 0 | 0 | 0
TVA_Transmission_2_NonRTO_Midwest | TVA_Transmission | NonRTO_Midwest | 2030 | B20 | 935 | 935 | 700 | 0 | 0.01 | 0.01 | 0.01 | 0.01 | 0 | 0 | 0 | 0 | 0 | 0
TVA_Transmission_2_NonRTO_Midwest | TVA_Transmission | NonRTO_Midwest | 2035 | B01 | 10 | 10 | 700 | 0 | 0.67 | 0.5 | 0.77 | 0.57 | 0 | 0.01187 | 0.01187 | 0 | 0 | 0
TVA_Transmission_2_NonRTO_Midwest | TVA_Transmission | NonRTO_Midwest | 2035 | B02 | 25 | 25 | 700 | 0 | 0.18 | 0.21 | 0.21 | 0.23 | 0 | 0 | 0 | 0 | 0 | 0
TVA_Transmission_2_NonRTO_Midwest | TVA_Transmission | NonRTO_Midwest | 2035 | B03 | 75 | 75 | 700 | 0 | 0.06 | 0.08 | 0.07 | 0.08 | 0 | 0 | 0 | 0 | 0 | 0
TVA_Transmission_2_NonRTO_Midwest | TVA_Transmission | NonRTO_Midwest | 2035 | B04 | 100 | 100 | 700 | 0 | 0.05 | 0.05 | 0.05 | 0.05 | 0 | 0 | 0 | 0 | 0 | 0
TVA_Transmission_2_NonRTO_Midwest | TVA_Transmission | NonRTO_Midwest | 2035 | B05 | 200 | 200 | 700 | 0 | 0.04 | 0.03 | 0.04 | 0.03 | 0 | 0 | 0 | 0 | 0 | 0
TVA_Transmission_2_NonRTO_Midwest | TVA_Transmission | NonRTO_Midwest | 2035 | B06 | 300 | 300 | 700 | 0 | 0.02 | 0.02 | 0.02 | 0.02 | 0 | 0 | 0 | 0 | 0 | 0
TVA_Transmission_2_NonRTO_Midwest | TVA_Transmission | NonRTO_Midwest | 2035 | B07 | 400 | 400 | 700 | 0 | 0.01 | 0.01 | 0.01 | 0.01 | 0 | 0 | 0 | 0 | 0 | 0
TVA_Transmission_2_NonRTO_Midwest | TVA_Transmission | NonRTO_Midwest | 2035 | B08 | 500 | 500 | 700 | 0 | 0.01 | 0.01 | 0.01 | 0.01 | 0 | 0 | 0 | 0 | 0 | 0
TVA_Transmission_2_NonRTO_Midwest | TVA_Transmission | NonRTO_Midwest | 2035 | B09 | 800 | 800 | 700 | 0 | 0.01 | 0.01 | 0.01 | 0.01 | 0 | 0 | 0 | 0 | 0 | 0
TVA_Transmission_2_NonRTO_Midwest | TVA_Transmission | NonRTO_Midwest | 2035 | B10 | 1262 | 1262 | 700 | 0 | 0.01 | 0 | 0.01 | 0 | 0 | 0 | 0 | 0 | 0 | 0
TVA_Transmission_2_NonRTO_Midwest | TVA_Transmission | NonRTO_Midwest | 2035 | B11 | 25 | 25 | 700 | 0 | 0.19 | 0.37 | 0.22 | 0.4 | 0 | 0 | 0 | 0 | 0 | 0
TVA_Transmission_2_NonRTO_Midwest | TVA_Transmission | NonRTO_Midwest | 2035 | B12 | 200 | 200 | 700 | 0 | 0.04 | 0.04 | 0.05 | 0.04 | 0 | 0 | 0 | 0 | 0 | 0
TVA_Transmission_2_NonRTO_Midwest | TVA_Transmission | NonRTO_Midwest | 2035 | B13 | 600 | 600 | 700 | 0 | 0.01 | 0.01 | 0.01 | 0.01 | 0 | 0 | 0 | 0 | 0 | 0
TVA_Transmission_2_NonRTO_Midwest | TVA_Transmission | NonRTO_Midwest | 2035 | B14 | 900 | 900 | 700 | 0 | 0.01 | 0.01 | 0.01 | 0.01 | 0 | 0 | 0 | 0 | 0 | 0
TVA_Transmission_2_NonRTO_Midwest | TVA_Transmission | NonRTO_Midwest | 2035 | B15 | 1203 | 1203 | 700 | 0 | 0.01 | 0.01 | 0.01 | 0.01 | 0 | 0 | 0 | 0 | 0 | 0
TVA_Transmission_2_NonRTO_Midwest | TVA_Transmission | NonRTO_Midwest | 2035 | B16 | 25 | 25 | 700 | 0 | 0.24 | 0.23 | 0.27 | 0.25 | 0 | 0 | 0 | 0 | 0 | 0
TVA_Transmission_2_NonRTO_Midwest | TVA_Transmission | NonRTO_Midwest | 2035 | B17 | 100 | 100 | 700 | 0 | 0.11 | 0.08 | 0.11 | 0.09 | 0 | 0 | 0 | 0 | 0 | 0
TVA_Transmission_2_NonRTO_Midwest | TVA_Transmission | NonRTO_Midwest | 2035 | B18 | 400 | 400 | 700 | 0 | 0.02 | 0.01 | 0.02 | 0.02 | 0 | 0 | 0 | 0 | 0 | 0
TVA_Transmission_2_NonRTO_Midwest | TVA_Transmission | NonRTO_Midwest | 2035 | B19 | 700 | 700 | 700 | 0 | 0.01 | 0.01 | 0.01 | 0.01 | 0 | 0 | 0 | 0 | 0 | 0
TVA_Transmission_2_NonRTO_Midwest | TVA_Transmission | NonRTO_Midwest | 2035 | B20 | 935 | 935 | 700 | 0 | 0.01 | 0.01 | 0.01 | 0.01 | 0 | 0 | 0 | 0 | 0 | 0
TVA_Transmission_2_NonRTO_Midwest | TVA_Transmission | NonRTO_Midwest | 2040 | B01 | 10 | 10 | 700 | 0 | 0.65 | 0.64 | 0.74 | 0.72 | 0 | 0.01187 | 0.01187 | 0 | 0 | 0
TVA_Transmission_2_NonRTO_Midwest | TVA_Transmission | NonRTO_Midwest | 2040 | B02 | 25 | 25 | 700 | 0 | 0.21 | 0.24 | 0.23 | 0.26 | 0 | 0 | 0 | 0 | 0 | 0
TVA_Transmission_2_NonRTO_Midwest | TVA_Transmission | NonRTO_Midwest | 2040 | B03 | 75 | 75 | 700 | 0 | 0.07 | 0.08 | 0.08 | 0.08 | 0 | 0 | 0 | 0 | 0 | 0
TVA_Transmission_2_NonRTO_Midwest | TVA_Transmission | NonRTO_Midwest | 2040 | B04 | 100 | 100 | 700 | 5.69 | 0.05 | 0.03 | 0.05 | 0.04 | 0 | 0 | 0 | 0 | 0 | 0
TVA_Transmission_2_NonRTO_Midwest | TVA_Transmission | NonRTO_Midwest | 2040 | B05 | 200 | 200 | 700 | 0 | 0.02 | 0.02 | 0.03 | 0.02 | 0 | 0 | 0 | 0 | 0 | 0
TVA_Transmission_2_NonRTO_Midwest | TVA_Transmission | NonRTO_Midwest | 2040 | B06 | 300 | 300 | 700 | 0 | 0.02 | 0.01 | 0.02 | 0.01 | 0 | 0 | 0 | 0 | 0 | 0
TVA_Transmission_2_NonRTO_Midwest | TVA_Transmission | NonRTO_Midwest | 2040 | B07 | 400 | 400 | 700 | 0 | 0.01 | 0.01 | 0.01 | 0.01 | 0 | 0 | 0 | 0 | 0 | 0
TVA_Transmission_2_NonRTO_Midwest | TVA_Transmission | NonRTO_Midwest | 2040 | B08 | 500 | 500 | 700 | 0 | 0.01 | 0.01 | 0.01 | 0.01 | 0 | 0 | 0 | 0 | 0 | 0
TVA_Transmission_2_NonRTO_Midwest | TVA_Transmission | NonRTO_Midwest | 2040 | B09 | 800 | 800 | 700 | 0 | 0.01 | 0.01 | 0.01 | 0.01 | 0 | 0 | 0 | 0 | 0 | 0
TVA_Transmission_2_NonRTO_Midwest | TVA_Transmission | NonRTO_Midwest | 2040 | B10 | 1262 | 1262 | 700 | 545.31 | 0.03 | 0.01 | 0.03 | 0.01 | 0 | 0 | 0 | 0 | 0 | 0
TVA_Transmission_2_NonRTO_Midwest | TVA_Transmission | NonRTO_Midwest | 2040 | B11 | 25 | 25 | 700 | 0 | 0.29 | 0.27 | 0.31 | 0.29 | 0 | 0 | 0 | 0 | 0 | 0
TVA_Transmission_2_NonRTO_Midwest | TVA_Transmission | NonRTO_Midwest | 2040 | B12 | 200 | 200 | 700 | 0 | 0.12 | 0.05 | 0.12 | 0.06 | 0 | 0 | 0 | 0 | 0 | 0
TVA_Transmission_2_NonRTO_Midwest | TVA_Transmission | NonRTO_Midwest | 2040 | B13 | 600 | 600 | 700 | 553.9 | 0.05 | 0.03 | 0.05 | 0.03 | 0 | 0 | 0 | 0 | 0 | 0
TVA_Transmission_2_NonRTO_Midwest | TVA_Transmission | NonRTO_Midwest | 2040 | B14 | 900 | 900 | 700 | 542.8 | 269.98 | 0.01 | 111.14 | 0.01 | 0 | 0 | 0 | 0 | 0 | 0
TVA_Transmission_2_NonRTO_Midwest | TVA_Transmission | NonRTO_Midwest | 2040 | B15 | 1203 | 1203 | 700 | 0 | 0.01 | 0.01 | 0.01 | 0.01 | 0 | 0 | 0 | 0 | 0 | 0
TVA_Transmission_2_NonRTO_Midwest | TVA_Transmission | NonRTO_Midwest | 2040 | B16 | 25 | 25 | 700 | 0 | 0.27 | 0.36 | 0.3 | 0.39 | 0 | 0 | 0 | 0 | 0 | 0
TVA_Transmission_2_NonRTO_Midwest | TVA_Transmission | NonRTO_Midwest | 2040 | B17 | 100 | 100 | 700 | 0 | 1.9 | 0.1 | 1.99 | 0.1 | 0 | 0 | 0 | 0 | 0 | 0
TVA_Transmission_2_NonRTO_Midwest | TVA_Transmission | NonRTO_Midwest | 2040 | B18 | 400 | 400 | 700 | 373.85 | 0.07 | 0.03 | 0.07 | 0.03 | 0 | 0 | 0 | 0 | 0 | 0
TVA_Transmission_2_NonRTO_Midwest | TVA_Transmission | NonRTO_Midwest | 2040 | B19 | 700 | 700 | 700 | 236.61 | 0.03 | 0.02 | 0.03 | 0.02 | 0 | 0 | 0 | 0 | 0 | 0
TVA_Transmission_2_NonRTO_Midwest | TVA_Transmission | NonRTO_Midwest | 2040 | B20 | 935 | 935 | 700 | 0 | 0.01 | 0.01 | 0.01 | 0.01 | 0 | 0 | 0 | 0 | 0 | 0
TVA_Transmission_2_NonRTO_Midwest | TVA_Transmission | NonRTO_Midwest | 2045 | B01 | 10 | 10 | 700 | 0 | 0.92 | 0.7 | 1.06 | 0.81 | 0 | 0.01187 | 0.01187 | 0 | 0 | 0
TVA_Transmission_2_NonRTO_Midwest | TVA_Transmission | NonRTO_Midwest | 2045 | B02 | 25 | 25 | 700 | 0 | 0.38 | 0.29 | 0.42 | 0.32 | 0 | 0.01187 | 0 | 0 | 0 | 0
TVA_Transmission_2_NonRTO_Midwest | TVA_Transmission | NonRTO_Midwest | 2045 | B03 | 75 | 75 | 700 | 0 | 0.08 | 0.09 | 0.09 | 0.1 | 0 | 0 | 0 | 0 | 0 | 0
TVA_Transmission_2_NonRTO_Midwest | TVA_Transmission | NonRTO_Midwest | 2045 | B04 | 100 | 100 | 700 | 0 | 0.06 | 0.04 | 0.07 | 0.05 | 0 | 0 | 0 | 0 | 0 | 0
TVA_Transmission_2_NonRTO_Midwest | TVA_Transmission | NonRTO_Midwest | 2045 | B05 | 200 | 200 | 700 | 0 | 0.03 | 0.02 | 0.03 | 0.02 | 0 | 0 | 0 | 0 | 0 | 0
TVA_Transmission_2_NonRTO_Midwest | TVA_Transmission | NonRTO_Midwest | 2045 | B06 | 300 | 300 | 700 | 0 | 0.02 | 0.02 | 0.02 | 0.02 | 0 | 0 | 0 | 0 | 0 | 0
TVA_Transmission_2_NonRTO_Midwest | TVA_Transmission | NonRTO_Midwest | 2045 | B07 | 400 | 400 | 700 | 0 | 0.02 | 0.01 | 0.02 | 0.01 | 0 | 0 | 0 | 0 | 0 | 0
TVA_Transmission_2_NonRTO_Midwest | TVA_Transmission | NonRTO_Midwest | 2045 | B08 | 500 | 500 | 700 | 0 | 0.01 | 0.01 | 0.01 | 0.01 | 0 | 0 | 0 | 0 | 0 | 0
TVA_Transmission_2_NonRTO_Midwest | TVA_Transmission | NonRTO_Midwest | 2045 | B09 | 800 | 800 | 700 | 0 | 0.01 | 0.01 | 0.01 | 0.01 | 0 | 0 | 0 | 0 | 0 | 0
TVA_Transmission_2_NonRTO_Midwest | TVA_Transmission | NonRTO_Midwest | 2045 | B10 | 1262 | 1262 | 700 | 0 | 0.01 | 0.01 | 0.01 | 0.01 | 0 | 0 | 0 | 0 | 0 | 0
TVA_Transmission_2_NonRTO_Midwest | TVA_Transmission | NonRTO_Midwest | 2045 | B11 | 25 | 25 | 700 | 0 | 0.38 | 0.24 | 0.41 | 0.27 | 0 | 0.01187 | 0 | 0 | 0 | 0
TVA_Transmission_2_NonRTO_Midwest | TVA_Transmission | NonRTO_Midwest | 2045 | B12 | 200 | 200 | 700 | 0 | 0.06 | 0.02 | 0.06 | 0.03 | 0 | 0 | 0 | 0 | 0 | 0
TVA_Transmission_2_NonRTO_Midwest | TVA_Transmission | NonRTO_Midwest | 2045 | B13 | 600 | 600 | 700 | 0 | 0.05 | 0.02 | 0.05 | 0.02 | 0 | 0 | 0 | 0 | 0 | 0
TVA_Transmission_2_NonRTO_Midwest | TVA_Transmission | NonRTO_Midwest | 2045 | B14 | 900 | 900 | 700 | 0 | 0.04 | 0.01 | 0.04 | 0.01 | 0 | 0 | 0 | 0 | 0 | 0
TVA_Transmission_2_NonRTO_Midwest | TVA_Transmission | NonRTO_Midwest | 2045 | B15 | 1203 | 1203 | 700 | 0 | 0.01 | 0.01 | 0.01 | 0.01 | 0 | 0 | 0 | 0 | 0 | 0
TVA_Transmission_2_NonRTO_Midwest | TVA_Transmission | NonRTO_Midwest | 2045 | B16 | 25 | 25 | 700 | 0 | 0.41 | 0.37 | 0.45 | 0.42 | 0 | 0.01187 | 0 | 0 | 0 | 0
TVA_Transmission_2_NonRTO_Midwest | TVA_Transmission | NonRTO_Midwest | 2045 | B17 | 100 | 100 | 700 | 0 | 0.3 | 0.14 | 0.32 | 0.15 | 0 | 0 | 0 | 0 | 0 | 0
TVA_Transmission_2_NonRTO_Midwest | TVA_Transmission | NonRTO_Midwest | 2045 | B18 | 400 | 400 | 700 | 0 | 0.07 | 0.03 | 0.08 | 0.03 | 0 | 0 | 0 | 0 | 0 | 0
TVA_Transmission_2_NonRTO_Midwest | TVA_Transmission | NonRTO_Midwest | 2045 | B19 | 700 | 700 | 700 | 0 | 0.04 | 0.01 | 0.04 | 0.01 | 0 | 0 | 0 | 0 | 0 | 0
TVA_Transmission_2_NonRTO_Midwest | TVA_Transmission | NonRTO_Midwest | 2045 | B20 | 935 | 935 | 700 | 0 | 0.01 | 0.01 | 0.01 | 0.01 | 0 | 0 | 0 | 0 | 0 | 0
TVA_Transmission_2_NonRTO_Midwest | TVA_Transmission | NonRTO_Midwest | 2050 | B01 | 10 | 10 | 700 | 0 | 0.25 | 0.33 | 0.28 | 0.36 | 0 | 0.01187 | 0 | 0 | 0 | 0
TVA_Transmission_2_NonRTO_Midwest | TVA_Transmission | NonRTO_Midwest | 2050 | B02 | 25 | 25 | 700 | 0 | 0.11 | 0.17 | 0.12 | 0.18 | 0 | 0 | 0 | 0 | 0 | 0
TVA_Transmission_2_NonRTO_Midwest | TVA_Transmission | NonRTO_Midwest | 2050 | B03 | 75 | 75 | 700 | 0 | 0.04 | 0.04 | 0.04 | 0.04 | 0 | 0 | 0 | 0 | 0 | 0
TVA_Transmission_2_NonRTO_Midwest | TVA_Transmission | NonRTO_Midwest | 2050 | B04 | 100 | 100 | 700 | 0 | 0.03 | 0.02 | 0.03 | 0.02 | 0 | 0 | 0 | 0 | 0 | 0
TVA_Transmission_2_NonRTO_Midwest | TVA_Transmission | NonRTO_Midwest | 2050 | B05 | 200 | 200 | 700 | 0 | 0.01 | 0.01 | 0.02 | 0.01 | 0 | 0 | 0 | 0 | 0 | 0
TVA_Transmission_2_NonRTO_Midwest | TVA_Transmission | NonRTO_Midwest | 2050 | B06 | 300 | 300 | 700 | 0 | 0.01 | 0.01 | 0.01 | 0.01 | 0 | 0 | 0 | 0 | 0 | 0
TVA_Transmission_2_NonRTO_Midwest | TVA_Transmission | NonRTO_Midwest | 2050 | B07 | 400 | 400 | 700 | 0 | 0.01 | 0.01 | 0.01 | 0.01 | 0 | 0 | 0 | 0 | 0 | 0
TVA_Transmission_2_NonRTO_Midwest | TVA_Transmission | NonRTO_Midwest | 2050 | B08 | 500 | 500 | 700 | 0 | 0.01 | 0 | 0.01 | 0 | 0 | 0 | 0 | 0 | 0 | 0
TVA_Transmission_2_NonRTO_Midwest | TVA_Transmission | NonRTO_Midwest | 2050 | B09 | 800 | 0 | 700 | 0 | 0 | 0 | 0 | 0 | 0 | 0 | 0 | 0 | 0 | 0
TVA_Transmission_2_NonRTO_Midwest | TVA_Transmission | NonRTO_Midwest | 2050 | B10 | 1262 | 0 | 700 | 0 | 0 | 0 | 0 | 0 | 0 | 0 | 0 | 0 | 0 | 0
TVA_Transmission_2_NonRTO_Midwest | TVA_Transmission | NonRTO_Midwest | 2050 | B11 | 25 | 25 | 700 | 0 | 0.1 | 0.16 | 0.11 | 0.17 | 0 | 0 | 0 | 0 | 0 | 0
TVA_Transmission_2_NonRTO_Midwest | TVA_Transmission | NonRTO_Midwest | 2050 | B12 | 200 | 200 | 700 | 0 | 0.04 | 0.03 | 0.04 | 0.03 | 0 | 0 | 0 | 0 | 0 | 0
TVA_Transmission_2_NonRTO_Midwest | TVA_Transmission | NonRTO_Midwest | 2050 | B13 | 600 | 600 | 700 | 0 | 0.02 | 0.01 | 0.02 | 0.01 | 0 | 0 | 0 | 0 | 0 | 0
TVA_Transmission_2_NonRTO_Midwest | TVA_Transmission | NonRTO_Midwest | 2050 | B14 | 900 | 900 | 700 | 0 | 0.02 | 0.01 | 0.02 | 0.01 | 0 | 0 | 0 | 0 | 0 | 0
TVA_Transmission_2_NonRTO_Midwest | TVA_Transmission | NonRTO_Midwest | 2050 | B15 | 1203 | 0 | 700 | 0 | 0 | 0 | 0 | 0 | 0 | 0 | 0 | 0 | 0 | 0
TVA_Transmission_2_NonRTO_Midwest | TVA_Transmission | NonRTO_Midwest | 2050 | B16 | 25 | 25 | 700 | 0 | 0.11 | 0.18 | 0.12 | 0.19 | 0 | 0 | 0 | 0 | 0 | 0
TVA_Transmission_2_NonRTO_Midwest | TVA_Transmission | NonRTO_Midwest | 2050 | B17 | 100 | 100 | 700 | 0 | 0.07 | 0.05 | 0.08 | 0.05 | 0 | 0 | 0 | 0 | 0 | 0
TVA_Transmission_2_NonRTO_Midwest | TVA_Transmission | NonRTO_Midwest | 2050 | B18 | 400 | 400 | 700 | 157.22 | 0.02 | 0.01 | 0.03 | 0.01 | 0 | 0 | 0 | 0 | 0 | 0
TVA_Transmission_2_NonRTO_Midwest | TVA_Transmission | NonRTO_Midwest | 2050 | B19 | 700 | 700 | 700 | 0 | 0.01 | 0.01 | 0.01 | 0.01 | 0 | 0 | 0 | 0 | 0 | 0
TVA_Transmission_2_NonRTO_Midwest | TVA_Transmission | NonRTO_Midwest | 2050 | B20 | 935 | 935 | 700 | 0 | 0.01 | 0 | 0.01 | 0 | 0 | 0 | 0 | 0 | 0 | 0
TVA_Transmission_2_PJM_ROR | TVA_Transmission | PJM_ROR | 2015 | B01 | 10 | 10 | 2000 | 0 | 0.16 | 0.12 | 0.17 | 0.13 | 0 | 0 | 0 | 0 | 0 | 0
TVA_Transmission_2_PJM_ROR | TVA_Transmission | PJM_ROR | 2015 | B02 | 25 | 25 | 2000 | 0 | 0.06 | 0.05 | 0.07 | 0.05 | 0 | 0 | 0 | 0 | 0 | 0
TVA_Transmission_2_PJM_ROR | TVA_Transmission | PJM_ROR | 2015 | B03 | 75 | 75 | 2000 | 0 | 0.02 | 0.02 | 0.02 | 0.02 | 0 | 0 | 0 | 0 | 0 | 0
TVA_Transmission_2_PJM_ROR | TVA_Transmission | PJM_ROR | 2015 | B04 | 100 | 100 | 2000 | 0 | 0.02 | 0.01 | 0.02 | 0.01 | 0 | 0 | 0 | 0 | 0 | 0
TVA_Transmission_2_PJM_ROR | TVA_Transmission | PJM_ROR | 2015 | B05 | 200 | 200 | 2000 | 0 | 0.01 | 0.01 | 0.01 | 0.01 | 0 | 0 | 0 | 0 | 0 | 0
TVA_Transmission_2_PJM_ROR | TVA_Transmission | PJM_ROR | 2015 | B06 | 300 | 300 | 2000 | 0 | 0.01 | 0 | 0.01 | 0 | 0 | 0 | 0 | 0 | 0 | 0
TVA_Transmission_2_PJM_ROR | TVA_Transmission | PJM_ROR | 2015 | B07 | 400 | 400 | 2000 | 0 | 0 | 0 | 0.01 | 0 | 0 | 0 | 0 | 0 | 0 | 0
TVA_Transmission_2_PJM_ROR | TVA_Transmission | PJM_ROR | 2015 | B08 | 500 | 0 | 2000 | 0 | 0 | 0 | 0 | 0 | 0 | 0 | 0 | 0 | 0 | 0
TVA_Transmission_2_PJM_ROR | TVA_Transmission | PJM_ROR | 2015 | B09 | 800 | 0 | 2000 | 0 | 0 | 0 | 0 | 0 | 0 | 0 | 0 | 0 | 0 | 0
TVA_Transmission_2_PJM_ROR | TVA_Transmission | PJM_ROR | 2015 | B10 | 1262 | 0 | 2000 | 0 | 0 | 0 | 0 | 0 | 0 | 0 | 0 | 0 | 0 | 0
TVA_Transmission_2_PJM_ROR | TVA_Transmission | PJM_ROR | 2015 | B11 | 25 | 25 | 2000 | 0 | 0.06 | 0.05 | 0.07 | 0.05 | 0 | 0 | 0 | 0 | 0 | 0
TVA_Transmission_2_PJM_ROR | TVA_Transmission | PJM_ROR | 2015 | B12 | 200 | 200 | 2000 | 0 | 0.01 | 0.01 | 0.01 | 0.01 | 0 | 0 | 0 | 0 | 0 | 0
TVA_Transmission_2_PJM_ROR | TVA_Transmission | PJM_ROR | 2015 | B13 | 600 | 0 | 2000 | 0 | 0 | 0 | 0 | 0 | 0 | 0 | 0 | 0 | 0 | 0
TVA_Transmission_2_PJM_ROR | TVA_Transmission | PJM_ROR | 2015 | B14 | 900 | 0 | 2000 | 0 | 0 | 0 | 0 | 0 | 0 | 0 | 0 | 0 | 0 | 0
TVA_Transmission_2_PJM_ROR | TVA_Transmission | PJM_ROR | 2015 | B15 | 1203 | 0 | 2000 | 0 | 0 | 0 | 0 | 0 | 0 | 0 | 0 | 0 | 0 | 0
TVA_Transmission_2_PJM_ROR | TVA_Transmission | PJM_ROR | 2015 | B16 | 25 | 25 | 2000 | 0 | 0.06 | 0.05 | 0.07 | 0.05 | 0 | 0 | 0 | 0 | 0 | 0
TVA_Transmission_2_PJM_ROR | TVA_Transmission | PJM_ROR | 2015 | B17 | 100 | 100 | 2000 | 0 | 0.03 | 0.02 | 0.03 | 0.02 | 0 | 0 | 0 | 0 | 0 | 0
TVA_Transmission_2_PJM_ROR | TVA_Transmission | PJM_ROR | 2015 | B18 | 400 | 400 | 2000 | 0 | 0.01 | 0 | 0.01 | 0 | 0 | 0 | 0 | 0 | 0 | 0
TVA_Transmission_2_PJM_ROR | TVA_Transmission | PJM_ROR | 2015 | B19 | 700 | 0 | 2000 | 0 | 0 | 0 | 0 | 0 | 0 | 0 | 0 | 0 | 0 | 0
TVA_Transmission_2_PJM_ROR | TVA_Transmission | PJM_ROR | 2015 | B20 | 935 | 0 | 2000 | 0 | 0 | 0 | 0 | 0 | 0 | 0 | 0 | 0 | 0 | 0
TVA_Transmission_2_PJM_ROR | TVA_Transmission | PJM_ROR | 2020 | B01 | 10 | 10 | 2000 | 0 | 0.2 | 0.15 | 0.22 | 0.16 | 0 | 0 | 0 | 0 | 0 | 0
TVA_Transmission_2_PJM_ROR | TVA_Transmission | PJM_ROR | 2020 | B02 | 25 | 25 | 2000 | 0 | 0.08 | 0.06 | 0.09 | 0.06 | 0 | 0 | 0 | 0 | 0 | 0
TVA_Transmission_2_PJM_ROR | TVA_Transmission | PJM_ROR | 2020 | B03 | 75 | 75 | 2000 | 0 | 0.03 | 0.02 | 0.03 | 0.02 | 0 | 0 | 0 | 0 | 0 | 0
TVA_Transmission_2_PJM_ROR | TVA_Transmission | PJM_ROR | 2020 | B04 | 100 | 100 | 2000 | 0 | 0.02 | 0.02 | 0.02 | 0.02 | 0 | 0 | 0 | 0 | 0 | 0
TVA_Transmission_2_PJM_ROR | TVA_Transmission | PJM_ROR | 2020 | B05 | 200 | 200 | 2000 | 0 | 0.01 | 0.01 | 0.01 | 0.01 | 0 | 0 | 0 | 0 | 0 | 0
TVA_Transmission_2_PJM_ROR | TVA_Transmission | PJM_ROR | 2020 | B06 | 300 | 300 | 2000 | 0 | 0.01 | 0.01 | 0.01 | 0.01 | 0 | 0 | 0 | 0 | 0 | 0
TVA_Transmission_2_PJM_ROR | TVA_Transmission | PJM_ROR | 2020 | B07 | 400 | 400 | 2000 | 0 | 0.01 | 0 | 0.01 | 0.01 | 0 | 0 | 0 | 0 | 0 | 0
TVA_Transmission_2_PJM_ROR | TVA_Transmission | PJM_ROR | 2020 | B08 | 500 | 0 | 2000 | 0 | 0 | 0 | 0 | 0 | 0 | 0 | 0 | 0 | 0 | 0
TVA_Transmission_2_PJM_ROR | TVA_Transmission | PJM_ROR | 2020 | B09 | 800 | 0 | 2000 | 0 | 0 | 0 | 0 | 0 | 0 | 0 | 0 | 0 | 0 | 0
TVA_Transmission_2_PJM_ROR | TVA_Transmission | PJM_ROR | 2020 | B10 | 1262 | 0 | 2000 | 0 | 0 | 0 | 0 | 0 | 0 | 0 | 0 | 0 | 0 | 0
TVA_Transmission_2_PJM_ROR | TVA_Transmission | PJM_ROR | 2020 | B11 | 25 | 25 | 2000 | 0 | 0.09 | 0.07 | 0.09 | 0.08 | 0 | 0 | 0 | 0 | 0 | 0
TVA_Transmission_2_PJM_ROR | TVA_Transmission | PJM_ROR | 2020 | B12 | 200 | 200 | 2000 | 0 | 0.01 | 0.01 | 0.02 | 0.01 | 0 | 0 | 0 | 0 | 0 | 0
TVA_Transmission_2_PJM_ROR | TVA_Transmission | PJM_ROR | 2020 | B13 | 600 | 600 | 2000 | 0 | 0 | 0 | 0.01 | 0 | 0 | 0 | 0 | 0 | 0 | 0
TVA_Transmission_2_PJM_ROR | TVA_Transmission | PJM_ROR | 2020 | B14 | 900 | 0 | 2000 | 0 | 0 | 0 | 0 | 0 | 0 | 0 | 0 | 0 | 0 | 0
TVA_Transmission_2_PJM_ROR | TVA_Transmission | PJM_ROR | 2020 | B15 | 1203 | 0 | 2000 | 0 | 0 | 0 | 0 | 0 | 0 | 0 | 0 | 0 | 0 | 0
TVA_Transmission_2_PJM_ROR | TVA_Transmission | PJM_ROR | 2020 | B16 | 25 | 25 | 2000 | 0 | 0.1 | 0.06 | 0.11 | 0.07 | 0 | 0 | 0 | 0 | 0 | 0
TVA_Transmission_2_PJM_ROR | TVA_Transmission | PJM_ROR | 2020 | B17 | 100 | 100 | 2000 | 0 | 0.03 | 0.02 | 0.03 | 0.02 | 0 | 0 | 0 | 0 | 0 | 0
TVA_Transmission_2_PJM_ROR | TVA_Transmission | PJM_ROR | 2020 | B18 | 400 | 400 | 2000 | 0 | 0.01 | 0 | 0.01 | 0.01 | 0 | 0 | 0 | 0 | 0 | 0
TVA_Transmission_2_PJM_ROR | TVA_Transmission | PJM_ROR | 2020 | B19 | 700 | 0 | 2000 | 0 | 0 | 0 | 0 | 0 | 0 | 0 | 0 | 0 | 0 | 0
TVA_Transmission_2_PJM_ROR | TVA_Transmission | PJM_ROR | 2020 | B20 | 935 | 0 | 2000 | 0 | 0 | 0 | 0 | 0 | 0 | 0 | 0 | 0 | 0 | 0
TVA_Transmission_2_PJM_ROR | TVA_Transmission | PJM_ROR | 2025 | B01 | 10 | 10 | 2000 | 0 | 0.26 | 0.19 | 0.29 | 0.21 | 0 | 0 | 0 | 0 | 0 | 0
TVA_Transmission_2_PJM_ROR | TVA_Transmission | PJM_ROR | 2025 | B02 | 25 | 25 | 2000 | 0 | 0.1 | 0.08 | 0.11 | 0.08 | 0 | 0 | 0 | 0 | 0 | 0
TVA_Transmission_2_PJM_ROR | TVA_Transmission | PJM_ROR | 2025 | B03 | 75 | 75 | 2000 | 0 | 0.03 | 0.03 | 0.04 | 0.03 | 0 | 0 | 0 | 0 | 0 | 0
TVA_Transmission_2_PJM_ROR | TVA_Transmission | PJM_ROR | 2025 | B04 | 100 | 100 | 2000 | 0 | 0.03 | 0.02 | 0.03 | 0.02 | 0 | 0 | 0 | 0 | 0 | 0
TVA_Transmission_2_PJM_ROR | TVA_Transmission | PJM_ROR | 2025 | B05 | 200 | 200 | 2000 | 0 | 0.01 | 0.01 | 0.01 | 0.01 | 0 | 0 | 0 | 0 | 0 | 0
TVA_Transmission_2_PJM_ROR | TVA_Transmission | PJM_ROR | 2025 | B06 | 300 | 300 | 2000 | 0 | 0.01 | 0.01 | 0.01 | 0.01 | 0 | 0 | 0 | 0 | 0 | 0
TVA_Transmission_2_PJM_ROR | TVA_Transmission | PJM_ROR | 2025 | B07 | 400 | 400 | 2000 | 0 | 0.01 | 0.01 | 0.01 | 0.01 | 0 | 0 | 0 | 0 | 0 | 0
TVA_Transmission_2_PJM_ROR | TVA_Transmission | PJM_ROR | 2025 | B08 | 500 | 500 | 2000 | 0 | 0.01 | 0 | 0.01 | 0 | 0 | 0 | 0 | 0 | 0 | 0
TVA_Transmission_2_PJM_ROR | TVA_Transmission | PJM_ROR | 2025 | B09 | 800 | 0 | 2000 | 0 | 0 | 0 | 0 | 0 | 0 | 0 | 0 | 0 | 0 | 0
TVA_Transmission_2_PJM_ROR | TVA_Transmission | PJM_ROR | 2025 | B10 | 1262 | 0 | 2000 | 0 | 0 | 0 | 0 | 0 | 0 | 0 | 0 | 0 | 0 | 0
TVA_Transmission_2_PJM_ROR | TVA_Transmission | PJM_ROR | 2025 | B11 | 25 | 25 | 2000 | 0 | 0.1 | 0.08 | 0.11 | 0.08 | 0 | 0 | 0 | 0 | 0 | 0
TVA_Transmission_2_PJM_ROR | TVA_Transmission | PJM_ROR | 2025 | B12 | 200 | 200 | 2000 | 0 | 0.02 | 0.01 | 0.02 | 0.01 | 0 | 0 | 0 | 0 | 0 | 0
TVA_Transmission_2_PJM_ROR | TVA_Transmission | PJM_ROR | 2025 | B13 | 600 | 600 | 2000 | 0 | 0.01 | 0 | 0.01 | 0 | 0 | 0 | 0 | 0 | 0 | 0
TVA_Transmission_2_PJM_ROR | TVA_Transmission | PJM_ROR | 2025 | B14 | 900 | 0 | 2000 | 0 | 0 | 0 | 0 | 0 | 0 | 0 | 0 | 0 | 0 | 0
TVA_Transmission_2_PJM_ROR | TVA_Transmission | PJM_ROR | 2025 | B15 | 1203 | 0 | 2000 | 0 | 0 | 0 | 0 | 0 | 0 | 0 | 0 | 0 | 0 | 0
TVA_Transmission_2_PJM_ROR | TVA_Transmission | PJM_ROR | 2025 | B16 | 25 | 25 | 2000 | 0 | 0.1 | 0.08 | 0.11 | 0.08 | 0 | 0 | 0 | 0 | 0 | 0
TVA_Transmission_2_PJM_ROR | TVA_Transmission | PJM_ROR | 2025 | B17 | 100 | 100 | 2000 | 0 | 0.03 | 0.02 | 0.03 | 0.02 | 0 | 0 | 0 | 0 | 0 | 0
TVA_Transmission_2_PJM_ROR | TVA_Transmission | PJM_ROR | 2025 | B18 | 400 | 400 | 2000 | 0 | 0.01 | 0.01 | 0.01 | 0.01 | 0 | 0 | 0 | 0 | 0 | 0
TVA_Transmission_2_PJM_ROR | TVA_Transmission | PJM_ROR | 2025 | B19 | 700 | 0 | 2000 | 0 | 0 | 0 | 0 | 0 | 0 | 0 | 0 | 0 | 0 | 0
TVA_Transmission_2_PJM_ROR | TVA_Transmission | PJM_ROR | 2025 | B20 | 935 | 0 | 2000 | 0 | 0 | 0 | 0 | 0 | 0 | 0 | 0 | 0 | 0 | 0
TVA_Transmission_2_PJM_ROR | TVA_Transmission | PJM_ROR | 2030 | B01 | 10 | 10 | 2000 | 0 | 0.4 | 0.25 | 0.45 | 0.28 | 0 | 0 | 0 | 0 | 0 | 0
TVA_Transmission_2_PJM_ROR | TVA_Transmission | PJM_ROR | 2030 | B02 | 25 | 25 | 2000 | 0 | 0.13 | 0.09 | 0.14 | 0.1 | 0 | 0 | 0 | 0 | 0 | 0
TVA_Transmission_2_PJM_ROR | TVA_Transmission | PJM_ROR | 2030 | B03 | 75 | 75 | 2000 | 0 | 0.04 | 0.03 | 0.05 | 0.03 | 0 | 0 | 0 | 0 | 0 | 0
TVA_Transmission_2_PJM_ROR | TVA_Transmission | PJM_ROR | 2030 | B04 | 100 | 100 | 2000 | 0 | 0.03 | 0.02 | 0.04 | 0.03 | 0 | 0 | 0 | 0 | 0 | 0
TVA_Transmission_2_PJM_ROR | TVA_Transmission | PJM_ROR | 2030 | B05 | 200 | 200 | 2000 | 0 | 0.02 | 0.01 | 0.02 | 0.01 | 0 | 0 | 0 | 0 | 0 | 0
TVA_Transmission_2_PJM_ROR | TVA_Transmission | PJM_ROR | 2030 | B06 | 300 | 300 | 2000 | 0 | 0.02 | 0.01 | 0.02 | 0.01 | 0 | 0 | 0 | 0 | 0 | 0
TVA_Transmission_2_PJM_ROR | TVA_Transmission | PJM_ROR | 2030 | B07 | 400 | 400 | 2000 | 0 | 0.01 | 0.01 | 0.02 | 0.01 | 0 | 0 | 0 | 0 | 0 | 0
TVA_Transmission_2_PJM_ROR | TVA_Transmission | PJM_ROR | 2030 | B08 | 500 | 500 | 2000 | 0 | 0.01 | 0.01 | 0.01 | 0.01 | 0 | 0 | 0 | 0 | 0 | 0
TVA_Transmission_2_PJM_ROR | TVA_Transmission | PJM_ROR | 2030 | B09 | 800 | 800 | 2000 | 0 | 0.01 | 0 | 0.01 | 0 | 0 | 0 | 0 | 0 | 0 | 0
TVA_Transmission_2_PJM_ROR | TVA_Transmission | PJM_ROR | 2030 | B10 | 1262 | 0 | 2000 | 0 | 0 | 0 | 0 | 0 | 0 | 0 | 0 | 0 | 0 | 0
TVA_Transmission_2_PJM_ROR | TVA_Transmission | PJM_ROR | 2030 | B11 | 25 | 25 | 2000 | 0 | 0.16 | 0.1 | 0.18 | 0.11 | 0 | 0 | 0 | 0 | 0 | 0
TVA_Transmission_2_PJM_ROR | TVA_Transmission | PJM_ROR | 2030 | B12 | 200 | 200 | 2000 | 0 | 0.02 | 0.01 | 0.03 | 0.01 | 0 | 0 | 0 | 0 | 0 | 0
TVA_Transmission_2_PJM_ROR | TVA_Transmission | PJM_ROR | 2030 | B13 | 600 | 600 | 2000 | 0 | 0.01 | 0 | 0.01 | 0 | 0 | 0 | 0 | 0 | 0 | 0
TVA_Transmission_2_PJM_ROR | TVA_Transmission | PJM_ROR | 2030 | B14 | 900 | 900 | 2000 | 0 | 0.01 | 0 | 0.01 | 0 | 0 | 0 | 0 | 0 | 0 | 0
TVA_Transmission_2_PJM_ROR | TVA_Transmission | PJM_ROR | 2030 | B15 | 1203 | 0 | 2000 | 0 | 0 | 0 | 0 | 0 | 0 | 0 | 0 | 0 | 0 | 0
TVA_Transmission_2_PJM_ROR | TVA_Transmission | PJM_ROR | 2030 | B16 | 25 | 25 | 2000 | 0 | 0.15 | 0.09 | 0.16 | 0.1 | 0 | 0 | 0 | 0 | 0 | 0
TVA_Transmission_2_PJM_ROR | TVA_Transmission | PJM_ROR | 2030 | B17 | 100 | 100 | 2000 | 378.72 | 0.05 | 0.02 | 0.05 | 0.03 | 0 | 0 | 0 | 0 | 0 | 0
TVA_Transmission_2_PJM_ROR | TVA_Transmission | PJM_ROR | 2030 | B18 | 400 | 400 | 2000 | 0 | 0.01 | 0.01 | 0.01 | 0.01 | 0 | 0 | 0 | 0 | 0 | 0
TVA_Transmission_2_PJM_ROR | TVA_Transmission | PJM_ROR | 2030 | B19 | 700 | 700 | 2000 | 0 | 0.01 | 0 | 0.01 | 0 | 0 | 0 | 0 | 0 | 0 | 0
TVA_Transmission_2_PJM_ROR | TVA_Transmission | PJM_ROR | 2030 | B20 | 935 | 0 | 2000 | 0 | 0 | 0 | 0 | 0 | 0 | 0 | 0 | 0 | 0 | 0
TVA_Transmission_2_PJM_ROR | TVA_Transmission | PJM_ROR | 2035 | B01 | 10 | 10 | 2000 | 0 | 0.6 | 0.32 | 0.53 | 0.34 | 0 | 0 | 0 | 0 | 2.4624 | 0.82081
TVA_Transmission_2_PJM_ROR | TVA_Transmission | PJM_ROR | 2035 | B02 | 25 | 25 | 2000 | 0 | 0.16 | 0.12 | 0.16 | 0.13 | 0 | 0 | 0 | 0 | 2.4624 | 0.82081
TVA_Transmission_2_PJM_ROR | TVA_Transmission | PJM_ROR | 2035 | B03 | 75 | 75 | 2000 | 0 | 0.06 | 0.04 | 0.05 | 0.04 | 0 | 0 | 0 | 0 | 2.4624 | 0.82081
TVA_Transmission_2_PJM_ROR | TVA_Transmission | PJM_ROR | 2035 | B04 | 100 | 100 | 2000 | 0 | 0.05 | 0.03 | 0.04 | 0.03 | 0 | 0 | 0 | 0 | 2.4624 | 0.82081
TVA_Transmission_2_PJM_ROR | TVA_Transmission | PJM_ROR | 2035 | B05 | 200 | 200 | 2000 | 0 | 0.04 | 0.02 | 0.03 | 0.02 | 0 | 0 | 0 | 0 | 2.4624 | 0.82081
TVA_Transmission_2_PJM_ROR | TVA_Transmission | PJM_ROR | 2035 | B06 | 300 | 300 | 2000 | 0 | 0.05 | 0.03 | 0.03 | 0.02 | 0 | 0 | 0 | 0 | 2.4624 | 0.82081
TVA_Transmission_2_PJM_ROR | TVA_Transmission | PJM_ROR | 2035 | B07 | 400 | 400 | 2000 | 0 | 0.06 | 0.02 | 0.03 | 0.02 | 0 | 0 | 0 | 0 | 2.4624 | 0.82081
TVA_Transmission_2_PJM_ROR | TVA_Transmission | PJM_ROR | 2035 | B08 | 500 | 500 | 2000 | 0 | 0.02 | 0.01 | 0.01 | 0.01 | 0 | 0 | 0 | 0 | 2.4624 | 0.82081
TVA_Transmission_2_PJM_ROR | TVA_Transmission | PJM_ROR | 2035 | B09 | 800 | 800 | 2000 | 0 | 0.01 | 0 | 0.01 | 0 | 0 | 0 | 0 | 0 | 2.4624 | 0.82081
TVA_Transmission_2_PJM_ROR | TVA_Transmission | PJM_ROR | 2035 | B10 | 1262 | 0 | 2000 | 0 | 0 | 0 | 0 | 0 | 0 | 0 | 0 | 0 | 2.4624 | 0.82081
TVA_Transmission_2_PJM_ROR | TVA_Transmission | PJM_ROR | 2035 | B11 | 25 | 25 | 2000 | 0 | 0.18 | 0.17 | 0.17 | 0.17 | 0 | 0 | 0 | 0 | 2.4624 | 0.82081
TVA_Transmission_2_PJM_ROR | TVA_Transmission | PJM_ROR | 2035 | B12 | 200 | 200 | 2000 | 331.49 | 0.04 | 0.02 | 0.03 | 0.02 | 0 | 0 | 0 | 0 | 2.4624 | 0.82081
TVA_Transmission_2_PJM_ROR | TVA_Transmission | PJM_ROR | 2035 | B13 | 600 | 600 | 2000 | 1566.58 | 0.01 | 0.01 | 0.01 | 0.01 | 0 | 0 | 0 | 0 | 2.4624 | 0.82081
TVA_Transmission_2_PJM_ROR | TVA_Transmission | PJM_ROR | 2035 | B14 | 900 | 900 | 2000 | 0 | 0.01 | 0 | 0.01 | 0 | 0 | 0 | 0 | 0 | 2.4624 | 0.82081
TVA_Transmission_2_PJM_ROR | TVA_Transmission | PJM_ROR | 2035 | B15 | 1203 | 0 | 2000 | 0 | 0.01 | 0 | 0 | 0 | 0 | 0 | 0 | 0 | 2.4624 | 0.82081
TVA_Transmission_2_PJM_ROR | TVA_Transmission | PJM_ROR | 2035 | B16 | 25 | 25 | 2000 | 968.12 | 0.22 | 0.12 | 0.19 | 0.13 | 0 | 0 | 0 | 0 | 2.4624 | 0.82081
TVA_Transmission_2_PJM_ROR | TVA_Transmission | PJM_ROR | 2035 | B17 | 100 | 100 | 2000 | 2000 | 0.07 | 0.04 | 0.06 | 0.04 | 7.0627 | 0 | 0 | 1.4125 | 2.4624 | 0.82081
TVA_Transmission_2_PJM_ROR | TVA_Transmission | PJM_ROR | 2035 | B18 | 400 | 400 | 2000 | 2000 | 0.02 | 0.01 | 0.01 | 0.01 | 2.3384 | 0 | 0 | 1.8707 | 2.4624 | 0.82081
TVA_Transmission_2_PJM_ROR | TVA_Transmission | PJM_ROR | 2035 | B19 | 700 | 700 | 2000 | 0 | 0.01 | 0.01 | 0.01 | 0.01 | 0 | 0 | 0 | 0 | 2.4624 | 0.82081
TVA_Transmission_2_PJM_ROR | TVA_Transmission | PJM_ROR | 2035 | B20 | 935 | 935 | 2000 | 0 | 0.01 | 0 | 0.01 | 0 | 0 | 0 | 0 | 0 | 2.4624 | 0.82081
TVA_Transmission_2_PJM_ROR | TVA_Transmission | PJM_ROR | 2040 | B01 | 10 | 10 | 2000 | 0 | 0.67 | 0.42 | 0.54 | 0.42 | 0 | 0 | 0 | 0 | 4.4958 | 1.4986
TVA_Transmission_2_PJM_ROR | TVA_Transmission | PJM_ROR | 2040 | B02 | 25 | 25 | 2000 | 0 | 0.21 | 0.15 | 0.18 | 0.16 | 0 | 0 | 0 | 0 | 4.4958 | 1.4986
TVA_Transmission_2_PJM_ROR | TVA_Transmission | PJM_ROR | 2040 | B03 | 75 | 75 | 2000 | 0 | 0.07 | 0.05 | 0.06 | 0.05 | 0 | 0 | 0 | 0 | 4.4958 | 1.4986
TVA_Transmission_2_PJM_ROR | TVA_Transmission | PJM_ROR | 2040 | B04 | 100 | 100 | 2000 | 0 | 0.06 | 0.04 | 0.05 | 0.04 | 0 | 0 | 0 | 0 | 4.4958 | 1.4986
TVA_Transmission_2_PJM_ROR | TVA_Transmission | PJM_ROR | 2040 | B05 | 200 | 200 | 2000 | 0 | 0.06 | 0.05 | 0.04 | 0.04 | 0 | 0 | 0 | 0 | 4.4958 | 1.4986
TVA_Transmission_2_PJM_ROR | TVA_Transmission | PJM_ROR | 2040 | B06 | 300 | 300 | 2000 | 0 | 0.07 | 0.03 | 0.03 | 0.03 | 0 | 0 | 0 | 0 | 4.4958 | 1.4986
TVA_Transmission_2_PJM_ROR | TVA_Transmission | PJM_ROR | 2040 | B07 | 400 | 400 | 2000 | 0 | 0.03 | 0.02 | 0.02 | 0.01 | 0 | 0 | 0 | 0 | 4.4958 | 1.4986
TVA_Transmission_2_PJM_ROR | TVA_Transmission | PJM_ROR | 2040 | B08 | 500 | 500 | 2000 | 0 | 0.01 | 0.01 | 0.01 | 0.01 | 0 | 0 | 0 | 0 | 4.4958 | 1.4986
TVA_Transmission_2_PJM_ROR | TVA_Transmission | PJM_ROR | 2040 | B09 | 800 | 800 | 2000 | 0 | 0.01 | 0.01 | 0.01 | 0.01 | 0 | 0 | 0 | 0 | 4.4958 | 1.4986
TVA_Transmission_2_PJM_ROR | TVA_Transmission | PJM_ROR | 2040 | B10 | 1262 | 1262 | 2000 | 2000 | 807.58 | 0.04 | 0.01 | 0.02 | 5.9943 | 0 | 0 | 5.9943 | 4.4958 | 1.4986
TVA_Transmission_2_PJM_ROR | TVA_Transmission | PJM_ROR | 2040 | B11 | 25 | 25 | 2000 | 0 | 0.23 | 0.18 | 0.19 | 0.17 | 0 | 0 | 0 | 0 | 4.4958 | 1.4986
TVA_Transmission_2_PJM_ROR | TVA_Transmission | PJM_ROR | 2040 | B12 | 200 | 200 | 2000 | 0 | 0.06 | 0.03 | 0.04 | 0.03 | 0 | 0 | 0 | 0 | 4.4958 | 1.4986
TVA_Transmission_2_PJM_ROR | TVA_Transmission | PJM_ROR | 2040 | B13 | 600 | 600 | 2000 | 0 | 0.02 | 0.01 | 0.01 | 0.01 | 0 | 0 | 0 | 0 | 4.4958 | 1.4986
TVA_Transmission_2_PJM_ROR | TVA_Transmission | PJM_ROR | 2040 | B14 | 900 | 900 | 2000 | 0 | 0.01 | 0.01 | 0.01 | 0.01 | 0 | 0 | 0 | 0 | 4.4958 | 1.4986
TVA_Transmission_2_PJM_ROR | TVA_Transmission | PJM_ROR | 2040 | B15 | 1203 | 1203 | 2000 | 0 | 0.01 | 0 | 0.01 | 0 | 0 | 0 | 0 | 0 | 4.4958 | 1.4986
TVA_Transmission_2_PJM_ROR | TVA_Transmission | PJM_ROR | 2040 | B16 | 25 | 25 | 2000 | 0 | 0.26 | 0.18 | 0.2 | 0.18 | 0 | 0 | 0 | 0 | 4.4958 | 1.4986
TVA_Transmission_2_PJM_ROR | TVA_Transmission | PJM_ROR | 2040 | B17 | 100 | 100 | 2000 | 0 | 0.11 | 0.05 | 0.07 | 0.04 | 0 | 0 | 0 | 0 | 4.4958 | 1.4986
TVA_Transmission_2_PJM_ROR | TVA_Transmission | PJM_ROR | 2040 | B18 | 400 | 400 | 2000 | 0 | 0.03 | 0.01 | 0.02 | 0.01 | 0 | 0 | 0 | 0 | 4.4958 | 1.4986
TVA_Transmission_2_PJM_ROR | TVA_Transmission | PJM_ROR | 2040 | B19 | 700 | 700 | 2000 | 0 | 0.02 | 0.01 | 0.01 | 0.01 | 0 | 0 | 0 | 0 | 4.4958 | 1.4986
TVA_Transmission_2_PJM_ROR | TVA_Transmission | PJM_ROR | 2040 | B20 | 935 | 935 | 2000 | 0 | 0.01 | 0.01 | 0.01 | 0 | 0 | 0 | 0 | 0 | 4.4958 | 1.4986
TVA_Transmission_2_PJM_ROR | TVA_Transmission | PJM_ROR | 2045 | B01 | 10 | 10 | 2000 | 0 | 1.12 | 0.55 | 1.25 | 0.62 | 0 | 0.01187 | 0 | 0 | 0 | 0
TVA_Transmission_2_PJM_ROR | TVA_Transmission | PJM_ROR | 2045 | B02 | 25 | 25 | 2000 | 0 | 0.45 | 0.22 | 0.49 | 0.25 | 0 | 0 | 0 | 0 | 0 | 0
TVA_Transmission_2_PJM_ROR | TVA_Transmission | PJM_ROR | 2045 | B03 | 75 | 75 | 2000 | 0 | 0.09 | 0.08 | 0.1 | 0.08 | 0 | 0 | 0 | 0 | 0 | 0
TVA_Transmission_2_PJM_ROR | TVA_Transmission | PJM_ROR | 2045 | B04 | 100 | 100 | 2000 | 0 | 0.07 | 0.06 | 0.08 | 0.07 | 0 | 0 | 0 | 0 | 0 | 0
TVA_Transmission_2_PJM_ROR | TVA_Transmission | PJM_ROR | 2045 | B05 | 200 | 200 | 2000 | 0 | 0.06 | 0.08 | 0.06 | 0.09 | 0 | 0 | 0 | 0 | 0 | 0
TVA_Transmission_2_PJM_ROR | TVA_Transmission | PJM_ROR | 2045 | B06 | 300 | 300 | 2000 | 0 | 0.03 | 0.04 | 0.04 | 0.04 | 0 | 0 | 0 | 0 | 0 | 0
TVA_Transmission_2_PJM_ROR | TVA_Transmission | PJM_ROR | 2045 | B07 | 400 | 400 | 2000 | 0 | 0.04 | 0.03 | 0.04 | 0.03 | 0 | 0 | 0 | 0 | 0 | 0
TVA_Transmission_2_PJM_ROR | TVA_Transmission | PJM_ROR | 2045 | B08 | 500 | 500 | 2000 | 0 | 0.03 | 0.02 | 0.03 | 0.02 | 0 | 0 | 0 | 0 | 0 | 0
TVA_Transmission_2_PJM_ROR | TVA_Transmission | PJM_ROR | 2045 | B09 | 800 | 800 | 2000 | 0 | 0.02 | 0.02 | 0.02 | 0.02 | 0 | 0 | 0 | 0 | 0 | 0
TVA_Transmission_2_PJM_ROR | TVA_Transmission | PJM_ROR | 2045 | B10 | 1262 | 1262 | 2000 | 0 | 1005.44 | 0.01 | 57.4 | 0.01 | 0 | 0 | 0 | 0 | 0 | 0
TVA_Transmission_2_PJM_ROR | TVA_Transmission | PJM_ROR | 2045 | B11 | 25 | 25 | 2000 | 0 | 0.43 | 0.26 | 0.46 | 0.29 | 0 | 0 | 0 | 0 | 0 | 0
TVA_Transmission_2_PJM_ROR | TVA_Transmission | PJM_ROR | 2045 | B12 | 200 | 200 | 2000 | 1471.48 | 0.09 | 0.06 | 0.1 | 0.06 | 0 | 0 | 0 | 0 | 0 | 0
TVA_Transmission_2_PJM_ROR | TVA_Transmission | PJM_ROR | 2045 | B13 | 600 | 600 | 2000 | 0 | 0.03 | 0.02 | 0.03 | 0.02 | 0 | 0 | 0 | 0 | 0 | 0
TVA_Transmission_2_PJM_ROR | TVA_Transmission | PJM_ROR | 2045 | B14 | 900 | 900 | 2000 | 265.33 | 0.01 | 0.01 | 0.02 | 0.01 | 0 | 0 | 0 | 0 | 0 | 0
TVA_Transmission_2_PJM_ROR | TVA_Transmission | PJM_ROR | 2045 | B15 | 1203 | 1203 | 2000 | 0 | 0.01 | 0.01 | 0.01 | 0.01 | 0 | 0 | 0 | 0 | 0 | 0
TVA_Transmission_2_PJM_ROR | TVA_Transmission | PJM_ROR | 2045 | B16 | 25 | 25 | 2000 | 0 | 0.47 | 0.23 | 0.5 | 0.25 | 0 | 0 | 0 | 0 | 0 | 0
TVA_Transmission_2_PJM_ROR | TVA_Transmission | PJM_ROR | 2045 | B17 | 100 | 100 | 2000 | 0 | 0.13 | 0.07 | 0.13 | 0.07 | 0 | 0 | 0 | 0 | 0 | 0
TVA_Transmission_2_PJM_ROR | TVA_Transmission | PJM_ROR | 2045 | B18 | 400 | 400 | 2000 | 0 | 0.05 | 0.03 | 0.05 | 0.03 | 0 | 0 | 0 | 0 | 0 | 0
TVA_Transmission_2_PJM_ROR | TVA_Transmission | PJM_ROR | 2045 | B19 | 700 | 700 | 2000 | 551.27 | 0.02 | 0.01 | 0.02 | 0.01 | 0 | 0 | 0 | 0 | 0 | 0
TVA_Transmission_2_PJM_ROR | TVA_Transmission | PJM_ROR | 2045 | B20 | 935 | 935 | 2000 | 0 | 0.01 | 0.01 | 0.01 | 0.01 | 0 | 0 | 0 | 0 | 0 | 0
TVA_Transmission_2_PJM_ROR | TVA_Transmission | PJM_ROR | 2050 | B01 | 10 | 10 | 2000 | 0.03 | 0.29 | 0.22 | 0.22 | 0.21 | 0 | 0 | 0 | 0 | 6.9535 | 2.3178
TVA_Transmission_2_PJM_ROR | TVA_Transmission | PJM_ROR | 2050 | B02 | 25 | 25 | 2000 | 2000 | 0.12 | 0.1 | 0.09 | 0.09 | 8.2615 | 0 | 0 | 0.2015 | 6.9535 | 2.3178
TVA_Transmission_2_PJM_ROR | TVA_Transmission | PJM_ROR | 2050 | B03 | 75 | 75 | 2000 | 1868.61 | 0.05 | 0.03 | 0.03 | 0.03 | 0 | 0 | 0 | 0 | 6.9535 | 2.3178
TVA_Transmission_2_PJM_ROR | TVA_Transmission | PJM_ROR | 2050 | B04 | 100 | 100 | 2000 | 0 | 0.03 | 0.03 | 0.02 | 0.02 | 0 | 0 | 0 | 0 | 6.9535 | 2.3178
TVA_Transmission_2_PJM_ROR | TVA_Transmission | PJM_ROR | 2050 | B05 | 200 | 200 | 2000 | 0 | 0.03 | 0.03 | 0.02 | 0.02 | 0 | 0 | 0 | 0 | 6.9535 | 2.3178
TVA_Transmission_2_PJM_ROR | TVA_Transmission | PJM_ROR | 2050 | B06 | 300 | 300 | 2000 | 0 | 0.02 | 0.02 | 0.01 | 0.01 | 0 | 0 | 0 | 0 | 6.9535 | 2.3178
TVA_Transmission_2_PJM_ROR | TVA_Transmission | PJM_ROR | 2050 | B07 | 400 | 400 | 2000 | 0 | 0.02 | 0.01 | 0.01 | 0.01 | 0 | 0 | 0 | 0 | 6.9535 | 2.3178
TVA_Transmission_2_PJM_ROR | TVA_Transmission | PJM_ROR | 2050 | B08 | 500 | 500 | 2000 | 0 | 0.07 | 0.01 | 0.01 | 0.01 | 0 | 0 | 0 | 0 | 6.9535 | 2.3178
TVA_Transmission_2_PJM_ROR | TVA_Transmission | PJM_ROR | 2050 | B09 | 800 | 0 | 2000 | 350.75 | 0.01 | 0.01 | 0 | 0 | 0 | 0 | 0 | 0 | 6.9535 | 2.3178
TVA_Transmission_2_PJM_ROR | TVA_Transmission | PJM_ROR | 2050 | B10 | 1262 | 0 | 2000 | 0 | 0.01 | 0 | 0 | 0 | 0 | 0 | 0 | 0 | 6.9535 | 2.3178
TVA_Transmission_2_PJM_ROR | TVA_Transmission | PJM_ROR | 2050 | B11 | 25 | 25 | 2000 | 0 | 0.18 | 0.12 | 0.11 | 0.11 | 0 | 0 | 0 | 0 | 6.9535 | 2.3178
TVA_Transmission_2_PJM_ROR | TVA_Transmission | PJM_ROR | 2050 | B12 | 200 | 200 | 2000 | 1732.83 | 0.05 | 0.01 | 0.02 | 0.01 | 0 | 0 | 0 | 0 | 6.9535 | 2.3178
TVA_Transmission_2_PJM_ROR | TVA_Transmission | PJM_ROR | 2050 | B13 | 600 | 600 | 2000 | 2000 | 0.02 | 0.01 | 0.01 | 0.01 | 8.9262 | 0 | 0 | 5.2251 | 6.9535 | 2.3178
TVA_Transmission_2_PJM_ROR | TVA_Transmission | PJM_ROR | 2050 | B14 | 900 | 0 | 2000 | 0 | 0.01 | 0 | 0 | 0 | 0 | 0 | 0 | 0 | 6.9535 | 2.3178
TVA_Transmission_2_PJM_ROR | TVA_Transmission | PJM_ROR | 2050 | B15 | 1203 | 0 | 2000 | 0 | 0 | 0 | 0 | 0 | 0 | 0 | 0 | 0 | 6.9535 | 2.3178
TVA_Transmission_2_PJM_ROR | TVA_Transmission | PJM_ROR | 2050 | B16 | 25 | 25 | 2000 | 0 | 0.12 | 0.09 | 0.09 | 0.08 | 0 | 0 | 0 | 0 | 6.9535 | 2.3178
TVA_Transmission_2_PJM_ROR | TVA_Transmission | PJM_ROR | 2050 | B17 | 100 | 100 | 2000 | 1844.9 | 0.04 | 0.03 | 0.03 | 0.02 | 0 | 0 | 0 | 0 | 6.9535 | 2.3178
TVA_Transmission_2_PJM_ROR | TVA_Transmission | PJM_ROR | 2050 | B18 | 400 | 400 | 2000 | 2000 | 0.02 | 0.01 | 0.01 | 0.01 | 9.8521 | 0 | 0 | 3.8447 | 6.9535 | 2.3178
TVA_Transmission_2_PJM_ROR | TVA_Transmission | PJM_ROR | 2050 | B19 | 700 | 700 | 2000 | 0 | 0.01 | 0.01 | 0.01 | 0.01 | 0 | 0 | 0 | 0 | 6.9535 | 2.3178
TVA_Transmission_2_PJM_ROR | TVA_Transmission | PJM_ROR | 2050 | B20 | 935 | 0 | 2000 | 0 | 0 | 0 | 0 | 0 | 0 | 0 | 0 | 0 | 6.9535 | 2.3178
TVA_Transmission_2_SOCO | TVA_Transmission | SOCO | 2015 | B01 | 10 | 10 | 3200 | 0 | 0.24 | 0.17 | 0.25 | 0.18 | 0 | 0 | 0 | 0 | 0 | 0
TVA_Transmission_2_SOCO | TVA_Transmission | SOCO | 2015 | B02 | 25 | 25 | 3200 | 0 | 0.11 | 0.08 | 0.11 | 0.08 | 0 | 0 | 0 | 0 | 0 | 0
TVA_Transmission_2_SOCO | TVA_Transmission | SOCO | 2015 | B03 | 75 | 75 | 3200 | 0 | 0.05 | 0.04 | 0.05 | 0.04 | 0 | 0 | 0 | 0 | 0 | 0
TVA_Transmission_2_SOCO | TVA_Transmission | SOCO | 2015 | B04 | 100 | 100 | 3200 | 0 | 0.12 | 0.09 | 0.12 | 0.09 | 0 | 0 | 0 | 0 | 0 | 0
TVA_Transmission_2_SOCO | TVA_Transmission | SOCO | 2015 | B05 | 200 | 200 | 3200 | 0 | 0.51 | 0.16 | 0.52 | 0.17 | 0 | 0 | 0 | 0 | 0 | 0
TVA_Transmission_2_SOCO | TVA_Transmission | SOCO | 2015 | B06 | 300 | 300 | 3200 | 69.34 | 45.83 | 15.12 | 23.18 | 11.25 | 0 | 0 | 0 | 0 | 0 | 0
TVA_Transmission_2_SOCO | TVA_Transmission | SOCO | 2015 | B07 | 400 | 400 | 3200 | 0 | 0.03 | 0.02 | 0.03 | 0.02 | 0 | 0 | 0 | 0 | 0 | 0
TVA_Transmission_2_SOCO | TVA_Transmission | SOCO | 2015 | B08 | 500 | 500 | 3200 | 0 | 0.02 | 0.01 | 0.02 | 0.01 | 0 | 0 | 0 | 0 | 0 | 0
TVA_Transmission_2_SOCO | TVA_Transmission | SOCO | 2015 | B09 | 800 | 0 | 3200 | 0 | 0 | 0 | 0 | 0 | 0 | 0 | 0 | 0 | 0 | 0
TVA_Transmission_2_SOCO | TVA_Transmission | SOCO | 2015 | B10 | 1262 | 0 | 3200 | 0 | 0 | 0 | 0 | 0 | 0 | 0 | 0 | 0 | 0 | 0
TVA_Transmission_2_SOCO | TVA_Transmission | SOCO | 2015 | B11 | 25 | 25 | 3200 | 0.01 | 0.83 | 0.6 | 0.86 | 0.61 | 0 | 0 | 0 | 0 | 0 | 0
TVA_Transmission_2_SOCO | TVA_Transmission | SOCO | 2015 | B12 | 200 | 200 | 3200 | 0 | 0.01 | 0.01 | 0.01 | 0.01 | 0 | 0 | 0 | 0 | 0 | 0
TVA_Transmission_2_SOCO | TVA_Transmission | SOCO | 2015 | B13 | 600 | 0 | 3200 | 0 | 0 | 0 | 0 | 0 | 0 | 0 | 0 | 0 | 0 | 0
TVA_Transmission_2_SOCO | TVA_Transmission | SOCO | 2015 | B14 | 900 | 0 | 3200 | 0 | 0 | 0 | 0 | 0 | 0 | 0 | 0 | 0 | 0 | 0
TVA_Transmission_2_SOCO | TVA_Transmission | SOCO | 2015 | B15 | 1203 | 0 | 3200 | 0 | 0 | 0 | 0 | 0 | 0 | 0 | 0 | 0 | 0 | 0
TVA_Transmission_2_SOCO | TVA_Transmission | SOCO | 2015 | B16 | 25 | 25 | 3200 | 0 | 0.11 | 0.09 | 0.12 | 0.1 | 0 | 0 | 0 | 0 | 0 | 0
TVA_Transmission_2_SOCO | TVA_Transmission | SOCO | 2015 | B17 | 100 | 100 | 3200 | 0 | 0.02 | 0.02 | 0.02 | 0.02 | 0 | 0 | 0 | 0 | 0 | 0
TVA_Transmission_2_SOCO | TVA_Transmission | SOCO | 2015 | B18 | 400 | 400 | 3200 | 0 | 0.01 | 0 | 0.01 | 0 | 0 | 0 | 0 | 0 | 0 | 0
TVA_Transmission_2_SOCO | TVA_Transmission | SOCO | 2015 | B19 | 700 | 0 | 3200 | 0 | 0 | 0 | 0 | 0 | 0 | 0 | 0 | 0 | 0 | 0
TVA_Transmission_2_SOCO | TVA_Transmission | SOCO | 2015 | B20 | 935 | 0 | 3200 | 0 | 0 | 0 | 0 | 0 | 0 | 0 | 0 | 0 | 0 | 0
TVA_Transmission_2_SOCO | TVA_Transmission | SOCO | 2020 | B01 | 10 | 10 | 3200 | 0 | 0.4 | 0.26 | 0.43 | 0.28 | 0 | 0 | 0 | 0 | 0 | 0
TVA_Transmission_2_SOCO | TVA_Transmission | SOCO | 2020 | B02 | 25 | 25 | 3200 | 0 | 0.14 | 0.11 | 0.14 | 0.11 | 0 | 0 | 0 | 0 | 0 | 0
TVA_Transmission_2_SOCO | TVA_Transmission | SOCO | 2020 | B03 | 75 | 75 | 3200 | 0 | 0.07 | 0.05 | 0.07 | 0.05 | 0 | 0 | 0 | 0 | 0 | 0
TVA_Transmission_2_SOCO | TVA_Transmission | SOCO | 2020 | B04 | 100 | 100 | 3200 | 0 | 0.3 | 0.08 | 0.31 | 0.08 | 0 | 0 | 0 | 0 | 0 | 0
TVA_Transmission_2_SOCO | TVA_Transmission | SOCO | 2020 | B05 | 200 | 200 | 3200 | 271.78 | 0.22 | 0.04 | 0.23 | 0.04 | 0 | 0 | 0 | 0 | 0 | 0
TVA_Transmission_2_SOCO | TVA_Transmission | SOCO | 2020 | B06 | 300 | 300 | 3200 | 0 | 0.1 | 0.02 | 0.1 | 0.02 | 0 | 0 | 0 | 0 | 0 | 0
TVA_Transmission_2_SOCO | TVA_Transmission | SOCO | 2020 | B07 | 400 | 400 | 3200 | 0 | 0.05 | 0.03 | 0.05 | 0.03 | 0 | 0 | 0 | 0 | 0 | 0
TVA_Transmission_2_SOCO | TVA_Transmission | SOCO | 2020 | B08 | 500 | 500 | 3200 | 0 | 0.04 | 0.03 | 0.04 | 0.03 | 0 | 0 | 0 | 0 | 0 | 0
TVA_Transmission_2_SOCO | TVA_Transmission | SOCO | 2020 | B09 | 800 | 800 | 3200 | 0 | 0.01 | 0 | 0.01 | 0 | 0 | 0 | 0 | 0 | 0 | 0
TVA_Transmission_2_SOCO | TVA_Transmission | SOCO | 2020 | B10 | 1262 | 0 | 3200 | 0 | 0 | 0 | 0 | 0 | 0 | 0 | 0 | 0 | 0 | 0
TVA_Transmission_2_SOCO | TVA_Transmission | SOCO | 2020 | B11 | 25 | 25 | 3200 | 0.01 | 0.78 | 0.24 | 0.81 | 0.25 | 0 | 0 | 0 | 0 | 0 | 0
TVA_Transmission_2_SOCO | TVA_Transmission | SOCO | 2020 | B12 | 200 | 200 | 3200 | 0 | 0.01 | 0.01 | 0.01 | 0.01 | 0 | 0 | 0 | 0 | 0 | 0
TVA_Transmission_2_SOCO | TVA_Transmission | SOCO | 2020 | B13 | 600 | 600 | 3200 | 0 | 0.01 | 0 | 0.01 | 0 | 0 | 0 | 0 | 0 | 0 | 0
TVA_Transmission_2_SOCO | TVA_Transmission | SOCO | 2020 | B14 | 900 | 0 | 3200 | 0 | 0 | 0 | 0 | 0 | 0 | 0 | 0 | 0 | 0 | 0
TVA_Transmission_2_SOCO | TVA_Transmission | SOCO | 2020 | B15 | 1203 | 0 | 3200 | 0 | 0 | 0 | 0 | 0 | 0 | 0 | 0 | 0 | 0 | 0
TVA_Transmission_2_SOCO | TVA_Transmission | SOCO | 2020 | B16 | 25 | 25 | 3200 | 1696.13 | 0.28 | 0.13 | 0.29 | 0.13 | 0 | 0 | 0 | 0 | 0 | 0
TVA_Transmission_2_SOCO | TVA_Transmission | SOCO | 2020 | B17 | 100 | 100 | 3200 | 0 | 0.04 | 0.04 | 0.04 | 0.04 | 0 | 0 | 0 | 0 | 0 | 0
TVA_Transmission_2_SOCO | TVA_Transmission | SOCO | 2020 | B18 | 400 | 400 | 3200 | 0 | 0.01 | 0.01 | 0.01 | 0.01 | 0 | 0 | 0 | 0 | 0 | 0
TVA_Transmission_2_SOCO | TVA_Transmission | SOCO | 2020 | B19 | 700 | 0 | 3200 | 0 | 0 | 0 | 0 | 0 | 0 | 0 | 0 | 0 | 0 | 0
TVA_Transmission_2_SOCO | TVA_Transmission | SOCO | 2020 | B20 | 935 | 0 | 3200 | 0 | 0 | 0 | 0 | 0 | 0 | 0 | 0 | 0 | 0 | 0
TVA_Transmission_2_SOCO | TVA_Transmission | SOCO | 2025 | B01 | 10 | 10 | 3200 | 0.01 | 0.69 | 0.36 | 0.74 | 0.39 | 0 | 0 | 0 | 0 | 0 | 0
TVA_Transmission_2_SOCO | TVA_Transmission | SOCO | 2025 | B02 | 25 | 25 | 3200 | 0 | 0.25 | 0.16 | 0.26 | 0.16 | 0 | 0 | 0 | 0 | 0 | 0
TVA_Transmission_2_SOCO | TVA_Transmission | SOCO | 2025 | B03 | 75 | 75 | 3200 | 0 | 0.1 | 0.07 | 0.11 | 0.07 | 0 | 0 | 0 | 0 | 0 | 0
TVA_Transmission_2_SOCO | TVA_Transmission | SOCO | 2025 | B04 | 100 | 100 | 3200 | 0 | 1.07 | 0.25 | 1.07 | 0.25 | 0 | 0 | 0 | 0 | 0 | 0
TVA_Transmission_2_SOCO | TVA_Transmission | SOCO | 2025 | B05 | 200 | 200 | 3200 | 1722.74 | 1509.2 | 0.17 | 91.02 | 0.17 | 0 | 0 | 0 | 0 | 0 | 0
TVA_Transmission_2_SOCO | TVA_Transmission | SOCO | 2025 | B06 | 300 | 300 | 3200 | 0 | 0.87 | 0.06 | 0.88 | 0.06 | 0 | 0 | 0 | 0 | 0 | 0
TVA_Transmission_2_SOCO | TVA_Transmission | SOCO | 2025 | B07 | 400 | 400 | 3200 | 0.01 | 0.09 | 0.07 | 0.09 | 0.07 | 0 | 0 | 0 | 0 | 0 | 0
TVA_Transmission_2_SOCO | TVA_Transmission | SOCO | 2025 | B08 | 500 | 500 | 3200 | 0 | 0.04 | 0.03 | 0.04 | 0.03 | 0 | 0 | 0 | 0 | 0 | 0
TVA_Transmission_2_SOCO | TVA_Transmission | SOCO | 2025 | B09 | 800 | 800 | 3200 | 0 | 0.01 | 0.01 | 0.01 | 0.01 | 0 | 0 | 0 | 0 | 0 | 0
TVA_Transmission_2_SOCO | TVA_Transmission | SOCO | 2025 | B10 | 1262 | 1262 | 3200 | 0 | 0.01 | 0 | 0.02 | 0 | 0 | 0 | 0 | 0 | 0 | 0
TVA_Transmission_2_SOCO | TVA_Transmission | SOCO | 2025 | B11 | 25 | 25 | 3200 | 1210.75 | 1228.56 | 0.21 | 536.29 | 0.23 | 0 | 0 | 0 | 0 | 0 | 0
TVA_Transmission_2_SOCO | TVA_Transmission | SOCO | 2025 | B12 | 200 | 200 | 3200 | 0 | 0.02 | 0.02 | 0.02 | 0.02 | 0 | 0 | 0 | 0 | 0 | 0
TVA_Transmission_2_SOCO | TVA_Transmission | SOCO | 2025 | B13 | 600 | 600 | 3200 | 0 | 0.01 | 0.01 | 0.01 | 0.01 | 0 | 0 | 0 | 0 | 0 | 0
TVA_Transmission_2_SOCO | TVA_Transmission | SOCO | 2025 | B14 | 900 | 900 | 3200 | 0 | 0.01 | 0 | 0.01 | 0 | 0 | 0 | 0 | 0 | 0 | 0
TVA_Transmission_2_SOCO | TVA_Transmission | SOCO | 2025 | B15 | 1203 | 1203 | 3200 | 0 | 0.01 | 0 | 0.01 | 0 | 0 | 0 | 0 | 0 | 0 | 0
TVA_Transmission_2_SOCO | TVA_Transmission | SOCO | 2025 | B16 | 25 | 25 | 3200 | 2900.9 | 0.33 | 0.16 | 0.35 | 0.17 | 0 | 0 | 0 | 0 | 0 | 0
TVA_Transmission_2_SOCO | TVA_Transmission | SOCO | 2025 | B17 | 100 | 100 | 3200 | 0 | 0.05 | 0.04 | 0.06 | 0.04 | 0 | 0 | 0 | 0 | 0 | 0
TVA_Transmission_2_SOCO | TVA_Transmission | SOCO | 2025 | B18 | 400 | 400 | 3200 | 0 | 0.01 | 0.01 | 0.01 | 0.01 | 0 | 0 | 0 | 0 | 0 | 0
TVA_Transmission_2_SOCO | TVA_Transmission | SOCO | 2025 | B19 | 700 | 700 | 3200 | 0 | 0.01 | 0.01 | 0.01 | 0.01 | 0 | 0 | 0 | 0 | 0 | 0
TVA_Transmission_2_SOCO | TVA_Transmission | SOCO | 2025 | B20 | 935 | 935 | 3200 | 0 | 0.01 | 0 | 0.01 | 0 | 0 | 0 | 0 | 0 | 0 | 0
TVA_Transmission_2_SOCO | TVA_Transmission | SOCO | 2030 | B01 | 10 | 10 | 3200 | 0.01 | 0.51 | 0.38 | 0.56 | 0.41 | 0 | 0 | 0 | 0 | 0 | 0
TVA_Transmission_2_SOCO | TVA_Transmission | SOCO | 2030 | B02 | 25 | 25 | 3200 | 0 | 0.25 | 0.21 | 0.26 | 0.22 | 0 | 0 | 0 | 0 | 0 | 0
TVA_Transmission_2_SOCO | TVA_Transmission | SOCO | 2030 | B03 | 75 | 75 | 3200 | 0 | 0.12 | 0.1 | 0.12 | 0.1 | 0 | 0 | 0 | 0 | 0 | 0
TVA_Transmission_2_SOCO | TVA_Transmission | SOCO | 2030 | B04 | 100 | 100 | 3200 | 0 | 0.7 | 0.22 | 0.71 | 0.22 | 0 | 0 | 0 | 0 | 0 | 0
TVA_Transmission_2_SOCO | TVA_Transmission | SOCO | 2030 | B05 | 200 | 200 | 3200 | 0 | 0.28 | 0.11 | 0.29 | 0.11 | 0 | 0 | 0 | 0 | 0 | 0
TVA_Transmission_2_SOCO | TVA_Transmission | SOCO | 2030 | B06 | 300 | 300 | 3200 | 0 | 0.03 | 0.04 | 0.03 | 0.04 | 0 | 0 | 0 | 0 | 0 | 0
TVA_Transmission_2_SOCO | TVA_Transmission | SOCO | 2030 | B07 | 400 | 400 | 3200 | 0 | 0.02 | 0.05 | 0.02 | 0.05 | 0 | 0 | 0 | 0 | 0 | 0
TVA_Transmission_2_SOCO | TVA_Transmission | SOCO | 2030 | B08 | 500 | 500 | 3200 | 0 | 0.06 | 0.02 | 0.06 | 0.02 | 0 | 0 | 0 | 0 | 0 | 0
TVA_Transmission_2_SOCO | TVA_Transmission | SOCO | 2030 | B09 | 800 | 800 | 3200 | 0 | 0.01 | 0.02 | 0.01 | 0.02 | 0 | 0 | 0 | 0 | 0 | 0
TVA_Transmission_2_SOCO | TVA_Transmission | SOCO | 2030 | B10 | 1262 | 1262 | 3200 | 0 | 0.02 | 0 | 0.02 | 0.01 | 0 | 0 | 0 | 0 | 0 | 0
TVA_Transmission_2_SOCO | TVA_Transmission | SOCO | 2030 | B11 | 25 | 25 | 3200 | 0 | 1.68 | 0.3 | 1.71 | 0.31 | 0 | 0 | 0 | 0 | 0 | 0
TVA_Transmission_2_SOCO | TVA_Transmission | SOCO | 2030 | B12 | 200 | 200 | 3200 | 0 | 0.06 | 0.02 | 0.06 | 0.02 | 0 | 0 | 0 | 0 | 0 | 0
TVA_Transmission_2_SOCO | TVA_Transmission | SOCO | 2030 | B13 | 600 | 600 | 3200 | 0 | 0.04 | 0.01 | 0.04 | 0.01 | 0 | 0 | 0 | 0 | 0 | 0
TVA_Transmission_2_SOCO | TVA_Transmission | SOCO | 2030 | B14 | 900 | 900 | 3200 | 0 | 0.01 | 0.01 | 0.01 | 0.01 | 0 | 0 | 0 | 0 | 0 | 0
TVA_Transmission_2_SOCO | TVA_Transmission | SOCO | 2030 | B15 | 1203 | 1203 | 3200 | 0 | 0.01 | 0 | 0.01 | 0 | 0 | 0 | 0 | 0 | 0 | 0
TVA_Transmission_2_SOCO | TVA_Transmission | SOCO | 2030 | B16 | 25 | 25 | 3200 | 0 | 0.37 | 0.17 | 0.39 | 0.19 | 0 | 0 | 0 | 0 | 0 | 0
TVA_Transmission_2_SOCO | TVA_Transmission | SOCO | 2030 | B17 | 100 | 100 | 3200 | 0 | 0.08 | 0.05 | 0.09 | 0.05 | 0 | 0 | 0 | 0 | 0 | 0
TVA_Transmission_2_SOCO | TVA_Transmission | SOCO | 2030 | B18 | 400 | 400 | 3200 | 0.01 | 0.1 | 0.01 | 0.1 | 0.01 | 0 | 0 | 0 | 0 | 0 | 0
TVA_Transmission_2_SOCO | TVA_Transmission | SOCO | 2030 | B19 | 700 | 700 | 3200 | 0.01 | 0.02 | 0.01 | 0.02 | 0.01 | 0 | 0 | 0 | 0 | 0 | 0
TVA_Transmission_2_SOCO | TVA_Transmission | SOCO | 2030 | B20 | 935 | 935 | 3200 | 0 | 0.01 | 0 | 0.01 | 0 | 0 | 0 | 0 | 0 | 0 | 0
TVA_Transmission_2_SOCO | TVA_Transmission | SOCO | 2035 | B01 | 10 | 10 | 3200 | 0.05 | 0.65 | 0.49 | 0.7 | 0.53 | 0 | 0 | 0 | 0 | 0.0089025 | 0.0029675
TVA_Transmission_2_SOCO | TVA_Transmission | SOCO | 2035 | B02 | 25 | 25 | 3200 | 0 | 0.48 | 0.34 | 0.5 | 0.35 | 0 | 0 | 0 | 0 | 0.0089025 | 0.0029675
TVA_Transmission_2_SOCO | TVA_Transmission | SOCO | 2035 | B03 | 75 | 75 | 3200 | 0 | 0.23 | 0.44 | 0.24 | 0.45 | 0 | 0 | 0 | 0 | 0.0089025 | 0.0029675
TVA_Transmission_2_SOCO | TVA_Transmission | SOCO | 2035 | B04 | 100 | 100 | 3200 | 0 | 0.24 | 0.2 | 0.25 | 0.2 | 0 | 0 | 0 | 0 | 0.0089025 | 0.0029675
TVA_Transmission_2_SOCO | TVA_Transmission | SOCO | 2035 | B05 | 200 | 200 | 3200 | 0 | 0.03 | 0.02 | 0.04 | 0.03 | 0 | 0 | 0 | 0 | 0.0089025 | 0.0029675
TVA_Transmission_2_SOCO | TVA_Transmission | SOCO | 2035 | B06 | 300 | 300 | 3200 | 0 | 0.02 | 0.02 | 0.02 | 0.02 | 0 | 0 | 0 | 0 | 0.0089025 | 0.0029675
TVA_Transmission_2_SOCO | TVA_Transmission | SOCO | 2035 | B07 | 400 | 400 | 3200 | 0 | 0.04 | 0.02 | 0.04 | 0.02 | 0 | 0 | 0 | 0 | 0.0089025 | 0.0029675
TVA_Transmission_2_SOCO | TVA_Transmission | SOCO | 2035 | B08 | 500 | 500 | 3200 | 0 | 0.01 | 0.01 | 0.01 | 0.01 | 0 | 0 | 0 | 0 | 0.0089025 | 0.0029675
TVA_Transmission_2_SOCO | TVA_Transmission | SOCO | 2035 | B09 | 800 | 800 | 3200 | 0 | 0.01 | 0.01 | 0.01 | 0.01 | 0 | 0 | 0 | 0 | 0.0089025 | 0.0029675
TVA_Transmission_2_SOCO | TVA_Transmission | SOCO | 2035 | B10 | 1262 | 1262 | 3200 | 0 | 0.01 | 0 | 0.01 | 0 | 0 | 0 | 0 | 0 | 0.0089025 | 0.0029675
TVA_Transmission_2_SOCO | TVA_Transmission | SOCO | 2035 | B11 | 25 | 25 | 3200 | 3198.82 | 0.39 | 0.24 | 0.42 | 0.26 | 0.01187 | 0 | 0 | 0.01187 | 0.0089025 | 0.0029675
TVA_Transmission_2_SOCO | TVA_Transmission | SOCO | 2035 | B12 | 200 | 200 | 3200 | 0 | 0.03 | 0.02 | 0.03 | 0.03 | 0 | 0 | 0 | 0 | 0.0089025 | 0.0029675
TVA_Transmission_2_SOCO | TVA_Transmission | SOCO | 2035 | B13 | 600 | 600 | 3200 | 0 | 0.01 | 0.01 | 0.01 | 0.01 | 0 | 0 | 0 | 0 | 0.0089025 | 0.0029675
TVA_Transmission_2_SOCO | TVA_Transmission | SOCO | 2035 | B14 | 900 | 900 | 3200 | 0 | 0.01 | 0.01 | 0.01 | 0.01 | 0 | 0 | 0 | 0 | 0.0089025 | 0.0029675
TVA_Transmission_2_SOCO | TVA_Transmission | SOCO | 2035 | B15 | 1203 | 1203 | 3200 | 0 | 0.01 | 0 | 0.01 | 0 | 0 | 0 | 0 | 0 | 0.0089025 | 0.0029675
TVA_Transmission_2_SOCO | TVA_Transmission | SOCO | 2035 | B16 | 25 | 25 | 3200 | 0.02 | 0.28 | 0.21 | 0.3 | 0.23 | 0 | 0 | 0 | 0 | 0.0089025 | 0.0029675
TVA_Transmission_2_SOCO | TVA_Transmission | SOCO | 2035 | B17 | 100 | 100 | 3200 | 0 | 0.07 | 0.05 | 0.07 | 0.05 | 0 | 0 | 0 | 0 | 0.0089025 | 0.0029675
TVA_Transmission_2_SOCO | TVA_Transmission | SOCO | 2035 | B18 | 400 | 400 | 3200 | 0 | 0.02 | 0.01 | 0.02 | 0.01 | 0 | 0 | 0 | 0 | 0.0089025 | 0.0029675
TVA_Transmission_2_SOCO | TVA_Transmission | SOCO | 2035 | B19 | 700 | 700 | 3200 | 0 | 0.01 | 0.01 | 0.01 | 0.01 | 0 | 0 | 0 | 0 | 0.0089025 | 0.0029675
TVA_Transmission_2_SOCO | TVA_Transmission | SOCO | 2035 | B20 | 935 | 935 | 3200 | 0 | 0.01 | 0 | 0.01 | 0 | 0 | 0 | 0 | 0 | 0.0089025 | 0.0029675
TVA_Transmission_2_SOCO | TVA_Transmission | SOCO | 2040 | B01 | 10 | 10 | 3200 | 0.05 | 0.99 | 0.67 | 1.08 | 0.73 | 0 | 0 | 0 | 0 | 0 | 0
TVA_Transmission_2_SOCO | TVA_Transmission | SOCO | 2040 | B02 | 25 | 25 | 3200 | 0.01 | 0.86 | 0.35 | 0.89 | 0.36 | 0 | 0 | 0 | 0 | 0 | 0
TVA_Transmission_2_SOCO | TVA_Transmission | SOCO | 2040 | B03 | 75 | 75 | 3200 | 634.9 | 0.69 | 0.42 | 0.7 | 0.43 | 0 | 0 | 0 | 0 | 0 | 0
TVA_Transmission_2_SOCO | TVA_Transmission | SOCO | 2040 | B04 | 100 | 100 | 3200 | 0 | 0.26 | 0.24 | 0.26 | 0.25 | 0 | 0 | 0 | 0 | 0 | 0
TVA_Transmission_2_SOCO | TVA_Transmission | SOCO | 2040 | B05 | 200 | 200 | 3200 | 0 | 0.06 | 0.05 | 0.06 | 0.05 | 0 | 0 | 0 | 0 | 0 | 0
TVA_Transmission_2_SOCO | TVA_Transmission | SOCO | 2040 | B06 | 300 | 300 | 3200 | 0 | 0.04 | 0.03 | 0.04 | 0.03 | 0 | 0 | 0 | 0 | 0 | 0
TVA_Transmission_2_SOCO | TVA_Transmission | SOCO | 2040 | B07 | 400 | 400 | 3200 | 0 | 0.03 | 0.02 | 0.03 | 0.02 | 0 | 0 | 0 | 0 | 0 | 0
TVA_Transmission_2_SOCO | TVA_Transmission | SOCO | 2040 | B08 | 500 | 500 | 3200 | 0 | 0.02 | 0.01 | 0.02 | 0.01 | 0 | 0 | 0 | 0 | 0 | 0
TVA_Transmission_2_SOCO | TVA_Transmission | SOCO | 2040 | B09 | 800 | 800 | 3200 | 0 | 0.01 | 0.01 | 0.01 | 0.01 | 0 | 0 | 0 | 0 | 0 | 0
TVA_Transmission_2_SOCO | TVA_Transmission | SOCO | 2040 | B10 | 1262 | 0 | 3200 | 0 | 0 | 0 | 0 | 0 | 0 | 0 | 0 | 0 | 0 | 0
TVA_Transmission_2_SOCO | TVA_Transmission | SOCO | 2040 | B11 | 25 | 25 | 3200 | 0.05 | 2.89 | 0.64 | 2.95 | 0.66 | 0 | 0 | 0 | 0 | 0 | 0
TVA_Transmission_2_SOCO | TVA_Transmission | SOCO | 2040 | B12 | 200 | 200 | 3200 | 0 | 0.06 | 0.03 | 0.06 | 0.04 | 0 | 0 | 0 | 0 | 0 | 0
TVA_Transmission_2_SOCO | TVA_Transmission | SOCO | 2040 | B13 | 600 | 600 | 3200 | 0 | 0.04 | 0.02 | 0.04 | 0.02 | 0 | 0 | 0 | 0 | 0 | 0
TVA_Transmission_2_SOCO | TVA_Transmission | SOCO | 2040 | B14 | 900 | 900 | 3200 | 0 | 0.03 | 0.01 | 0.03 | 0.01 | 0 | 0 | 0 | 0 | 0 | 0
TVA_Transmission_2_SOCO | TVA_Transmission | SOCO | 2040 | B15 | 1203 | 0 | 3200 | 0 | 0 | 0 | 0 | 0 | 0 | 0 | 0 | 0 | 0 | 0
TVA_Transmission_2_SOCO | TVA_Transmission | SOCO | 2040 | B16 | 25 | 25 | 3200 | 2679.55 | 0.41 | 0.32 | 0.44 | 0.35 | 0 | 0 | 0 | 0 | 0 | 0
TVA_Transmission_2_SOCO | TVA_Transmission | SOCO | 2040 | B17 | 100 | 100 | 3200 | 0 | 0.18 | 0.08 | 0.18 | 0.09 | 0 | 0 | 0 | 0 | 0 | 0
TVA_Transmission_2_SOCO | TVA_Transmission | SOCO | 2040 | B18 | 400 | 400 | 3200 | 0 | 0.04 | 0.02 | 0.05 | 0.03 | 0 | 0 | 0 | 0 | 0 | 0
TVA_Transmission_2_SOCO | TVA_Transmission | SOCO | 2040 | B19 | 700 | 700 | 3200 | 0 | 0.03 | 0.01 | 0.03 | 0.01 | 0 | 0 | 0 | 0 | 0 | 0
TVA_Transmission_2_SOCO | TVA_Transmission | SOCO | 2040 | B20 | 935 | 935 | 3200 | 0 | 0.01 | 0 | 0.01 | 0 | 0 | 0 | 0 | 0 | 0 | 0
TVA_Transmission_2_SOCO | TVA_Transmission | SOCO | 2045 | B01 | 10 | 10 | 3200 | 0.02 | 1.14 | 0.79 | 1.25 | 0.87 | 0 | 0 | 0 | 0 | 0.0089025 | 0.0029675
TVA_Transmission_2_SOCO | TVA_Transmission | SOCO | 2045 | B02 | 25 | 25 | 3200 | 0.02 | 0.47 | 0.33 | 0.5 | 0.35 | 0 | 0 | 0 | 0 | 0.0089025 | 0.0029675
TVA_Transmission_2_SOCO | TVA_Transmission | SOCO | 2045 | B03 | 75 | 75 | 3200 | 0 | 0.58 | 1.08 | 0.59 | 1.1 | 0 | 0 | 0 | 0 | 0.0089025 | 0.0029675
TVA_Transmission_2_SOCO | TVA_Transmission | SOCO | 2045 | B04 | 100 | 100 | 3200 | 0 | 0.27 | 0.6 | 0.27 | 0.61 | 0 | 0 | 0 | 0 | 0.0089025 | 0.0029675
TVA_Transmission_2_SOCO | TVA_Transmission | SOCO | 2045 | B05 | 200 | 200 | 3200 | 0 | 0.06 | 0.08 | 0.06 | 0.08 | 0 | 0 | 0 | 0 | 0.0089025 | 0.0029675
TVA_Transmission_2_SOCO | TVA_Transmission | SOCO | 2045 | B06 | 300 | 300 | 3200 | 0 | 0.03 | 0.03 | 0.04 | 0.04 | 0 | 0 | 0 | 0 | 0.0089025 | 0.0029675
TVA_Transmission_2_SOCO | TVA_Transmission | SOCO | 2045 | B07 | 400 | 400 | 3200 | 0 | 134.5 | 0.04 | 14.81 | 0.04 | 0 | 0 | 0 | 0 | 0.0089025 | 0.0029675
TVA_Transmission_2_SOCO | TVA_Transmission | SOCO | 2045 | B08 | 500 | 500 | 3200 | 0 | 0.06 | 0.08 | 0.06 | 0.08 | 0 | 0 | 0 | 0 | 0.0089025 | 0.0029675
TVA_Transmission_2_SOCO | TVA_Transmission | SOCO | 2045 | B09 | 800 | 800 | 3200 | 0 | 0.02 | 0.02 | 0.02 | 0.02 | 0 | 0 | 0 | 0 | 0.0089025 | 0.0029675
TVA_Transmission_2_SOCO | TVA_Transmission | SOCO | 2045 | B10 | 1262 | 0 | 3200 | 0 | 0 | 0 | 0 | 0 | 0 | 0 | 0 | 0 | 0.0089025 | 0.0029675
TVA_Transmission_2_SOCO | TVA_Transmission | SOCO | 2045 | B11 | 25 | 25 | 3200 | 0.04 | 2.99 | 0.75 | 3.03 | 0.77 | 0 | 0 | 0 | 0 | 0.0089025 | 0.0029675
TVA_Transmission_2_SOCO | TVA_Transmission | SOCO | 2045 | B12 | 200 | 200 | 3200 | 318.3 | 0.09 | 0.14 | 0.09 | 0.14 | 0 | 0 | 0 | 0 | 0.0089025 | 0.0029675
TVA_Transmission_2_SOCO | TVA_Transmission | SOCO | 2045 | B13 | 600 | 600 | 3200 | 0 | 0.03 | 0.02 | 0.03 | 0.02 | 0 | 0 | 0 | 0 | 0.0089025 | 0.0029675
TVA_Transmission_2_SOCO | TVA_Transmission | SOCO | 2045 | B14 | 900 | 900 | 3200 | 0 | 0.01 | 0.01 | 0.01 | 0.01 | 0 | 0 | 0 | 0 | 0.0089025 | 0.0029675
TVA_Transmission_2_SOCO | TVA_Transmission | SOCO | 2045 | B15 | 1203 | 1203 | 3200 | 0 | 0.01 | 0 | 0.01 | 0 | 0 | 0 | 0 | 0 | 0.0089025 | 0.0029675
TVA_Transmission_2_SOCO | TVA_Transmission | SOCO | 2045 | B16 | 25 | 25 | 3200 | 3198.59 | 0.48 | 0.34 | 0.52 | 0.36 | 0.01187 | 0 | 0 | 0.01187 | 0.0089025 | 0.0029675
TVA_Transmission_2_SOCO | TVA_Transmission | SOCO | 2045 | B17 | 100 | 100 | 3200 | 0 | 0.13 | 0.11 | 0.13 | 0.12 | 0 | 0 | 0 | 0 | 0.0089025 | 0.0029675
TVA_Transmission_2_SOCO | TVA_Transmission | SOCO | 2045 | B18 | 400 | 400 | 3200 | 0 | 0.04 | 0.03 | 0.04 | 0.03 | 0 | 0 | 0 | 0 | 0.0089025 | 0.0029675
TVA_Transmission_2_SOCO | TVA_Transmission | SOCO | 2045 | B19 | 700 | 700 | 3200 | 0 | 0.02 | 0.02 | 0.02 | 0.02 | 0 | 0 | 0 | 0 | 0.0089025 | 0.0029675
TVA_Transmission_2_SOCO | TVA_Transmission | SOCO | 2045 | B20 | 935 | 935 | 3200 | 0 | 0.01 | 0.01 | 0.01 | 0.01 | 0 | 0 | 0 | 0 | 0.0089025 | 0.0029675
TVA_Transmission_2_SOCO | TVA_Transmission | SOCO | 2050 | B01 | 10 | 10 | 3200 | 2924.37 | 3197.86 | 0.9 | 3893.67 | 0.8 | 0 | 1.9704 | 0 | 0 | 1.9675 | 0.65582
TVA_Transmission_2_SOCO | TVA_Transmission | SOCO | 2050 | B02 | 25 | 25 | 3200 | 2196.33 | 2919.88 | 1.31 | 0.84 | 0.76 | 0 | 0 | 0 | 0 | 1.9675 | 0.65582
TVA_Transmission_2_SOCO | TVA_Transmission | SOCO | 2050 | B03 | 75 | 75 | 3200 | 0 | 0.61 | 0.18 | 0.2 | 0.14 | 0 | 0 | 0 | 0 | 1.9675 | 0.65582
TVA_Transmission_2_SOCO | TVA_Transmission | SOCO | 2050 | B04 | 100 | 100 | 3200 | 0 | 0.25 | 0.28 | 0.12 | 0.17 | 0 | 0 | 0 | 0 | 1.9675 | 0.65582
TVA_Transmission_2_SOCO | TVA_Transmission | SOCO | 2050 | B05 | 200 | 200 | 3200 | 0 | 0.04 | 0.07 | 0.03 | 0.05 | 0 | 0 | 0 | 0 | 1.9675 | 0.65582
TVA_Transmission_2_SOCO | TVA_Transmission | SOCO | 2050 | B06 | 300 | 300 | 3200 | 0 | 0.02 | 0.02 | 0.02 | 0.02 | 0 | 0 | 0 | 0 | 1.9675 | 0.65582
TVA_Transmission_2_SOCO | TVA_Transmission | SOCO | 2050 | B07 | 400 | 400 | 3200 | 0 | 1.14 | 0.02 | 0.04 | 0.01 | 0 | 0 | 0 | 0 | 1.9675 | 0.65582
TVA_Transmission_2_SOCO | TVA_Transmission | SOCO | 2050 | B08 | 500 | 500 | 3200 | 1876.82 | 1160.51 | 0.12 | 0.04 | 0.05 | 0 | 0 | 0 | 0 | 1.9675 | 0.65582
TVA_Transmission_2_SOCO | TVA_Transmission | SOCO | 2050 | B09 | 800 | 800 | 3200 | 0 | 0.01 | 0.02 | 0.01 | 0.02 | 0 | 0 | 0 | 0 | 1.9675 | 0.65582
TVA_Transmission_2_SOCO | TVA_Transmission | SOCO | 2050 | B10 | 1262 | 0 | 3200 | 0 | 0 | 0 | 0 | 0 | 0 | 0 | 0 | 0 | 1.9675 | 0.65582
TVA_Transmission_2_SOCO | TVA_Transmission | SOCO | 2050 | B11 | 25 | 25 | 3200 | 3200 | 3133.78 | 0.3 | 1.03 | 0.27 | 3.4067 | 0.01187 | 0 | 1.7033 | 1.9675 | 0.65582
TVA_Transmission_2_SOCO | TVA_Transmission | SOCO | 2050 | B12 | 200 | 200 | 3200 | 2044.27 | 1071.12 | 0.22 | 0.11 | 0.11 | 0 | 0 | 0 | 0 | 1.9675 | 0.65582
TVA_Transmission_2_SOCO | TVA_Transmission | SOCO | 2050 | B13 | 600 | 600 | 3200 | 546.07 | 0.01 | 0 | 0.01 | 0 | 0 | 0 | 0 | 0 | 1.9675 | 0.65582
TVA_Transmission_2_SOCO | TVA_Transmission | SOCO | 2050 | B14 | 900 | 900 | 3200 | 0 | 0.02 | 0.01 | 0.01 | 0.01 | 0 | 0 | 0 | 0 | 1.9675 | 0.65582
TVA_Transmission_2_SOCO | TVA_Transmission | SOCO | 2050 | B15 | 1203 | 0 | 3200 | 0 | 0 | 0 | 0 | 0 | 0 | 0 | 0 | 0 | 1.9675 | 0.65582
TVA_Transmission_2_SOCO | TVA_Transmission | SOCO | 2050 | B16 | 25 | 25 | 3200 | 3199.99 | 3199.14 | 1.64 | 9200.47 | 0.9 | 1.8399 | 1.9704 | 0 | 0.91993 | 1.9675 | 0.65582
TVA_Transmission_2_SOCO | TVA_Transmission | SOCO | 2050 | B17 | 100 | 100 | 3200 | 2154.85 | 3199.69 | 0.45 | 541.27 | 0.23 | 0 | 1.9704 | 0 | 0 | 1.9675 | 0.65582
TVA_Transmission_2_SOCO | TVA_Transmission | SOCO | 2050 | B18 | 400 | 400 | 3200 | 663.03 | 0.01 | 0.01 | 0.01 | 0.01 | 0 | 0 | 0 | 0 | 1.9675 | 0.65582
TVA_Transmission_2_SOCO | TVA_Transmission | SOCO | 2050 | B19 | 700 | 700 | 3200 | 0 | 0.01 | 0.01 | 0.01 | 0.01 | 0 | 0 | 0 | 0 | 1.9675 | 0.65582
TVA_Transmission_2_SOCO | TVA_Transmission | SOCO | 2050 | B20 | 935 | 0 | 3200 | 0 | 0 | 0 | 0 | 0 | 0 | 0 | 0 | 0 | 1.9675 | 0.65582
TVA_Transmission_2_TVA | TVA_Transmission | TVA | 2015 | B01 | 10 | 10 | 99999 | 3223.23 | 2476.56 | 2604.22 | 749.22 | 636.87 | 0 | 0 | 0 | 0 | 0 | 0
TVA_Transmission_2_TVA | TVA_Transmission | TVA | 2015 | B02 | 25 | 25 | 99999 | 2588.77 | 2244.83 | 2330.12 | 345.55 | 275.9 | 0 | 0 | 0 | 0 | 0 | 0
TVA_Transmission_2_TVA | TVA_Transmission | TVA | 2015 | B03 | 75 | 75 | 99999 | 1378.46 | 1259.68 | 1302.43 | 119.57 | 92.83 | 0 | 0 | 0 | 0 | 0 | 0
TVA_Transmission_2_TVA | TVA_Transmission | TVA | 2015 | B04 | 100 | 100 | 99999 | 829.99 | 745.52 | 779.93 | 85.22 | 66.91 | 0 | 0 | 0 | 0 | 0 | 0
TVA_Transmission_2_TVA | TVA_Transmission | TVA | 2015 | B05 | 200 | 200 | 99999 | 0 | 0.4 | 0.16 | 0.4 | 0.16 | 0 | 0 | 0 | 0 | 0 | 0
TVA_Transmission_2_TVA | TVA_Transmission | TVA | 2015 | B06 | 300 | 300 | 99999 | 0 | 0.03 | 0.05 | 0.03 | 0.05 | 0 | 0 | 0 | 0 | 0 | 0
TVA_Transmission_2_TVA | TVA_Transmission | TVA | 2015 | B07 | 400 | 400 | 99999 | 0 | 0.03 | 0.02 | 0.03 | 0.02 | 0 | 0 | 0 | 0 | 0 | 0
TVA_Transmission_2_TVA | TVA_Transmission | TVA | 2015 | B08 | 500 | 500 | 99999 | 0 | 0.07 | 0.05 | 0.07 | 0.05 | 0 | 0 | 0 | 0 | 0 | 0
TVA_Transmission_2_TVA | TVA_Transmission | TVA | 2015 | B09 | 800 | 800 | 99999 | 172.07 | 158.15 | 168.47 | 13.02 | 19.51 | 0 | 0 | 0 | 0 | 0 | 0
TVA_Transmission_2_TVA | TVA_Transmission | TVA | 2015 | B10 | 1262 | 1262 | 99999 | 0.01 | 0.18 | 0.08 | 0.18 | 0.08 | 0 | 0 | 0 | 0 | 0 | 0
TVA_Transmission_2_TVA | TVA_Transmission | TVA | 2015 | B11 | 25 | 25 | 99999 | 804.57 | 488.57 | 792.3 | 211.47 | 220.66 | 0 | 0 | 0 | 0 | 0 | 0
TVA_Transmission_2_TVA | TVA_Transmission | TVA | 2015 | B12 | 200 | 200 | 99999 | 0 | 0.04 | 0.03 | 0.04 | 0.03 | 0 | 0 | 0 | 0 | 0 | 0
TVA_Transmission_2_TVA | TVA_Transmission | TVA | 2015 | B13 | 600 | 600 | 99999 | 0 | 0.03 | 0.02 | 0.03 | 0.02 | 0 | 0 | 0 | 0 | 0 | 0
TVA_Transmission_2_TVA | TVA_Transmission | TVA | 2015 | B14 | 900 | 900 | 99999 | 0 | 0.04 | 0.03 | 0.04 | 0.03 | 0 | 0 | 0 | 0 | 0 | 0
TVA_Transmission_2_TVA | TVA_Transmission | TVA | 2015 | B15 | 1203 | 1203 | 99999 | 611.03 | 314.79 | 629.72 | 8.95 | 7.85 | 0 | 0 | 0 | 0 | 0 | 0
TVA_Transmission_2_TVA | TVA_Transmission | TVA | 2015 | B16 | 25 | 25 | 99999 | 1257.94 | 1872.05 | 2459.99 | 341.48 | 287.35 | 0 | 0 | 0 | 0 | 0 | 0
TVA_Transmission_2_TVA | TVA_Transmission | TVA | 2015 | B17 | 100 | 100 | 99999 | 0 | 0.19 | 0.09 | 0.19 | 0.09 | 0 | 0 | 0 | 0 | 0 | 0
TVA_Transmission_2_TVA | TVA_Transmission | TVA | 2015 | B18 | 400 | 400 | 99999 | 0 | 0.04 | 0.02 | 0.04 | 0.02 | 0 | 0 | 0 | 0 | 0 | 0
TVA_Transmission_2_TVA | TVA_Transmission | TVA | 2015 | B19 | 700 | 700 | 99999 | 0 | 0.22 | 0.02 | 0.22 | 0.02 | 0 | 0 | 0 | 0 | 0 | 0
TVA_Transmission_2_TVA | TVA_Transmission | TVA | 2015 | B20 | 935 | 935 | 99999 | 2226.72 | 1923.17 | 1872.86 | 15.69 | 11.91 | 0 | 0 | 0 | 0 | 0 | 0
TVA_Transmission_2_TVA | TVA_Transmission | TVA | 2020 | B01 | 10 | 10 | 99999 | 3149.5 | 2328.7 | 2455.32 | 822.67 | 711.76 | 0 | 0 | 0 | 0 | 0 | 0
TVA_Transmission_2_TVA | TVA_Transmission | TVA | 2020 | B02 | 25 | 25 | 99999 | 2373.56 | 1965.69 | 2057.79 | 407.44 | 331.67 | 0 | 0 | 0 | 0 | 0 | 0
TVA_Transmission_2_TVA | TVA_Transmission | TVA | 2020 | B03 | 75 | 75 | 99999 | 849.97 | 715.09 | 756.44 | 132.91 | 108.37 | 0 | 0 | 0 | 0 | 0 | 0
TVA_Transmission_2_TVA | TVA_Transmission | TVA | 2020 | B04 | 100 | 100 | 99999 | 145.97 | 93.68 | 110.78 | 50.18 | 49.85 | 0 | 0 | 0 | 0 | 0 | 0
TVA_Transmission_2_TVA | TVA_Transmission | TVA | 2020 | B05 | 200 | 200 | 99999 | 0 | 0.04 | 0.04 | 0.04 | 0.04 | 0 | 0 | 0 | 0 | 0 | 0
TVA_Transmission_2_TVA | TVA_Transmission | TVA | 2020 | B06 | 300 | 300 | 99999 | 0 | 0.02 | 0.02 | 0.02 | 0.02 | 0 | 0 | 0 | 0 | 0 | 0
TVA_Transmission_2_TVA | TVA_Transmission | TVA | 2020 | B07 | 400 | 400 | 99999 | 0 | 0.02 | 0.02 | 0.02 | 0.02 | 0 | 0 | 0 | 0 | 0 | 0
TVA_Transmission_2_TVA | TVA_Transmission | TVA | 2020 | B08 | 500 | 500 | 99999 | 0 | 0.02 | 0.02 | 0.02 | 0.02 | 0 | 0 | 0 | 0 | 0 | 0
TVA_Transmission_2_TVA | TVA_Transmission | TVA | 2020 | B09 | 800 | 800 | 99999 | 0 | 0.03 | 0.02 | 0.03 | 0.02 | 0 | 0 | 0 | 0 | 0 | 0
TVA_Transmission_2_TVA | TVA_Transmission | TVA | 2020 | B10 | 1262 | 1262 | 99999 | 0 | 0.02 | 0.02 | 0.02 | 0.02 | 0 | 0 | 0 | 0 | 0 | 0
TVA_Transmission_2_TVA | TVA_Transmission | TVA | 2020 | B11 | 25 | 25 | 99999 | 0.01 | 0.76 | 0.31 | 0.76 | 0.31 | 0 | 0 | 0 | 0 | 0 | 0
TVA_Transmission_2_TVA | TVA_Transmission | TVA | 2020 | B12 | 200 | 200 | 99999 | 0 | 0.04 | 0.03 | 0.04 | 0.03 | 0 | 0 | 0 | 0 | 0 | 0
TVA_Transmission_2_TVA | TVA_Transmission | TVA | 2020 | B13 | 600 | 600 | 99999 | 0 | 0.02 | 0.02 | 0.02 | 0.02 | 0 | 0 | 0 | 0 | 0 | 0
TVA_Transmission_2_TVA | TVA_Transmission | TVA | 2020 | B14 | 900 | 900 | 99999 | 0 | 0.02 | 0.02 | 0.02 | 0.02 | 0 | 0 | 0 | 0 | 0 | 0
TVA_Transmission_2_TVA | TVA_Transmission | TVA | 2020 | B15 | 1203 | 1203 | 99999 | 0 | 0.11 | 0.23 | 0.11 | 0.23 | 0 | 0 | 0 | 0 | 0 | 0
TVA_Transmission_2_TVA | TVA_Transmission | TVA | 2020 | B16 | 25 | 25 | 99999 | 0.52 | 0.5 | 90.47 | 0.5 | 73.78 | 0 | 0 | 0 | 0 | 0 | 0
TVA_Transmission_2_TVA | TVA_Transmission | TVA | 2020 | B17 | 100 | 100 | 99999 | 0 | 0.07 | 0.07 | 0.07 | 0.07 | 0 | 0 | 0 | 0 | 0 | 0
TVA_Transmission_2_TVA | TVA_Transmission | TVA | 2020 | B18 | 400 | 400 | 99999 | 0 | 0.02 | 0.03 | 0.02 | 0.03 | 0 | 0 | 0 | 0 | 0 | 0
TVA_Transmission_2_TVA | TVA_Transmission | TVA | 2020 | B19 | 700 | 700 | 99999 | 0 | 0.03 | 0.02 | 0.03 | 0.02 | 0 | 0 | 0 | 0 | 0 | 0
TVA_Transmission_2_TVA | TVA_Transmission | TVA | 2020 | B20 | 935 | 935 | 99999 | 0 | 0.33 | 725.34 | 0.32 | 20.35 | 0 | 0 | 0 | 0 | 0 | 0
TVA_Transmission_2_TVA | TVA_Transmission | TVA | 2025 | B01 | 10 | 10 | 99999 | 4011.23 | 2974.2 | 3118.04 | 1043.77 | 894.64 | 0 | 0 | 0 | 0 | 0 | 0
TVA_Transmission_2_TVA | TVA_Transmission | TVA | 2025 | B02 | 25 | 25 | 99999 | 3252.39 | 2731.12 | 2830.7 | 525.41 | 421.06 | 0 | 0 | 0 | 0 | 0 | 0
TVA_Transmission_2_TVA | TVA_Transmission | TVA | 2025 | B03 | 75 | 75 | 99999 | 1763.32 | 1578.01 | 1614.2 | 188.97 | 147.53 | 0 | 0 | 0 | 0 | 0 | 0
TVA_Transmission_2_TVA | TVA_Transmission | TVA | 2025 | B04 | 100 | 100 | 99999 | 1075.29 | 946.64 | 968.9 | 133.48 | 105.07 | 0 | 0 | 0 | 0 | 0 | 0
TVA_Transmission_2_TVA | TVA_Transmission | TVA | 2025 | B05 | 200 | 200 | 99999 | 0 | 0.76 | 0.21 | 0.76 | 0.21 | 0 | 0 | 0 | 0 | 0 | 0
TVA_Transmission_2_TVA | TVA_Transmission | TVA | 2025 | B06 | 300 | 300 | 99999 | 0 | 0.04 | 0.04 | 0.04 | 0.04 | 0 | 0 | 0 | 0 | 0 | 0
TVA_Transmission_2_TVA | TVA_Transmission | TVA | 2025 | B07 | 400 | 400 | 99999 | 0 | 0.02 | 0.03 | 0.02 | 0.03 | 0 | 0 | 0 | 0 | 0 | 0
TVA_Transmission_2_TVA | TVA_Transmission | TVA | 2025 | B08 | 500 | 500 | 99999 | 0 | 0.02 | 0.11 | 0.02 | 0.11 | 0 | 0 | 0 | 0 | 0 | 0
TVA_Transmission_2_TVA | TVA_Transmission | TVA | 2025 | B09 | 800 | 800 | 99999 | 0 | 0.03 | 748.5 | 0.03 | 18.73 | 0 | 0 | 0 | 0 | 0 | 0
TVA_Transmission_2_TVA | TVA_Transmission | TVA | 2025 | B10 | 1262 | 1262 | 99999 | 0 | 0.03 | 856.14 | 0.03 | 11.56 | 0 | 0 | 0 | 0 | 0 | 0
TVA_Transmission_2_TVA | TVA_Transmission | TVA | 2025 | B11 | 25 | 25 | 99999 | 209.24 | 62.61 | 642.35 | 56 | 278.95 | 0 | 0 | 0 | 0 | 0 | 0
TVA_Transmission_2_TVA | TVA_Transmission | TVA | 2025 | B12 | 200 | 200 | 99999 | 0 | 0.08 | 0.39 | 0.08 | 0.39 | 0 | 0 | 0 | 0 | 0 | 0
TVA_Transmission_2_TVA | TVA_Transmission | TVA | 2025 | B13 | 600 | 600 | 99999 | 0 | 0.03 | 167.55 | 0.03 | 21.75 | 0 | 0 | 0 | 0 | 0 | 0
TVA_Transmission_2_TVA | TVA_Transmission | TVA | 2025 | B14 | 900 | 900 | 99999 | 0 | 0.07 | 4452.48 | 0.07 | 19.7 | 0 | 0 | 0 | 0 | 0 | 0
TVA_Transmission_2_TVA | TVA_Transmission | TVA | 2025 | B15 | 1203 | 1203 | 99999 | 1172.77 | 2373.72 | 3851.17 | 18.21 | 14.41 | 0 | 0 | 0 | 0 | 0 | 0
TVA_Transmission_2_TVA | TVA_Transmission | TVA | 2025 | B16 | 25 | 25 | 99999 | 1772.96 | 1680.33 | 2517.56 | 453.09 | 394.46 | 0 | 0 | 0 | 0 | 0 | 0
TVA_Transmission_2_TVA | TVA_Transmission | TVA | 2025 | B17 | 100 | 100 | 99999 | 0 | 0.29 | 1819.29 | 0.29 | 113.8 | 0 | 0 | 0 | 0 | 0 | 0
TVA_Transmission_2_TVA | TVA_Transmission | TVA | 2025 | B18 | 400 | 400 | 99999 | 0 | 0.04 | 563.32 | 0.04 | 77.3 | 0 | 0 | 0 | 0 | 0 | 0
TVA_Transmission_2_TVA | TVA_Transmission | TVA | 2025 | B19 | 700 | 700 | 99999 | 0 | 0.03 | 1689.69 | 0.03 | 24 | 0 | 0 | 0 | 0 | 0 | 0
TVA_Transmission_2_TVA | TVA_Transmission | TVA | 2025 | B20 | 935 | 935 | 99999 | 1654.1 | 1928.32 | 1952.06 | 22.13 | 16.39 | 0 | 0 | 0 | 0 | 0 | 0
TVA_Transmission_2_TVA | TVA_Transmission | TVA | 2030 | B01 | 10 | 10 | 99999 | 4361.58 | 2976.91 | 3089.73 | 1202.55 | 1058.88 | 0 | 0 | 0 | 0 | 0 | 0
TVA_Transmission_2_TVA | TVA_Transmission | TVA | 2030 | B02 | 25 | 25 | 99999 | 3615.86 | 2793.63 | 2878.13 | 636.36 | 522.44 | 0 | 0 | 0 | 0 | 0 | 0
TVA_Transmission_2_TVA | TVA_Transmission | TVA | 2030 | B03 | 75 | 75 | 99999 | 2152.56 | 1728.28 | 1749.94 | 237.26 | 186.62 | 0 | 0 | 0 | 0 | 0 | 0
TVA_Transmission_2_TVA | TVA_Transmission | TVA | 2030 | B04 | 100 | 100 | 99999 | 1476.43 | 1121.56 | 1126.15 | 168.97 | 134.62 | 0 | 0 | 0 | 0 | 0 | 0
TVA_Transmission_2_TVA | TVA_Transmission | TVA | 2030 | B05 | 200 | 200 | 99999 | 0.12 | 0.33 | 0.13 | 0.33 | 0.13 | 0 | 0 | 0 | 0 | 0 | 0
TVA_Transmission_2_TVA | TVA_Transmission | TVA | 2030 | B06 | 300 | 300 | 99999 | 0 | 0.04 | 0.05 | 0.04 | 0.05 | 0 | 0 | 0 | 0 | 0 | 0
TVA_Transmission_2_TVA | TVA_Transmission | TVA | 2030 | B07 | 400 | 400 | 99999 | 0 | 0.03 | 0.06 | 0.03 | 0.06 | 0 | 0 | 0 | 0 | 0 | 0
TVA_Transmission_2_TVA | TVA_Transmission | TVA | 2030 | B08 | 500 | 500 | 99999 | 0 | 0.09 | 0.09 | 0.09 | 0.09 | 0 | 0 | 0 | 0 | 0 | 0
TVA_Transmission_2_TVA | TVA_Transmission | TVA | 2030 | B09 | 800 | 800 | 99999 | 1745.63 | 1527.12 | 1509.16 | 32.8 | 23.32 | 0 | 0 | 0 | 0 | 0 | 0
TVA_Transmission_2_TVA | TVA_Transmission | TVA | 2030 | B10 | 1262 | 1262 | 99999 | 0 | 0.06 | 0.05 | 0.06 | 0.05 | 0 | 0 | 0 | 0 | 0 | 0
TVA_Transmission_2_TVA | TVA_Transmission | TVA | 2030 | B11 | 25 | 25 | 99999 | 2589.38 | 1387.31 | 1.38 | 495.81 | 1.38 | 0 | 0 | 0 | 0 | 0 | 0
TVA_Transmission_2_TVA | TVA_Transmission | TVA | 2030 | B12 | 200 | 200 | 99999 | 2462.2 | 2043.24 | 49.12 | 103.98 | 31.09 | 0 | 0 | 0 | 0 | 0 | 0
TVA_Transmission_2_TVA | TVA_Transmission | TVA | 2030 | B13 | 600 | 600 | 99999 | 1136.43 | 691.15 | 481.61 | 33.85 | 24.58 | 0 | 0 | 0 | 0 | 0 | 0
TVA_Transmission_2_TVA | TVA_Transmission | TVA | 2030 | B14 | 900 | 900 | 99999 | 2719.46 | 2690.16 | 2479.74 | 29.47 | 21.84 | 0 | 0 | 0 | 0 | 0 | 0
TVA_Transmission_2_TVA | TVA_Transmission | TVA | 2030 | B15 | 1203 | 1203 | 99999 | 4000 | 2132.28 | 1919.81 | 21.7 | 16.21 | 0 | 0 | 0 | 0 | 0 | 0
TVA_Transmission_2_TVA | TVA_Transmission | TVA | 2030 | B16 | 25 | 25 | 99999 | 4324.75 | 3367.26 | 3243.07 | 641.82 | 525.73 | 0 | 0 | 0 | 0 | 0 | 0
TVA_Transmission_2_TVA | TVA_Transmission | TVA | 2030 | B17 | 100 | 100 | 99999 | 2721.28 | 2230.12 | 2542.57 | 187.46 | 148.01 | 0 | 0 | 0 | 0 | 0 | 0
TVA_Transmission_2_TVA | TVA_Transmission | TVA | 2030 | B18 | 400 | 400 | 99999 | 416.2 | 66.86 | 327.54 | 24.62 | 36.77 | 0 | 0 | 0 | 0 | 0 | 0
TVA_Transmission_2_TVA | TVA_Transmission | TVA | 2030 | B19 | 700 | 700 | 99999 | 1016.13 | 845.72 | 1125 | 30.12 | 24.28 | 0 | 0 | 0 | 0 | 0 | 0
TVA_Transmission_2_TVA | TVA_Transmission | TVA | 2030 | B20 | 935 | 935 | 99999 | 4000 | 1139.94 | 1419.33 | 24.64 | 18.86 | 0 | 0 | 0 | 0 | 0 | 0
TVA_Transmission_2_TVA | TVA_Transmission | TVA | 2035 | B01 | 10 | 10 | 99999 | 3141.45 | 2796.25 | 2725.33 | 1329.58 | 1196.12 | 0 | 0 | 0 | 0 | 0 | 0
TVA_Transmission_2_TVA | TVA_Transmission | TVA | 2035 | B02 | 25 | 25 | 99999 | 2350.62 | 2571.2 | 2476.13 | 753.2 | 650.59 | 0 | 0 | 0 | 0 | 0 | 0
TVA_Transmission_2_TVA | TVA_Transmission | TVA | 2035 | B03 | 75 | 75 | 99999 | 791.96 | 1468.28 | 1315.05 | 295.46 | 256.73 | 0 | 0 | 0 | 0 | 0 | 0
TVA_Transmission_2_TVA | TVA_Transmission | TVA | 2035 | B04 | 100 | 100 | 99999 | 73.35 | 830.07 | 642.82 | 214.74 | 210.37 | 0 | 0 | 0 | 0 | 0 | 0
TVA_Transmission_2_TVA | TVA_Transmission | TVA | 2035 | B05 | 200 | 200 | 99999 | 171.26 | 790.45 | 122.37 | 143.85 | 63.06 | 0 | 0 | 0 | 0 | 0 | 0
TVA_Transmission_2_TVA | TVA_Transmission | TVA | 2035 | B06 | 300 | 300 | 99999 | 0 | 0.06 | 0.03 | 0.06 | 0.03 | 0 | 0 | 0 | 0 | 0 | 0
TVA_Transmission_2_TVA | TVA_Transmission | TVA | 2035 | B07 | 400 | 400 | 99999 | 0 | 0.05 | 0.03 | 0.05 | 0.03 | 0 | 0 | 0 | 0 | 0 | 0
TVA_Transmission_2_TVA | TVA_Transmission | TVA | 2035 | B08 | 500 | 500 | 99999 | 0 | 0.03 | 0.03 | 0.03 | 0.03 | 0 | 0 | 0 | 0 | 0 | 0
TVA_Transmission_2_TVA | TVA_Transmission | TVA | 2035 | B09 | 800 | 800 | 99999 | 0 | 0.04 | 0.04 | 0.04 | 0.04 | 0 | 0 | 0 | 0 | 0 | 0
TVA_Transmission_2_TVA | TVA_Transmission | TVA | 2035 | B10 | 1262 | 1262 | 99999 | 2565.1 | 3845.81 | 0.07 | 29.86 | 0.07 | 0 | 0 | 0 | 0 | 0 | 0
TVA_Transmission_2_TVA | TVA_Transmission | TVA | 2035 | B11 | 25 | 25 | 99999 | 68.5 | 384.15 | 0.51 | 269.95 | 0.51 | 0 | 0 | 0 | 0 | 0 | 0
TVA_Transmission_2_TVA | TVA_Transmission | TVA | 2035 | B12 | 200 | 200 | 99999 | 0 | 0.19 | 0.16 | 0.19 | 0.16 | 0 | 0 | 0 | 0 | 0 | 0
TVA_Transmission_2_TVA | TVA_Transmission | TVA | 2035 | B13 | 600 | 600 | 99999 | 765.31 | 0.13 | 0.07 | 0.13 | 0.07 | 0 | 0 | 0 | 0 | 0 | 0
TVA_Transmission_2_TVA | TVA_Transmission | TVA | 2035 | B14 | 900 | 900 | 99999 | 3867.47 | 5675.06 | 0.09 | 40.67 | 0.09 | 0 | 0 | 0 | 0 | 0 | 0
TVA_Transmission_2_TVA | TVA_Transmission | TVA | 2035 | B15 | 1203 | 1203 | 99999 | 4000 | 6607.09 | 4340.51 | 32.19 | 22.55 | 0 | 0 | 0 | 0 | 0 | 0
TVA_Transmission_2_TVA | TVA_Transmission | TVA | 2035 | B16 | 25 | 25 | 99999 | 2998.26 | 3195.71 | 1158.93 | 770.66 | 467.88 | 0 | 0 | 0 | 0 | 0 | 0
TVA_Transmission_2_TVA | TVA_Transmission | TVA | 2035 | B17 | 100 | 100 | 99999 | 999.08 | 896.28 | 0.36 | 185.04 | 0.36 | 0 | 0 | 0 | 0 | 0 | 0
TVA_Transmission_2_TVA | TVA_Transmission | TVA | 2035 | B18 | 400 | 400 | 99999 | 731.95 | 0.35 | 0.09 | 0.35 | 0.09 | 0 | 0 | 0 | 0 | 0 | 0
TVA_Transmission_2_TVA | TVA_Transmission | TVA | 2035 | B19 | 700 | 700 | 99999 | 3385.41 | 4388.61 | 0.06 | 50.28 | 0.06 | 0 | 0 | 0 | 0 | 0 | 0
TVA_Transmission_2_TVA | TVA_Transmission | TVA | 2035 | B20 | 935 | 935 | 99999 | 4419.93 | 5328.13 | 2332.81 | 38.94 | 25.42 | 0 | 0 | 0 | 0 | 0 | 0
TVA_Transmission_2_TVA | TVA_Transmission | TVA | 2040 | B01 | 10 | 10 | 99999 | 3220.14 | 2700.06 | 2683.07 | 1471.8 | 1346.77 | 0 | 0 | 0 | 0 | 0 | 0
TVA_Transmission_2_TVA | TVA_Transmission | TVA | 2040 | B02 | 25 | 25 | 99999 | 2444.98 | 2511.12 | 2473.53 | 879.99 | 776.49 | 0 | 0 | 0 | 0 | 0 | 0
TVA_Transmission_2_TVA | TVA_Transmission | TVA | 2040 | B03 | 75 | 75 | 99999 | 917.51 | 1500.27 | 1405.13 | 360.75 | 320.95 | 0 | 0 | 0 | 0 | 0 | 0
TVA_Transmission_2_TVA | TVA_Transmission | TVA | 2040 | B04 | 100 | 100 | 99999 | 212.98 | 894.69 | 777.09 | 260.9 | 245.08 | 0 | 0 | 0 | 0 | 0 | 0
TVA_Transmission_2_TVA | TVA_Transmission | TVA | 2040 | B05 | 200 | 200 | 99999 | 2.84 | 447.49 | 0.06 | 142.42 | 0.06 | 0 | 0 | 0 | 0 | 0 | 0
TVA_Transmission_2_TVA | TVA_Transmission | TVA | 2040 | B06 | 300 | 300 | 99999 | 0 | 0.05 | 0.04 | 0.05 | 0.04 | 0 | 0 | 0 | 0 | 0 | 0
TVA_Transmission_2_TVA | TVA_Transmission | TVA | 2040 | B07 | 400 | 400 | 99999 | 0 | 0.04 | 0.04 | 0.04 | 0.04 | 0 | 0 | 0 | 0 | 0 | 0
TVA_Transmission_2_TVA | TVA_Transmission | TVA | 2040 | B08 | 500 | 500 | 99999 | 0 | 0.1 | 0.07 | 0.1 | 0.07 | 0 | 0 | 0 | 0 | 0 | 0
TVA_Transmission_2_TVA | TVA_Transmission | TVA | 2040 | B09 | 800 | 800 | 99999 | 0 | 1285.3 | 877.49 | 51.43 | 37.17 | 0 | 0 | 0 | 0 | 0 | 0
TVA_Transmission_2_TVA | TVA_Transmission | TVA | 2040 | B10 | 1262 | 1262 | 99999 | 1300.27 | 778.96 | 0.05 | 27.78 | 0.05 | 0 | 0 | 0 | 0 | 0 | 0
TVA_Transmission_2_TVA | TVA_Transmission | TVA | 2040 | B11 | 25 | 25 | 99999 | 0.01 | 42.77 | 0.86 | 41.07 | 0.86 | 0 | 0 | 0 | 0 | 0 | 0
TVA_Transmission_2_TVA | TVA_Transmission | TVA | 2040 | B12 | 200 | 200 | 99999 | 709.71 | 583.22 | 0.07 | 124.94 | 0.07 | 0 | 0 | 0 | 0 | 0 | 0
TVA_Transmission_2_TVA | TVA_Transmission | TVA | 2040 | B13 | 600 | 600 | 99999 | 84.07 | 0.06 | 0.07 | 0.06 | 0.07 | 0 | 0 | 0 | 0 | 0 | 0
TVA_Transmission_2_TVA | TVA_Transmission | TVA | 2040 | B14 | 900 | 900 | 99999 | 2205.14 | 2351.63 | 324.68 | 44.4 | 32.27 | 0 | 0 | 0 | 0 | 0 | 0
TVA_Transmission_2_TVA | TVA_Transmission | TVA | 2040 | B15 | 1203 | 1203 | 99999 | 4005.51 | 3964.28 | 2897.33 | 37.03 | 26.14 | 0 | 0 | 0 | 0 | 0 | 0
TVA_Transmission_2_TVA | TVA_Transmission | TVA | 2040 | B16 | 25 | 25 | 99999 | 1320.42 | 3732.47 | 6.18 | 1001.09 | 6.16 | 0 | 0 | 0 | 0 | 0 | 0
TVA_Transmission_2_TVA | TVA_Transmission | TVA | 2040 | B17 | 100 | 100 | 99999 | 2019.86 | 1800.19 | 932.22 | 284.85 | 204.42 | 0 | 0 | 0 | 0 | 0 | 0
TVA_Transmission_2_TVA | TVA_Transmission | TVA | 2040 | B18 | 400 | 400 | 99999 | 1.32 | 27.46 | 0.11 | 19.99 | 0.11 | 0 | 0 | 0 | 0 | 0 | 0
TVA_Transmission_2_TVA | TVA_Transmission | TVA | 2040 | B19 | 700 | 700 | 99999 | 1380.7 | 1299.82 | 0.07 | 53.48 | 0.07 | 0 | 0 | 0 | 0 | 0 | 0
TVA_Transmission_2_TVA | TVA_Transmission | TVA | 2040 | B20 | 935 | 935 | 99999 | 4000 | 3954.2 | 3094.16 | 45.84 | 33.35 | 0 | 0 | 0 | 0 | 0 | 0
TVA_Transmission_2_TVA | TVA_Transmission | TVA | 2045 | B01 | 10 | 10 | 99999 | 3447.09 | 2757.41 | 2811.04 | 1639.88 | 1544.28 | 0 | 0 | 0 | 0 | 0 | 0
TVA_Transmission_2_TVA | TVA_Transmission | TVA | 2045 | B02 | 25 | 25 | 99999 | 2716.84 | 2621.64 | 2683.49 | 1035.21 | 935.75 | 0 | 0 | 0 | 0 | 0 | 0
TVA_Transmission_2_TVA | TVA_Transmission | TVA | 2045 | B03 | 75 | 75 | 99999 | 1277.4 | 1765.34 | 1780.44 | 447.69 | 403.39 | 0 | 0 | 0 | 0 | 0 | 0
TVA_Transmission_2_TVA | TVA_Transmission | TVA | 2045 | B04 | 100 | 100 | 99999 | 613.24 | 1218.48 | 1213.35 | 330.2 | 306.41 | 0 | 0 | 0 | 0 | 0 | 0
TVA_Transmission_2_TVA | TVA_Transmission | TVA | 2045 | B05 | 200 | 200 | 99999 | 0 | 15.92 | 0.16 | 14.53 | 0.16 | 0 | 0 | 0 | 0 | 0 | 0
TVA_Transmission_2_TVA | TVA_Transmission | TVA | 2045 | B06 | 300 | 300 | 99999 | 0 | 0.1 | 0.18 | 0.1 | 0.18 | 0 | 0 | 0 | 0 | 0 | 0
TVA_Transmission_2_TVA | TVA_Transmission | TVA | 2045 | B07 | 400 | 400 | 99999 | 8.9 | 10.9 | 0.06 | 10 | 0.06 | 0 | 0 | 0 | 0 | 0 | 0
TVA_Transmission_2_TVA | TVA_Transmission | TVA | 2045 | B08 | 500 | 500 | 99999 | 549.96 | 598.08 | 0.09 | 84.67 | 0.09 | 0 | 0 | 0 | 0 | 0 | 0
TVA_Transmission_2_TVA | TVA_Transmission | TVA | 2045 | B09 | 800 | 800 | 99999 | 1061.8 | 680.16 | 0.02 | 54.89 | 0.02 | 0 | 0 | 0 | 0 | 0 | 0
TVA_Transmission_2_TVA | TVA_Transmission | TVA | 2045 | B10 | 1262 | 1262 | 99999 | 0.12 | 3.43 | 12.46 | 3.18 | 9.49 | 0 | 0 | 0 | 0 | 0 | 0
TVA_Transmission_2_TVA | TVA_Transmission | TVA | 2045 | B11 | 25 | 25 | 99999 | 0.05 | 1237.29 | 0.94 | 707.97 | 0.94 | 0 | 0 | 0 | 0 | 0 | 0
TVA_Transmission_2_TVA | TVA_Transmission | TVA | 2045 | B12 | 200 | 200 | 99999 | 14.5 | 0.18 | 0.16 | 0.18 | 0.16 | 0 | 0 | 0 | 0 | 0 | 0
TVA_Transmission_2_TVA | TVA_Transmission | TVA | 2045 | B13 | 600 | 600 | 99999 | 0 | 0.03 | 0.02 | 0.03 | 0.02 | 0 | 0 | 0 | 0 | 0 | 0
TVA_Transmission_2_TVA | TVA_Transmission | TVA | 2045 | B14 | 900 | 900 | 99999 | 1710.07 | 2312.56 | 0.11 | 55.04 | 0.11 | 0 | 0 | 0 | 0 | 0 | 0
TVA_Transmission_2_TVA | TVA_Transmission | TVA | 2045 | B15 | 1203 | 1203 | 99999 | 3589.92 | 3389.16 | 722.59 | 44.01 | 47.79 | 0 | 0 | 0 | 0 | 0 | 0
TVA_Transmission_2_TVA | TVA_Transmission | TVA | 2045 | B16 | 25 | 25 | 99999 | 2716.4 | 2005.89 | 1372.01 | 905.53 | 663.81 | 0 | 0 | 0 | 0 | 0 | 0
TVA_Transmission_2_TVA | TVA_Transmission | TVA | 2045 | B17 | 100 | 100 | 99999 | 887.13 | 141.3 | 0.26 | 103.26 | 0.26 | 0 | 0 | 0 | 0 | 0 | 0
TVA_Transmission_2_TVA | TVA_Transmission | TVA | 2045 | B18 | 400 | 400 | 99999 | 0 | 0.05 | 0.04 | 0.05 | 0.04 | 0 | 0 | 0 | 0 | 0 | 0
TVA_Transmission_2_TVA | TVA_Transmission | TVA | 2045 | B19 | 700 | 700 | 99999 | 471.95 | 0.15 | 0.04 | 0.15 | 0.04 | 0 | 0 | 0 | 0 | 0 | 0
TVA_Transmission_2_TVA | TVA_Transmission | TVA | 2045 | B20 | 935 | 935 | 99999 | 3323.51 | 2339.42 | 605.59 | 50.5 | 32.72 | 0 | 0 | 0 | 0 | 0 | 0
TVA_Transmission_2_TVA | TVA_Transmission | TVA | 2050 | B01 | 10 | 10 | 99999 | 3640.97 | 3685.62 | 3340.24 | 1222.66 | 1059.42 | 0 | 0 | 0 | 0 | 0 | 0
TVA_Transmission_2_TVA | TVA_Transmission | TVA | 2050 | B02 | 25 | 25 | 99999 | 3403.67 | 3125.15 | 3131.4 | 630.46 | 530.11 | 0 | 0 | 0 | 0 | 0 | 0
TVA_Transmission_2_TVA | TVA_Transmission | TVA | 2050 | B03 | 75 | 75 | 99999 | 1301.68 | 1960.15 | 1976.02 | 246.82 | 236.42 | 0 | 0 | 0 | 0 | 0 | 0
TVA_Transmission_2_TVA | TVA_Transmission | TVA | 2050 | B04 | 100 | 100 | 99999 | 900 | 1355.06 | 1367.44 | 182.15 | 176.94 | 0 | 0 | 0 | 0 | 0 | 0
TVA_Transmission_2_TVA | TVA_Transmission | TVA | 2050 | B05 | 200 | 200 | 99999 | 967.57 | 26.83 | 6.97 | 20.83 | 6.37 | 0 | 0 | 0 | 0 | 0 | 0
TVA_Transmission_2_TVA | TVA_Transmission | TVA | 2050 | B06 | 300 | 300 | 99999 | 0 | 0.09 | 0.08 | 0.09 | 0.08 | 0 | 0 | 0 | 0 | 0 | 0
TVA_Transmission_2_TVA | TVA_Transmission | TVA | 2050 | B07 | 400 | 400 | 99999 | 0 | 0.06 | 0.02 | 0.06 | 0.02 | 0 | 0 | 0 | 0 | 0 | 0
TVA_Transmission_2_TVA | TVA_Transmission | TVA | 2050 | B08 | 500 | 500 | 99999 | 0 | 0.05 | 0.05 | 0.05 | 0.05 | 0 | 0 | 0 | 0 | 0 | 0
TVA_Transmission_2_TVA | TVA_Transmission | TVA | 2050 | B09 | 800 | 800 | 99999 | 2749.26 | 659.97 | 890.86 | 32.4 | 60.3 | 0 | 0 | 0 | 0 | 0 | 0
TVA_Transmission_2_TVA | TVA_Transmission | TVA | 2050 | B10 | 1262 | 1262 | 99999 | 0.04 | 6.36 | 5.35 | 5.11 | 4.21 | 0 | 0 | 0 | 0 | 0 | 0
TVA_Transmission_2_TVA | TVA_Transmission | TVA | 2050 | B11 | 25 | 25 | 99999 | 3070.38 | 668.26 | 0.34 | 341.73 | 0.34 | 0 | 0 | 0 | 0 | 0 | 0
TVA_Transmission_2_TVA | TVA_Transmission | TVA | 2050 | B12 | 200 | 200 | 99999 | 617.44 | 0.1 | 0.11 | 0.1 | 0.11 | 0 | 0 | 0 | 0 | 0 | 0
TVA_Transmission_2_TVA | TVA_Transmission | TVA | 2050 | B13 | 600 | 600 | 99999 | 1453.93 | 0.02 | 0.01 | 0.02 | 0.01 | 0 | 0 | 0 | 0 | 0 | 0
TVA_Transmission_2_TVA | TVA_Transmission | TVA | 2050 | B14 | 900 | 900 | 99999 | 2964.02 | 1055.82 | 0.02 | 23.61 | 0.02 | 0 | 0 | 0 | 0 | 0 | 0
TVA_Transmission_2_TVA | TVA_Transmission | TVA | 2050 | B15 | 1203 | 1203 | 99999 | 2848.18 | 7459.08 | 6424.51 | 24.52 | 18.05 | 0 | 0 | 0 | 0 | 0 | 0
TVA_Transmission_2_TVA | TVA_Transmission | TVA | 2050 | B16 | 25 | 25 | 99999 | 2944.46 | 2406 | 1961.07 | 542.55 | 448.63 | 0 | 0 | 0 | 0 | 0 | 0
TVA_Transmission_2_TVA | TVA_Transmission | TVA | 2050 | B17 | 100 | 100 | 99999 | 0.25 | 174.05 | 1303.68 | 85.01 | 143.55 | 0 | 0 | 0 | 0 | 0 | 0
TVA_Transmission_2_TVA | TVA_Transmission | TVA | 2050 | B18 | 400 | 400 | 99999 | 0.06 | 0.03 | 0.02 | 0.03 | 0.02 | 0 | 0 | 0 | 0 | 0 | 0
TVA_Transmission_2_TVA | TVA_Transmission | TVA | 2050 | B19 | 700 | 700 | 99999 | 0.02 | 0.04 | 0.01 | 0.04 | 0.01 | 0 | 0 | 0 | 0 | 0 | 0
TVA_Transmission_2_TVA | TVA_Transmission | TVA | 2050 | B20 | 935 | 935 | 99999 | 1745.15 | 3972.21 | 554.14 | 28.12 | 15.63 | 0 | 0 | 0 | 0 | 0 | 0
TVA_Transmission_2_VACAR | TVA_Transmission | VACAR | 2015 | B01 | 10 | 10 | 900 | 0 | 0.26 | 0.19 | 0.29 | 0.21 | 0 | 0 | 0 | 0 | 0 | 0
TVA_Transmission_2_VACAR | TVA_Transmission | VACAR | 2015 | B02 | 25 | 25 | 900 | 0 | 0.13 | 0.08 | 0.13 | 0.09 | 0 | 0 | 0 | 0 | 0 | 0
TVA_Transmission_2_VACAR | TVA_Transmission | VACAR | 2015 | B03 | 75 | 75 | 900 | 0 | 0.05 | 0.03 | 0.05 | 0.03 | 0 | 0 | 0 | 0 | 0 | 0
TVA_Transmission_2_VACAR | TVA_Transmission | VACAR | 2015 | B04 | 100 | 100 | 900 | 0 | 0.03 | 0.02 | 0.03 | 0.02 | 0 | 0 | 0 | 0 | 0 | 0
TVA_Transmission_2_VACAR | TVA_Transmission | VACAR | 2015 | B05 | 200 | 200 | 900 | 0 | 0.02 | 0.01 | 0.02 | 0.01 | 0 | 0 | 0 | 0 | 0 | 0
TVA_Transmission_2_VACAR | TVA_Transmission | VACAR | 2015 | B06 | 300 | 300 | 900 | 0 | 0.01 | 0.01 | 0.01 | 0.01 | 0 | 0 | 0 | 0 | 0 | 0
TVA_Transmission_2_VACAR | TVA_Transmission | VACAR | 2015 | B07 | 400 | 400 | 900 | 0 | 0.01 | 0.01 | 0.01 | 0.01 | 0 | 0 | 0 | 0 | 0 | 0
TVA_Transmission_2_VACAR | TVA_Transmission | VACAR | 2015 | B08 | 500 | 500 | 900 | 0 | 0.01 | 0 | 0.01 | 0 | 0 | 0 | 0 | 0 | 0 | 0
TVA_Transmission_2_VACAR | TVA_Transmission | VACAR | 2015 | B09 | 800 | 0 | 900 | 0 | 0 | 0 | 0 | 0 | 0 | 0 | 0 | 0 | 0 | 0
TVA_Transmission_2_VACAR | TVA_Transmission | VACAR | 2015 | B10 | 1262 | 0 | 900 | 0 | 0 | 0 | 0 | 0 | 0 | 0 | 0 | 0 | 0 | 0
TVA_Transmission_2_VACAR | TVA_Transmission | VACAR | 2015 | B11 | 25 | 25 | 900 | 0 | 0.1 | 0.08 | 0.11 | 0.08 | 0 | 0 | 0 | 0 | 0 | 0
TVA_Transmission_2_VACAR | TVA_Transmission | VACAR | 2015 | B12 | 200 | 200 | 900 | 0 | 0.02 | 0.01 | 0.02 | 0.01 | 0 | 0 | 0 | 0 | 0 | 0
TVA_Transmission_2_VACAR | TVA_Transmission | VACAR | 2015 | B13 | 600 | 0 | 900 | 0 | 0 | 0 | 0 | 0 | 0 | 0 | 0 | 0 | 0 | 0
TVA_Transmission_2_VACAR | TVA_Transmission | VACAR | 2015 | B14 | 900 | 0 | 900 | 0 | 0 | 0 | 0 | 0 | 0 | 0 | 0 | 0 | 0 | 0
TVA_Transmission_2_VACAR | TVA_Transmission | VACAR | 2015 | B15 | 1203 | 0 | 900 | 0 | 0 | 0 | 0 | 0 | 0 | 0 | 0 | 0 | 0 | 0
TVA_Transmission_2_VACAR | TVA_Transmission | VACAR | 2015 | B16 | 25 | 25 | 900 | 0 | 0.14 | 0.08 | 0.15 | 0.09 | 0 | 0 | 0 | 0 | 0 | 0
TVA_Transmission_2_VACAR | TVA_Transmission | VACAR | 2015 | B17 | 100 | 100 | 900 | 0 | 0.11 | 0.06 | 0.11 | 0.06 | 0 | 0 | 0 | 0 | 0 | 0
TVA_Transmission_2_VACAR | TVA_Transmission | VACAR | 2015 | B18 | 400 | 400 | 900 | 0 | 0.01 | 0.01 | 0.01 | 0.01 | 0 | 0 | 0 | 0 | 0 | 0
TVA_Transmission_2_VACAR | TVA_Transmission | VACAR | 2015 | B19 | 700 | 700 | 900 | 0 | 0 | 0 | 0.01 | 0 | 0 | 0 | 0 | 0 | 0 | 0
TVA_Transmission_2_VACAR | TVA_Transmission | VACAR | 2015 | B20 | 935 | 0 | 900 | 0 | 0 | 0 | 0 | 0 | 0 | 0 | 0 | 0 | 0 | 0
TVA_Transmission_2_VACAR | TVA_Transmission | VACAR | 2020 | B01 | 10 | 10 | 900 | 0 | 0.41 | 0.25 | 0.46 | 0.28 | 0 | 0 | 0 | 0 | 0 | 0
TVA_Transmission_2_VACAR | TVA_Transmission | VACAR | 2020 | B02 | 25 | 25 | 900 | 0 | 0.16 | 0.1 | 0.18 | 0.11 | 0 | 0 | 0 | 0 | 0 | 0
TVA_Transmission_2_VACAR | TVA_Transmission | VACAR | 2020 | B03 | 75 | 75 | 900 | 0 | 0.06 | 0.04 | 0.06 | 0.04 | 0 | 0 | 0 | 0 | 0 | 0
TVA_Transmission_2_VACAR | TVA_Transmission | VACAR | 2020 | B04 | 100 | 100 | 900 | 0 | 0.04 | 0.03 | 0.04 | 0.03 | 0 | 0 | 0 | 0 | 0 | 0
TVA_Transmission_2_VACAR | TVA_Transmission | VACAR | 2020 | B05 | 200 | 200 | 900 | 0 | 0.02 | 0.02 | 0.02 | 0.02 | 0 | 0 | 0 | 0 | 0 | 0
TVA_Transmission_2_VACAR | TVA_Transmission | VACAR | 2020 | B06 | 300 | 300 | 900 | 0 | 0.01 | 0.01 | 0.01 | 0.01 | 0 | 0 | 0 | 0 | 0 | 0
TVA_Transmission_2_VACAR | TVA_Transmission | VACAR | 2020 | B07 | 400 | 400 | 900 | 0 | 0.01 | 0.01 | 0.01 | 0.01 | 0 | 0 | 0 | 0 | 0 | 0
TVA_Transmission_2_VACAR | TVA_Transmission | VACAR | 2020 | B08 | 500 | 500 | 900 | 0 | 0.01 | 0.01 | 0.01 | 0.01 | 0 | 0 | 0 | 0 | 0 | 0
TVA_Transmission_2_VACAR | TVA_Transmission | VACAR | 2020 | B09 | 800 | 800 | 900 | 0 | 0.01 | 0 | 0.01 | 0 | 0 | 0 | 0 | 0 | 0 | 0
TVA_Transmission_2_VACAR | TVA_Transmission | VACAR | 2020 | B10 | 1262 | 0 | 900 | 0 | 0 | 0 | 0 | 0 | 0 | 0 | 0 | 0 | 0 | 0
TVA_Transmission_2_VACAR | TVA_Transmission | VACAR | 2020 | B11 | 25 | 25 | 900 | 0 | 0.15 | 0.13 | 0.16 | 0.14 | 0 | 0 | 0 | 0 | 0 | 0
TVA_Transmission_2_VACAR | TVA_Transmission | VACAR | 2020 | B12 | 200 | 200 | 900 | 0 | 0.03 | 0.02 | 0.03 | 0.02 | 0 | 0 | 0 | 0 | 0 | 0
TVA_Transmission_2_VACAR | TVA_Transmission | VACAR | 2020 | B13 | 600 | 600 | 900 | 0 | 0.01 | 0.01 | 0.01 | 0.01 | 0 | 0 | 0 | 0 | 0 | 0
TVA_Transmission_2_VACAR | TVA_Transmission | VACAR | 2020 | B14 | 900 | 900 | 900 | 0 | 0.01 | 0 | 0.01 | 0 | 0 | 0 | 0 | 0 | 0 | 0
TVA_Transmission_2_VACAR | TVA_Transmission | VACAR | 2020 | B15 | 1203 | 0 | 900 | 0 | 0 | 0 | 0 | 0 | 0 | 0 | 0 | 0 | 0 | 0
TVA_Transmission_2_VACAR | TVA_Transmission | VACAR | 2020 | B16 | 25 | 25 | 900 | 403.35 | 0.31 | 0.11 | 0.34 | 0.13 | 0 | 0 | 0 | 0 | 0 | 0
TVA_Transmission_2_VACAR | TVA_Transmission | VACAR | 2020 | B17 | 100 | 100 | 900 | 0 | 0.07 | 0.04 | 0.07 | 0.04 | 0 | 0 | 0 | 0 | 0 | 0
TVA_Transmission_2_VACAR | TVA_Transmission | VACAR | 2020 | B18 | 400 | 400 | 900 | 0 | 0.01 | 0.01 | 0.01 | 0.01 | 0 | 0 | 0 | 0 | 0 | 0
TVA_Transmission_2_VACAR | TVA_Transmission | VACAR | 2020 | B19 | 700 | 700 | 900 | 0 | 0.01 | 0.01 | 0.01 | 0.01 | 0 | 0 | 0 | 0 | 0 | 0
TVA_Transmission_2_VACAR | TVA_Transmission | VACAR | 2020 | B20 | 935 | 0 | 900 | 0 | 0 | 0 | 0 | 0 | 0 | 0 | 0 | 0 | 0 | 0
TVA_Transmission_2_VACAR | TVA_Transmission | VACAR | 2025 | B01 | 10 | 10 | 900 | 0 | 0.52 | 0.31 | 0.56 | 0.35 | 0 | 0 | 0 | 0 | 0.41842 | 0.13947
TVA_Transmission_2_VACAR | TVA_Transmission | VACAR | 2025 | B02 | 25 | 25 | 900 | 0 | 0.2 | 0.13 | 0.21 | 0.14 | 0 | 0 | 0 | 0 | 0.41842 | 0.13947
TVA_Transmission_2_VACAR | TVA_Transmission | VACAR | 2025 | B03 | 75 | 75 | 900 | 0 | 0.07 | 0.04 | 0.07 | 0.05 | 0 | 0 | 0 | 0 | 0.41842 | 0.13947
TVA_Transmission_2_VACAR | TVA_Transmission | VACAR | 2025 | B04 | 100 | 100 | 900 | 0 | 0.05 | 0.03 | 0.05 | 0.04 | 0 | 0 | 0 | 0 | 0.41842 | 0.13947
TVA_Transmission_2_VACAR | TVA_Transmission | VACAR | 2025 | B05 | 200 | 200 | 900 | 0 | 0.03 | 0.02 | 0.03 | 0.02 | 0 | 0 | 0 | 0 | 0.41842 | 0.13947
TVA_Transmission_2_VACAR | TVA_Transmission | VACAR | 2025 | B06 | 300 | 300 | 900 | 0 | 0.02 | 0.01 | 0.02 | 0.01 | 0 | 0 | 0 | 0 | 0.41842 | 0.13947
TVA_Transmission_2_VACAR | TVA_Transmission | VACAR | 2025 | B07 | 400 | 400 | 900 | 0 | 0.01 | 0.01 | 0.01 | 0.01 | 0 | 0 | 0 | 0 | 0.41842 | 0.13947
TVA_Transmission_2_VACAR | TVA_Transmission | VACAR | 2025 | B08 | 500 | 500 | 900 | 0 | 0.01 | 0.01 | 0.01 | 0.01 | 0 | 0 | 0 | 0 | 0.41842 | 0.13947
TVA_Transmission_2_VACAR | TVA_Transmission | VACAR | 2025 | B09 | 800 | 800 | 900 | 0 | 0.01 | 0 | 0.01 | 0 | 0 | 0 | 0 | 0 | 0.41842 | 0.13947
TVA_Transmission_2_VACAR | TVA_Transmission | VACAR | 2025 | B10 | 1262 | 0 | 900 | 0 | 0 | 0 | 0 | 0 | 0 | 0 | 0 | 0 | 0.41842 | 0.13947
TVA_Transmission_2_VACAR | TVA_Transmission | VACAR | 2025 | B11 | 25 | 25 | 900 | 0 | 0.19 | 0.13 | 0.2 | 0.14 | 0 | 0 | 0 | 0 | 0.41842 | 0.13947
TVA_Transmission_2_VACAR | TVA_Transmission | VACAR | 2025 | B12 | 200 | 200 | 900 | 0 | 0.04 | 0.02 | 0.04 | 0.02 | 0 | 0 | 0 | 0 | 0.41842 | 0.13947
TVA_Transmission_2_VACAR | TVA_Transmission | VACAR | 2025 | B13 | 600 | 600 | 900 | 0 | 0.01 | 0.01 | 0.01 | 0.01 | 0 | 0 | 0 | 0 | 0.41842 | 0.13947
TVA_Transmission_2_VACAR | TVA_Transmission | VACAR | 2025 | B14 | 900 | 900 | 900 | 0 | 0.01 | 0 | 0.01 | 0 | 0 | 0 | 0 | 0 | 0.41842 | 0.13947
TVA_Transmission_2_VACAR | TVA_Transmission | VACAR | 2025 | B15 | 1203 | 0 | 900 | 0 | 0 | 0 | 0 | 0 | 0 | 0 | 0 | 0 | 0.41842 | 0.13947
TVA_Transmission_2_VACAR | TVA_Transmission | VACAR | 2025 | B16 | 25 | 25 | 900 | 899.99 | 0.2 | 0.13 | 0.22 | 0.14 | 0.55789 | 0 | 0 | 0.55789 | 0.41842 | 0.13947
TVA_Transmission_2_VACAR | TVA_Transmission | VACAR | 2025 | B17 | 100 | 100 | 900 | 0 | 0.08 | 0.03 | 0.08 | 0.04 | 0 | 0 | 0 | 0 | 0.41842 | 0.13947
TVA_Transmission_2_VACAR | TVA_Transmission | VACAR | 2025 | B18 | 400 | 400 | 900 | 0 | 0.02 | 0.01 | 0.02 | 0.01 | 0 | 0 | 0 | 0 | 0.41842 | 0.13947
TVA_Transmission_2_VACAR | TVA_Transmission | VACAR | 2025 | B19 | 700 | 700 | 900 | 0 | 0.01 | 0.01 | 0.01 | 0.01 | 0 | 0 | 0 | 0 | 0.41842 | 0.13947
TVA_Transmission_2_VACAR | TVA_Transmission | VACAR | 2025 | B20 | 935 | 0 | 900 | 0 | 0 | 0 | 0 | 0 | 0 | 0 | 0 | 0 | 0.41842 | 0.13947
TVA_Transmission_2_VACAR | TVA_Transmission | VACAR | 2030 | B01 | 10 | 10 | 900 | 0.01 | 1.06 | 0.44 | 0.79 | 0.46 | 0 | 0.01187 | 0 | 0 | 2.117 | 0.70565
TVA_Transmission_2_VACAR | TVA_Transmission | VACAR | 2030 | B02 | 25 | 25 | 900 | 0 | 0.24 | 0.15 | 0.21 | 0.16 | 0 | 0 | 0 | 0 | 2.117 | 0.70565
TVA_Transmission_2_VACAR | TVA_Transmission | VACAR | 2030 | B03 | 75 | 75 | 900 | 0 | 0.08 | 0.05 | 0.07 | 0.06 | 0 | 0 | 0 | 0 | 2.117 | 0.70565
TVA_Transmission_2_VACAR | TVA_Transmission | VACAR | 2030 | B04 | 100 | 100 | 900 | 0 | 0.06 | 0.04 | 0.05 | 0.04 | 0 | 0 | 0 | 0 | 2.117 | 0.70565
TVA_Transmission_2_VACAR | TVA_Transmission | VACAR | 2030 | B05 | 200 | 200 | 900 | 110.35 | 0.04 | 0.02 | 0.03 | 0.02 | 0 | 0 | 0 | 0 | 2.117 | 0.70565
TVA_Transmission_2_VACAR | TVA_Transmission | VACAR | 2030 | B06 | 300 | 300 | 900 | 0 | 0.05 | 0.02 | 0.03 | 0.02 | 0 | 0 | 0 | 0 | 2.117 | 0.70565
TVA_Transmission_2_VACAR | TVA_Transmission | VACAR | 2030 | B07 | 400 | 400 | 900 | 0 | 0.05 | 0.01 | 0.03 | 0.01 | 0 | 0 | 0 | 0 | 2.117 | 0.70565
TVA_Transmission_2_VACAR | TVA_Transmission | VACAR | 2030 | B08 | 500 | 500 | 900 | 0 | 0.01 | 0.01 | 0.01 | 0.01 | 0 | 0 | 0 | 0 | 2.117 | 0.70565
TVA_Transmission_2_VACAR | TVA_Transmission | VACAR | 2030 | B09 | 800 | 0 | 900 | 0 | 0 | 0 | 0 | 0 | 0 | 0 | 0 | 0 | 2.117 | 0.70565
TVA_Transmission_2_VACAR | TVA_Transmission | VACAR | 2030 | B10 | 1262 | 0 | 900 | 0 | 0.01 | 0 | 0 | 0 | 0 | 0 | 0 | 0 | 2.117 | 0.70565
TVA_Transmission_2_VACAR | TVA_Transmission | VACAR | 2030 | B11 | 25 | 25 | 900 | 0 | 0.33 | 0.17 | 0.26 | 0.17 | 0 | 0 | 0 | 0 | 2.117 | 0.70565
TVA_Transmission_2_VACAR | TVA_Transmission | VACAR | 2030 | B12 | 200 | 200 | 900 | 900 | 0.06 | 0.02 | 0.04 | 0.02 | 2.7182 | 0 | 0 | 0.74986 | 2.117 | 0.70565
TVA_Transmission_2_VACAR | TVA_Transmission | VACAR | 2030 | B13 | 600 | 600 | 900 | 243.61 | 0.02 | 0.01 | 0.01 | 0.01 | 0 | 0 | 0 | 0 | 2.117 | 0.70565
TVA_Transmission_2_VACAR | TVA_Transmission | VACAR | 2030 | B14 | 900 | 900 | 900 | 0 | 0.01 | 0 | 0.01 | 0 | 0 | 0 | 0 | 0 | 2.117 | 0.70565
TVA_Transmission_2_VACAR | TVA_Transmission | VACAR | 2030 | B15 | 1203 | 1203 | 900 | 0 | 0.01 | 0 | 0.01 | 0 | 0 | 0 | 0 | 0 | 2.117 | 0.70565
TVA_Transmission_2_VACAR | TVA_Transmission | VACAR | 2030 | B16 | 25 | 25 | 900 | 900 | 0.33 | 0.15 | 0.27 | 0.16 | 14.8612 | 0 | 0 | 0.51246 | 2.117 | 0.70565
TVA_Transmission_2_VACAR | TVA_Transmission | VACAR | 2030 | B17 | 100 | 100 | 900 | 900 | 0.16 | 0.04 | 0.1 | 0.04 | 5.9943 | 0 | 0 | 0.82681 | 2.117 | 0.70565
TVA_Transmission_2_VACAR | TVA_Transmission | VACAR | 2030 | B18 | 400 | 400 | 900 | 900 | 0.03 | 0.01 | 0.02 | 0.01 | 1.3294 | 0 | 0 | 0.73348 | 2.117 | 0.70565
TVA_Transmission_2_VACAR | TVA_Transmission | VACAR | 2030 | B19 | 700 | 700 | 900 | 0 | 0.01 | 0.01 | 0.01 | 0.01 | 0 | 0 | 0 | 0 | 2.117 | 0.70565
TVA_Transmission_2_VACAR | TVA_Transmission | VACAR | 2030 | B20 | 935 | 935 | 900 | 0 | 0.01 | 0.01 | 0.01 | 0.01 | 0 | 0 | 0 | 0 | 2.117 | 0.70565
TVA_Transmission_2_VACAR | TVA_Transmission | VACAR | 2035 | B01 | 10 | 10 | 900 | 0.02 | 4.18 | 0.57 | 4.51 | 0.66 | 0 | 0.01187 | 0.01187 | 0 | 0 | 0
TVA_Transmission_2_VACAR | TVA_Transmission | VACAR | 2035 | B02 | 25 | 25 | 900 | 0 | 0.33 | 0.21 | 0.36 | 0.23 | 0 | 0 | 0 | 0 | 0 | 0
TVA_Transmission_2_VACAR | TVA_Transmission | VACAR | 2035 | B03 | 75 | 75 | 900 | 0 | 0.09 | 0.07 | 0.1 | 0.08 | 0 | 0 | 0 | 0 | 0 | 0
TVA_Transmission_2_VACAR | TVA_Transmission | VACAR | 2035 | B04 | 100 | 100 | 900 | 0 | 0.06 | 0.05 | 0.07 | 0.05 | 0 | 0 | 0 | 0 | 0 | 0
TVA_Transmission_2_VACAR | TVA_Transmission | VACAR | 2035 | B05 | 200 | 200 | 900 | 0 | 0.02 | 0.02 | 0.02 | 0.02 | 0 | 0 | 0 | 0 | 0 | 0
TVA_Transmission_2_VACAR | TVA_Transmission | VACAR | 2035 | B06 | 300 | 300 | 900 | 0 | 0.02 | 0.01 | 0.02 | 0.01 | 0 | 0 | 0 | 0 | 0 | 0
TVA_Transmission_2_VACAR | TVA_Transmission | VACAR | 2035 | B07 | 400 | 400 | 900 | 0 | 0.01 | 0.01 | 0.02 | 0.01 | 0 | 0 | 0 | 0 | 0 | 0
TVA_Transmission_2_VACAR | TVA_Transmission | VACAR | 2035 | B08 | 500 | 500 | 900 | 0 | 0.01 | 0.01 | 0.01 | 0.01 | 0 | 0 | 0 | 0 | 0 | 0
TVA_Transmission_2_VACAR | TVA_Transmission | VACAR | 2035 | B09 | 800 | 800 | 900 | 0 | 0.01 | 0.01 | 0.01 | 0.01 | 0 | 0 | 0 | 0 | 0 | 0
TVA_Transmission_2_VACAR | TVA_Transmission | VACAR | 2035 | B10 | 1262 | 0 | 900 | 0 | 0 | 0 | 0 | 0 | 0 | 0 | 0 | 0 | 0 | 0
TVA_Transmission_2_VACAR | TVA_Transmission | VACAR | 2035 | B11 | 25 | 25 | 900 | 0.01 | 0.18 | 0.12 | 0.21 | 0.14 | 0 | 0 | 0 | 0 | 0 | 0
TVA_Transmission_2_VACAR | TVA_Transmission | VACAR | 2035 | B12 | 200 | 200 | 900 | 0 | 0.04 | 0.03 | 0.04 | 0.03 | 0 | 0 | 0 | 0 | 0 | 0
TVA_Transmission_2_VACAR | TVA_Transmission | VACAR | 2035 | B13 | 600 | 600 | 900 | 0 | 0.01 | 0.01 | 0.02 | 0.01 | 0 | 0 | 0 | 0 | 0 | 0
TVA_Transmission_2_VACAR | TVA_Transmission | VACAR | 2035 | B14 | 900 | 900 | 900 | 0 | 0.01 | 0.01 | 0.01 | 0.01 | 0 | 0 | 0 | 0 | 0 | 0
TVA_Transmission_2_VACAR | TVA_Transmission | VACAR | 2035 | B15 | 1203 | 1203 | 900 | 0 | 0.02 | 0 | 0.02 | 0.01 | 0 | 0 | 0 | 0 | 0 | 0
TVA_Transmission_2_VACAR | TVA_Transmission | VACAR | 2035 | B16 | 25 | 25 | 900 | 33.61 | 0.79 | 0.21 | 0.86 | 0.24 | 0 | 0 | 0 | 0 | 0 | 0
TVA_Transmission_2_VACAR | TVA_Transmission | VACAR | 2035 | B17 | 100 | 100 | 900 | 0 | 0.11 | 0.07 | 0.12 | 0.08 | 0 | 0 | 0 | 0 | 0 | 0
TVA_Transmission_2_VACAR | TVA_Transmission | VACAR | 2035 | B18 | 400 | 400 | 900 | 0 | 0.03 | 0.02 | 0.03 | 0.02 | 0 | 0 | 0 | 0 | 0 | 0
TVA_Transmission_2_VACAR | TVA_Transmission | VACAR | 2035 | B19 | 700 | 700 | 900 | 0 | 0.02 | 0.01 | 0.02 | 0.01 | 0 | 0 | 0 | 0 | 0 | 0
TVA_Transmission_2_VACAR | TVA_Transmission | VACAR | 2035 | B20 | 935 | 935 | 900 | 0 | 0.02 | 0.01 | 0.02 | 0.01 | 0 | 0 | 0 | 0 | 0 | 0
TVA_Transmission_2_VACAR | TVA_Transmission | VACAR | 2040 | B01 | 10 | 10 | 900 | 0.01 | 1.5 | 0.71 | 1.73 | 0.83 | 0 | 0.01187 | 0.01187 | 0 | 0 | 0
TVA_Transmission_2_VACAR | TVA_Transmission | VACAR | 2040 | B02 | 25 | 25 | 900 | 0 | 0.35 | 0.24 | 0.39 | 0.28 | 0 | 0 | 0 | 0 | 0 | 0
TVA_Transmission_2_VACAR | TVA_Transmission | VACAR | 2040 | B03 | 75 | 75 | 900 | 0 | 0.12 | 0.09 | 0.13 | 0.09 | 0 | 0 | 0 | 0 | 0 | 0
TVA_Transmission_2_VACAR | TVA_Transmission | VACAR | 2040 | B04 | 100 | 100 | 900 | 0 | 0.07 | 0.06 | 0.08 | 0.06 | 0 | 0 | 0 | 0 | 0 | 0
TVA_Transmission_2_VACAR | TVA_Transmission | VACAR | 2040 | B05 | 200 | 200 | 900 | 0 | 0.03 | 0.02 | 0.03 | 0.03 | 0 | 0 | 0 | 0 | 0 | 0
TVA_Transmission_2_VACAR | TVA_Transmission | VACAR | 2040 | B06 | 300 | 300 | 900 | 0 | 0.02 | 0.02 | 0.02 | 0.02 | 0 | 0 | 0 | 0 | 0 | 0
TVA_Transmission_2_VACAR | TVA_Transmission | VACAR | 2040 | B07 | 400 | 400 | 900 | 0 | 0.01 | 0.01 | 0.01 | 0.01 | 0 | 0 | 0 | 0 | 0 | 0
TVA_Transmission_2_VACAR | TVA_Transmission | VACAR | 2040 | B08 | 500 | 500 | 900 | 0 | 0.02 | 0.01 | 0.02 | 0.01 | 0 | 0 | 0 | 0 | 0 | 0
TVA_Transmission_2_VACAR | TVA_Transmission | VACAR | 2040 | B09 | 800 | 800 | 900 | 0 | 0.01 | 0 | 0.01 | 0.01 | 0 | 0 | 0 | 0 | 0 | 0
TVA_Transmission_2_VACAR | TVA_Transmission | VACAR | 2040 | B10 | 1262 | 1262 | 900 | 0 | 0.01 | 0 | 0.01 | 0.01 | 0 | 0 | 0 | 0 | 0 | 0
TVA_Transmission_2_VACAR | TVA_Transmission | VACAR | 2040 | B11 | 25 | 25 | 900 | 0 | 0.35 | 0.21 | 0.39 | 0.23 | 0 | 0 | 0 | 0 | 0 | 0
TVA_Transmission_2_VACAR | TVA_Transmission | VACAR | 2040 | B12 | 200 | 200 | 900 | 0 | 0.04 | 0.03 | 0.04 | 0.03 | 0 | 0 | 0 | 0 | 0 | 0
TVA_Transmission_2_VACAR | TVA_Transmission | VACAR | 2040 | B13 | 600 | 600 | 900 | 0 | 0.01 | 0.01 | 0.01 | 0.01 | 0 | 0 | 0 | 0 | 0 | 0
TVA_Transmission_2_VACAR | TVA_Transmission | VACAR | 2040 | B14 | 900 | 900 | 900 | 0 | 0.01 | 0.01 | 0.01 | 0.01 | 0 | 0 | 0 | 0 | 0 | 0
TVA_Transmission_2_VACAR | TVA_Transmission | VACAR | 2040 | B15 | 1203 | 0 | 900 | 0 | 0 | 0 | 0 | 0 | 0 | 0 | 0 | 0 | 0 | 0
TVA_Transmission_2_VACAR | TVA_Transmission | VACAR | 2040 | B16 | 25 | 25 | 900 | 0 | 0.55 | 0.34 | 0.62 | 0.38 | 0 | 0 | 0 | 0 | 0 | 0
TVA_Transmission_2_VACAR | TVA_Transmission | VACAR | 2040 | B17 | 100 | 100 | 900 | 0 | 352.84 | 0.09 | 333.91 | 0.09 | 0 | 0 | 0 | 0 | 0 | 0
TVA_Transmission_2_VACAR | TVA_Transmission | VACAR | 2040 | B18 | 400 | 400 | 900 | 0 | 0.02 | 0.01 | 0.02 | 0.01 | 0 | 0 | 0 | 0 | 0 | 0
TVA_Transmission_2_VACAR | TVA_Transmission | VACAR | 2040 | B19 | 700 | 700 | 900 | 0 | 0.01 | 0.01 | 0.01 | 0.01 | 0 | 0 | 0 | 0 | 0 | 0
TVA_Transmission_2_VACAR | TVA_Transmission | VACAR | 2040 | B20 | 935 | 935 | 900 | 0 | 0.01 | 0 | 0.01 | 0 | 0 | 0 | 0 | 0 | 0 | 0
TVA_Transmission_2_VACAR | TVA_Transmission | VACAR | 2045 | B01 | 10 | 10 | 900 | 0.01 | 3.83 | 0.94 | 4.34 | 1.09 | 0 | 0.01187 | 0.01187 | 0 | 0 | 0
TVA_Transmission_2_VACAR | TVA_Transmission | VACAR | 2045 | B02 | 25 | 25 | 900 | 0 | 1.42 | 0.39 | 1.53 | 0.43 | 0 | 0 | 0 | 0 | 0 | 0
TVA_Transmission_2_VACAR | TVA_Transmission | VACAR | 2045 | B03 | 75 | 75 | 900 | 0 | 0.14 | 0.13 | 0.15 | 0.14 | 0 | 0 | 0 | 0 | 0 | 0
TVA_Transmission_2_VACAR | TVA_Transmission | VACAR | 2045 | B04 | 100 | 100 | 900 | 0 | 0.08 | 0.08 | 0.09 | 0.09 | 0 | 0 | 0 | 0 | 0 | 0
TVA_Transmission_2_VACAR | TVA_Transmission | VACAR | 2045 | B05 | 200 | 200 | 900 | 0 | 0.03 | 0.03 | 0.04 | 0.04 | 0 | 0 | 0 | 0 | 0 | 0
TVA_Transmission_2_VACAR | TVA_Transmission | VACAR | 2045 | B06 | 300 | 300 | 900 | 0 | 0.02 | 0.02 | 0.02 | 0.02 | 0 | 0 | 0 | 0 | 0 | 0
TVA_Transmission_2_VACAR | TVA_Transmission | VACAR | 2045 | B07 | 400 | 400 | 900 | 0 | 0.04 | 0.02 | 0.04 | 0.03 | 0 | 0 | 0 | 0 | 0 | 0
TVA_Transmission_2_VACAR | TVA_Transmission | VACAR | 2045 | B08 | 500 | 500 | 900 | 0 | 0.04 | 0.04 | 0.04 | 0.04 | 0 | 0 | 0 | 0 | 0 | 0
TVA_Transmission_2_VACAR | TVA_Transmission | VACAR | 2045 | B09 | 800 | 800 | 900 | 0 | 0.01 | 0.01 | 0.01 | 0.01 | 0 | 0 | 0 | 0 | 0 | 0
TVA_Transmission_2_VACAR | TVA_Transmission | VACAR | 2045 | B10 | 1262 | 1262 | 900 | 0 | 0.01 | 0.01 | 0.01 | 0.01 | 0 | 0 | 0 | 0 | 0 | 0
TVA_Transmission_2_VACAR | TVA_Transmission | VACAR | 2045 | B11 | 25 | 25 | 900 | 0 | 0.79 | 0.28 | 0.86 | 0.31 | 0 | 0 | 0 | 0 | 0 | 0
TVA_Transmission_2_VACAR | TVA_Transmission | VACAR | 2045 | B12 | 200 | 200 | 900 | 0 | 0.04 | 0.04 | 0.04 | 0.04 | 0 | 0 | 0 | 0 | 0 | 0
TVA_Transmission_2_VACAR | TVA_Transmission | VACAR | 2045 | B13 | 600 | 600 | 900 | 0 | 0.01 | 0.01 | 0.01 | 0.01 | 0 | 0 | 0 | 0 | 0 | 0
TVA_Transmission_2_VACAR | TVA_Transmission | VACAR | 2045 | B14 | 900 | 900 | 900 | 0 | 0.01 | 0.01 | 0.01 | 0.01 | 0 | 0 | 0 | 0 | 0 | 0
TVA_Transmission_2_VACAR | TVA_Transmission | VACAR | 2045 | B15 | 1203 | 1203 | 900 | 0 | 0.01 | 0.01 | 0.01 | 0.01 | 0 | 0 | 0 | 0 | 0 | 0
TVA_Transmission_2_VACAR | TVA_Transmission | VACAR | 2045 | B16 | 25 | 25 | 900 | 0 | 1.72 | 0.4 | 1.92 | 0.45 | 0 | 0 | 0 | 0 | 0 | 0
TVA_Transmission_2_VACAR | TVA_Transmission | VACAR | 2045 | B17 | 100 | 100 | 900 | 0 | 0.5 | 0.16 | 0.54 | 0.17 | 0 | 0 | 0 | 0 | 0 | 0
TVA_Transmission_2_VACAR | TVA_Transmission | VACAR | 2045 | B18 | 400 | 400 | 900 | 0 | 0.02 | 0.01 | 0.02 | 0.02 | 0 | 0 | 0 | 0 | 0 | 0
TVA_Transmission_2_VACAR | TVA_Transmission | VACAR | 2045 | B19 | 700 | 700 | 900 | 0 | 0.01 | 0.01 | 0.01 | 0.01 | 0 | 0 | 0 | 0 | 0 | 0
TVA_Transmission_2_VACAR | TVA_Transmission | VACAR | 2045 | B20 | 935 | 935 | 900 | 0 | 0.01 | 0.01 | 0.01 | 0.01 | 0 | 0 | 0 | 0 | 0 | 0
TVA_Transmission_2_VACAR | TVA_Transmission | VACAR | 2050 | B01 | 10 | 10 | 900 | 899.97 | 0.87 | 0.43 | 0.84 | 0.48 | 0.80716 | 0 | 0 | 0.0096666 | 0.81167 | 0.27056
TVA_Transmission_2_VACAR | TVA_Transmission | VACAR | 2050 | B02 | 25 | 25 | 900 | 900 | 0.35 | 0.24 | 0.32 | 0.24 | 9.9945 | 0 | 0 | 0.29924 | 0.81167 | 0.27056
TVA_Transmission_2_VACAR | TVA_Transmission | VACAR | 2050 | B03 | 75 | 75 | 900 | 0 | 0.08 | 0.05 | 0.08 | 0.05 | 0 | 0 | 0 | 0 | 0.81167 | 0.27056
TVA_Transmission_2_VACAR | TVA_Transmission | VACAR | 2050 | B04 | 100 | 100 | 900 | 0 | 0.05 | 0.04 | 0.05 | 0.04 | 0 | 0 | 0 | 0 | 0.81167 | 0.27056
TVA_Transmission_2_VACAR | TVA_Transmission | VACAR | 2050 | B05 | 200 | 200 | 900 | 0 | 0.01 | 0.02 | 0.02 | 0.02 | 0 | 0 | 0 | 0 | 0.81167 | 0.27056
TVA_Transmission_2_VACAR | TVA_Transmission | VACAR | 2050 | B06 | 300 | 300 | 900 | 0 | 0.02 | 0.01 | 0.02 | 0.01 | 0 | 0 | 0 | 0 | 0.81167 | 0.27056
TVA_Transmission_2_VACAR | TVA_Transmission | VACAR | 2050 | B07 | 400 | 400 | 900 | 0 | 0.01 | 0.01 | 0.01 | 0.01 | 0 | 0 | 0 | 0 | 0.81167 | 0.27056
TVA_Transmission_2_VACAR | TVA_Transmission | VACAR | 2050 | B08 | 500 | 500 | 900 | 0 | 0.01 | 0.01 | 0.01 | 0.01 | 0 | 0 | 0 | 0 | 0.81167 | 0.27056
TVA_Transmission_2_VACAR | TVA_Transmission | VACAR | 2050 | B09 | 800 | 0 | 900 | 900 | 0 | 0 | 0 | 0 | 0.80716 | 0 | 0 | 0.77333 | 0.81167 | 0.27056
TVA_Transmission_2_VACAR | TVA_Transmission | VACAR | 2050 | B10 | 1262 | 0 | 900 | 0 | 0 | 0 | 0 | 0 | 0 | 0 | 0 | 0 | 0.81167 | 0.27056
TVA_Transmission_2_VACAR | TVA_Transmission | VACAR | 2050 | B11 | 25 | 25 | 900 | 129.62 | 0.74 | 0.19 | 0.51 | 0.2 | 0 | 0 | 0 | 0 | 0.81167 | 0.27056
TVA_Transmission_2_VACAR | TVA_Transmission | VACAR | 2050 | B12 | 200 | 200 | 900 | 0 | 0.03 | 0.02 | 0.03 | 0.02 | 0 | 0 | 0 | 0 | 0.81167 | 0.27056
TVA_Transmission_2_VACAR | TVA_Transmission | VACAR | 2050 | B13 | 600 | 600 | 900 | 0 | 0.01 | 0.01 | 0.01 | 0.01 | 0 | 0 | 0 | 0 | 0.81167 | 0.27056
TVA_Transmission_2_VACAR | TVA_Transmission | VACAR | 2050 | B14 | 900 | 900 | 900 | 0 | 0.01 | 0 | 0.01 | 0 | 0 | 0 | 0 | 0 | 0.81167 | 0.27056
TVA_Transmission_2_VACAR | TVA_Transmission | VACAR | 2050 | B15 | 1203 | 0 | 900 | 0 | 0 | 0 | 0 | 0 | 0 | 0 | 0 | 0 | 0.81167 | 0.27056
TVA_Transmission_2_VACAR | TVA_Transmission | VACAR | 2050 | B16 | 25 | 25 | 900 | 0 | 0.37 | 0.18 | 0.35 | 0.19 | 0 | 0 | 0 | 0 | 0.81167 | 0.27056
TVA_Transmission_2_VACAR | TVA_Transmission | VACAR | 2050 | B17 | 100 | 100 | 900 | 0 | 0.1 | 0.05 | 0.09 | 0.05 | 0 | 0 | 0 | 0 | 0.81167 | 0.27056
TVA_Transmission_2_VACAR | TVA_Transmission | VACAR | 2050 | B18 | 400 | 400 | 900 | 229.99 | 0.02 | 0.01 | 0.02 | 0.01 | 0 | 0 | 0 | 0 | 0.81167 | 0.27056
TVA_Transmission_2_VACAR | TVA_Transmission | VACAR | 2050 | B19 | 700 | 700 | 900 | 0 | 0.01 | 0 | 0.01 | 0 | 0 | 0 | 0 | 0 | 0.81167 | 0.27056
TVA_Transmission_2_VACAR | TVA_Transmission | VACAR | 2050 | B20 | 935 | 935 | 900 | 0 | 0.01 | 0 | 0.01 | 0 | 0 | 0 | 0 | 0 | 0.81167 | 0.27056
VACAR_2_PJM_ROR | VACAR | PJM_ROR | 2015 | B01 | 10 | 10 | 2000 | 0 | 0.17 | 0.13 | 0.2 | 0.15 | 0 | 0 | 0 | 0 | 0 | 0
VACAR_2_PJM_ROR | VACAR | PJM_ROR | 2015 | B02 | 25 | 25 | 2000 | 0 | 0.06 | 0.05 | 0.07 | 0.06 | 0 | 0 | 0 | 0 | 0 | 0
VACAR_2_PJM_ROR | VACAR | PJM_ROR | 2015 | B03 | 75 | 75 | 2000 | 0 | 0.02 | 0.02 | 0.02 | 0.02 | 0 | 0 | 0 | 0 | 0 | 0
VACAR_2_PJM_ROR | VACAR | PJM_ROR | 2015 | B04 | 100 | 100 | 2000 | 0 | 0.02 | 0.01 | 0.02 | 0.01 | 0 | 0 | 0 | 0 | 0 | 0
VACAR_2_PJM_ROR | VACAR | PJM_ROR | 2015 | B05 | 200 | 200 | 2000 | 0 | 0.01 | 0.01 | 0.01 | 0.01 | 0 | 0 | 0 | 0 | 0 | 0
VACAR_2_PJM_ROR | VACAR | PJM_ROR | 2015 | B06 | 300 | 300 | 2000 | 0 | 0.01 | 0 | 0.01 | 0 | 0 | 0 | 0 | 0 | 0 | 0
VACAR_2_PJM_ROR | VACAR | PJM_ROR | 2015 | B07 | 400 | 0 | 2000 | 0 | 0 | 0 | 0 | 0 | 0 | 0 | 0 | 0 | 0 | 0
VACAR_2_PJM_ROR | VACAR | PJM_ROR | 2015 | B08 | 500 | 0 | 2000 | 0 | 0 | 0 | 0 | 0 | 0 | 0 | 0 | 0 | 0 | 0
VACAR_2_PJM_ROR | VACAR | PJM_ROR | 2015 | B09 | 800 | 0 | 2000 | 0 | 0 | 0 | 0 | 0 | 0 | 0 | 0 | 0 | 0 | 0
VACAR_2_PJM_ROR | VACAR | PJM_ROR | 2015 | B10 | 1262 | 0 | 2000 | 0 | 0 | 0 | 0 | 0 | 0 | 0 | 0 | 0 | 0 | 0
VACAR_2_PJM_ROR | VACAR | PJM_ROR | 2015 | B11 | 25 | 25 | 2000 | 0 | 0.07 | 0.05 | 0.08 | 0.06 | 0 | 0 | 0 | 0 | 0 | 0
VACAR_2_PJM_ROR | VACAR | PJM_ROR | 2015 | B12 | 200 | 200 | 2000 | 0 | 0.01 | 0.01 | 0.01 | 0.01 | 0 | 0 | 0 | 0 | 0 | 0
VACAR_2_PJM_ROR | VACAR | PJM_ROR | 2015 | B13 | 600 | 0 | 2000 | 0 | 0 | 0 | 0 | 0 | 0 | 0 | 0 | 0 | 0 | 0
VACAR_2_PJM_ROR | VACAR | PJM_ROR | 2015 | B14 | 900 | 0 | 2000 | 0 | 0 | 0 | 0 | 0 | 0 | 0 | 0 | 0 | 0 | 0
VACAR_2_PJM_ROR | VACAR | PJM_ROR | 2015 | B15 | 1203 | 0 | 2000 | 0 | 0 | 0 | 0 | 0 | 0 | 0 | 0 | 0 | 0 | 0
VACAR_2_PJM_ROR | VACAR | PJM_ROR | 2015 | B16 | 25 | 25 | 2000 | 0 | 0.06 | 0.05 | 0.07 | 0.06 | 0 | 0 | 0 | 0 | 0 | 0
VACAR_2_PJM_ROR | VACAR | PJM_ROR | 2015 | B17 | 100 | 100 | 2000 | 0 | 0.02 | 0.01 | 0.02 | 0.01 | 0 | 0 | 0 | 0 | 0 | 0
VACAR_2_PJM_ROR | VACAR | PJM_ROR | 2015 | B18 | 400 | 400 | 2000 | 0 | 0.01 | 0 | 0.01 | 0 | 0 | 0 | 0 | 0 | 0 | 0
VACAR_2_PJM_ROR | VACAR | PJM_ROR | 2015 | B19 | 700 | 0 | 2000 | 0 | 0 | 0 | 0 | 0 | 0 | 0 | 0 | 0 | 0 | 0
VACAR_2_PJM_ROR | VACAR | PJM_ROR | 2015 | B20 | 935 | 0 | 2000 | 0 | 0 | 0 | 0 | 0 | 0 | 0 | 0 | 0 | 0 | 0
VACAR_2_PJM_ROR | VACAR | PJM_ROR | 2020 | B01 | 10 | 10 | 2000 | 0 | 0.19 | 0.16 | 0.22 | 0.18 | 0 | 0 | 0 | 0 | 0 | 0
VACAR_2_PJM_ROR | VACAR | PJM_ROR | 2020 | B02 | 25 | 25 | 2000 | 0 | 0.08 | 0.06 | 0.09 | 0.07 | 0 | 0 | 0 | 0 | 0 | 0
VACAR_2_PJM_ROR | VACAR | PJM_ROR | 2020 | B03 | 75 | 75 | 2000 | 0 | 0.03 | 0.02 | 0.03 | 0.02 | 0 | 0 | 0 | 0 | 0 | 0
VACAR_2_PJM_ROR | VACAR | PJM_ROR | 2020 | B04 | 100 | 100 | 2000 | 0 | 0.02 | 0.02 | 0.02 | 0.02 | 0 | 0 | 0 | 0 | 0 | 0
VACAR_2_PJM_ROR | VACAR | PJM_ROR | 2020 | B05 | 200 | 200 | 2000 | 0 | 0.01 | 0.01 | 0.01 | 0.01 | 0 | 0 | 0 | 0 | 0 | 0
VACAR_2_PJM_ROR | VACAR | PJM_ROR | 2020 | B06 | 300 | 300 | 2000 | 0 | 0.01 | 0.01 | 0.01 | 0.01 | 0 | 0 | 0 | 0 | 0 | 0
VACAR_2_PJM_ROR | VACAR | PJM_ROR | 2020 | B07 | 400 | 400 | 2000 | 0 | 0.01 | 0 | 0.01 | 0 | 0 | 0 | 0 | 0 | 0 | 0
VACAR_2_PJM_ROR | VACAR | PJM_ROR | 2020 | B08 | 500 | 500 | 2000 | 0 | 0 | 0 | 0.01 | 0 | 0 | 0 | 0 | 0 | 0 | 0
VACAR_2_PJM_ROR | VACAR | PJM_ROR | 2020 | B09 | 800 | 0 | 2000 | 0 | 0 | 0 | 0 | 0 | 0 | 0 | 0 | 0 | 0 | 0
VACAR_2_PJM_ROR | VACAR | PJM_ROR | 2020 | B10 | 1262 | 0 | 2000 | 0 | 0 | 0 | 0 | 0 | 0 | 0 | 0 | 0 | 0 | 0
VACAR_2_PJM_ROR | VACAR | PJM_ROR | 2020 | B11 | 25 | 25 | 2000 | 0 | 0.09 | 0.07 | 0.1 | 0.08 | 0 | 0 | 0 | 0 | 0 | 0
VACAR_2_PJM_ROR | VACAR | PJM_ROR | 2020 | B12 | 200 | 200 | 2000 | 0 | 0.01 | 0.01 | 0.01 | 0.01 | 0 | 0 | 0 | 0 | 0 | 0
VACAR_2_PJM_ROR | VACAR | PJM_ROR | 2020 | B13 | 600 | 600 | 2000 | 0 | 0 | 0 | 0.01 | 0 | 0 | 0 | 0 | 0 | 0 | 0
VACAR_2_PJM_ROR | VACAR | PJM_ROR | 2020 | B14 | 900 | 0 | 2000 | 0 | 0 | 0 | 0 | 0 | 0 | 0 | 0 | 0 | 0 | 0
VACAR_2_PJM_ROR | VACAR | PJM_ROR | 2020 | B15 | 1203 | 0 | 2000 | 0 | 0 | 0 | 0 | 0 | 0 | 0 | 0 | 0 | 0 | 0
VACAR_2_PJM_ROR | VACAR | PJM_ROR | 2020 | B16 | 25 | 25 | 2000 | 0 | 0.08 | 0.06 | 0.09 | 0.07 | 0 | 0 | 0 | 0 | 0 | 0
VACAR_2_PJM_ROR | VACAR | PJM_ROR | 2020 | B17 | 100 | 100 | 2000 | 0 | 0.02 | 0.02 | 0.03 | 0.02 | 0 | 0 | 0 | 0 | 0 | 0
VACAR_2_PJM_ROR | VACAR | PJM_ROR | 2020 | B18 | 400 | 400 | 2000 | 0 | 0.01 | 0 | 0.01 | 0 | 0 | 0 | 0 | 0 | 0 | 0
VACAR_2_PJM_ROR | VACAR | PJM_ROR | 2020 | B19 | 700 | 0 | 2000 | 0 | 0 | 0 | 0 | 0 | 0 | 0 | 0 | 0 | 0 | 0
VACAR_2_PJM_ROR | VACAR | PJM_ROR | 2020 | B20 | 935 | 0 | 2000 | 0 | 0 | 0 | 0 | 0 | 0 | 0 | 0 | 0 | 0 | 0
VACAR_2_PJM_ROR | VACAR | PJM_ROR | 2025 | B01 | 10 | 10 | 2000 | 0 | 0.25 | 0.2 | 0.28 | 0.22 | 0 | 0 | 0 | 0 | 0 | 0
VACAR_2_PJM_ROR | VACAR | PJM_ROR | 2025 | B02 | 25 | 25 | 2000 | 0 | 0.1 | 0.08 | 0.11 | 0.09 | 0 | 0 | 0 | 0 | 0 | 0
VACAR_2_PJM_ROR | VACAR | PJM_ROR | 2025 | B03 | 75 | 75 | 2000 | 0 | 0.04 | 0.03 | 0.04 | 0.03 | 0 | 0 | 0 | 0 | 0 | 0
VACAR_2_PJM_ROR | VACAR | PJM_ROR | 2025 | B04 | 100 | 100 | 2000 | 0 | 0.03 | 0.02 | 0.03 | 0.02 | 0 | 0 | 0 | 0 | 0 | 0
VACAR_2_PJM_ROR | VACAR | PJM_ROR | 2025 | B05 | 200 | 200 | 2000 | 0 | 0.01 | 0.01 | 0.01 | 0.01 | 0 | 0 | 0 | 0 | 0 | 0
VACAR_2_PJM_ROR | VACAR | PJM_ROR | 2025 | B06 | 300 | 300 | 2000 | 0 | 0.01 | 0.01 | 0.01 | 0.01 | 0 | 0 | 0 | 0 | 0 | 0
VACAR_2_PJM_ROR | VACAR | PJM_ROR | 2025 | B07 | 400 | 400 | 2000 | 0 | 0.01 | 0.01 | 0.01 | 0.01 | 0 | 0 | 0 | 0 | 0 | 0
VACAR_2_PJM_ROR | VACAR | PJM_ROR | 2025 | B08 | 500 | 500 | 2000 | 0 | 0.01 | 0 | 0.01 | 0 | 0 | 0 | 0 | 0 | 0 | 0
VACAR_2_PJM_ROR | VACAR | PJM_ROR | 2025 | B09 | 800 | 800 | 2000 | 0 | 0 | 0 | 0.01 | 0 | 0 | 0 | 0 | 0 | 0 | 0
VACAR_2_PJM_ROR | VACAR | PJM_ROR | 2025 | B10 | 1262 | 0 | 2000 | 0 | 0 | 0 | 0 | 0 | 0 | 0 | 0 | 0 | 0 | 0
VACAR_2_PJM_ROR | VACAR | PJM_ROR | 2025 | B11 | 25 | 25 | 2000 | 0 | 0.1 | 0.08 | 0.11 | 0.09 | 0 | 0 | 0 | 0 | 0 | 0
VACAR_2_PJM_ROR | VACAR | PJM_ROR | 2025 | B12 | 200 | 200 | 2000 | 0 | 0.02 | 0.01 | 0.02 | 0.01 | 0 | 0 | 0 | 0 | 0 | 0
VACAR_2_PJM_ROR | VACAR | PJM_ROR | 2025 | B13 | 600 | 600 | 2000 | 0 | 0.01 | 0 | 0.01 | 0 | 0 | 0 | 0 | 0 | 0 | 0
VACAR_2_PJM_ROR | VACAR | PJM_ROR | 2025 | B14 | 900 | 0 | 2000 | 0 | 0 | 0 | 0 | 0 | 0 | 0 | 0 | 0 | 0 | 0
VACAR_2_PJM_ROR | VACAR | PJM_ROR | 2025 | B15 | 1203 | 0 | 2000 | 0 | 0 | 0 | 0 | 0 | 0 | 0 | 0 | 0 | 0 | 0
VACAR_2_PJM_ROR | VACAR | PJM_ROR | 2025 | B16 | 25 | 25 | 2000 | 0 | 0.1 | 0.08 | 0.11 | 0.09 | 0 | 0 | 0 | 0 | 0 | 0
VACAR_2_PJM_ROR | VACAR | PJM_ROR | 2025 | B17 | 100 | 100 | 2000 | 0 | 0.03 | 0.02 | 0.03 | 0.02 | 0 | 0 | 0 | 0 | 0 | 0
VACAR_2_PJM_ROR | VACAR | PJM_ROR | 2025 | B18 | 400 | 400 | 2000 | 0 | 0.01 | 0.01 | 0.01 | 0.01 | 0 | 0 | 0 | 0 | 0 | 0
VACAR_2_PJM_ROR | VACAR | PJM_ROR | 2025 | B19 | 700 | 0 | 2000 | 0 | 0 | 0 | 0 | 0 | 0 | 0 | 0 | 0 | 0 | 0
VACAR_2_PJM_ROR | VACAR | PJM_ROR | 2025 | B20 | 935 | 0 | 2000 | 0 | 0 | 0 | 0 | 0 | 0 | 0 | 0 | 0 | 0 | 0
VACAR_2_PJM_ROR | VACAR | PJM_ROR | 2030 | B01 | 10 | 10 | 2000 | 0 | 0.32 | 0.25 | 0.37 | 0.29 | 0 | 0 | 0 | 0 | 0 | 0
VACAR_2_PJM_ROR | VACAR | PJM_ROR | 2030 | B02 | 25 | 25 | 2000 | 0 | 0.13 | 0.1 | 0.15 | 0.12 | 0 | 0 | 0 | 0 | 0 | 0
VACAR_2_PJM_ROR | VACAR | PJM_ROR | 2030 | B03 | 75 | 75 | 2000 | 0 | 0.05 | 0.04 | 0.05 | 0.04 | 0 | 0 | 0 | 0 | 0 | 0
VACAR_2_PJM_ROR | VACAR | PJM_ROR | 2030 | B04 | 100 | 100 | 2000 | 0 | 0.03 | 0.03 | 0.04 | 0.03 | 0 | 0 | 0 | 0 | 0 | 0
VACAR_2_PJM_ROR | VACAR | PJM_ROR | 2030 | B05 | 200 | 200 | 2000 | 0 | 0.02 | 0.01 | 0.02 | 0.02 | 0 | 0 | 0 | 0 | 0 | 0
VACAR_2_PJM_ROR | VACAR | PJM_ROR | 2030 | B06 | 300 | 300 | 2000 | 0 | 0.01 | 0.01 | 0.01 | 0.01 | 0 | 0 | 0 | 0 | 0 | 0
VACAR_2_PJM_ROR | VACAR | PJM_ROR | 2030 | B07 | 400 | 400 | 2000 | 0 | 0.01 | 0.01 | 0.01 | 0.01 | 0 | 0 | 0 | 0 | 0 | 0
VACAR_2_PJM_ROR | VACAR | PJM_ROR | 2030 | B08 | 500 | 500 | 2000 | 0 | 0.01 | 0.01 | 0.01 | 0.01 | 0 | 0 | 0 | 0 | 0 | 0
VACAR_2_PJM_ROR | VACAR | PJM_ROR | 2030 | B09 | 800 | 800 | 2000 | 0 | 0.01 | 0 | 0.01 | 0 | 0 | 0 | 0 | 0 | 0 | 0
VACAR_2_PJM_ROR | VACAR | PJM_ROR | 2030 | B10 | 1262 | 0 | 2000 | 0 | 0 | 0 | 0 | 0 | 0 | 0 | 0 | 0 | 0 | 0
VACAR_2_PJM_ROR | VACAR | PJM_ROR | 2030 | B11 | 25 | 25 | 2000 | 0 | 0.15 | 0.11 | 0.16 | 0.12 | 0 | 0 | 0 | 0 | 0 | 0
VACAR_2_PJM_ROR | VACAR | PJM_ROR | 2030 | B12 | 200 | 200 | 2000 | 0 | 0.02 | 0.01 | 0.02 | 0.02 | 0 | 0 | 0 | 0 | 0 | 0
VACAR_2_PJM_ROR | VACAR | PJM_ROR | 2030 | B13 | 600 | 600 | 2000 | 0 | 0.01 | 0.01 | 0.01 | 0.01 | 0 | 0 | 0 | 0 | 0 | 0
VACAR_2_PJM_ROR | VACAR | PJM_ROR | 2030 | B14 | 900 | 900 | 2000 | 0 | 0.01 | 0 | 0.01 | 0 | 0 | 0 | 0 | 0 | 0 | 0
VACAR_2_PJM_ROR | VACAR | PJM_ROR | 2030 | B15 | 1203 | 0 | 2000 | 0 | 0 | 0 | 0 | 0 | 0 | 0 | 0 | 0 | 0 | 0
VACAR_2_PJM_ROR | VACAR | PJM_ROR | 2030 | B16 | 25 | 25 | 2000 | 0 | 0.13 | 0.1 | 0.15 | 0.11 | 0 | 0 | 0 | 0 | 0 | 0
VACAR_2_PJM_ROR | VACAR | PJM_ROR | 2030 | B17 | 100 | 100 | 2000 | 0 | 0.03 | 0.03 | 0.04 | 0.03 | 0 | 0 | 0 | 0 | 0 | 0
VACAR_2_PJM_ROR | VACAR | PJM_ROR | 2030 | B18 | 400 | 400 | 2000 | 0 | 0.01 | 0.01 | 0.01 | 0.01 | 0 | 0 | 0 | 0 | 0 | 0
VACAR_2_PJM_ROR | VACAR | PJM_ROR | 2030 | B19 | 700 | 700 | 2000 | 0 | 0.01 | 0 | 0.01 | 0 | 0 | 0 | 0 | 0 | 0 | 0
VACAR_2_PJM_ROR | VACAR | PJM_ROR | 2030 | B20 | 935 | 0 | 2000 | 0 | 0 | 0 | 0 | 0 | 0 | 0 | 0 | 0 | 0 | 0
VACAR_2_PJM_ROR | VACAR | PJM_ROR | 2035 | B01 | 10 | 10 | 2000 | 0 | 0.4 | 0.32 | 0.4 | 0.35 | 0 | 0 | 0 | 0 | 2.6886 | 0.89619
VACAR_2_PJM_ROR | VACAR | PJM_ROR | 2035 | B02 | 25 | 25 | 2000 | 0 | 0.17 | 0.13 | 0.16 | 0.14 | 0 | 0 | 0 | 0 | 2.6886 | 0.89619
VACAR_2_PJM_ROR | VACAR | PJM_ROR | 2035 | B03 | 75 | 75 | 2000 | 0 | 0.07 | 0.05 | 0.06 | 0.05 | 0 | 0 | 0 | 0 | 2.6886 | 0.89619
VACAR_2_PJM_ROR | VACAR | PJM_ROR | 2035 | B04 | 100 | 100 | 2000 | 2000 | 0.1 | 0.04 | 0.06 | 0.04 | 13.0807 | 0 | 0 | 0.81755 | 2.6886 | 0.89619
VACAR_2_PJM_ROR | VACAR | PJM_ROR | 2035 | B05 | 200 | 200 | 2000 | 0 | 747.44 | 0.02 | 0.11 | 0.02 | 0 | 0 | 0 | 0 | 2.6886 | 0.89619
VACAR_2_PJM_ROR | VACAR | PJM_ROR | 2035 | B06 | 300 | 300 | 2000 | 2000 | 1459.92 | 835.29 | 0.08 | 0.16 | 1.2938 | 0 | 0 | 0.24259 | 2.6886 | 0.89619
VACAR_2_PJM_ROR | VACAR | PJM_ROR | 2035 | B07 | 400 | 400 | 2000 | 2000 | 1999.78 | 709.65 | 0.25 | 0.12 | 5.0685 | 2.3384 | 0 | 1.2671 | 2.6886 | 0.89619
VACAR_2_PJM_ROR | VACAR | PJM_ROR | 2035 | B08 | 500 | 500 | 2000 | 2000 | 0.21 | 0.03 | 0.03 | 0.02 | 1.9942 | 0 | 0 | 0.62318 | 2.6886 | 0.89619
VACAR_2_PJM_ROR | VACAR | PJM_ROR | 2035 | B09 | 800 | 800 | 2000 | 0 | 0.07 | 0.01 | 0.01 | 0.01 | 0 | 0 | 0 | 0 | 2.6886 | 0.89619
VACAR_2_PJM_ROR | VACAR | PJM_ROR | 2035 | B10 | 1262 | 1262 | 2000 | 0 | 0.01 | 0 | 0.01 | 0 | 0 | 0 | 0 | 0 | 2.6886 | 0.89619
VACAR_2_PJM_ROR | VACAR | PJM_ROR | 2035 | B11 | 25 | 25 | 2000 | 0 | 0.31 | 0.52 | 0.26 | 0.43 | 0 | 0 | 0 | 0 | 2.6886 | 0.89619
VACAR_2_PJM_ROR | VACAR | PJM_ROR | 2035 | B12 | 200 | 200 | 2000 | 2000 | 0.04 | 0.02 | 0.03 | 0.02 | 2.8132 | 0 | 0 | 0.35165 | 2.6886 | 0.89619
VACAR_2_PJM_ROR | VACAR | PJM_ROR | 2035 | B13 | 600 | 600 | 2000 | 0 | 0.01 | 0.01 | 0.01 | 0.01 | 0 | 0 | 0 | 0 | 2.6886 | 0.89619
VACAR_2_PJM_ROR | VACAR | PJM_ROR | 2035 | B14 | 900 | 900 | 2000 | 0 | 0.01 | 0 | 0.01 | 0 | 0 | 0 | 0 | 0 | 2.6886 | 0.89619
VACAR_2_PJM_ROR | VACAR | PJM_ROR | 2035 | B15 | 1203 | 0 | 2000 | 0 | 0 | 0 | 0 | 0 | 0 | 0 | 0 | 0 | 2.6886 | 0.89619
VACAR_2_PJM_ROR | VACAR | PJM_ROR | 2035 | B16 | 25 | 25 | 2000 | 0 | 0.16 | 0.13 | 0.15 | 0.14 | 0 | 0 | 0 | 0 | 2.6886 | 0.89619
VACAR_2_PJM_ROR | VACAR | PJM_ROR | 2035 | B17 | 100 | 100 | 2000 | 2000 | 0.06 | 0.03 | 0.05 | 0.03 | 4.5225 | 0 | 0 | 0.28265 | 2.6886 | 0.89619
VACAR_2_PJM_ROR | VACAR | PJM_ROR | 2035 | B18 | 400 | 400 | 2000 | 0 | 0.01 | 0.01 | 0.01 | 0.01 | 0 | 0 | 0 | 0 | 2.6886 | 0.89619
VACAR_2_PJM_ROR | VACAR | PJM_ROR | 2035 | B19 | 700 | 700 | 2000 | 0 | 0.01 | 0.01 | 0.01 | 0.01 | 0 | 0 | 0 | 0 | 2.6886 | 0.89619
VACAR_2_PJM_ROR | VACAR | PJM_ROR | 2035 | B20 | 935 | 0 | 2000 | 0 | 0.01 | 0 | 0 | 0 | 0 | 0 | 0 | 0 | 2.6886 | 0.89619
VACAR_2_PJM_ROR | VACAR | PJM_ROR | 2040 | B01 | 10 | 10 | 2000 | 0 | 0.55 | 0.42 | 0.51 | 0.45 | 0 | 0 | 0 | 0 | 3.7876 | 1.2625
VACAR_2_PJM_ROR | VACAR | PJM_ROR | 2040 | B02 | 25 | 25 | 2000 | 0 | 0.23 | 0.17 | 0.21 | 0.18 | 0 | 0 | 0 | 0 | 3.7876 | 1.2625
VACAR_2_PJM_ROR | VACAR | PJM_ROR | 2040 | B03 | 75 | 75 | 2000 | 0 | 0.08 | 0.06 | 0.07 | 0.06 | 0 | 0 | 0 | 0 | 3.7876 | 1.2625
VACAR_2_PJM_ROR | VACAR | PJM_ROR | 2040 | B04 | 100 | 100 | 2000 | 2000 | 0.12 | 0.06 | 0.07 | 0.06 | 13.057 | 0 | 0 | 0.43567 | 3.7876 | 1.2625
VACAR_2_PJM_ROR | VACAR | PJM_ROR | 2040 | B05 | 200 | 200 | 2000 | 121.95 | 824.57 | 128.73 | 0.11 | 0.22 | 0 | 0 | 0 | 0 | 3.7876 | 1.2625
VACAR_2_PJM_ROR | VACAR | PJM_ROR | 2040 | B06 | 300 | 300 | 2000 | 2000 | 1999.87 | 1809.43 | 0.35 | 0.24 | 7.7392 | 3.2049 | 0 | 0.7747 | 3.7876 | 1.2625
VACAR_2_PJM_ROR | VACAR | PJM_ROR | 2040 | B07 | 400 | 400 | 2000 | 2000 | 12.54 | 0.3 | 0.07 | 0.08 | 2.196 | 0 | 0 | 0.29309 | 3.7876 | 1.2625
VACAR_2_PJM_ROR | VACAR | PJM_ROR | 2040 | B08 | 500 | 500 | 2000 | 0 | 0.02 | 0.02 | 0.01 | 0.01 | 0 | 0 | 0 | 0 | 3.7876 | 1.2625
VACAR_2_PJM_ROR | VACAR | PJM_ROR | 2040 | B09 | 800 | 800 | 2000 | 0 | 0.09 | 727.8 | 0.02 | 0.05 | 0 | 0 | 0 | 0 | 3.7876 | 1.2625
VACAR_2_PJM_ROR | VACAR | PJM_ROR | 2040 | B10 | 1262 | 1262 | 2000 | 2000 | 1999.98 | 1999.96 | 3094.58 | 3151.2 | 8.0004 | 3.7865 | 1.2582 | 3.3689 | 3.7876 | 1.2625
VACAR_2_PJM_ROR | VACAR | PJM_ROR | 2040 | B11 | 25 | 25 | 2000 | 0 | 0.26 | 0.24 | 0.23 | 0.24 | 0 | 0 | 0 | 0 | 3.7876 | 1.2625
VACAR_2_PJM_ROR | VACAR | PJM_ROR | 2040 | B12 | 200 | 200 | 2000 | 1245.85 | 0.11 | 0.07 | 0.05 | 0.05 | 0 | 0 | 0 | 0 | 3.7876 | 1.2625
VACAR_2_PJM_ROR | VACAR | PJM_ROR | 2040 | B13 | 600 | 600 | 2000 | 1468.3 | 0.06 | 0.03 | 0.02 | 0.02 | 0 | 0 | 0 | 0 | 3.7876 | 1.2625
VACAR_2_PJM_ROR | VACAR | PJM_ROR | 2040 | B14 | 900 | 900 | 2000 | 417.94 | 0.02 | 0.01 | 0.01 | 0.01 | 0 | 0 | 0 | 0 | 3.7876 | 1.2625
VACAR_2_PJM_ROR | VACAR | PJM_ROR | 2040 | B15 | 1203 | 1203 | 2000 | 1932.83 | 1286.9 | 0.01 | 0.02 | 0.01 | 0 | 0 | 0 | 0 | 3.7876 | 1.2625
VACAR_2_PJM_ROR | VACAR | PJM_ROR | 2040 | B16 | 25 | 25 | 2000 | 0 | 0.22 | 0.17 | 0.2 | 0.18 | 0 | 0 | 0 | 0 | 3.7876 | 1.2625
VACAR_2_PJM_ROR | VACAR | PJM_ROR | 2040 | B17 | 100 | 100 | 2000 | 0 | 0.06 | 0.05 | 0.05 | 0.04 | 0 | 0 | 0 | 0 | 3.7876 | 1.2625
VACAR_2_PJM_ROR | VACAR | PJM_ROR | 2040 | B18 | 400 | 400 | 2000 | 1557.53 | 0.12 | 0.03 | 0.04 | 0.02 | 0 | 0 | 0 | 0 | 3.7876 | 1.2625
VACAR_2_PJM_ROR | VACAR | PJM_ROR | 2040 | B19 | 700 | 700 | 2000 | 822.64 | 0.05 | 0.02 | 0.02 | 0.01 | 0 | 0 | 0 | 0 | 3.7876 | 1.2625
VACAR_2_PJM_ROR | VACAR | PJM_ROR | 2040 | B20 | 935 | 935 | 2000 | 2000 | 92.51 | 0.02 | 0.02 | 0.01 | 0.56976 | 0 | 0 | 0.17775 | 3.7876 | 1.2625
VACAR_2_PJM_ROR | VACAR | PJM_ROR | 2045 | B01 | 10 | 10 | 2000 | 0.01 | 0.73 | 0.53 | 0.68 | 0.58 | 0 | 0.01187 | 0 | 0 | 3.802 | 1.2673
VACAR_2_PJM_ROR | VACAR | PJM_ROR | 2045 | B02 | 25 | 25 | 2000 | 0 | 0.31 | 0.22 | 0.27 | 0.23 | 0 | 0 | 0 | 0 | 3.802 | 1.2673
VACAR_2_PJM_ROR | VACAR | PJM_ROR | 2045 | B03 | 75 | 75 | 2000 | 87.49 | 0.11 | 0.08 | 0.09 | 0.08 | 0 | 0 | 0 | 0 | 3.802 | 1.2673
VACAR_2_PJM_ROR | VACAR | PJM_ROR | 2045 | B04 | 100 | 100 | 2000 | 2000 | 0.14 | 0.08 | 0.1 | 0.08 | 3.0031 | 0 | 0 | 0.1001 | 3.802 | 1.2673
VACAR_2_PJM_ROR | VACAR | PJM_ROR | 2045 | B05 | 200 | 200 | 2000 | 0 | 358.08 | 480.64 | 0.13 | 0.3 | 0 | 0 | 0 | 0 | 3.802 | 1.2673
VACAR_2_PJM_ROR | VACAR | PJM_ROR | 2045 | B06 | 300 | 300 | 2000 | 2000 | 1353.97 | 1999.8 | 0.09 | 1958.8 | 16.0364 | 0 | 1.2701 | 1.6036 | 3.802 | 1.2673
VACAR_2_PJM_ROR | VACAR | PJM_ROR | 2045 | B07 | 400 | 400 | 2000 | 0 | 0.06 | 0.06 | 0.03 | 0.05 | 0 | 0 | 0 | 0 | 3.802 | 1.2673
VACAR_2_PJM_ROR | VACAR | PJM_ROR | 2045 | B08 | 500 | 500 | 2000 | 0 | 0.03 | 0.02 | 0.02 | 0.02 | 0 | 0 | 0 | 0 | 3.802 | 1.2673
VACAR_2_PJM_ROR | VACAR | PJM_ROR | 2045 | B09 | 800 | 800 | 2000 | 0 | 1978.91 | 1978.3 | 0.04 | 0.08 | 0 | 0 | 0 | 0 | 3.802 | 1.2673
VACAR_2_PJM_ROR | VACAR | PJM_ROR | 2045 | B10 | 1262 | 1262 | 2000 | 0 | 1999.96 | 0.07 | 0.16 | 0.05 | 0 | 2.1247 | 0 | 0 | 3.802 | 1.2673
VACAR_2_PJM_ROR | VACAR | PJM_ROR | 2045 | B11 | 25 | 25 | 2000 | 0 | 0.35 | 0.36 | 0.3 | 0.35 | 0 | 0 | 0 | 0 | 3.802 | 1.2673
VACAR_2_PJM_ROR | VACAR | PJM_ROR | 2045 | B12 | 200 | 200 | 2000 | 1112.43 | 321.61 | 0.1 | 0.13 | 0.08 | 0 | 0 | 0 | 0 | 3.802 | 1.2673
VACAR_2_PJM_ROR | VACAR | PJM_ROR | 2045 | B13 | 600 | 600 | 2000 | 2000 | 1713.38 | 1959.65 | 0.05 | 0.1 | 4.8548 | 0 | 0 | 0.97097 | 3.802 | 1.2673
VACAR_2_PJM_ROR | VACAR | PJM_ROR | 2045 | B14 | 900 | 900 | 2000 | 2000 | 0.02 | 0.02 | 0.01 | 0.01 | 2.92 | 0 | 0 | 0.87601 | 3.802 | 1.2673
VACAR_2_PJM_ROR | VACAR | PJM_ROR | 2045 | B15 | 1203 | 1203 | 2000 | 0 | 0.01 | 0.01 | 0.01 | 0.01 | 0 | 0 | 0 | 0 | 3.802 | 1.2673
VACAR_2_PJM_ROR | VACAR | PJM_ROR | 2045 | B16 | 25 | 25 | 2000 | 0 | 0.3 | 0.22 | 0.26 | 0.23 | 0 | 0 | 0 | 0 | 3.802 | 1.2673
VACAR_2_PJM_ROR | VACAR | PJM_ROR | 2045 | B17 | 100 | 100 | 2000 | 0.01 | 0.08 | 0.06 | 0.07 | 0.06 | 0 | 0 | 0 | 0 | 3.802 | 1.2673
VACAR_2_PJM_ROR | VACAR | PJM_ROR | 2045 | B18 | 400 | 400 | 2000 | 2000 | 838.28 | 328.62 | 0.07 | 0.13 | 7.7748 | 0 | 0 | 1.0366 | 3.802 | 1.2673
VACAR_2_PJM_ROR | VACAR | PJM_ROR | 2045 | B19 | 700 | 700 | 2000 | 2000 | 0.07 | 0.03 | 0.02 | 0.02 | 2.0654 | 0 | 0 | 0.48192 | 3.802 | 1.2673
VACAR_2_PJM_ROR | VACAR | PJM_ROR | 2045 | B20 | 935 | 935 | 2000 | 0 | 0.02 | 0.01 | 0.01 | 0.01 | 0 | 0 | 0 | 0 | 3.802 | 1.2673
VACAR_2_PJM_ROR | VACAR | PJM_ROR | 2050 | B01 | 10 | 10 | 2000 | 0 | 0.25 | 0.22 | 0.25 | 0.24 | 0 | 0 | 0 | 0 | 2.0494 | 0.68312
VACAR_2_PJM_ROR | VACAR | PJM_ROR | 2050 | B02 | 25 | 25 | 2000 | 0 | 0.11 | 0.09 | 0.11 | 0.1 | 0 | 0 | 0 | 0 | 2.0494 | 0.68312
VACAR_2_PJM_ROR | VACAR | PJM_ROR | 2050 | B03 | 75 | 75 | 2000 | 1001.53 | 0.05 | 0.04 | 0.05 | 0.04 | 0 | 0 | 0 | 0 | 2.0494 | 0.68312
VACAR_2_PJM_ROR | VACAR | PJM_ROR | 2050 | B04 | 100 | 100 | 2000 | 1434.82 | 0.05 | 0.04 | 0.04 | 0.04 | 0 | 0 | 0 | 0 | 2.0494 | 0.68312
VACAR_2_PJM_ROR | VACAR | PJM_ROR | 2050 | B05 | 200 | 200 | 2000 | 79.75 | 162.68 | 0.07 | 0.11 | 0.06 | 0 | 0 | 0 | 0 | 2.0494 | 0.68312
VACAR_2_PJM_ROR | VACAR | PJM_ROR | 2050 | B06 | 300 | 300 | 2000 | 0 | 0.04 | 0.05 | 0.03 | 0.06 | 0 | 0 | 0 | 0 | 2.0494 | 0.68312
VACAR_2_PJM_ROR | VACAR | PJM_ROR | 2050 | B07 | 400 | 400 | 2000 | 0 | 0.1 | 0.1 | 0.03 | 0.06 | 0 | 0 | 0 | 0 | 2.0494 | 0.68312
VACAR_2_PJM_ROR | VACAR | PJM_ROR | 2050 | B08 | 500 | 500 | 2000 | 0 | 466.28 | 0.02 | 0.05 | 0.01 | 0 | 0 | 0 | 0 | 2.0494 | 0.68312
VACAR_2_PJM_ROR | VACAR | PJM_ROR | 2050 | B09 | 800 | 800 | 2000 | 0 | 214.58 | 0.02 | 0.03 | 0.01 | 0 | 0 | 0 | 0 | 2.0494 | 0.68312
VACAR_2_PJM_ROR | VACAR | PJM_ROR | 2050 | B10 | 1262 | 1262 | 2000 | 0 | 1500.54 | 1203.57 | 0.02 | 0.04 | 0 | 0 | 0 | 0 | 2.0494 | 0.68312
VACAR_2_PJM_ROR | VACAR | PJM_ROR | 2050 | B11 | 25 | 25 | 2000 | 0 | 0.14 | 0.12 | 0.13 | 0.13 | 0 | 0 | 0 | 0 | 2.0494 | 0.68312
VACAR_2_PJM_ROR | VACAR | PJM_ROR | 2050 | B12 | 200 | 200 | 2000 | 1404.62 | 0.05 | 0.02 | 0.04 | 0.02 | 0 | 0 | 0 | 0 | 2.0494 | 0.68312
VACAR_2_PJM_ROR | VACAR | PJM_ROR | 2050 | B13 | 600 | 600 | 2000 | 2000 | 0.04 | 0.13 | 0.02 | 0.04 | 2.647 | 0 | 0 | 1.5882 | 2.0494 | 0.68312
VACAR_2_PJM_ROR | VACAR | PJM_ROR | 2050 | B14 | 900 | 900 | 2000 | 26.53 | 0.01 | 0.01 | 0.01 | 0.01 | 0 | 0 | 0 | 0 | 2.0494 | 0.68312
VACAR_2_PJM_ROR | VACAR | PJM_ROR | 2050 | B15 | 1203 | 0 | 2000 | 1717.69 | 0 | 0 | 0 | 0 | 0 | 0 | 0 | 0 | 2.0494 | 0.68312
VACAR_2_PJM_ROR | VACAR | PJM_ROR | 2050 | B16 | 25 | 25 | 2000 | 0 | 0.1 | 0.09 | 0.1 | 0.09 | 0 | 0 | 0 | 0 | 2.0494 | 0.68312
VACAR_2_PJM_ROR | VACAR | PJM_ROR | 2050 | B17 | 100 | 100 | 2000 | 894.27 | 0.03 | 0.03 | 0.03 | 0.03 | 0 | 0 | 0 | 0 | 2.0494 | 0.68312
VACAR_2_PJM_ROR | VACAR | PJM_ROR | 2050 | B18 | 400 | 400 | 2000 | 2000 | 0.02 | 0.01 | 0.02 | 0.01 | 2.8607 | 0 | 0 | 1.1443 | 2.0494 | 0.68312
VACAR_2_PJM_ROR | VACAR | PJM_ROR | 2050 | B19 | 700 | 700 | 2000 | 1439.49 | 1062.76 | 644.44 | 0.03 | 0.07 | 0 | 0 | 0 | 0 | 2.0494 | 0.68312
VACAR_2_PJM_ROR | VACAR | PJM_ROR | 2050 | B20 | 935 | 0 | 2000 | 413.25 | 0.01 | 0.01 | 0 | 0 | 0 | 0 | 0 | 0 | 2.0494 | 0.68312
VACAR_2_SOCO | VACAR | SOCO | 2015 | B01 | 10 | 10 | 3000 | 0 | 0.28 | 0.21 | 0.26 | 0.21 | 0 | 0 | 0 | 0 | 1.0594 | 0.35313
VACAR_2_SOCO | VACAR | SOCO | 2015 | B02 | 25 | 25 | 3000 | 0 | 0.11 | 0.09 | 0.1 | 0.09 | 0 | 0 | 0 | 0 | 1.0594 | 0.35313
VACAR_2_SOCO | VACAR | SOCO | 2015 | B03 | 75 | 75 | 3000 | 0 | 0.05 | 0.04 | 0.04 | 0.04 | 0 | 0 | 0 | 0 | 1.0594 | 0.35313
VACAR_2_SOCO | VACAR | SOCO | 2015 | B04 | 100 | 100 | 3000 | 0.01 | 1073.96 | 1075.74 | 0.2 | 0.43 | 0 | 0 | 0 | 0 | 1.0594 | 0.35313
VACAR_2_SOCO | VACAR | SOCO | 2015 | B05 | 200 | 200 | 3000 | 2788.67 | 2785.07 | 2999.71 | 0.11 | 255.93 | 0 | 0 | 0.3561 | 0 | 1.0594 | 0.35313
VACAR_2_SOCO | VACAR | SOCO | 2015 | B06 | 300 | 300 | 3000 | 795.05 | 381.8 | 1429.02 | 0.07 | 0.16 | 0 | 0 | 0 | 0 | 1.0594 | 0.35313
VACAR_2_SOCO | VACAR | SOCO | 2015 | B07 | 400 | 400 | 3000 | 234.08 | 0.02 | 0.02 | 0.02 | 0.02 | 0 | 0 | 0 | 0 | 1.0594 | 0.35313
VACAR_2_SOCO | VACAR | SOCO | 2015 | B08 | 500 | 500 | 3000 | 0 | 0.02 | 0.02 | 0.02 | 0.01 | 0 | 0 | 0 | 0 | 1.0594 | 0.35313
VACAR_2_SOCO | VACAR | SOCO | 2015 | B09 | 800 | 0 | 3000 | 0 | 0 | 0 | 0 | 0 | 0 | 0 | 0 | 0 | 1.0594 | 0.35313
VACAR_2_SOCO | VACAR | SOCO | 2015 | B10 | 1262 | 0 | 3000 | 0 | 0 | 0 | 0 | 0 | 0 | 0 | 0 | 0 | 1.0594 | 0.35313
VACAR_2_SOCO | VACAR | SOCO | 2015 | B11 | 25 | 25 | 3000 | 3000 | 2998.97 | 2998.03 | 34.48 | 574.29 | 1.4125 | 1.0446 | 0.3561 | 1.4125 | 1.0594 | 0.35313
VACAR_2_SOCO | VACAR | SOCO | 2015 | B12 | 200 | 200 | 3000 | 0 | 0.01 | 0.01 | 0.01 | 0.01 | 0 | 0 | 0 | 0 | 1.0594 | 0.35313
VACAR_2_SOCO | VACAR | SOCO | 2015 | B13 | 600 | 0 | 3000 | 0 | 0 | 0 | 0 | 0 | 0 | 0 | 0 | 0 | 1.0594 | 0.35313
VACAR_2_SOCO | VACAR | SOCO | 2015 | B14 | 900 | 0 | 3000 | 0 | 0 | 0 | 0 | 0 | 0 | 0 | 0 | 0 | 1.0594 | 0.35313
VACAR_2_SOCO | VACAR | SOCO | 2015 | B15 | 1203 | 0 | 3000 | 0 | 0 | 0 | 0 | 0 | 0 | 0 | 0 | 0 | 1.0594 | 0.35313
VACAR_2_SOCO | VACAR | SOCO | 2015 | B16 | 25 | 25 | 3000 | 0 | 0.11 | 0.11 | 0.1 | 0.11 | 0 | 0 | 0 | 0 | 1.0594 | 0.35313
VACAR_2_SOCO | VACAR | SOCO | 2015 | B17 | 100 | 100 | 3000 | 0 | 0.02 | 0.01 | 0.02 | 0.01 | 0 | 0 | 0 | 0 | 1.0594 | 0.35313
VACAR_2_SOCO | VACAR | SOCO | 2015 | B18 | 400 | 400 | 3000 | 0 | 0.01 | 0 | 0.01 | 0 | 0 | 0 | 0 | 0 | 1.0594 | 0.35313
VACAR_2_SOCO | VACAR | SOCO | 2015 | B19 | 700 | 0 | 3000 | 0 | 0 | 0 | 0 | 0 | 0 | 0 | 0 | 0 | 1.0594 | 0.35313
VACAR_2_SOCO | VACAR | SOCO | 2015 | B20 | 935 | 0 | 3000 | 0 | 0 | 0 | 0 | 0 | 0 | 0 | 0 | 0 | 1.0594 | 0.35313
VACAR_2_SOCO | VACAR | SOCO | 2020 | B01 | 10 | 10 | 3000 | 0 | 0.38 | 0.3 | 0.39 | 0.31 | 0 | 0 | 0 | 0 | 0.47183 | 0.15728
VACAR_2_SOCO | VACAR | SOCO | 2020 | B02 | 25 | 25 | 3000 | 0 | 0.13 | 0.12 | 0.14 | 0.13 | 0 | 0 | 0 | 0 | 0.47183 | 0.15728
VACAR_2_SOCO | VACAR | SOCO | 2020 | B03 | 75 | 75 | 3000 | 0 | 0.06 | 0.06 | 0.06 | 0.06 | 0 | 0 | 0 | 0 | 0.47183 | 0.15728
VACAR_2_SOCO | VACAR | SOCO | 2020 | B04 | 100 | 100 | 3000 | 0 | 463.09 | 0.31 | 0.53 | 0.25 | 0 | 0 | 0 | 0 | 0.47183 | 0.15728
VACAR_2_SOCO | VACAR | SOCO | 2020 | B05 | 200 | 200 | 3000 | 2209.14 | 2058.49 | 0.03 | 0.31 | 0.03 | 0 | 0 | 0 | 0 | 0.47183 | 0.15728
VACAR_2_SOCO | VACAR | SOCO | 2020 | B06 | 300 | 300 | 3000 | 1838.25 | 0.38 | 0.02 | 0.13 | 0.02 | 0 | 0 | 0 | 0 | 0.47183 | 0.15728
VACAR_2_SOCO | VACAR | SOCO | 2020 | B07 | 400 | 400 | 3000 | 677.75 | 0.04 | 0.02 | 0.03 | 0.02 | 0 | 0 | 0 | 0 | 0.47183 | 0.15728
VACAR_2_SOCO | VACAR | SOCO | 2020 | B08 | 500 | 500 | 3000 | 0 | 0.05 | 0.03 | 0.04 | 0.03 | 0 | 0 | 0 | 0 | 0.47183 | 0.15728
VACAR_2_SOCO | VACAR | SOCO | 2020 | B09 | 800 | 800 | 3000 | 0 | 0.01 | 0 | 0.01 | 0 | 0 | 0 | 0 | 0 | 0.47183 | 0.15728
VACAR_2_SOCO | VACAR | SOCO | 2020 | B10 | 1262 | 1262 | 3000 | 0 | 0.03 | 0.02 | 0.02 | 0.02 | 0 | 0 | 0 | 0 | 0.47183 | 0.15728
VACAR_2_SOCO | VACAR | SOCO | 2020 | B11 | 25 | 25 | 3000 | 2999.99 | 1.53 | 0.21 | 0.95 | 0.22 | 0.62911 | 0 | 0 | 0.62911 | 0.47183 | 0.15728
VACAR_2_SOCO | VACAR | SOCO | 2020 | B12 | 200 | 200 | 3000 | 0 | 0.01 | 0.01 | 0.01 | 0.01 | 0 | 0 | 0 | 0 | 0.47183 | 0.15728
VACAR_2_SOCO | VACAR | SOCO | 2020 | B13 | 600 | 600 | 3000 | 0 | 0.01 | 0 | 0.01 | 0 | 0 | 0 | 0 | 0 | 0.47183 | 0.15728
VACAR_2_SOCO | VACAR | SOCO | 2020 | B14 | 900 | 0 | 3000 | 0 | 0 | 0 | 0 | 0 | 0 | 0 | 0 | 0 | 0.47183 | 0.15728
VACAR_2_SOCO | VACAR | SOCO | 2020 | B15 | 1203 | 1203 | 3000 | 0 | 0.02 | 0 | 0.01 | 0 | 0 | 0 | 0 | 0 | 0.47183 | 0.15728
VACAR_2_SOCO | VACAR | SOCO | 2020 | B16 | 25 | 25 | 3000 | 0 | 0.15 | 0.13 | 0.15 | 0.14 | 0 | 0 | 0 | 0 | 0.47183 | 0.15728
VACAR_2_SOCO | VACAR | SOCO | 2020 | B17 | 100 | 100 | 3000 | 0 | 0.03 | 0.03 | 0.03 | 0.03 | 0 | 0 | 0 | 0 | 0.47183 | 0.15728
VACAR_2_SOCO | VACAR | SOCO | 2020 | B18 | 400 | 400 | 3000 | 0 | 0.01 | 0.01 | 0.01 | 0.01 | 0 | 0 | 0 | 0 | 0.47183 | 0.15728
VACAR_2_SOCO | VACAR | SOCO | 2020 | B19 | 700 | 0 | 3000 | 0 | 0 | 0 | 0 | 0 | 0 | 0 | 0 | 0 | 0.47183 | 0.15728
VACAR_2_SOCO | VACAR | SOCO | 2020 | B20 | 935 | 935 | 3000 | 0 | 0.01 | 0 | 0.01 | 0 | 0 | 0 | 0 | 0 | 0.47183 | 0.15728
VACAR_2_SOCO | VACAR | SOCO | 2025 | B01 | 10 | 10 | 3000 | 0.01 | 0.62 | 0.41 | 0.57 | 0.43 | 0 | 0 | 0 | 0 | 1.1039 | 0.36797
VACAR_2_SOCO | VACAR | SOCO | 2025 | B02 | 25 | 25 | 3000 | 0 | 0.25 | 0.19 | 0.23 | 0.19 | 0 | 0 | 0 | 0 | 1.1039 | 0.36797
VACAR_2_SOCO | VACAR | SOCO | 2025 | B03 | 75 | 75 | 3000 | 0 | 0.1 | 0.09 | 0.09 | 0.09 | 0 | 0 | 0 | 0 | 1.1039 | 0.36797
VACAR_2_SOCO | VACAR | SOCO | 2025 | B04 | 100 | 100 | 3000 | 0 | 1160.07 | 2999.01 | 0.3 | 1376.72 | 0 | 0 | 0.36797 | 0 | 1.1039 | 0.36797
VACAR_2_SOCO | VACAR | SOCO | 2025 | B05 | 200 | 200 | 3000 | 767.59 | 2999.26 | 669.37 | 0.22 | 0.32 | 0 | 0.28488 | 0 | 0 | 1.1039 | 0.36797
VACAR_2_SOCO | VACAR | SOCO | 2025 | B06 | 300 | 300 | 3000 | 1588.34 | 1747.39 | 0.04 | 0.11 | 0.04 | 0 | 0 | 0 | 0 | 1.1039 | 0.36797
VACAR_2_SOCO | VACAR | SOCO | 2025 | B07 | 400 | 400 | 3000 | 2195.88 | 0.06 | 0.09 | 0.04 | 0.06 | 0 | 0 | 0 | 0 | 1.1039 | 0.36797
VACAR_2_SOCO | VACAR | SOCO | 2025 | B08 | 500 | 500 | 3000 | 121.18 | 0.03 | 0.04 | 0.02 | 0.03 | 0 | 0 | 0 | 0 | 1.1039 | 0.36797
VACAR_2_SOCO | VACAR | SOCO | 2025 | B09 | 800 | 800 | 3000 | 233.51 | 0.02 | 0.01 | 0.01 | 0.01 | 0 | 0 | 0 | 0 | 1.1039 | 0.36797
VACAR_2_SOCO | VACAR | SOCO | 2025 | B10 | 1262 | 1262 | 3000 | 0 | 0.15 | 0.01 | 0.02 | 0.01 | 0 | 0 | 0 | 0 | 1.1039 | 0.36797
VACAR_2_SOCO | VACAR | SOCO | 2025 | B11 | 25 | 25 | 3000 | 2999.99 | 2995.52 | 0.28 | 1.73 | 0.27 | 1.4719 | 0.28488 | 0 | 1.4719 | 1.1039 | 0.36797
VACAR_2_SOCO | VACAR | SOCO | 2025 | B12 | 200 | 200 | 3000 | 0 | 0.02 | 0.02 | 0.02 | 0.02 | 0 | 0 | 0 | 0 | 1.1039 | 0.36797
VACAR_2_SOCO | VACAR | SOCO | 2025 | B13 | 600 | 600 | 3000 | 0 | 0.01 | 0.01 | 0.01 | 0.01 | 0 | 0 | 0 | 0 | 1.1039 | 0.36797
VACAR_2_SOCO | VACAR | SOCO | 2025 | B14 | 900 | 900 | 3000 | 0 | 0.01 | 0.01 | 0.01 | 0.01 | 0 | 0 | 0 | 0 | 1.1039 | 0.36797
VACAR_2_SOCO | VACAR | SOCO | 2025 | B15 | 1203 | 1203 | 3000 | 0 | 0.05 | 0 | 0.02 | 0 | 0 | 0 | 0 | 0 | 1.1039 | 0.36797
VACAR_2_SOCO | VACAR | SOCO | 2025 | B16 | 25 | 25 | 3000 | 0 | 0.33 | 0.19 | 0.28 | 0.19 | 0 | 0 | 0 | 0 | 1.1039 | 0.36797
VACAR_2_SOCO | VACAR | SOCO | 2025 | B17 | 100 | 100 | 3000 | 0 | 0.04 | 0.05 | 0.04 | 0.05 | 0 | 0 | 0 | 0 | 1.1039 | 0.36797
VACAR_2_SOCO | VACAR | SOCO | 2025 | B18 | 400 | 400 | 3000 | 0 | 0.01 | 0.01 | 0.01 | 0.01 | 0 | 0 | 0 | 0 | 1.1039 | 0.36797
VACAR_2_SOCO | VACAR | SOCO | 2025 | B19 | 700 | 700 | 3000 | 0 | 0.01 | 0.01 | 0.01 | 0.01 | 0 | 0 | 0 | 0 | 1.1039 | 0.36797
VACAR_2_SOCO | VACAR | SOCO | 2025 | B20 | 935 | 935 | 3000 | 0 | 0.02 | 0.01 | 0.01 | 0.01 | 0 | 0 | 0 | 0 | 1.1039 | 0.36797
VACAR_2_SOCO | VACAR | SOCO | 2030 | B01 | 10 | 10 | 3000 | 0 | 0.39 | 0.39 | 0.44 | 0.43 | 0 | 0 | 0 | 0 | 0 | 0
VACAR_2_SOCO | VACAR | SOCO | 2030 | B02 | 25 | 25 | 3000 | 0 | 0.27 | 0.29 | 0.29 | 0.31 | 0 | 0 | 0 | 0 | 0 | 0
VACAR_2_SOCO | VACAR | SOCO | 2030 | B03 | 75 | 75 | 3000 | 0 | 0.13 | 0.14 | 0.14 | 0.15 | 0 | 0 | 0 | 0 | 0 | 0
VACAR_2_SOCO | VACAR | SOCO | 2030 | B04 | 100 | 100 | 3000 | 0 | 748.18 | 2788.79 | 214.07 | 1968.69 | 0 | 0 | 0 | 0 | 0 | 0
VACAR_2_SOCO | VACAR | SOCO | 2030 | B05 | 200 | 200 | 3000 | 0 | 0.25 | 83.54 | 0.26 | 78.41 | 0 | 0 | 0 | 0 | 0 | 0
VACAR_2_SOCO | VACAR | SOCO | 2030 | B06 | 300 | 300 | 3000 | 0 | 0.02 | 0.04 | 0.02 | 0.04 | 0 | 0 | 0 | 0 | 0 | 0
VACAR_2_SOCO | VACAR | SOCO | 2030 | B07 | 400 | 400 | 3000 | 0 | 0.01 | 0.13 | 0.01 | 0.13 | 0 | 0 | 0 | 0 | 0 | 0
VACAR_2_SOCO | VACAR | SOCO | 2030 | B08 | 500 | 500 | 3000 | 0 | 0.07 | 0.03 | 0.07 | 0.03 | 0 | 0 | 0 | 0 | 0 | 0
VACAR_2_SOCO | VACAR | SOCO | 2030 | B09 | 800 | 800 | 3000 | 1856.46 | 1999.03 | 2015.14 | 72.82 | 129.49 | 0 | 0 | 0 | 0 | 0 | 0
VACAR_2_SOCO | VACAR | SOCO | 2030 | B10 | 1262 | 1262 | 3000 | 0 | 0.03 | 0.01 | 0.06 | 0.01 | 0 | 0 | 0 | 0 | 0 | 0
VACAR_2_SOCO | VACAR | SOCO | 2030 | B11 | 25 | 25 | 3000 | 0 | 0.66 | 0.37 | 0.7 | 0.39 | 0 | 0 | 0 | 0 | 0 | 0
VACAR_2_SOCO | VACAR | SOCO | 2030 | B12 | 200 | 200 | 3000 | 0 | 0.04 | 0.03 | 0.04 | 0.03 | 0 | 0 | 0 | 0 | 0 | 0
VACAR_2_SOCO | VACAR | SOCO | 2030 | B13 | 600 | 600 | 3000 | 0 | 0.02 | 3.9 | 0.02 | 4.15 | 0 | 0 | 0 | 0 | 0 | 0
VACAR_2_SOCO | VACAR | SOCO | 2030 | B14 | 900 | 900 | 3000 | 0 | 0.02 | 0.01 | 0.02 | 0.01 | 0 | 0 | 0 | 0 | 0 | 0
VACAR_2_SOCO | VACAR | SOCO | 2030 | B15 | 1203 | 1203 | 3000 | 0 | 0 | 0 | 0.01 | 0 | 0 | 0 | 0 | 0 | 0 | 0
VACAR_2_SOCO | VACAR | SOCO | 2030 | B16 | 25 | 25 | 3000 | 0 | 0.28 | 0.23 | 0.3 | 0.25 | 0 | 0 | 0 | 0 | 0 | 0
VACAR_2_SOCO | VACAR | SOCO | 2030 | B17 | 100 | 100 | 3000 | 0 | 0.05 | 0.06 | 0.06 | 0.06 | 0 | 0 | 0 | 0 | 0 | 0
VACAR_2_SOCO | VACAR | SOCO | 2030 | B18 | 400 | 400 | 3000 | 0 | 0.03 | 0.02 | 0.03 | 0.02 | 0 | 0 | 0 | 0 | 0 | 0
VACAR_2_SOCO | VACAR | SOCO | 2030 | B19 | 700 | 700 | 3000 | 0 | 0.01 | 0.01 | 0.01 | 0.01 | 0 | 0 | 0 | 0 | 0 | 0
VACAR_2_SOCO | VACAR | SOCO | 2030 | B20 | 935 | 935 | 3000 | 0 | 0.01 | 0 | 0.01 | 0.01 | 0 | 0 | 0 | 0 | 0 | 0
VACAR_2_SOCO | VACAR | SOCO | 2035 | B01 | 10 | 10 | 3000 | 0.01 | 0.42 | 0.48 | 0.5 | 0.55 | 0 | 0 | 0 | 0 | 0 | 0
VACAR_2_SOCO | VACAR | SOCO | 2035 | B02 | 25 | 25 | 3000 | 0 | 0.47 | 0.44 | 0.5 | 0.47 | 0 | 0 | 0 | 0 | 0 | 0
VACAR_2_SOCO | VACAR | SOCO | 2035 | B03 | 75 | 75 | 3000 | 0 | 0.83 | 2326 | 0.86 | 755.03 | 0 | 0 | 0 | 0 | 0 | 0
VACAR_2_SOCO | VACAR | SOCO | 2035 | B04 | 100 | 100 | 3000 | 380.11 | 1279.28 | 1430.23 | 320.51 | 300.54 | 0 | 0 | 0 | 0 | 0 | 0
VACAR_2_SOCO | VACAR | SOCO | 2035 | B05 | 200 | 200 | 3000 | 0 | 53.53 | 0.04 | 45.65 | 0.05 | 0 | 0 | 0 | 0 | 0 | 0
VACAR_2_SOCO | VACAR | SOCO | 2035 | B06 | 300 | 300 | 3000 | 47.83 | 0.03 | 0.12 | 0.03 | 0.12 | 0 | 0 | 0 | 0 | 0 | 0
VACAR_2_SOCO | VACAR | SOCO | 2035 | B07 | 400 | 400 | 3000 | 1892.46 | 1242 | 2141.06 | 79.47 | 88.99 | 0 | 0 | 0 | 0 | 0 | 0
VACAR_2_SOCO | VACAR | SOCO | 2035 | B08 | 500 | 500 | 3000 | 0 | 0.05 | 0.03 | 0.08 | 0.03 | 0 | 0 | 0 | 0 | 0 | 0
VACAR_2_SOCO | VACAR | SOCO | 2035 | B09 | 800 | 800 | 3000 | 0 | 0.02 | 0.01 | 0.03 | 0.01 | 0 | 0 | 0 | 0 | 0 | 0
VACAR_2_SOCO | VACAR | SOCO | 2035 | B10 | 1262 | 1262 | 3000 | 0 | 0.03 | 0.01 | 0.03 | 0.01 | 0 | 0 | 0 | 0 | 0 | 0
VACAR_2_SOCO | VACAR | SOCO | 2035 | B11 | 25 | 25 | 3000 | 0 | 1034.32 | 776.68 | 782.38 | 537.89 | 0 | 0 | 0 | 0 | 0 | 0
VACAR_2_SOCO | VACAR | SOCO | 2035 | B12 | 200 | 200 | 3000 | 0 | 0.04 | 0.03 | 0.04 | 0.03 | 0 | 0 | 0 | 0 | 0 | 0
VACAR_2_SOCO | VACAR | SOCO | 2035 | B13 | 600 | 600 | 3000 | 0 | 0.01 | 0.01 | 0.01 | 0.01 | 0 | 0 | 0 | 0 | 0 | 0
VACAR_2_SOCO | VACAR | SOCO | 2035 | B14 | 900 | 900 | 3000 | 0 | 0.01 | 0.01 | 0.01 | 0.01 | 0 | 0 | 0 | 0 | 0 | 0
VACAR_2_SOCO | VACAR | SOCO | 2035 | B15 | 1203 | 0 | 3000 | 0 | 0 | 0.01 | 0 | 0.01 | 0 | 0 | 0 | 0 | 0 | 0
VACAR_2_SOCO | VACAR | SOCO | 2035 | B16 | 25 | 25 | 3000 | 0 | 0.19 | 0.24 | 0.22 | 0.26 | 0 | 0 | 0 | 0 | 0 | 0
VACAR_2_SOCO | VACAR | SOCO | 2035 | B17 | 100 | 100 | 3000 | 0 | 0.06 | 0.04 | 0.06 | 0.05 | 0 | 0 | 0 | 0 | 0 | 0
VACAR_2_SOCO | VACAR | SOCO | 2035 | B18 | 400 | 400 | 3000 | 0 | 0.02 | 0.01 | 0.02 | 0.01 | 0 | 0 | 0 | 0 | 0 | 0
VACAR_2_SOCO | VACAR | SOCO | 2035 | B19 | 700 | 700 | 3000 | 0 | 0.01 | 0.01 | 0.01 | 0.01 | 0 | 0 | 0 | 0 | 0 | 0
VACAR_2_SOCO | VACAR | SOCO | 2035 | B20 | 935 | 935 | 3000 | 0 | 0.01 | 0 | 0.01 | 0 | 0 | 0 | 0 | 0 | 0 | 0
VACAR_2_SOCO | VACAR | SOCO | 2040 | B01 | 10 | 10 | 3000 | 473.98 | 0.75 | 0.67 | 0.83 | 0.74 | 0 | 0 | 0 | 0 | 0.44282 | 0.14761
VACAR_2_SOCO | VACAR | SOCO | 2040 | B02 | 25 | 25 | 3000 | 0.01 | 1.38 | 0.47 | 1.19 | 0.48 | 0 | 0 | 0 | 0 | 0.44282 | 0.14761
VACAR_2_SOCO | VACAR | SOCO | 2040 | B03 | 75 | 75 | 3000 | 798.89 | 2520.15 | 2993.42 | 2.18 | 485.74 | 0 | 0 | 0.14244 | 0 | 0.44282 | 0.14761
VACAR_2_SOCO | VACAR | SOCO | 2040 | B04 | 100 | 100 | 3000 | 2061.02 | 1557.56 | 1494.57 | 1.56 | 3.04 | 0 | 0 | 0 | 0 | 0.44282 | 0.14761
VACAR_2_SOCO | VACAR | SOCO | 2040 | B05 | 200 | 200 | 3000 | 2999.99 | 1007.03 | 1323.35 | 0.81 | 1.64 | 0.49854 | 0 | 0 | 0.049239 | 0.44282 | 0.14761
VACAR_2_SOCO | VACAR | SOCO | 2040 | B06 | 300 | 300 | 3000 | 3000 | 2258.09 | 2069.43 | 0.61 | 1.29 | 2.196 | 0 | 0 | 0.32533 | 0.44282 | 0.14761
VACAR_2_SOCO | VACAR | SOCO | 2040 | B07 | 400 | 400 | 3000 | 973.51 | 910.22 | 70.68 | 0.42 | 0.78 | 0 | 0 | 0 | 0 | 0.44282 | 0.14761
VACAR_2_SOCO | VACAR | SOCO | 2040 | B08 | 500 | 500 | 3000 | 0 | 0.03 | 0.02 | 0.03 | 0.03 | 0 | 0 | 0 | 0 | 0.44282 | 0.14761
VACAR_2_SOCO | VACAR | SOCO | 2040 | B09 | 800 | 800 | 3000 | 29.19 | 278.81 | 29.03 | 0.21 | 0.42 | 0 | 0 | 0 | 0 | 0.44282 | 0.14761
VACAR_2_SOCO | VACAR | SOCO | 2040 | B10 | 1262 | 1262 | 3000 | 0 | 0 | 0 | 0.01 | 0 | 0 | 0 | 0 | 0 | 0.44282 | 0.14761
VACAR_2_SOCO | VACAR | SOCO | 2040 | B11 | 25 | 25 | 3000 | 2999.99 | 806.53 | 2981.46 | 6.76 | 254.65 | 3.2405 | 0 | 0.14244 | 0.040006 | 0.44282 | 0.14761
VACAR_2_SOCO | VACAR | SOCO | 2040 | B12 | 200 | 200 | 3000 | 489.73 | 0.13 | 0.08 | 0.13 | 0.1 | 0 | 0 | 0 | 0 | 0.44282 | 0.14761
VACAR_2_SOCO | VACAR | SOCO | 2040 | B13 | 600 | 600 | 3000 | 3000 | 2209.26 | 2148.28 | 0.31 | 0.67 | 0.2374 | 0 | 0 | 0.070341 | 0.44282 | 0.14761
VACAR_2_SOCO | VACAR | SOCO | 2040 | B14 | 900 | 900 | 3000 | 3000 | 0.31 | 0.05 | 0.11 | 0.04 | 0.2374 | 0 | 0 | 0.10551 | 0.44282 | 0.14761
VACAR_2_SOCO | VACAR | SOCO | 2040 | B15 | 1203 | 1203 | 3000 | 0 | 0.01 | 0.01 | 0.01 | 0.01 | 0 | 0 | 0 | 0 | 0.44282 | 0.14761
VACAR_2_SOCO | VACAR | SOCO | 2040 | B16 | 25 | 25 | 3000 | 0.01 | 0.33 | 0.3 | 0.35 | 0.32 | 0 | 0 | 0 | 0 | 0.44282 | 0.14761
VACAR_2_SOCO | VACAR | SOCO | 2040 | B17 | 100 | 100 | 3000 | 423.25 | 0.08 | 0.08 | 0.08 | 0.08 | 0 | 0 | 0 | 0 | 0.44282 | 0.14761
VACAR_2_SOCO | VACAR | SOCO | 2040 | B18 | 400 | 400 | 3000 | 1686.16 | 922.3 | 1069.04 | 0.42 | 0.91 | 0 | 0 | 0 | 0 | 0.44282 | 0.14761
VACAR_2_SOCO | VACAR | SOCO | 2040 | B19 | 700 | 700 | 3000 | 2537.95 | 654.03 | 799.31 | 0.25 | 0.53 | 0 | 0 | 0 | 0 | 0.44282 | 0.14761
VACAR_2_SOCO | VACAR | SOCO | 2040 | B20 | 935 | 935 | 3000 | 0 | 0.01 | 0.01 | 0.01 | 0.01 | 0 | 0 | 0 | 0 | 0.44282 | 0.14761
VACAR_2_SOCO | VACAR | SOCO | 2045 | B01 | 10 | 10 | 3000 | 2636.24 | 0.75 | 0.77 | 0.87 | 0.87 | 0 | 0 | 0 | 0 | 0.41206 | 0.13735
VACAR_2_SOCO | VACAR | SOCO | 2045 | B02 | 25 | 25 | 3000 | 972.8 | 0.32 | 0.33 | 0.36 | 0.36 | 0 | 0 | 0 | 0 | 0.41206 | 0.13735
VACAR_2_SOCO | VACAR | SOCO | 2045 | B03 | 75 | 75 | 3000 | 902.29 | 2340.38 | 0.9 | 2.81 | 0.81 | 0 | 0 | 0 | 0 | 0.41206 | 0.13735
VACAR_2_SOCO | VACAR | SOCO | 2045 | B04 | 100 | 100 | 3000 | 2348.86 | 1726.49 | 782.47 | 2.11 | 4.01 | 0 | 0 | 0 | 0 | 0.41206 | 0.13735
VACAR_2_SOCO | VACAR | SOCO | 2045 | B05 | 200 | 200 | 3000 | 2590.61 | 1837.5 | 1282.03 | 1.12 | 2.2 | 0 | 0 | 0 | 0 | 0.41206 | 0.13735
VACAR_2_SOCO | VACAR | SOCO | 2045 | B06 | 300 | 300 | 3000 | 3000 | 2497.76 | 344.46 | 0.85 | 1.36 | 1.3888 | 0 | 0 | 0.2976 | 0.41206 | 0.13735
VACAR_2_SOCO | VACAR | SOCO | 2045 | B07 | 400 | 400 | 3000 | 477.65 | 0.18 | 0.05 | 0.15 | 0.05 | 0 | 0 | 0 | 0 | 0.41206 | 0.13735
VACAR_2_SOCO | VACAR | SOCO | 2045 | B08 | 500 | 500 | 3000 | 0 | 0.06 | 0.03 | 0.05 | 0.04 | 0 | 0 | 0 | 0 | 0.41206 | 0.13735
VACAR_2_SOCO | VACAR | SOCO | 2045 | B09 | 800 | 800 | 3000 | 74.49 | 597.14 | 585.48 | 0.3 | 0.6 | 0 | 0 | 0 | 0 | 0.41206 | 0.13735
VACAR_2_SOCO | VACAR | SOCO | 2045 | B10 | 1262 | 1262 | 3000 | 0 | 0.01 | 0 | 0.01 | 0 | 0 | 0 | 0 | 0 | 0.41206 | 0.13735
VACAR_2_SOCO | VACAR | SOCO | 2045 | B11 | 25 | 25 | 3000 | 2748.62 | 0.99 | 3.94 | 0.99 | 3.26 | 0 | 0 | 0 | 0 | 0.41206 | 0.13735
VACAR_2_SOCO | VACAR | SOCO | 2045 | B12 | 200 | 200 | 3000 | 242.74 | 2.48 | 575.53 | 0.76 | 2.15 | 0 | 0 | 0 | 0 | 0.41206 | 0.13735
VACAR_2_SOCO | VACAR | SOCO | 2045 | B13 | 600 | 600 | 3000 | 518.97 | 0.14 | 5.76 | 0.1 | 0.64 | 0 | 0 | 0 | 0 | 0.41206 | 0.13735
VACAR_2_SOCO | VACAR | SOCO | 2045 | B14 | 900 | 900 | 3000 | 537.4 | 0.02 | 0.06 | 0.02 | 0.06 | 0 | 0 | 0 | 0 | 0.41206 | 0.13735
VACAR_2_SOCO | VACAR | SOCO | 2045 | B15 | 1203 | 1203 | 3000 | 0 | 0.01 | 0.01 | 0.01 | 0.01 | 0 | 0 | 0 | 0 | 0.41206 | 0.13735
VACAR_2_SOCO | VACAR | SOCO | 2045 | B16 | 25 | 25 | 3000 | 0.03 | 0.31 | 0.32 | 0.35 | 0.36 | 0 | 0 | 0 | 0 | 0.41206 | 0.13735
VACAR_2_SOCO | VACAR | SOCO | 2045 | B17 | 100 | 100 | 3000 | 1613.64 | 0.08 | 0.08 | 0.09 | 0.09 | 0 | 0 | 0 | 0 | 0.41206 | 0.13735
VACAR_2_SOCO | VACAR | SOCO | 2045 | B18 | 400 | 400 | 3000 | 2999.99 | 0.2 | 629.99 | 0.15 | 1.16 | 0.32049 | 0 | 0 | 0.091569 | 0.41206 | 0.13735
VACAR_2_SOCO | VACAR | SOCO | 2045 | B19 | 700 | 700 | 3000 | 3000 | 0.06 | 778.9 | 0.05 | 0.69 | 0.32049 | 0 | 0 | 0.16025 | 0.41206 | 0.13735
VACAR_2_SOCO | VACAR | SOCO | 2045 | B20 | 935 | 935 | 3000 | 0 | 0.02 | 0.01 | 0.02 | 0.01 | 0 | 0 | 0 | 0 | 0.41206 | 0.13735
VACAR_2_SOCO | VACAR | SOCO | 2050 | B01 | 10 | 10 | 3000 | 0 | 4.86 | 0.83 | 1.23 | 0.72 | 0 | 0 | 0 | 0 | 2.6886 | 0.89619
VACAR_2_SOCO | VACAR | SOCO | 2050 | B02 | 25 | 25 | 3000 | 0 | 0.75 | 0.41 | 0.36 | 0.33 | 0 | 0 | 0 | 0 | 2.6886 | 0.89619
VACAR_2_SOCO | VACAR | SOCO | 2050 | B03 | 75 | 75 | 3000 | 0 | 416.65 | 319.28 | 0.18 | 0.32 | 0 | 0 | 0 | 0 | 2.6886 | 0.89619
VACAR_2_SOCO | VACAR | SOCO | 2050 | B04 | 100 | 100 | 3000 | 3000 | 2636.52 | 1551.72 | 0.17 | 0.36 | 4.7717 | 0 | 0 | 1.5906 | 2.6886 | 0.89619
VACAR_2_SOCO | VACAR | SOCO | 2050 | B05 | 200 | 200 | 3000 | 3000 | 2999.9 | 2708.88 | 87.56 | 0.24 | 2.9912 | 2.6826 | 0 | 1.9942 | 2.6886 | 0.89619
VACAR_2_SOCO | VACAR | SOCO | 2050 | B06 | 300 | 300 | 3000 | 341.92 | 0.05 | 0.03 | 0.02 | 0.02 | 0 | 0 | 0 | 0 | 2.6886 | 0.89619
VACAR_2_SOCO | VACAR | SOCO | 2050 | B07 | 400 | 400 | 3000 | 0 | 474.64 | 181.1 | 0.05 | 0.1 | 0 | 0 | 0 | 0 | 2.6886 | 0.89619
VACAR_2_SOCO | VACAR | SOCO | 2050 | B08 | 500 | 500 | 3000 | 1144.38 | 2999.88 | 2999.89 | 1.2 | 172.65 | 0 | 2.2553 | 0.89025 | 0 | 2.6886 | 0.89619
VACAR_2_SOCO | VACAR | SOCO | 2050 | B09 | 800 | 800 | 3000 | 0 | 1409.03 | 1329.12 | 0.02 | 0.05 | 0 | 0 | 0 | 0 | 2.6886 | 0.89619
VACAR_2_SOCO | VACAR | SOCO | 2050 | B10 | 1262 | 0 | 3000 | 0 | 0 | 0 | 0 | 0 | 0 | 0 | 0 | 0 | 2.6886 | 0.89619
VACAR_2_SOCO | VACAR | SOCO | 2050 | B11 | 25 | 25 | 3000 | 0 | 2.17 | 0.3 | 0.45 | 0.29 | 0 | 0 | 0 | 0 | 2.6886 | 0.89619
VACAR_2_SOCO | VACAR | SOCO | 2050 | B12 | 200 | 200 | 3000 | 427.87 | 184.44 | 184.65 | 0.08 | 0.17 | 0 | 0 | 0 | 0 | 2.6886 | 0.89619
VACAR_2_SOCO | VACAR | SOCO | 2050 | B13 | 600 | 600 | 3000 | 0 | 0.01 | 0.01 | 0.01 | 0.01 | 0 | 0 | 0 | 0 | 2.6886 | 0.89619
VACAR_2_SOCO | VACAR | SOCO | 2050 | B14 | 900 | 900 | 3000 | 45.2 | 110.31 | 0.02 | 0.02 | 0.01 | 0 | 0 | 0 | 0 | 2.6886 | 0.89619
VACAR_2_SOCO | VACAR | SOCO | 2050 | B15 | 1203 | 0 | 3000 | 0 | 0 | 0 | 0 | 0 | 0 | 0 | 0 | 0 | 2.6886 | 0.89619
VACAR_2_SOCO | VACAR | SOCO | 2050 | B16 | 25 | 25 | 3000 | 0.01 | 2.09 | 1.63 | 0.51 | 0.77 | 0 | 0 | 0 | 0 | 2.6886 | 0.89619
VACAR_2_SOCO | VACAR | SOCO | 2050 | B17 | 100 | 100 | 3000 | 168.62 | 329.38 | 0.23 | 0.14 | 0.14 | 0 | 0 | 0 | 0 | 2.6886 | 0.89619
VACAR_2_SOCO | VACAR | SOCO | 2050 | B18 | 400 | 400 | 3000 | 0 | 0.01 | 0.01 | 0.01 | 0.01 | 0 | 0 | 0 | 0 | 2.6886 | 0.89619
VACAR_2_SOCO | VACAR | SOCO | 2050 | B19 | 700 | 700 | 3000 | 1895.07 | 676.95 | 680.15 | 0.02 | 0.05 | 0 | 0 | 0 | 0 | 2.6886 | 0.89619
VACAR_2_SOCO | VACAR | SOCO | 2050 | B20 | 935 | 0 | 3000 | 0 | 0 | 0 | 0 | 0 | 0 | 0 | 0 | 0 | 2.6886 | 0.89619
VACAR_2_TVA_Transmission | VACAR | TVA_Transmission | 2015 | B01 | 10 | 10 | 900 | 0 | 0.28 | 0.21 | 0.33 | 0.25 | 0 | 0 | 0 | 0 | 0 | 0
VACAR_2_TVA_Transmission | VACAR | TVA_Transmission | 2015 | B02 | 25 | 25 | 900 | 0 | 0.1 | 0.09 | 0.12 | 0.1 | 0 | 0 | 0 | 0 | 0 | 0
VACAR_2_TVA_Transmission | VACAR | TVA_Transmission | 2015 | B03 | 75 | 75 | 900 | 0 | 0.03 | 0.03 | 0.04 | 0.03 | 0 | 0 | 0 | 0 | 0 | 0
VACAR_2_TVA_Transmission | VACAR | TVA_Transmission | 2015 | B04 | 100 | 100 | 900 | 0 | 0.03 | 0.02 | 0.03 | 0.03 | 0 | 0 | 0 | 0 | 0 | 0
VACAR_2_TVA_Transmission | VACAR | TVA_Transmission | 2015 | B05 | 200 | 200 | 900 | 0 | 0.01 | 0.01 | 0.01 | 0.01 | 0 | 0 | 0 | 0 | 0 | 0
VACAR_2_TVA_Transmission | VACAR | TVA_Transmission | 2015 | B06 | 300 | 300 | 900 | 0 | 0.01 | 0.01 | 0.01 | 0.01 | 0 | 0 | 0 | 0 | 0 | 0
VACAR_2_TVA_Transmission | VACAR | TVA_Transmission | 2015 | B07 | 400 | 400 | 900 | 0 | 0.01 | 0 | 0.01 | 0.01 | 0 | 0 | 0 | 0 | 0 | 0
VACAR_2_TVA_Transmission | VACAR | TVA_Transmission | 2015 | B08 | 500 | 500 | 900 | 0 | 0.01 | 0 | 0.01 | 0 | 0 | 0 | 0 | 0 | 0 | 0
VACAR_2_TVA_Transmission | VACAR | TVA_Transmission | 2015 | B09 | 800 | 0 | 900 | 0 | 0 | 0 | 0 | 0 | 0 | 0 | 0 | 0 | 0 | 0
VACAR_2_TVA_Transmission | VACAR | TVA_Transmission | 2015 | B10 | 1262 | 0 | 900 | 0 | 0 | 0 | 0 | 0 | 0 | 0 | 0 | 0 | 0 | 0
VACAR_2_TVA_Transmission | VACAR | TVA_Transmission | 2015 | B11 | 25 | 25 | 900 | 0 | 0.13 | 0.09 | 0.14 | 0.1 | 0 | 0 | 0 | 0 | 0 | 0
VACAR_2_TVA_Transmission | VACAR | TVA_Transmission | 2015 | B12 | 200 | 200 | 900 | 0 | 0.01 | 0.01 | 0.02 | 0.01 | 0 | 0 | 0 | 0 | 0 | 0
VACAR_2_TVA_Transmission | VACAR | TVA_Transmission | 2015 | B13 | 600 | 600 | 900 | 0 | 0.01 | 0 | 0.01 | 0 | 0 | 0 | 0 | 0 | 0 | 0
VACAR_2_TVA_Transmission | VACAR | TVA_Transmission | 2015 | B14 | 900 | 0 | 900 | 0 | 0 | 0 | 0 | 0 | 0 | 0 | 0 | 0 | 0 | 0
VACAR_2_TVA_Transmission | VACAR | TVA_Transmission | 2015 | B15 | 1203 | 0 | 900 | 0 | 0 | 0 | 0 | 0 | 0 | 0 | 0 | 0 | 0 | 0
VACAR_2_TVA_Transmission | VACAR | TVA_Transmission | 2015 | B16 | 25 | 25 | 900 | 0 | 0.09 | 0.08 | 0.11 | 0.09 | 0 | 0 | 0 | 0 | 0 | 0
VACAR_2_TVA_Transmission | VACAR | TVA_Transmission | 2015 | B17 | 100 | 100 | 900 | 0 | 0.02 | 0.01 | 0.02 | 0.02 | 0 | 0 | 0 | 0 | 0 | 0
VACAR_2_TVA_Transmission | VACAR | TVA_Transmission | 2015 | B18 | 400 | 400 | 900 | 0 | 0.01 | 0.01 | 0.01 | 0.01 | 0 | 0 | 0 | 0 | 0 | 0
VACAR_2_TVA_Transmission | VACAR | TVA_Transmission | 2015 | B19 | 700 | 0 | 900 | 0 | 0 | 0 | 0 | 0 | 0 | 0 | 0 | 0 | 0 | 0
VACAR_2_TVA_Transmission | VACAR | TVA_Transmission | 2015 | B20 | 935 | 0 | 900 | 0 | 0 | 0 | 0 | 0 | 0 | 0 | 0 | 0 | 0 | 0
VACAR_2_TVA_Transmission | VACAR | TVA_Transmission | 2020 | B01 | 10 | 10 | 900 | 0 | 0.29 | 0.25 | 0.34 | 0.3 | 0 | 0 | 0 | 0 | 0 | 0
VACAR_2_TVA_Transmission | VACAR | TVA_Transmission | 2020 | B02 | 25 | 25 | 900 | 0 | 0.12 | 0.11 | 0.14 | 0.12 | 0 | 0 | 0 | 0 | 0 | 0
VACAR_2_TVA_Transmission | VACAR | TVA_Transmission | 2020 | B03 | 75 | 75 | 900 | 0 | 0.04 | 0.04 | 0.05 | 0.04 | 0 | 0 | 0 | 0 | 0 | 0
VACAR_2_TVA_Transmission | VACAR | TVA_Transmission | 2020 | B04 | 100 | 100 | 900 | 0 | 0.04 | 0.03 | 0.04 | 0.03 | 0 | 0 | 0 | 0 | 0 | 0
VACAR_2_TVA_Transmission | VACAR | TVA_Transmission | 2020 | B05 | 200 | 200 | 900 | 0 | 0.02 | 0.01 | 0.02 | 0.01 | 0 | 0 | 0 | 0 | 0 | 0
VACAR_2_TVA_Transmission | VACAR | TVA_Transmission | 2020 | B06 | 300 | 300 | 900 | 0 | 0.01 | 0.01 | 0.01 | 0.01 | 0 | 0 | 0 | 0 | 0 | 0
VACAR_2_TVA_Transmission | VACAR | TVA_Transmission | 2020 | B07 | 400 | 400 | 900 | 0 | 0.01 | 0.01 | 0.01 | 0.01 | 0 | 0 | 0 | 0 | 0 | 0
VACAR_2_TVA_Transmission | VACAR | TVA_Transmission | 2020 | B08 | 500 | 500 | 900 | 0 | 0.01 | 0.01 | 0.01 | 0.01 | 0 | 0 | 0 | 0 | 0 | 0
VACAR_2_TVA_Transmission | VACAR | TVA_Transmission | 2020 | B09 | 800 | 0 | 900 | 0 | 0 | 0 | 0 | 0 | 0 | 0 | 0 | 0 | 0 | 0
VACAR_2_TVA_Transmission | VACAR | TVA_Transmission | 2020 | B10 | 1262 | 1262 | 900 | 0 | 0.01 | 0.01 | 0.01 | 0.01 | 0 | 0 | 0 | 0 | 0 | 0
VACAR_2_TVA_Transmission | VACAR | TVA_Transmission | 2020 | B11 | 25 | 25 | 900 | 0 | 0.14 | 0.09 | 0.16 | 0.1 | 0 | 0 | 0 | 0 | 0 | 0
VACAR_2_TVA_Transmission | VACAR | TVA_Transmission | 2020 | B12 | 200 | 200 | 900 | 0 | 0.01 | 0.01 | 0.02 | 0.01 | 0 | 0 | 0 | 0 | 0 | 0
VACAR_2_TVA_Transmission | VACAR | TVA_Transmission | 2020 | B13 | 600 | 600 | 900 | 0 | 0.01 | 0 | 0.01 | 0 | 0 | 0 | 0 | 0 | 0 | 0
VACAR_2_TVA_Transmission | VACAR | TVA_Transmission | 2020 | B14 | 900 | 0 | 900 | 0 | 0 | 0 | 0 | 0 | 0 | 0 | 0 | 0 | 0 | 0
VACAR_2_TVA_Transmission | VACAR | TVA_Transmission | 2020 | B15 | 1203 | 1203 | 900 | 0 | 0.02 | 0 | 0.02 | 0 | 0 | 0 | 0 | 0 | 0 | 0
VACAR_2_TVA_Transmission | VACAR | TVA_Transmission | 2020 | B16 | 25 | 25 | 900 | 0 | 0.09 | 0.1 | 0.11 | 0.11 | 0 | 0 | 0 | 0 | 0 | 0
VACAR_2_TVA_Transmission | VACAR | TVA_Transmission | 2020 | B17 | 100 | 100 | 900 | 0 | 0.03 | 0.02 | 0.03 | 0.02 | 0 | 0 | 0 | 0 | 0 | 0
VACAR_2_TVA_Transmission | VACAR | TVA_Transmission | 2020 | B18 | 400 | 400 | 900 | 0 | 0.01 | 0.01 | 0.01 | 0.01 | 0 | 0 | 0 | 0 | 0 | 0
VACAR_2_TVA_Transmission | VACAR | TVA_Transmission | 2020 | B19 | 700 | 0 | 900 | 0 | 0 | 0 | 0 | 0 | 0 | 0 | 0 | 0 | 0 | 0
VACAR_2_TVA_Transmission | VACAR | TVA_Transmission | 2020 | B20 | 935 | 935 | 900 | 0 | 0.01 | 0 | 0.01 | 0 | 0 | 0 | 0 | 0 | 0 | 0
VACAR_2_TVA_Transmission | VACAR | TVA_Transmission | 2025 | B01 | 10 | 10 | 900 | 0 | 0.36 | 0.32 | 0.43 | 0.37 | 0 | 0 | 0 | 0 | 0 | 0
VACAR_2_TVA_Transmission | VACAR | TVA_Transmission | 2025 | B02 | 25 | 25 | 900 | 0 | 0.16 | 0.14 | 0.19 | 0.16 | 0 | 0 | 0 | 0 | 0 | 0
VACAR_2_TVA_Transmission | VACAR | TVA_Transmission | 2025 | B03 | 75 | 75 | 900 | 0 | 0.06 | 0.05 | 0.06 | 0.05 | 0 | 0 | 0 | 0 | 0 | 0
VACAR_2_TVA_Transmission | VACAR | TVA_Transmission | 2025 | B04 | 100 | 100 | 900 | 0 | 0.04 | 0.04 | 0.05 | 0.04 | 0 | 0 | 0 | 0 | 0 | 0
VACAR_2_TVA_Transmission | VACAR | TVA_Transmission | 2025 | B05 | 200 | 200 | 900 | 0 | 0.02 | 0.02 | 0.02 | 0.02 | 0 | 0 | 0 | 0 | 0 | 0
VACAR_2_TVA_Transmission | VACAR | TVA_Transmission | 2025 | B06 | 300 | 300 | 900 | 0 | 0.01 | 0.01 | 0.02 | 0.01 | 0 | 0 | 0 | 0 | 0 | 0
VACAR_2_TVA_Transmission | VACAR | TVA_Transmission | 2025 | B07 | 400 | 400 | 900 | 0 | 0.01 | 0.01 | 0.01 | 0.01 | 0 | 0 | 0 | 0 | 0 | 0
VACAR_2_TVA_Transmission | VACAR | TVA_Transmission | 2025 | B08 | 500 | 500 | 900 | 0 | 0.01 | 0.01 | 0.01 | 0.01 | 0 | 0 | 0 | 0 | 0 | 0
VACAR_2_TVA_Transmission | VACAR | TVA_Transmission | 2025 | B09 | 800 | 800 | 900 | 0 | 0.01 | 0 | 0.01 | 0.01 | 0 | 0 | 0 | 0 | 0 | 0
VACAR_2_TVA_Transmission | VACAR | TVA_Transmission | 2025 | B10 | 1262 | 1262 | 900 | 0 | 0.01 | 0 | 0.01 | 0 | 0 | 0 | 0 | 0 | 0 | 0
VACAR_2_TVA_Transmission | VACAR | TVA_Transmission | 2025 | B11 | 25 | 25 | 900 | 0 | 0.16 | 0.14 | 0.19 | 0.16 | 0 | 0 | 0 | 0 | 0 | 0
VACAR_2_TVA_Transmission | VACAR | TVA_Transmission | 2025 | B12 | 200 | 200 | 900 | 0 | 0.02 | 0.02 | 0.02 | 0.02 | 0 | 0 | 0 | 0 | 0 | 0
VACAR_2_TVA_Transmission | VACAR | TVA_Transmission | 2025 | B13 | 600 | 600 | 900 | 0 | 0.01 | 0.01 | 0.01 | 0.01 | 0 | 0 | 0 | 0 | 0 | 0
VACAR_2_TVA_Transmission | VACAR | TVA_Transmission | 2025 | B14 | 900 | 900 | 900 | 0 | 0 | 0 | 0.01 | 0 | 0 | 0 | 0 | 0 | 0 | 0
VACAR_2_TVA_Transmission | VACAR | TVA_Transmission | 2025 | B15 | 1203 | 1203 | 900 | 0 | 0.01 | 0 | 0.01 | 0 | 0 | 0 | 0 | 0 | 0 | 0
VACAR_2_TVA_Transmission | VACAR | TVA_Transmission | 2025 | B16 | 25 | 25 | 900 | 0 | 0.16 | 0.14 | 0.18 | 0.15 | 0 | 0 | 0 | 0 | 0 | 0
VACAR_2_TVA_Transmission | VACAR | TVA_Transmission | 2025 | B17 | 100 | 100 | 900 | 0 | 0.03 | 0.04 | 0.04 | 0.04 | 0 | 0 | 0 | 0 | 0 | 0
VACAR_2_TVA_Transmission | VACAR | TVA_Transmission | 2025 | B18 | 400 | 400 | 900 | 0 | 0.01 | 0.01 | 0.01 | 0.01 | 0 | 0 | 0 | 0 | 0 | 0
VACAR_2_TVA_Transmission | VACAR | TVA_Transmission | 2025 | B19 | 700 | 700 | 900 | 0 | 0.01 | 0.01 | 0.01 | 0.01 | 0 | 0 | 0 | 0 | 0 | 0
VACAR_2_TVA_Transmission | VACAR | TVA_Transmission | 2025 | B20 | 935 | 935 | 900 | 0 | 0.01 | 0 | 0.01 | 0 | 0 | 0 | 0 | 0 | 0 | 0
VACAR_2_TVA_Transmission | VACAR | TVA_Transmission | 2030 | B01 | 10 | 10 | 900 | 0 | 0.36 | 0.36 | 0.45 | 0.44 | 0 | 0.01187 | 0 | 0 | 0 | 0
VACAR_2_TVA_Transmission | VACAR | TVA_Transmission | 2030 | B02 | 25 | 25 | 900 | 0 | 0.21 | 0.19 | 0.24 | 0.22 | 0 | 0 | 0 | 0 | 0 | 0
VACAR_2_TVA_Transmission | VACAR | TVA_Transmission | 2030 | B03 | 75 | 75 | 900 | 0 | 0.07 | 0.06 | 0.08 | 0.07 | 0 | 0 | 0 | 0 | 0 | 0
VACAR_2_TVA_Transmission | VACAR | TVA_Transmission | 2030 | B04 | 100 | 100 | 900 | 0 | 0.06 | 0.05 | 0.06 | 0.05 | 0 | 0 | 0 | 0 | 0 | 0
VACAR_2_TVA_Transmission | VACAR | TVA_Transmission | 2030 | B05 | 200 | 200 | 900 | 0 | 0.03 | 0.02 | 0.03 | 0.02 | 0 | 0 | 0 | 0 | 0 | 0
VACAR_2_TVA_Transmission | VACAR | TVA_Transmission | 2030 | B06 | 300 | 300 | 900 | 0 | 0.01 | 0.01 | 0.01 | 0.01 | 0 | 0 | 0 | 0 | 0 | 0
VACAR_2_TVA_Transmission | VACAR | TVA_Transmission | 2030 | B07 | 400 | 400 | 900 | 0 | 0.01 | 0.01 | 0.01 | 0.01 | 0 | 0 | 0 | 0 | 0 | 0
VACAR_2_TVA_Transmission | VACAR | TVA_Transmission | 2030 | B08 | 500 | 500 | 900 | 0 | 0.01 | 0.01 | 0.01 | 0.01 | 0 | 0 | 0 | 0 | 0 | 0
VACAR_2_TVA_Transmission | VACAR | TVA_Transmission | 2030 | B09 | 800 | 800 | 900 | 0 | 0.04 | 0.01 | 0.05 | 0.01 | 0 | 0 | 0 | 0 | 0 | 0
VACAR_2_TVA_Transmission | VACAR | TVA_Transmission | 2030 | B10 | 1262 | 1262 | 900 | 0 | 0.01 | 0 | 0.01 | 0 | 0 | 0 | 0 | 0 | 0 | 0
VACAR_2_TVA_Transmission | VACAR | TVA_Transmission | 2030 | B11 | 25 | 25 | 900 | 0 | 0.17 | 0.17 | 0.21 | 0.19 | 0 | 0 | 0 | 0 | 0 | 0
VACAR_2_TVA_Transmission | VACAR | TVA_Transmission | 2030 | B12 | 200 | 200 | 900 | 0 | 0.02 | 0.02 | 0.02 | 0.03 | 0 | 0 | 0 | 0 | 0 | 0
VACAR_2_TVA_Transmission | VACAR | TVA_Transmission | 2030 | B13 | 600 | 600 | 900 | 0 | 0.01 | 0.02 | 0.01 | 0.03 | 0 | 0 | 0 | 0 | 0 | 0
VACAR_2_TVA_Transmission | VACAR | TVA_Transmission | 2030 | B14 | 900 | 900 | 900 | 0 | 0.01 | 0.01 | 0.01 | 0.01 | 0 | 0 | 0 | 0 | 0 | 0
VACAR_2_TVA_Transmission | VACAR | TVA_Transmission | 2030 | B15 | 1203 | 0 | 900 | 0 | 0 | 0 | 0 | 0 | 0 | 0 | 0 | 0 | 0 | 0
VACAR_2_TVA_Transmission | VACAR | TVA_Transmission | 2030 | B16 | 25 | 25 | 900 | 0 | 0.17 | 0.19 | 0.2 | 0.22 | 0 | 0 | 0 | 0 | 0 | 0
VACAR_2_TVA_Transmission | VACAR | TVA_Transmission | 2030 | B17 | 100 | 100 | 900 | 0 | 0.04 | 0.05 | 0.04 | 0.06 | 0 | 0 | 0 | 0 | 0 | 0
VACAR_2_TVA_Transmission | VACAR | TVA_Transmission | 2030 | B18 | 400 | 400 | 900 | 0 | 0.01 | 0.01 | 0.01 | 0.01 | 0 | 0 | 0 | 0 | 0 | 0
VACAR_2_TVA_Transmission | VACAR | TVA_Transmission | 2030 | B19 | 700 | 700 | 900 | 0 | 0.01 | 0.01 | 0.01 | 0.01 | 0 | 0 | 0 | 0 | 0 | 0
VACAR_2_TVA_Transmission | VACAR | TVA_Transmission | 2030 | B20 | 935 | 935 | 900 | 0 | 0 | 0 | 0.01 | 0.01 | 0 | 0 | 0 | 0 | 0 | 0
VACAR_2_TVA_Transmission | VACAR | TVA_Transmission | 2035 | B01 | 10 | 10 | 900 | 0 | 0.39 | 0.44 | 0.38 | 0.47 | 0 | 0.01187 | 0.01187 | 0 | 4.5581 | 1.5194
VACAR_2_TVA_Transmission | VACAR | TVA_Transmission | 2035 | B02 | 25 | 25 | 900 | 0 | 0.25 | 0.22 | 0.2 | 0.21 | 0 | 0 | 0 | 0 | 4.5581 | 1.5194
VACAR_2_TVA_Transmission | VACAR | TVA_Transmission | 2035 | B03 | 75 | 75 | 900 | 0 | 0.11 | 0.08 | 0.08 | 0.07 | 0 | 0 | 0 | 0 | 4.5581 | 1.5194
VACAR_2_TVA_Transmission | VACAR | TVA_Transmission | 2035 | B04 | 100 | 100 | 900 | 900 | 0.15 | 0.07 | 0.07 | 0.06 | 6.0774 | 0 | 0 | 6.0774 | 4.5581 | 1.5194
VACAR_2_TVA_Transmission | VACAR | TVA_Transmission | 2035 | B05 | 200 | 200 | 900 | 0 | 385.43 | 0.05 | 0.07 | 0.04 | 0 | 0 | 0 | 0 | 4.5581 | 1.5194
VACAR_2_TVA_Transmission | VACAR | TVA_Transmission | 2035 | B06 | 300 | 300 | 900 | 0 | 0.05 | 0.05 | 0.03 | 0.03 | 0 | 0 | 0 | 0 | 4.5581 | 1.5194
VACAR_2_TVA_Transmission | VACAR | TVA_Transmission | 2035 | B07 | 400 | 400 | 900 | 0 | 0.03 | 0.04 | 0.02 | 0.03 | 0 | 0 | 0 | 0 | 4.5581 | 1.5194
VACAR_2_TVA_Transmission | VACAR | TVA_Transmission | 2035 | B08 | 500 | 500 | 900 | 0 | 0.06 | 0.03 | 0.02 | 0.02 | 0 | 0 | 0 | 0 | 4.5581 | 1.5194
VACAR_2_TVA_Transmission | VACAR | TVA_Transmission | 2035 | B09 | 800 | 800 | 900 | 0 | 0.02 | 0.01 | 0.01 | 0.01 | 0 | 0 | 0 | 0 | 4.5581 | 1.5194
VACAR_2_TVA_Transmission | VACAR | TVA_Transmission | 2035 | B10 | 1262 | 1262 | 900 | 0 | 0.03 | 0.01 | 0.01 | 0.01 | 0 | 0 | 0 | 0 | 4.5581 | 1.5194
VACAR_2_TVA_Transmission | VACAR | TVA_Transmission | 2035 | B11 | 25 | 25 | 900 | 0 | 0.69 | 0.82 | 0.33 | 0.52 | 0 | 0 | 0 | 0 | 4.5581 | 1.5194
VACAR_2_TVA_Transmission | VACAR | TVA_Transmission | 2035 | B12 | 200 | 200 | 900 | 0 | 0.04 | 0.03 | 0.03 | 0.03 | 0 | 0 | 0 | 0 | 4.5581 | 1.5194
VACAR_2_TVA_Transmission | VACAR | TVA_Transmission | 2035 | B13 | 600 | 600 | 900 | 0 | 0.01 | 0.01 | 0.01 | 0.01 | 0 | 0 | 0 | 0 | 4.5581 | 1.5194
VACAR_2_TVA_Transmission | VACAR | TVA_Transmission | 2035 | B14 | 900 | 900 | 900 | 0 | 0.01 | 0.01 | 0.01 | 0.01 | 0 | 0 | 0 | 0 | 4.5581 | 1.5194
VACAR_2_TVA_Transmission | VACAR | TVA_Transmission | 2035 | B15 | 1203 | 0 | 900 | 0 | 0 | 0.01 | 0 | 0 | 0 | 0 | 0 | 0 | 4.5581 | 1.5194
VACAR_2_TVA_Transmission | VACAR | TVA_Transmission | 2035 | B16 | 25 | 25 | 900 | 0 | 0.18 | 0.21 | 0.16 | 0.21 | 0 | 0 | 0 | 0 | 4.5581 | 1.5194
VACAR_2_TVA_Transmission | VACAR | TVA_Transmission | 2035 | B17 | 100 | 100 | 900 | 0 | 0.06 | 0.05 | 0.05 | 0.04 | 0 | 0 | 0 | 0 | 4.5581 | 1.5194
VACAR_2_TVA_Transmission | VACAR | TVA_Transmission | 2035 | B18 | 400 | 400 | 900 | 0 | 0.01 | 0.01 | 0.01 | 0.01 | 0 | 0 | 0 | 0 | 4.5581 | 1.5194
VACAR_2_TVA_Transmission | VACAR | TVA_Transmission | 2035 | B19 | 700 | 700 | 900 | 0 | 0.01 | 0.01 | 0.01 | 0.01 | 0 | 0 | 0 | 0 | 4.5581 | 1.5194
VACAR_2_TVA_Transmission | VACAR | TVA_Transmission | 2035 | B20 | 935 | 0 | 900 | 419.93 | 0.01 | 0.01 | 0 | 0.01 | 0 | 0 | 0 | 0 | 4.5581 | 1.5194
VACAR_2_TVA_Transmission | VACAR | TVA_Transmission | 2040 | B01 | 10 | 10 | 900 | 0.01 | 0.59 | 0.56 | 0.59 | 0.63 | 0 | 0.01187 | 0.01187 | 0 | 3.4831 | 1.161
VACAR_2_TVA_Transmission | VACAR | TVA_Transmission | 2040 | B02 | 25 | 25 | 900 | 0 | 0.37 | 0.29 | 0.3 | 0.3 | 0 | 0 | 0 | 0 | 3.4831 | 1.161
VACAR_2_TVA_Transmission | VACAR | TVA_Transmission | 2040 | B03 | 75 | 75 | 900 | 0 | 0.13 | 0.1 | 0.11 | 0.1 | 0 | 0 | 0 | 0 | 3.4831 | 1.161
VACAR_2_TVA_Transmission | VACAR | TVA_Transmission | 2040 | B04 | 100 | 100 | 900 | 900 | 0.31 | 0.09 | 0.13 | 0.09 | 8.9975 | 0 | 0 | 2.2494 | 3.4831 | 1.161
VACAR_2_TVA_Transmission | VACAR | TVA_Transmission | 2040 | B05 | 200 | 200 | 900 | 0.01 | 0.16 | 0.08 | 0.07 | 0.07 | 0 | 0 | 0 | 0 | 3.4831 | 1.161
VACAR_2_TVA_Transmission | VACAR | TVA_Transmission | 2040 | B06 | 300 | 300 | 900 | 900 | 0.11 | 0.06 | 0.05 | 0.05 | 3.193 | 0 | 0 | 2.3948 | 3.4831 | 1.161
VACAR_2_TVA_Transmission | VACAR | TVA_Transmission | 2040 | B07 | 400 | 400 | 900 | 841.52 | 0.19 | 0.07 | 0.05 | 0.05 | 0 | 0 | 0 | 0 | 3.4831 | 1.161
VACAR_2_TVA_Transmission | VACAR | TVA_Transmission | 2040 | B08 | 500 | 500 | 900 | 0 | 0.03 | 0.02 | 0.02 | 0.02 | 0 | 0 | 0 | 0 | 3.4831 | 1.161
VACAR_2_TVA_Transmission | VACAR | TVA_Transmission | 2040 | B09 | 800 | 800 | 900 | 0 | 899.96 | 899.81 | 436.61 | 14.83 | 0 | 3.4779 | 1.1514 | 0 | 3.4831 | 1.161
VACAR_2_TVA_Transmission | VACAR | TVA_Transmission | 2040 | B10 | 1262 | 1262 | 900 | 0 | 0.02 | 0.01 | 0.01 | 0.01 | 0 | 0 | 0 | 0 | 3.4831 | 1.161
VACAR_2_TVA_Transmission | VACAR | TVA_Transmission | 2040 | B11 | 25 | 25 | 900 | 0 | 0.37 | 0.37 | 0.32 | 0.38 | 0 | 0 | 0 | 0 | 3.4831 | 1.161
VACAR_2_TVA_Transmission | VACAR | TVA_Transmission | 2040 | B12 | 200 | 200 | 900 | 709.71 | 0.06 | 0.05 | 0.04 | 0.05 | 0 | 0 | 0 | 0 | 3.4831 | 1.161
VACAR_2_TVA_Transmission | VACAR | TVA_Transmission | 2040 | B13 | 600 | 600 | 900 | 0 | 0.03 | 0.04 | 0.02 | 0.03 | 0 | 0 | 0 | 0 | 3.4831 | 1.161
VACAR_2_TVA_Transmission | VACAR | TVA_Transmission | 2040 | B14 | 900 | 900 | 900 | 0 | 0.01 | 0.02 | 0.01 | 0.02 | 0 | 0 | 0 | 0 | 3.4831 | 1.161
VACAR_2_TVA_Transmission | VACAR | TVA_Transmission | 2040 | B15 | 1203 | 1203 | 900 | 5.51 | 1.18 | 0.09 | 0.02 | 0.03 | 0 | 0 | 0 | 0 | 3.4831 | 1.161
VACAR_2_TVA_Transmission | VACAR | TVA_Transmission | 2040 | B16 | 25 | 25 | 900 | 0 | 0.27 | 0.22 | 0.24 | 0.24 | 0 | 0 | 0 | 0 | 3.4831 | 1.161
VACAR_2_TVA_Transmission | VACAR | TVA_Transmission | 2040 | B17 | 100 | 100 | 900 | 0 | 0.05 | 0.06 | 0.05 | 0.06 | 0 | 0 | 0 | 0 | 3.4831 | 1.161
VACAR_2_TVA_Transmission | VACAR | TVA_Transmission | 2040 | B18 | 400 | 400 | 900 | 0 | 0.04 | 0.05 | 0.03 | 0.04 | 0 | 0 | 0 | 0 | 3.4831 | 1.161
VACAR_2_TVA_Transmission | VACAR | TVA_Transmission | 2040 | B19 | 700 | 700 | 900 | 0 | 0.02 | 0.03 | 0.02 | 0.02 | 0 | 0 | 0 | 0 | 3.4831 | 1.161
VACAR_2_TVA_Transmission | VACAR | TVA_Transmission | 2040 | B20 | 935 | 935 | 900 | 0 | 0.05 | 349.07 | 0.02 | 0.05 | 0 | 0 | 0 | 0 | 3.4831 | 1.161
VACAR_2_TVA_Transmission | VACAR | TVA_Transmission | 2045 | B01 | 10 | 10 | 900 | 0.01 | 0.64 | 0.68 | 0.66 | 0.77 | 0 | 0.01187 | 0.01187 | 0 | 4.2891 | 1.4297
VACAR_2_TVA_Transmission | VACAR | TVA_Transmission | 2045 | B02 | 25 | 25 | 900 | 0 | 0.28 | 0.29 | 0.28 | 0.32 | 0 | 0 | 0 | 0 | 4.2891 | 1.4297
VACAR_2_TVA_Transmission | VACAR | TVA_Transmission | 2045 | B03 | 75 | 75 | 900 | 0 | 0.18 | 0.11 | 0.14 | 0.11 | 0 | 0 | 0 | 0 | 4.2891 | 1.4297
VACAR_2_TVA_Transmission | VACAR | TVA_Transmission | 2045 | B04 | 100 | 100 | 900 | 900 | 0.85 | 0.1 | 0.18 | 0.1 | 8.9975 | 0 | 0 | 0.64268 | 4.2891 | 1.4297
VACAR_2_TVA_Transmission | VACAR | TVA_Transmission | 2045 | B05 | 200 | 200 | 900 | 900 | 16.59 | 0.08 | 0.11 | 0.07 | 1.5075 | 0 | 0 | 0.21536 | 4.2891 | 1.4297
VACAR_2_TVA_Transmission | VACAR | TVA_Transmission | 2045 | B06 | 300 | 300 | 900 | 900 | 899.7 | 0.12 | 0.11 | 0.08 | 11.3833 | 0.99708 | 0 | 2.4393 | 4.2891 | 1.4297
VACAR_2_TVA_Transmission | VACAR | TVA_Transmission | 2045 | B07 | 400 | 400 | 900 | 0 | 0.03 | 0.02 | 0.02 | 0.02 | 0 | 0 | 0 | 0 | 4.2891 | 1.4297
VACAR_2_TVA_Transmission | VACAR | TVA_Transmission | 2045 | B08 | 500 | 500 | 900 | 0 | 0.02 | 0.01 | 0.02 | 0.01 | 0 | 0 | 0 | 0 | 4.2891 | 1.4297
VACAR_2_TVA_Transmission | VACAR | TVA_Transmission | 2045 | B09 | 800 | 800 | 900 | 900 | 0.14 | 0.02 | 0.03 | 0.02 | 4.2376 | 0 | 0 | 2.4215 | 4.2891 | 1.4297
VACAR_2_TVA_Transmission | VACAR | TVA_Transmission | 2045 | B10 | 1262 | 1262 | 900 | 0 | 0.01 | 0.01 | 0.01 | 0.01 | 0 | 0 | 0 | 0 | 4.2891 | 1.4297
VACAR_2_TVA_Transmission | VACAR | TVA_Transmission | 2045 | B11 | 25 | 25 | 900 | 0 | 0.33 | 0.43 | 0.32 | 0.43 | 0 | 0 | 0 | 0 | 4.2891 | 1.4297
VACAR_2_TVA_Transmission | VACAR | TVA_Transmission | 2045 | B12 | 200 | 200 | 900 | 0 | 0.13 | 0.06 | 0.07 | 0.05 | 0 | 0 | 0 | 0 | 4.2891 | 1.4297
VACAR_2_TVA_Transmission | VACAR | TVA_Transmission | 2045 | B13 | 600 | 600 | 900 | 0 | 0.05 | 0.05 | 0.02 | 0.03 | 0 | 0 | 0 | 0 | 4.2891 | 1.4297
VACAR_2_TVA_Transmission | VACAR | TVA_Transmission | 2045 | B14 | 900 | 900 | 900 | 0 | 0.02 | 0.03 | 0.01 | 0.02 | 0 | 0 | 0 | 0 | 4.2891 | 1.4297
VACAR_2_TVA_Transmission | VACAR | TVA_Transmission | 2045 | B15 | 1203 | 1203 | 900 | 0 | 0.01 | 0.02 | 0.01 | 0.01 | 0 | 0 | 0 | 0 | 4.2891 | 1.4297
VACAR_2_TVA_Transmission | VACAR | TVA_Transmission | 2045 | B16 | 25 | 25 | 900 | 0 | 0.27 | 0.29 | 0.26 | 0.31 | 0 | 0 | 0 | 0 | 4.2891 | 1.4297
VACAR_2_TVA_Transmission | VACAR | TVA_Transmission | 2045 | B17 | 100 | 100 | 900 | 887.13 | 0.07 | 0.06 | 0.07 | 0.07 | 0 | 0 | 0 | 0 | 4.2891 | 1.4297
VACAR_2_TVA_Transmission | VACAR | TVA_Transmission | 2045 | B18 | 400 | 400 | 900 | 0 | 0.07 | 0.07 | 0.03 | 0.05 | 0 | 0 | 0 | 0 | 4.2891 | 1.4297
VACAR_2_TVA_Transmission | VACAR | TVA_Transmission | 2045 | B19 | 700 | 700 | 900 | 0 | 0.03 | 0.03 | 0.02 | 0.02 | 0 | 0 | 0 | 0 | 4.2891 | 1.4297
VACAR_2_TVA_Transmission | VACAR | TVA_Transmission | 2045 | B20 | 935 | 935 | 900 | 0 | 0.02 | 0.05 | 0.01 | 0.03 | 0 | 0 | 0 | 0 | 4.2891 | 1.4297
VACAR_2_TVA_Transmission | VACAR | TVA_Transmission | 2050 | B01 | 10 | 10 | 900 | 0 | 0.35 | 0.32 | 0.42 | 0.39 | 0 | 0 | 0 | 0 | 0.42271 | 0.1409
VACAR_2_TVA_Transmission | VACAR | TVA_Transmission | 2050 | B02 | 25 | 25 | 900 | 0 | 0.15 | 0.12 | 0.18 | 0.14 | 0 | 0 | 0 | 0 | 0.42271 | 0.1409
VACAR_2_TVA_Transmission | VACAR | TVA_Transmission | 2050 | B03 | 75 | 75 | 900 | 0 | 0.07 | 0.06 | 0.08 | 0.07 | 0 | 0 | 0 | 0 | 0.42271 | 0.1409
VACAR_2_TVA_Transmission | VACAR | TVA_Transmission | 2050 | B04 | 100 | 100 | 900 | 900 | 0.07 | 0.05 | 0.08 | 0.05 | 3.2999 | 0 | 0 | 0.14979 | 0.42271 | 0.1409
VACAR_2_TVA_Transmission | VACAR | TVA_Transmission | 2050 | B05 | 200 | 200 | 900 | 559.23 | 186.17 | 0.03 | 0.38 | 0.03 | 0 | 0 | 0 | 0 | 0.42271 | 0.1409
VACAR_2_TVA_Transmission | VACAR | TVA_Transmission | 2050 | B06 | 300 | 300 | 900 | 0 | 0.03 | 0.02 | 0.03 | 0.02 | 0 | 0 | 0 | 0 | 0.42271 | 0.1409
VACAR_2_TVA_Transmission | VACAR | TVA_Transmission | 2050 | B07 | 400 | 400 | 900 | 0 | 0.02 | 0.02 | 0.02 | 0.03 | 0 | 0 | 0 | 0 | 0.42271 | 0.1409
VACAR_2_TVA_Transmission | VACAR | TVA_Transmission | 2050 | B08 | 500 | 500 | 900 | 0 | 0.01 | 0.01 | 0.01 | 0.01 | 0 | 0 | 0 | 0 | 0.42271 | 0.1409
VACAR_2_TVA_Transmission | VACAR | TVA_Transmission | 2050 | B09 | 800 | 800 | 900 | 0 | 0.02 | 0.01 | 0.02 | 0.01 | 0 | 0 | 0 | 0 | 0.42271 | 0.1409
VACAR_2_TVA_Transmission | VACAR | TVA_Transmission | 2050 | B10 | 1262 | 1262 | 900 | 0 | 0.01 | 1.52 | 0.01 | 0.11 | 0 | 0 | 0 | 0 | 0.42271 | 0.1409
VACAR_2_TVA_Transmission | VACAR | TVA_Transmission | 2050 | B11 | 25 | 25 | 900 | 0 | 0.14 | 0.13 | 0.18 | 0.16 | 0 | 0 | 0 | 0 | 0.42271 | 0.1409
VACAR_2_TVA_Transmission | VACAR | TVA_Transmission | 2050 | B12 | 200 | 200 | 900 | 0 | 0.03 | 0.02 | 0.03 | 0.02 | 0 | 0 | 0 | 0 | 0.42271 | 0.1409
VACAR_2_TVA_Transmission | VACAR | TVA_Transmission | 2050 | B13 | 600 | 600 | 900 | 0 | 0.01 | 0.01 | 0.01 | 0.01 | 0 | 0 | 0 | 0 | 0.42271 | 0.1409
VACAR_2_TVA_Transmission | VACAR | TVA_Transmission | 2050 | B14 | 900 | 900 | 900 | 900 | 0.01 | 0.01 | 0.01 | 0.01 | 0.99708 | 0 | 0 | 0.40734 | 0.42271 | 0.1409
VACAR_2_TVA_Transmission | VACAR | TVA_Transmission | 2050 | B15 | 1203 | 1203 | 900 | 899.98 | 0.01 | 0 | 0.01 | 0 | 0.01187 | 0 | 0 | 0.0064819 | 0.42271 | 0.1409
VACAR_2_TVA_Transmission | VACAR | TVA_Transmission | 2050 | B16 | 25 | 25 | 900 | 0 | 0.14 | 0.14 | 0.16 | 0.16 | 0 | 0 | 0 | 0 | 0.42271 | 0.1409
VACAR_2_TVA_Transmission | VACAR | TVA_Transmission | 2050 | B17 | 100 | 100 | 900 | 0 | 0.04 | 0.03 | 0.04 | 0.04 | 0 | 0 | 0 | 0 | 0.42271 | 0.1409
VACAR_2_TVA_Transmission | VACAR | TVA_Transmission | 2050 | B18 | 400 | 400 | 900 | 0 | 0.01 | 0.01 | 0.01 | 0.01 | 0 | 0 | 0 | 0 | 0.42271 | 0.1409
VACAR_2_TVA_Transmission | VACAR | TVA_Transmission | 2050 | B19 | 700 | 700 | 900 | 0.01 | 0.02 | 0.02 | 0.02 | 0.02 | 0 | 0 | 0 | 0 | 0.42271 | 0.1409
VACAR_2_TVA_Transmission | VACAR | TVA_Transmission | 2050 | B20 | 935 | 935 | 900 | 0.47 | 0.01 | 0.01 | 0.01 | 0.01 | 0 | 0 | 0 | 0 | 0.42271 | 0.1409

## OL75Line
Transmission Capacity Calculations |  |  |  |  | 2020 | 2025 | 2030 | 2035 |  | 4-yr avg | All Years Combined
| From | To |  | Base Capacity | 2000 | 2000 | 2000 | 2000 |  |  | w/o Price check | Final | [7 empty] | Base x-axis | 2020 | Base |  | ENT_2_SOCO | 161
Line of Interest | ENT | SOCO |  | Max OL Capacity | 4151.26 | 6301.76 | 12110.71 | 8703.09 |  | 7816.705 | [9 empty] | 0 | 0% | 2000 |  | year factor | 19
Scenario: BAU, OL25, OL75 | OL75 |  |  | OL Cap Factor at Max Capacity | 1.195% | 21.85% | 32.7% | 11.23% |  | 16.75% |  |  |  |  | Johnson | Combined |  |  |  | 8760 | 100% | 2000 |  | type column | 11
|  |  |  | Overload Charge | 3.5137 | 4.8835 | 0 | 0 |  | 2.0993 |  |  |  |  | OL25/OL75 Ratio Range |  | Design CF | [6 empty] | Scenario Column | 1
Minimum Overload Charge | 0 |  |  | Weghtd Avg OL Capacity | 49.5953 | 1377.1779 | 3960.5165 | 977.4117 |  | 1591.1754 |  |  |  |  | 0 | 0.8 | 90%
Total Flows Target Cap Factor (derived from cap factor-shadow price curve) | 100% |  | OL Cap to Meet Total Target Cap Factor |  | 0 | 0 | 0 | 0 |  | 0 | 0 | 0 |  |  | 0.8 | 1.2 | 75% |  |  | Flow Duration Curve-ENT_2_SOCO Scenario:OL75
OL Target Capacity Factor (derived from cap factor-shadow price curve) | 34.55% |  | OL Capacity to meet OL Target Cap Factor |  | 0.018249 | 6.4577 | 11460.2909 | 192.8269 | avg w/ no price test | 2914.8984 | 930.9453 | 930.9453 |  |  | 1.2 | 1.5 | 70% |  |  | OL75 and OL25 Flow Duration Curve-ENT_2_SOCO
|  | Average of Total and OL target Cap factor that meets min Charge (RHC) |  |  | 0.0091245 | 3.2288 | 5730.1454 | 96.4134 | 1457.4492 | 1457.4492 | 465.4727 | 465.4727 |  |  | 1.5 | 2 | 65% |  |  | LoadBlocks for ENT_2_SOCO Scenario:OL75
[15 empty] | 2 | 2.5 | 60%
[15 empty] | 2.5 | 3 | 55%
Avg Cap Factor for Total Line (Johnson) | 75% | [13 empty] | 3 | 1000 | 50%
Threshold Interface Utilization (Johnson) | 90% | OL Line to give Avg CF = 75% (Johnson) |  |  | 0 | 1402.47 | 5411.3117 | 0 | 1437.874 | 1437.874 | 1437.874 | 1437.874
Flow Duration Curve Target (NGO) | 20% | OL Capacity that meets Thrshold Duration using all years (NGO) |  |  | 0.02 | 4329.39 | 8684.14 | 2415.81 |  | 3989.25 |  | 3989.25
Year | 2020 | [9 empty] | Flow Duration Curve Calculation
|  |  | Baseload | Overload | BAU Shadow | OL75 Shadow |  | Overload |  | Overload |  | % year at | GWh with | Capacity | [5 empty] | For Block Graph |  |  | For LDC Graph
Blocks | Hours | Cum hours | Flow | Flow | Price | Price |  | Capacity+ |  | MW in Order of Size | hours in block | MW or higher | Increasing MW | factor |  |  |  | Cum Hours | Frac Year |  | 2020 |  |  | 2020 | cap fact
1 | 10 | 10 | 1999.2 | 166.71 | 0 | 3.5017 |  | 166.71 | min Cap | 0 | 800 | 100% | 0 | 100% |  |  |  | 800 | 0.90868 | 0 | 2165.91 |  | 1 | 0 | 100%
2 | 25 | 35 | 1997.07 | 0.37 | 0 | 0.29675 |  | 0.37 |  | 1e-05 | 1262 | 90.87% | 7.96e-05 | 90.87% |  |  |  | 2062 | 0.76461 | 10 | 2165.91 |  | 0.85594 | 0 | 85.59%
3 | 75 | 110 | 1999.25 | 0.13 | 0 | 0.41545 |  | 0.13 |  | 2e-05 | 900 | 76.46% | 0.00014658 | 83.66% |  |  |  | 2962 | 0.66187 | 10 | 1997.44 |  | 0.85594 | 0.01 | 0.85594
4 | 100 | 210 | 1999.9 | 1116.32 | 0 | 3.5135 |  | 1116.32 |  | 3e-05 | 1203 | 66.19% | 0.00020456 | 77.84% |  |  |  | 4165 | 0.52454 | 35 | 1997.44 |  | 0.76461 | 0.01 | 85.58%
5 | 200 | 410 | 1999.95 | 393.57 | 2.2553 | 3.5135 |  | 393.57 |  | 4e-05 | 700 | 52.45% | 0.00025051 | 71.49% |  |  |  | 4865 | 0.44463 | 35 | 1999.38 |  | 0.76461 | 0.01001 | 0.85584
6 | 300 | 710 | 1999.96 | 315.59 | 4.843 | 3.5135 |  | 315.59 |  | 0.01 | 600 | 44.46% | 0.039045 | 44.57% |  |  |  | 5465 | 0.37614 | 110 | 1999.38 |  | 0.66187 | 0.01001 | 85.57%
7 | 400 | 1110 | 1999.89 | 0.03 | 5.0804 | 0.74781 |  | 0.03 |  | 0.01001 | 400 | 37.61% | 0.039078 | 44.56% |  |  |  | 5865 | 0.33048 | 110 | 3116.22 |  | 0.66187 | 0.01002 | 0.85565
8 | 500 | 1610 | 1569.44 | 0.02 | 0 | 0 |  | 0.02 |  | 0.01002 | 935 | 33.05% | 0.039107 | 44.55% |  |  |  | 6800 | 0.22374 | 210 | 3116.22 |  | 0.52454 | 0.01002 | 85.53%
9 | 800 | 2410 | 0.01 | 0 | 0 | 0 |  | 0 |  | 0.02 | 500 | 22.37% | 0.058667 | 33.49% |  |  |  | 7300 | 0.16667 | 210 | 2393.52 |  | 0.52454 | 0.01003 | 0.85532
10 | 1262 | 3672 | 0 | 0 | 0 | 0 |  | 1e-05 |  | 0.02001 | 200 | 16.67% | 0.058682 | 33.48% |  |  |  | 7500 | 0.14384 | 410 | 2393.52 |  | 0.44463 | 0.01003 | 65.06%
11 | 25 | 3697 | 1999.67 | 4151.26 | 7.6562 | 3.5135 |  | 4151.26 |  | 0.03 | 400 | 14.38% | 0.071269 | 27.12% |  |  |  | 7900 | 0.098174 | 410 | 2315.55 |  | 0.44463 | 0.02 | 0.65059
12 | 200 | 3897 | 0.02 | 0.02 | 0 | 0 |  | 0.02001 |  | 0.05 | 100 | 9.817% | 0.088469 | 20.2% |  |  |  | 8000 | 0.086758 | 710 | 2315.55 |  | 0.37614 | 0.02 | 65.05%
13 | 600 | 4497 | 0.01 | 0.01 | 0 | 0 |  | 0.01 |  | 0.13 | 75 | 8.676% | 0.14927 | 13.11% |  |  |  | 8075 | 0.078196 | 710 | 1999.92 |  | 0.37614 | 0.02001 | 0.65046
14 | 900 | 5397 | 0.01 | 0 | 0 | 0 |  | 2e-05 |  | 0.37 | 25 | 7.82% | 0.31367 | 9.678% |  |  |  | 8100 | 0.075342 | 1110 | 1999.92 |  | 0.33048 | 0.02001 | 49.05%
15 | 1203 | 6600 | 0.01 | 0 | 0 | 0 |  | 3e-05 |  | 166.71 | 10 | 7.534% | 110.0981 | 7.539% |  |  |  | 8110 | 0.074201 | 1110 | 1569.46 |  | 0.33048 | 0.04 | 0.49055
16 | 25 | 6625 | 1999.68 | 1756.56 | 12.9264 | 3.5135 |  | 1756.56 |  | 315.59 | 300 | 7.42% | 206.8701 | 7.483% |  |  |  | 8410 | 0.039954 | 1610 | 1569.46 |  | 0.30765 | 0.04 | 45.4%
17 | 100 | 6725 | 0.12 | 0.05 | 0 | 0 |  | 0.05 |  | 393.57 | 200 | 3.995% | 234.1631 | 6.792% |  |  |  | 8610 | 0.017123 | 1610 | 0.01 |  | 0.30765 | 0.05 | 0.45397
18 | 400 | 7125 | 0.01 | 0.01 | 0 | 0 |  | 0.01001 |  | 1116.32 | 100 | 1.712% | 342.5756 | 3.503% |  |  |  | 8710 | 0.0057078 | 2410 | 0.01 |  | 0.20091 | 0.05 | 27.53%
19 | 700 | 7825 | 0.01 | 0 | 0 | 0 |  | 4e-05 |  | 1756.56 | 25 | 0.5708% | 374.5876 | 2.434% |  |  |  | 8735 | 0.0028539 | 2410 | 0 |  | 0.20091 | 0.17 | 0.27534
20 | 935 | 8760 | 0.04 | 0.01 | 0 | 0 |  | 0.01002 | max cap | 4151.26 | 25 | 0.2854% | 434.4551 | 1.195% |  |  |  | 8760 | 0 | 3672 | 0 |  | 0.1895 | 0.17 | 18.95%
[12 empty] | Wgtd avg MW | 49.5953 | [6 empty] | 3672 | 6150.93 |  | 0.1895 | 1569.46 | 0.18951
[20 empty] | 3697 | 6150.93 |  | 0.13242 | 1569.46 | 17.73%
[7 empty] | Total | Total |  | Total MW in |  | % year at | GWh with | Capacity | [5 empty] | 3697 | 0.04 |  | 0.13242 | 1997.44 | 0.17728
Total capacity factor crossover point | [5 empty] | Blocks | Flow | Capacity+ |  | Rank Order | hours in block | MW or higher | Increasing MW | factor |  |  |  | Cum Hours | Frac Year | 3897 | 0.04 |  | 0.12957 | 1997.44 | 17.72%
| point | MW | CF | GWh | Hours | 1 | 2165.91 | 2165.91 |  | 0 | 1262 | 100% | 0 | 100% |  |  |  | 1262 | 0.85594 | 3897 | 0.02 |  | 0.12957 | 1999.38 | 0.17723
Before | 1 | 0 | 1 | 0 |  | 2 | 1997.44 | 1997.44 |  | 0.01 | 800 | 85.59% | 0.07498 | 85.59% |  |  |  | 2062 | 0.76461 | 4497 | 0.02 |  | 0.121 | 1999.38 | 17.72%
After | 2 | 0.01 | 0.85594 |  | 7498 | 3 | 1999.38 | 1999.38 |  | 0.01001 | 900 | 76.46% | 0.075047 | 85.58% |  |  |  | 2962 | 0.66187 | 4497 | 0.01 |  | 0.121 | 1999.92 | 0.17721
Target Total Capacity |  | 0 | 100% |  |  | 4 | 3116.22 | 3116.22 |  | 0.01002 | 1203 | 66.19% | 0.075105 | 85.57% |  |  |  | 4165 | 0.52454 | 5397 | 0.01 |  | 0.075342 | 1999.92 | 16.94%
Less Baseload Capacity |  | 2000 |  |  |  | 5 | 2393.52 | 2393.52 |  | 0.01003 | 700 | 52.45% | 0.075151 | 85.53% |  |  |  | 4865 | 0.44463 | 5397 | 0.01 |  | 0.075342 | 2165.91 | 0.16941
Ruthven Criteria 1 |  | 0 |  |  |  | 6 | 2315.55 | 2315.55 |  | 0.02 | 600 | 44.46% | 0.11398 | 65.06% |  |  |  | 5465 | 0.37614 | 6600 | 0.01 |  | 0.074201 | 2165.91 | 16.33%
[6 empty] | 7 | 1999.92 | 1999.92 |  | 0.02001 | 400 | 37.61% | 0.11402 | 65.05% |  |  |  | 5865 | 0.33048 | 6600 | 3756.24 |  | 0.074201 | 2315.55 | 0.16325
[6 empty] | 8 | 1569.46 | 1569.46 |  | 0.04 | 200 | 33.05% | 0.17189 | 49.05% |  |  |  | 6065 | 0.30765 | 6625 | 3756.24 |  | 0.039954 | 2315.55 | 15.92%
Overload capacity factor crossover point | [5 empty] | 9 | 0.01 | 0.01 |  | 0.05 | 935 | 30.76% | 0.19884 | 45.4% |  |  |  | 7000 | 0.20091 | 6625 | 0.17 |  | 0.039954 | 2393.52 | 0.15924
| point | MW | CF | GWh | Hours | 10 | 0 | 0 |  | 0.17 | 100 | 20.09% | 0.41004 | 27.53% |  |  |  | 7100 | 0.1895 | 6725 | 0.17 |  | 0.017123 | 2393.52 | 12.63%
Before | 8 | 0.01002 | 0.44553 | 0.039107 |  | 11 | 6150.93 | 6150.93 |  | 1569.46 | 500 | 18.95% | 2605.4314 | 18.95% |  |  |  | 7600 | 0.13242 | 6725 | 0.02 |  | 0.017123 | 3116.22 | 0.12628
After | 9 | 0.02 | 0.33486 |  | 1960 | 12 | 0.04 | 0.04 |  | 1997.44 | 25 | 13.24% | 3101.8882 | 17.73% |  |  |  | 7625 | 0.12957 | 7125 | 0.02 |  | 0.0057078 | 3116.22 | 10.57%
Hadley/Ruthven Criteria 2 |  | 0.018249 | 34.55% |  |  | 13 | 0.02 | 0.02 |  | 1999.38 | 75 | 12.96% | 3104.0901 | 17.72% |  |  |  | 7700 | 0.121 | 7125 | 0.01 |  | 0.0057078 | 3756.24 | 0.10574
[6 empty] | 14 | 0.01 | 0.01001 |  | 1999.92 | 400 | 12.1% | 3104.6625 | 17.72% |  |  |  | 8100 | 0.075342 | 7825 | 0.01 |  | 0.0028539 | 3756.24 | 6.568%
Overload Capacity factor crossover point with sliding scale | [5 empty] | 15 | 0.01 | 0.01002 |  | 2165.91 | 10 | 7.534% | 3214.2159 | 16.94% |  |  |  | 8110 | 0.074201 | 7825 | 0.05 |  | 0.0028539 | 6150.93 | 0.065681
BAU Avg Shadow price | 4.6849 |  | Target Cap Factor |  | 0% | 16 | 3756.24 | 3756.24 |  | 2315.55 | 300 | 7.42% | 3311.4819 | 16.33% |  |  |  | 8410 | 0.039954 | 8760 | 0.05 |  | 0 | 6150.93 | 0
| point | MW | CF | GWh | Hours | 17 | 0.17 | 0.17 |  | 2393.52 | 200 | 3.995% | 3338.7714 | 15.92% |  |  |  | 8610 | 0.017123
Before | 20 | 4151.26 | 0.011947 | 434.4551 |  | 18 | 0.02 | 0.02001 |  | 3116.22 | 100 | 1.712% | 3447.1764 | 12.63% |  |  |  | 8710 | 0.0057078
After | 21 | 0 | 0 |  | 0 | 19 | 0.01 | 0.01003 |  | 3756.24 | 25 | 0.5708% | 3479.1774 | 10.57% |  |  |  | 8735 | 0.0028539
Pradip Chattopadhyay |  | #DIV/0! |  |  |  | 20 | 0.05 | 0.05 |  | 6150.93 | 25 | 0.2854% | 3539.0447 | 6.568% |  |  |  | 8760 | 0
[12 empty] | Wgtd avg MW | 404.0005
[12 empty] | Ratio to Base Cap | 0.202 | 0.202
[12 empty] | (Johnson) OL Line to give Avg CF = 75% | 0
Year | 2025 | [9 empty] | Flow Duration Curve Calculation
|  |  | Baseload | Overload | BAU Shadow | OL75 Shadow |  | Overload |  | Overload |  | % year at | GWh if Line at this Capacity | [6 empty] | For Block Graph |  |  | For LDC Graph
Blocks | Hours | Cum hours | Flow | Capacity | Price | Price |  | Capacity+ |  | MW in Order of Size |  | MW or higher |  | Capacity factor |  |  |  | Cum Hours | Frac Year |  | 2025 |  | frac year | 2025 | cap fact
1 | 10 | 10 | 1999.3 | 2675.81 | 0 | 4.8786 |  | 2675.81 | min Cap | 0.01 | 800 | 100% | 0.0876 | 1 |  |  |  | 800 | 0.90868 | 0 | 4675.11 |  | 1 | 0.03 | 100%
2 | 25 | 35 | 1999.42 | 0.67 | 0 | 2.9082 |  | 0.67 |  | 0.01001 | 1262 | 90.87% | 0.08768 | 0.99991 |  |  |  | 2062 | 0.76461 | 10 | 4675.11 |  | 0.93151 | 0.03 | 100%
3 | 75 | 110 | 1999.36 | 0.13 | 0 | 0.7122 |  | 0.13 |  | 0.01002 | 600 | 76.46% | 0.087747 | 0.99967 |  |  |  | 2662 | 0.69612 | 10 | 2000.09 |  | 0.93151 | 0.03001 | 0.99998
4 | 100 | 210 | 1999.49 | 0.09 | 0 | 0.7122 |  | 0.09 |  | 0.01003 | 900 | 69.61% | 0.087808 | 0.99937 |  |  |  | 3562 | 0.59338 | 35 | 2000.09 |  | 0.88584 | 0.03001 | 99.99%
5 | 200 | 410 | 1999.89 | 0.06 | 4.8192 | 1.7449 |  | 0.06 |  | 0.01004 | 400 | 59.34% | 0.08786 | 0.99897 |  |  |  | 3962 | 0.54772 | 35 | 1999.49 |  | 0.88584 | 0.03002 | 0.99994
6 | 300 | 710 | 1999.97 | 320.92 | 5.3296 | 4.8786 |  | 320.92 |  | 0.01005 | 700 | 54.77% | 0.087908 | 0.99852 |  |  |  | 4662 | 0.46781 | 110 | 1999.49 |  | 0.80594 | 0.03002 | 90.3%
7 | 400 | 1110 | 1999.98 | 432.53 | 8.8313 | 4.8786 |  | 432.53 |  | 0.02 | 200 | 46.78% | 0.12868 | 0.73449 |  |  |  | 4862 | 0.44498 | 110 | 1999.58 |  | 0.80594 | 0.06 | 0.903
8 | 500 | 1610 | 1999.98 | 1.75 | 5.5077 | 3.7628 |  | 1.75 |  | 0.06 | 200 | 44.5% | 0.2846 | 0.54148 |  |  |  | 5062 | 0.42215 | 210 | 1999.58 |  | 0.78311 | 0.06 | 83.84%
9 | 800 | 2410 | 0.12 | 0.01 | 0 | 0 |  | 0.01 |  | 0.08 | 100 | 42.21% | 0.35856 | 0.51165 |  |  |  | 5162 | 0.41073 | 210 | 1999.95 |  | 0.78311 | 0.13 | 0.83844
10 | 1262 | 3672 | 1999.84 | 0.01 | 0 | 2.92 |  | 0.01001 |  | 0.09 | 100 | 41.07% | 0.39454 | 0.50043 |  |  |  | 5262 | 0.39932 | 410 | 1999.95 |  | 0.69178 | 0.13 | 69.21%
11 | 25 | 3697 | 1998.9 | 0.47 | 8.9975 | 1.009 |  | 0.47 |  | 0.13 | 75 | 39.93% | 0.53446 | 0.46932 |  |  |  | 5337 | 0.39075 | 410 | 2320.89 |  | 0.69178 | 58.26 | 0.69211
12 | 200 | 3897 | 0.04 | 0.02 | 0 | 0 |  | 0.02 |  | 0.47 | 25 | 39.08% | 1.6983 | 0.41248 |  |  |  | 5362 | 0.3879 | 710 | 2320.89 |  | 0.58904 | 58.26 | 59.41%
13 | 600 | 4497 | 0.02 | 0.01 | 0 | 0 |  | 0.01002 |  | 0.67 | 25 | 38.79% | 2.3779 | 0.40515 |  |  |  | 5387 | 0.38505 | 710 | 2432.51 |  | 0.58904 | 1180.65 | 0.59413
14 | 900 | 5397 | 58.25 | 0.01 | 0 | 0 |  | 0.01003 |  | 1.75 | 500 | 38.5% | 6.0207 | 0.39274 |  |  |  | 5887 | 0.32797 | 1110 | 2432.51 |  | 0.57763 | 1180.65 | 58.74%
15 | 1203 | 6600 | 1999.97 | 6301.76 | 0 | 4.8786 |  | 6301.76 |  | 320.92 | 300 | 32.8% | 922.9961 | 0.32832 |  |  |  | 6187 | 0.29372 | 1110 | 2001.73 |  | 0.57763 | 1999.37 | 0.58737
16 | 25 | 6625 | 1999.71 | 5521.7 | 14.6951 | 4.8786 |  | 5521.7 |  | 432.53 | 400 | 29.37% | 1210.1687 | 0.31939 |  |  |  | 6587 | 0.24806 | 1610 | 2001.73 |  | 0.57477 | 1999.37 | 58.74%
17 | 100 | 6725 | 1180.57 | 0.08 | 0 | 0 |  | 0.08 |  | 2675.81 | 10 | 24.81% | 6084.8161 | 0.25959 |  |  |  | 6597 | 0.24692 | 1610 | 0.13 |  | 0.57477 | 1999.49 | 0.58737
18 | 400 | 7125 | 0.02 | 0.01 | 0 | 0 |  | 0.01004 |  | 4329.39 | 935 | 24.69% | 9661.5096 | 0.25475 |  |  |  | 7532 | 0.14018 | 2410 | 0.13 |  | 0.56621 | 1999.49 | 58.74%
19 | 700 | 7825 | 0.02 | 0.01 | 0 | 0 |  | 0.01005 |  | 5521.7 | 25 | 14.02% | 11125.6663 | 0.23001 |  |  |  | 7557 | 0.13733 | 2410 | 1999.85 |  | 0.56621 | 1999.58 | 0.58737
20 | 935 | 8760 | 1999.97 | 4329.39 | 0 | 4.8786 |  | 4329.39 | max cap | 6301.76 | 1203 | 13.73% | 12064.0785 | 0.21854 |  |  |  | 8760 | 0 | 3672 | 1999.85 |  | 0.55479 | 1999.58 | 58.74%
[12 empty] | Wgtd avg MW | 1377.1779 | [6 empty] | 3672 | 1999.37 |  | 0.55479 | 1999.85 | 0.58736
[11 empty] | Flow Duration Curve Calculation | [8 empty] | 3697 | 1999.37 |  | 0.41073 | 1999.85 | 58.74%
[7 empty] | Total | Total |  |  |  | % year at | GWh with | Capacity | [5 empty] | 3697 | 0.06 |  | 0.41073 | 1999.95 | 0.58735
Total capacity factor crossover point | [5 empty] | Blocks | Flow | Capacity+ |  | Total MW in Order | hours in block | MW or higher | Increasing MW | factor |  |  |  | Cum Hours | Frac Year | 3897 | 0.06 |  | 0.3879 | 1999.95 | 58.73%
| point | MW | CF | GWh | Hours | 1 | 4675.11 | 4675.11 |  | 0.03 | 600 | 100% | 0.2628 | 100% |  |  |  | 600 | 0.93151 | 3897 | 0.03 |  | 0.3879 | 2000.09 | 0.58734
Before | 1 | 0.03 | 1 | 0.2628 |  | 2 | 2000.09 | 2000.09 |  | 0.03001 | 400 | 93.15% | 0.26288 | 100% |  |  |  | 1000 | 0.88584 | 4497 | 0.03 |  | 0.38505 | 2000.09 | 58.72%
After | 2 | 0.03001 | 0.99998 |  | 8160 | 3 | 1999.49 | 1999.49 |  | 0.03002 | 700 | 88.58% | 0.26296 | 99.99% |  |  |  | 1700 | 0.80594 | 4497 | 58.26 |  | 0.38505 | 2001.73 | 0.58718
Target Total Capacity |  | 0.03 | 100% |  |  | 4 | 1999.58 | 1999.58 |  | 0.06 | 200 | 80.59% | 0.47462 | 90.3% |  |  |  | 1900 | 0.78311 | 5397 | 58.26 |  | 0.32797 | 2001.73 | 55.15%
Less Baseload Capacity |  | 2000 |  |  |  | 5 | 1999.95 | 1999.95 |  | 0.13 | 800 | 78.31% | 0.95482 | 83.84% |  |  |  | 2700 | 0.69178 | 5397 | 8301.73 |  | 0.32797 | 2320.89 | 0.55153
Ruthven Criteria 1 |  | 0 |  |  |  | 6 | 2320.89 | 2320.89 |  | 58.26 | 900 | 69.18% | 353.2226 | 69.21% |  |  |  | 3600 | 0.58904 | 6600 | 8301.73 |  | 0.29372 | 2320.89 | 53.97%
[6 empty] | 7 | 2432.51 | 2432.51 |  | 1180.65 | 100 | 58.9% | 6144.755 | 59.41% |  |  |  | 3700 | 0.57763 | 6600 | 7521.41 |  | 0.29372 | 2432.51 | 0.5397
[6 empty] | 8 | 2001.73 | 2001.73 |  | 1999.37 | 25 | 57.76% | 10287.4782 | 58.74% |  |  |  | 3725 | 0.57477 | 6625 | 7521.41 |  | 0.24806 | 2432.51 | 39.98%
Overload capacity factor crossover point | [5 empty] | 9 | 0.13 | 0.13 |  | 1999.49 | 75 | 57.48% | 10288.0824 | 58.74% |  |  |  | 3800 | 0.56621 | 6625 | 1180.65 |  | 0.24806 | 4675.11 | 0.3998
| point | MW | CF | GWh | Hours | 10 | 1999.85 | 1999.85 |  | 1999.58 | 100 | 56.62% | 10288.5288 | 58.74% |  |  |  | 3900 | 0.55479 | 6725 | 1180.65 |  | 0.24692 | 4675.11 | 35.98%
Before | 14 | 1.75 | 0.39274 | 6.0207 |  | 11 | 1999.37 | 1999.37 |  | 1999.85 | 1262 | 55.48% | 10289.841 | 58.74% |  |  |  | 5162 | 0.41073 | 6725 | 0.03 |  | 0.24692 | 6329.36 | 0.35984
After | 15 | 320.92 | 0.32832 |  | 2873 | 12 | 0.06 | 0.06 |  | 1999.95 | 200 | 41.07% | 10290.2008 | 58.74% |  |  |  | 5362 | 0.3879 | 7125 | 0.03 |  | 0.14018 | 6329.36 | 32.5%
Hadley/Ruthven Criteria 2 |  | 6.4577 | 34.55% |  |  | 13 | 0.03 | 0.03 |  | 2000.09 | 25 | 38.79% | 10290.6765 | 58.73% |  |  |  | 5387 | 0.38505 | 7125 | 0.03 |  | 0.14018 | 7521.41 | 0.32503
[6 empty] | 14 | 58.26 | 58.26 |  | 2001.73 | 500 | 38.5% | 10296.2083 | 58.72% |  |  |  | 5887 | 0.32797 | 7825 | 0.03 |  | 0.13733 | 7521.41 | 30.74%
Overload Capacity factor crossover point with sliding scale | [5 empty] | 15 | 8301.73 | 8301.73 |  | 2320.89 | 300 | 32.8% | 11213.1549 | 55.15% |  |  |  | 6187 | 0.29372 | 7825 | 6329.36 |  | 0.13733 | 8301.73 | 0.30739
BAU Avg Shadow price | 6.5113 |  | Target Cap Factor |  | 0% | 16 | 7521.41 | 7521.41 |  | 2432.51 | 400 | 29.37% | 11500.3532 | 53.97% |  |  |  | 6587 | 0.24806 | 8760 | 6329.36 |  | 0 | 8301.73 | 0
| point | MW | CF | GWh | Hours | 17 | 1180.65 | 1180.65 |  | 4675.11 | 10 | 24.81% | 16373.523 | 39.98% |  |  |  | 6597 | 0.24692
Before | 20 | 6301.76 | 0.21854 | 12064.0785 |  | 18 | 0.03 | 0.03001 |  | 6329.36 | 935 | 24.69% | 19951.6657 | 35.98% |  |  |  | 7532 | 0.14018
After | 21 | 0 | 0 |  | 0 | 19 | 0.03 | 0.03002 |  | 7521.41 | 25 | 14.02% | 21415.5031 | 32.5% |  |  |  | 7557 | 0.13733
Pradip Chattopadhyay |  | #DIV/0! |  |  |  | 20 | 6329.36 | 6329.36 |  | 8301.73 | 1203 | 13.73% | 22354.2281 | 30.74% |  |  |  | 8760 | 0
[12 empty] | Wgtd avg MW | 2551.8525
[12 empty] | Ratio to Base Cap | 1.2759
[12 empty] | (Johnson) OL Line to give Avg CF = 75% | 1402.47
Year | 2030 | [9 empty] | Flow Duration Curve Calculation
|  |  | Baseload | Overload | BAU Shadow | OL75 Shadow |  |  |  | Overload |  | % year at | GWh if Line at this Capacity | [6 empty] | For Block Graph |  |  | For LDC Graph
Blocks | Hours | Cum hours | Flow | Capacity | Price | Price |  | Capacity+ |  | MW in Order of Size |  | MW or higher |  | Capacity factor |  |  |  | Cum Hours | Frac Year |  | 2030 |  |  | 2030 | Cap Factor
1 | 10 | 10 | 1164.26 | 12110.71 | 0 | 0 |  | 12110.71 | min Cap | 0.01 | 800 | 100% | 0.0876 | 1 |  |  |  | 800 | 0.90868 | 0 | 13274.97 |  | 1 | 0.02 | 100%
2 | 25 | 35 | 924.4 | 783.87 | 0 | 0 |  | 783.87 |  | 0.13 | 500 | 90.87% | 1.0428 | 0.9157 |  |  |  | 1300 | 0.8516 | 10 | 13274.97 |  | 0.90868 | 0.02 | 91.57%
3 | 75 | 110 | 832.37 | 273.24 | 0 | 0 |  | 273.24 |  | 37.74 | 200 | 85.16% | 281.6134 | 0.85182 |  |  |  | 1500 | 0.82877 | 10 | 1708.27 |  | 0.90868 | 0.26 | 0.9157
4 | 100 | 210 | 1527.02 | 401.66 | 0 | 0 |  | 401.66 |  | 273.24 | 75 | 82.88% | 1991.3434 | 0.83195 |  |  |  | 1575 | 0.82021 | 35 | 1708.27 |  | 0.8516 | 0.26 | 85.18%
5 | 200 | 410 | 1865.64 | 2037.96 | 0 | 0 |  | 2037.96 |  | 384.49 | 300 | 82.02% | 2790.6746 | 0.82855 |  |  |  | 1875 | 0.78596 | 35 | 1105.61 |  | 0.8516 | 76.8 | 0.85182
6 | 300 | 710 | 1879.46 | 384.49 | 0 | 0 |  | 384.49 |  | 401.66 | 100 | 78.6% | 2908.8901 | 0.82673 |  |  |  | 1975 | 0.77454 | 110 | 1105.61 |  | 0.82877 | 76.8 | 83.04%
7 | 400 | 1110 | 1924.43 | 866.51 | 0 | 0 |  | 866.51 |  | 783.87 | 25 | 77.45% | 5502.1849 | 0.80129 |  |  |  | 2000 | 0.77169 | 110 | 1928.68 |  | 0.82877 | 1105.61 | 0.83037
8 | 500 | 1610 | 0.13 | 0.13 | 0 | 0 |  | 0.13 |  | 852.39 | 600 | 77.17% | 5965.3801 | 0.79891 |  |  |  | 2600 | 0.7032 | 210 | 1928.68 |  | 0.82021 | 1105.61 | 82.68%
9 | 800 | 2410 | 0.01 | 0.01 | 0 | 0 |  | 0.01 |  | 866.51 | 400 | 70.32% | 6052.3593 | 0.79735 |  |  |  | 3000 | 0.65753 | 210 | 3903.6 |  | 0.82021 | 1708.27 | 0.82678
10 | 1262 | 3672 | 1976.29 | 4012.96 | 0 | 0 |  | 4012.96 |  | 1381.27 | 25 | 65.75% | 9017.3769 | 0.74524 |  |  |  | 3025 | 0.65468 | 410 | 3903.6 |  | 0.81735 | 1708.27 | 82.57%
11 | 25 | 3697 | 1127.61 | 1381.27 | 0 | 0 |  | 1381.27 |  | 1612.34 | 400 | 65.47% | 10342.5634 | 0.73226 |  |  |  | 3425 | 0.60902 | 410 | 2263.95 |  | 0.81735 | 1928.68 | 0.82571
12 | 200 | 3897 | 39.06 | 37.74 | 0 | 0 |  | 37.74 |  | 2037.96 | 200 | 60.9% | 12613.2461 | 0.70652 |  |  |  | 3625 | 0.58619 | 710 | 2263.95 |  | 0.80594 | 1928.68 | 82.28%
13 | 600 | 4497 | 1944.65 | 852.39 | 0 | 0 |  | 852.39 |  | 2533.5 | 100 | 58.62% | 15157.844 | 0.68299 |  |  |  | 3725 | 0.57477 | 710 | 2790.94 |  | 0.80594 | 2263.95 | 0.82278
14 | 900 | 5397 | 1969.15 | 8756.88 | 0 | 0 |  | 8756.88 |  | 3756.19 | 700 | 57.48% | 21314.0881 | 0.64776 |  |  |  | 4425 | 0.49486 | 1110 | 2790.94 |  | 0.77169 | 2263.95 | 81.78%
15 | 1203 | 6600 | 1976.09 | 8684.14 | 0 | 0 |  | 8684.14 |  | 3853.19 | 25 | 49.49% | 21734.5831 | 0.64391 |  |  |  | 4450 | 0.49201 | 1110 | 0.26 |  | 0.77169 | 2508.88 | 0.81779
16 | 25 | 6625 | 1337.68 | 3853.19 | 0 | 0 |  | 3853.19 |  | 4012.96 | 1262 | 49.2% | 22423.1919 | 0.63786 |  |  |  | 5712 | 0.34795 | 1610 | 0.26 |  | 0.76884 | 2508.88 | 81.28%
17 | 100 | 6725 | 1762.8 | 2533.5 | 0 | 0 |  | 2533.5 |  | 6473.92 | 935 | 34.79% | 29924.1979 | 0.52766 |  |  |  | 6647 | 0.24121 | 1610 | 0.02 |  | 0.76884 | 2790.94 | 0.81284
18 | 400 | 7125 | 1928.21 | 1612.34 | 0 | 0 |  | 1612.34 |  | 8684.14 | 1203 | 24.12% | 34594.3928 | 0.45475 |  |  |  | 7850 | 0.10388 | 2410 | 0.02 |  | 0.72317 | 2790.94 | 81.26%
19 | 700 | 7825 | 1960.41 | 3756.19 | 0 | 0 |  | 3756.19 |  | 8756.88 | 900 | 10.39% | 34660.5862 | 0.45184 |  |  |  | 8750 | 0.0011416 | 2410 | 5989.25 |  | 0.72317 | 2797.04 | 0.81265
20 | 935 | 8760 | 1969.91 | 6473.92 | 0 | 0 |  | 6473.92 | max cap | 12110.71 | 10 | 0.1142% | 34694.1245 | 0.32703 |  |  |  | 8760 | 0 | 3672 | 5989.25 |  | 0.65468 | 2797.04 | 77.95%
[12 empty] | Wgtd avg MW | 3960.5165 | [6 empty] | 3672 | 2508.88 |  | 0.65468 | 3540.55 | 0.77947
|  | Base Capacity |  | 2000 | [15 empty] | 3697 | 2508.88 |  | 0.60902 | 3540.55 | 76.36%
[7 empty] | Total | Total |  |  |  | % year at | GWh with | Capacity | [5 empty] | 3697 | 76.8 |  | 0.60902 | 3903.6 | 0.76362
Total capacity factor crossover point | [5 empty] | Blocks | Flow | Capacity+ |  | Total MW in Order | hours in block | MW or higher | Increasing MW | factor |  |  |  | Cum Hours | Frac Year | 3897 | 76.8 |  | 0.58619 | 3903.6 | 74.74%
| point | MW | CF | GWh | Hours | 1 | 13274.97 | 13274.97 |  | 0.02 | 800 | 100% | 0.1752 | 100% |  |  |  | 800 | 0.90868 | 3897 | 2797.04 |  | 0.58619 | 4296.3 | 0.7474
Before | 1 | 0.02 | 1 | 0.1752 |  | 2 | 1708.27 | 1708.27 |  | 0.26 | 500 | 90.87% | 2.0856 | 91.57% |  |  |  | 1300 | 0.8516 | 4497 | 2797.04 |  | 0.57477 | 4296.3 | 71.77%
After | 2 | 0.26 | 0.9157 |  | 7960 | 3 | 1105.61 | 1105.61 |  | 76.8 | 200 | 85.16% | 573.074 | 85.18% |  |  |  | 1500 | 0.82877 | 4497 | 10726.03 |  | 0.57477 | 5190.87 | 0.71765
Target Total Capacity |  | 0.02 | 100% |  |  | 4 | 1928.68 | 1928.68 |  | 1105.61 | 75 | 82.88% | 8042.2346 | 83.04% |  |  |  | 1575 | 0.82021 | 5397 | 10726.03 |  | 0.57192 | 5190.87 | 70.42%
Less Baseload Capacity |  | 2000 |  |  |  | 5 | 3903.6 | 3903.6 |  | 1708.27 | 25 | 82.02% | 12372.3467 | 82.68% |  |  |  | 1600 | 0.81735 | 5397 | 10660.23 |  | 0.57192 | 5716.6 | 0.70425
Ruthven Criteria 1 |  | 0 |  |  |  | 6 | 2263.95 | 2263.95 |  | 1928.68 | 100 | 81.74% | 13950.4823 | 82.57% |  |  |  | 1700 | 0.80594 | 6600 | 10660.23 |  | 0.49201 | 5716.6 | 69.46%
[6 empty] | 7 | 2790.94 | 2790.94 |  | 2263.95 | 300 | 80.59% | 16317.4885 | 82.28% |  |  |  | 2000 | 0.77169 | 6600 | 5190.87 |  | 0.49201 | 5989.25 | 0.69459
[6 empty] | 8 | 0.26 | 0.26 |  | 2508.88 | 25 | 77.17% | 17973.2153 | 81.78% |  |  |  | 2025 | 0.76884 | 6625 | 5190.87 |  | 0.34795 | 5989.25 | 59.38%
Overload capacity factor crossover point | [5 empty] | 9 | 0.02 | 0.02 |  | 2790.94 | 400 | 76.88% | 19872.8894 | 81.28% |  |  |  | 2425 | 0.72317 | 6625 | 4296.3 |  | 0.34795 | 8443.83 | 0.59382
| point | MW | CF | GWh | Hours | 10 | 5989.25 | 5989.25 |  | 2797.04 | 600 | 72.32% | 19911.5329 | 81.26% |  |  |  | 3025 | 0.65468 | 6725 | 4296.3 |  | 0.24121 | 8443.83 | 52.05%
Before | 19 | 8756.88 | 0.45184 | 34660.5862 |  | 11 | 2508.88 | 2508.88 |  | 3540.55 | 400 | 65.47% | 24175.5628 | 77.95% |  |  |  | 3425 | 0.60902 | 6725 | 3540.55 |  | 0.24121 | 10660.23 | 0.52051
After | 20 | 12110.71 | 0.32703 |  | 10 | 12 | 76.8 | 76.8 |  | 3903.6 | 200 | 60.9% | 26112.4345 | 76.36% |  |  |  | 3625 | 0.58619 | 7125 | 3540.55 |  | 0.10388 | 10660.23 | 51.8%
Hadley/Ruthven Criteria 2 |  | 11460.2909 | 34.55% |  |  | 13 | 2797.04 | 2797.04 |  | 4296.3 | 100 | 58.62% | 28128.949 | 74.74% |  |  |  | 3725 | 0.57477 | 7125 | 5716.6 |  | 0.10388 | 10726.03 | 0.51795
[6 empty] | 14 | 10726.03 | 10726.03 |  | 5190.87 | 25 | 57.48% | 32633.1089 | 71.77% |  |  |  | 3750 | 0.57192 | 7825 | 5716.6 |  | 0.0011416 | 10726.03 | 41.87%
Overload Capacity factor crossover point with sliding scale | [5 empty] | 15 | 10660.23 | 10660.23 |  | 5716.6 | 700 | 57.19% | 35267.0163 | 70.42% |  |  |  | 4450 | 0.49201 | 7825 | 8443.83 |  | 0.0011416 | 13274.97 | 0.41872
BAU Avg Shadow price | 0 |  | Target Cap Factor |  | 100% | 16 | 5190.87 | 5190.87 |  | 5989.25 | 1262 | 49.2% | 36442.1378 | 69.46% |  |  |  | 5712 | 0.34795 | 8760 | 8443.83 |  | 0 | 13274.97 | 0
| point | MW | CF | GWh | Hours | 17 | 4296.3 | 4296.3 |  | 8443.83 | 935 | 34.79% | 43923.6976 | 59.38% |  |  |  | 6647 | 0.24121
Before | 1 | 0.01 | 1 | 0.0876 |  | 18 | 3540.55 | 3540.55 |  | 10660.23 | 1203 | 24.12% | 48606.9508 | 52.05% |  |  |  | 7850 | 0.10388
After | 2 | 0.13 | 0.9157 |  | 7960 | 19 | 5716.6 | 5716.6 |  | 10726.03 | 900 | 10.39% | 48666.8288 | 51.8% |  |  |  | 8750 | 0.0011416
Pradip Chattopadhyay |  | 0.01 |  |  |  | 20 | 8443.83 | 8443.83 |  | 13274.97 | 10 | 0.1142% | 48692.3182 | 41.87% |  |  |  | 8760 | 0
[12 empty] | Wgtd avg MW | 5558.4838
[12 empty] | Ratio to Base Cap | 2.7792
[12 empty] | (Johnson) OL Line to give Avg CF = 75% | 5411.3117
Year | 2035 | [9 empty] | Flow Duration Curve Calculation
|  |  | Baseload | Overload | BAU Shadow | OL75 Shadow |  |  |  | Overload |  | % year at | GWh if Line at this Capacity | [6 empty] | For Block Graph |  |  | For LDC Graph
Blocks | Hours | Cum hours | Flow | Capacity | Price | Price |  | Capacity+ |  | MW in Order of Size |  | MW or higher |  | Capacity factor |  |  |  | Cum Hours | Frac Year |  | 2035 |  |  | 2035 | Cap fact
1 | 10 | 10 | 1106.61 | 8703.09 | 0 | 0.01187 |  | 8703.09 | min Cap | 0.01 | 500 | 100% | 0.0876 | 1 |  |  |  | 500 | 0.94292 | 0 | 9809.7 |  | 1 | 0.02 | 100%
2 | 25 | 35 | 1113.71 | 1762.18 | 0 | 0 |  | 1762.18 |  | 0.01001 | 800 | 94.29% | 0.087683 | 0.99994 |  |  |  | 1300 | 0.8516 | 10 | 9809.7 |  | 0.94292 | 0.02 | 100%
3 | 75 | 110 | 135.17 | 101.82 | 0 | 0 |  | 101.82 |  | 0.02 | 300 | 85.16% | 0.16221 | 0.92584 |  |  |  | 1600 | 0.81735 | 10 | 2875.89 |  | 0.94292 | 0.02001 | 0.99997
4 | 100 | 210 | 0.49 | 0.51 | 0 | 0 |  | 0.51 |  | 0.02001 | 400 | 81.74% | 0.16228 | 0.92579 |  |  |  | 2000 | 0.77169 | 35 | 2875.89 |  | 0.8516 | 0.02001 | 95.06%
5 | 200 | 410 | 47.76 | 41.98 | 0 | 0 |  | 41.98 |  | 0.1 | 200 | 77.17% | 0.70301 | 0.80253 |  |  |  | 2200 | 0.74886 | 35 | 236.99 |  | 0.8516 | 0.03 | 0.95056
6 | 300 | 710 | 0.02 | 0.02 | 0 | 0 |  | 0.02 |  | 0.10001 | 600 | 74.89% | 0.70308 | 0.80252 |  |  |  | 2800 | 0.68037 | 110 | 236.99 |  | 0.80594 | 0.03 | 91.44%
7 | 400 | 1110 | 0.01 | 0.02 | 0 | 0 |  | 0.02001 |  | 0.45 | 25 | 68.04% | 2.789 | 0.70751 |  |  |  | 2825 | 0.67751 | 110 | 1 |  | 0.80594 | 0.04 | 0.91441
8 | 500 | 1610 | 0.01 | 0.01 | 0 | 0 |  | 0.01 |  | 0.5 | 935 | 67.75% | 3.0858 | 0.70451 |  |  |  | 3760 | 0.57078 | 210 | 1 |  | 0.77169 | 0.04 | 80.17%
9 | 800 | 2410 | 0.01 | 0.01 | 0 | 0 |  | 0.01001 |  | 0.51 | 100 | 57.08% | 3.1358 | 0.70189 |  |  |  | 3860 | 0.55936 | 210 | 89.74 |  | 0.77169 | 0.19 | 0.80174
10 | 1262 | 3672 | 1160.6 | 34.28 | 0 | 0 |  | 34.28 |  | 34.28 | 1262 | 55.94% | 168.6088 | 0.56148 |  |  |  | 5122 | 0.4153 | 410 | 89.74 |  | 0.74886 | 0.19 | 80.17%
11 | 25 | 3697 | 0.4 | 0.45 | 0 | 0 |  | 0.45 |  | 41.98 | 200 | 41.53% | 196.6214 | 0.53467 |  |  |  | 5322 | 0.39247 | 410 | 0.04 |  | 0.74886 | 0.19001 | 0.80173
12 | 200 | 3897 | 0.09 | 0.1 | 0 | 0 |  | 0.1 |  | 61.08 | 700 | 39.25% | 262.2872 | 0.4902 |  |  |  | 6022 | 0.31256 | 710 | 0.04 |  | 0.68037 | 0.19001 | 70.75%
13 | 600 | 4497 | 0.09 | 0.1 | 0 | 0 |  | 0.10001 |  | 101.82 | 75 | 31.26% | 373.8333 | 0.41912 |  |  |  | 6097 | 0.304 | 710 | 0.03 |  | 0.68037 | 0.85 | 0.7075
14 | 900 | 5397 | 1961.17 | 5789.93 | 0 | 0 |  | 5789.93 |  | 111.47 | 400 | 30.4% | 399.5312 | 0.40916 |  |  |  | 6497 | 0.25833 | 1110 | 0.03 |  | 0.67751 | 0.85 | 70.58%
15 | 1203 | 6600 | 1968.38 | 2415.81 | 0 | 0 |  | 2415.81 |  | 786.04 | 100 | 25.83% | 1926.0831 | 0.27972 |  |  |  | 6597 | 0.24692 | 1110 | 0.02 |  | 0.67751 | 0.9 | 0.70583
16 | 25 | 6625 | 1244.71 | 3520.24 | 0 | 0 |  | 3520.24 |  | 1762.18 | 25 | 24.69% | 4037.474 | 0.26155 |  |  |  | 6622 | 0.24406 | 1610 | 0.02 |  | 0.57078 | 0.9 | 69.23%
17 | 100 | 6725 | 1558.63 | 786.04 | 0 | 0 |  | 786.04 |  | 2415.81 | 1203 | 24.41% | 5434.9349 | 0.25682 |  |  |  | 7825 | 0.10674 | 1610 | 0.02 |  | 0.57078 | 1 | 0.69232
18 | 400 | 7125 | 588.9 | 111.47 | 0 | 0 |  | 111.47 |  | 3520.24 | 25 | 10.67% | 6467.577 | 0.20973 |  |  |  | 7850 | 0.10388 | 2410 | 0.02 |  | 0.55936 | 1 | 56.08%
19 | 700 | 7825 | 1600.36 | 61.08 | 0 | 0 |  | 61.08 |  | 5789.93 | 900 | 10.39% | 8532.9949 | 0.16824 |  |  |  | 8750 | 0.0011416 | 2410 | 1194.88 |  | 0.55936 | 89.74 | 0.56084
20 | 935 | 8760 | 0.4 | 0.5 | 0 | 0 |  | 0.5 | max cap | 8703.09 | 10 | 0.1142% | 8562.1265 | 0.11231 |  |  |  | 8760 | 0 | 3672 | 1194.88 |  | 0.53653 | 89.74 | 54.57%
[12 empty] | Wgtd avg MW | 977.4117 | [6 empty] | 3672 | 0.85 |  | 0.53653 | 236.99 | 0.54574
[20 empty] | 3697 | 0.85 |  | 0.52797 | 236.99 | 53.4%
[7 empty] | Total | Total |  | Total MW |  | % year at | GWh with | Capacity | [5 empty] | 3697 | 0.19 |  | 0.52797 | 700.37 | 0.53398
Total capacity factor crossover point | [5 empty] | Blocks | Flow | Capacity+ |  | in Order | hours in block | MW or higher | Increasing MW | factor |  |  |  | Cum Hours | Frac Year | 3897 | 0.19 |  | 0.48231 | 700.37 | 51.26%
| point | MW | CF | GWh | Hours | 1 | 9809.7 | 9809.7 |  | 0.02 | 500 | 100% | 0.1752 | 100% |  |  |  | 500 | 0.94292 | 3897 | 0.19 |  | 0.48231 | 1194.88 | 0.51259
Before | 1 | 0.02 | 1 | 0.1752 |  | 2 | 2875.89 | 2875.89 |  | 0.02001 | 800 | 94.29% | 0.17528 | 100% |  |  |  | 1300 | 0.8516 | 4497 | 0.19 |  | 0.33824 | 1194.88 | 46.36%
After | 2 | 0.02001 | 0.99997 |  | 8260 | 3 | 236.99 | 236.99 |  | 0.03 | 400 | 85.16% | 0.24981 | 95.06% |  |  |  | 1700 | 0.80594 | 4497 | 7751.1 |  | 0.33824 | 1661.44 | 0.46363
Target Total Capacity |  | 0.02 | 100% |  |  | 4 | 1 | 1 |  | 0.04 | 300 | 80.59% | 0.32041 | 91.44% |  |  |  | 2000 | 0.77169 | 5397 | 7751.1 |  | 0.25833 | 1661.44 | 40.38%
Less Baseload Capacity |  | 2000 |  |  |  | 5 | 89.74 | 89.74 |  | 0.19 | 200 | 77.17% | 1.3344 | 80.17% |  |  |  | 2200 | 0.74886 | 5397 | 4384.19 |  | 0.25833 | 2344.67 | 0.40381
Ruthven Criteria 1 |  | 0 |  |  |  | 6 | 0.04 | 0.04 |  | 0.19001 | 600 | 74.89% | 1.3345 | 80.17% |  |  |  | 2800 | 0.68037 | 6600 | 4384.19 |  | 0.24692 | 2344.67 | 37.48%
[6 empty] | 7 | 0.03 | 0.03 |  | 0.85 | 25 | 68.04% | 5.268 | 70.75% |  |  |  | 2825 | 0.67751 | 6600 | 4764.95 |  | 0.24692 | 2875.89 | 0.37483
[6 empty] | 8 | 0.02 | 0.02 |  | 0.9 | 935 | 67.75% | 5.5648 | 70.58% |  |  |  | 3760 | 0.57078 | 6625 | 4764.95 |  | 0.24406 | 2875.89 | 32.98%
Overload capacity factor crossover point | [5 empty] | 9 | 0.02 | 0.02001 |  | 1 | 100 | 57.08% | 6.0648 | 69.23% |  |  |  | 3860 | 0.55936 | 6625 | 2344.67 |  | 0.24406 | 4384.19 | 0.32984
| point | MW | CF | GWh | Hours | 10 | 1194.88 | 1194.88 |  | 89.74 | 200 | 55.94% | 440.8908 | 56.08% |  |  |  | 4060 | 0.53653 | 6725 | 2344.67 |  | 0.10674 | 4384.19 | 31.2%
Before | 14 | 111.47 | 0.40916 | 399.5312 |  | 11 | 0.85 | 0.85 |  | 236.99 | 75 | 53.65% | 1132.9658 | 54.57% |  |  |  | 4135 | 0.52797 | 6725 | 700.37 |  | 0.10674 | 4764.95 | 0.31201
After | 15 | 786.04 | 0.27972 |  | 2263 | 12 | 0.19 | 0.19 |  | 700.37 | 400 | 52.8% | 3276.0983 | 53.4% |  |  |  | 4535 | 0.48231 | 7125 | 700.37 |  | 0.10388 | 4764.95 | 23.18%
Hadley/Ruthven Criteria 2 |  | 192.8269 | 34.55% |  |  | 13 | 0.19 | 0.19001 |  | 1194.88 | 1262 | 48.23% | 5365.403 | 51.26% |  |  |  | 5797 | 0.33824 | 7125 | 1661.44 |  | 0.10388 | 7751.1 | 0.23183
[6 empty] | 14 | 7751.1 | 7751.1 |  | 1661.44 | 700 | 33.82% | 6747.8203 | 46.36% |  |  |  | 6497 | 0.25833 | 7825 | 1661.44 |  | 0.0011416 | 7751.1 | 18.34%
Overload Capacity factor crossover point with sliding scale | [5 empty] | 15 | 4384.19 | 4384.19 |  | 2344.67 | 100 | 25.83% | 8293.9698 | 40.38% |  |  |  | 6597 | 0.24692 | 7825 | 0.9 |  | 0.0011416 | 9809.7 | 0.18342
BAU Avg Shadow price | 0 |  | Target Cap Factor |  | 100% | 16 | 4764.95 | 4764.95 |  | 2875.89 | 25 | 24.69% | 9442.9986 | 37.48% |  |  |  | 6622 | 0.24406 | 8760 | 0.9 |  | 0 | 9809.7 | 0
| point | MW | CF | GWh | Hours | 17 | 2344.67 | 2344.67 |  | 4384.19 | 1203 | 24.41% | 12667.744 | 32.98% |  |  |  | 7825 | 0.10674
Before | 1 | 0.01 | 1 | 0.0876 |  | 18 | 700.37 | 700.37 |  | 4764.95 | 25 | 10.67% | 13023.7546 | 31.2% |  |  |  | 7850 | 0.10388
After | 2 | 0.01001 | 0.99994 |  | 8260 | 19 | 1661.44 | 1661.44 |  | 7751.1 | 900 | 10.39% | 15741.1511 | 23.18% |  |  |  | 8750 | 0.0011416
Pradip Chattopadhyay |  | 0.01 |  |  |  | 20 | 0.9 | 0.9 |  | 9809.7 | 10 | 0.1142% | 15761.7371 | 18.34% |  |  |  | 8760 | 0
[12 empty] | Wgtd avg MW | 1799.2851
[12 empty] | Ratio to Base Cap | 0.89964
[12 empty] | (Johnson) OL Line to give Avg CF = 75% | 0
Year | All Years | [8 empty] | Flow Duration Curve Calculation
|  |  | Baseload | Overload | Total | BAU Shadow | OL75 Shadow | Total | Total | Hours |  | % year at | GWh with | Capacity |  | Overload | Overload MW | Hours |  | GWh in | Capacity |  | For Flow Duration Graph
Blocks | Hours | Cum hours | Flow | Capacity | Capacity | Price | Price | Capacity+ | MW in Order of Size | in Block | Cum Hours | MW or higher | Increasing MW | Factor |  | Capacity+ | by Size | in block | Cum Hours | Increasing MW | Factor |  | Frac Year |  | All Years
1 | 10 | 10 | 1999.2 | 166.71 | 2165.91 | 0 | 3.5017 | 2165.91 | 0 | 1262 | 1262 | 100% | 0 | 100% |  | 166.71 | 0 | 800 | 800 | 0 | 100% |  | 0.96398 | 1 | 0 | 0
2 | 25 | 35 | 1997.07 | 0.37 | 1997.44 | 0 | 0.29675 | 1997.44 | 0.01 | 800 | 2062 | 96.4% | 0.33778 | 96.4% |  | 0.37 | 1e-05 | 1262 | 2062 | 0.0003424 | 97.72% |  | 0.94115 | 0.96398 | 0 | 0
3 | 75 | 110 | 1999.25 | 0.13 | 1999.38 | 0 | 0.41545 | 1999.38 | 0.01001 | 900 | 2962 | 94.12% | 0.33811 | 96.4% |  | 0.13 | 2e-05 | 900 | 2962 | 0.00067218 | 95.92% |  | 0.91547 | 0.96398 | 0.01 | 0
4 | 100 | 210 | 1999.9 | 1116.32 | 3116.22 | 0 | 3.5135 | 3116.22 | 0.01002 | 1203 | 4165 | 91.55% | 0.33843 | 96.39% |  | 1116.32 | 3e-05 | 1203 | 4165 | 0.00099296 | 94.46% |  | 0.88114 | 0.94115 | 0.01 | 0
5 | 200 | 410 | 1999.95 | 393.57 | 2393.52 | 2.2553 | 3.5135 | 2393.52 | 0.01003 | 700 | 4865 | 88.11% | 0.33874 | 96.38% |  | 393.57 | 4e-05 | 700 | 4865 | 0.0013017 | 92.87% |  | 0.86116 | 0.94115 | 0.01001 | 451.06 | 200
6 | 300 | 710 | 1999.96 | 315.59 | 2315.55 | 4.843 | 3.5135 | 2315.55 | 0.02 | 600 | 5465 | 86.12% | 0.63958 | 91.26% |  | 315.59 | 0.01 | 600 | 5465 | 0.30184 | 86.14% |  | 0.84404 | 0.91547 | 0.01001 | 1452.888 | 300
7 | 400 | 1110 | 1999.89 | 0.03 | 1999.92 | 5.0804 | 0.74781 | 1999.92 | 0.02001 | 400 | 5865 | 84.4% | 0.63988 | 91.26% |  | 0.03 | 0.01001 | 400 | 5865 | 0.30214 | 86.14% |  | 0.83262 | 0.91547 | 0.01002 | 2032.144 | 400
8 | 500 | 1610 | 1569.44 | 0.02 | 1569.46 | 0 | 0 | 1569.46 | 0.02002 | 800 | 6665 | 83.26% | 0.64017 | 91.26% |  | 0.02 | 0.01002 | 935 | 6800 | 0.30243 | 86.14% |  | 0.80979 | 0.88114 | 0.01002 | 0
9 | 800 | 2410 | 0.01 | 0 | 0.01 | 0 | 0 | 0.01 | 0.02003 | 500 | 7165 | 80.98% | 0.64046 | 91.25% |  | 0 | 0.01003 | 800 | 7600 | 0.30271 | 86.13% |  | 0.79552 | 0.88114 | 0.01003 | 0
10 | 1262 | 3672 | 0 | 0 | 0 | 0 | 0 | 0 | 0.02004 | 800 | 7965 | 79.55% | 0.64073 | 91.25% |  | 1e-05 | 0.01004 | 1262 | 8862 | 0.30299 | 86.12% |  | 0.77269 | 0.86116 | 0.01003 | 0
11 | 25 | 3697 | 1999.67 | 4151.26 | 6150.93 | 7.6562 | 3.5135 | 6150.93 | 0.03 | 600 | 8565 | 77.27% | 0.9104 | 86.61% |  | 4151.26 | 0.01005 | 600 | 9462 | 0.30325 | 86.11% |  | 0.75557 | 0.86116 | 0.02 | 191.4038 | 25
12 | 200 | 3897 | 0.02 | 0.02 | 0.04 | 0 | 0 | 0.04 | 0.03001 | 400 | 8965 | 75.56% | 0.91067 | 86.6% |  | 0.02001 | 0.01006 | 900 | 10362 | 0.30351 | 86.1% |  | 0.74415 | 0.84404 | 0.02 | 0
13 | 600 | 4497 | 0.01 | 0.01 | 0.02 | 0 | 0 | 0.02 | 0.03002 | 700 | 9665 | 74.41% | 0.91093 | 86.6% |  | 0.01 | 0.01007 | 400 | 10762 | 0.30375 | 86.09% |  | 0.72417 | 0.84404 | 0.02001 | 0
14 | 900 | 5397 | 0.01 | 0 | 0.01 | 0 | 0 | 0.01001 | 0.03003 | 400 | 10065 | 72.42% | 0.91118 | 86.59% |  | 2e-05 | 0.01008 | 700 | 11462 | 0.304 | 86.07% |  | 0.71276 | 0.83262 | 0.02001 | 0
15 | 1203 | 6600 | 0.01 | 0 | 0.01 | 0 | 0 | 0.01002 | 0.04 | 200 | 10265 | 71.28% | 1.1602 | 82.78% |  | 3e-05 | 0.01009 | 800 | 12262 | 0.30423 | 86.05% |  | 0.70705 | 0.83262 | 0.02002 | 0
16 | 25 | 6625 | 1999.68 | 1756.56 | 3756.24 | 12.9264 | 3.5135 | 3756.24 | 0.04001 | 300 | 10565 | 70.7% | 1.1604 | 82.77% |  | 1756.56 | 0.0101 | 500 | 12762 | 0.30446 | 86.03% |  | 0.69849 | 0.80979 | 0.02002 | 323.1608 | 25
17 | 100 | 6725 | 0.12 | 0.05 | 0.17 | 0 | 0 | 0.17 | 0.05 | 935 | 11500 | 69.85% | 1.4049 | 80.19% |  | 0.05 | 0.01011 | 800 | 13562 | 0.30468 | 86.01% |  | 0.6718 | 0.80979 | 0.02003 | 0
18 | 400 | 7125 | 0.01 | 0.01 | 0.02 | 0 | 0 | 0.02001 | 0.06 | 200 | 11700 | 67.18% | 1.6403 | 78.02% |  | 0.01001 | 0.02 | 500 | 14062 | 0.5171 | 73.79% |  | 0.6661 | 0.79552 | 0.02003 | 0
19 | 700 | 7825 | 0.01 | 0 | 0.01 | 0 | 0 | 0.01003 | 0.13 | 800 | 12500 | 66.61% | 3.2741 | 71.88% |  | 4e-05 | 0.02001 | 200 | 14262 | 0.51731 | 73.78% |  | 0.64326 | 0.79552 | 0.02004 | 0 |  | 2020
20 | 935 | 8760 | 0.04 | 0.01 | 0.05 | 0 | 0 | 0.05 | 0.17 | 100 | 12600 | 64.33% | 4.1757 | 70.1% |  | 0.01002 | 0.02002 | 200 | 14462 | 0.51752 | 73.77% |  | 0.64041 | 0.77269 | 0.02004 | 0 |  | 4.6849
21 | 10 | 8770 | 1999.3 | 2675.81 | 4675.11 | 0 | 4.8786 | 4675.11 | 0.19 | 200 | 12800 | 64.04% | 4.6245 | 69.46% |  | 2675.81 | 0.02003 | 300 | 14762 | 0.51772 | 73.77% |  | 0.6347 | 0.77269 | 0.03 | 0
22 | 25 | 8795 | 1999.42 | 0.67 | 2000.09 | 0 | 2.9082 | 2000.09 | 0.19001 | 600 | 13400 | 63.47% | 4.6248 | 69.46% |  | 0.67 | 0.02004 | 400 | 15162 | 0.51793 | 73.76% |  | 0.61758 | 0.75557 | 0.03 | 0
23 | 75 | 8870 | 1999.36 | 0.13 | 1999.49 | 0 | 0.7122 | 1999.49 | 0.26 | 500 | 13900 | 61.76% | 6.1393 | 67.39% |  | 0.13001 | 0.03 | 400 | 15562 | 0.71591 | 68.1% |  | 0.60331 | 0.75557 | 0.03001 | 0
24 | 100 | 8970 | 1999.49 | 0.09 | 1999.58 | 0 | 0.7122 | 1999.58 | 0.85 | 25 | 13925 | 60.33% | 18.6119 | 62.49% |  | 0.09 | 0.05 | 100 | 15662 | 1.1055 | 63.1% |  | 0.6026 | 0.74415 | 0.03001 | 0
25 | 200 | 9170 | 1999.89 | 0.06 | 1999.95 | 4.8192 | 1.7449 | 1999.95 | 0.9 | 935 | 14860 | 60.26% | 19.6677 | 62.37% |  | 0.06 | 0.06 | 200 | 15862 | 1.2993 | 61.8% |  | 0.57591 | 0.74415 | 0.03002 | 963.844 | 200
26 | 300 | 9470 | 1999.97 | 320.92 | 2320.89 | 5.3296 | 4.8786 | 2320.89 | 1 | 100 | 14960 | 57.59% | 21.6857 | 61.89% |  | 320.92 | 0.08 | 100 | 15962 | 1.6828 | 60.03% |  | 0.57306 | 0.72417 | 0.03002 | 1598.889 | 300
27 | 400 | 9870 | 1999.98 | 432.53 | 2432.51 | 8.8313 | 4.8786 | 2432.51 | 58.26 | 900 | 15860 | 57.31% | 1171.4665 | 57.38% |  | 432.53 | 0.09 | 100 | 16062 | 1.8736 | 59.41% |  | 0.54737 | 0.72417 | 0.03003 | 3532.512 | 400
28 | 500 | 10370 | 1999.98 | 1.75 | 2001.73 | 5.5077 | 3.7628 | 2001.73 | 76.8 | 200 | 16060 | 54.74% | 1527.0637 | 56.75% |  | 1.75 | 0.1 | 200 | 16262 | 2.0634 | 58.89% |  | 0.54167 | 0.71276 | 0.03003 | 2753.84 | 500
29 | 800 | 11170 | 0.12 | 0.01 | 0.13 | 0 | 0 | 0.13 | 89.74 | 200 | 16260 | 54.17% | 1772.6649 | 56.37% |  | 0.01003 | 0.10001 | 600 | 16862 | 2.0636 | 58.89% |  | 0.53596 | 0.71276 | 0.04 | 0
30 | 1262 | 12432 | 1999.84 | 0.01 | 1999.85 | 0 | 2.92 | 1999.85 | 236.99 | 75 | 16335 | 53.6% | 4538.0199 | 54.65% |  | 0.01004 | 0.13 | 75 | 16937 | 2.6087 | 57.27% |  | 0.53382 | 0.70705 | 0.04 | 0
31 | 25 | 12457 | 1998.9 | 0.47 | 1999.37 | 8.9975 | 1.009 | 1999.37 | 700.37 | 400 | 16735 | 53.38% | 13205.5428 | 53.81% |  | 0.47 | 0.13001 | 75 | 17012 | 2.6089 | 57.27% |  | 0.5224 | 0.70705 | 0.04001 | 224.9365 | 25
32 | 200 | 12657 | 0.04 | 0.02 | 0.06 | 0 | 0 | 0.06 | 1105.61 | 75 | 16810 | 52.24% | 20623.461 | 53.23% |  | 0.02002 | 0.13002 | 500 | 17512 | 2.6091 | 57.27% |  | 0.52026 | 0.69849 | 0.04001 | 0
33 | 600 | 13257 | 0.02 | 0.01 | 0.03 | 0 | 0 | 0.03 | 1180.65 | 100 | 16910 | 52.03% | 21991.4402 | 53.16% |  | 0.01005 | 0.37 | 25 | 17537 | 6.8154 | 52.57% |  | 0.51741 | 0.69849 | 0.05 | 0
34 | 900 | 14157 | 58.25 | 0.01 | 58.26 | 0 | 0 | 58.26 | 1194.88 | 1262 | 18172 | 51.74% | 22249.4301 | 53.14% |  | 0.01006 | 0.45 | 25 | 17562 | 8.2157 | 52.1% |  | 0.48139 | 0.6718 | 0.05 | 0
35 | 1203 | 15360 | 1999.97 | 6301.76 | 8301.73 | 0 | 4.8786 | 8301.73 | 1569.46 | 500 | 18672 | 48.14% | 28567.8455 | 51.95% |  | 6301.76 | 0.47 | 25 | 17587 | 8.5652 | 52.01% |  | 0.46712 | 0.6718 | 0.06 | 0
36 | 25 | 15385 | 1999.71 | 5521.7 | 7521.41 | 14.6951 | 4.8786 | 7521.41 | 1661.44 | 700 | 19372 | 46.71% | 30073.3742 | 51.66% |  | 5521.7 | 0.5 | 935 | 18522 | 9.0888 | 51.88% |  | 0.44715 | 0.6661 | 0.06 | 367.3765 | 25
37 | 100 | 15485 | 1180.57 | 0.08 | 1180.65 | 0 | 0 | 1180.65 | 1708.27 | 25 | 19397 | 44.71% | 30807.1066 | 51.47% |  | 0.08 | 0.51 | 100 | 18622 | 9.254 | 51.78% |  | 0.44643 | 0.6661 | 0.13 | 0
38 | 400 | 15885 | 0.02 | 0.01 | 0.03 | 0 | 0 | 0.03001 | 1928.68 | 100 | 19497 | 44.64% | 34254.9802 | 50.69% |  | 0.01007 | 0.67 | 25 | 18647 | 11.8809 | 50.61% |  | 0.44358 | 0.64326 | 0.13 | 0
39 | 700 | 16585 | 0.02 | 0.01 | 0.03 | 0 | 0 | 0.03002 | 1997.44 | 25 | 19522 | 44.36% | 35323.7169 | 50.47% |  | 0.01008 | 1.75 | 500 | 19147 | 29.5853 | 48.25% |  | 0.44287 | 0.64326 | 0.17 | 0 |  | 2025
40 | 935 | 17520 | 1999.97 | 4329.39 | 6329.36 | 0 | 4.8786 | 6329.36 | 1999.37 | 25 | 19547 | 44.29% | 35353.6667 | 50.46% |  | 4329.39 | 34.28 | 1262 | 20409 | 546.5846 | 45.5% |  | 0.44215 | 0.64041 | 0.17 | 0 |  | 6.5113
41 | 10 | 17530 | 1164.26 | 12110.71 | 13274.97 | 0 | 0 | 13274.97 | 1999.38 | 75 | 19622 | 44.22% | 35353.8216 | 50.46% |  | 12110.71 | 37.74 | 200 | 20609 | 597.2079 | 45.16% |  | 0.44001 | 0.64041 | 0.19 | 0
42 | 25 | 17555 | 924.4 | 783.87 | 1708.27 | 0 | 0 | 1708.27 | 1999.49 | 75 | 19697 | 44% | 35355.5176 | 50.46% |  | 783.87 | 41.98 | 200 | 20809 | 658.3953 | 44.76% |  | 0.43787 | 0.6347 | 0.19 | 0
43 | 75 | 17630 | 832.37 | 273.24 | 1105.61 | 0 | 0 | 1105.61 | 1999.58 | 100 | 19797 | 43.79% | 35356.8984 | 50.46% |  | 273.24 | 61.08 | 700 | 21509 | 930.2074 | 43.46% |  | 0.43502 | 0.6347 | 0.19001 | 0
44 | 100 | 17730 | 1527.02 | 401.66 | 1928.68 | 0 | 0 | 1928.68 | 1999.85 | 1262 | 21059 | 43.5% | 35361.0141 | 50.46% |  | 401.66 | 101.82 | 75 | 21584 | 1481.4604 | 41.52% |  | 0.399 | 0.61758 | 0.19001 | 0
45 | 200 | 17930 | 1865.64 | 2037.96 | 3903.6 | 0 | 0 | 3903.6 | 1999.92 | 400 | 21459 | 39.9% | 35361.9927 | 50.46% |  | 2037.96 | 111.47 | 400 | 21984 | 1611.3108 | 41.25% |  | 0.38759 | 0.61758 | 0.26 | 0
46 | 300 | 18230 | 1879.46 | 384.49 | 2263.95 | 0 | 0 | 2263.95 | 1999.95 | 200 | 21659 | 38.76% | 35362.4002 | 50.46% |  | 384.49 | 166.71 | 10 | 21994 | 2332.5242 | 39.93% |  | 0.38188 | 0.60331 | 0.26 | 0
47 | 400 | 18630 | 1924.43 | 866.51 | 2790.94 | 0 | 0 | 2790.94 | 2000.09 | 25 | 21684 | 38.19% | 35364.2735 | 50.46% |  | 866.51 | 273.24 | 75 | 22069 | 3722.3146 | 38.88% |  | 0.38116 | 0.60331 | 0.85 | 0
48 | 500 | 19130 | 0.13 | 0.13 | 0.26 | 0 | 0 | 0.26 | 2001.73 | 500 | 22184 | 38.12% | 35386.1773 | 50.45% |  | 0.13002 | 315.59 | 300 | 22369 | 4271.6364 | 38.63% |  | 0.36689 | 0.6026 | 0.85 | 0
49 | 800 | 19930 | 0.01 | 0.01 | 0.02 | 0 | 0 | 0.02002 | 2165.91 | 10 | 22194 | 36.69% | 37496.8754 | 49.41% |  | 0.01009 | 320.92 | 300 | 22669 | 4339.1729 | 38.59% |  | 0.36661 | 0.6026 | 0.9 | 0
50 | 1262 | 21192 | 1976.29 | 4012.96 | 5989.25 | 0 | 0 | 5989.25 | 2263.95 | 300 | 22494 | 36.66% | 38756.2973 | 48.86% |  | 4012.96 | 384.49 | 300 | 22969 | 5125.5973 | 38.04% |  | 0.35805 | 0.57591 | 0.9 | 0
51 | 25 | 21217 | 1127.61 | 1381.27 | 2508.88 | 0 | 0 | 2508.88 | 2315.55 | 300 | 22794 | 35.8% | 39403.6709 | 48.56% |  | 1381.27 | 393.57 | 200 | 23169 | 5235.202 | 37.96% |  | 0.34949 | 0.57591 | 1 | 0
52 | 200 | 21417 | 39.06 | 37.74 | 76.8 | 0 | 0 | 76.8 | 2320.89 | 300 | 23094 | 34.95% | 39469.0645 | 48.53% |  | 37.74 | 401.66 | 100 | 23269 | 5331.2384 | 37.88% |  | 0.34092 | 0.57306 | 1 | 0
53 | 600 | 22017 | 1944.65 | 852.39 | 2797.04 | 0 | 0 | 2797.04 | 2344.67 | 100 | 23194 | 34.09% | 39753.1404 | 48.39% |  | 852.39 | 432.53 | 400 | 23669 | 5694.6092 | 37.57% |  | 0.33807 | 0.57306 | 58.26 | 0
54 | 900 | 22917 | 1969.15 | 8756.88 | 10726.03 | 0 | 0 | 10726.03 | 2393.52 | 200 | 23394 | 33.81% | 40331.8175 | 48.09% |  | 8756.88 | 783.87 | 25 | 23694 | 9689.6963 | 35.28% |  | 0.33236 | 0.54737 | 58.26 | 0
55 | 1203 | 24120 | 1976.09 | 8684.14 | 10660.23 | 0 | 0 | 10660.23 | 2432.51 | 400 | 23794 | 33.24% | 40785.895 | 47.85% |  | 8684.14 | 786.04 | 100 | 23794 | 9714.3171 | 35.27% |  | 0.32095 | 0.54737 | 76.8 | 0
56 | 25 | 24145 | 1337.68 | 3853.19 | 5190.87 | 0 | 0 | 5190.87 | 2508.88 | 25 | 23819 | 32.09% | 41644.752 | 47.37% |  | 3853.19 | 852.39 | 600 | 24394 | 10460.4892 | 35.02% |  | 0.32023 | 0.54167 | 76.8 | 0
57 | 100 | 24245 | 1762.8 | 2533.5 | 4296.3 | 0 | 0 | 4296.3 | 2790.94 | 400 | 24219 | 32.02% | 44809.7473 | 45.82% |  | 2533.5 | 866.51 | 400 | 24794 | 10610.8108 | 34.95% |  | 0.30882 | 0.54167 | 89.74 | 0
58 | 400 | 24645 | 1928.21 | 1612.34 | 3540.55 | 0 | 0 | 3540.55 | 2797.04 | 600 | 24819 | 30.88% | 44875.7554 | 45.79% |  | 1612.34 | 1116.32 | 100 | 24894 | 13170.364 | 33.67% |  | 0.2917 | 0.53596 | 89.74 | 0
59 | 700 | 25345 | 1960.41 | 3756.19 | 5716.6 | 0 | 0 | 5716.6 | 2875.89 | 25 | 24844 | 29.17% | 45681.6812 | 45.33% |  | 3756.19 | 1381.27 | 25 | 24919 | 15858.5467 | 32.77% |  | 0.29098 | 0.53596 | 236.99 | 0 |  | 2030
60 | 935 | 26280 | 1969.91 | 6473.92 | 8443.83 | 0 | 0 | 8443.83 | 3116.22 | 100 | 24944 | 29.1% | 48132.0859 | 44.08% |  | 6473.92 | 1612.34 | 400 | 25319 | 18197.2062 | 32.21% |  | 0.28813 | 0.53382 | 236.99 | 0 |  | 0
61 | 10 | 26290 | 1106.61 | 8703.09 | 9809.7 | 0 | 0.01187 | 9809.7 | 3540.55 | 400 | 25344 | 28.81% | 52416.1216 | 42.25% |  | 8703.09 | 1756.56 | 25 | 25344 | 19599.1688 | 31.84% |  | 0.27671 | 0.53382 | 700.37 | 0
62 | 25 | 26315 | 1113.71 | 1762.18 | 2875.89 | 0 | 0 | 2875.89 | 3756.24 | 25 | 25369 | 27.67% | 54507.4518 | 41.41% |  | 1762.18 | 1762.18 | 25 | 25369 | 19653.6603 | 31.83% |  | 0.276 | 0.5224 | 700.37 | 0
63 | 75 | 26390 | 135.17 | 101.82 | 236.99 | 0 | 0 | 236.99 | 3903.6 | 200 | 25569 | 27.6% | 55932.5704 | 40.89% |  | 101.82 | 2037.96 | 200 | 25569 | 22320.7287 | 31.26% |  | 0.27029 | 0.5224 | 1105.61 | 0
64 | 100 | 26490 | 0.49 | 0.51 | 1 | 0 | 0 | 1 | 4296.3 | 100 | 25669 | 27.03% | 59651.8321 | 39.62% |  | 0.51 | 2415.81 | 1203 | 26772 | 25899.3461 | 30.6% |  | 0.26744 | 0.52026 | 1105.61 | 0
65 | 200 | 26690 | 47.76 | 41.98 | 89.74 | 0 | 0 | 89.74 | 4384.19 | 1203 | 26872 | 26.74% | 60475.4493 | 39.37% |  | 41.98 | 2533.5 | 100 | 26872 | 26872.407 | 30.27% |  | 0.23311 | 0.52026 | 1180.65 | 0
66 | 300 | 26990 | 0.02 | 0.02 | 0.04 | 0 | 0 | 0.04001 | 4675.11 | 10 | 26882 | 23.31% | 62851.6839 | 38.37% |  | 0.02003 | 2675.81 | 10 | 26882 | 28034.7951 | 29.9% |  | 0.23282 | 0.51741 | 1180.65 | 0
67 | 400 | 27390 | 0.01 | 0.02 | 0.03 | 0 | 0 | 0.03003 | 4764.95 | 25 | 26907 | 23.28% | 63584.5986 | 38.08% |  | 0.02004 | 3520.24 | 25 | 26907 | 34923.655 | 28.31% |  | 0.23211 | 0.51741 | 1194.88 | 0
68 | 500 | 27890 | 0.01 | 0.01 | 0.02 | 0 | 0 | 0.02003 | 5190.87 | 25 | 26932 | 23.21% | 67048.6059 | 36.86% |  | 0.0101 | 3756.19 | 700 | 27607 | 36842.6363 | 27.99% |  | 0.23139 | 0.48139 | 1194.88 | 0
69 | 800 | 28690 | 0.01 | 0.01 | 0.02 | 0 | 0 | 0.02004 | 5716.6 | 700 | 27632 | 23.14% | 71311.2248 | 35.6% |  | 0.01011 | 3853.19 | 25 | 27632 | 37563.6373 | 27.82% |  | 0.21142 | 0.48139 | 1569.46 | 0
70 | 1262 | 29952 | 1160.6 | 34.28 | 1194.88 | 0 | 0 | 1194.88 | 5989.25 | 1262 | 28894 | 21.14% | 73331.016 | 34.94% |  | 34.28 | 4012.96 | 1262 | 28894 | 38747.2135 | 27.56% |  | 0.1754 | 0.46712 | 1569.46 | 0
71 | 25 | 29977 | 0.4 | 0.45 | 0.85 | 0 | 0 | 0.85 | 6150.93 | 25 | 28919 | 17.54% | 74324.7013 | 34.48% |  | 0.45 | 4151.26 | 25 | 28919 | 39597.2053 | 27.22% |  | 0.17469 | 0.46712 | 1661.44 | 0
72 | 200 | 30177 | 0.09 | 0.1 | 0.19 | 0 | 0 | 0.19 | 6329.36 | 935 | 29854 | 17.47% | 75416.8713 | 34.01% |  | 0.1 | 4329.39 | 935 | 29854 | 40687.539 | 26.82% |  | 0.148 | 0.44715 | 1661.44 | 0
73 | 600 | 30777 | 0.09 | 0.1 | 0.19 | 0 | 0 | 0.19001 | 7521.41 | 25 | 29879 | 14.8% | 81598.8426 | 30.96% |  | 0.10001 | 5521.7 | 25 | 29879 | 46870.8587 | 24.23% |  | 0.14729 | 0.44715 | 1708.27 | 0
74 | 900 | 31677 | 1961.17 | 5789.93 | 7751.1 | 0 | 0 | 7751.1 | 7751.1 | 900 | 30779 | 14.73% | 82784.2727 | 30.48% |  | 5789.93 | 5789.93 | 900 | 30779 | 48255.1937 | 23.79% |  | 0.1216 | 0.44643 | 1708.27 | 0
75 | 1203 | 32880 | 1968.38 | 2415.81 | 4384.19 | 0 | 0 | 4384.19 | 8301.73 | 1203 | 31982 | 12.16% | 85130.5071 | 29.27% |  | 2415.81 | 6301.76 | 1203 | 31982 | 50436.1014 | 22.84% |  | 0.087272 | 0.44643 | 1928.68 | 0
76 | 25 | 32905 | 1244.71 | 3520.24 | 4764.95 | 0 | 0 | 4764.95 | 8443.83 | 935 | 32917 | 8.727% | 85565.0489 | 28.92% |  | 3520.24 | 6473.92 | 935 | 32917 | 50962.5666 | 22.47% |  | 0.060588 | 0.44358 | 1928.68 | 0
77 | 100 | 33005 | 1558.63 | 786.04 | 2344.67 | 0 | 0 | 2344.67 | 9809.7 | 10 | 32927 | 6.059% | 88464.7909 | 25.74% |  | 786.04 | 8684.14 | 1203 | 34120 | 55654.8637 | 18.29% |  | 0.060303 | 0.44358 | 1997.44 | 0
78 | 400 | 33405 | 588.9 | 111.47 | 700.37 | 0 | 0 | 700.37 | 10660.23 | 1203 | 34130 | 6.03% | 90261.9608 | 24.16% |  | 111.47 | 8703.09 | 10 | 34130 | 55672.2977 | 18.26% |  | 0.02597 | 0.44287 | 1997.44 | 0
79 | 700 | 34105 | 1600.36 | 61.08 | 1661.44 | 0 | 0 | 1661.44 | 10726.03 | 900 | 35030 | 2.597% | 90321.8388 | 24.03% |  | 61.08 | 8756.88 | 900 | 35030 | 55721.2466 | 18.16% |  | 0.00028539 | 0.44287 | 1999.37 | 0 |  | 2035
80 | 935 | 35040 | 0.4 | 0.5 | 0.9 | 0 | 0 | 0.9 | 13274.97 | 10 | 35040 | 0.02854% | 90347.3282 | 19.42% |  | 0.5 | 12110.71 | 10 | 35040 | 55754.7849 | 13.14% |  | 0 | 0.44215 | 1999.37 | 0 |  | 0
[20 empty] | 1591.1754 |  |  |  | 0.44215 | 1999.38 | Marginal Congestion | Congested Hours
Total capacity factor crossover point, Ruthven Criterion 1 | [23 empty] | 0.44001 | 1999.38 | 13892.0545 | 2400
Base all hour Shadow price | 0.39646 |  | Total Target Cap Factor |  | 100% | [18 empty] | 0.44001 | 1999.49
Base Congested Shadow Price | 5.7884 |  | OL Target Cap Factor |  | 34.55% | [18 empty] | 0.43787 | 1999.49
| point | MW | CF | GWh | Hours |  |  |  |  | Total CF |  |  | OL CF | [10 empty] | 0.43787 | 1999.58
Before | 1 | 0 | 100% | 0 | [5 empty] | 0 |  |  | 2930.9453 | [10 empty] | 0.43502 | 1999.58 | Avg Shadow Price | Avg Shadow for Congested Hours (CRA) | Simple Avg of 2020-35 Shadow Prices
After | 2 | 0.01 | 96.4% |  | 33778 |  |  |  | 1% | 13274.97 |  | 1% | 14110.71 | [10 empty] | 0.43502 | 1999.85 | 0.39646 | 5.7884 | 2.7991
Target Total Capacity |  | 0 |  |  |  |  | 100% |  | 2% | 13274.97 |  | 2% | 14110.71 | [10 empty] | 0.399 | 1999.85
Less Baseload Capacity |  | 2000 |  |  |  |  | 2000 |  | 3% | 13274.97 |  | 3% | 14110.71 | [10 empty] | 0.399 | 1999.92
OL using Total CF Target |  | 0 | 0 | <-with Price test |  |  |  |  | 4% | 13274.97 |  | 4% | 14110.71 | [10 empty] | 0.38759 | 1999.92 | Avg Overload Charge
[7 empty] | Average |  | 5% | 13274.97 |  | 5% | 14110.71 | [10 empty] | 0.38759 | 1999.95 | 2.0993
Overload capacity factor crossover point, Ruthven Criterion 2 | [6 empty] | 67.28% |  | 6% | 13274.97 |  | 6% | 14110.71 | [10 empty] | 0.38188 | 1999.95
| point | MW | CF | GWh | Hours | 465.4727 | 2465.4727 |  | 7% | 13274.97 |  | 7% | 14110.71 | [10 empty] | 0.38188 | 2000.09
Before | 57 | 866.51 | 0.34947 | 10610.8108 |  |  |  |  | 8% | 13274.97 |  | 8% | 14110.71 | [10 empty] | 0.38116 | 2000.09
After | 58 | 1116.32 | 0.3367 |  | 10246 |  | 34.55% |  | 9% | 13274.97 |  | 9% | 14110.71 | [10 empty] | 0.38116 | 2001.73
OL using OL CF Target |  | 930.9453 | 930.9453 | <-with Price test |  |  | 2930.9453 |  | 10% | 13274.97 |  | 10% | 14110.71 | [10 empty] | 0.36689 | 2001.73
[9 empty] | 11% | 13274.97 |  | 11% | 14110.71 | [10 empty] | 0.36689 | 2165.91
Overload Capacity factor crossover point with sliding scale | [8 empty] | 12% | 13274.97 |  | 12% | 14110.71 | [10 empty] | 0.36661 | 2165.91
BAU Avg Shadow price | 2.7991 |  | Target Cap Factor |  | 0% |  |  |  | 13% | 13274.97 |  | 13% | 14110.71 | [10 empty] | 0.36661 | 2263.95
| point | MW | CF | GWh | Hours |  |  |  | 14% | 13274.97 |  | 14% | 13364.0162 | [10 empty] | 0.35805 | 2263.95
Before | 80 | 12110.71 | 0.13139 | 55754.7849 |  |  |  |  | 15% | 13274.97 |  | 15% | 12604.971 | [10 empty] | 0.35805 | 2315.55
After | 81 | 0 | 0 |  | 0 |  | 0% |  | 16% | 13274.97 |  | 16% | 11940.9759 | [10 empty] | 0.34949 | 2315.55
Pradip Chattopadhyay |  | #DIV/0! |  |  |  |  | #DIV/0! |  | 17% | 13274.97 |  | 17% | 11355.2293 | [10 empty] | 0.34949 | 2320.89
[9 empty] | 18% | 13274.97 |  | 18% | 10834.669 | [10 empty] | 0.34092 | 2320.89
Johnson Utilization Method | [8 empty] | 19% | 13274.97 |  | 19% | 10207.6555 | [10 empty] | 0.34092 | 2344.67
Average Generation Mwyr | 2578.4055 | [7 empty] | 20% | 12891.4802 |  | 20% | 9618.9221 | [10 empty] | 0.33807 | 2344.67
Ratio to Base Capacity | 1.2892 | [7 empty] | 21% | 12276.7648 |  | 21% | 9108.9954 | [10 empty] | 0.33807 | 2393.52
Total Line to meet CF | 3437.874 | [7 empty] | 22% | 11718.0052 |  | 22% | 8663.0446 | [10 empty] | 0.33236 | 2393.52
Less Baseload Capacity | 2000 | [7 empty] | 23% | 11207.8938 |  | 23% | 8209.3365 | [10 empty] | 0.33236 | 2432.51
Overload Line Capacity | 1437.874 |  | 1437.874 | [5 empty] | 24% | 10740.3422 |  | 24% | 7655.7794 | [10 empty] | 0.32095 | 2432.51
[9 empty] | 25% | 10190.5965 |  | 25% | 7102.2167 | [10 empty] | 0.32095 | 2508.88
NGO Flow Duration Method | [8 empty] | 26% | 9680.1096 |  | 26% | 6646.6524 | [10 empty] | 0.32023 | 2508.88
Flow Duration Curve Target | 20% | [7 empty] | 27% | 9217.8579 |  | 27% | 6247.9618 | [10 empty] | 0.32023 | 2790.94
Total Line Capacity | 5989.25 | [7 empty] | 28% | 8797.7417 |  | 28% | 5750.1746 | [10 empty] | 0.30882 | 2790.94
Overload Line Capacity | 3989.25 | [7 empty] | 29% | 8410.3577 |  | 29% | 5097.1936 | [10 empty] | 0.30882 | 2797.04
| increase | total | [6 empty] | 30% | 7959.8201 |  | 30% | 4635.9979 | [10 empty] | 0.2917 | 2797.04
average | 1964.1989 | 3964.1989 | 0% | [5 empty] | 31% | 7503.4899 |  | 31% | 4169.9077 | [10 empty] | 0.2917 | 2875.89
median | 1437.874 | 3437.874 | 4% | [5 empty] | 32% | 7067.2347 |  | 32% | 3691.6806 | [10 empty] | 0.29098 | 2875.89
[9 empty] | 33% | 6678.9203 |  | 33% | 3301.2851 | [10 empty] | 0.29098 | 3116.22
[9 empty] | 34% | 6331.0557 |  | 34% | 3038.9478 | [10 empty] | 0.28813 | 3116.22
[9 empty] | 35% | 5964.3023 |  | 35% | 2856.5793 | [10 empty] | 0.28813 | 3540.55
[9 empty] | 36% | 5539.0183 |  | 36% | 2624.345 | [10 empty] | 0.27671 | 3540.55
[9 empty] | 37% | 5139.1325 |  | 37% | 2487.0815 | [10 empty] | 0.27671 | 3756.24
[9 empty] | 38% | 4791.6445 |  | 38% | 2389.3414 | [10 empty] | 0.276 | 3756.24
[9 empty] | 39% | 4486.5733 |  | 39% | 2254.3989 | [10 empty] | 0.276 | 3903.6
[9 empty] | 40% | 4171.9637 |  | 40% | 2162.4567 | [10 empty] | 0.27029 | 3903.6
[9 empty] | 41% | 3872.0567 |  | 41% | 2119.0159 | [10 empty] | 0.27029 | 4296.3
[9 empty] | 42% | 3602.4038 |  | 42% | 2087.4801 | [10 empty] | 0.26744 | 4296.3
[9 empty] | 43% | 3353.4617 |  | 43% | 2067.5263 | [10 empty] | 0.26744 | 4384.19
[9 empty] | 44% | 3132.6535 |  | 44% | 2051.3888 | [10 empty] | 0.23311 | 4384.19
[9 empty] | 45% | 2935.9488 |  | 45% | 2039.3283 | [10 empty] | 0.23311 | 4675.11
[9 empty] | 46% | 2755.0557 |  | 46% | 2007.8642 | [10 empty] | 0.23282 | 4675.11
[9 empty] | 47% | 2571.0983 |  | 47% | 2003.0785 | [10 empty] | 0.23282 | 4764.95
[9 empty] | 48% | 2407.9648 |  | 48% | 2001.9138 | [10 empty] | 0.23211 | 4764.95
[9 empty] | 49% | 2237.3937 |  | 49% | 2001.1558 | [10 empty] | 0.23211 | 5190.87
[9 empty] | 50% | 2069.4546 |  | 50% | 2000.7964 | [10 empty] | 0.23139 | 5190.87
[9 empty] | 51% | 1833.8148 |  | 51% | 2000.6065 | [10 empty] | 0.23139 | 5716.6
[9 empty] | 52% | 1548.0442 |  | 52% | 2000.4719 | [10 empty] | 0.21142 | 5716.6
[9 empty] | 53% | 1229.5645 |  | 53% | 2000.3164 | [10 empty] | 0.21142 | 5989.25
[9 empty] | 54% | 485.3275 |  | 54% | 2000.2369 | [10 empty] | 0.1754 | 5989.25
[9 empty] | 55% | 177.536 |  | 55% | 2000.1893 | [10 empty] | 0.1754 | 6150.93
[9 empty] | 56% | 103.6891 |  | 56% | 2000.1576 | [10 empty] | 0.17469 | 6150.93
[9 empty] | 57% | 68.1631 |  | 57% | 2000.135 | [10 empty] | 0.17469 | 6329.36
[9 empty] | 58% | 6.6023 |  | 58% | 2000.1145 | [10 empty] | 0.148 | 6329.36
[9 empty] | 59% | 2.705 |  | 59% | 2000.0976 | [10 empty] | 0.148 | 7521.41
[9 empty] | 60% | 1.7009 |  | 60% | 2000.0805 | [10 empty] | 0.14729 | 7521.41
[9 empty] | 61% | 1.2405 |  | 61% | 2000.0676 | [10 empty] | 0.14729 | 7751.1
[9 empty] | 62% | 0.97468 |  | 62% | 2000.0582 | [10 empty] | 0.1216 | 7751.1
[9 empty] | 63% | 0.68749 |  | 63% | 2000.0506 | [10 empty] | 0.1216 | 8301.73
[9 empty] | 64% | 0.50011 |  | 64% | 2000.0446 | [10 empty] | 0.087272 | 8301.73
[9 empty] | 65% | 0.393 |  | 65% | 2000.0399 | [10 empty] | 0.087272 | 8443.83
[9 empty] | 66% | 0.32367 |  | 66% | 2000.0361 | [10 empty] | 0.060588 | 8443.83
[9 empty] | 67% | 0.27514 |  | 67% | 2000.0329 | [10 empty] | 0.060588 | 9809.7
[9 empty] | 68% | 0.23452 |  | 68% | 2000.0303 | [10 empty] | 0.060303 | 9809.7
[9 empty] | 69% | 0.20214 |  | 69% | 2000.0278 | [10 empty] | 0.060303 | 10660.23
[9 empty] | 70% | 0.17286 |  | 70% | 2000.0257 | [10 empty] | 0.02597 | 10660.23
[9 empty] | 71% | 0.14708 |  | 71% | 2000.0239 | [10 empty] | 0.02597 | 10726.03
[9 empty] | 72% | 0.12703 |  | 72% | 2000.0223 | [10 empty] | 0.00028539 | 10726.03
[9 empty] | 73% | 0.10715 |  | 73% | 2000.021 | [10 empty] | 0.00028539 | 13274.97
[9 empty] | 74% | 0.092653 |  | 74% | 2000.0197 | [10 empty] | 0 | 13274.97
[9 empty] | 75% | 0.08161 |  | 75% | 2000.0182
[9 empty] | 76% | 0.072919 |  | 76% | 2000.017
[9 empty] | 77% | 0.065901 |  | 77% | 2000.0159
[9 empty] | 78% | 0.060116 |  | 78% | 2000.015
[9 empty] | 79% | 0.055035 |  | 79% | 2000.0141
[9 empty] | 80% | 0.050742 |  | 80% | 2000.0134
[9 empty] | 81% | 0.046369 |  | 81% | 2000.0127
[9 empty] | 82% | 0.042553 |  | 82% | 2000.0121
[9 empty] | 83% | 0.039234 |  | 83% | 2000.0115
[9 empty] | 84% | 0.036151 |  | 84% | 2000.011
[9 empty] | 85% | 0.033517 |  | 85% | 2000.0105
[9 empty] | 86% | 0.03124 |  | 86% | 2000.0101
[9 empty] | 87% | 0.028785 |  | 87% | 2000.0003
[9 empty] | 88% | 0.026103 |  | 88% | 2000.0001
[9 empty] | 89% | 0.023878 |  | 89% | 2000.0001
[9 empty] | 90% | 0.022002 |  | 90% | 2000.0001
[9 empty] | 91% | 0.0204 |  | 91% | 2000.0001
[9 empty] | 92% | 0.017501 |  | 92% | 2000
[9 empty] | 93% | 0.014959 |  | 93% | 2000
[9 empty] | 94% | 0.013062 |  | 94% | 2000
[9 empty] | 95% | 0.011591 |  | 95% | 2000
[9 empty] | 96% | 0.010419 |  | 96% | 2000
[9 empty] | 97% | 0 |  | 97% | 2000
[9 empty] | 98% | 0 |  | 98% | 2000
[9 empty] | 99% | 0 |  | 99% | 2000
[9 empty] | 100% | 0 |  | 100% | 2000
Note on B13: johnrm: Inserted this cell as needed this parameter to implement johnson suggested criteria
Note on J13: johnrm: Added cell intermediate calculation
Note on K13: johnrm: Adjusted this cell to implement the criteria of johnson suggestion
Note on N20: Stanton Hadley: If Transfer Capacity = the capacity in Column M, the capacity factor for such a line is shown in Column N
Note on I21: Stanton Hadley: For values that are duplicates, an additional 0.001 is added to hellp with sorting from min to max
Note on N21: Stanton Hadley: If Transfer Capacity = the capacity in Column M, the capacity factor for such a line is shown in Column N
Note on N44: Stanton Hadley: If Transfer Capacity = the capacity in Column M, the capacity factor for such a line is shown in Column N
Note on N45: Stanton Hadley: If Transfer Capacity = the capacity in Column M, the capacity factor for such a line is shown in Column N
Note on N68: johnrm: Updated this cell for Johnson suggested criteria
Note on I71: Stanton Hadley: For values that are duplicates, an additional 0.001 is added to hellp with sorting from min to max
Note on N94: Stanton Hadley: If Transfer Capacity = the capacity in Column M, the capacity factor for such a line is shown in Column N
Note on N95: Stanton Hadley: If Transfer Capacity = the capacity in Column M, the capacity factor for such a line is shown in Column N
Note on N118: johnrm: Updated this cell for Johnson suggested criteria
Note on N144: Stanton Hadley: If Transfer Capacity = the capacity in Column M, the capacity factor for such a line is shown in Column N
Note on N145: Stanton Hadley: If Transfer Capacity = the capacity in Column M, the capacity factor for such a line is shown in Column N
Note on N168: johnrm: Updated cell with Johnson suggested criteria
Note on N194: Stanton Hadley: If Transfer Capacity = the capacity in Column M, the capacity factor for such a line is shown in Column N
Note on N195: Stanton Hadley: If Transfer Capacity = the capacity in Column M, the capacity factor for such a line is shown in Column N
Note on N218: johnrm: Updated this cell with johnson suggested criteria
Note on N220: Stanton Hadley: If Transfer Capacity = the capacity in Column M, the capacity factor for such a line is shown in Column N
Note on N221: Stanton Hadley: If Transfer Capacity = the capacity in Column M, the capacity factor for such a line is shown in Column N

## OL25Line
Transmission Capacity Calculations |  |  |  |  | 2020 | 2025 | 2030 | 2035 |  | 4-yr avg | All Years Combined
| From | To |  | Base Capacity | 2000 | 2000 | 2000 | 2000 |  |  | w/o Price check | Final | [7 empty] | Base x-axis | 2020 | Base |  | ENT_2_SOCO | 161
Line of Interest | ENT | SOCO |  | Max OL Capacity | 7885.85 | 13600.36 | 14049.96 | 8781.46 |  | 11079.4075 | [9 empty] | 0 | 0% | 2000 |  | year factor | 19
Scenario: BAU, OL25, OL75 | OL25 |  |  | OL Cap Factor at Max Capacity | 5.674% | 41.36% | 39.75% | 1.509% |  | 22.07% |  |  |  |  | Johnson | Combined |  |  |  | 8760 | 100% | 2000 |  | type column | 11
|  |  |  | Overload Charge | 1.1712 | 1.6278 | 0 | 0 |  | 0.69976 |  |  |  |  | OL25/OL75 Ratio Range |  | Design CF | [6 empty] | Scenario Column | 2
Minimum Overload Charge | 0 |  |  | Weghtd Avg OL Capacity | 447.4107 | 5625.6438 | 5584.8779 | 132.5461 |  | 2947.6196 |  |  |  |  | 0 | 0.8 | 90%
Total Flows Target Cap Factor (derived from cap factor-shadow price curve) | 100% |  | OL Cap to Meet Total Target Cap Factor |  | 0 | 0 | 0 | 0 |  | 0 | 0 | 0 |  |  | 0.8 | 1.2 | 75%
OL Target Capacity Factor (derived from cap factor-shadow price curve) | 34.55% |  | OL Capacity to meet OL Target Cap Factor |  | 0.090351 | 13600.36 | 14049.96 | 0.15617 | avg w/ no price test | 6912.6416 | 7036.4427 | 7036.4427 |  |  | 1.2 | 1.5 | 70%
|  | Average of Total and OL target Cap factor that meets min Charge (RHC) |  |  | 0.045175 | 6800.18 | 7024.98 | 0.078083 | 3456.3208 | 3456.3208 | 3518.2213 | 3518.2213 |  |  | 1.5 | 2 | 65%
[15 empty] | 2 | 2.5 | 60%
[15 empty] | 2.5 | 3 | 55%
Avg Cap Factor for Total Line (Johnson) | 75% | [13 empty] | 3 | 1000 | 50%
Threshold Interface Utilization (Johnson) | 90% | OL Line to give Avg CF = 75% (Johnson) |  |  | 0 | 7744.8096 | 8006.4054 | 0 | 3421.3386 | 3421.3386 | 3421.3386 | 3421.3386
Flow Duration Curve Target (NGO) | 20% | OL Capacity that meets Thrshold Duration using all years (NGO) |  |  | 2.19 | 11319.17 | 6901.64 | 0.17 |  | 6639.87 |  | 6639.87
Year | 2020 | [9 empty] | Flow Duration Curve Calculation | [8 empty] | LoadBlocks for ENT_2_SOCO Scenario:OL25
|  |  | Baseload | Overload | BAU Shadow | OL25 Shadow |  | Overload |  | Overload |  | % year at | GWh with | Capacity | [5 empty] | For Block Graph |  |  | Flow Duration Curve-ENT_2_SOCO Scenario:OL25
Blocks | Hours | Cum hours | Flow | Flow | Price | Price |  | Capacity+ |  | MW in Order of Size | hours in block | MW or higher | Increasing MW | factor |  |  |  | Cum Hours | Frac Year |  | 2020 |  |  | 2020 | cap fact
1 | 10 | 10 | 1998.38 | 7885.85 | 0 | 1.1751 |  | 7885.85 | min Cap | 0 | 800 | 100% | 0 | 100% |  |  |  | 800 | 0.90868 | 0 | 9884.23 |  | 1 | 0 | 100%
2 | 25 | 35 | 1999.29 | 6176.55 | 0 | 1.1751 |  | 6176.55 |  | 1e-05 | 1262 | 90.87% | 7.96e-05 | 90.87% |  |  |  | 2062 | 0.76461 | 10 | 9884.23 |  | 0.85594 | 0 | 85.59%
3 | 75 | 110 | 1999.75 | 5354.96 | 0 | 1.1751 |  | 5354.96 |  | 0.01 | 600 | 76.46% | 0.066993 | 76.48% |  |  |  | 2662 | 0.69612 | 10 | 8175.84 |  | 0.85594 | 0.01 | 0.85594
4 | 100 | 210 | 1999.81 | 5475.79 | 0 | 1.1751 |  | 5475.79 |  | 0.01001 | 900 | 69.61% | 0.067054 | 76.47% |  |  |  | 3562 | 0.59338 | 35 | 8175.84 |  | 0.76461 | 0.01 | 81.03%
5 | 200 | 410 | 1999.9 | 5154.04 | 2.2553 | 1.1751 |  | 5154.04 |  | 0.01002 | 1203 | 59.34% | 0.067106 | 76.45% |  |  |  | 4765 | 0.45605 | 35 | 7354.71 |  | 0.76461 | 0.02 | 0.81027
6 | 300 | 710 | 1999.93 | 1506.54 | 4.843 | 1.1751 |  | 1506.54 |  | 0.01003 | 400 | 45.61% | 0.067146 | 76.42% |  |  |  | 5165 | 0.41039 | 110 | 7354.71 |  | 0.69612 | 0.02 | 81.02%
7 | 400 | 1110 | 1825.14 | 0.06 | 5.0804 | 0 |  | 0.06 |  | 0.01004 | 700 | 41.04% | 0.067181 | 76.39% |  |  |  | 5865 | 0.33048 | 110 | 7475.6 |  | 0.69612 | 0.02001 | 0.81022
8 | 500 | 1610 | 1999.95 | 2.19 | 0 | 1.1514 |  | 2.19 |  | 0.02 | 200 | 33.05% | 0.096016 | 54.8% |  |  |  | 6065 | 0.30765 | 210 | 7475.6 |  | 0.59338 | 0.02001 | 81.01%
9 | 800 | 2410 | 0.01 | 0 | 0 | 0 |  | 0 |  | 0.06 | 400 | 30.76% | 0.20382 | 38.78% |  |  |  | 6465 | 0.26199 | 210 | 7153.94 |  | 0.59338 | 0.02002 | 0.81011
10 | 1262 | 3672 | 0 | 0 | 0 | 0 |  | 1e-05 |  | 0.1 | 100 | 26.2% | 0.29562 | 33.75% |  |  |  | 6565 | 0.25057 | 410 | 7153.94 |  | 0.54772 | 0.02002 | 81%
11 | 25 | 3697 | 1999.31 | 4881.71 | 7.6562 | 1.1751 |  | 4881.71 |  | 2.19 | 500 | 25.06% | 4.8832 | 25.45% |  |  |  | 7065 | 0.19349 | 410 | 3506.47 |  | 0.54772 | 0.02003 | 0.80998
12 | 200 | 3897 | 0.03 | 0.02 | 0 | 0 |  | 0.02 |  | 1120.88 | 935 | 19.35% | 1901.0627 | 19.36% |  |  |  | 8000 | 0.086758 | 710 | 3506.47 |  | 0.46781 | 0.02003 | 60.49%
13 | 600 | 4497 | 0.01 | 0.01 | 0 | 0 |  | 0.01 |  | 1506.54 | 300 | 8.676% | 2194.1643 | 16.63% |  |  |  | 8300 | 0.052511 | 710 | 1825.2 |  | 0.46781 | 0.05 | 0.60488
14 | 900 | 5397 | 0.01 | 0.01 | 0 | 0 |  | 0.01001 |  | 3313.51 | 25 | 5.251% | 3025.3705 | 10.42% |  |  |  | 8325 | 0.049658 | 1110 | 1825.2 |  | 0.44498 | 0.05 | 54.49%
15 | 1203 | 6600 | 0.07 | 0.01 | 0 | 0 |  | 0.01002 |  | 4881.71 | 25 | 4.966% | 3707.5375 | 8.67% |  |  |  | 8350 | 0.046804 | 1110 | 2002.14 |  | 0.44498 | 0.08 | 0.54492
16 | 25 | 6625 | 1999.31 | 3313.51 | 12.9264 | 1.1751 |  | 3313.51 |  | 5154.04 | 200 | 4.68% | 3819.1928 | 8.459% |  |  |  | 8550 | 0.023973 | 1610 | 2002.14 |  | 0.30765 | 0.08 | 36.52%
17 | 100 | 6725 | 0.23 | 0.1 | 0 | 0 |  | 0.1 |  | 5354.96 | 75 | 2.397% | 3861.386 | 8.232% |  |  |  | 8625 | 0.015411 | 1610 | 0.01 |  | 0.30765 | 0.33 | 0.36517
18 | 400 | 7125 | 0.01 | 0.01 | 0 | 0 |  | 0.01003 |  | 5475.79 | 100 | 1.541% | 3877.6981 | 8.084% |  |  |  | 8725 | 0.0039954 | 2410 | 0.01 |  | 0.29623 | 0.33 | 29.62%
19 | 700 | 7825 | 0.01 | 0.01 | 0 | 0 |  | 0.01004 |  | 6176.55 | 25 | 0.3995% | 3902.2247 | 7.212% |  |  |  | 8750 | 0.0011416 | 2410 | 0 |  | 0.29623 | 1825.2 | 0.29625
20 | 935 | 8760 | 1999.54 | 1120.88 | 0 | 1.1751 |  | 1120.88 | max cap | 7885.85 | 10 | 0.1142% | 3919.3177 | 5.674% |  |  |  | 8760 | 0 | 3672 | 0 |  | 0.25057 | 1825.2 | 29.22%
[12 empty] | Wgtd avg MW | 447.4107 | [6 empty] | 3672 | 6881.02 |  | 0.25057 | 2002.14 | 0.29221
[20 empty] | 3697 | 6881.02 |  | 0.19349 | 2002.14 | 25.68%
[7 empty] | Total | Total |  | Total MW in |  | % year at | GWh with | Capacity | [5 empty] | 3697 | 0.05 |  | 0.19349 | 3120.42 | 0.25683
Total capacity factor crossover point | [5 empty] | Blocks | Flow | Capacity+ |  | Rank Order | hours in block | MW or higher | Increasing MW | factor |  |  |  | Cum Hours | Frac Year | 3897 | 0.05 |  | 0.086758 | 3120.42 | 23.81%
| point | MW | CF | GWh | Hours | 1 | 9884.23 | 9884.23 |  | 0 | 1262 | 100% | 0 | 100% |  |  |  | 1262 | 0.85594 | 3897 | 0.02 |  | 0.086758 | 3506.47 | 0.23811
Before | 1 | 0 | 1 | 0 |  | 2 | 8175.84 | 8175.84 |  | 0.01 | 800 | 85.59% | 0.07498 | 85.59% |  |  |  | 2062 | 0.76461 | 4497 | 0.02 |  | 0.052511 | 3506.47 | 17.5%
After | 2 | 0.01 | 0.85594 |  | 7498 | 3 | 7354.71 | 7354.71 |  | 0.02 | 600 | 76.46% | 0.14196 | 81.03% |  |  |  | 2662 | 0.69612 | 4497 | 0.02 |  | 0.052511 | 5312.82 | 0.175
Target Total Capacity |  | 0 | 100% |  |  | 4 | 7475.6 | 7475.6 |  | 0.02001 | 900 | 69.61% | 0.14202 | 81.02% |  |  |  | 3562 | 0.59338 | 5397 | 0.02 |  | 0.049658 | 5312.82 | 14.64%
Less Baseload Capacity |  | 2000 |  |  |  | 5 | 7153.94 | 7153.94 |  | 0.02002 | 400 | 59.34% | 0.14207 | 81.01% |  |  |  | 3962 | 0.54772 | 5397 | 0.08 |  | 0.049658 | 6881.02 | 0.14644
Ruthven Criteria 1 |  | 0 |  |  |  | 6 | 3506.47 | 3506.47 |  | 0.02003 | 700 | 54.77% | 0.14212 | 81% |  |  |  | 4662 | 0.46781 | 6600 | 0.08 |  | 0.046804 | 6881.02 | 14.26%
[6 empty] | 7 | 1825.2 | 1825.2 |  | 0.05 | 200 | 46.78% | 0.26494 | 60.49% |  |  |  | 4862 | 0.44498 | 6600 | 5312.82 |  | 0.046804 | 7153.94 | 0.14264
[6 empty] | 8 | 2002.14 | 2002.14 |  | 0.08 | 1203 | 44.5% | 0.38188 | 54.49% |  |  |  | 6065 | 0.30765 | 6625 | 5312.82 |  | 0.023973 | 7153.94 | 13.94%
Overload capacity factor crossover point | [5 empty] | 9 | 0.01 | 0.01 |  | 0.33 | 100 | 30.76% | 1.0556 | 36.52% |  |  |  | 6165 | 0.29623 | 6625 | 0.33 |  | 0.023973 | 7354.71 | 0.1394
| point | MW | CF | GWh | Hours | 10 | 0 | 0 |  | 1825.2 | 400 | 29.62% | 4736.5933 | 29.62% |  |  |  | 6565 | 0.25057 | 6725 | 0.33 |  | 0.015411 | 7354.71 | 13.74%
Before | 9 | 0.06 | 0.38778 | 0.20382 |  | 11 | 6881.02 | 6881.02 |  | 2002.14 | 500 | 25.06% | 5124.9766 | 29.22% |  |  |  | 7065 | 0.19349 | 6725 | 0.02 |  | 0.015411 | 7475.6 | 0.13739
After | 10 | 0.1 | 0.33746 |  | 2295 | 12 | 0.05 | 0.05 |  | 3120.42 | 935 | 19.35% | 7020.4612 | 25.68% |  |  |  | 8000 | 0.086758 | 7125 | 0.02 |  | 0.0039954 | 7475.6 | 12.6%
Hadley/Ruthven Criteria 2 |  | 0.090351 | 34.55% |  |  | 13 | 0.02 | 0.02 |  | 3506.47 | 300 | 8.676% | 7313.8592 | 23.81% |  |  |  | 8300 | 0.052511 | 7125 | 0.02 |  | 0.0039954 | 8175.84 | 0.12597
[6 empty] | 14 | 0.02 | 0.02001 |  | 5312.82 | 25 | 5.251% | 8144.7802 | 17.5% |  |  |  | 8325 | 0.049658 | 7825 | 0.02 |  | 0.0011416 | 8175.84 | 10.44%
Overload Capacity factor crossover point with sliding scale | [5 empty] | 15 | 0.08 | 0.08 |  | 6881.02 | 25 | 4.966% | 8826.9472 | 14.64% |  |  |  | 8350 | 0.046804 | 7825 | 3120.42 |  | 0.0011416 | 9884.23 | 0.10439
BAU Avg Shadow price | 4.6849 |  | Target Cap Factor |  | 0% | 16 | 5312.82 | 5312.82 |  | 7153.94 | 200 | 4.68% | 8938.8444 | 14.26% |  |  |  | 8550 | 0.023973 | 8760 | 3120.42 |  | 0 | 9884.23 | 0
| point | MW | CF | GWh | Hours | 17 | 0.33 | 0.33 |  | 7354.71 | 75 | 2.397% | 8981.0061 | 13.94% |  |  |  | 8625 | 0.015411
Before | 20 | 7885.85 | 0.056736 | 3919.3177 |  | 18 | 0.02 | 0.02002 |  | 7475.6 | 100 | 1.541% | 8997.3262 | 13.74% |  |  |  | 8725 | 0.0039954
After | 21 | 0 | 0 |  | 0 | 19 | 0.02 | 0.02003 |  | 8175.84 | 25 | 0.3995% | 9021.8346 | 12.6% |  |  |  | 8750 | 0.0011416
Pradip Chattopadhyay |  | #DIV/0! |  |  |  | 20 | 3120.42 | 3120.42 |  | 9884.23 | 10 | 0.1142% | 9038.9185 | 10.44% |  |  |  | 8760 | 0
[12 empty] | Wgtd avg MW | 1031.84
[12 empty] | Ratio to Base Cap | 0.51592 | 0.51592
[12 empty] | (Johnson) OL Line to give Avg CF = 75% | 0
Year | 2025 | [9 empty] | Flow Duration Curve Calculation
|  |  | Baseload | Overload | BAU Shadow | OL25 Shadow |  | Overload |  | Overload |  | % year at | GWh if Line at this Capacity | [6 empty] | For Block Graph |  |  | For LDC Graph
Blocks | Hours | Cum hours | Flow | Capacity | Price | Price |  | Capacity+ |  | MW in Order of Size |  | MW or higher |  | Capacity factor |  |  |  | Cum Hours | Frac Year |  | 2025 |  | frac year | 2025 | cap fact
1 | 10 | 10 | 1998.53 | 11181.62 | 0 | 1.6262 |  | 11181.62 | min Cap | 0.02 | 600 | 100% | 0.1752 | 1 |  |  |  | 600 | 0.93151 | 0 | 13180.15 |  | 1 | 0.19 | 100%
2 | 25 | 35 | 1999.38 | 8486.92 | 0 | 1.6262 |  | 8486.92 |  | 0.04 | 800 | 93.15% | 0.3384 | 0.96575 |  |  |  | 1400 | 0.84018 | 10 | 13180.15 |  | 0.93151 | 0.19 | 96.98%
3 | 75 | 110 | 1999.78 | 310.69 | 0 | 1.6262 |  | 310.69 |  | 0.06 | 200 | 84.02% | 0.4856 | 0.9239 |  |  |  | 1600 | 0.81735 | 10 | 10486.3 |  | 0.93151 | 0.34 | 0.96978
4 | 100 | 210 | 1999.83 | 7093.84 | 0 | 1.6262 |  | 7093.84 |  | 0.06001 | 400 | 81.74% | 0.48567 | 0.92388 |  |  |  | 2000 | 0.77169 | 35 | 10486.3 |  | 0.90868 | 0.34 | 90.87%
5 | 200 | 410 | 1999.91 | 7798.12 | 4.8192 | 1.6262 |  | 7798.12 |  | 310.69 | 75 | 77.17% | 2100.3444 | 0.77172 |  |  |  | 2075 | 0.76313 | 35 | 2310.47 |  | 0.90868 | 529.41 | 0.90872
6 | 300 | 710 | 1999.94 | 4143.42 | 5.3296 | 1.6262 |  | 4143.42 |  | 1626.49 | 500 | 76.31% | 10896.4674 | 0.76477 |  |  |  | 2575 | 0.70605 | 110 | 2310.47 |  | 0.81735 | 529.41 | 84.16%
7 | 400 | 1110 | 1999.96 | 1678.99 | 8.8313 | 1.6262 |  | 1678.99 |  | 1678.99 | 400 | 70.61% | 11221.1799 | 0.76293 |  |  |  | 2975 | 0.66039 | 110 | 9093.67 |  | 0.81735 | 1998.55 | 0.84155
8 | 500 | 1610 | 1999.96 | 1626.49 | 5.5077 | 1.6262 |  | 1626.49 |  | 1925 | 100 | 66.04% | 12644.3478 | 0.74983 |  |  |  | 3075 | 0.64897 | 210 | 9093.67 |  | 0.77169 | 1998.55 | 83.21%
9 | 800 | 2410 | 529.37 | 0.04 | 0 | 0 |  | 0.04 |  | 4143.42 | 300 | 64.9% | 25256.0655 | 0.69583 |  |  |  | 3375 | 0.61473 | 210 | 9798.03 |  | 0.77169 | 2310.47 | 0.83212
10 | 1262 | 3672 | 1999.98 | 6806.4 | 0 | 1.6262 |  | 6806.4 |  | 4892.38 | 935 | 61.47% | 29289.2151 | 0.68341 |  |  |  | 4310 | 0.50799 | 410 | 9798.03 |  | 0.76313 | 2310.47 | 80.71%
11 | 25 | 3697 | 1999.38 | 6196.67 | 8.9975 | 1.6262 |  | 6196.67 |  | 5251.97 | 700 | 50.8% | 30889.3906 | 0.6714 |  |  |  | 5010 | 0.42808 | 410 | 6143.36 |  | 0.76313 | 3626.45 | 0.80708
12 | 200 | 3897 | 0.28 | 0.06 | 0 | 0 |  | 0.06 |  | 6196.67 | 25 | 42.81% | 34432.0156 | 0.63431 |  |  |  | 5035 | 0.42523 | 710 | 6143.36 |  | 0.70605 | 3626.45 | 80.56%
13 | 600 | 4497 | 0.17 | 0.02 | 0 | 0 |  | 0.02 |  | 6806.4 | 1262 | 42.52% | 36703.2598 | 0.61558 |  |  |  | 6297 | 0.28116 | 710 | 3678.95 |  | 0.70605 | 3678.95 | 0.80564
14 | 900 | 5397 | 1999.98 | 11319.17 | 0 | 1.6262 |  | 11319.17 |  | 7093.84 | 100 | 28.12% | 37411.2245 | 0.60203 |  |  |  | 6397 | 0.26975 | 1110 | 3678.95 |  | 0.66039 | 3678.95 | 79.65%
15 | 1203 | 6600 | 1999.98 | 13600.36 | 0 | 1.6262 |  | 13600.36 |  | 7798.12 | 200 | 26.97% | 39075.4382 | 0.57202 |  |  |  | 6597 | 0.24692 | 1110 | 3626.45 |  | 0.66039 | 3924.83 | 0.79654
16 | 25 | 6625 | 1999.38 | 8002.4 | 14.6951 | 1.6262 |  | 8002.4 |  | 8002.4 | 25 | 24.69% | 39517.2958 | 0.56372 |  |  |  | 6622 | 0.24406 | 1610 | 3626.45 |  | 0.64897 | 3924.83 | 74.33%
17 | 100 | 6725 | 1999.83 | 1925 | 0 | 1.6262 |  | 1925 |  | 8486.92 | 25 | 24.41% | 40553.1996 | 0.54547 |  |  |  | 6647 | 0.24121 | 1610 | 529.41 |  | 0.64897 | 6143.36 | 0.74325
18 | 400 | 7125 | 1998.49 | 0.06 | 0 | 0.48667 |  | 0.06001 |  | 11181.62 | 10 | 24.12% | 46247.1007 | 0.47215 |  |  |  | 6657 | 0.24007 | 2410 | 529.41 |  | 0.61473 | 6143.36 | 72.93%
19 | 700 | 7825 | 1999.97 | 5251.97 | 0 | 1.6262 |  | 5251.97 |  | 11319.17 | 900 | 24.01% | 46536.3683 | 0.46933 |  |  |  | 7557 | 0.13733 | 2410 | 8806.38 |  | 0.61473 | 6892.36 | 0.72928
20 | 935 | 8760 | 1999.98 | 4892.38 | 0 | 1.6262 |  | 4892.38 | max cap | 13600.36 | 1203 | 13.73% | 49280.6399 | 0.41364 |  |  |  | 8760 | 0 | 3672 | 8806.38 |  | 0.50799 | 6892.36 | 71.83%
[12 empty] | Wgtd avg MW | 5625.6438 | [6 empty] | 3672 | 8196.05 |  | 0.50799 | 7251.94 | 0.71831
[11 empty] | Flow Duration Curve Calculation | [8 empty] | 3697 | 8196.05 |  | 0.42808 | 7251.94 | 68.49%
[7 empty] | Total | Total |  |  |  | % year at | GWh with | Capacity | [5 empty] | 3697 | 0.34 |  | 0.42808 | 8196.05 | 0.68488
Total capacity factor crossover point | [5 empty] | Blocks | Flow | Capacity+ |  | Total MW in Order | hours in block | MW or higher | Increasing MW | factor |  |  |  | Cum Hours | Frac Year | 3897 | 0.34 |  | 0.42523 | 8196.05 | 66.69%
| point | MW | CF | GWh | Hours | 1 | 13180.15 | 13180.15 |  | 0.19 | 600 | 100% | 1.6644 | 100% |  |  |  | 600 | 0.93151 | 3897 | 0.19 |  | 0.42523 | 8806.38 | 0.66688
Before | 1 | 0.19 | 1 | 1.6644 |  | 2 | 10486.3 | 10486.3 |  | 0.34 | 200 | 93.15% | 2.8884 | 96.98% |  |  |  | 800 | 0.90868 | 4497 | 0.19 |  | 0.28116 | 8806.38 | 65.47%
After | 2 | 0.34 | 0.96978 |  | 8160 | 3 | 2310.47 | 2310.47 |  | 529.41 | 800 | 90.87% | 4214.2856 | 90.87% |  |  |  | 1600 | 0.81735 | 4497 | 13319.15 |  | 0.28116 | 9093.67 | 0.6547
Target Total Capacity |  | 0.19 | 100% |  |  | 4 | 9093.67 | 9093.67 |  | 1998.55 | 400 | 81.74% | 14733.328 | 84.16% |  |  |  | 2000 | 0.77169 | 5397 | 13319.15 |  | 0.26975 | 9093.67 | 62.7%
Less Baseload Capacity |  | 2000 |  |  |  | 5 | 9798.03 | 9798.03 |  | 2310.47 | 75 | 77.17% | 16841.9072 | 83.21% |  |  |  | 2075 | 0.76313 | 5397 | 15600.34 |  | 0.26975 | 9798.03 | 0.62703
Ruthven Criteria 1 |  | 0 |  |  |  | 6 | 6143.36 | 6143.36 |  | 3626.45 | 500 | 76.31% | 25639.2335 | 80.71% |  |  |  | 2575 | 0.70605 | 6600 | 15600.34 |  | 0.24692 | 9798.03 | 61.93%
[6 empty] | 7 | 3678.95 | 3678.95 |  | 3678.95 | 400 | 70.61% | 25963.946 | 80.56% |  |  |  | 2975 | 0.66039 | 6600 | 10001.78 |  | 0.24692 | 10001.78 | 0.61928
[6 empty] | 8 | 3626.45 | 3626.45 |  | 3924.83 | 100 | 66.04% | 27386.3618 | 79.65% |  |  |  | 3075 | 0.64897 | 6625 | 10001.78 |  | 0.24406 | 10001.78 | 60.19%
Overload capacity factor crossover point | [5 empty] | 9 | 529.41 | 529.41 |  | 6143.36 | 300 | 64.9% | 39998.7049 | 74.33% |  |  |  | 3375 | 0.61473 | 6625 | 3924.83 |  | 0.24406 | 10486.3 | 0.60195
| point | MW | CF | GWh | Hours | 10 | 8806.38 | 8806.38 |  | 6892.36 | 935 | 61.47% | 44032.0698 | 72.93% |  |  |  | 4310 | 0.50799 | 6725 | 3924.83 |  | 0.24121 | 10486.3 | 52.82%
Before | 20 | 13600.36 | 0.41364 | 49280.6399 |  | 11 | 8196.05 | 8196.05 |  | 7251.94 | 700 | 50.8% | 45632.2009 | 71.83% |  |  |  | 5010 | 0.42808 | 6725 | 1998.55 |  | 0.24121 | 13180.15 | 0.52822
After | 21 | 0 | 0 |  | 0 | 12 | 0.34 | 0.34 |  | 8196.05 | 25 | 42.81% | 49172.6133 | 68.49% |  |  |  | 5035 | 0.42523 | 7125 | 1998.55 |  | 0.24007 | 13180.15 | 52.52%
Hadley/Ruthven Criteria 2 |  | 13600.36 | 34.55% |  |  | 13 | 0.19 | 0.19 |  | 8806.38 | 1262 | 42.52% | 51446.0926 | 66.69% |  |  |  | 6297 | 0.28116 | 7125 | 7251.94 |  | 0.24007 | 13319.15 | 0.52521
[6 empty] | 14 | 13319.15 | 13319.15 |  | 9093.67 | 100 | 28.12% | 52153.6879 | 65.47% |  |  |  | 6397 | 0.26975 | 7825 | 7251.94 |  | 0.13733 | 13319.15 | 46.85%
Overload Capacity factor crossover point with sliding scale | [5 empty] | 15 | 15600.34 | 15600.34 |  | 9798.03 | 200 | 26.97% | 53818.0906 | 62.7% |  |  |  | 6597 | 0.24692 | 7825 | 6892.36 |  | 0.13733 | 15600.34 | 0.46849
BAU Avg Shadow price | 6.5113 |  | Target Cap Factor |  | 0% | 16 | 10001.78 | 10001.78 |  | 10001.78 | 25 | 24.69% | 54258.8018 | 61.93% |  |  |  | 6622 | 0.24406 | 8760 | 6892.36 |  | 0 | 15600.34 | 0
| point | MW | CF | GWh | Hours | 17 | 3924.83 | 3924.83 |  | 10486.3 | 25 | 24.41% | 55294.7056 | 60.19% |  |  |  | 6647 | 0.24121
Before | 20 | 13600.36 | 0.41364 | 49280.6399 |  | 18 | 1998.55 | 1998.55 |  | 13180.15 | 10 | 24.12% | 60986.8106 | 52.82% |  |  |  | 6657 | 0.24007
After | 21 | 0 | 0 |  | 0 | 19 | 7251.94 | 7251.94 |  | 13319.15 | 900 | 24.01% | 61279.1276 | 52.52% |  |  |  | 7557 | 0.13733
Pradip Chattopadhyay |  | #DIV/0! |  |  |  | 20 | 6892.36 | 6892.36 |  | 15600.34 | 1203 | 13.73% | 64023.3992 | 46.85% |  |  |  | 8760 | 0
[12 empty] | Wgtd avg MW | 7308.6072
[12 empty] | Ratio to Base Cap | 3.6543
[12 empty] | (Johnson) OL Line to give Avg CF = 75% | 7744.8096
Year | 2030 | [9 empty] | Flow Duration Curve Calculation
|  |  | Baseload | Overload | BAU Shadow | OL25 Shadow |  |  |  | Overload |  | % year at | GWh if Line at this Capacity | [6 empty] | For Block Graph |  |  | For LDC Graph
Blocks | Hours | Cum hours | Flow | Capacity | Price | Price |  | Capacity+ |  | MW in Order of Size |  | MW or higher |  | Capacity factor |  |  |  | Cum Hours | Frac Year |  | 2030 |  |  | 2030 | Cap Factor
1 | 10 | 10 | 1212.16 | 14049.96 | 0 | 0 |  | 14049.96 | min Cap | 40.07 | 800 | 100% | 351.0132 | 1 |  |  |  | 800 | 0.90868 | 0 | 15262.12 |  | 1 | 1680.79 | 100%
2 | 25 | 35 | 1461.7 | 8981.7 | 0 | 0 |  | 8981.7 |  | 72.39 | 300 | 90.87% | 608.2804 | 0.95923 |  |  |  | 1100 | 0.87443 | 10 | 15262.12 |  | 0.96575 | 1680.79 | 99.9%
3 | 75 | 110 | 1691.22 | 826.76 | 0 | 0 |  | 826.76 |  | 653.75 | 400 | 87.44% | 5061.498 | 0.88382 |  |  |  | 1500 | 0.82877 | 10 | 10443.4 |  | 0.96575 | 1731.11 | 0.999
4 | 100 | 210 | 1810.64 | 1921.84 | 0 | 0 |  | 1921.84 |  | 787.17 | 500 | 82.88% | 6030.1272 | 0.87449 |  |  |  | 2000 | 0.77169 | 35 | 10443.4 |  | 0.87443 | 1731.11 | 96.01%
5 | 200 | 410 | 1908.1 | 3803.51 | 0 | 0 |  | 3803.51 |  | 826.76 | 75 | 77.17% | 6297.7556 | 0.86957 |  |  |  | 2075 | 0.76313 | 35 | 2517.98 |  | 0.87443 | 2517.98 | 0.96007
6 | 300 | 710 | 1608.4 | 72.39 | 0 | 0 |  | 72.39 |  | 1591.58 | 200 | 76.31% | 11410.5773 | 0.81842 |  |  |  | 2275 | 0.7403 | 110 | 2517.98 |  | 0.86587 | 2517.98 | 95.72%
7 | 400 | 1110 | 1944.76 | 653.75 | 0 | 0 |  | 653.75 |  | 1921.84 | 100 | 74.03% | 13552.3134 | 0.80499 |  |  |  | 2375 | 0.72888 | 110 | 3732.48 |  | 0.86587 | 2598.51 | 0.95716
8 | 500 | 1610 | 1955.32 | 787.17 | 0 | 0 |  | 787.17 |  | 2750.82 | 25 | 72.89% | 18845.3507 | 0.78206 |  |  |  | 2400 | 0.72603 | 210 | 3732.48 |  | 0.82021 | 2598.51 | 95%
9 | 800 | 2410 | 1691.04 | 40.07 | 0 | 0 |  | 40.07 |  | 3803.51 | 200 | 72.6% | 25540.4591 | 0.76655 |  |  |  | 2600 | 0.7032 | 210 | 5711.61 |  | 0.82021 | 2742.49 | 0.94997
10 | 1262 | 3672 | 1982.77 | 6775.76 | 0 | 0 |  | 6775.76 |  | 5746.6 | 935 | 70.32% | 37509.8935 | 0.74513 |  |  |  | 3535 | 0.59646 | 410 | 5711.61 |  | 0.76313 | 2742.49 | 91%
11 | 25 | 3697 | 1385.74 | 2750.82 | 0 | 0 |  | 2750.82 |  | 6374.42 | 400 | 59.65% | 40790.253 | 0.73049 |  |  |  | 3935 | 0.5508 | 410 | 1680.79 |  | 0.76313 | 3488.66 | 0.91
12 | 200 | 3897 | 1897.08 | 1591.58 | 0 | 0 |  | 1591.58 |  | 6640.07 | 1203 | 55.08% | 42072.0143 | 0.7233 |  |  |  | 5138 | 0.41347 | 710 | 1680.79 |  | 0.7403 | 3488.66 | 89.89%
13 | 600 | 4497 | 1966.76 | 6673.11 | 0 | 0 |  | 6673.11 |  | 6673.11 | 600 | 41.35% | 42191.6851 | 0.72176 |  |  |  | 5738 | 0.34498 | 710 | 2598.51 |  | 0.7403 | 3732.48 | 0.89892
14 | 900 | 5397 | 1977.23 | 13229.12 | 0 | 0 |  | 13229.12 |  | 6775.76 | 1262 | 34.5% | 42501.8934 | 0.71605 |  |  |  | 7000 | 0.20091 | 1110 | 2598.51 |  | 0.72888 | 3732.48 | 88.23%
15 | 1203 | 6600 | 1981.97 | 6640.07 | 0 | 0 |  | 6640.07 |  | 6901.64 | 700 | 20.09% | 42723.4422 | 0.70666 |  |  |  | 7700 | 0.121 | 1110 | 2742.49 |  | 0.72888 | 4136.56 | 0.88231
16 | 25 | 6625 | 1456.77 | 7480.39 | 0 | 0 |  | 7480.39 |  | 7480.39 | 25 | 12.1% | 43336.9172 | 0.66135 |  |  |  | 7725 | 0.11815 | 1610 | 2742.49 |  | 0.72603 | 4136.56 | 83.92%
17 | 100 | 6725 | 1831.97 | 10575.67 | 0 | 0 |  | 10575.67 |  | 8981.7 | 25 | 11.82% | 44890.7731 | 0.57055 |  |  |  | 7750 | 0.1153 | 1610 | 1731.11 |  | 0.72603 | 5711.61 | 0.83921
18 | 400 | 7125 | 1952.44 | 6374.42 | 0 | 0 |  | 6374.42 |  | 10575.67 | 100 | 11.53% | 46500.6828 | 0.50193 |  |  |  | 7850 | 0.10388 | 2410 | 1731.11 |  | 0.7032 | 5711.61 | 80.38%
19 | 700 | 7825 | 1971.18 | 6901.64 | 0 | 0 |  | 6901.64 |  | 13229.12 | 900 | 10.39% | 48915.3223 | 0.42209 |  |  |  | 8750 | 0.0011416 | 2410 | 8758.53 |  | 0.7032 | 7723.97 | 0.80377
20 | 935 | 8760 | 1977.37 | 5746.6 | 0 | 0 |  | 5746.6 | max cap | 14049.96 | 10 | 0.1142% | 48923.5307 | 0.3975 |  |  |  | 8760 | 0 | 3672 | 8758.53 |  | 0.59646 | 7723.97 | 78.88%
[12 empty] | Wgtd avg MW | 5584.8779 | [6 empty] | 3672 | 4136.56 |  | 0.59646 | 8326.86 | 0.78876
|  | Base Capacity |  | 2000 | [15 empty] | 3697 | 4136.56 |  | 0.5508 | 8326.86 | 78.06%
[7 empty] | Total | Total |  |  |  | % year at | GWh with | Capacity | [5 empty] | 3697 | 3488.66 |  | 0.5508 | 8622.04 | 0.78062
Total capacity factor crossover point | [5 empty] | Blocks | Flow | Capacity+ |  | Total MW in Order | hours in block | MW or higher | Increasing MW | factor |  |  |  | Cum Hours | Frac Year | 3897 | 3488.66 |  | 0.41347 | 8622.04 | 77.99%
| point | MW | CF | GWh | Hours | 1 | 15262.12 | 15262.12 |  | 1680.79 | 300 | 100% | 14723.7204 | 100% |  |  |  | 300 | 0.96575 | 3897 | 8639.87 |  | 0.41347 | 8639.87 | 0.77986
Before | 1 | 1680.79 | 1 | 14723.7204 |  | 2 | 10443.4 | 10443.4 |  | 1731.11 | 800 | 96.58% | 15149.4276 | 99.9% |  |  |  | 1100 | 0.87443 | 4497 | 8639.87 |  | 0.34498 | 8639.87 | 77.4%
After | 2 | 1731.11 | 0.999 |  | 8460 | 3 | 2517.98 | 2517.98 |  | 2517.98 | 75 | 87.44% | 21176.8518 | 96.01% |  |  |  | 1175 | 0.86587 | 4497 | 15206.35 |  | 0.34498 | 8758.53 | 0.77397
Target Total Capacity |  | 1680.79 | 100% |  |  | 4 | 3732.48 | 3732.48 |  | 2598.51 | 400 | 86.59% | 21787.6719 | 95.72% |  |  |  | 1575 | 0.82021 | 5397 | 15206.35 |  | 0.20091 | 8758.53 | 76.66%
Less Baseload Capacity |  | 2000 |  |  |  | 5 | 5711.61 | 5711.61 |  | 2742.49 | 500 | 82.02% | 22822.1681 | 95% |  |  |  | 2075 | 0.76313 | 5397 | 8622.04 |  | 0.20091 | 8872.82 | 0.76659
Ruthven Criteria 1 |  | 0 |  |  |  | 6 | 1680.79 | 1680.79 |  | 3488.66 | 200 | 76.31% | 27810.3146 | 91% |  |  |  | 2275 | 0.7403 | 6600 | 8622.04 |  | 0.121 | 8872.82 | 76.19%
[6 empty] | 7 | 2598.51 | 2598.51 |  | 3732.48 | 100 | 74.03% | 29391.4873 | 89.89% |  |  |  | 2375 | 0.72888 | 6600 | 8937.16 |  | 0.121 | 8937.16 | 0.76194
[6 empty] | 8 | 2742.49 | 2742.49 |  | 4136.56 | 25 | 72.89% | 31971.5381 | 88.23% |  |  |  | 2400 | 0.72603 | 6625 | 8937.16 |  | 0.11815 | 8937.16 | 66.91%
Overload capacity factor crossover point | [5 empty] | 9 | 1731.11 | 1731.11 |  | 5711.61 | 200 | 72.6% | 41988.8561 | 83.92% |  |  |  | 2600 | 0.7032 | 6625 | 12407.64 |  | 0.11815 | 10443.4 | 0.66909
| point | MW | CF | GWh | Hours | 10 | 8758.53 | 8758.53 |  | 7723.97 | 935 | 70.32% | 54384.9937 | 80.38% |  |  |  | 3535 | 0.59646 | 6725 | 12407.64 |  | 0.1153 | 10443.4 | 58.14%
Before | 20 | 14049.96 | 0.3975 | 48923.5307 |  | 11 | 4136.56 | 4136.56 |  | 8326.86 | 400 | 59.65% | 57535.094 | 78.88% |  |  |  | 3935 | 0.5508 | 6725 | 8326.86 |  | 0.1153 | 12407.64 | 0.58142
After | 21 | 0 | 0 |  | 0 | 12 | 3488.66 | 3488.66 |  | 8622.04 | 1203 | 55.08% | 58959.3375 | 78.06% |  |  |  | 5138 | 0.41347 | 7125 | 8326.86 |  | 0.10388 | 12407.64 | 49.35%
Hadley/Ruthven Criteria 2 |  | 14049.96 | 34.55% |  |  | 13 | 8639.87 | 8639.87 |  | 8639.87 | 600 | 41.35% | 59023.9177 | 77.99% |  |  |  | 5738 | 0.34498 | 7125 | 8872.82 |  | 0.10388 | 15206.35 | 0.49353
[6 empty] | 14 | 15206.35 | 15206.35 |  | 8758.53 | 1262 | 34.5% | 59382.5082 | 77.4% |  |  |  | 7000 | 0.20091 | 7825 | 8872.82 |  | 0.0011416 | 15206.35 | 49.17%
Overload Capacity factor crossover point with sliding scale | [5 empty] | 15 | 8622.04 | 8622.04 |  | 8872.82 | 700 | 20.09% | 59583.6586 | 76.66% |  |  |  | 7700 | 0.121 | 7825 | 7723.97 |  | 0.0011416 | 15262.12 | 0.49173
BAU Avg Shadow price | 0 |  | Target Cap Factor |  | 100% | 16 | 8937.16 | 8937.16 |  | 8937.16 | 25 | 12.1% | 59651.859 | 76.19% |  |  |  | 7725 | 0.11815 | 8760 | 7723.97 |  | 0 | 15262.12 | 0
| point | MW | CF | GWh | Hours | 17 | 12407.64 | 12407.64 |  | 10443.4 | 25 | 11.82% | 61210.8174 | 66.91% |  |  |  | 7750 | 0.1153
Before | 1 | 40.07 | 1 | 351.0132 |  | 18 | 8326.86 | 8326.86 |  | 12407.64 | 100 | 11.53% | 63194.6998 | 58.14% |  |  |  | 7850 | 0.10388
After | 2 | 72.39 | 0.95923 |  | 7960 | 19 | 8872.82 | 8872.82 |  | 15206.35 | 900 | 10.39% | 65741.5259 | 49.35% |  |  |  | 8750 | 0.0011416
Pradip Chattopadhyay |  | 40.07 |  |  |  | 20 | 7723.97 | 7723.97 |  | 15262.12 | 10 | 0.1142% | 65742.0836 | 49.17% |  |  |  | 8760 | 0
[12 empty] | Wgtd avg MW | 7504.8041
[12 empty] | Ratio to Base Cap | 3.7524
[12 empty] | (Johnson) OL Line to give Avg CF = 75% | 8006.4054
Year | 2035 | [9 empty] | Flow Duration Curve Calculation
|  |  | Baseload | Overload | BAU Shadow | OL25 Shadow |  |  |  | Overload |  | % year at | GWh if Line at this Capacity | [6 empty] | For Block Graph |  |  | For LDC Graph
Blocks | Hours | Cum hours | Flow | Capacity | Price | Price |  | Capacity+ |  | MW in Order of Size |  | MW or higher |  | Capacity factor |  |  |  | Cum Hours | Frac Year |  | 2035 |  |  | 2035 | Cap fact
1 | 10 | 10 | 1141.17 | 8781.46 | 0 | 0 |  | 8781.46 | min Cap | 0.01 | 400 | 100% | 0.0876 | 1 |  |  |  | 400 | 0.95434 | 0 | 9922.63 |  | 1 | 0.02 | 100%
2 | 25 | 35 | 1294.67 | 3125.69 | 0 | 0 |  | 3125.69 |  | 0.01001 | 500 | 95.43% | 0.087684 | 0.99995 |  |  |  | 900 | 0.89726 | 10 | 9922.63 |  | 0.95434 | 0.02 | 100%
3 | 75 | 110 | 133.5 | 99.52 | 0 | 0 |  | 99.52 |  | 0.01002 | 800 | 89.73% | 0.087762 | 0.99985 |  |  |  | 1700 | 0.80594 | 10 | 4420.36 |  | 0.95434 | 0.02001 | 0.99998
4 | 100 | 210 | 0.36 | 0.39 | 0 | 0 |  | 0.39 |  | 0.02 | 300 | 80.59% | 0.15822 | 0.90309 |  |  |  | 2000 | 0.77169 | 35 | 4420.36 |  | 0.89726 | 0.02001 | 99.99%
5 | 200 | 410 | 224.97 | 219.16 | 0 | 0 |  | 219.16 |  | 0.02001 | 1262 | 77.17% | 0.15829 | 0.90302 |  |  |  | 3262 | 0.62763 | 35 | 233.02 |  | 0.89726 | 0.02002 | 0.99993
6 | 300 | 710 | 0.02 | 0.02 | 0 | 0 |  | 0.02 |  | 0.03 | 600 | 62.76% | 0.21321 | 0.81132 |  |  |  | 3862 | 0.55913 | 110 | 233.02 |  | 0.80594 | 0.02002 | 90.3%
7 | 400 | 1110 | 0.01 | 0.01 | 0 | 0 |  | 0.01 |  | 0.03001 | 700 | 55.91% | 0.21326 | 0.81123 |  |  |  | 4562 | 0.47922 | 110 | 0.75 |  | 0.80594 | 0.04 | 0.90303
8 | 500 | 1610 | 0.01 | 0.01 | 0 | 0 |  | 0.01001 |  | 0.03002 | 935 | 47.92% | 0.2133 | 0.81112 |  |  |  | 5497 | 0.37249 | 210 | 0.75 |  | 0.77169 | 0.04 | 90.3%
9 | 800 | 2410 | 0.01 | 0.01 | 0 | 0 |  | 0.01002 |  | 0.04 | 400 | 37.25% | 0.24587 | 0.70168 |  |  |  | 5897 | 0.32683 | 210 | 444.13 |  | 0.77169 | 0.04001 | 0.903
10 | 1262 | 3672 | 0.02 | 0.02 | 0 | 0 |  | 0.02001 |  | 0.06 | 200 | 32.68% | 0.30313 | 0.57673 |  |  |  | 6097 | 0.304 | 410 | 444.13 |  | 0.62763 | 0.04001 | 84.8%
11 | 25 | 3697 | 0.19 | 0.22 | 0 | 0 |  | 0.22 |  | 0.06001 | 900 | 30.4% | 0.30316 | 0.57668 |  |  |  | 6997 | 0.20126 | 410 | 0.04 |  | 0.62763 | 0.05 | 0.84798
12 | 200 | 3897 | 0.05 | 0.06 | 0 | 0 |  | 0.06 |  | 0.17 | 100 | 20.13% | 0.49707 | 0.33378 |  |  |  | 7097 | 0.18984 | 710 | 0.04 |  | 0.55913 | 0.05 | 84.79%
13 | 600 | 4497 | 0.02 | 0.03 | 0 | 0 |  | 0.03 |  | 0.22 | 25 | 18.98% | 0.58022 | 0.30107 |  |  |  | 7122 | 0.18699 | 710 | 0.02 |  | 0.55913 | 0.05001 | 0.84792
14 | 900 | 5397 | 0.04 | 0.06 | 0 | 0 |  | 0.06001 |  | 0.39 | 100 | 18.7% | 0.85868 | 0.25134 |  |  |  | 7222 | 0.17557 | 1110 | 0.02 |  | 0.47922 | 0.05001 | 84.78%
15 | 1203 | 6600 | 1974.11 | 695.14 | 0 | 0 |  | 695.14 |  | 99.52 | 75 | 17.56% | 153.3206 | 0.17587 |  |  |  | 7297 | 0.16701 | 1110 | 0.02 |  | 0.47922 | 0.05002 | 0.84784
16 | 25 | 6625 | 1336.96 | 4293.55 | 0 | 0 |  | 4293.55 |  | 219.16 | 200 | 16.7% | 328.3539 | 0.17103 |  |  |  | 7497 | 0.14418 | 1610 | 0.02 |  | 0.37249 | 0.05002 | 66.97%
17 | 100 | 6725 | 0.15 | 0.17 | 0 | 0 |  | 0.17 |  | 695.14 | 1203 | 14.42% | 929.5167 | 0.15264 |  |  |  | 8700 | 0.0068493 | 1610 | 0.02 |  | 0.37249 | 0.08 | 0.66971
18 | 400 | 7125 | 0.04 | 0.04 | 0 | 0 |  | 0.04 |  | 3125.69 | 25 | 0.6849% | 1075.3497 | 0.039274 |  |  |  | 8725 | 0.0039954 | 2410 | 0.02 |  | 0.32683 | 0.08 | 60.11%
19 | 700 | 7825 | 0.02 | 0.03 | 0 | 0 |  | 0.03001 |  | 4293.55 | 25 | 0.3995% | 1116.2248 | 0.029678 |  |  |  | 8750 | 0.0011416 | 2410 | 0.04 |  | 0.32683 | 0.1 | 0.60113
20 | 935 | 8760 | 0.02 | 0.03 | 0 | 0 |  | 0.03002 | max cap | 8781.46 | 10 | 0.1142% | 1161.1039 | 0.015094 |  |  |  | 8760 | 0 | 3672 | 0.04 |  | 0.22409 | 0.1 | 56.69%
[12 empty] | Wgtd avg MW | 132.5461 | [6 empty] | 3672 | 0.41 |  | 0.22409 | 0.11 | 0.56685
[20 empty] | 3697 | 0.41 |  | 0.20126 | 0.11 | 32.69%
[7 empty] | Total | Total |  | Total MW |  | % year at | GWh with | Capacity | [5 empty] | 3697 | 0.11 |  | 0.20126 | 0.32 | 0.32693
Total capacity factor crossover point | [5 empty] | Blocks | Flow | Capacity+ |  | in Order | hours in block | MW or higher | Increasing MW | factor |  |  |  | Cum Hours | Frac Year | 3897 | 0.11 |  | 0.18984 | 0.32 | 29.68%
| point | MW | CF | GWh | Hours | 1 | 9922.63 | 9922.63 |  | 0.02 | 400 | 100% | 0.1752 | 100% |  |  |  | 400 | 0.95434 | 3897 | 0.05 |  | 0.18984 | 0.41 | 0.29684
Before | 1 | 0.02 | 1 | 0.1752 |  | 2 | 4420.36 | 4420.36 |  | 0.02001 | 500 | 95.43% | 0.17528 | 100% |  |  |  | 900 | 0.89726 | 4497 | 0.05 |  | 0.18699 | 0.41 | 24.7%
After | 2 | 0.02001 | 0.99998 |  | 8360 | 3 | 233.02 | 233.02 |  | 0.02002 | 800 | 89.73% | 0.17536 | 99.99% |  |  |  | 1700 | 0.80594 | 4497 | 0.1 |  | 0.18699 | 0.75 | 0.24704
Target Total Capacity |  | 0.02 | 100% |  |  | 4 | 0.75 | 0.75 |  | 0.04 | 300 | 80.59% | 0.31642 | 90.3% |  |  |  | 2000 | 0.77169 | 5397 | 0.1 |  | 0.17557 | 0.75 | 17.58%
Less Baseload Capacity |  | 2000 |  |  |  | 5 | 444.13 | 444.13 |  | 0.04001 | 1262 | 77.17% | 0.31649 | 90.3% |  |  |  | 3262 | 0.62763 | 5397 | 2669.25 |  | 0.17557 | 233.02 | 0.1758
Ruthven Criteria 1 |  | 0 |  |  |  | 6 | 0.04 | 0.04 |  | 0.05 | 600 | 62.76% | 0.37141 | 84.8% |  |  |  | 3862 | 0.55913 | 6600 | 2669.25 |  | 0.16701 | 233.02 | 17.16%
[6 empty] | 7 | 0.02 | 0.02 |  | 0.05001 | 700 | 55.91% | 0.37146 | 84.79% |  |  |  | 4562 | 0.47922 | 6600 | 5630.51 |  | 0.16701 | 444.13 | 0.17162
[6 empty] | 8 | 0.02 | 0.02001 |  | 0.05002 | 935 | 47.92% | 0.3715 | 84.78% |  |  |  | 5497 | 0.37249 | 6625 | 5630.51 |  | 0.14418 | 444.13 | 14.87%
Overload capacity factor crossover point | [5 empty] | 9 | 0.02 | 0.02002 |  | 0.08 | 400 | 37.25% | 0.46933 | 66.97% |  |  |  | 5897 | 0.32683 | 6625 | 0.32 |  | 0.14418 | 2669.25 | 0.14874
| point | MW | CF | GWh | Hours | 10 | 0.04 | 0.04001 |  | 0.1 | 900 | 32.68% | 0.52659 | 60.11% |  |  |  | 6797 | 0.22409 | 6725 | 0.32 |  | 0.0068493 | 2669.25 | 9.253%
Before | 11 | 0.06001 | 0.57668 | 0.30316 |  | 11 | 0.41 | 0.41 |  | 0.11 | 200 | 22.41% | 0.54622 | 56.69% |  |  |  | 6997 | 0.20126 | 6725 | 0.08 |  | 0.0068493 | 4420.36 | 0.092533
After | 12 | 0.17 | 0.33378 |  | 1763 | 12 | 0.11 | 0.11 |  | 0.32 | 100 | 20.13% | 0.91645 | 32.69% |  |  |  | 7097 | 0.18984 | 7125 | 0.08 |  | 0.0039954 | 4420.36 | 7.35%
Hadley/Ruthven Criteria 2 |  | 0.15617 | 34.55% |  |  | 13 | 0.05 | 0.05 |  | 0.41 | 25 | 18.98% | 1.0661 | 29.68% |  |  |  | 7122 | 0.18699 | 7125 | 0.05 |  | 0.0039954 | 5630.51 | 0.073504
[6 empty] | 14 | 0.1 | 0.1 |  | 0.75 | 100 | 18.7% | 1.623 | 24.7% |  |  |  | 7222 | 0.17557 | 7825 | 0.05 |  | 0.0011416 | 5630.51 | 4.22%
Overload Capacity factor crossover point with sliding scale | [5 empty] | 15 | 2669.25 | 2669.25 |  | 233.02 | 75 | 17.56% | 358.8543 | 17.58% |  |  |  | 7297 | 0.16701 | 7825 | 0.05 |  | 0.0011416 | 9922.63 | 0.042203
BAU Avg Shadow price | 0 |  | Target Cap Factor |  | 100% | 16 | 5630.51 | 5630.51 |  | 444.13 | 200 | 16.7% | 667.7082 | 17.16% |  |  |  | 7497 | 0.14418 | 8760 | 0.05 |  | 0 | 9922.63 | 0
| point | MW | CF | GWh | Hours | 17 | 0.32 | 0.32 |  | 2669.25 | 1203 | 14.42% | 3478.0348 | 14.87% |  |  |  | 8700 | 0.0068493
Before | 1 | 0.01 | 1 | 0.0876 |  | 18 | 0.08 | 0.08 |  | 4420.36 | 25 | 0.6849% | 3583.1014 | 9.253% |  |  |  | 8725 | 0.0039954
After | 2 | 0.01001 | 0.99995 |  | 8360 | 19 | 0.05 | 0.05001 |  | 5630.51 | 25 | 0.3995% | 3625.4566 | 7.35% |  |  |  | 8750 | 0.0011416
Pradip Chattopadhyay |  | 0.01 |  |  |  | 20 | 0.05 | 0.05002 |  | 9922.63 | 10 | 0.1142% | 3668.3778 | 4.22% |  |  |  | 8760 | 0
[12 empty] | Wgtd avg MW | 418.7646
[12 empty] | Ratio to Base Cap | 0.20938
[12 empty] | (Johnson) OL Line to give Avg CF = 75% | 0
Year | All Years | [8 empty] | Flow Duration Curve Calculation
|  |  | Baseload | Overload | Total | BAU Shadow | OL25 Shadow | Total | Total | Hours |  | % year at | GWh with | Capacity |  | Overload | Overload MW | Hours |  | GWh in | Capacity |  | For Flow Duration Graph
Blocks | Hours | Cum hours | Flow | Capacity | Capacity | Price | Price | Capacity+ | MW in Order of Size | in Block | Cum Hours | MW or higher | Increasing MW | Factor |  | Capacity+ | by Size | in block | Cum Hours | Increasing MW | Factor |  | Frac Year |  | All Years
1 | 10 | 10 | 1998.38 | 7885.85 | 9884.23 | 0 | 1.1751 | 9884.23 | 0 | 1262 | 1262 | 100% | 0 | 100% |  | 7885.85 | 0 | 800 | 800 | 0 | 100% |  | 0.96398 | 1 | 0 | 0
2 | 25 | 35 | 1999.29 | 6176.55 | 8175.84 | 0 | 1.1751 | 8175.84 | 0.01 | 800 | 2062 | 96.4% | 0.33778 | 96.4% |  | 6176.55 | 1e-05 | 1262 | 2062 | 0.0003424 | 97.72% |  | 0.94115 | 0.96398 | 0 | 0
3 | 75 | 110 | 1999.75 | 5354.96 | 7354.71 | 0 | 1.1751 | 7354.71 | 0.02 | 600 | 2662 | 94.12% | 0.66756 | 95.26% |  | 5354.96 | 0.01 | 600 | 2662 | 0.32979 | 94.12% |  | 0.92403 | 0.96398 | 0.01 | 0
4 | 100 | 210 | 1999.81 | 5475.79 | 7475.6 | 0 | 1.1751 | 7475.6 | 0.02001 | 900 | 3562 | 92.4% | 0.66788 | 95.26% |  | 5475.79 | 0.01001 | 900 | 3562 | 0.33012 | 94.12% |  | 0.89834 | 0.94115 | 0.01 | 0
5 | 200 | 410 | 1999.9 | 5154.04 | 7153.94 | 2.2553 | 1.1751 | 7153.94 | 0.02002 | 400 | 3962 | 89.83% | 0.6682 | 95.25% |  | 5154.04 | 0.01002 | 1203 | 4765 | 0.33043 | 94.11% |  | 0.88693 | 0.94115 | 0.02 | 451.06 | 200
6 | 300 | 710 | 1999.93 | 1506.54 | 3506.47 | 4.843 | 1.1751 | 3506.47 | 0.02003 | 700 | 4662 | 88.69% | 0.66851 | 95.25% |  | 1506.54 | 0.01003 | 400 | 5165 | 0.33073 | 94.11% |  | 0.86695 | 0.92403 | 0.02 | 1452.888 | 300
7 | 400 | 1110 | 1825.14 | 0.06 | 1825.2 | 5.0804 | 0 | 1825.2 | 0.02004 | 400 | 5062 | 86.7% | 0.66881 | 95.25% |  | 0.06 | 0.01004 | 700 | 5865 | 0.33103 | 94.1% |  | 0.85554 | 0.92403 | 0.02001 | 2032.144 | 400
8 | 500 | 1610 | 1999.95 | 2.19 | 2002.14 | 0 | 1.1514 | 2002.14 | 0.02005 | 500 | 5562 | 85.55% | 0.66911 | 95.24% |  | 2.19 | 0.01005 | 400 | 6265 | 0.33132 | 94.09% |  | 0.84127 | 0.89834 | 0.02001 | 0
9 | 800 | 2410 | 0.01 | 0 | 0.01 | 0 | 0 | 0.01 | 0.02006 | 800 | 6362 | 84.13% | 0.66941 | 95.23% |  | 0 | 0.01006 | 500 | 6765 | 0.33161 | 94.07% |  | 0.81844 | 0.89834 | 0.02002 | 0
10 | 1262 | 3672 | 0 | 0 | 0 | 0 | 0 | 0 | 0.04 | 300 | 6662 | 81.84% | 1.2412 | 88.56% |  | 1e-05 | 0.01007 | 800 | 7565 | 0.33189 | 94.06% |  | 0.80987 | 0.88693 | 0.02002 | 0
11 | 25 | 3697 | 1999.31 | 4881.71 | 6881.02 | 7.6562 | 1.1751 | 6881.02 | 0.04001 | 1262 | 7924 | 80.99% | 1.2415 | 88.56% |  | 4881.71 | 0.02 | 200 | 7765 | 0.60472 | 86.29% |  | 0.77386 | 0.88693 | 0.02003 | 191.4038 | 25
12 | 200 | 3897 | 0.03 | 0.02 | 0.05 | 0 | 0 | 0.05 | 0.05 | 200 | 8124 | 77.39% | 1.5124 | 86.33% |  | 0.02 | 0.02001 | 600 | 8365 | 0.60499 | 86.29% |  | 0.76815 | 0.86695 | 0.02003 | 0
13 | 600 | 4497 | 0.01 | 0.01 | 0.02 | 0 | 0 | 0.02 | 0.05001 | 600 | 8724 | 76.82% | 1.5127 | 86.32% |  | 0.01 | 0.02002 | 300 | 8665 | 0.60526 | 86.28% |  | 0.75103 | 0.86695 | 0.02004 | 0
14 | 900 | 5397 | 0.01 | 0.01 | 0.02 | 0 | 0 | 0.02001 | 0.05002 | 700 | 9424 | 75.1% | 1.513 | 86.32% |  | 0.01001 | 0.02003 | 1262 | 9927 | 0.60552 | 86.28% |  | 0.73105 | 0.85554 | 0.02004 | 0
15 | 1203 | 6600 | 0.07 | 0.01 | 0.08 | 0 | 0 | 0.08 | 0.05003 | 935 | 10359 | 73.11% | 1.5132 | 86.32% |  | 0.01002 | 0.03 | 600 | 10527 | 0.8559 | 81.42% |  | 0.70437 | 0.85554 | 0.02005 | 0
16 | 25 | 6625 | 1999.31 | 3313.51 | 5312.82 | 12.9264 | 1.1751 | 5312.82 | 0.08 | 1203 | 11562 | 70.44% | 2.2529 | 80.37% |  | 3313.51 | 0.03001 | 700 | 11227 | 0.85615 | 81.42% |  | 0.67003 | 0.84127 | 0.02005 | 323.1608 | 25
17 | 100 | 6725 | 0.23 | 0.1 | 0.33 | 0 | 0 | 0.33 | 0.08001 | 400 | 11962 | 67% | 2.2531 | 80.37% |  | 0.1 | 0.03002 | 935 | 12162 | 0.85638 | 81.41% |  | 0.65862 | 0.84127 | 0.02006 | 0
18 | 400 | 7125 | 0.01 | 0.01 | 0.02 | 0 | 0 | 0.02002 | 0.1 | 900 | 12862 | 65.86% | 2.7145 | 77.47% |  | 0.01003 | 0.04 | 800 | 12962 | 1.0847 | 77.39% |  | 0.63293 | 0.81844 | 0.02006 | 0
19 | 700 | 7825 | 0.01 | 0.01 | 0.02 | 0 | 0 | 0.02003 | 0.11 | 200 | 13062 | 63.29% | 2.9362 | 76.18% |  | 0.01004 | 0.04001 | 400 | 13362 | 1.0849 | 77.39% |  | 0.62723 | 0.81844 | 0.04 | 0 |  | 2020
20 | 935 | 8760 | 1999.54 | 1120.88 | 3120.42 | 0 | 1.1751 | 3120.42 | 0.19 | 600 | 13662 | 62.72% | 4.6945 | 70.51% |  | 1120.88 | 0.06 | 400 | 13762 | 1.5183 | 72.22% |  | 0.6101 | 0.80987 | 0.04 | 0 |  | 4.6849
21 | 10 | 8770 | 1998.53 | 11181.62 | 13180.15 | 0 | 1.6262 | 13180.15 | 0.32 | 100 | 13762 | 61.01% | 7.4736 | 66.65% |  | 11181.62 | 0.06001 | 200 | 13962 | 1.5185 | 72.21% |  | 0.60725 | 0.80987 | 0.04001 | 0
22 | 25 | 8795 | 1999.38 | 8486.92 | 10486.3 | 0 | 1.6262 | 10486.3 | 0.33 | 100 | 13862 | 60.72% | 7.6864 | 66.47% |  | 8486.92 | 0.06002 | 400 | 14362 | 1.5187 | 72.21% |  | 0.60439 | 0.77386 | 0.04001 | 0
23 | 75 | 8870 | 1999.78 | 310.69 | 2310.47 | 0 | 1.6262 | 2310.47 | 0.34 | 200 | 14062 | 60.44% | 7.8982 | 66.3% |  | 310.69 | 0.06003 | 200 | 14562 | 1.5189 | 72.21% |  | 0.59869 | 0.77386 | 0.05 | 0
24 | 100 | 8970 | 1999.83 | 7093.84 | 9093.67 | 0 | 1.6262 | 9093.67 | 0.41 | 25 | 14087 | 59.87% | 9.3666 | 65.2% |  | 7093.84 | 0.06004 | 900 | 15462 | 1.5191 | 72.21% |  | 0.59797 | 0.76815 | 0.05 | 0
25 | 200 | 9170 | 1999.91 | 7798.12 | 9798.03 | 4.8192 | 1.6262 | 9798.03 | 0.75 | 100 | 14187 | 59.8% | 16.4907 | 62.75% |  | 7798.12 | 0.1 | 100 | 15562 | 2.3014 | 65.68% |  | 0.59512 | 0.76815 | 0.05001 | 963.844 | 200
26 | 300 | 9470 | 1999.94 | 4143.42 | 6143.36 | 5.3296 | 1.6262 | 6143.36 | 233.02 | 75 | 14262 | 59.51% | 4860.017 | 59.52% |  | 4143.42 | 0.17 | 100 | 15662 | 3.6649 | 61.52% |  | 0.59298 | 0.75103 | 0.05001 | 1598.889 | 300
27 | 400 | 9870 | 1999.96 | 1678.99 | 3678.95 | 8.8313 | 1.6262 | 3678.95 | 444.13 | 200 | 14462 | 59.3% | 9246.4606 | 59.42% |  | 1678.99 | 0.22 | 25 | 15687 | 4.6338 | 60.11% |  | 0.58727 | 0.75103 | 0.05002 | 3532.512 | 400
28 | 500 | 10370 | 1999.96 | 1626.49 | 3626.45 | 5.5077 | 1.6262 | 3626.45 | 529.41 | 800 | 15262 | 58.73% | 11001.3524 | 59.3% |  | 1626.49 | 0.39 | 100 | 15787 | 7.9238 | 57.98% |  | 0.56444 | 0.73105 | 0.05002 | 2753.84 | 500
29 | 800 | 11170 | 529.37 | 0.04 | 529.41 | 0 | 0 | 529.41 | 1680.79 | 300 | 15562 | 56.44% | 33773.346 | 57.35% |  | 0.04 | 2.19 | 500 | 16287 | 42.5792 | 55.49% |  | 0.55588 | 0.73105 | 0.05003 | 0
30 | 1262 | 12432 | 1999.98 | 6806.4 | 8806.38 | 0 | 1.6262 | 8806.38 | 1731.11 | 800 | 16362 | 55.59% | 34753.479 | 57.29% |  | 6806.4 | 40.07 | 800 | 17087 | 752.9429 | 53.63% |  | 0.53305 | 0.70437 | 0.05003 | 0
31 | 25 | 12457 | 1999.38 | 6196.67 | 8196.05 | 8.9975 | 1.6262 | 8196.05 | 1825.2 | 400 | 16762 | 53.3% | 36510.892 | 57.09% |  | 6196.67 | 72.39 | 300 | 17387 | 1333.1838 | 52.56% |  | 0.52163 | 0.70437 | 0.08 | 224.9365 | 25
32 | 200 | 12657 | 0.28 | 0.06 | 0.34 | 0 | 0 | 0.34 | 1998.55 | 400 | 17162 | 52.16% | 39679.3833 | 56.66% |  | 0.06001 | 99.52 | 75 | 17462 | 1812.1097 | 51.96% |  | 0.51022 | 0.67003 | 0.08 | 0
33 | 600 | 13257 | 0.17 | 0.02 | 0.19 | 0 | 0 | 0.19 | 2002.14 | 500 | 17662 | 51.02% | 39743.5653 | 56.65% |  | 0.02001 | 219.16 | 200 | 17662 | 3915.1416 | 50.98% |  | 0.49595 | 0.67003 | 0.08001 | 0
34 | 900 | 14157 | 1999.98 | 11319.17 | 13319.15 | 0 | 1.6262 | 13319.15 | 2310.47 | 75 | 17737 | 49.59% | 45101.7241 | 55.71% |  | 11319.17 | 310.69 | 75 | 17737 | 5505.75 | 50.57% |  | 0.49381 | 0.65862 | 0.08001 | 0
35 | 1203 | 15360 | 1999.98 | 13600.36 | 15600.34 | 0 | 1.6262 | 15600.34 | 2517.98 | 75 | 17812 | 49.38% | 48692.2696 | 55.19% |  | 13600.36 | 653.75 | 400 | 18137 | 11441.7171 | 49.95% |  | 0.49167 | 0.65862 | 0.1 | 0
36 | 25 | 15385 | 1999.38 | 8002.4 | 10001.78 | 14.6951 | 1.6262 | 10001.78 | 2598.51 | 400 | 18212 | 49.17% | 50079.6404 | 55% |  | 8002.4 | 695.14 | 1203 | 19340 | 12141.3323 | 49.85% |  | 0.48025 | 0.63293 | 0.1 | 367.3765 | 25
37 | 100 | 15485 | 1999.83 | 1925 | 3924.83 | 0 | 1.6262 | 3924.83 | 2669.25 | 1203 | 19415 | 48.03% | 51270.0532 | 54.82% |  | 1925 | 787.17 | 500 | 19840 | 13586.2033 | 49.26% |  | 0.44592 | 0.63293 | 0.11 | 0
38 | 400 | 15885 | 1998.49 | 0.06 | 1998.55 | 0 | 0.48667 | 1998.55 | 2742.49 | 500 | 19915 | 44.59% | 52414.4282 | 54.54% |  | 0.06002 | 826.76 | 75 | 19915 | 14187.9713 | 48.98% |  | 0.43165 | 0.62723 | 0.11 | 0
39 | 700 | 16585 | 1999.97 | 5251.97 | 7251.94 | 0 | 1.6262 | 7251.94 | 3120.42 | 935 | 20850 | 43.16% | 58130.6194 | 53.17% |  | 5251.97 | 1120.88 | 935 | 20850 | 18636.5363 | 47.45% |  | 0.40497 | 0.62723 | 0.19 | 0 |  | 2025
40 | 935 | 17520 | 1999.98 | 4892.38 | 6892.36 | 0 | 1.6262 | 6892.36 | 3488.66 | 200 | 21050 | 40.5% | 63355.945 | 51.83% |  | 4892.38 | 1506.54 | 300 | 21150 | 24109.0517 | 45.67% |  | 0.39926 | 0.6101 | 0.19 | 0 |  | 6.5113
41 | 10 | 17530 | 1212.16 | 14049.96 | 15262.12 | 0 | 0 | 15262.12 | 3506.47 | 300 | 21350 | 39.93% | 63605.1069 | 51.77% |  | 14049.96 | 1591.58 | 200 | 21350 | 25290.2573 | 45.35% |  | 0.3907 | 0.6101 | 0.32 | 0
42 | 25 | 17555 | 1461.7 | 8981.7 | 10443.4 | 0 | 0 | 10443.4 | 3626.45 | 500 | 21850 | 39.07% | 65247.6331 | 51.35% |  | 8981.7 | 1626.49 | 500 | 21850 | 25768.1752 | 45.21% |  | 0.37643 | 0.60725 | 0.32 | 0
43 | 75 | 17630 | 1691.22 | 826.76 | 2517.98 | 0 | 0 | 2517.98 | 3678.95 | 400 | 22250 | 37.64% | 65940.1081 | 51.15% |  | 826.76 | 1678.99 | 400 | 22250 | 26460.6502 | 44.98% |  | 0.36501 | 0.60725 | 0.33 | 0
44 | 100 | 17730 | 1810.64 | 1921.84 | 3732.48 | 0 | 0 | 3732.48 | 3732.48 | 100 | 22350 | 36.5% | 66624.7568 | 50.94% |  | 1921.84 | 1921.84 | 100 | 22350 | 29566.7017 | 43.91% |  | 0.36216 | 0.60439 | 0.33 | 0
45 | 200 | 17930 | 1908.1 | 3803.51 | 5711.61 | 0 | 0 | 5711.61 | 3924.83 | 100 | 22450 | 36.22% | 69065.6783 | 50.22% |  | 3803.51 | 1925 | 100 | 22450 | 29606.8021 | 43.89% |  | 0.3593 | 0.60439 | 0.34 | 0
46 | 300 | 18230 | 1608.4 | 72.39 | 1680.79 | 0 | 0 | 1680.79 | 4136.56 | 25 | 22475 | 35.93% | 71731.359 | 49.49% |  | 72.39 | 2750.82 | 25 | 22475 | 40003.8759 | 41.5% |  | 0.35859 | 0.59869 | 0.34 | 0
47 | 400 | 18630 | 1944.76 | 653.75 | 2598.51 | 0 | 0 | 2598.51 | 4420.36 | 25 | 22500 | 35.86% | 75297.306 | 48.61% |  | 653.75 | 3125.69 | 25 | 22500 | 44714.1175 | 40.83% |  | 0.35788 | 0.59869 | 0.41 | 0
48 | 500 | 19130 | 1955.32 | 787.17 | 2742.49 | 0 | 0 | 2742.49 | 5312.82 | 25 | 22525 | 35.79% | 86488.7544 | 46.46% |  | 787.17 | 3313.51 | 25 | 22525 | 47069.3803 | 40.54% |  | 0.35716 | 0.59797 | 0.41 | 0
49 | 800 | 19930 | 1691.04 | 40.07 | 1731.11 | 0 | 0 | 1731.11 | 5630.51 | 25 | 22550 | 35.72% | 90464.6448 | 45.85% |  | 40.07 | 3803.51 | 200 | 22725 | 53201.7303 | 39.92% |  | 0.35645 | 0.59797 | 0.75 | 0
50 | 1262 | 21192 | 1982.77 | 6775.76 | 8758.53 | 0 | 0 | 8758.53 | 5711.61 | 200 | 22750 | 35.64% | 91477.5838 | 45.71% |  | 6775.76 | 4143.42 | 300 | 23025 | 57387.7219 | 39.53% |  | 0.35074 | 0.59512 | 0.75 | 0
51 | 25 | 21217 | 1385.74 | 2750.82 | 4136.56 | 0 | 0 | 4136.56 | 6143.36 | 300 | 23050 | 35.07% | 96783.7913 | 44.96% |  | 2750.82 | 4293.55 | 25 | 23050 | 59191.5339 | 39.34% |  | 0.34218 | 0.59512 | 233.02 | 0
52 | 200 | 21417 | 1897.08 | 1591.58 | 3488.66 | 0 | 0 | 3488.66 | 6881.02 | 25 | 23075 | 34.22% | 105628.3347 | 43.81% |  | 1591.58 | 4881.71 | 25 | 23075 | 66243.5723 | 38.73% |  | 0.34147 | 0.59298 | 233.02 | 0
53 | 600 | 22017 | 1966.76 | 6673.11 | 8639.87 | 0 | 0 | 8639.87 | 6892.36 | 935 | 24010 | 34.15% | 105764.0178 | 43.79% |  | 6673.11 | 4892.38 | 935 | 24010 | 66371.2388 | 38.72% |  | 0.31478 | 0.59298 | 444.13 | 0
54 | 900 | 22917 | 1977.23 | 13229.12 | 15206.35 | 0 | 0 | 15206.35 | 7153.94 | 200 | 24210 | 31.48% | 108649.2452 | 43.34% |  | 13229.12 | 5154.04 | 200 | 24210 | 69257.3486 | 38.35% |  | 0.30908 | 0.58727 | 444.13 | 0
55 | 1203 | 24120 | 1981.97 | 6640.07 | 8622.04 | 0 | 0 | 8622.04 | 7251.94 | 700 | 24910 | 30.91% | 109710.5852 | 43.17% |  | 6640.07 | 5251.97 | 700 | 24910 | 70317.9305 | 38.21% |  | 0.2891 | 0.58727 | 529.41 | 0
56 | 25 | 24145 | 1456.77 | 7480.39 | 8937.16 | 0 | 0 | 8937.16 | 7354.71 | 75 | 24985 | 28.91% | 110751.6453 | 42.98% |  | 7480.39 | 5354.96 | 75 | 24985 | 71361.2192 | 38.03% |  | 0.28696 | 0.56444 | 529.41 | 0
57 | 100 | 24245 | 1831.97 | 10575.67 | 12407.64 | 0 | 0 | 12407.64 | 7475.6 | 100 | 25085 | 28.7% | 111967.1942 | 42.74% |  | 10575.67 | 5475.79 | 100 | 25085 | 72576.1649 | 37.83% |  | 0.2841 | 0.56444 | 1680.79 | 0
58 | 400 | 24645 | 1952.44 | 6374.42 | 8326.86 | 0 | 0 | 8326.86 | 7723.97 | 935 | 26020 | 28.41% | 114439.7176 | 42.28% |  | 6374.42 | 5746.6 | 935 | 26020 | 75272.0784 | 37.38% |  | 0.25742 | 0.55588 | 1680.79 | 0
59 | 700 | 25345 | 1971.18 | 6901.64 | 8872.82 | 0 | 0 | 8872.82 | 8175.84 | 25 | 26045 | 25.74% | 118515.585 | 41.37% |  | 6901.64 | 6176.55 | 25 | 26045 | 79150.2274 | 36.57% |  | 0.25671 | 0.55588 | 1731.11 | 0 |  | 2030
60 | 935 | 26280 | 1977.37 | 5746.6 | 7723.97 | 0 | 0 | 7723.97 | 8196.05 | 25 | 26070 | 25.67% | 118697.3739 | 41.33% |  | 5746.6 | 6196.67 | 25 | 26070 | 79331.2068 | 36.54% |  | 0.25599 | 0.53305 | 1731.11 | 0 |  | 0
61 | 10 | 26290 | 1141.17 | 8781.46 | 9922.63 | 0 | 0 | 9922.63 | 8326.86 | 400 | 26470 | 25.6% | 119870.7396 | 41.08% |  | 8781.46 | 6374.42 | 400 | 26470 | 80925.6243 | 36.23% |  | 0.24458 | 0.53305 | 1825.2 | 0
62 | 25 | 26315 | 1294.67 | 3125.69 | 4420.36 | 0 | 0 | 4420.36 | 8622.04 | 1203 | 27673 | 24.46% | 122400.4322 | 40.51% |  | 3125.69 | 6640.07 | 1203 | 27673 | 83202.2448 | 35.76% |  | 0.21025 | 0.52163 | 1825.2 | 0
63 | 75 | 26390 | 133.5 | 99.52 | 233.02 | 0 | 0 | 233.02 | 8639.87 | 600 | 28273 | 21.02% | 122531.7858 | 40.47% |  | 99.52 | 6673.11 | 600 | 28273 | 83445.6505 | 35.69% |  | 0.19312 | 0.52163 | 1998.55 | 0
64 | 100 | 26490 | 0.36 | 0.39 | 0.75 | 0 | 0 | 0.75 | 8758.53 | 1262 | 29535 | 19.31% | 123334.758 | 40.19% |  | 0.39 | 6775.76 | 1262 | 29535 | 84140.283 | 35.44% |  | 0.15711 | 0.51022 | 1998.55 | 0
65 | 200 | 26690 | 224.97 | 219.16 | 444.13 | 0 | 0 | 444.13 | 8806.38 | 1262 | 30797 | 15.71% | 123598.1723 | 40.05% |  | 219.16 | 6806.4 | 1262 | 30797 | 84308.9562 | 35.35% |  | 0.12109 | 0.51022 | 2002.14 | 0
66 | 300 | 26990 | 0.02 | 0.02 | 0.04 | 0 | 0 | 0.04 | 8872.82 | 700 | 31497 | 12.11% | 123880.0772 | 39.85% |  | 0.02002 | 6901.64 | 700 | 31497 | 84713.0596 | 35.03% |  | 0.10111 | 0.49595 | 2002.14 | 0
67 | 400 | 27390 | 0.01 | 0.01 | 0.02 | 0 | 0 | 0.02004 | 8937.16 | 25 | 31522 | 10.11% | 124108.0338 | 39.63% |  | 0.01005 | 7093.84 | 100 | 31597 | 85394.0242 | 34.35% |  | 0.1004 | 0.49595 | 2310.47 | 0
68 | 500 | 27890 | 0.01 | 0.01 | 0.02 | 0 | 0 | 0.02005 | 9093.67 | 100 | 31622 | 10.04% | 124658.636 | 39.12% |  | 0.01006 | 7480.39 | 25 | 31622 | 86724.9158 | 33.09% |  | 0.097546 | 0.49381 | 2310.47 | 0
69 | 800 | 28690 | 0.01 | 0.01 | 0.02 | 0 | 0 | 0.02006 | 9798.03 | 200 | 31822 | 9.755% | 127066.1385 | 37.01% |  | 0.01007 | 7798.12 | 200 | 31822 | 87810.917 | 32.14% |  | 0.091838 | 0.49381 | 2517.98 | 0
70 | 1262 | 29952 | 0.02 | 0.02 | 0.04 | 0 | 0 | 0.04001 | 9884.23 | 10 | 31832 | 9.184% | 127343.5301 | 36.77% |  | 0.02003 | 7885.85 | 10 | 31832 | 88093.2321 | 31.88% |  | 0.091553 | 0.49167 | 2517.98 | 0
71 | 25 | 29977 | 0.19 | 0.22 | 0.41 | 0 | 0 | 0.41 | 9922.63 | 10 | 31842 | 9.155% | 127466.7173 | 36.66% |  | 0.22 | 8002.4 | 25 | 31857 | 88467.1245 | 31.55% |  | 0.091267 | 0.49167 | 2598.51 | 0
72 | 200 | 30177 | 0.05 | 0.06 | 0.11 | 0 | 0 | 0.11 | 10001.78 | 25 | 31867 | 9.127% | 127719.839 | 36.44% |  | 0.06003 | 8486.92 | 25 | 31882 | 90009.3517 | 30.27% |  | 0.090554 | 0.48025 | 2598.51 | 0
73 | 600 | 30777 | 0.02 | 0.03 | 0.05 | 0 | 0 | 0.05001 | 10443.4 | 25 | 31892 | 9.055% | 129121.0993 | 35.29% |  | 0.03 | 8781.46 | 10 | 31892 | 90939.509 | 29.55% |  | 0.08984 | 0.48025 | 2669.25 | 0
74 | 900 | 31677 | 0.04 | 0.06 | 0.1 | 0 | 0 | 0.1 | 10486.3 | 25 | 31917 | 8.984% | 129256.1485 | 35.18% |  | 0.06004 | 8981.7 | 25 | 31917 | 91569.8645 | 29.1% |  | 0.089127 | 0.44592 | 2669.25 | 0
75 | 1203 | 32880 | 1974.11 | 695.14 | 2669.25 | 0 | 0 | 2669.25 | 12407.64 | 100 | 32017 | 8.913% | 135256.4933 | 31.11% |  | 695.14 | 10575.67 | 100 | 32017 | 96547.8328 | 26.05% |  | 0.086273 | 0.44592 | 2742.49 | 0
76 | 25 | 32905 | 1336.96 | 4293.55 | 5630.51 | 0 | 0 | 5630.51 | 13180.15 | 10 | 32027 | 8.627% | 137591.791 | 29.79% |  | 4293.55 | 11181.62 | 10 | 32027 | 98379.6197 | 25.11% |  | 0.085987 | 0.43165 | 2742.49 | 0
77 | 100 | 33005 | 0.15 | 0.17 | 0.32 | 0 | 0 | 0.32 | 13319.15 | 900 | 32927 | 8.599% | 138010.598 | 29.57% |  | 0.17 | 11319.17 | 900 | 32927 | 98794.0578 | 24.91% |  | 0.060303 | 0.43165 | 3120.42 | 0
78 | 400 | 33405 | 0.04 | 0.04 | 0.08 | 0 | 0 | 0.08001 | 15206.35 | 900 | 33827 | 6.03% | 141998.2516 | 26.65% |  | 0.04001 | 13229.12 | 900 | 33827 | 102829.7822 | 22.18% |  | 0.034618 | 0.40497 | 3120.42 | 0
79 | 700 | 34105 | 0.02 | 0.03 | 0.05 | 0 | 0 | 0.05002 | 15262.12 | 10 | 33837 | 3.462% | 142065.9006 | 26.57% |  | 0.03001 | 13600.36 | 1203 | 35030 | 103280.0963 | 21.67% |  | 0.034332 | 0.40497 | 3488.66 | 0 |  | 2035
80 | 935 | 35040 | 0.02 | 0.03 | 0.05 | 0 | 0 | 0.05003 | 15600.34 | 1203 | 35040 | 3.433% | 142472.7793 | 26.06% |  | 0.03002 | 14049.96 | 10 | 35040 | 103284.5923 | 20.98% |  | 0 | 0.39926 | 3488.66 | 0 |  | 0
[20 empty] | 2947.6196 |  |  |  | 0.39926 | 3506.47 | Marginal Congestion | Congested Hours
Total capacity factor crossover point, Ruthven Criterion 1 | [23 empty] | 0.3907 | 3506.47 | 13892.0545 | 2400
Base Avg Shadow price | 0.39646 |  | Total Target Cap Factor |  | 100% | [18 empty] | 0.3907 | 3626.45
Base Congested Shadow Price | 5.7884 |  | OL Target Cap Factor |  | 34.55% | [18 empty] | 0.37643 | 3626.45
| point | MW | CF | GWh | Hours |  |  |  |  | Total CF |  |  | OL CF | [10 empty] | 0.37643 | 3678.95
Before | 1 | 0 | 100% | 0 | [5 empty] | 0 |  |  | 9036.4427 | [10 empty] | 0.36501 | 3678.95 | Avg Shadow Price | Avg Shadow for Congested Hours (CRA) | Simple Avg of 2020-35 Shadow Prices
After | 2 | 0.01 | 96.4% |  | 33778 |  |  |  | 1% | 15600.34 |  | 1% | 16049.96 | [10 empty] | 0.36501 | 3732.48 | 0.39646 | 5.7884 | 2.7991
Target Total Capacity |  | 0 |  |  |  |  | 100% |  | 2% | 15600.34 |  | 2% | 16049.96 | [10 empty] | 0.36216 | 3732.48
Less Baseload Capacity |  | 2000 |  |  |  |  | 2000 |  | 3% | 15600.34 |  | 3% | 16049.96 | [10 empty] | 0.36216 | 3924.83
OL using Total CF Target |  | 0 | 0 | <-with Price test |  |  |  |  | 4% | 15600.34 |  | 4% | 16049.96 | [10 empty] | 0.3593 | 3924.83 | Avg Overload Charge
[7 empty] | Average |  | 5% | 15600.34 |  | 5% | 16049.96 | [10 empty] | 0.3593 | 4136.56 | 0.69976
Overload capacity factor crossover point, Ruthven Criterion 2 | [6 empty] | 67.28% |  | 6% | 15600.34 |  | 6% | 16049.96 | [10 empty] | 0.35859 | 4136.56
| point | MW | CF | GWh | Hours | 3518.2213 | 5518.2213 |  | 7% | 15600.34 |  | 7% | 16049.96 | [10 empty] | 0.35859 | 4420.36
Before | 66 | 6901.64 | 0.3503 | 84713.0596 |  |  |  |  | 8% | 15600.34 |  | 8% | 16049.96 | [10 empty] | 0.35788 | 4420.36
After | 67 | 7093.84 | 0.34354 |  | 3543 |  | 34.55% |  | 9% | 15600.34 |  | 9% | 16049.96 | [10 empty] | 0.35788 | 5312.82
OL using OL CF Target |  | 7036.4427 | 7036.4427 | <-with Price test |  |  | 9036.4427 |  | 10% | 15600.34 |  | 10% | 16049.96 | [10 empty] | 0.35716 | 5312.82
[9 empty] | 11% | 15600.34 |  | 11% | 16049.96 | [10 empty] | 0.35716 | 5630.51
Overload Capacity factor crossover point with sliding scale | [8 empty] | 12% | 15600.34 |  | 12% | 16049.96 | [10 empty] | 0.35645 | 5630.51
BAU Avg Shadow price | 2.7991 |  | Target Cap Factor |  | 0% |  |  |  | 13% | 15600.34 |  | 13% | 16049.96 | [10 empty] | 0.35645 | 5711.61
| point | MW | CF | GWh | Hours |  |  |  | 14% | 15600.34 |  | 14% | 16049.96 | [10 empty] | 0.35074 | 5711.61
Before | 80 | 14049.96 | 0.2098 | 103284.5923 |  |  |  |  | 15% | 15600.34 |  | 15% | 16049.96 | [10 empty] | 0.35074 | 6143.36
After | 81 | 0 | 0 |  | 0 |  | 0% |  | 16% | 15600.34 |  | 16% | 16049.96 | [10 empty] | 0.34218 | 6143.36
Pradip Chattopadhyay |  | #DIV/0! |  |  |  |  | #DIV/0! |  | 17% | 15600.34 |  | 17% | 16049.96 | [10 empty] | 0.34218 | 6881.02
[9 empty] | 18% | 15600.34 |  | 18% | 16049.96 | [10 empty] | 0.34147 | 6881.02
Johnson Utilization Method | [8 empty] | 19% | 15600.34 |  | 19% | 16049.96 | [10 empty] | 0.34147 | 6892.36
Average Generation Mwyr | 4066.004 | [7 empty] | 20% | 15600.34 |  | 20% | 16049.96 | [10 empty] | 0.31478 | 6892.36
Ratio to Base Capacity | 2.033 | [7 empty] | 21% | 15600.34 |  | 21% | 16036.2654 | [10 empty] | 0.31478 | 7153.94
Total Line to meet CF | 5421.3386 | [7 empty] | 22% | 15600.34 |  | 22% | 15359.8417 | [10 empty] | 0.30908 | 7153.94
Less Baseload Capacity | 2000 | [7 empty] | 23% | 15600.34 |  | 23% | 14592.3534 | [10 empty] | 0.30908 | 7251.94
Overload Line Capacity | 3421.3386 |  | 3421.3386 | [5 empty] | 24% | 15600.34 |  | 24% | 13891.6005 | [10 empty] | 0.2891 | 7251.94
[9 empty] | 25% | 15600.34 |  | 25% | 13256.203 | [10 empty] | 0.2891 | 7354.71
NGO Flow Duration Method | [8 empty] | 26% | 15600.34 |  | 26% | 12608.4014 | [10 empty] | 0.28696 | 7354.71
Flow Duration Curve Target | 20% | [7 empty] | 27% | 14952.3985 |  | 27% | 12022.4077 | [10 empty] | 0.28696 | 7475.6
Total Line Capacity | 8639.87 | [7 empty] | 28% | 14271.8082 |  | 28% | 11497.3259 | [10 empty] | 0.2841 | 7475.6
Overload Line Capacity | 6639.87 | [7 empty] | 29% | 13650.4776 |  | 29% | 11024.5241 | [10 empty] | 0.2841 | 7723.97
| increase | total | [6 empty] | 30% | 13052.2363 |  | 30% | 10595.0038 | [10 empty] | 0.25742 | 7723.97
average | 4526.4767 | 6526.4767 | 0% | [5 empty] | 31% | 12468.8366 |  | 31% | 10203.178 | [10 empty] | 0.25742 | 8175.84
median | 3518.2213 | 5518.2213 | 4% | [5 empty] | 32% | 11929.5203 |  | 32% | 9844.6699 | [10 empty] | 0.25671 | 8175.84
[9 empty] | 33% | 11434.2591 |  | 33% | 9508.3415 | [10 empty] | 0.25671 | 8196.05
[9 empty] | 34% | 10978.4808 |  | 34% | 9197.8293 | [10 empty] | 0.25599 | 8196.05
[9 empty] | 35% | 10557.6451 |  | 35% | 8909.821 | [10 empty] | 0.25599 | 8326.86
[9 empty] | 36% | 10166.3091 |  | 36% | 8502.0386 | [10 empty] | 0.24458 | 8326.86
[9 empty] | 37% | 9801.7891 |  | 37% | 7941.4283 | [10 empty] | 0.24458 | 8622.04
[9 empty] | 38% | 9454.843 |  | 38% | 7373.0128 | [10 empty] | 0.21025 | 8622.04
[9 empty] | 39% | 9131.55 |  | 39% | 6602.4525 | [10 empty] | 0.21025 | 8639.87
[9 empty] | 40% | 8823.5651 |  | 40% | 5731.3808 | [10 empty] | 0.19312 | 8639.87
[9 empty] | 41% | 8368.9099 |  | 41% | 5019.775 | [10 empty] | 0.19312 | 8758.53
[9 empty] | 42% | 7858.7116 |  | 42% | 4525.4148 | [10 empty] | 0.15711 | 8758.53
[9 empty] | 43% | 7341.9009 |  | 43% | 4168.1948 | [10 empty] | 0.15711 | 8806.38
[9 empty] | 44% | 6746.6755 |  | 44% | 3897.6892 | [10 empty] | 0.12109 | 8806.38
[9 empty] | 45% | 6119.0043 |  | 45% | 3673.6897 | [10 empty] | 0.12109 | 8872.82
[9 empty] | 46% | 5549.9839 |  | 46% | 3416.3291 | [10 empty] | 0.10111 | 8872.82
[9 empty] | 47% | 5056.5037 |  | 47% | 3198.5471 | [10 empty] | 0.10111 | 8937.16
[9 empty] | 48% | 4642.4546 |  | 48% | 2993.5228 | [10 empty] | 0.1004 | 8937.16
[9 empty] | 49% | 4290.3798 |  | 49% | 2823.1211 | [10 empty] | 0.1004 | 9093.67
[9 empty] | 50% | 3986.2208 |  | 50% | 2598.5295 | [10 empty] | 0.097546 | 9093.67
[9 empty] | 51% | 3717.4903 |  | 51% | 2214.5935 | [10 empty] | 0.097546 | 9798.03
[9 empty] | 52% | 3436.5038 |  | 52% | 2097.3638 | [10 empty] | 0.091838 | 9798.03
[9 empty] | 53% | 3161.6588 |  | 53% | 2054.2966 | [10 empty] | 0.091838 | 9884.23
[9 empty] | 54% | 2880.0155 |  | 54% | 2008.957 | [10 empty] | 0.091553 | 9884.23
[9 empty] | 55% | 2598.9829 |  | 55% | 2002.9097 | [10 empty] | 0.091553 | 9922.63
[9 empty] | 56% | 2205.6569 |  | 56% | 2001.1238 | [10 empty] | 0.091267 | 9922.63
[9 empty] | 57% | 1858.5594 |  | 57% | 2000.5767 | [10 empty] | 0.091267 | 10001.78
[9 empty] | 58% | 973.3702 |  | 58% | 2000.3877 | [10 empty] | 0.090554 | 10001.78
[9 empty] | 59% | 592.5429 |  | 59% | 2000.2848 | [10 empty] | 0.090554 | 10443.4
[9 empty] | 60% | 4.9761 |  | 60% | 2000.2251 | [10 empty] | 0.08984 | 10443.4
[9 empty] | 61% | 1.632 |  | 61% | 2000.1857 | [10 empty] | 0.08984 | 10486.3
[9 empty] | 62% | 0.97604 |  | 62% | 2000.1574 | [10 empty] | 0.089127 | 10486.3
[9 empty] | 63% | 0.69142 |  | 63% | 2000.1362 | [10 empty] | 0.089127 | 12407.64
[9 empty] | 64% | 0.5269 |  | 64% | 2000.12 | [10 empty] | 0.086273 | 12407.64
[9 empty] | 65% | 0.42562 |  | 65% | 2000.1072 | [10 empty] | 0.086273 | 13180.15
[9 empty] | 66% | 0.35639 |  | 66% | 2000.0968 | [10 empty] | 0.085987 | 13180.15
[9 empty] | 67% | 0.30144 |  | 67% | 2000.0881 | [10 empty] | 0.085987 | 13319.15
[9 empty] | 68% | 0.25831 |  | 68% | 2000.0809 | [10 empty] | 0.060303 | 13319.15
[9 empty] | 69% | 0.22598 |  | 69% | 2000.0747 | [10 empty] | 0.060303 | 15206.35
[9 empty] | 70% | 0.20084 |  | 70% | 2000.0694 | [10 empty] | 0.034618 | 15206.35
[9 empty] | 71% | 0.17882 |  | 71% | 2000.0648 | [10 empty] | 0.034618 | 15262.12
[9 empty] | 72% | 0.15955 |  | 72% | 2000.0608 | [10 empty] | 0.034332 | 15262.12
[9 empty] | 73% | 0.14402 |  | 73% | 2000.0558 | [10 empty] | 0.034332 | 15600.34
[9 empty] | 74% | 0.13125 |  | 74% | 2000.0512 | [10 empty] | 0 | 15600.34
[9 empty] | 75% | 0.12056 |  | 75% | 2000.0473
[9 empty] | 76% | 0.11148 |  | 76% | 2000.0439
[9 empty] | 77% | 0.10341 |  | 77% | 2000.041
[9 empty] | 78% | 0.095613 |  | 78% | 2000.0381
[9 empty] | 79% | 0.088336 |  | 79% | 2000.0353
[9 empty] | 80% | 0.082088 |  | 80% | 2000.0329
[9 empty] | 81% | 0.07522 |  | 81% | 2000.0308
[9 empty] | 82% | 0.068715 |  | 82% | 2000.0283
[9 empty] | 83% | 0.063245 |  | 83% | 2000.0258
[9 empty] | 84% | 0.058582 |  | 84% | 2000.0237
[9 empty] | 85% | 0.05456 |  | 85% | 2000.0219
[9 empty] | 86% | 0.051054 |  | 86% | 2000.0204
[9 empty] | 87% | 0.046491 |  | 87% | 2000.0183
[9 empty] | 88% | 0.042111 |  | 88% | 2000.0164
[9 empty] | 89% | 0.037537 |  | 89% | 2000.0149
[9 empty] | 90% | 0.032935 |  | 90% | 2000.0136
[9 empty] | 91% | 0.029338 |  | 91% | 2000.0125
[9 empty] | 92% | 0.026449 |  | 92% | 2000.0116
[9 empty] | 93% | 0.024078 |  | 93% | 2000.0108
[9 empty] | 94% | 0.022098 |  | 94% | 2000.0101
[9 empty] | 95% | 0.020418 |  | 95% | 2000
[9 empty] | 96% | 0.012114 |  | 96% | 2000
[9 empty] | 97% | 0 |  | 97% | 2000
[9 empty] | 98% | 0 |  | 98% | 2000
[9 empty] | 99% | 0 |  | 99% | 2000
[9 empty] | 100% | 0 |  | 100% | 2000
Note on B13: johnrm: Inserted this cell as needed this parameter to implement johnson suggested criteria
Note on J13: johnrm: Added cell intermediate calculation
Note on K13: johnrm: Adjusted this cell to implement the criteria of johnson suggestion
Note on N20: Stanton Hadley: If Transfer Capacity = the capacity in Column M, the capacity factor for such a line is shown in Column N
Note on I21: Stanton Hadley: For values that are duplicates, an additional 0.001 is added to hellp with sorting from min to max
Note on N21: Stanton Hadley: If Transfer Capacity = the capacity in Column M, the capacity factor for such a line is shown in Column N
Note on N44: Stanton Hadley: If Transfer Capacity = the capacity in Column M, the capacity factor for such a line is shown in Column N
Note on N45: Stanton Hadley: If Transfer Capacity = the capacity in Column M, the capacity factor for such a line is shown in Column N
Note on N68: johnrm: Updated this cell for Johnson suggested criteria
Note on I71: Stanton Hadley: For values that are duplicates, an additional 0.001 is added to hellp with sorting from min to max
Note on N94: Stanton Hadley: If Transfer Capacity = the capacity in Column M, the capacity factor for such a line is shown in Column N
Note on N95: Stanton Hadley: If Transfer Capacity = the capacity in Column M, the capacity factor for such a line is shown in Column N
Note on N118: johnrm: Updated this cell for Johnson suggested criteria
Note on N144: Stanton Hadley: If Transfer Capacity = the capacity in Column M, the capacity factor for such a line is shown in Column N
Note on N145: Stanton Hadley: If Transfer Capacity = the capacity in Column M, the capacity factor for such a line is shown in Column N
Note on N168: johnrm: Updated cell with Johnson suggested criteria
Note on N194: Stanton Hadley: If Transfer Capacity = the capacity in Column M, the capacity factor for such a line is shown in Column N
Note on N195: Stanton Hadley: If Transfer Capacity = the capacity in Column M, the capacity factor for such a line is shown in Column N
Note on N218: johnrm: Updated this cell with johnson suggested criteria
Note on N220: Stanton Hadley: If Transfer Capacity = the capacity in Column M, the capacity factor for such a line is shown in Column N
Note on N221: Stanton Hadley: If Transfer Capacity = the capacity in Column M, the capacity factor for such a line is shown in Column N

## Exhibit18_WheelCost&TransCost
Appendix A, Exhibit 18 - Wheeling Charges, Trading Friction, and Total Hurdle
| Working DRAFT | Updated 3/17/11 from CRA
| From | To | Wheeling Cost 2010$/MWh | Trading Friction 2010$/MWh | Total Hurdle 2010$/MWh | All
ENT_2_MISO_MO-IL | ENT | MISO_MO-IL | 3 | 5 | 8 | 3/5/8
ENT_2_SOCO | ENT | SOCO | 3 | 5 | 8 | 3/5/8 | Wheeling/Friction/Hurdle Charge
ENT_2_SPP_N | ENT | SPP_N | 3 | 5 | 8 | 3/5/8 |  | ENT | ERCOT | FRCC | OH | MAPP_CA | MAPP_US | MISO_IN | MISO_MI | MISO_MO-IL | MISO_W | MISO_WUMS | NE | NEISO | NonRTO_Midwest | NWPP_Coal | NYISO_A-F | NYISO_GHI | NYISO_J-K | PJM_E | PJM_ROM | PJM_ROR | RMPA | SOCO | SPP_N | SPP_S | TVA | VACAR
ENT_2_SPP_S | ENT | SPP_S | 3 | 5 | 8 | 3/5/8 | ENT | [8 empty] | 3/5/8 | [13 empty] | 3/5/8 | 3/5/8 | 3/5/8 | 3/5/8
ENT_2_TVA | ENT | TVA | 3 | 5 | 8 | 3/5/8 | ERCOT | [24 empty] | 3/5/8
ERCOT_2_SPP_S | ERCOT | SPP_S | 3 | 5 | 8 | 3/5/8 | FRCC | [22 empty] | 3/5/8
FRCC_2_SOCO | FRCC | SOCO | 3 | 5 | 8 | 3/5/8 | OH |  |  |  |  | 2/5/7 |  |  | 2/5/7 |  | 2/5/7 | [5 empty] | 2/5/7
MAPP_CA_2_MAPP_US | MAPP_CA | MAPP_US | 4 | 3 | 7 | 4/3/7 | MAPP_CA |  |  |  | 5/3/8 |  | 4/3/7 |  |  |  | 0/0/0
MAPP_CA_2_MISO_W | MAPP_CA | MISO_W | 0 | 0 | 0 | 0/0/0 | MAPP_US |  |  |  |  | 4/3/7 |  |  |  |  | 4/3/7 |  | 4/3/7 |  |  | 5/3/8 | [6 empty] | 5/3/8
MAPP_CA_2_OH | MAPP_CA | OH | 5 | 3 | 8 | 5/3/8 | MISO_IN | [7 empty] | 0/0/0 | 0/0/0 |  |  |  |  | 5/3/8 | [6 empty] | 0/2/2
MAPP_US_2_MAPP_CA | MAPP_US | MAPP_CA | 4 | 3 | 7 | 4/3/7 | MISO_MI |  |  |  | 5/3/8 |  |  | 0/0/0 |  |  |  | 0/0/0 | [9 empty] | 0/2/2
MAPP_US_2_MISO_W | MAPP_US | MISO_W | 4 | 3 | 7 | 4/3/7 | MISO_MO-IL | 5/3/8 | [5 empty] | 0/0/0 |  |  | 0/0/0 | [13 empty] | 5/3/8 |  | 5/3/8
MAPP_US_2_NE | MAPP_US | NE | 4 | 3 | 7 | 4/3/7 | MISO_W |  |  |  | 5/3/8 | 0/0/0 | 4/3/7 | 0/0/0 |  | 0/0/0 |  | 0/0/0 | 4/3/7
MAPP_US_2_NWPP_Coal | MAPP_US | NWPP_Coal | 5 | 3 | 8 | 5/3/8 | MISO_WUMS | [7 empty] | 0/0/0 |  | 0/0/0 | [10 empty] | 0/2/2
MAPP_US_2_RMPA | MAPP_US | RMPA | 5 | 3 | 8 | 5/3/8 | NE | [5 empty] | 2/3/5 |  |  |  | 2/3/5 | [11 empty] | 2/3/5 |  | 0/0/0
MISO_IN_2_MISO_MI | MISO_IN | MISO_MI | 0 | 0 | 0 | 0/0/0 | NEISO | [15 empty] | 0/3/3 | 0/3/3
MISO_IN_2_MISO_MO-IL | MISO_IN | MISO_MO-IL | 0 | 0 | 0 | 0/0/0 | NonRTO_Midwest | [6 empty] | 3/5/8 | [18 empty] | 3/5/8
MISO_IN_2_NonRTO_Midwest | MISO_IN | NonRTO_Midwest | 5 | 3 | 8 | 5/3/8 | NWPP_Coal | [5 empty] | 3/5/8
MISO_IN_2_PJM_ROR | MISO_IN | PJM_ROR | 0 | 2 | 2 | 0/2/2 | NYISO_A-F |  |  |  | 4/3/7 | [8 empty] | 0/3/3 |  |  |  | 0/0/0 |  |  | 5/3/8
MISO_MI_2_MISO_IN | MISO_MI | MISO_IN | 0 | 0 | 0 | 0/0/0 | NYISO_GHI | [12 empty] | 0/3/3 |  |  | 0/0/0 |  |  | 5/3/8
MISO_MI_2_MISO_WUMS | MISO_MI | MISO_WUMS | 0 | 0 | 0 | 0/0/0 | NYISO_J-K
MISO_MI_2_OH | MISO_MI | OH | 5 | 3 | 8 | 5/3/8 | PJM_E | [16 empty] | 3/3/6 |  |  | 0/0/0
MISO_MI_2_PJM_ROR | MISO_MI | PJM_ROR | 0 | 2 | 2 | 0/2/2 | PJM_ROM | [15 empty] | 3/3/6 |  |  | 0/0/0 |  | 0/0/0
MISO_MO-IL_2_ENT | MISO_MO-IL | ENT | 5 | 3 | 8 | 5/3/8 | PJM_ROR | [6 empty] | 0/2/2 | 0/2/2 | 0/2/2 | 0/2/2 | 0/2/2 |  |  | 3/3/6 | [5 empty] | 0/0/0 | [5 empty] | 3/3/6 | 3/3/6
MISO_MO-IL_2_MISO_IN | MISO_MO-IL | MISO_IN | 0 | 0 | 0 | 0/0/0 | RMPA | [5 empty] | 3/5/8 | [5 empty] | 3/5/8 | [11 empty] | 3/5/8
MISO_MO-IL_2_MISO_W | MISO_MO-IL | MISO_W | 0 | 0 | 0 | 0/0/0 | SOCO | 5/5/10 |  | 5/5/10 | [22 empty] | 5/5/10 | 5/5/10
MISO_MO-IL_2_PJM ROR | MISO_MO-IL | PJM ROR | 0 | 2 | 2 | 0/2/2 | SPP_N | 2/3/5 | [7 empty] | 2/3/5 | 2/3/5 |  | 0/0/0 | [9 empty] | 2/3/5 |  |  | 0/0/0
MISO_MO-IL_2_SPP_N | MISO_MO-IL | SPP_N | 5 | 3 | 8 | 5/3/8 | SPP_S | 2/3/5 | 2/3/5 | [21 empty] | 0/0/0
MISO_MO-IL_2_TVA | MISO_MO-IL | TVA | 5 | 3 | 8 | 5/3/8 | TVA | 4/5/9 | [12 empty] | 4/5/9 | [6 empty] | 4/5/9 |  | 4/5/9 |  |  |  | 4/5/9
MISO_W_2_MAPP_CA | MISO_W | MAPP_CA | 0 | 0 | 0 | 0/0/0 | VACAR | [20 empty] | 2/5/7 |  | 2/5/7 |  |  | 2/5/7
MISO_W_2_MAPP_US | MISO_W | MAPP_US | 4 | 3 | 7 | 4/3/7
MISO_W_2_MISO_IN | MISO_W | MISO_IN | 0 | 0 | 0 | 0/0/0
MISO_W_2_MISO_MO-IL | MISO_W | MISO_MO-IL | 0 | 0 | 0 | 0/0/0
MISO_W_2_MISO_WUMS | MISO_W | MISO_WUMS | 0 | 0 | 0 | 0/0/0
MISO_W_2_NE | MISO_W | NE | 4 | 3 | 7 | 4/3/7 | From
MISO_W_2_OH | MISO_W | OH | 5 | 3 | 8 | 5/3/8
MISO_W_2_PJM ROR | MISO_W | PJM ROR | 0 | 2 | 2 | 0/2/2 | ENT | ENT
MISO_W_2_SPP-N | MISO_W | SPP-N | 4 | 3 | 7 | 4/3/7 | ERCOT | ERCOT
MISO_WUMS_2_MISO_MI | MISO_WUMS | MISO_MI | 0 | 0 | 0 | 0/0/0 | FRCC | FRCC
MISO_WUMS_2_MISO_W | MISO_WUMS | MISO_W | 0 | 0 | 0 | 0/0/0 | OH | OH
MISO_WUMS_2_PJM_ROR | MISO_WUMS | PJM_ROR | 0 | 2 | 2 | 0/2/2 | MAPP_CA | MAPP_CA
NE_2_MAPP_US | NE | MAPP_US | 2 | 3 | 5 | 2/3/5 | MAPP_US | MAPP_US
NE_2_MISO_W | NE | MISO_W | 2 | 3 | 5 | 2/3/5 | MISO_IN | MISO_IN
NE_2_RMPA | NE | RMPA | 2 | 3 | 5 | 2/3/5 | MISO_MI | MISO_MI
NE_2_SPP_N | NE | SPP_N | 0 | 0 | 0 | 0/0/0 | MISO_MO-IL | MISO_MO-IL
NEISO_2_NYISO_A-F | NEISO | NYISO_A-F | 0 | 3 | 3 | 0/3/3 | MISO_W | MISO_W
NEISO_2_NYISO_GHI | NEISO | NYISO_GHI | 0 | 3 | 3 | 0/3/3 | MISO_WUMS | MISO_WUMS
NEISO_2_NYISO_JK | NEISO | NYISO_JK | 0 | 3 | 3 | 0/3/3 | NE | NE
NonRTO_Midwest_2_MISO_IN | NonRTO_Midwest | MISO_IN | 3 | 5 | 8 | 3/5/8 | NEISO | NEISO
NonRTO_Midwest_2_TVA | NonRTO_Midwest | TVA | 3 | 5 | 8 | 3/5/8 | NonRTO_Midwest | NonRTO_Midwest
NWPP_Coal_2_MAPP_US | NWPP_Coal | MAPP_US | 3 | 5 | 8 | 3/5/8 | NWPP_Coal | NYISO_A-F
NYISO_A-F_2_NEISO | NYISO_A-F | NEISO | 0 | 3 | 3 | 0/3/3 | NYISO_A-F | NYISO_GHI
NYISO_A-F_2_NYISO_GHI | NYISO_A-F | NYISO_GHI | 0 | 0 | 0 | 0/0/0 | NYISO_GHI | NYISO_J-K
NYISO_A-F_2_OH | NYISO_A-F | OH | 4 | 3 | 7 | 4/3/7 | NYISO_JK | PJM_E
NYISO_A-F_2_PJM_ROM | NYISO_A-F | PJM_ROM | 5 | 3 | 8 | 5/3/8 | PJM_E | PJM_ROM
NYISO_GHI_2_NEISO | NYISO_GHI | NEISO | 0 | 3 | 3 | 0/3/3 | PJM_ROM | PJM_ROR
NYISO_GHI_2_NYISO_A-F | NYISO_GHI | NYISO_A-F | 0 | 0 | 0 | 0/0/0 | PJM_ROR | SOCO
NYISO_GHI_2_NYISO_JK | NYISO_GHI | NYISO_JK | 0 | 0 | 0 | 0/0/0 | RMPA | SPP_N
NYISO_GHI_2_PJM_E | NYISO_GHI | PJM_E | 5 | 3 | 8 | 5/3/8 | SOCO | SPP_S
NYISO_JK_2_NEISO | NYISO_JK | NEISO | 0 | 3 | 3 | 0/3/3 | SPP_N | TVA
NYISO_JK_2_NYISO_GHI | NYISO_JK | NYISO_GHI | 0 | 0 | 0 | 0/0/0 | SPP_S | TVA_Transmission
NYISO_JK_2_PJM_E | NYISO_JK | PJM_E | 5 | 3 | 8 | 5/3/8 | TVA | VACAR
OH_2_MAPP_CA | OH | MAPP_CA | 2 | 5 | 7 | 2/5/7 | VACAR
OH_2_MISO_MI | OH | MISO_MI | 2 | 5 | 7 | 2/5/7
OH_2_MISO_W | OH | MISO_W | 2 | 5 | 7 | 2/5/7
OH_2_NYISO_A-F | OH | NYISO_A-F | 2 | 5 | 7 | 2/5/7
PJM_E_2_NYISO_GHI | PJM_E | NYISO_GHI | 3 | 3 | 6 | 3/3/6
PJM_E_2_NYISO_JK | PJM_E | NYISO_JK | 3 | 3 | 6 | 3/3/6
PJM_E_2_PJM_ROM | PJM_E | PJM_ROM | 0 | 0 | 0 | 0/0/0
PJM_ROM_2_NYISO_A-F | PJM_ROM | NYISO_A-F | 3 | 3 | 6 | 3/3/6
PJM_ROM_2_PJM_E | PJM_ROM | PJM_E | 0 | 0 | 0 | 0/0/0
PJM_ROM_2_PJM_ROR | PJM_ROM | PJM_ROR | 0 | 0 | 0 | 0/0/0
PJM_ROR_2_MISO_IN | PJM_ROR | MISO_IN | 0 | 2 | 2 | 0/2/2
PJM_ROR_2_MISO_MI | PJM_ROR | MISO_MI | 0 | 2 | 2 | 0/2/2
PJM_ROR_2_MISO_MO-IL | PJM_ROR | MISO_MO-IL | 0 | 2 | 2 | 0/2/2
PJM_ROR_2_MISO_W | PJM_ROR | MISO_W | 0 | 2 | 2 | 0/2/2
PJM_ROR_2_MISO_WUMS | PJM_ROR | MISO_WUMS | 0 | 2 | 2 | 0/2/2
PJM_ROR_2_NonRTO_Midwest | PJM_ROR | NonRTO_Midwest | 3 | 3 | 6 | 3/3/6
PJM_ROR_2_PJM_ROM | PJM_ROR | PJM_ROM | 0 | 0 | 0 | 0/0/0
PJM_ROR_2_TVA | PJM_ROR | TVA | 3 | 3 | 6 | 3/3/6
PJM_ROR_2_VACAR | PJM_ROR | VACAR | 3 | 3 | 6 | 3/3/6
RMPA_2_MAPP_US | RMPA | MAPP_US | 3 | 5 | 8 | 3/5/8
RMPA_2_NE | RMPA | NE | 3 | 5 | 8 | 3/5/8
RMPA_2_SPP_N | RMPA | SPP_N | 3 | 5 | 8 | 3/5/8
SOCO_2_ENT | SOCO | ENT | 5 | 5 | 10 | 5/5/10
SOCO_2_FRCC | SOCO | FRCC | 5 | 5 | 10 | 5/5/10
SOCO_2_TVA | SOCO | TVA | 5 | 5 | 10 | 5/5/10
SOCO_2_VACAR | SOCO | VACAR | 5 | 5 | 10 | 5/5/10
SPP_N_2_ENT | SPP_N | ENT | 2 | 3 | 5 | 2/3/5
SPP_N_2_MISO_MO-IL | SPP_N | MISO_MO-IL | 2 | 3 | 5 | 2/3/5
SPP_N_2_MISO_W | SPP_N | MISO_W | 2 | 3 | 5 | 2/3/5
SPP_N_2_NE | SPP_N | NE | 0 | 0 | 0 | 0/0/0
SPP_N_2_RMPA | SPP_N | RMPA | 2 | 3 | 5 | 2/3/5
SPP_N_2_SPP_S | SPP_N | SPP_S | 0 | 0 | 0 | 0/0/0
SPP_S_2_AZ_NM_SNV_Coal | SPP_S | AZ_NM_SNV_Coal | 2 | 3 | 5 | 2/3/5
SPP_S_2_ENT | SPP_S | ENT | 2 | 3 | 5 | 2/3/5
SPP_S_2_ERCOT | SPP_S | ERCOT | 2 | 3 | 5 | 2/3/5
SPP_S_2_SPP_N | SPP_S | SPP_N | 0 | 0 | 0 | 0/0/0
TVA_2_ENT | TVA | ENT | 4 | 5 | 9 | 4/5/9
TVA_2_MISO-MO-IL | TVA | MISO-MO-IL | 4 | 5 | 9 | 4/5/9
TVA_2_NonRTO_Midwest | TVA | NonRTO_Midwest | 4 | 5 | 9 | 4/5/9
TVA_2_PJM_ROR | TVA | PJM_ROR | 4 | 5 | 9 | 4/5/9
TVA_2_SOCO | TVA | SOCO | 4 | 5 | 9 | 4/5/9
TVA_2_VACAR | TVA | VACAR | 4 | 5 | 9 | 4/5/9
VACAR_2_PJM_ROR | VACAR | PJM_ROR | 2 | 5 | 7 | 2/5/7
VACAR_2_SOCO | VACAR | SOCO | 2 | 5 | 7 | 2/5/7
VACAR_2_TVA | VACAR | TVA | 2 | 5 | 7 | 2/5/7
The input assumptions contained herein reflect a joint assumptions development process between EIPC, EIPC stakeholders and CRA for purposes of EIPC capacity expansion modeling.
As such, these inputs do not necessarily reflect the opinions or views of CRA or any individual EIPC stakeholder.

## shadow prices
| Total Marginal Congestion (block shadow price*block hours)/total hours |  | Average of congested hour congestion (marginal congestion/congested hours)
Line name | F1B | F2B | F1B | F2B
IESO_2_MISO_W | 3.2842 | 32.3597 | 5.7222 | 38.4746
MISO_WUMS_2_MISO_W | 3.2647 | 1.0545 | 4.2942 | 4.3306
MISO_MO-IL_2_MISO_W | 2.663 | 0.52035 | 4.3128 | 2.14
IESO_2_MAPP_CA | 2.5487 | 25.5991 | 3.3138 | 39.2867
NEISO_2_NYISO_J-K | 2.0258 | 11.2757 | 4.0271 | 17.9796
MISO_W_2_MAPP_CA | 1.7036 | 3.5083 | 3.9532 | 14.6768
IESO_2_MISO_MI | 1.5875 | 41.0393 | 6.8844 | 43.353
NEISO_2_NYISO_G-I | 1.5866 | 11.1514 | 3.651 | 23.797
NYISO_A-F_2_NYISO_G-I | 1.506 | 12.5684 | 3.776 | 18.0594
MAPP_CA_2_MISO_W | 1.3784 | 10.0468 | 10.2439 | 25.6868
NE_2_SPP_N | 1.2386 | 1.7828 | 4.9476 | 4.5401
NEISO_2_NYISO_A-F | 0.98419 | 0.25616 | 2.5828 | 2.992
PJM_ROR_2_MISO_W | 0.91072 | 0.084047 | 3.4815 | 2.1418
MISO_WUMS_2_MISO_MI | 0.84616 | 1.682 | 1.2648 | 3.6043
SPP_S_2_SPP_N | 0.60168 | 0.25498 | 6.5071 | 6.9801
NYISO_J-K_2_PJM_E | 0.60067 | 0.20067 | 0.64782 | 0.20067
MAPP_US_2_MAPP_CA | 0.57385 | 3.4868 | 3.0783 | 11.2214
TVA_2_SOCO | 0.57173 | 0.49977 | 6.4729 | 6.2543
NYISO_G-I_2_NYISO_J-K | 0.52555 | 0.11747 | 3.2826 | 1.96
NYISO_J-K_2_NEISO | 0.3824 | 0.05755 | 0.41356 | 0.05755
NYISO_A-F_2_PJM_ROM | 0.32435 | 8.5723 | 4.4137 | 25.9433
TVA_2_NonRTO_Midwest | 0.30419 | 0.16299 | 3.5828 | 2.483
PJM_ROR_2_VACAR | 0.26176 | 0.23228 | 1.3447 | 2.1097
MISO_IN_2_MISO_MI | 0.21833 | 1.2984 | 1.3945 | 3.5767
PJM_E_2_NYISO_J-K | 0.17198 | 0.17215 | 0.9062 | 1.2433
IESO_2_NYISO_A-F | 0.15739 | 32.1127 | 0.69678 | 38.388
NYISO_G-I_2_PJM_E | 0.12651 | 0.13693 | 3.6187 | 5.9975
TVA_2_VACAR | 0.11141 | 0.246 | 2.9351 | 3.6681
MISO_MO-IL_2_SPP_N | 0.10478 | 0 | 2.0397 | 0
MAPP_CA_2_MAPP_US | 0.099836 | 5.5565 | 8.6377 | 30.3983
SPP_S_2_ENT | 0.080038 | 25.9391 | 2.8618 | 37.7876
NYISO_A-F_2_NEISO | 0.072153 | 0.13343 | 1.2214 | 1.9686
PJM_E_2_NYISO_G-I | 0.064375 | 0.13285 | 0.5069 | 1.5663
MISO_MO-IL_2_MISO_IN | 0.062103 | 1.0054 | 0.99048 | 2.4232
MISO_MI_2_MISO_WUMS | 0.056576 | 0.28445 | 0.5713 | 1.167
MISO_WUMS_2_PJM_ROR | 0.051725 | 2.8678 | 2.947 | 6.2539
MISO_W_2_MISO_WUMS | 0.048596 | 11.1017 | 0.77506 | 30.2656
MISO_IN_2_MISO_MO-IL | 0.044902 | 0.73136 | 3.702 | 3.8352
VACAR_2_SOCO | 0.036001 | 0.0014983 | 1.1213 | 1.05
TVA_2_ENT | 0.033537 | 0.11712 | 1.9586 | 4.56
PJM_ROM_2_PJM_ROR | 0.030954 | 0 | 3.3373 | 0
SPP_N_2_NE | 0.017988 | 0.45487 | 2.101 | 4.8772
ENT_2_SOCO | 0.010229 | 0.39643 | 1.2576 | 5.7879
PJM_ROR_2_PJM_ROM | 0.0094052 | 0.84628 | 0.26114 | 3.5197
TVA_2_PJM_ROR | 0.0066227 | 0.14643 | 1.0548 | 3.2069
PJM_ROR_2_MISO_MO-IL | 0.0053015 | 0.015668 | 7.4306 | 1.83
SOCO_2_VACAR | 0.0040989 | 0.020983 | 1.4363 | 2.2623
TVA_2_MISO_MO-IL | 0.0020258 | 0.035046 | 3.5491 | 3.07
PJM_ROM_2_NYISO_A-F | 0.0019004 | 0 | 0.07122 | 0
TVA_Transmission_2_VACAR | 0.0018801 | 0.058776 | 2.6351 | 2.746
SPP_N_2_ENT | 0 | 25.957 | 0 | 35.7662
SPP_N_2_MISO_MO-IL | 0 | 22.0766 | 0 | 44.627
MISO_W_2_PJM_ROR | 0 | 13.3877 | 0 | 23.0394
NE_2_MISO_W | 0 | 12.2833 | 0 | 19.7198
SPP_N_2_MISO_W | 0 | 12.0218 | 0 | 24.2736
MISO_W_2_MISO_MO-IL | 0 | 10.3831 | 0 | 27.6441
NE_2_MAPP_US | 0 | 8.2536 | 0 | 48.1929
MISO_MO-IL_2_PJM_ROR | 0 | 3.0743 | 0 | 5.5639
MISO_IN_2_PJM_ROR | 0 | 2.6713 | 0 | 3.8335
MISO_MI_2_PJM_ROR | 0 | 1.4965 | 0 | 5.4765
MISO_W_2_IESO | 0 | 0.78645 | 0 | 12.8892
MISO_MO-IL_2_ENT | 0 | 0.56037 | 0 | 3.463
MAPP_US_2_MISO_W | 0 | 0.51189 | 0 | 28.6984
MISO_MO-IL_2_TVA_Transmission | 0 | 0.38043 | 0 | 3.0118
SPP_N_2_SPP_S | 0 | 0.35087 | 0 | 2.4055
MAPP_CA_2_IESO | 0 | 0.22542 | 0 | 24.6834
VACAR_2_PJM_ROR | 0 | 0.16376 | 0 | 3.5863
TVA_Transmission_2_PJM_ROR | 0 | 0.046861 | 0 | 3.284
VACAR_2_TVA_Transmission | 0 | 0.017352 | 0 | 6.08
ENT_2_TVA_Transmission | 0 | 0.0068636 | 0 | 4.81
SOCO_2_FRCC | 0 | 0.0056935 | 0 | 7.98
ENT_2_MISO_MO-IL | 0 | 0.0023116 | 0 | 0.27
PJM_ROR_2_TVA_Transmission | 0 | 0.0017694 | 0 | 2.48
MISO_IN_2_NonRTO_Midwest | 0 | 0.00014983 | 0 | 0.21
TVA_Transmission_2_SOCO | 0 | 7.1347e-06 | 0 | 0.01
ENT_2_SPP_N | 0 | 0 | 0 | 0
ENT_2_SPP_S | 0 | 0 | 0 | 0
FRCC_2_SOCO | 0 | 0 | 0 | 0
MAPP_US_2_NE | 0 | 0 | 0 | 0
MISO_MI_2_IESO | 0 | 0 | 0 | 0
MISO_MI_2_MISO_IN | 0 | 0 | 0 | 0
MISO_W_2_MAPP_US | 0 | 0 | 0 | 0
MISO_W_2_NE | 0 | 0 | 0 | 0
MISO_W_2_SPP_N | 0 | 0 | 0 | 0
NonRTO_Midwest_2_MISO_IN | 0 | 0 | 0 | 0
NonRTO_Midwest_2_TVA_Transmission | 0 | 0 | 0 | 0
NYISO_A-F_2_IESO | 0 | 0 | 0 | 0
NYISO_G-I_2_NEISO | 0 | 0 | 0 | 0
NYISO_G-I_2_NYISO_A-F | 0 | 0 | 0 | 0
NYISO_J-K_2_NYISO_G-I | 0 | 0 | 0 | 0
PJM_E_2_PJM_ROM | 0 | 0 | 0 | 0
PJM_ROM_2_PJM_E | 0 | 0 | 0 | 0
PJM_ROR_2_MISO_IN | 0 | 0 | 0 | 0
PJM_ROR_2_MISO_MI | 0 | 0 | 0 | 0
PJM_ROR_2_MISO_WUMS | 0 | 0 | 0 | 0
SOCO_2_ENT | 0 | 0 | 0 | 0
SOCO_2_TVA_Transmission | 0 | 0 | 0 | 0
TVA_Transmission_2_ENT | 0 | 0 | 0 | 0
TVA_Transmission_2_MISO_MO-IL | 0 | 0 | 0 | 0
TVA_Transmission_2_NonRTO_Midwest | 0 | 0 | 0 | 0
TVA_Transmission_2_TVA | 0 | 0 | 0 | 0